## EX AEV-1
KPCo Kentucky Retail Jurisdiction
Base Rate Revenue Target Summary
|  |  |  | Proposed Tariff GS |  |  |  |  | Proposed Tariff LGS
|  | Total | [5 empty] | Total |  |  |  |  | Total |  |  | Total |  |  |  |  | Total
| From CCOS | Retail | RS | SGS | MGS-SEC | MGS-PRI | MGS-SUB | MGS | LGS-SEC | LGS-PRI | LGS-SUB | LGS-TRA | LGS | PS Sec | PS Pri | PS | IGS Sec | IGS Pri | IGS Sub | IGS Tra | IGS | MW | OL | SL
a | Demand | 243752700 | 104206522 | 7659911 | 26038293 | 774053 | 27155 | 26839501 | 20051420 | 3689500 | 1633077 | 75492 | 25449489 | 5649001 | 94786 | 5743787 | 621957 | 10020648 | 53568818 | 9544945 | 73756368 | 89543 | 6166 | 1413
b | Energy | 191926408 | 73064956 | 4651909 | 15637792 | 450364 | 26467 | 16114623 | 14531627 | 2724545 | 1204668 | 56006 | 18516846 | 3869484 | 63208 | 3932692 | 545924 | 9329390 | 53848831 | 9886421 | 73610566 | 71333 | 1664370 | 299113
c | Dist Primary | 72512797 | 42843798 | 3067924 | 10361875 | 303340 | 0 | 10665215 | 7874194 | 1446487 | 0 | 0 | 9320681 | 2173360 | 36320 | 2209680 | 248375 | 3947069 | 0 | 0 | 4195444 | 36121 | 143067 | 30867
d | Dist Secondary | 32012721 | 21213526 | 1636335 | 4559449 | 0 | 0 | 4559449 | 2944372 | 0 | 0 | 0 | 2944372 | 985794 | 0 | 985794 | 69612 | 0 | 0 | 0 | 69612 | 12829 | 507729 | 83075
e | Customer | 25589466 | 12249602 | 3465334 | 933727 | 239813 | 14823 | 1188363 | 237512 | 67405 | 138535 | 25226 | 468678 | 60274 | 1064 | 61338 | 1465 | 35582 | 186348 | 32951 | 256346 | 1530 | 6791546 | 1106729
f= sum a-e | TOTAL | 565794092 | 253578404 | 20481413 | 57531136 | 1767570 | 68445 | 59367151 | 45639125 | 7927937 | 2976280 | 156724 | 56700066 | 12737913 | 195378 | 12933291 | 1487333 | 23332689 | 107603997 | 19464317 | 151888336 | 211356 | 9112878 | 1521197
Adjustments
g | Less Fuel Clause | 9129743 | 3264810 | 211604 | 710088 | 23456 | 2189 | 735733 | 647394 | 124714 | 57445 | 2699 | 832252 | 175376 | 2966 | 178342 | 24805 | 452948 | 2842724 | 501292 | 3821769 | 3184 | 68807 | 13242
Base Rate Revenue Targets
j=a | Demand | 243752700 | 104206522 | 7659911 | 26038293 | 774053 | 27155 | 26839501 | 20051420 | 3689500 | 1633077 | 75492 | 25449489 | 5649001 | 94786 | 5743787 | 621957 | 10020648 | 53568818 | 9544945 | 73756368 | 89543 | 6166 | 1413
k=b-g | Energy | 182796665 | 69800146 | 4440305 | 14927704 | 426908 | 24278 | 15378890 | 13884233 | 2599831 | 1147223 | 53307 | 17684594 | 3694108 | 60242 | 3754350 | 521119 | 8876442 | 51006107 | 9385129 | 69788797 | 68149 | 1595563 | 285871
l=c-i | Dist Primary | 72512797 | 42843798 | 3067924 | 10361875 | 303340 | 0 | 10665215 | 7874194 | 1446487 | 0 | 0 | 9320681 | 2173360 | 36320 | 2209680 | 248375 | 3947069 | 0 | 0 | 4195444 | 36121 | 143067 | 30867
m=d | Dist Secondary | 32012721 | 21213526 | 1636335 | 4559449 | 0 | 0 | 4559449 | 2944372 | 0 | 0 | 0 | 2944372 | 985794 | 0 | 985794 | 69612 | 0 | 0 | 0 | 69612 | 12829 | 507729 | 83075
n=e-h | Customer | 25589466 | 12249602 | 3465334 | 933727 | 239813 | 14823 | 1188363 | 237512 | 67405 | 138535 | 25226 | 468678 | 60274 | 1064 | 61338 | 1465 | 35582 | 186348 | 32951 | 256346 | 1530 | 6791546 | 1106729
o=sum j-n |  | 556664349 | 250313594 | 20269809 | 56821048 | 1744114 | 66256 | 58631418 | 44991731 | 7803223 | 2918835 | 154025 | 55867814 | 12562537 | 192412 | 12754949 | 1462528 | 22879741 | 104761273 | 18963025 | 148066567 | 208172 | 9044071 | 1507955
| Check | 0
556664349
From CCOS:
| PRODUCTION | 250337482 | 113234583 | 7186884 | 25066365 | 753165 | 40494 | 25860024 | 19277538 | 3561197 | 1583684 | 72915 | 24495334 | 5587569 | 93734 | 5681303 | 621524 | 10034200 | 53583338 | 9557291 | 73796353 | 83003 | 0 | 0
| BULKTRAN | -5374355 | -7439680 | 395396 | 816076 | 17721 | -10414 | 823384 | 649991 | 107997 | 39793 | 2577 | 800358 | 52847 | 905 | 53752 | 531 | -8391 | 7178 | -12346 | -13028 | 5462 | 0 | 0
| SUBTRAN | -1210425 | -1588381 | 77631 | 155852 | 3167 | -2925 | 156094 | 123891 | 20306 | 9600 | 0 | 153797 | 8585 | 147 | 8732 | -98 | -5161 | -21698 | 0 | -26956 | 1078 | 6166 | 1413
| DISTPRI | 72512797 | 42843798 | 3067924 | 10361875 | 303340 | 0 | 10665215 | 7874194 | 1446487 | 0 | 0 | 9320681 | 2173360 | 36320 | 2209680 | 248375 | 3947069 | 0 | 0 | 4195444 | 36121 | 143067 | 30867
| DISTSEC | 32012719 | 21213526 | 1636335 | 4559449 | 0 | 0 | 4559449 | 2944372 | 0 | 0 | 0 | 2944372 | 985794 | 0 | 985794 | 69612 | 0 | 0 | 0 | 69612 | 12829 | 507729 | 83075
| ENERGY | 191926409 | 73064956 | 4651909 | 15637792 | 450364 | 26467 | 16114624 | 14531627 | 2724545 | 1204668 | 56006 | 18516845 | 3869484 | 63208 | 3932692 | 545924 | 9329390 | 53848831 | 9886421 | 73610566 | 71333 | 1664370 | 299113
| CUSTOMER | 25589465 | 12249602 | 3465334 | 933727 | 239813 | 14823 | 1188363 | 237512 | 67405 | 138535 | 25226 | 468678 | 60274 | 1064 | 61338 | 1465 | 35582 | 186348 | 32951 | 256346 | 1530 | 6791546 | 1106729
| TOTAL | 565794092 | 253578405 | 20481413 | 57531135 | 1767571 | 68445 | 59367152 | 45639124 | 7927936 | 2976280 | 156723 | 56700064 | 12737913 | 195379 | 12933292 | 1487333 | 23332689 | 107603997 | 19464317 | 151888336 | 211356 | 9112879 | 1521196
|  | Total | RS | SGS | MGS-SEC | MGS-PRI | MGS-SUB | MGS | LGS-SEC | LGS-PRI | LGS-SUB | LGS-TRA | LGS | PS-SEC | PS-PRI | PS | IGS-SEC | IGS-PRI | IGS-SUB | IGS-TRA | IGS | MW | OL | SL

## RS
I. | Proposed Revenue
Billed &
|  | Accrued | Fuel | Base
|  | Revenue | Revenue | Revenue
Total RS Revenue Requirement
| Demand | 168263846 | 0 | 168263846
| Energy | 73064956 | 3264810 | 69800146
| Customer | 12249602 | 0 | 12249602
| Total | 253578404 | 3264810 | 250313594
II. | Customer Charge
|  |  | Proposed Customer Charge |  | = | 17.5 | /mo.
| Proposed Customer Charge Revenue |  | 1639281 | x | 17.5 | = | 28687417.5
III. | Off-Peak Energy Charge
| Energy Revenue Requirement |  | 69800146
| Total Energy (kWh) |  | 2042413438
| Total Secondary Energy Charge |  | 0.03418 | /kWh
| Fixed Cost Adder |  | 0.03 | /kWh
| Proposed Off-Peak Energy Charge |  | 0.06418 | /kWh
| Off-Peak % Usage |  | 56.26%
| Off-Peak kWh Energy |  | 1149061800
| Off-Peak Revenue |  | 1149061800 | x | 0.06418 | = | 73746786
IV. | On-Peak Energy Charge
| Total RS Base Revenue |  | 250313594
| Less: Customer Revenue |  | 28687417.5
| Less: Off-Peak Energy Revenue |  | 73746786
| On-Peak Revenue |  | 147879390.5
| Total RS Energy |  | 2042413438
| Less: Off-Peak kWh Energy |  | 1149061800
| On-Peak kWh Energy |  | 893351638
| Proposed On-Peak Energy Charge |  | 0.16553 | /kWh
V. | Revenue Verification
|  | Units |  | Rate |  | Revenue | Difference | Current Rates
| On-Peak | 893351638 | kWh | 0.16553 | /kWh | 147876497 |  | 0.136
| Off-Peak | 1149061800 | kWh | 0.06418 | /kWh | 73746786 |  | 0.05094
| Customer | 1639281 | Bills | 17.5 | /Mo. | 28687418
| Total | 2042413438 | kWh |  |  | 250310701 | -2893
VI. | Time-of-Day Customer Charges
| Current TOD Charge | 13.6
| Proposed Standard Charge | 17.5 |  | Separate Meter
| Actual Differential: |  |  | Charge
| TOD Meter Cost | 362.34 |  | 362.34
| Standard Meter Cost | 106.69
| Cost Differential | 255.65 |  | 362.34
| Carrying Cost | 11.63% |  | 11.63% |  |  | 30 Year Annual Investment CC
| Over 12 Months | 12 |  | 12
| Differential | 2.48 |  | 3.51
| Proposed RS-TOD/RS-LM-TOD/ RS TOD 2 | 20 |  | 3.5
| Separate Meter Customer Charge: |  | Current | 3.75
|  |  | Use: | 3.75
VII. | RS-TOD / RS-LM-TOD Proposed Revenue
|  | Units |  | Rate |  | Revenue
| On-Peak | 1178582 | kWh | 0.16553 | /kWh | 195091
| Off-Peak | 2278657 | kWh | 0.06418 | /kWh | 146244
| Customer - Std TOD | 1759 | Bills | 20 | /Mo. | 35180
| Customer - Sep Meter | 106 | Bills | 3.75 | /Mo. | 398
| Total | 3457239 | kWh |  |  | 376913
VIII. | Customer Revenue
| Customer Charge Revenue |  | 1637416 | Bills x | 17.5 | /mo. = | 28654780
IX. | Standard Energy Rates
| Storage Water Heating Revenue |  | 254765 | kWh x | 0.06418 | /kWh (Off-Pk) = | 16351
| Adjusted Base Revenue |  | 250313594
| Less RS-TOD/RS-LM-TOD Revenue |  | 376913
| Less: Customer Revenue |  | 28654780
| Less: Storage Water Htg Revenue |  | 16351
| Energy Charge Revenue - All Blocks |  | 221265550
| All kWh |  | 2038701434
| Standard Energy Rate - All kWh |  | 0.10853 | /kWh
X. | RS Revenue Verification
|  | Units |  | Rate |  | Revenue | Difference
| All Standard kWh | 2038701434 | kWh | 0.10853 | /kWh | 221260267
| Storage Water Heating | 254765 | kWh | 0.06418 | /kWh | 16351
| Customer | 1637416 | Bills | 17.5 | /mo. | 28654780
| Total | 2038956199 | kWh |  |  | 249931398 | -5283
*Revised after revenue verification
XIV. | Residential Summary
| Schedule | Bills | kWh |  | Revenue | Difference
| RS | 1637416 | 2038956199 |  | 249931398
| RS-TOD / RS LMTOD | 1865 | 3457239 |  | 376913
| Total Billed | 1639281 | 2042413438 |  | 250308311 | -5283

## RS-D
Optional Residential Demand Rate
Revenue Targets
Distribution Primary | 42843798
Distribution Secondary | 21213526
Prod and Trans Demand | 104206522
Energy | 69800146
Customer | 12249602
Total | 250313594
RS-D Billing Units
On Peak kWh | 355525037
Off Peak Energy | 1686888401
Total kWh | 2042413438
Total On-Peak Billing Demand | 10724799
Total Bills | 1639281
RS-D Rates
On Peak Energy Charge | 0.13747 | $/kWh
Off Peak Energy Charge | 0.07418 | $/kWh
On-Peak Demand Charge | 4.44 | $/kW
Customer Charge | 17.5 | $/customer/month
Revenue Verification | Units | Rates | Revenue
Energy Charge - All kWh | 355525037 | 0.13747 | 48874026.8364
Off Peak Energy Charge | 1686888401 | 0.07418 | 125133381.5862
On-Peak Demand Charge per kW | 10724799 | 4.44 | 47618107.56
Customer Charge | 1639281 | 17.5 | 28687417.5
250312933.4826
-660.5174

## RS TOD2
RS TOD2
I. | Proposed Revenue
|  |  | Total |  | Production |  | All Other
|  |  | (1) |  | (2) |  | (3) = (1) - (2)
| Demand |  | 168263846 |  | 104206522 |  | 64057324
| Energy |  | 73064956 |  | 73064956 |  | 0
| Customer |  | 12249602 |  | 0 |  | 12249602
| Total |  | 253578404 |  | 177271478 |  | 76306926
III. | Basic Energy Charge Rate Design
| All Other Revenue |  | 76306926
| Less: Customer Charge Revenue - STD |  | 28654780
| Customer Charge Revenue - TOD |  | 35578
| Basic Energy Revenue |  | 47616568
| Total kWh |  | 2042413438
| Basic Energy Charge |  | 0.023314
IV. | Variable Energy Charge Rate Design
Market Generation (Excluding Losses)
|  | RT LMP | Capacity |  | Total |  | Production Charge | kWh | Variable Energy Charge
|  | (1) | (2) |  | (3) = (1) + (2) |  | (4) on (3) | (5) | (6) = (4) / (5)
| Summer | 6751543.8932 | 5272909.39 |  | 12024453.2832 |  | 26874655 | 148589309.0132 | 0.18086
| Winter | 9005289.2518 | 9386066.85 |  | 18391356.1018 |  | 41104683 | 270002746.7617 | 0.15224
| Other | 45550689.6422 | 3349594.08 |  | 48900283.7222 |  | 109292140 | 1623821382.2251 | 0.067306
|  | 61307522.7872 | 18008570.31 |  | 79316093.1072 |  | 177271478 | 2042413438
[6 empty] | Percentage: | 223.5%
V. | Energy Base Rate Total
|  | Basic Energy Charge | Variable Energy Charge |  | Subtotal |  | Fuel Adjustment | Base Rate
|  | (1) | (2) |  | (3) = (1) + (2) |  | (4) | (5) = (3) - (4)
| Summer | 0.023314 | 0.18086 |  | 0.20418 |  | 0.0015985 | 0.20258
| Winter | 0.023314 | 0.15224 |  | 0.17555 |  | 0.0015985 | 0.17395
| Other | 0.023314 | 0.067306 |  | 0.09062 |  | 0.0015985 | 0.08902
VI. | Revenue Verification
|  |  | Units |  | Rate |  | Revenue
|  |  | (1) |  | (2) |  | (3) = (1) x (2)
| Customer Charge - STD |  | 1637416 | Bills | 17.5 |  | 28654780
| Customer Charge - TOD |  | 1759 | Bills | 20 |  | 35180
| Customer Charge - TOD - Sep Meter |  | 106 | Bills | 3.75 |  | 398
| Summer |  | 148589309.0132 | kWh | 0.20258 |  | 30101222
| Winter |  | 270002746.7617 | kWh | 0.17395 |  | 46966978
| Other |  | 1623821382.2251 | kWh | 0.08902 |  | 144552579
| Fuel |  | 2042413438 | kWh | 0.0015985 |  | 3264810
[7 empty] | 253575947 | 253578404 | -2457
* Revised after revenue verification

## TOD2 CC
Summer 2016 RTO 5CP |  |  | (Load Research RS Expanded kW)
Date | Hour |  | kW
2016-08-11 | 1600 |  | 413605.353
2016-07-25 | 1600 |  | 396664.2048
2016-08-12 | 1600 |  | 441612.6796
2016-07-27 | 1700 |  | 343377.8381
2016-08-10 | 1700 |  | 405763.4932
2001023.5688
Average MW |  |  | 400.2047
365 Days |  |  | 365
Average RPM Clearing Price |  |  | 123.2833
Total Capacity |  |  | 18008570.31
PJM |  |  | RPM Reserve | RPM BRA | Weighted Avg
PY |  |  | Margin Cleared | Clearing | Clearing Price
|  |  | (%) | ($/MW-day) | ($/MW-day)
(a) |  |  | (b) | (c) | (d)
2016/2017 |  |  | 21.1% | 59.37 | 71.8971
2017/2018 |  |  | 19.7% | 120 | 143.64
2018/2019 |  |  | 19.8% | 149.98 | 179.676
2019/2020 |  |  | 22.4% | 80 | 97.92
|  | Average | 20.75% | 102.3375 | 123.2833
|  | Average |  |  | 123.2833
Allocation of Capacity Charge between Summer Peak and All Other Hours
(Load Research RS NCP On-Peak)
| Monthly Peak | Summer | Winter | Other
January 2017 | 746411 |  | 746411
February 2017 | 590185 |  | 590185
March 2016 | 486779 |  | 486779
April 2016 | 352524 |  |  | 352524
May 2016 | 367504 | 183752 |  | 183752 | *
June 2016 | 364339 | 364339
July 2016 | 432496 | 432496
August 2016 | 441613 | 441613
September 2016 | 312227 | 156113.5 |  | 156113.5 | *
October 2016 | 310348 |  |  | 310348
November 2016 | 425860 |  | 425860
December 2016 | 560517 |  | 560517
| 5390803 | 1578313.5 | 2809752 | 1002737.5
| 100% | 29.28% | 52.12% | 18.6%
Capacity | 18008570.31 | 5272909.39 | 9386066.85 | 3349594.08
* 50% in Summer, 50% in Other

## SGS
I. | Proposed Revenue | Billed & |  |  |  | Billed & |  | Less:
|  | Accrued |  | Fuel |  | Accrued |  | SGS |  | Base
|  | Revenue |  | Revenue |  | Revenue Excld Fuel |  | TOD/LMTOD |  | Revenue
| Demand | 12364170 |  | 0 |  | 12364170 |  | 102138.6442 |  | 12262031.3558
| Energy | 4651909 |  | 211604 |  | 4440305 |  | 36680.7261 |  | 4403624.2739
| Customer | 3465334 |  | 0 |  | 3465334 |  | 28626.6297 |  | 3436707.3703
| Total | 20481413 |  | 211604 |  | 20269809 |  | 167446 |  | 20102363
[7 empty] | Check | 0
II. | Non-Metered Customer Charge
| Meter Plant (370) | 6607574 |  |  | Customer Base Revenue |  |  |  |  | 3465334
| Net Plant/Gross Plant Percentage | 66.91% |  |  | Less: Meter Plant Revenue |  |  |  |  | 984439.8661
| Depreciated Meter Plant | 4421259.9785 |  |  | Meter O&M Expense (586 & 597) |  |  |  |  | 303592
| Return on Rate Base - Class Proposed | 13.55% |  |  | Meter Reading Expense (902) |  |  |  |  | 50852
| Income | 599080.7271 |  |  | Adj. Customer Revenue |  |  |  |  | 2126450.1339
| GRCF | 1.6433 |  |  | / Bills |  |  |  |  | 290823
| Meter Plant Revenue | 984439.8661 |  |  | Calculated Non-Metered Customer Charge |  |  |  |  | 7.31
[5 empty] | Current |  |  |  |  | 13.5
[5 empty] | Use: |  |  |  |  | 13.5
III. | Standard Customer Charge
| Customer Revenue | 3436707.3703
| Less: Non-Metered Customer Rev. | 233064
| Residual Customer Revenue | 3203643.3703 | / | 271005 | Bills |  | = | 11.8213 | /mo.
[6 empty] | Current | = | 17.5 | /mo.
[6 empty] | Use: |  | 22.5 | /mo.
| Standard | 22.5 | x | 271005 | Bills | = |  | 6097613
| Non-Metered | 13.5 | x | 17264 | Bills | = |  | 233064
IV. | Energy Charges
Current
Rate
| First 500 kWh Charge | 0.11711
| Over 500 kWh Charge | 0.07267
| Block Differential | 0.04444
| Less Customer Charge Increase | 0.01
| Proposed Differential | 0.03444
| First 500 kWh | 61576549
| Block Differential Revenue | 2120696.3476
| Revenue Requirement | 20102363
| Less: Standard Customer Revenue | 6097613
| Less: Non-Metered Customer Revenue | 233064
| Less: Block Differential Revenue | 2120696.3476
11650989.6524
| Over 500 kWh Charge | 11650989.6524 | / | 131360187 | = | 0.08869
| Block Differential |  |  |  |  | 0.03444
| First 500 kWh Charge |  |  |  |  | 0.12313
V. | Revenue Verification | Units |  | Rate |  | Revenue |  | Difference
current rates
| Energy - First 500 kWh | 61576549 | kWh | 0.12313 | /kWh | 7581920 |  |  | 0.11711
| - Over 500 kWh | 69783638 | kWh | 0.08869 | /kWh | 6189111 |  |  | 0.07267
| Standard Customer | 271005 | Bills | 22.5 | /mo | 6097613 |  |  | 17.5
| Non-Metered Customer | 17264 | Bills | 13.5 | /mo | 233064 |  |  | 13.5
| Total Base Revenue |  |  |  |  | 20101708 |  | -655
* Revised after revenue verification
VI. | Off-Peak Energy Charge
| Energy Revenue Requirement | 4403624.2739 | / | 131360187 | kwh = | 0.03352
| Fixed Cost Adder |  |  |  |  | 0.03
| Calculated Off-Peak Energy Charge |  |  |  |  | 0.06352
| Use: Proposed Residential Off-Peak Energy Charge |  |  |  |  | 0.06418
| Off-Peak % Usage |  |  |  |  | 53.71%
| Off-Peak kWh |  |  |  |  | 70553556
| Off-Peak Revenue |  |  |  |  | 4528127
VII. | On-Peak Energy Charge
| Total SGS Base Revenue |  |  | 20102363
| Less: Standard Customer Revenue |  |  | 6097613
| Non-Metered Customer Revenue |  |  | 233064
| Time-of-Day Off-Peak Revenue |  |  | 4528127
| On-Peak Revenue |  |  | 9243559
| On-Peak kWh Energy |  |  | 60806631
| Proposed On-Peak Energy Charge |  |  | 0.15202 | /kWh
VIII. | Revenue Verification
|  | Units |  | Rate |  | Revenue |  | Difference
| On-Peak | 60806631 | kWh | 0.15202 |  | 9243824
| Off-Peak | 70553556 | kWh | 0.06418 |  | 4528127
| Standard Customer | 271005 | Bills | 22.5 |  | 6097613
| Non-Metered Customer | 17264 | Bills | 13.5 |  | 233064
| Total Base Revenue |  |  |  |  | 20102628 |  | 265
*Revised after revenue verification.
IX. | Revenue From Existing TOD Customers
Proposed
|  | Units |  | Rate |  | Revenue
SGS-LM TOD
| On-Peak Energy | 116365 |  | 0.15202 |  | 17690
| Off-Peak Energy | 188025 |  | 0.06418 |  | 12067
| Customer | 384 |  | 22.5 |  | 8640
| Total |  |  |  |  | 38397

## SGS TOD
I. | Proposed Revenue
|  |  |  | Total |  | Production |  | All Other
|  |  |  | (1) |  | (2) |  | (3) = (1) - (2)
| Demand |  |  | 12364170 |  | 7659911 |  | 4704259
| Energy |  |  | 4651909 |  | 4651909 |  | 0
| Customer |  |  | 3465334 |  | 0 |  | 3465334
| Total |  |  | 20481413 |  | 12311820 |  | 8169593
II. | Incremental Meter Charge Rate Design
|  | Annual Incremental Meter Charge |  | Months |  | Carrying Charge |  | Incremental Customer Charge |  | Plus Standard |  | Proposed Customer Charge
|  | 0 | / | 12 | x | 11.63% | = | 0 | + | 22.5 | = | 22.5
III. | Basic Energy Charge Rate Design
| All Other Revenue |  |  | 8169593
| Less: Customer Charge Revenue - STD |  |  | 6097613
| Customer Charge Revenue - LM-TOD |  |  | 8640
| Customer Charge Revenue - NM |  |  | 233064
| Customer Charge Revenue - TOD |  |  | 48825
| Basic Energy Charge |  |  | 1781451
| Total kWh |  |  | 132375706
| Basic Energy Charge |  |  | 0.013458
IV. | Variable Energy Charge Rate Design
Market Generation (Excl. Losses)
|  | RT LMP |  | Capacity |  | Total |  | Production Charge |  | kWh |  | Variable Energy Charge
|  | (1) |  | (2) |  | (3) = (1) + (2) |  | (4) on (3) |  | (5) |  | (6) = (4) / (5)
| Summer | 477084.6584 |  | 340329.59 |  | 817414.2484 |  | 2046512 |  | 10521888.0838 |  | 0.1945
| Winter | 453464.072 |  | 463071.41 |  | 916535.482 |  | 2294676 |  | 14592324.8464 |  | 0.15725
| Other | 2953837.02 |  | 229779.3 |  | 3183616.32 |  | 7970632 |  | 107261493.0698 |  | 0.07431
|  | 3884385.7504 |  | 1033180.31 |  | 4917566.0504 |  | 12311820 |  | 132375706
[7 empty] | Percentage: | 250.4%
V. | Energy Base Rate Total
|  | Basic Energy Charge |  | Variable Energy Charge |  | Subtotal |  | Fuel Adjustment |  | Base Rate
|  | (1) |  | (2) |  | (3) = (1) + (2) |  | (4) |  | (5) = (3) - (4)
| Summer | 0.013458 |  | 0.1945 |  | 0.20796 |  | 0.0015985 |  | 0.20636
| Winter | 0.013458 |  | 0.15725 |  | 0.17071 |  | 0.0015985 |  | 0.16911
| Other | 0.013458 |  | 0.07431 |  | 0.087768 |  | 0.0015985 |  | 0.08617
VI. | Revenue Verification
|  |  |  | Units |  | Rate |  | Billing
|  |  |  | (1) |  | (2) |  | (3) = (1) x (2)
| Customer Charge - STD |  |  | 271005 | Bills | 22.5 |  | 6097613
| Customer Charge - LM-TOD |  |  | 384 | Bills | 22.5 |  | 8640
| Customer Charge - NM |  |  | 17264 | Bills | 13.5 |  | 233064
| Customer Charge - TOD |  |  | 2170 | Bills | 22.5 |  | 48825
| Summer |  |  | 10521888.0838 | kWh | 0.20636 |  | 2171297
| Winter |  |  | 14592324.8464 | kWh | 0.16911 |  | 2467708
| Other |  |  | 107261493.0698 | kWh | 0.08617 |  | 9242723
| Fuel |  |  | 132375706 | kWh | 0.0015985 |  | 211603.3515
[8 empty] | 20481473.3515 |  | 20481413 |  | 60.3515
* Revised after revenue verification
VII. | Revenue From Exisiting SGS-TOD Customers
|  |  |  | Units |  | Rate |  | Billing
SGS-TOD
| Summer |  |  | 92802 |  | 0.20636 |  | 19151
| Winter |  |  | 93947 |  | 0.16911 |  | 15887
| Other |  |  | 524380 |  | 0.08617 |  | 45186
| Customer |  |  | 2170 |  | 22.5 |  | 48825
| Total | [6 empty] | 129049

## TOD CC
Summer 2016 RTO 5CP |  |  | (Load Research SGS Expanded kW)
Date | Hour |  | kW
2016-08-11 | 1600 |  | 24294.1165
2016-07-25 | 1600 |  | 21963.7683
2016-08-12 | 1600 |  | 25820.5621
2016-07-27 | 1700 |  | 21244.7092
2016-08-10 | 1700 |  | 21478.7477
114801.9039
Average MW |  |  | 22.9604
365 Days |  |  | 365
Average RPM Clearing Price |  |  | 123.2833
Total Capacity |  |  | 1033180.31
PJM |  |  | RPM Reserve | RPM BRA | Weighted Avg
PY |  |  | Margin Cleared | Clearing | Clearing Price
|  |  | (%) | ($/MW-day) | ($/MW-day)
(a) |  |  | (b) | (c) | (d)
2016/2017 |  |  | 21.1% | 59.37 | 71.8971
2017/2018 |  |  | 19.7% | 120 | 143.64
2018/2019 |  |  | 19.8% | 149.98 | 179.676
2019/2020 |  |  | 22.4% | 80 | 97.92
|  | Average | 20.75% | 102.3375 | 123.2833
|  | Average |  |  | 123.2833
Allocation of Capacity Charge between Summer Peak and All Other Hours
(Load Research SGS NCP On-Peak)
| Monthly Peak | Summer | Winter | Other
January 2017 | 29966 |  | 29966
February 2017 | 28009 |  | 28009
March 2016 | 23408 |  | 23408
April 2016 | 22659 |  |  | 22659
May 2016 | 22491 | 11245.5 |  | 11245.5 | *
June 2016 | 23009 | 23009
July 2016 | 25670 | 25670
August 2016 | 26491 | 26491
September 2016 | 22491 | 11245.5 |  | 11245.5 | *
October 2016 | 20779 |  |  | 20779
November 2016 | 24177 |  | 24177
December 2016 | 27340 |  | 27340
| 296490 | 97661 | 132900 | 65929
| 100% | 32.94% | 44.82% | 22.24%
Capacity | 1033180.31 | 340329.59 | 463071.41 | 229779.3
* 50% in Summer, 50% in Other

## MGS
I. | Proposed Revenue |  |  | Billed &
|  |  |  | Accrued |  | Fuel | Base
|  |  |  | Revenue |  | Revenue | Revenue
Secondary
| Demand |  |  | 40959617 |  | 0 | 40959617
| Energy |  |  | 15637792 |  | 710088 | 14927704
| Customer |  |  | 933727 |  | 0 | 933727
| Total |  |  | 57531136 |  | 710088 | 56821048
| Secondary TOD |  |  | 406213 |  | 0 | 406213
| Secondary LM-TOD |  |  | 100835 |  | 0 | 100835
| Secondary RL |  |  | 174217 |  | 0 | 174217
Secondary - Excl. TOD, LM-TOD, and RL
| Demand |  |  | 40474587 |  | 0 | 40474587
| Energy |  |  | 15452614 |  | 710088 | 14742526
| Customer |  |  | 922670 |  | 0 | 922670
| Total |  |  | 56849871 |  | 710088 | 56139783
Primary
| Demand |  |  | 1077393 |  | 0 | 1077393
| Energy |  |  | 450364 |  | 23456 | 426908
| Customer |  |  | 239813 |  | 0 | 239813
| Total |  |  | 1767570 |  | 23456 | 1744114
Subtransmission
| Demand |  |  | 27155 |  | 0 | 27155
| Energy |  |  | 26467 |  | 2189 | 24278
| Customer |  |  | 14823 |  | 0 | 14823
| Total |  |  | 68445 |  | 2189 | 66256
Total MGS - Excl. TOD, LM-TOD, RL
| Demand |  |  | 41579135 |  | 0 | 41579135
| Energy |  |  | 15929445 |  | 735733 | 15193712
| Customer |  |  | 1177306 |  | 0 | 1177306
| Total |  |  | 58685886 |  | 735733 | 57950153
II. | Billing Determinant Summary
|  |  |  | Secondary |  | Primary | Subtransmission
| Standard Billing Demand |  |  | 1854278 |  | 42412 | 4136
| Mining Minimum Billing Demand |  |  | 0 |  | 1544 | 140
| First 200 kWh per kW |  |  | 287409659 |  | 8597484 | 652399
| Over 200 kWh per kW |  |  | 151039043 |  | 6052191 | 712506
| Minimum kWh |  |  | 0 |  | 18904 | 4535
| Bills |  |  | 78086 |  | 936 | 72
|  |  |  | 5614.9464 |  | 15651.3622 | 18957.0139
III. | Proposed Customer Charges and Revenue
|  | Customer |  |  |  | Full Cost | Current | Proposed
| Proposed Customer Charge | Revenue |  | Bills |  | Rate | Rate | Rate*
| Secondary | 922670 |  | 78086 |  | 11.82 | 17.5 | 22.5 | *
| Primary | 239813 |  | 936 |  | 256.21 | 50 | 75
| Subtransmission | 14823 |  | 72 |  | 205.88 | 364 | 364
| Total | 1177306 |  | 79094
*Secondary same as SGS Standard.
|  | Proposed |  |  |  | Customer
| Proposed Customer Revenue | Rate |  | Bills |  | Revenue
| Secondary | 22.5 |  | 78086 |  | 1756935
| Primary | 75 |  | 936 |  | 70200
| Subtransmission | 364 |  | 72 |  | 26208
| Total |  |  | 79094 |  | 1853343
IV. | Proposed Demand Charges and Revenue
Proposed Demand Charge
Revised
|  | Current |  | 11% |  | Proposed
|  | Rate |  | Increase |  | Rate
| Standard Demand | 1.91 |  | 0.21 |  | 2.12
| Mining Minimum Demand | 7.95 |  | 0.87 |  | 8.82
|  | Secondary |  | Loss |  | Proposed
|  | Rate |  | Factor |  | Rate
Standard Demand
| Secondary | 2.12 |  | 1 |  | 2.12
| Primary | 2.12 |  | 0.96705 |  | 2.05
| Subtransmission | 2.12 |  | 0.95125 |  | 2.02
Proposed Demand Revenue
Revised
|  | Proposed |  |  |  | Demand
|  | Rate |  | Units |  | Revenue
Secondary
| Standard Demand | 2.12 |  | 1854278 |  | 3931069
| Mining Minimum Demand | 8.82 |  | 0 |  | 0
Primary
| Standard Demand | 2.05 |  | 42412 |  | 86945
| Mining Minimum Demand | 8.82 |  | 1544 |  | 13618
Subtransmission
| Standard Demand | 2.02 |  | 4136 |  | 8355
| Mining Minimum Demand | 8.82 |  | 140 |  | 1235
4041222
V. | Proposed Energy Charges and Revenue
| Total Base Revenue | 57950153
| Less: Customer Revenue | 1853343
| Demand Revenue | 4041222
| Proposed Energy Revenue | 52055588
| Proposed Energy Charges |  |  |  |  | Current | Proposed
|  |  |  | Current |  | Energy | Energy | Proposed
|  | Units |  | Charges |  | Revenue | Revenue | Charges
Secondary
| <= 200 x Demand | 287409659 |  | 0.10198 |  | 29310037 | 34731972 | 0.12084
| > 200 x Demand | 151039043 |  | 0.08736 |  | 13194771 | 15635614 | 0.10352
Primary
| <= 200 x Demand | 8597484 |  | 0.09357 |  | 804467 | 953282 | 0.11088
| > 200 x Demand | 6052191 |  | 0.0836 |  | 505963 | 599559 | 0.09906
Subtransmission
| <= 200 x Demand | 652399 |  | 0.08634 |  | 56328 | 66748 | 0.10231
| > 200 x Demand | 712506 |  | 0.08103 |  | 57734 | 68414 | 0.09602
| Total Energy Revenue |  |  |  |  | 43929300 | 52055589
VI. | Revenue Verification | [5 empty] | Target
|  | Units |  | Rate |  | Revenue | Revenue | Difference
Secondary
| Demand - Standard | 1854278 | kW | 2.12 | /kW | 3931069
| - Minimum | 0 | kW | 8.82 | /kW | 0
| Energy - <= 200 x Demand | 287409659 | kWh | 0.12084 | /kWh | 34730583
| - > 200 x Demand | 151039043 | kWh | 0.10353 | /kWh * | 15637072
| Customer | 78086 | bills | 22.5 | /bill | 1756935
Primary
| Demand - Standard | 42412 | kW | 2.05 | /kW | 86945
| - Minimum | 1544 | kW | 8.82 | /kW | 13618
| Energy - <= 200 x Demand | 8597484 | kWh | 0.11088 | /kWh | 953289
| - > 200 x Demand | 6052191 | kWh | 0.09906 | /kWh | 599530
| Customer | 936 | bills | 75 | /bill | 70200
Subtransmission
| Demand - Standard | 4136 | kW | 2.01 | /kW * | 8313
| - Minimum | 140 | kW | 8.82 | /kW | 1235
| Energy - <= 200 x Demand | 652399 | kWh | 0.1023 | /kWh * | 66740
| - > 200 x Demand | 712506 | kWh | 0.09602 | /kWh | 68415
| Customer | 72 | bills | 364 | /bill | 26208
| Total Standard MGS Revenue |  |  |  |  | 57950152 | 57950153 | -1
* Revised after revenue verification
VII. | Off-Peak Energy Charge
| Energy Revenue Requirement | 14927704 | / | 444219371 | kwh = | 0.0336
| Fixed Cost Adder |  |  |  |  | 0.03
| Calculated Off-Peak Energy Charge |  |  |  |  | 0.0636
| Use: Proposed Residential Off-Peak Energy Charge |  |  |  |  | 0.06418
| Off-Peak % Usage - secondary |  |  |  |  | 49.29%
| Off-Peak kWh |  |  |  |  | 218955728
| Off-Peak Revenue |  |  |  |  | 14052579
VIII. | On-Peak Energy Charge
| Total MGS Secondary Base Revenue |  |  | 56821048
| Less: Standard Customer Revenue |  |  | 1756935
| TOD Customer Revenue |  |  | 20813
| LM-TOD Customer Revenue |  |  | 12443
| RL Customer Revenue |  |  | 22185
| Off-Peak Energy Revenue |  |  | 14052579
| On-Peak Revenue |  |  | 40956093
| On-Peak kWh Energy |  |  | 225263643
| Proposed On-Peak Energy Charge |  |  | 0.18181 | /kWh
IX. | Revenue Verification
|  | Units |  | Rate |  | Revenue | Difference
| On-Peak | 225263643 | kWh | 0.18181 |  | 40955183
| Off-Peak | 218955728 | kWh | 0.06418 |  | 14052579
| Standard Customer | 78086 | Bills | 22.5 |  | 1756935
| TOD | 925 | Bills | 22.5 |  | 20813
| LM-TOD | 553 | Bills | 22.5 |  | 12443
| RL | 986 | Bills | 22.5 |  | 22185
| Total Base Revenue |  |  |  |  | 56820138 | -910
*Revised after revenue verification
X. | Time-of-Day Customer Charges
|  | Units |  | Charge |  | Revenue
| MGS-TOD | 925 | Bills | 22.5 | * | 20813
| MGS-LM-TOD | 553 | Bills | 22.5 | * | 12443
* Use Proposed Standard Charge.
XI. | Revenue From Existing TOD Customers
Proposed
|  | Units |  | Rate |  | Revenue
MGS-TOD
| On-Peak Energy | 1320065 | kWh | 0.18181 |  | 240001
| Off-Peak Energy | 2265492 | kWh | 0.06418 |  | 145399
| Customer | 925 | Bills | 22.5 |  | 20813
| Total |  |  |  |  | 406213
MGS-LM-TOD
| On-Peak Energy | 307805 | kWh | 0.18181 |  | 55962
| Off-Peak Energy | 505299 | kWh | 0.06418 |  | 32430
| Customer | 553 | Bills | 22.5 |  | 12443
| Total |  |  |  |  | 100835
XII. | Recreational Lighting
| Customer Charge | Use: Proposed MGS Secondary |  |  |  | 22.5
| Secondary Demand and Energy Rev Requirement |  |  | 55887321
| Secondary Energy |  |  | 444219371
| Proposed Energy Charge |  |  | 0.12581
| Revenue from Recreational Lighting | Units |  | Rate |  | Revenue
| Energy | 1372008 | kWh | 0.11081 | /kWh * | 152032
| Customer | 986 | Bills | 22.5 | /mo | 22185
| Total Base Revenue |  |  |  |  | 174217
* Limited after revenue verification

## GS
General Service (GS)
I. | Proposed Revenue
|  |  | Secondary |  | Primary |  | Subtran | Trans | Total
Proposed Base Revenue
|  | Demand | 53323787 |  | 1077393 |  | 27155
|  | Energy | 20289701 |  | 450364 |  | 26467
|  | Customer | 4399061 |  | 239813 |  | 14823
|  |  | 78012549 |  | 1767570 |  | 68445 |  | 79848564
|  | Fuel Revenue | 921692 |  | 23456 |  | 2189
|  | Total Base Revenue | 77090857 |  | 1744114 |  | 66256 |  | 78901227
Secondary Tariff Provisions Base Rev
| Less | SGS TOD | 129049
| Less | MGS TOD | 406213
| Less | GS LMTOD | 139232
| Less | Rec Lighting | 174217.2065
848711.2065
| Standard GS Base Revenue Targets |  | Secondary |  | Primary |  | Subtran
|  | Demand | 52743668.85 |  | 1077393 |  | 27155
|  | Energy | 19147274.0434 |  | 426908 |  | 24278
|  | Customer | 4351202.9 |  | 239813 |  | 14823
|  |  | 76242145.7935 |  | 1744114 |  | 66256
II. | Billing Determinant Summary
| Standard Service Charge |  | 349091 |  | 936 |  | 72
| Non-Metered Service Charge |  | 17264
| First 4450 kWh |  | 359454558 |  | 4165200 |  | 307841
| Over 4450 kWh |  | 210354331 |  | 10503379 |  | 1061599
| Total kWh |  | 569808889 |  | 14668579 |  | 1369440
| Billing Demand Greater Than 10 kW |  | 1110468 |  | 30191 |  | 3154
III. | GS LMTOD |  | Revenue |  | Units |  | Rates
| On Peak |  | 73652 |  | 424170 |  | 0.17364
| Off Peak |  | 44497 |  | 693324 |  | 0.06418
| Customer |  | 21083 |  | 937 |  | 22.5
139232
IV. | Recreational Lighting |  | Units |  | Rates |  | Revenue
| Service Charge |  | 986 |  | 22.5 |  | 22185
| Energy Charge |  | 1372008 |  | 0.11081 | * | 152032.2065
174217.2065
* Limited after Revenue Verification
V. | Service Charge Revenue
|  |  | Customer |  |  |  | Full Cost | Current | Proposed
|  |  | Revenue |  | Bills |  | Rate | Rate | Rate
| Secondary |  | 4351202.9 |  | 349091 |  | 12.4644 | 17.5 | 22.5
| Primary |  | 239813 |  | 936 |  | 256.2105 | 50 | 75
| Subtransmission |  | 14823 |  | 72 |  | 205.875 | 364 | 364
| Proposed Customer Revenue |  | Proposed
|  |  | Rate |  | Bills |  | Revenue
| Secondary |  | 22.5 |  | 349091 |  | 7854547.5
| Primary |  | 75 |  | 936 |  | 70200
| Subtransmission |  | 364 |  | 72 |  | 26208
| Non-Metered |  | 13.5 |  | 17264 |  | 233064
8184019.5
VI. | Proposed Energy Charges and Revenue
| Proposed Energy Charges |  |  |  | Proposed
|  |  | Proposed |  | Energy
|  | Units | Charges |  | Revenue
Secondary
| First 4450 kWh | 359454558 | 0.10483 |  | 37681621.3151
| Over 4450 kWh | 210354331 | 0.10353 |  | 21777983.8884
Primary
| First 4450 kWh | 4165200 | 0.09379 |  | 390654.108
| Over 4450 kWh | 10503379 | 0.09254 |  | 971982.6927
Subtransmission
| First 4450 kWh | 307841 | 0.07667 |  | 23602.1695
| Over 4450 kWh | 1061599 | 0.07544 |  | 80087.0286
| Total Energy Revenue |  |  |  | 60925931.2023
VII. | Proposed Demand Charges and Revenue
| Total Base Revenue | 78901227
| less Secondary Tariff Provisions (TODs) | 848711.2065
| less Service Charge Revenue | 8184019.5
| less Energy Charge Revenue | 60925931.2023
| less Equipment Credit Revenue | -20488.84
| Proposed Demand Revenue | 8963053.9313
| Loss Adjusted Billing Demand | 1142664.449
| Residual Demand Charge | 7.84
|  | Billing Demand | Loss Factor |  | Loss Adjusted Demand
| Secondary | 1110468 | 1 |  | 1110468
| Primary | 30191 | 0.96705 |  | 29196.2065
| Subtransmission | 3154 | 0.95125 |  | 3000.2425
| Total | 1143813 |  |  | 1142664.449
20%
| Equipment Credit Revenue | Billing Demand | Equipment Credit |  | Revenue
| Secondary | 1110468 | 0 |  | 0
| Primary | 30191 | -0.5 |  | -15095.5
| Subtransmission | 3154 | -1.71 |  | -5393.34
| Total | 1143813 |  |  | -20488.84
|  | Secondary | Loss |  | Demand |  | Equipment | Proposed | Proposed
| Demand Rates | Rate | Factor |  | Rate |  | Credit | Rate | Revenue
| Secondary | 7.84 | 1 |  | 7.84 |  | 0 | 7.84 | 8706069.12
| Primary | 7.84 | 0.96705 |  | 7.5817 |  | -0.5 | 7.08 | 213752.28
| Subtransmission | 7.84 | 0.95125 |  | 7.4578 |  | -1.71 | 5.75 | 18135.5
| Transmission | 7.84 | 0.93389 |  | 7.3217 |  | -1.71 | 5.61
8937956.9
VIII. | Revenue Verification
| Secondary | Units | Rates |  | Revenue |  | Target | Difference
| First 4450 kWh | 359454558 | 0.10483 |  | 37681621.3151
| Over 4450 kWh | 210354331 | 0.10355 | * | 21782190.9751
| Billing Demand | 1110468 | 7.84 |  | 8706069.12
| Customer - Standard | 349091 | 22.5 |  | 7854547.5
| Customer - Non-Metered | 17264 | 13.5 |  | 233064
Primary
| First 4450 kWh | 4165200 | 0.09379 |  | 390654.108
| Over 4450 kWh | 10503379 | 0.09254 |  | 971982.6927
| Billing Demand | 30191 | 7.08 |  | 213752.28
| Customer | 936 | 75 |  | 70200
Subtransmission
| First 4450 kWh | 307841 | 0.07667 |  | 23602.1695
| Over 4450 kWh | 1061599 | 0.07544 |  | 80087.0286
| Billing Demand | 3154 | 5.75 |  | 18135.5
| Customer | 72 | 364 |  | 26208
[5 empty] | 78052114.6889 |  | 78052515.7935 | -401.1046

## LGS
I. | Proposed Revenue |  |  |  | Billed and
[5 empty] | Accrued |  | Fuel |  | Base
[5 empty] | Revenue |  | Revenue |  | Revenue
| Secondary | Includes Schools again
| Demand |  |  |  | 39678141 |  | 0 |  | 39678141
| Energy |  |  |  | 18401111 |  | 822770 |  | 17578341
| Customer |  |  |  | 297786 |  | 0 |  | 297786
| Total |  |  |  | 58377038 |  | 822770 |  | 57554268
| Secondary LM-TOD & TOD |  |  |  | 521331.1533 |  | 0 |  | 521331.1533
Secondary Excl. LM-TOD
| Demand |  |  |  | 39323798.8467 |  | 0 |  | 39323798.8467
| Energy |  |  |  | 18236781 |  | 822770 |  | 17414011
| Customer |  |  |  | 295127 |  | 0 |  | 295127
| Total |  |  |  | 57855706.8467 |  | 822770 |  | 57032936.8467
| Primary | Includes Schools again
| Demand |  |  |  | 5267093 |  | 0 |  | 5267093
| Energy |  |  |  | 2787753 |  | 127680 |  | 2660073
| Customer |  |  |  | 68469 |  | 0 |  | 68469
| Total |  |  |  | 8123315 |  | 127680 |  | 7995635
Subtransmission
| Demand |  |  |  | 1633077 |  | 0 |  | 1633077
| Energy |  |  |  | 1204668 |  | 57445 |  | 1147223
| Customer |  |  |  | 138535 |  | 0 |  | 138535
| Total |  |  |  | 2976280 |  | 57445 |  | 2918835
Transmission
| Demand |  |  |  | 75492 |  | 0 |  | 75492
| Energy |  |  |  | 56006 |  | 2699 |  | 53307
| Customer |  |  |  | 25226 |  | 0 |  | 25226
| Total |  |  |  | 156724 |  | 2699 |  | 154025
Total LGS Excld LMTOD
| Demand |  |  |  | 46299460.8467 |  | 0 |  | 46299460.8467
| Energy |  |  |  | 22285208 |  | 1010594 |  | 21274614
| Customer |  |  |  | 527357 |  | 0 |  | 527357
| Total |  |  |  | 69112025.8467 |  | 1010594 |  | 68101431.8467
II. | Billing Determinant Summary
|  |  | Secondary |  | Primary |  | Subtransmission |  | Transmission
Total LGS with Schools
| Billing Demand |  | 1510142 |  | 281383 |  | 129190.6 |  | 6693.4
| Billing Reactive |  | 46872 |  | 50576.6 |  | 9098.9 |  | 3
| Billing kWh |  | 509189624 |  | 79894011 |  | 35956635 |  | 1693502
| Bills |  | 8883 |  | 722 |  | 204 |  | 24
| Schools |  | Secondary |  | Primary
| Billing Demand |  | 424786 |  | 6136
| Billing Reactive |  | 6066 |  | 658.6
| Billing kWh |  | 109165161 |  | 1855532
| Bills |  | 1932 |  | 12
| Standard LGS |  | Secondary |  | Primary |  | Subtransmission |  | Transmission
| Billing Demand |  | 1085356 |  | 275247 |  | 129190.6 |  | 6693.4
| Billing Reactive |  | 40806 |  | 49918 |  | 9098.9 |  | 3
| Billing kWh |  | 400024463 |  | 78038479 |  | 35956635 |  | 1693502
| Bills |  | 6951 |  | 710 |  | 204 |  | 24
|  | avg kWh | 57321.8084 |  | 110656.5249 |  | 176258.0147 |  | 70562.5833
|  | avg kW | 170.0036 |  | 389.7271 |  | 633.2873 |  | 278.8917
III. | Proposed Customer Charges & Revenue
|  |  | Customer |  |  |  | Full Cost |  | Proposed
| Proposed Customer Charge |  | Revenue |  | Bills |  | Rate |  | Rate
| Secondary |  | 295127 |  | 8883 |  | 33.22 |  | 85 | *
| Primary |  | 68469 |  | 722 |  | 94.83 |  | 127.5 | *
| Subtransmission |  | 138535 |  | 204 |  | 679.09 |  | 679 | **
| Transmission |  | 25226 |  | 24 |  | 1051.08 |  | 679 | ***
* Use Current.
| Total |  | 527357 |  | 9833 |  |  | ** Full cost.
*** Equal to Subtrans
|  |  | Proposed |  |  |  | Customer
| Proposed Customer Revenue |  | Rate |  | Bills |  | Revenue
| Secondary |  | 85 |  | 8883 |  | 755055
| Primary |  | 127.5 |  | 722 |  | 92055
| Subtransmission |  | 679 |  | 204 |  | 138516
| Transmission |  | 679 |  | 24 |  | 16296
| Total |  |  |  | 9833 |  | 1001922
IV. | Proposed Excess KVA Charges & Revenue
|  |  | Proposed/Current |  | Excess
| Proposed KVA Revenue |  | Rate |  | KVA |  | Revenue
| Secondary |  | 3.46 |  | 46872 |  | 162177
| Primary |  | 3.46 |  | 50576.6 |  | 174995
| Subtransmission |  | 3.46 |  | 9098.9 |  | 31482
| Transmission |  | 3.46 |  | 3 |  | 10
| Total |  |  |  | 106550.5 |  | 368664
V. | Proposed Demand Charges and Revenue
Proposed GS
Demand
| Demand Charges | [5 empty] | Rate
| Secondary | [5 empty] | 7.84
| Primary | [5 empty] | 7.08
| Subtransmission | [5 empty] | 5.75
| Transmission | [5 empty] | 5.61
|  |  | Billing |  | Proposed |  | Demand
| Proposed Demand Revenue |  | Demand |  | Rate |  | Revenue
| Secondary |  | 1510142 |  | 7.84 |  | 11839513
| Primary |  | 281383 |  | 7.08 |  | 1992192
| Subtransmission |  | 129190.6 |  | 5.75 |  | 742846
| Transmission |  | 6693.4 |  | 5.61 |  | 37550
| Total |  | 1927409 |  |  |  | 14612101
VI. | Proposed Energy Charges and Revenue
|  |  | Billing |  | Loss |  | Loss Adj
| Loss Adjusted Energy |  | Energy |  | Factor |  | Energy
| Secondary |  | 509189624 |  | 1 |  | 509189624
| Primary |  | 79894011 |  | 0.96167 |  | 76831674
| Subtransmission |  | 35956635 |  | 0.94897 |  | 34121768
| Transmission |  | 1693502 |  | 0.93585 |  | 1584864
| Total |  | 626733772 |  |  |  | 621727930
[5 empty] | 80% |  | Equipment
|  |  | Billing |  | Equipment |  | Credit
| Equipment Credit Revenue |  | Energy |  | Credit |  | Revenue
| Secondary |  | 509189624 |  | -- |  | 0
| Primary |  | 79894011 |  | -0.00702 |  | -560856
| Subtransmission |  | 35956635 |  | -0.02281 |  | -820171
| Transmission |  | 1693502 |  | -0.02281 |  | -38629
| Total |  | 626733772 |  |  |  | -1419656
| Total Revenue |  | 68101431.8467
| Less: Customer Revenue |  | 1001922
| Excess KVA Revenue |  | 368664
| Demand Revenue |  | 14612101
| Equipment Credit Revenue |  | -1419656
| Energy Revenue |  | 53538400.8467
| Loss Adjusted Billing Energy |  | 621727930
| Secondary Energy Charge |  | 0.08611
|  | Secondary | Loss |  | Energy |  | Equipment |  | Proposed
|  | Rate | Factor |  | Rate |  | Credit |  | Rate
| Secondary | 0.08611 | 1 |  | 0.08611 |  | 0 |  | 0.08611
| Primary | 0.08611 | 0.96167 |  | 0.08281 |  | -0.00702 |  | 0.07579
| Subtransmission | 0.08611 | 0.94897 |  | 0.08172 |  | -0.02281 |  | 0.05891
| Transmission | 0.08611 | 0.93585 |  | 0.08059 |  | -0.02281 |  | 0.05778
VII. | Revenue Verification |  | Units |  | Rate |  | Revenue
| Secondary | Demand | 1510142 | kW | 7.84 | /kW | 11839513
|  | Excess KVA | 46872 | KVA | 3.46 | /KVA | 162177
|  | Energy | 509189624 | kWh | 0.08611 | /kWh | 43846319
|  | Customer | 8883 | Bills | 85 | /Mo | 755055
|  | Total Billed |  |  |  |  | 56603064
| Primary | Demand | 281383 | kW | 7.08 | /kW | 1992192
|  | Excess KVA | 50576.6 | KVA | 3.46 | /KVA | 174995
|  | Energy | 79894011 | kWh | 0.0758 | /kWh * | 6055966
|  | Customer | 722 | Bills | 127.5 | /Mo | 92055
|  | Total Billed |  |  |  |  | 8315208
| Subtran | Demand | 129190.6 | kW | 5.75 | /kW | 742846
|  | Excess KVA | 9098.9 | KVA | 3.46 | /KVA | 31482
|  | Energy | 35956635 | kWh | 0.05892 | /kWh * | 2118565
|  | Customer | 204 | Bills | 679 | /Mo | 138516
|  | Total Billed |  |  |  |  | 3031409
| Tran | Demand | 6693.4 | kW | 5.61 | /kW | 37550
|  | Excess KVA | 3 | KVA | 3.46 | /KVA | 10
|  | Energy | 1693502 | kWh | 0.05778 | /kWh | 97851
|  | Customer | 24 | Bills | 679 | /Mo | 16296
|  | Total Billed |  |  |  |  | 151707
| Total Tariff LGS | [5 empty] | 68101388
| Target | [5 empty] | 68101431.8467
| Difference | [5 empty] | -43.8467
* Revised after revenue verification
VIII. | Off-Peak Energy Charge For LM-TOD
| Secondary Energy Revenue Reqt |  | 17578341 | / | 514105386 | kwh = | 0.03419
| Fixed Cost Adder | [5 empty] | 0.03
| Calculated Off-Peak Energy Charge | [5 empty] | 0.06419
| Use: | [5 empty] | 0.06419
| Off-Peak % Usage - secondary | [5 empty] | 49.91%
| Off-Peak kWh | [5 empty] | 256589998
| Off-Peak Revenue | [5 empty] | 16470512
IX. | On-Peak Energy Charge
| Total LGS Secondary Base Revenue |  |  |  | 57554268
| Less: Customer Revenue |  |  |  | 755055
| Time-of-Day Customer Revenue |  |  |  | 10880
| Off-Peak Energy Revenue |  |  |  | 16470512
| On-Peak Revenue |  |  |  | 40317821
| On-Peak kWh Energy |  |  |  | 257515388
| Proposed On-Peak Energy Charge |  |  |  | 0.15656 | /kWh
X. | Revenue Verification
|  |  | Units |  | Rate |  | Revenue |  | Difference
| On-Peak |  | 257515388 | kWh | 0.15656 | /kWh | 40316609
| Off-Peak |  | 256589998 | kWh | 0.06419 | /kWh | 16470512
| Customer - Standard |  | 8883 | Bills | 85 | /Mo | 755055
| - Time-of-Day |  | 128 | Bills | 85 | /Mo | 10880
| Total Base Revenue | [5 empty] | 57553056 |  | -1212
*Revised after revenue verification
XI. | Revenue From Existing TOD Customers
Proposed
|  |  | Units |  | Rate |  | Revenue
LGS-LM-TOD
| On-Peak Energy |  | 851281 | kWh | 0.15656 | /kWh | 133277
| Off-Peak Energy |  | 1079454 | kWh | 0.06419 | /kWh | 69290
| Customer |  | 96 | Bills | 85 | /Mo * | 8160
210727
LGS TOD
| On-Peak Energy |  | 1552149 | kWh | 0.11538 |  | 179086.9516
| Off-Peak Energy |  | 1432878 | kWh | 0.04438 |  | 63591.1256
| Billing demand |  | 6051.2 | kW | 10.21 |  | 61782.752
| Excess kVa |  | 989.4 | kVa | 3.46 |  | 3423.324
| Customer |  | 32 | Bills | 85 |  | 2720
310604.1533
| Total | [5 empty] | 521331.1533
*Use same as standard

## LGS-TOD
I. | Proposed Revenue
|  |  | Secondary | Primary | Subtran | Trans
Proposed Base Revenue
|  | Demand | 39678141 | 5267093 | 1633077 | 75492
|  | Energy | 17578341 | 2660073 | 1147223 | 53307
|  | Customer | 297786 | 68469 | 138535 | 25226
|  | Total Base Revenue | 57554268 | 7995635 | 2918835 | 154025
II. | Customer Revenue
|  | Full Cost Customer Revenue | 297786 | 68469 | 138535 | 25226
|  | All Bills | 8979 | 722 | 204 | 24
|  | Calculated Customer Charge | 33.16 | 94.83 | 679.09 | 1051.08
|  | Proposed Customer Charge | 85 | 127.5 | 679 | 679
|  | All Bills | 8979 | 722 | 204 | 24
|  | Proposed Customer Revenue | 763215 | 92055 | 138516 | 16296
III. | Off-Peak Energy Charge
|  |  | Secondary | Primary | Subtran | Trans | Total
|  | Energy Revenue Requirement | 17578341 | 2660073 | 1147223 | 53307 | 21438944
|  | Total Billing kWh | 511120359 | 79894011 | 35956635 | 1693502
|  | Loss Factor | 1 | 0.96167 | 0.94897 | 0.93585
|  | Loss Adjusted Energy | 511120359 | 76831673.5584 | 34121767.916 | 1584863.8467 | 623658664.321
|  | Total Energy Charge | 0.03438 | 0.03306 | 0.03262 | 0.03217 | 0.034376
|  | Fixed Cost Adder | 0.01 | 0.01 | 0.01 | 0.01
|  | Calculated Off-Peak Energy Charge | 0.04438 | 0.04306 | 0.04262 | 0.04217
|  | Proposed Off-Peak Energy Charge | 0.04438 | 0.04306 | 0.04262 | 0.04217
|  | Off-Peak % Usage | 49.91% | 49.94% | 49.71% | 49.08% |  | From Load Research
|  | Off-Peak kWh | 255100171 | 39899069 | 17874043 | 831171
|  | Proposed Off-Peak Charge | 0.04438 | 0.04306 | 0.04262 | 0.04217
|  | Off-Peak Revenue | 11321345.589 | 1718053.9111 | 761791.7127 | 35050.4811
IV. | Demand Charge
|  |  | Billing | Proposed | Demand
|  |  | Demand | Rate * | Revenue
|  | LGS - Secondary | 1510142 | 10.21 | 15418549.82
|  | - Primary | 281383 | 7.47 | 2101931.01
|  | - Subtransmission | 129190.6 | 1.58 | 204121.148
|  | - Transmission | 6693.4 | 1.55 | 10374.77
|  | Total |  |  | 17734976.748
| * | Full cost off-peak rates
V. | On-Peak Energy Charge
|  |  | Secondary | Primary | Subtran | Trans | Total
|  | Total Revenue | 57554268 | 7995635 | 2918835 | 154025
|  | Less: Customer Revenue | 763215 | 92055 | 138516 | 16296
|  | Demand Revenue | 15418549.82 | 2101931.01 | 204121.148 | 0
|  | Off-Peak Energy Revenue | 11321345.589 | 1718053.9111 | 761791.7127 | 35050.4811
|  | On-Peak Revenue | 30051157.591 | 4083595.0789 | 1814406.1393 | 102678.5189 | 36051837.3282
|  | On-Peak kWh | 256020188 | 39994942 | 18082592 | 862331
|  | Loss Factor | 1 | 0.96167 | 0.94897 | 0.93585
|  | Loss Adjusted Energy | 256020188 | 38461935.8731 | 17159837.3302 | 807012.4664 | 312448973.6697
|  | Calculated On-Peak Energy Charge | 0.11538 | 0.11096 | 0.1095 | 0.10798 | 0.11538
|  | Proposed On-Peak Energy Charge | 0.11538 | 0.11096 | 0.1095 | 0.10798
|  | On-Peak kWh | 256020188 | 39994942 | 18082592 | 862331
|  | On-Peak Revenue | 29539609 | 4437839 | 1980044 | 93115 | 36050607

## IGS
I. | Proposed Revenue
Base
Revenue
| Demand | [6 empty] | 78021424
| Energy | [6 empty] | 69788797
| Customer | [6 empty] | 256346
| Total | [6 empty] | 148066567
II. | Billing Determinant Summary
| Billing Data |  | Secondary |  | Primary |  | Subtransmission | Transmission
| On-Peak Billing Demand |  | 18083.7 |  | 515170 |  | 2798169 | 169183.2
| Off-Peak Billing Demand |  | 17240 |  | 485643 |  | 2752830 | 164990.7
| Minimum Billing Demand |  | 13841 |  | 111893 |  | 311262 | 350678.1
| Maximum Monthly Demand kW |  | 31924.7 |  | 627063 |  | 3109431 | 519861.3
| Billing Reactive |  | 26 |  | 97486 |  | 329002 | 28674
| Billing kWh |  | 15517623 |  | 283398759 |  | 1778446706 | 313600300
| Bills |  | 48 |  | 420 |  | 312 | 36
III. | Proposed Customer Charges & Revenue
|  |  | Customer |  |  |  | Full Cost | Use: Current
| Proposed Customer Charge |  | Revenue |  | Bills |  | Rate | Rate
| Secondary |  | 1465 |  | 48 |  | 30.52 | 276
| Primary |  | 35582 |  | 420 |  | 84.72 | 276
| Subtransmission |  | 186348 |  | 312 |  | 597.27 | 794
| Transmission |  | 32951 |  | 36 |  | 915.31 | 1353
| Total |  | 256346 |  | 816
[5 empty] | Proposed |  |  | Customer
| Proposed Customer Revenue |  |  |  | Rate |  | Bills | Revenue
| Secondary |  |  |  | 276 |  | 48 | 13248
| Primary |  |  |  | 276 |  | 420 | 115920
| Subtransmission |  |  |  | 794 |  | 312 | 247728
| Transmission |  |  |  | 1353 |  | 36 | 48708
| Total | [5 empty] | 816 | 425604
IV. | Proposed Excess KVAR Charges & Revenue
|  |  | Use: Current |  | Excess
| Proposed KVAR Revenue |  | Excess KVAR Rate |  | KVAR |  | Revenue
| Secondary |  | 0.69 |  | 26 |  | 18
| Primary |  | 0.69 |  | 97486 |  | 67265
| Subtransmission |  | 0.69 |  | 329002 |  | 227011
| Transmission |  | 0.69 |  | 28674 |  | 19785
| Total |  |  |  | 455188 |  | 314079
V. | Proposed Off-Peak Demand Charges and Revenue
|  |  | Off-peak |  | Proposed
|  |  | Demand |  | Rate |  | Revenue
| Secondary |  | 17240 |  | 1.66 |  | 28618
| Primary |  | 485643 |  | 1.61 |  | 781885
| Subtransmission |  | 2752830 |  | 1.58 |  | 4349471
| Transmission |  | 164990.7 |  | 1.55 |  | 255736
| Total |  | 3420703.7 |  |  |  | 5415710
VI. | Proposed Energy Charges and Revenue
|  |  | Billing |  | Loss |  | Loss Adj
| Loss Adjusted Energy |  | Energy |  | Factor |  | Energy
| Secondary |  | 15517623 |  | 1 |  | 15517623
| Primary |  | 283398759 |  | 0.96167 |  | 272536085
| Subtransmission |  | 1778446706 |  | 0.94897 |  | 1687692571
| Transmission |  | 313600300 |  | 0.93585 |  | 293482841
| Total |  | 2390963388 |  |  |  | 2269229120
| Energy Revenue |  | 69788797
| Loss Adjusted Billing Energy |  | 2269229120
| Secondary Energy Charge |  | 0.03075
Proposed
|  | Secondary | Loss |  | Energy
|  | Rate | Factor |  | Rate
| Secondary | 0.03075 | 1 |  | 0.03075
| Primary | 0.03075 | 0.96167 |  | 0.02957
| Subtransmission | 0.03075 | 0.94897 |  | 0.02918
| Transmission | 0.03075 | 0.93585 |  | 0.02878
Proposed Energy Revenue
|  |  | Billing |  | Proposed
|  |  | Energy |  | Rate |  | Revenue
| Secondary |  | 15517623 |  | 0.03075 |  | 477167
| Primary |  | 283398759 |  | 0.02957 |  | 8380101
| Subtransmission |  | 1778446706 |  | 0.02918 |  | 51895075
| Transmission |  | 313600300 |  | 0.02878 |  | 9025417
| Total |  | 2390963388 |  |  |  | 69777760
VII. | Proposed Minimum Demand Charges and Revenue
|  |  | Maximum |  | Loss |  | Loss Adj
| Calculation of Loss Adj Demand |  | Demand |  | Factor |  | Demand
| Secondary |  | 31924.7 |  | 1 |  | 31925
| Primary |  | 627063 |  | 0.96705 |  | 606401
| Subtransmission |  | 3109431 |  | 0.95125 |  | 2957846
| Transmission |  | 519861.3 |  | 0.93389 |  | 485493
| Total |  | 4288280 |  |  |  | 4081665
|  |  | Maximum |  | Equipment |  | Credit
| Equipment Credit Revenue |  | Demand |  | Credit |  | Revenue
| Secondary |  | 31924.7 |  | 0 |  | 0
| Primary |  | 627063 |  | -2.49 |  | -1561387
| Subtransmission |  | 3109431 |  | -8.55 |  | -26585635
| Transmission |  | 519861.3 |  | -8.55 |  | -4444814
| Total |  | 4288280 |  |  |  | -32591836
| Total Required Demand Revenue |  | 78021424
| Less: Equipment Credit Revenue |  | -32591836
| Demand Revenue |  | 110613260
| Loss Adjusted Maximum Demand |  | 4081665
| Full Cost Demand Charge |  | 27.1
|  |  | Secondary |  | Loss |  | Demand | Equipment | Proposed
| Demand Charges |  | Rate |  | Factor |  | Rate | Credit | Rate
| Secondary |  | 27.1 |  | 1 |  | 27.1 | 0 | 27.1
| Primary |  | 27.1 |  | 0.96705 |  | 26.21 | -2.49 | 23.72
| Subtransmission |  | 27.1 |  | 0.95125 |  | 25.78 | -8.55 | 17.23
| Transmission |  | 27.1 |  | 0.93389 |  | 25.31 | -8.55 | 16.76
Proposed Minimum Demand Revenue
|  |  | Minimum |  | Proposed
|  |  | Demand |  | Rate |  | Revenue
| Secondary |  | 13841 |  | 27.1 |  | 375091
| Primary |  | 111893 |  | 23.72 |  | 2654102
| Subtransmission |  | 311262 |  | 17.23 |  | 5363044
| Transmission |  | 350678.1 |  | 16.76 |  | 5877365
| Total |  | 787674.1 |  |  |  | 14269602
VII. | Proposed On-Peak Demand Charges and Revenue
|  |  | Billing |  | Loss |  | Loss Adj
| Calculation of Loss Adj Demand |  | Demand |  | Factor |  | Demand
| Secondary |  | 18083.7 |  | 1 |  | 18084
| Primary |  | 515170 |  | 0.96705 |  | 498195
| Subtransmission |  | 2798169 |  | 0.95125 |  | 2661758
| Transmission |  | 169183.2 |  | 0.93389 |  | 157998
| Total |  | 3500605.9 |  |  |  | 3336035
|  |  | Billing |  | Equipment |  | Credit
| Equipment Credit Revenue |  | Demand |  | Credit |  | Revenue
| Secondary |  | 18083.7 |  | 0 |  | 0
| Primary |  | 515170 |  | -2.49 |  | -1282773
| Subtransmission |  | 2798169 |  | -8.55 |  | -23924345
| Transmission |  | 169183.2 |  | -8.55 |  | -1446516
| Total |  | 3500605.9 |  |  |  | -26653634
| Total Required Base Revenue |  | 148066567
| Less: Customer Revenue |  | 425604
| Excess KVAR Revenue |  | 314079
| Off-peak Revenue |  | 5415710
| CS-IRP Credit Revenue |  | -42026
| Energy Revenue |  | 69777760
| Minimum Demand Revenue |  | 14269602
| Equipment Credit Revenue |  | -26653634
| Demand Revenue |  | 84559472
| Loss Adjusted Billing Demand |  | 3336035
| Full Cost Demand Charge |  | 25.35
| % of Full Cost | 100% | 25.35
|  |  | Secondary |  | Loss |  | Demand | Equipment | Proposed
| Demand Charges |  | Rate |  | Factor |  | Rate | Credit | Rate
| Secondary |  | 25.35 |  | 1 |  | 25.35 | 0 | 25.35
| Primary |  | 25.35 |  | 0.96705 |  | 24.51 | -2.49 | 22.02
| Subtransmission |  | 25.35 |  | 0.95125 |  | 24.11 | -8.55 | 15.56
| Transmission |  | 25.35 |  | 0.93389 |  | 23.67 | -8.55 | 15.12
Proposed On-Peak Demand Revenue
|  |  | On-Peak |  | Proposed
|  |  | Demand |  | Rate |  | Revenue
| Secondary |  | 18083.7 |  | 25.35 |  | 458422
| Primary |  | 515170 |  | 22.02 |  | 11344043
| Subtransmission |  | 2798169 |  | 15.56 |  | 43539510
| Transmission |  | 169183.2 |  | 15.12 |  | 2558050
| Total |  | 3500605.9 |  |  |  | 57900025
VIII. | Revenue Verification |  | Units |  | Rate |  | Revenue | Target | Difference
| Secondary | On-Peak Demand | 18083.7 | kW | 25.35 | /kW | 458422
|  | Off-peak Demand | 17240 | kW | 1.66 | /kW | 28618
|  | Minimum Demand | 13841 | kW | 27.1 | /kW | 375091
|  | Excess KVAR | 26 | KVAR | 0.69 | /KVAR | 18
|  | Energy | 15517623 | kWh | 0.03075 | /kWh | 477167
|  | Customer | 48 | Bills | 276 | /Mo | 13248
|  | Total Billed |  |  |  |  | 1352564
| Primary | On-Peak Demand | 515170 | kW | 22.02 | /kW | 11344043
|  | Off-peak Demand | 485643 | kW | 1.61 | /kW | 781885
|  | Minimum Demand | 111893 | kW | 23.72 | /kW | 2654102
|  | Excess KVAR | 97486 | KVAR | 0.69 | /KVAR | 67265
|  | Energy | 283398759 | kWh | 0.02959 | /kWh * | 8385769
|  | Customer | 420 | Bills | 276 | /Mo | 115920
|  | Total Billed |  |  |  |  | 23348984
| Subtran | On-Peak Demand | 2798169 | kW | 15.56 | /kW | 43539510
|  | Off-peak Demand | 2752830 | kW | 1.58 | /kW | 4349471
|  | Minimum Demand | 311262 | kW | 17.23 | /kW | 5363044
|  | CS-IRP Demand Credit | 11420 |  | -3.68 | /kW | -42026
|  | Excess KVAR | 329002 | KVAR | 0.69 | /KVAR | 227011
|  | Energy | 1778446706 | kWh | 0.02918 | /kWh | 51895075
|  | Customer | 312 | Bills | 794 | /Mo | 247728
|  | Total Billed |  |  |  |  | 105579813
| Tran | On-Peak Demand | 169183.2 | kW | 15.12 | /kW | 2558050
|  | Off-peak Demand | 164990.7 | kW | 1.55 | /kW | 255736
|  | Minimum Demand | 350678.1 | kW | 16.76 | /kW | 5877365
|  | Excess KVAR | 28674 | KVAR | 0.69 | /KVAR | 19785
|  | Energy | 313600300 | kWh | 0.02878 | /kWh | 9025417
|  | Customer | 36 | Bills | 1353 | /Mo | 48708
|  | Total Billed |  |  |  |  | 17785061
| Total Tariff IGS | [5 empty] | 148066422 | 148066567 | -145
* Revised after revenue verification

## Demand Basis
KENTUCKY POWER COMPANY
Equipment Credits Relative to Secondary
Twelve Months Ended February 28, 2017
Current Billing Demand Summary |  |  |  | Bulk
| Secondary | Primary | Subtran | Tran | Production
MGS | 1878683 | 43956 | 4276
LGS | 1521912.2 | 281383 | 129190.6 | 6693.4
IGS | 31924.7 | 627063 | 3109431 | 519861.3
Total | 3432519.9 | 952402 | 3242897.6 | 526554.7
Relative Loss Factor | 1 | 0.96705 | 0.95125 | 0.93389
Loss Adj Demand | 3432520 | 921020 | 3084806 | 491744
| 76.1% | 76.1%
Demand Served by Subtran System | 2612148 | 700896 | 3084806
Functional Demand Rev | 8559227 | 26391020 | 0 | 0 | 131789145
Functional Demand | 3432520 | 4353540 | 6397850 | 7930090 | 7930090
Functional Cost | 2.49 | 6.06 | 0 | 0 | 16.62
Full Cost Equipment Credits (Relative to Secondary)
| Secondary | Primary | Subtran | Total
Primary | 2.49 |  |  | 2.49 | -2.49
Subtransmission | 2.49 | 6.06 |  | 8.55 | -8.55
Transmission | 2.49 | 6.06 | 0 | 8.55 | -8.55
TOD and AF Demands | Standard |  |  | Other
| Metered | Billing |  | Metered | Billing
| kWh | Demand |  | kWh | Demand
MGS-Sec | 438448702 | 1854278
MGS-TOD |  |  |  | 3585557 | 15164
MGS-LM-TOD |  |  |  | 813104 | 3439
MGS-REC Lights |  |  |  | 1372008 | 5802
LGS-Sec | 509795720 | 1510142
LGS-LM-TOD |  |  |  | 1930735 | 5719
LGS TOD | 2985027 | 6051.2

## Energy Basis
KENTUCKY POWER COMPANY
Equipment Credits Relative to Secondary
Twelve Months Ended February 28, 2017
Current Metered Energy Summary |  |  |  | Bulk
| Secondary | Primary | Subtran | Tran | Production
MGS | 444219371 | 14673547 | 1369265
LGS | 514711482 | 79874551 | 35936561 | 1688152
IGS | 15517623 | 283356811 | 1778362947 | 313600300
Total | 974448476 | 377904909 | 1815668773 | 315288452
Relative Loss Factor | 1 | 0.96167 | 0.94897 | 0.93585
Loss Adj Energy | 974448476 | 363419814 | 1723015196 | 295062698
| 76.1% | 76.1%
Energy Served by Subtran System | 741555290 | 276562478 | 1723015196
Functional Demand Rev | 8559227 | 26391020 | 0 | 0 | 131789145
Functional Energy | 974448476 | 1337868290 | 2741132964 | 3355946184 | 3355946184
Functional Cost | 0.00878 | 0.01973 | 0 | 0 | 0.03927
Full Cost Equipment Credits
| Secondary | Primary | Subtran | Total
Primary | 0.00878 |  |  | 0.00878 | -0.00878
Subtransmission | 0.00878 | 0.01973 |  | 0.02851 | -0.02851
Transmission | 0.00878 | 0.01973 | 0 | 0.02851 | -0.02851
TOD and AF Energy
Metered
kWh
MGS-Sec | 438448702
MGS-TOD | 3585557
MGS-LM-TOD | 813104
MGS-AF | 1372008
Total MGS-Sec | 444219371
LGS-Sec | 509795720
LGS-LM-TOD | 1930735
LGS-TOD | 2985027
Total LGS-Sec | 514711482

## off peak
KENTUCKY POWER COMPANY
Full Cost Off-Peak Demand Charges
Twelve Months Ended February 28, 2017
| Demand |  | Full
| Loss |  | Cost
| Factors | Production | Charges
Functional Demand Cost |  | 16.62
Off-Peak Recovery % |  | 10%
Off Peak Demand Cost |  | 1.66
Secondary Charge | 1 | 1.66 | 1.66
Primary Charge | 0.96705 | 1.61 | 1.61
Subtran Charge | 0.95125 | 1.58 | 1.58
Transmission Charge | 0.93389 | 1.55 | 1.55

## Off Peak xcs
KENTUCKY POWER COMPANY
Full Cost Off-Peak Excess
Twelve Months Ended February 28, 2017
| Demand | [5 empty] | Full
| Loss | Distribution |  |  | Bulk |  | Cost
| Factors | Secondary | Primary | Subtran | Tran | Production | Charges
Functional Demand Cost |  | 2.49 | 6.06 | 0 | 0 | 16.62
Off-Peak Recovery % |  | 100% | 100% | 10% | 10% | 10%
Off Peak Demand Cost |  | 2.49 | 6.06 | 0 | 0 | 1.66
Secondary Charge | 1 | 2.49 | 6.06 | 0 | 0 | 1.66 | 10.21
Primary Charge | 0.96705 |  | 5.86 | 0 | 0 | 1.61 | 7.47
Subtran Charge | 0.95125 |  |  | 0 | 0 | 1.58 | 1.58
Transmission Charge | 0.93389 |  |  |  | 0 | 1.55 | 1.55

## AFS Rate
KENTUCKY POWER COMPANY
Alternate Feed Service (AFS) Rate Design
Twelve Months Ended February 28, 2017
AFS Monthly Cost / Reservation Demand Charge
| Primary Demand Revenue Requirement |  | 26391020
| Functional Demand kW @ Secondary | / | 4353540
| Monthly Cost @ Secondary | = | 6.062
| Loss Factor Secondary to Primary | x | 0.96705
| AFS Monthly Cost @ Primary | = | 5.8622
AFS Transfer Switch Monthly Testing Rate
| Total Annual AFS Transfer Switch Testing Cost |  | 175.99
| Divided by 12 | / | 12
| Total Monthly AFS Transfer Switch Testing Rate | = | 14.67

## MW
Kentucky Power Company
MW Rate Design
Twelve Months Ended February 28, 2017
I. | Revenue | Billed &
|  | Accrued |  | Base
|  | Revenue | Fuel | Revenue
| Demand | 138493 | 0 | 138493
| Energy | 71333 | 3184 | 68149
| Customer | 1530 | 0 | 1530
| Total | 211356 | 3184 | 208172
II. | Customer Charge
| Full Cost Customer Charge | 1530 | / | 120 | bills | 12.75 | /mo.
[5 empty] | Use current: | 22.9 | /mo.
| Customer Revenue | 120 | Bills X | 22.9 | /mo. | 2748
III. | Demand Charge
| Demand Revenue Requirement | 138493
| Monthly Demand (SNCP) | 3690
| Full Cost Demand Charge | 37.532
| Current Minimum Demand Charges | 8.2
| Class Increase | 8.45%
| Proposed Minimum Demand Charge | 8.89
| Minimum kW | 1791.3
| Minimum Demand Charge Revenue | 15924.657
IV. | Energy Charge
Energy Revenue Requirement
| Total MW Revenue Requirement | 208172
| Less: Customer Revenue | 2748
| Less: Minimum Demand Revenue | 15924.657
| Energy Charge Revenue | 189499.343
| Billing kWh | 1909870
| Proposed Energy Charge | 0.09922
V. | Revenue Verification |  | Proposed |  | Target
|  | Units | Charges | Revenue | Revenue | Difference
| Energy | 1909870 | 0.09922 | 189497
| Demand | 1791.3 | 8.89 | 15925
| Customer | 120 | 22.9 | 2748
| Total MW Verified Revenues |  |  | 208170 | 208172 | -2

## OL 1
|  | Annual |  |  | Cost
| Lamp | Number of | Present |  | Based | Proposed |  |  | Annual | Percent |  | Base Fuel | Non-Fuel
| Type & Size | Lamps | Rate | Revenue | Rate | Rate |  | Revenue | Increase | Increase | Monthly kWh | Revenue | Base Rate | Revenue Check
| (1) | (2) | (3) | (4)=(2*3) | (5) | (6) |  | (7)=(2*6) | (8) | (9)=(8/4) |  | 0.02725
Tariff # | High Pressure Sodium
94 | 100 Watt | 271740 | 9.3 | 2527182 | 9.8808 | 10.6 |  | 2880444 | 353262 | 13.98% | 40.3 | 1.1 | 9.5 | 2880444
113 | 150 Watt | 266040 | 10.58 | 2814703 | 11.2525 | 12.1 |  | 3219084 | 404381 | 14.37% | 58.7 | 1.6 | 10.5 | 3219084
97 | 200 Watt | 22356 | 12.3 | 274979 | 13.8808 | 14.15 | * | 316337 | 41358 | 15.04% | 84.3 | 2.3 | 11.85 | 316337.4
103 | 250 Watt | 0 | 17.63 |  | 18.4308 | 18.45 |  | 0 | 0 | 4.65% | 103 | 2.81 | 15.64 | 0
98 | 400 Watt | 2496 | 19.01 | 47449 | 21.6167 | 22 |  | 54912 | 7463 | 15.73% | 166.7 | 4.54 | 17.46 | 54912
111 | 100 Watt Post Top | 9384 | 14.1 | 132314 | 29.0167 | 16.3 |  | 152959 | 20645 | 15.6% | 40.3 | 1.1 | 15.2 | 152959.2
122 | 150 Watt Post Top | 864 | 23.13 | 19984 | 30.5225 | 26.7 | * | 23069 | 3085 | 15.43% | 58.7 | 1.6 | 25.1 | 23068.8
107 | 200 Watt Floodlight | 22080 | 14.4 | 317952 | 16.1108 | 16.6 | * | 366528 | 48576 | 15.28% | 84.3 | 2.3 | 14.3 | 366528
109 | 400 Watt Floodlight | 52008 | 20.16 | 1048481 | 23.0767 | 23.3 |  | 1211786 | 163305 | 15.58% | 166.7 | 4.54 | 18.76 | 1211786.4
121 | 100 Watt Shoebox | 0 | 32.85 | 0 | 31.3467 | 31.35 |  | 0 | 0 | -4.57% | 40.3 | 1.1 | 30.25 | 0
120 | 250 Watt Shoebox | 12 | 25.83 | 310 | 36.6308 | 29.85 |  | 358 | 48 | 15.56% | 103 | 2.81 | 27.04 | 358.2
126 | 400 Watt Shoebox | 0 | 42.96 | 0 | 41.9167 | 41.9 |  | 0 | 0 | -2.47% | 166.7 | 4.54 | 37.36 | 0
Metal Halide
110 | 250 Watt Floodlight | 1668 | 17.88 | 29824 | 18.4267 | 19.75 |  | 32943 | 3119 | 10.46% | 100.3 | 2.73 | 17.02 | 32943
116 | 400 Watt Floodlight | 11520 | 22.57 | 260006 | 23.2667 | 24.95 |  | 287424 | 27418 | 10.54% | 158 | 4.31 | 20.64 | 287424
131 | 1000 Watt Floodlight | 972 | 41.06 | 39910 | 42.7158 | 45.85 |  | 44566 | 4656 | 11.67% | 378.3 | 10.31 | 35.54 | 44566.2
130 | 250 Watt Mongoose | 0 | 24.63 | 0 | 23.9967 | 24 |  | 0 | 0 | -2.56% | 100.3 | 2.73 | 21.27 | 0
136 | 400 Watt Mongoose | 0 | 29.42 | 0 | 28.8567 | 28.85 |  | 0 | 0 | -1.94% | 158 | 4.31 | 24.54 | 0
Mercury Vapor *
93 | 175 Watt | 10056 | 10.47 | 105286 |  | 11.55 |  | 116147 | 10861 | 10.32% | 72 | 1.96 | 9.59 | 116146.8
95 | 400 Watt | 1032 | 18.07 | 18648 |  | 19.9 | * | 20537 | 1889 | 10.13% | 158 | 4.31 | 15.59 | 20536.8
99 | 175 Post Top | 108 | 12.02 | 1298 |  | 13.25 |  | 1431 | 133 | 10.23% | 72 | 1.96 | 11.29 | 1431
Facilities Charge
| Pole | 52992 | 3.1 | 164275.2 | 10.445 | 3.6 |  | 190771 | 26495.8 | 16.13%
| Span | 56652 | 1.8 | 101973.6 | 2.24 | 2.1 |  | 118969 | 16995.4 | 16.67%
| Lateral | 744 | 6.75 | 5022 | 7.82 | 7.8 |  | 5803 | 781 | 15.56%
| Base Revenue |  |  | 7909599 |  |  |  | 9044068 | 1134471.2 |  |  |  |  | 9044068.8
| Fuel Clause | [6 empty] | 68807 | [5 empty] | 68807
| Total | [6 empty] | 9112875 | [5 empty] | 9112875.8
[14 empty] | -0.8 | check
| Revenue Target | [6 empty] | 9112878
| Difference | [6 empty] | -3
| Class Increase | 10.41%
| Maximum Increase (1.5 x class increase) | 15.62%
| Scale Factor | 1.0731
* In process of elimination (Overall Increase)

## OL 2
| Estimated | Monthly | Annual |  |  | Energy Cost @ | Estimated | Lighting
Lamp | Installed | Facility | Maintenance | Consumption in kWh |  | 0.07847 | Monthly | Cost
Type & Size | Cost | Cost | Cost | Annual | Monthly | per kWh | Maintenance | Estimate
(1) | (2) | (3)=(2)*FCCR | (4) | (5) | (6) | (7)=(6)*EC | (8) | (9)=(3+7+8)
High Pressure Sodium (HPS)
100 Watt | 283.12 | 4.22 | 30.01 | 484 | 40.3 | 3.16 | 2.5008 | 9.8808
150 Watt | 280.86 | 4.18 | 29.55 | 704 | 58.7 | 4.61 | 2.4625 | 11.2525
200 Watt | 321.65 | 4.79 | 29.65 | 1012 | 84.3 | 6.62 | 2.4708 | 13.8808
250 Watt | 529.31 | 7.89 | 29.53 | 1236 | 103 | 8.08 | 2.4608 | 18.4308
400 Watt | 405.63 | 6.04 | 29.96 | 2000 | 166.7 | 13.08 | 2.4967 | 21.6167
100 Watt Post Top | 1572.06 | 23.42 | 29.24 | 484 | 40.3 | 3.16 | 2.4367 | 29.0167
150 Watt Post Top | 1573.64 | 23.45 | 29.55 | 704 | 58.7 | 4.61 | 2.4625 | 30.5225
200 Watt Floodlight | 471.29 | 7.02 | 29.65 | 1012 | 84.3 | 6.62 | 2.4708 | 16.1108
400 Watt Floodlight | 503.05 | 7.5 | 29.96 | 2000 | 166.7 | 13.08 | 2.4967 | 23.0767
100 Watt Shoebox | 1728.32 | 25.75 | 29.24 | 484 | 40.3 | 3.16 | 2.4367 | 31.3467
250 Watt Shoebox | 1751.27 | 26.09 | 29.53 | 1236 | 103 | 8.08 | 2.4608 | 36.6308
400 Watt Shoebox | 1767.7 | 26.34 | 29.96 | 2000 | 166.7 | 13.08 | 2.4967 | 41.9167
Metal Halide
250 Watt Floodlight | 530.46 | 7.9 | 31.88 | 1204 | 100.3 | 7.87 | 2.6567 | 18.4267
400 Watt Floodlight | 547.4 | 8.16 | 32.48 | 1896 | 158 | 12.4 | 2.7067 | 23.2667
1000 Watt Floodlight | 696.51 | 10.38 | 31.75 | 4540 | 378.3 | 29.69 | 2.6458 | 42.7158
250 Watt Mongoose | 903.89 | 13.47 | 31.88 | 1204 | 100.3 | 7.87 | 2.6567 | 23.9967
400 Watt Mongoose | 922.89 | 13.75 | 32.48 | 1896 | 158 | 12.4 | 2.7067 | 28.8567
| Fixed Cost CC Rate |  |  |  | Outdoor Lighting (OL) Cost of Service
Using 10-Yr Inv Life
Return | 7.28% |  |  |  | Demand Revenue Requirement |  | 656962
Depreciation | 7.923% |  |  |  | Energy Revenue Requirement |  | 1595563
F.I.T. | 1.253% |  |  |  | Cust. Related Revenue Reqt.
Prop Taxes, Adm & Gen'l | 1.37% |  |  |  | O&M Expenses |  | 728742
Annual Total | 17.83% |  |  |  | Taxes Other |  | 282062
[5 empty] | State Income Tax |  | 175442
Monthly Total FCCRR | 1.49% |  |  |  | Less: Acct. 598 |  | 61150
[5 empty] | B&A Rev Excl Direct Ltg Costs |  | 3377621
[5 empty] | Class Metered Energy |  | 43044440
[5 empty] | Energy Rate ($/kWh) |  | 0.07847

## OL Detail
Facilities Charges
Installed
| Cost | Carrying Charge
30ft Wood Pole | 549.25 | 1.49% | 8.18
35ft Wood Pole | 852.97 | 1.49% | 12.71
Average |  |  | 10.445
OH Span - Total - < = 150 ft. | 150.28 | 1.49% | 2.24
UG Lateral - 50 Feet | 524.89 | 1.49% | 7.82

## SL 1
| Annual |  |  | Cost Based
Lamp | Number of | Present |  |  | Lamp | Proposed |  |  | Annual | Percent |  | Base Fuel | Non-Fuel
Type & Size | Lamps | Rate | Revenue | Lamp | w/pole | Rate |  | Revenue | Increase | Increase | Monthly kWh | Revenue | Base Rate | Revenue Check
(1) | (2) | (3) | (4)=(2*3) | (5) | (6) | (7) |  | (8)=(2*7) | (9) | (10)=(8/4) |  | 0.02725
Service on Existing Wood Poles
3,500 Lumen MV | 0 | 0 | 0 | n.a. | n.a. | 0 |  | 0 | 0 | #DIV/0!
7,000 Lumen MV | 0 | 0 | 0 | #REF! | n.a. | 0 |  | 0 | 0 | #DIV/0!
11,000 Lumen MV | 0 | 0 | 0 | #REF! | n.a. | 0 |  | 0 | 0 | #DIV/0!
21,000 Lumen MV | 0 | 0 | 0 | #REF! | n.a. | 0 |  | 0 | 0 | #DIV/0!
58,000 Lumen MV | 0 | 0 | 0 | #REF! | n.a. | 0 |  | 0 | 0 | #DIV/0!
5,800 Lumen HPS | 0 | 0 | 0 | #REF! | n.a. | 0 |  | 0 | 0 | #DIV/0!
9,500 Lumen HPS | 92088 | 7.8 | 718286 | 9.1553 | n.a. | 8.65 |  | 796561 | 78275 | 10.9% | 40.3 | 1.1 | 7.55 | 796561.2
16,000 Lumen HPS | 1320 | 8.88 | 11722 | 10.4593 | n.a. | 9.9 |  | 13068 | 1346 | 11.49% | 58.7 | 1.6 | 8.3 | 13068
22,000 Lumen HPS | 27336 | 10.7 | 292495 | 12.7306 | n.a. | 12.05 |  | 329399 | 36904 | 12.62% | 84.3 | 2.3 | 9.75 | 329398.8
50,000 Lumen HPS | 6048 | 15.96 | 96526 | 18.6628 | n.a. | 17.75 | * | 107352 | 10826 | 11.22% | 166.7 | 4.54 | 13.21 | 107352
Service on New Wood Poles
9,500 Lumen HPS | 5508 | 11.05 | 60863 | 9.1553 | 15.6494 | 12.75 |  | 70227 | 9364 | 15.38% | 40.3 | 1.1 | 11.65 | 70227
16,000 Lumen HPS | 348 | 12.23 | 4256 | 10.4593 | 16.9533 | 14.15 |  | 4924 | 668 | 15.7% | 58.7 | 1.6 | 12.55 | 4924.2
22,000 Lumen HPS | 6588 | 14.15 | 93220 | 12.7306 | 19.2247 | 16.4 | * | 108043 | 14823 | 15.9% | 84.3 | 2.3 | 14.1 | 108043.2
50,000 Lumen HPS | 1452 | 19.76 | 28692 | 18.6628 | 25.1569 | 22.9 | * | 33251 | 4559 | 15.89% | 166.7 | 4.54 | 18.36 | 33250.8
Service on New Metal or Concrete Poles
9,500 Lumen HPS | 0 | 20.4 | 0 | 9.1553 | 29.1118 | 29.1 |  | 0 | 0 | 42.65% | 40.3 | 1.1 | 28 | 0
16,000 Lumen HPS | 0 | 21.38 | 0 | 10.4593 | 30.4157 | 30.4 |  | 0 | 0 | 42.19% | 58.7 | 1.6 | 28.8 | 0
22,000 Lumen HPS | 1128 | 27.2 | 30682 | 12.7306 | 32.6871 | 30.95 |  | 34912 | 4230 | 13.79% | 84.3 | 2.3 | 28.65 | 34911.6
50,000 Lumen HPS | 300 | 29.46 | 8838 | 18.6628 | 38.6193 | 34.05 |  | 10215 | 1377 | 15.58% | 166.7 | 4.54 | 29.51 | 10215
Subtotal | [7 empty] | 1507952 | 162372 |  |  |  |  | 1507951.8
[14 empty] | -0.2 | check
Fuel | [7 empty] | 13242
Total | [7 empty] | 1521194
Revenue Target | [7 empty] | 1521197
Difference | [7 empty] | -3
Maximum Increase (2 x class increase) | 15.56%
Scale Factor | 0.9475

## SL 2
| Estimated | Monthly | Annual |  |  | Energy Cost @ | Estimated | Lighting
Lamp | Installed | Facility | Maintenance | Consumption in kWh |  | 0.067346 | Monthly | Cost
Type & Size | Cost | Cost | Cost | Annual | Monthly | per kWh | Maintenance | Estimate
-1 | -2 | (3)=(2)*FCCRR | -4 | -5 | -6 | (7)=(6)*EC | -8 | (9)=(3+7+8)
High Pressure Sodium (HPS)
9,500 Lumen | 359.58 | 4.0086 | 29.24 | 484 | 40.3 | 2.71 | 2.4367 | 9.1553
16,000 Lumen | 363 | 4.0468 | 29.55 | 704 | 58.7 | 3.95 | 2.4625 | 10.4593
22,000 Lumen | 410.81 | 4.5797 | 29.65 | 1012 | 84.3 | 5.68 | 2.4708 | 12.7306
50,000 Lumen | 442.78 | 4.9361 | 29.96 | 2000 | 166.7 | 11.23 | 2.4967 | 18.6628
|  |  |  | Estimated | Monthly | Annual |  |  | Energy Cost @ | Estimated | Lighting
Lamp | Lamp | Pole | Pole | Installed | Facility | Maintenance | Consumption in kWh |  | 0.067346 | Monthly | Cost
Type & Size | Cost | Type | Cost | Cost | Cost | Cost | Annual | Monthly | per kWh | Maintenance | Estimate
-1 | (2) | (3) | (4) | (5) | (6)=(5)*FCCRR | -7 | -8 | -9 | (10)=(6)*EC | -11 | (12)=(5+10+11)
High Pressure Sodium (HPS)
9,500 Lumen | 359.58 |  | 582.53 | 942.11 | 10.5027 | 29.24 | 484 | 40.3 | 2.71 | 2.4367 | 15.6494
16,000 Lumen | 363 |  | 582.53 | 945.53 | 10.5408 | 29.55 | 704 | 58.7 | 3.95 | 2.4625 | 16.9533
22,000 Lumen | 410.81 |  | 582.53 | 993.34 | 11.0738 | 29.65 | 1012 | 84.3 | 5.68 | 2.4708 | 19.2247
50,000 Lumen | 442.78 |  | 582.53 | 1025.31 | 11.4302 | 29.96 | 2000 | 166.7 | 11.23 | 2.4967 | 25.1569
High Pressure Sodium (HPS)
9,500 Lumen | 359.58 |  | 1790.13 | 2149.71 | 23.9651 | 29.24 | 484 | 40.3 | 2.71 | 2.4367 | 29.1118
16,000 Lumen | 363 |  | 1790.13 | 2153.13 | 24.0032 | 29.55 | 704 | 58.7 | 3.95 | 2.4625 | 30.4157
22,000 Lumen | 410.81 |  | 1790.13 | 2200.94 | 24.5362 | 29.65 | 1012 | 84.3 | 5.68 | 2.4708 | 32.6871
50,000 Lumen | 442.78 |  | 1790.13 | 2232.91 | 24.8926 | 29.96 | 2000 | 166.7 | 11.23 | 2.4967 | 38.6193
|  | FCCRR |  |  | Street Lighting (SL) Cost of Service
20-Yr Inv Life
[5 empty] | Demand-Related Revenue Reqmt |  |  | 115355
Return |  | 7.28% |  |  | Energy-Related Revenue Reqmt |  |  | 285871
Depreciation |  | 3.15% |  |  | Customer-Related Revenue Requirement
F.I.T. |  | 1.578% |  |  | O&M Expenses |  |  | 318911
Prop Taxes, Adm & Gen'l |  | 1.37% |  |  | Taxes Other |  |  | 41925
Annual Total |  | 13.38% |  |  | State Income Tax |  |  | 24450
[5 empty] | Less: Account 585 |  |  | 203417
Monthly Total FCCRR |  | 1.115% |  |  | Account 596 |  |  | 25214
[5 empty] | B&A Rev Excl Direct Ltg Cost |  |  | 557881
[5 empty] | Class Metered Energy |  |  | 8283856
[5 empty] | Energy Rate ($/kWh) |  |  | 0.067346

## Cogen
I. | Assumptions | [6 empty] | Variable | Value
| A) | Capital Cost per kW of Capacity | [5 empty] | V | 751.16 | /kW
| B) | Weighted Cost of Capital (Workpaper S-2) | [5 empty] | R | 7.28%
| C) | Carrying Charge Rate | [5 empty] | CCR | 11.81%
| D) | Operation & Maintenance Cost per Year (Fixed & Variable) | [5 empty] | O | 17.37 | /kW
| E) | Line Losses | [5 empty] | L | 10%
| F) | Estimated Unit Life | [5 empty] | N | 30 | years
| G) | Present Value of Carrying Charge for $1 Investment for N years | [5 empty] | D | 1.4252
| H) | Fixed Operation and Maintenance Cost Escalation Rate | [5 empty] | IO | 2.1%
| I) | Construction Cost Escalation Rate | [5 empty] | IP | 2.1%
II. | Calculation of Present Value of Carrying Charge
7.2331
| D = |  | 11.81% | x | ----------- | = | 1.4252
0.59937
III. | Calculation of Unadjusted Monthly Avoided Cost of Capacity
Where:
Calculation for First Year
|  | T = | 1
|  | S1 = | 0.048285 | S4 = | 16.5313
|  | S2 = | 0.77343 | S5 = | 1
|  | S3 = | 1 | S6 = | 0.95
| C = |  | 7.3128
Calculation for Second Year
|  | T = | 2
|  | S1 = | 0.048285 | S4 = | 16.5313
|  | S2 = | 0.77343 | S5 = | 1.021
|  | S3 = | 1.021 | S6 = | 0.95
| C = |  | 7.4664
Calculation for Third Year
|  | T = | 3
|  | S1 = | 0.048285 | S4 = | 16.5313
|  | S2 = | 0.77343 | S5 = | 1.0424
|  | S3 = | 1.0424 | S6 = | 0.95
| C = |  | 7.6231
| Three Year Average Avoided Cost of Capacity = |  |  |  | 7.4674
TOD Measurement
| Three Year Average Avoided Cost of Capacity = |  |  |  | 3.1114
Standard Measurement
Cost Calculations (Support Page 1, Assumptions A & D)
I. | Fixed Operations & Maintenance Cost per kW (2017 Dollars)
|  | Fixed Operations & Maintenance Cost |  |  |  |  | 10.16 | mills/kWh
|  | Hours per Year |  |  |  | x | 8760 | hours
|  | Unit Size |  |  |  | x | 492000 | kW
|  | Planned Outage Rate |  |  |  | x | 10%
|  | Total Fixed O&M Cost |  |  |  |  | 4378878.72 | /year
|  | Unit Size |  |  |  | / | 492000 | kW
|  | Per Unit Fixed O&M Cost |  |  |  |  | 8.9 | /kW
II. | Variable Operations & Maintenance Cost per kW (2017 Dollars)
|  | Variable Operations & Maintenance Cost |  |  |  |  | 9.67 | mills/kWh
|  | Hours per Year |  |  |  | x | 8760 | hours
|  | Unit Size |  |  |  | x | 492000 | kW
|  | Planned Outage Rate |  |  |  | x | 10%
|  | Total Variable O&M Cost |  |  |  |  | 4167692.64 | /year
|  | Unit Size |  |  |  | / | 492000 | kW
|  | Per Unit Variable O&M Cost |  |  |  |  | 8.47 | /kW
III. | Total Operations & Maintenance Cost per kW (2017 Dollars)
|  | Fixed O&M Cost |  |  |  |  | 8.9 | /kW
|  | Variable O&M Cost |  |  |  | + | 8.47 | /kW
|  | Total O&M Cost (Page 1, Assumption D) |  |  |  |  | 17.37 | /kW
I. | Calculation of Annual Carrying Charge Rate (Page 1, Assumption C) | [6 empty] | Variable | Value
|  | Weighted Cost of Capital | [5 empty] | R | 7.28%
Property Tax Rate:
|  |  | Account 4081005 |  |  |  | 13764749
|  |  | Electric Plant in Service (101) |  |  | / | 2570351952
|  |  | Property Tax Rate |  |  |  |  | a | 0.54%
Insurance Rate:
|  |  | Account 9240000 |  |  |  | 735807
|  |  | Electric Plant in Service |  |  | / | 2570351952
|  |  | Insurance Rate |  |  |  |  | p | 0.03%
|  | Depreciation Rate | [5 empty] | d | 1.75%
|  | Composite Tax Rate | [5 empty] | ct | 39.14%
|  | Book Depreciation | [5 empty] | bd | 3.333%
|  | Rate on Debt Capital | [5 empty] | b | 5.32%
|  | Debt Ratio | [5 empty] | dr | 54.45%
|  | CCR = |  | 11.81%
I. | Energy Payment Calculation * |  |  |  |  | On-Peak | Off-Peak | Non-TOD
| A. | Potential Loss Savings
|  | Primary Losses | [5 empty] | 6%
|  | Divided by 2 |  |  |  |  | / | 2
|  | Loss Adjustment (Potential Loss Savings) | [5 empty] | 3%
| B. | Time-of-Day Energy Payments
|  | Avoided Energy Costs (2017-2019 Average) |  |  |  | 3.74 | 2.7033 |  | ¢/kWh
|  | Divided by (1 - Loss Savings) |  |  | / | 0.97 | 0.97
|  | Time-of-Day Energy Payments |  |  |  | 3.86 | 2.79 |  | ¢/kWh
| C. | Non-Time-of-Day Energy Payment
|  | Time-of-Day Energy Payments |  |  |  | 3.86 | 2.79 |  | ¢/kWh
|  | Hours per Year |  |  | x | 3650 | 5110 |  | hours
|  | Weighted Average of Hourly TOD Payments |  |  |  | 14089 | 14257 | 28346
|  | Hours Per Year | [5 empty] | 8760
|  | Non-Time-of-Day Energy Payment | [5 empty] | 3.24 | ¢/kWh
* On-Peak Period is 7am - 9pm, Monday through Friday
Off-Peak Period is all other hours
II. | Demand and Energy Loss Calculations **
|  |  | System |  | Demand |  | Energy
|  | Transmission |  |  | 4.534% |  | 2.972%
|  | Subtransmission |  |  | 2.321% |  | 1.41%
|  | Primary |  |  | 2.863% |  | 1.525%
|  | Compound Loss Factor |  |  | 10% |  | 6%
** Assuming COGEN/SPP Service at Primary
I. | Annual Carrying Charge Rates |  |  |  |  | Variable | Value
|  | Fixed Costs |  |  |  |  | 11.81%
|  | O&M |  |  |  |  | 4.597%
|  | Carrying Costs |  |  |  | CC | 16.41%
II. | Charges
|  | Contingencies |  |  |  |  | 5%
|  | Stores Expense |  |  |  |  | 26%
|  | Total Charges on Material |  |  |  | MC | 31%
|  | Labor |  |  |  |  | 56%
|  | Transportation Expense |  |  |  |  | 22%
|  | Total Charges on Labor |  |  |  | LC | 78%
III. | Overheads
|  | Company Construction Overheads |  |  |  | OC | 23%
IV. | Monthly Charge on Incremental Material
| IM = |  | Incremental Material Cost
| IL = |  | Incremental Labor Cost (50% of Material) = 0.5 x IM
OR:
| Monthly Charge on IM = |  |  | 3.7% | of Incremental Material Cost
V. | Monthly Meter Charges | [5 empty] | Incremental | Monthly |  | Average
[7 empty] | Material (IM) | Charge |  | Charge
3.7%
Standard Measurement
Single Phase
|  |  | Option 2 - Primary - Transformer Rated |  |  |  | 391 | 14.47
|  |  | Option 2 - Secondary - Self-Contained |  |  |  | 38 | 1.41
|  |  | Option 3 - Primary - Transformer Rated |  |  |  | 391 | 14.47
|  |  | Option 3 - Secondary - Transformer Rated |  |  |  | 391 | 14.47
|  |  | Option 3 - Secondary - Self Contained |  |  |  | 38 | 1.41
|  | Total | [5 empty] | 46.23 | / 5 = | 9.25
[9 empty] | Use: | 9.25
Polyphase
|  |  | Option 2 - Primary - Transformer Rated |  |  |  | 391 | 14.47
|  |  | Option 2 - Secondary - Self-Contained |  |  |  | 230 | 8.51
|  |  | Option 3 - Primary - Transformer Rated (or Sec. >200 Amps) |  |  |  | 391 | 14.47
|  |  | Option 3 - Secondary - Transformer Rated (Below 200 Amps) |  |  |  | 391 | 14.47
|  |  | Option 3 - Secondary - Self Contained (Below 200 Amps) |  |  |  | 230 | 8.51
|  | Total | [5 empty] | 60.43 | / 5 = | 12.09
[9 empty] | Use: | 12.1
Time-of-Day Measurement
Single Phase
|  |  | Option 2 - Primary - Transformer Rated |  |  |  | 400 | 14.8
|  |  | Option 2 - Secondary - Self-Contained |  |  |  | 96 | 3.55
|  |  | Option 3 - Primary - Transformer Rated |  |  |  | 400 | 14.8
|  |  | Option 3 - Secondary - Transformer Rated |  |  |  | 400 | 14.8
|  |  | Option 3 - Secondary - Self Contained |  |  |  | 38 | 1.41
|  | Total | [5 empty] | 49.36 | / 5 = | 9.87
[9 empty] | Use: | 9.85
Polyphase
|  |  | Option 2 - Primary - Transformer Rated |  |  |  | 400 | 14.8
|  |  | Option 2 - Secondary - Self-Contained |  |  |  | 239 | 8.84
|  |  | Option 3 - Primary - Transformer Rated |  |  |  | 400 | 14.8
|  |  | Option 3 - Secondary - Transformer Rated |  |  |  | 400 | 14.8
|  |  | Option 3 - Secondary - Self Contained |  |  |  | 239 | 8.84
|  | Total | [5 empty] | 62.08 | / 5 = | 12.42
[9 empty] | Use: | 12.4
I. | Calculation of Cost Escalation Rates *
Cumulative
Escalation
|  |  | Year |  | Rate |  | Rates
|  |  | 2017 |  | 1.933% |  | 1.0193
|  |  | 2018 |  | 2.551% |  | 1.0453
|  |  | 2019 |  | 2.794% |  | 1.0745
|  |  | 2020 |  | 2.471% |  | 1.1011
|  |  | 2021 |  | 1.904% |  | 1.1221
|  |  | 2022 |  | 1.656% |  | 1.1406
|  |  | 2023 |  | 1.865% |  | 1.1619
|  |  | 2024 |  | 1.886% |  | 1.1838
|  |  | 2025 |  | 1.95% |  | 1.2069
|  |  | 2026 |  | 2.005% |  | 1.2311
|  |  | 2027 |  | 2.009% |  | 1.2558
|  |  | 2028 |  | 2.032% |  | 1.2814
|  |  | 2029 |  | 2.049% |  | 1.3076
|  |  | 2030 |  | 2.022% |  | 1.3341
|  |  | 2031 |  | 2.022% |  | 1.361
|  |  | 2032 |  | 2.022% |  | 1.3885
|  |  | 2033 |  | 2.022% |  | 1.4166
|  |  | 2034 |  | 2.022% |  | 1.4452
|  |  | 2035 |  | 2.022% |  | 1.4745
|  |  | 2036 |  | 2.022% |  | 1.5043
|  |  | 2037 |  | 2.022% |  | 1.5347
|  |  | 2038 |  | 2.022% |  | 1.5657
|  |  | 2039 |  | 2.022% |  | 1.5974
|  |  | 2040 |  | 2.022% |  | 1.6296
|  |  | 2041 |  | 2.022% |  | 1.6626
|  |  | Compound Escalation Rate: |  | 2017 to 2041 = | 1.6626
|  |  | Number of Years |  |  | 25
|  |  | Average Rate (25th Root) |  |  | 2.1%
* Based upon Moody's Economy.com, GDP Chain Price Deflator
II. | Calculation of Meter O&M Expense as a % of Original Cost (Per Books Total Company Values)
|  |  | Account 586 - Operation |  | 1066179
|  |  | Account 597 - Maintenance |  | 77731
|  |  | Total O&M |  | 1143910
|  |  | Account 370 - Meter Plant |  | 24884085
|  |  | O&M Percentage |  | 4.597%

## Carrying Charge
Kentucky Power
Annual Investment Carrying Charges
For Economic Analyses
Investment Life (Years)
| 2 | 3 | 4 | 5 | 10 | 15 | 20 | 25 | 30 | 33 | 40 | 50
Return (1) | 7.28 | 7.28 | 7.28 | 7.28 | 7.28 | 7.28 | 7.28 | 7.28 | 7.28 | 7.28 | 7.28 | 7.28
Depreciation (2) | 48.9952 | 31.8185 | 23.2169 | 18.0721 | 7.9228 | 4.6815 | 3.1496 | 2.2884 | 1.7531 | 1.4581 | 1.1483 | 0.83177
FIT (3) (4) | 2.0749 | 1.4842 | 1.5942 | 1.3208 | 1.2526 | 1.5212 | 1.5781 | 1.3679 | 1.2309 | 1.1519 | 1.0649 | 0.96913
Property Taxes, General & Admin Expenses | 1.37 | 1.37 | 1.37 | 1.37 | 1.37 | 1.37 | 1.37 | 1.37 | 1.37 | 1.37 | 1.37 | 1.37
| 59.72 | 41.9527 | 33.4611 | 28.0429 | 17.8253 | 14.8526 | 13.3777 | 12.3063 | 11.634 | 11.26 | 10.8632 | 10.4509
(1) Company Proposed Rate of Return
(2) Sinking Fund annuity with R1 Dispersion of Retirements
(3) Assuming MACRS Tax Depreciation
(4) @ 35% Federal Income Tax Rate

## Rate Export
| Service Charge | kWh | kW Demand | Reactive Demand | Lamp Charge | Incremental Enviro Surcharge
RS Total | 17.5 | 0.10853
Storage Water Heating |  | 0.06418
RSLMTOD Total
on peak |  | 0.16553
off peak |  | 0.06418
Sep Meter Charge | 3.75
RS TOD Total | 20
on peak |  | 0.16553
off peak |  | 0.06418
SGS Metered Total | 22.5
First 4,450 kWh |  | 0.10483
Over 4,450 kWh |  | 0.10355
SGS NM Total | 13.5
SGSLMTOD (225) | 22.5
on peak |  | 0.17364
off peak |  | 0.06418
SGS TOD | 22.5
On-Peak - Summer |  | 0.20636
On-Peak - Winter |  | 0.16911
Off-Peak |  | 0.08617
MGS Sec | 22.5 |  | 7.84
First 4,450 kWh |  | 0.10483
Over 4,450 kWh |  | 0.10355
MGS RL (214) | 22.5 | 0.11081
MGSLMTOD (223) | Same as SGS LMTOD
MGSTOD (229) | 22.5
on peak |  | 0.18181
off peak |  | 0.06418
MGS Pri Total | 75 |  | 7.08
First 4,450 kWh |  | 0.09379
Over 4,450 kWh |  | 0.09254
MGS Sub (236) | 364 |  | 5.75
First 4,450 kWh |  | 0.07667
Over 4,450 kWh |  | 0.07544
LGS Sec Total | 85 | 0.08611 | 7.84 | 3.46
LGSLMTOD (251) | 85
on peak |  | 0.15656
off peak |  | 0.06419
LGSSECTOD (256) | 85 |  | 10.21 | 3.46
on peak |  | 0.11538
off peak |  | 0.04438
LGS Pri Total | 127.5 | 0.0758 | 7.08 | 3.46
LGS Sub (248) | 679 | 0.05892 | 5.75 | 3.46
LGS Tran (250) | 679 | 0.05778 | 5.61 | 3.46
PS Sec (260) | 85 | 0.08611 | 7.84 | 3.46
PS Pri (264) | 127.5 | 0.0758 | 7.08 | 3.46
IGS Sec (356) | 276 | 0.03075 |  | 0.69
on peak |  |  | 25.35
off peak |  |  | 1.66
Minimum |  |  | 27.1
IGS Pri (358) | 276 | 0.02959 |  | 0.69
on peak |  |  | 22.02
off peak |  |  | 1.61
Minimum |  |  | 23.72
IGS Sub Total (359,371) | 794 | 0.02918 |  | 0.69
on peak |  |  | 15.56
off peak |  |  | 1.58
Minimum |  |  | 17.23
IGS Tran Total (360,372) | 1353 | 0.02878 |  | 0.69
on peak |  |  | 15.12
off peak |  |  | 1.55
Minimum |  |  | 16.76
MW | 22.9 | 0.09922 | 8.89
OL Total
Overhead Lighting Service
High Pressure Sodium
100 watts, 9,500 Lumens (094) |  |  |  |  | 10.6
150 watts, 16,000 Lumens (113) |  |  |  |  | 12.1
200 watts, 22,000 Lumens (097) |  |  |  |  | 14.15
250 watts, 28,000 Lumens (103) |  |  |  |  | 18.45
400 watts, 50,000 Lumens (098) |  |  |  |  | 22
Mercury Vapor
175 watts, 7,000 Lumens (093) |  |  |  |  | 11.55
400 watts, 20,000 Lumens (095) |  |  |  |  | 19.9
Post Top Lighting Service
High Pressure Sodium - PT - UG Circuit
100 watts, 9,500 Lumens (111) |  |  |  |  | 16.3
150 watts, 16,000 Lumens (122) |  |  |  |  | 26.7
Mercury Vapor - PT - UG Circuit
175 watts, 7,000 Lumens (099) |  |  |  |  | 13.25
High Pressure Sodium - Shoebox with Decorative Pole
100 watts, 9,500 Lumens (121) |  |  |  |  | 31.35
250 watts, 28,000 Lumens (120) |  |  |  |  | 29.85
400 watts, 50,000 Lumens (126) |  |  |  |  | 41.9
Flood Lighting Service
High Pressure Sodium - Floodlight, existing pole
200 watts, 22,000 Lumens (107) |  |  |  |  | 16.6
400 watts, 50,000 Lumens (109) |  |  |  |  | 23.3
Metal Halide - Floodlight, existing pole
250 watts, 20,500 Lumens (110) |  |  |  |  | 19.75
400 watts, 36,000 Lumens (116) |  |  |  |  | 24.95
1000 watts, 110,000 Lumens (131) |  |  |  |  | 45.85
Metal Halide - Mongoose Light, existing pole
250 watts, 20,500 Lumens (130) |  |  |  |  | 24
400 watts, 36,000 Lumens (136) |  |  |  |  | 28.85
Metered kWh
Facilities Charge
Pole |  |  |  |  | 3.6
Span |  |  |  |  | 2.1
Lateral |  |  |  |  | 7.8
SL (528)
OH Service on Distribution Poles
High Pressure Sodium
100 watts, 9,500 Lumens |  |  |  |  | 8.65
150 watts, 16,000 Lumens |  |  |  |  | 9.9
200 watts, 22,000 Lumens |  |  |  |  | 12.05
400 watts, 50,000 Lumens |  |  |  |  | 17.75
Service on New Wood Distribution Poles
High Pressure Sodium
100 watts, 9,500 Lumens |  |  |  |  | 12.75
150 watts, 16,000 Lumens |  |  |  |  | 14.15
200 watts, 22,000 Lumens |  |  |  |  | 16.4
400 watts, 50,000 Lumens |  |  |  |  | 22.9
Service on New Metal or Concrete Poles
High Pressure Sodium
100 watts, 9,500 Lumens |  |  |  |  | 29.1
150 watts, 16,000 Lumens |  |  |  |  | 30.4
200 watts, 22,000 Lumens |  |  |  |  | 30.95
400 watts, 50,000 Lumens |  |  |  |  | 34.05

## ES
Proposed ES Rate Calc for Proposed side of Revenue Proof and Newspaper Notice
Incremental ECP | 3903065
KPCo Total Co Revenue Requirement | 3903065
KPCo KY Retail Juris Factor | 1
KY Retail Juris Total Co Revenue Requirement | 3903065
KY Residential Retail Revenue | 288582045.55
All Other Classes Retail Revenue | 348183808.78
KY Total Retail Revenue | 636765854.33
All Other Classes Non-Fuel Retail Revenue | 242338445.78
Residential Allocation | 1768867.5892
All Other Allocation | 2134197.4108
Total | 3903065
Residential Enviromental Adjustment Factor | 0.613%
All Other Environmental Adjustment Factor | 0.8807%