## PRINT
Print Macros
<-No allocator page on total electric
current_sheet1 | 0
case_name1 | ELECTRIC CASE NO: 2006-00172
witness1
Page_No | 21
Print Sch 1 Summary
Print COSS Schedules
Print Alloc Factors
Print COSS & Allocators

## allocators
DUKE ENERGY KENTUCKY
COST OF SERVICE STUDY | [15 empty] | 2006-05-26 09:32
TWELVE MONTHS ENDING DECEMBER 31, 2005
ELECTRIC CASE NO: 2006-00172 |  |  | DT_PRI_RTP | [8 empty] | TOTAL
|  |  | INCR. | PRODUCTION | PRODUCTION | MAIN STEP-UP | OTHER |  | POLES, TOWERS |  |  | DISTRIBUTION | DISTRIBUTION | TOTAL |  | ALL
DESCRIPTION |  | ALLOC | PRI. DIST | DEMAND | ENERGY | TRANSFORMERS | TRANSMISSION | SUBSTATONS | & FIXTURES | CONDUCTORS | TRANSFORMERS | DEMAND | CUSTOMER | DISTRIBUTION | TOTAL | OTHER
Schedule 13
Prod-Demand |  | K_rbprod_d |  | 1 | [9 empty] | 0
Prod-Energy |  | K_rbprod_e |  |  | 1 | [8 empty] | 0
Main Step-Up Transformers |  | K_rbtran_stepup |  |  |  | 1 | [7 empty] | 0
Transmission Other |  | K_rbtran_oth |  |  |  |  | 1 | [6 empty] | 0
Substations |  | K_Subs | [5 empty] | 1 | [5 empty] | 1
Poles Towers & Fixtures |  | K_Poles | [6 empty] | 1 |  |  |  |  | 1
Conductors |  | K_Conductors | [7 empty] | 1 |  |  |  | 1
Transformers |  | K_Transformer | [8 empty] | 0 |  | 1 | 1
Distribution Demand |  | K_rbdist__d | [9 empty] | 1 |  | 1
Distribution Customer |  | K_rbdist__c | [10 empty] | 1 | 1
All Other |  | K_FERC | [13 empty] | 1
Gross Dist Plant excl CCNC-OC (106) |  |  | 724951 | 0 | 0 | 0 | 0 | 158112 | 175299 | 391540 | 0 | 724951 | 0 | 724951 | 724951 | 0
Ratio |  | K_dist_ccnc | 1 | 0 | 0 | 0 | 0 | 0.2181 | 0.24181 | 0.54009 | 0 | 1 | 0 | 1 | 1 | 0
Gross Plant (OC) |  |  | 3913630 | 3023947 | 6882 | 0 | 93270 | 170062 | 198574 | 420463 | 0 | 789099 | 432 | 789531 | 3913630 | 0
Ratio |  | K_grossPlt | 1 | 0.77267 | 0.0017585 | 0 | 0.023832 | 0.043454 | 0.050739 | 0.10744 | 0 | 0.20163 | 0.00011038 | 0.20174 | 1 | 0
Gross Prod Plant (OC) |  |  | 2984230 | 2984230 | 0 | 0 | 0 | 0 | 0 | 0 | 0 | 0 | 0 | 0 | 2984230 | 0
Ratio |  | K_gross_prodplt | 1 | 1 | 0 | 0 | 0 | 0 | 0 | 0 | 0 | 0 | 0 | 0 | 1 | 0
Gross Plant-Prod/Trans/Dist (OC) |  |  | 3849589 | 2984230 | 0 | 0 | 91043 | 168878 | 187236 | 418202 | 0 | 774316 | 0 | 774316 | 3849589 | 0
Ratio |  | K_grossPTD | 1 | 0.77521 | 0 | 0 | 0.02365 | 0.043869 | 0.048638 | 0.10864 | 0 | 0.20114 | 0 | 0.20114 | 1 | 0
Gross Distribution Plant (OC) |  |  | 774316 | 0 | 0 | 0 | 0 | 168878 | 187236 | 418202 | 0 | 774316 | 0 | 774316 | 774316 | 0
Ratio |  | K_gross_distplt | 1 | 0 | 0 | 0 | 0 | 0.2181 | 0.24181 | 0.54009 | 0 | 1 | 0 | 1 | 1 | 0
Gross Transmission Plant (OC) |  |  | 91043 | 0 | 0 | 0 | 91043 | 0 | 0 | 0 | 0 | 0 | 0 | 0 | 91043 | 0
Ratio |  | K_gross_tranplt | 1 | 0 | 0 | 0 | 1 | 0 | 0 | 0 | 0 | 0 | 0 | 0 | 1 | 0
Gross General Plant (OC) |  |  | 8967 | 5563 | 963 | 0 | 312 | 166 | 1586 | 316 | 0 | 2068 | 61 | 2129 | 8967 | 0
Ratio |  | K_gross_genplt | 1 | 0.62039 | 0.10739 | 0 | 0.034794 | 0.018512 | 0.17687 | 0.03524 | 0 | 0.23062 | 0.0068027 | 0.23743 | 1 | 0
Gross Common Plant (OC) |  |  | 55074 | 34154 | 5919 | 0 | 1915 | 1018 | 9752 | 1945 | 0 | 12715 | 371 | 13086 | 55074 | 0
Ratio |  | K_gross_complt | 1 | 0.62015 | 0.10747 | 0 | 0.034771 | 0.018484 | 0.17707 | 0.035316 | 0 | 0.23087 | 0.0067364 | 0.23761 | 1 | 0
Production Plant-Net (OC-Depr) |  |  | 1443840 | 1443840 | 0 | 0 | 0 | 0 | 0 | 0 | 0 | 0 | 0 | 0 | 1443840 | 0
Ratio |  | K_prodnet | 1 | 1 | 0 | 0 | 0 | 0 | 0 | 0 | 0 | 0 | 0 | 0 | 1 | 0
Distribution Plant-Net (OC-Depr) |  |  | 502811 | 0 | 0 | 0 | 0 | 128939 | 114086 | 259786 | 0 | 502811 | 0 | 502811 | 502811 | 0
Ratio |  | K_distnet | 1 | 0 | 0 | 0 | 0 | 0.25644 | 0.2269 | 0.51667 | 0 | 1 | 0 | 1 | 1 | 0
Transmission Plant-Net (OC-Depr) |  |  | 51957 | 0 | 0 | 0 | 51957 | 0 | 0 | 0 | 0 | 0 | 0 | 0 | 51957 | 0
Ratio |  | K_trannet | 1 | 0 | 0 | 0 | 1 | 0 | 0 | 0 | 0 | 0 | 0 | 0 | 1 | 0
General Plant Plant-Net |  |  | 4200 | 2608 | 450 | 0 | 147 | 78 | 742 | 148 | 0 | 968 | 27 | 995 | 4200 | 0
Ratio |  | K_gennet | 1 | 0.62095 | 0.10714 | 0 | 0.035 | 0.018571 | 0.17667 | 0.035238 | 0 | 0.23048 | 0.0064286 | 0.2369 | 1 | 0
Transmission & Distr Plant in Service |  |  | 554768 | 0 | 0 | 0 | 51957 | 128939 | 114086 | 259786 | 0 | 502811 | 0 | 502811 | 554768 | 0
Ratio |  | K_T&D_net | 1 | 0 | 0 | 0 | 0.093655 | 0.23242 | 0.20565 | 0.46828 | 0 | 0.90634 | 0 | 0.90634 | 1 | 0
Net Electric Plant In Service |  |  | 2031189 | 1464047 | 3499 | 0 | 53091 | 129542 | 119856 | 260937 | 0 | 510335 | 217 | 510552 | 2031189 | 0
Ratio |  | K_EPIS | 1 | 0.72078 | 0.0017226 | 0 | 0.026138 | 0.063776 | 0.059008 | 0.12847 | 0 | 0.25125 | 0.00010683 | 0.25136 | 1 | 0
Common Plant- net |  |  | 28381 | 17599 | 3049 | 0 | 987 | 525 | 5028 | 1003 | 0 | 6556 | 190 | 6746 | 28381 | 0
Ratio |  | K_comnet | 1 | 0.6201 | 0.10743 | 0 | 0.034777 | 0.018498 | 0.17716 | 0.035341 | 0 | 0.231 | 0.0066946 | 0.23769 | 1 | 0
Common & General Plant-net |  |  | 32581 | 20207 | 3499 | 0 | 1134 | 603 | 5770 | 1151 | 0 | 7524 | 217 | 7741 | 32581 | 0
Ratio |  | K_comgennet | 1 | 0.62021 | 0.10739 | 0 | 0.034806 | 0.018508 | 0.1771 | 0.035327 | 0 | 0.23093 | 0.0066603 | 0.23759 | 1 | 0
Total OCD Rate Base |  |  | 2086991 | 1410301 | 109634 | 0 | 62483 | 126396 | 121597 | 256257 | 0 | 504250 | 323 | 504573 | 2086991 | 0
Ratio |  | K_OCDRB | 1 | 0.67576 | 0.052532 | 0 | 0.029939 | 0.060564 | 0.058264 | 0.12279 | 0 | 0.24162 | 0.00015477 | 0.24177 | 1 | 0
Schedule 13a
Construction Work In Progress |  |  | 8509 | -13189 | 0 | 0 | 4769 | 3692 | 4094 | 9143 | 0 | 16929 | 0 | 16929 | 8509 | 0
Ratio |  | K_CWIP | 1 | -1.55 | 0 | 0 | 0.56047 | 0.43389 | 0.48114 | 1.0745 | 0 | 1.9895 | 0 | 1.9895 | 1 | 0
A&G |  |  | 63461 | 39359 | 6822 | 0 | 2206 | 1174 | 11233 | 2241 | 0 | 14648 | 426 | 15074 | 63461 | 0
Ratio |  | K_A&G | 1 | 0.62021 | 0.1075 | 0 | 0.034762 | 0.0185 | 0.17701 | 0.035313 | 0 | 0.23082 | 0.0067128 | 0.23753 | 1 | 0
A&G (excluding adjustments) |  |  | 67827 | 42067 | 7291 | 0 | 2358 | 1253 | 12007 | 2395 | 0 | 15655 | 456 | 16111 | 67827 | 0
Ratio |  | K_A&GexAdj | 1 | 0.62021 | 0.10749 | 0 | 0.034765 | 0.018473 | 0.17702 | 0.03531 | 0 | 0.23081 | 0.006723 | 0.23753 | 1 | 0
Dist A&G (ex reg exp) |  |  | 15691 | 0 | 0 | 0 | 0 | 1263 | 12022 | 2410 | 0 | 15695 | -4 | 15691 | 15691 | 0
Ratio |  | K_DistA&G | 1 | 0 | 0 | 0 | 0 | 0.080492 | 0.76617 | 0.15359 | 0 | 1.0003 | -0.00025492 | 1 | 1 | 0
Transmission A&G |  |  | 2684 | 306 | 0 | 0 | 2378 | 0 | 0 | 0 | 0 | 0 | 0 | 0 | 2684 | 0
Ratio |  | K_TranA&G | 1 | 0.11401 | 0 | 0 | 0.88599 | 0 | 0 | 0 | 0 | 0 | 0 | 0 | 1 | 0
Customer Accounts A&G |  |  | 175 | 0 | 0 | 0 | 0 | 0 | 0 | 0 | 0 | 0 | 175 | 175 | 175 | 0
Ratio |  | K_CA_A&G | 1 | 0 | 0 | 0 | 0 | 0 | 0 | 0 | 0 | 0 | 1 | 1 | 1 | 0
Cust Service & Informational A&G |  |  | 65 | -105 | -55 | 0 | -20 | -10 | -15 | -15 | 0 | -40 | 285 | 245 | 65 | 0
Ratio |  | K_CSI_A&G | 1 | -1.6154 | -0.84615 | 0 | -0.30769 | -0.15385 | -0.23077 | -0.23077 | 0 | -0.61538 | 4.3846 | 3.7692 | 1 | 0
Sales A&G |  |  | 0 | 0 | 0 | 0 | 0 | 0 | 0 | 0 | 0 | 0 | 0 | 0 | 0 | 0
Ratio |  | K_Sales_A&G | 1 | 0 | 0 | 0 | 0 | 0 | 0 | 0 | 0 | 0 | 0 | 0 | 0 | 1
Depeciation Expense |  |  | 116305 | 86784 | 205 | 0 | 2135 | 6889 | 6402 | 13877 | 0 | 27168 | 13 | 27181 | 116305 | 0
Ratio |  | K_Depr_Ex | 1 | 0.74618 | 0.0017626 | 0 | 0.018357 | 0.059232 | 0.055045 | 0.11932 | 0 | 0.23359 | 0.00011178 | 0.2337 | 1 | 0
O&M (no A&G) |  |  | 355121 | 81602 | 192634 | 0 | 57480 | 1859 | 17720 | 3550 | 0 | 23129 | 276 | 23405 | 355121 | 0
Ratio |  | K_O&M | 1 | 0.22979 | 0.54245 | 0 | 0.16186 | 0.0052348 | 0.049898 | 0.0099966 | 0 | 0.06513 | 0.0007772 | 0.065907 | 1 | 0
Production O&M |  |  | 266860 | 74215 | 192645 | 0 | 0 | 0 | 0 | 0 | 0 | 0 | 0 | 0 | 266860 | 0
Ratio |  | K_prodO&M | 1 | 0.2781 | 0.7219 | 0 | 0 | 0 | 0 | 0 | 0 | 0 | 0 | 0 | 1 | 0
Dist O&M |  |  | 23131 | 0 | 0 | 0 | 0 | 1861 | 17723 | 3553 | 0 | 23137 | -6 | 23131 | 23131 | 0
Ratio |  | K_distO&M | 1 | 0 | 0 | 0 | 0 | 0.080455 | 0.7662 | 0.1536 | 0 | 1.0003 | -0.00025939 | 1 | 1 | 0
Transmission O&M |  |  | 64892 | 7408 | 0 | 0 | 57484 | 0 | 0 | 0 | 0 | 0 | 0 | 0 | 64892 | 0
Ratio |  | K_tranO&M | 1 | 0.11416 | 0 | 0 | 0.88584 | 0 | 0 | 0 | 0 | 0 | 0 | 0 | 1 | 0
Customer Accounting O&M |  |  | 225 | 0 | 0 | 0 | 0 | 0 | 0 | 0 | 0 | 0 | 225 | 225 | 225 | 0
Ratio |  | K_CA_O&M | 1 | 0 | 0 | 0 | 0 | 0 | 0 | 0 | 0 | 0 | 1 | 1 | 1 | 0
Uncollectible Account O&M |  |  | -1 | 0 | 0 | 0 | 0 | 0 | 0 | 0 | 0 | 0 | -1 | -1 | -1 | 0
Ratio |  | K_Uncol_O&M | 1 | 0 | 0 | 0 | 0 | 0 | 0 | 0 | 0 | 0 | 1 | 1 | 1 | 0
Customer Service & Informational O&M |  |  | 13 | -21 | -11 | 0 | -4 | -2 | -3 | -3 | 0 | -8 | 57 | 49 | 13 | 0
Ratio |  | K_CSI_O&M | 1 | -1.6154 | -0.84615 | 0 | -0.30769 | -0.15385 | -0.23077 | -0.23077 | 0 | -0.61538 | 4.3846 | 3.7692 | 1 | 0
Sales O&M |  |  | 1 | 0 | 0 | 0 | 0 | 0 | 0 | 0 | 0 | 0 | 1 | 1 | 1 | 0
Ratio |  | K_Sales_O&M | 1 | 0 | 0 | 0 | 0 | 0 | 0 | 0 | 0 | 0 | 1 | 1 | 1 | 0
AutoCalc Wkg Capital (incl A&G) |  |  | 225937 | 120961 | 6811 | 0 | 59686 | 3033 | 28953 | 5791 | 0 | 37777 | 702 | 38479 | 225937 | 0
Ratio |  | K_O&MxFuel | 1 | 0.53537 | 0.030146 | 0 | 0.26417 | 0.013424 | 0.12815 | 0.025631 | 0 | 0.1672 | 0.0031071 | 0.17031 | 1 | 0
Functional Revenue |  |  | 354772 | 167168 | 87072 | 0 | 29632 | 10492 | 25101 | 25003 | 0 | 60596 | 10304 | 70900 | 354772 | 0
Ratio |  | K_Func_Rev | 1 | 0.4712 | 0.24543 | 0 | 0.083524 | 0.029574 | 0.070752 | 0.070476 | 0 | 0.1708 | 0.029044 | 0.19985 | 1 | 0
Base for FIT Computation |  |  | 203592 | 138732 | 14078 | 0 | 5808 | 11335 | 10719 | 22900 | 0 | 44954 | 20 | 44974 | 203592 | 0
Ratio |  | K_FIT_base | 1 | 0.68142 | 0.069148 | 0 | 0.028528 | 0.055675 | 0.052649 | 0.11248 | 0 | 0.2208 | 9.8236e-05 | 0.2209 | 1 | 0
table4
blank
For each rate case this would change. So would have to update.
RS
RS
Put Present rev to run report: |  | In use: | 130273914 | 42555683 | 49989350 | 0 | 7928973 | 2333305 | 6004371 | 5548611 | 0 | 13886287 | 15913621 | 29799908 | 130273914 | 0
Orig when Uncoll On EPIS & O&M |  | run 1 | 130273914 | 42555683 | 49989350 | 0 | 7928973 | 2333305 | 6004371 | 5548611 | 0 | 13886287 | 15913621 | 29799908 | 130273914 | 0
|  | run 2 | 130273914 | 42555683 | 49989350 | 0 | 7928973 | 2333305 | 6004371 | 5548611 | 0 | 13886287 | 15913621 | 29799908 | 130273914 | 0
|  | run 3 | 130273914 | 42555682 | 49989351 | 0 | 7928973 | 2333305 | 6004371 | 5548611 | 0 | 13886287 | 15913621 | 29799908 | 130273914 | 0
|  | run 4 | 130273914 | 42555683 | 49989350 | 0 | 7928973 | 2333305 | 6004371 | 5548611 | 0 | 13886287 | 15913621 | 29799908 | 130273914 | 0
DS
Put Present rev to run report: |  | In use: | 82456013 | 29504396 | 34387868 | 0 | 4893979 | 1773377 | 4002823 | 4230708 | 0 | 10006908 | 3662862 | 13669770 | 82456013 | 0
Orig when Uncoll On EPIS & O&M |  | run 1 | 82456013 | 29504394 | 34387862 | 0 | 4893980 | 1773377 | 4002823 | 4230715 | 0 | 10006915 | 3662862 | 13669777 | 82456013 | 0
|  | run 2 | 82456013 | 29504394 | 34387862 | 0 | 4893980 | 1773377 | 4002823 | 4230715 | 0 | 10006915 | 3662862 | 13669777 | 82456013 | 0
|  | run 3 | 82456013 | 29504396 | 34387868 | 0 | 4893979 | 1773377 | 4002823 | 4230708 | 0 | 10006908 | 3662862 | 13669770 | 82456013 | 0
|  | run 4 | 82456013 | 29504396 | 34387868 | 0 | 4893979 | 1773377 | 4002823 | 4230708 | 0 | 10006908 | 3662862 | 13669770 | 82456013 | 0
DS_RTP
Put Present rev to run report: |  | In use: | 72568 | 37133 | 11787 | 0 | 4569 | 2916 | 5196 | 6979 | 0 | 15091 | 3988 | 19079 | 72568 | 0
Orig when Uncoll On EPIS & O&M |  | run 1 | 72568 | 37125 | 11795 | 0 | 4570 | 2915 | 5196 | 6979 | 0 | 15090 | 3988 | 19078 | 72568 | 0
|  | run 2 | 72568 | 37125 | 11795 | 0 | 4570 | 2915 | 5196 | 6979 | 0 | 15090 | 3988 | 19078 | 72568 | 0
|  | run 3 | 72568 | 37134 | 11786 | 0 | 4569 | 2916 | 5196 | 6979 | 0 | 15091 | 3988 | 19079 | 72568 | 0
|  | run 4 | 72568 | 37133 | 11787 | 0 | 4569 | 2916 | 5196 | 6979 | 0 | 15091 | 3988 | 19079 | 72568 | 0
GSFL
Put Present rev to run report: |  | In use: | 508085 | 189490 | 209467 | 0 | 24034 | 11418 | 20695 | 27369 | 0 | 59482 | 25612 | 85094 | 508085 | 0
Orig when Uncoll On EPIS & O&M |  | run 1 | 508085 | 189490 | 209467 | 0 | 24034 | 11418 | 20695 | 27369 | 0 | 59482 | 25612 | 85094 | 508085 | 0
|  | run 2 | 508085 | 189490 | 209467 | 0 | 24034 | 11418 | 20695 | 27369 | 0 | 59482 | 25612 | 85094 | 508085 | 0
|  | run 3 | 508085 | 189490 | 209467 | 0 | 24034 | 11418 | 20695 | 27369 | 0 | 59482 | 25612 | 85094 | 508085 | 0
|  | run 4 | 508085 | 189490 | 209467 | 0 | 24034 | 11418 | 20695 | 27369 | 0 | 59482 | 25612 | 85094 | 508085 | 0
EH
Put Present rev to run report: |  | In use: | 954202 | 286019 | 464135 | 0 | 59094 | 16009 | 44590 | 37982 | 0 | 98581 | 46373 | 144954 | 954202 | 0
Orig when Uncoll On EPIS & O&M |  | run 1 | 954202 | 286019 | 464135 | 0 | 59094 | 16009 | 44590 | 37982 | 0 | 98581 | 46373 | 144954 | 954202 | 0
|  | run 2 | 954202 | 286019 | 464135 | 0 | 59094 | 16009 | 44590 | 37982 | 0 | 98581 | 46373 | 144954 | 954202 | 0
|  | run 3 | 954202 | 286019 | 464135 | 0 | 59094 | 16009 | 44590 | 37982 | 0 | 98581 | 46373 | 144954 | 954202 | 0
|  | run 4 | 954202 | 286019 | 464135 | 0 | 59094 | 16009 | 44590 | 37982 | 0 | 98581 | 46373 | 144954 | 954202 | 0
SP
Put Present rev to run report: |  | In use: | 40088 | 14387 | 13075 | 0 | 2021 | 904 | 1785 | 2171 | 0 | 4860 | 5745 | 10605 | 40088 | 0
Orig when Uncoll On EPIS & O&M |  | run 1 | 40088 | 14387 | 13075 | 0 | 2021 | 904 | 1785 | 2171 | 0 | 4860 | 5745 | 10605 | 40088 | 0
|  | run 2 | 40088 | 14387 | 13075 | 0 | 2021 | 904 | 1785 | 2171 | 0 | 4860 | 5745 | 10605 | 40088 | 0
|  | run 3 | 40088 | 14387 | 13075 | 0 | 2021 | 904 | 1785 | 2171 | 0 | 4860 | 5745 | 10605 | 40088 | 0
|  | run 4 | 40088 | 14387 | 13075 | 0 | 2021 | 904 | 1785 | 2171 | 0 | 4860 | 5745 | 10605 | 40088 | 0
DT_SEC
Put Present rev to run report: |  | In use: | 48554797 | 15490405 | 24171838 | 0 | 2697443 | 975584 | 2303026 | 2324782 | 0 | 5603392 | 591719 | 6195111 | 48554797 | 0
Orig when Uncoll On EPIS & O&M |  | run 1 | 48554797 | 15490632 | 24171511 | 0 | 2697426 | 975616 | 2303037 | 2324846 | 0 | 5603499 | 591729 | 6195228 | 48554797 | 0
|  | run 2 | 48554797 | 15490632 | 24171511 | 0 | 2697426 | 975616 | 2303037 | 2324846 | 0 | 5603499 | 591729 | 6195228 | 48554797 | 0
|  | run 3 | 48554797 | 15490406 | 24171837 | 0 | 2697443 | 975584 | 2303026 | 2324782 | 0 | 5603392 | 591719 | 6195111 | 48554797 | 0
|  | run 4 | 48554797 | 15490405 | 24171838 | 0 | 2697443 | 975584 | 2303026 | 2324782 | 0 | 5603392 | 591719 | 6195111 | 48554797 | 0
DT_SEC_RTP
Put Present rev to run report: |  | In use: | 354772 | 167168 | 87072 | 0 | 29632 | 10492 | 25101 | 25003 | 0 | 60596 | 10304 | 70900 | 354772 | 0
Orig when Uncoll On EPIS & O&M |  | run 1 | 354772 | 167168 | 87072 | 0 | 29632 | 10492 | 25101 | 25003 | 0 | 60596 | 10304 | 70900 | 354772 | 0
|  | run 2 | 354772 | 167168 | 87072 | 0 | 29632 | 10492 | 25101 | 25003 | 0 | 60596 | 10304 | 70900 | 354772 | 0
|  | run 3 | 354772 | 167168 | 87072 | 0 | 29632 | 10492 | 25101 | 25003 | 0 | 60596 | 10304 | 70900 | 354772 | 0
|  | run 4 | 354772 | 167168 | 87072 | 0 | 29632 | 10492 | 25101 | 25003 | 0 | 60596 | 10304 | 70900 | 354772 | 0
DT_PRI
Put Present rev to run report: |  | In use: | 25161199 | 7149300 | 14288934 | 0 | 1444893 | 430118 | 979273 | 857592 | 0 | 2266983 | 11089 | 2278072 | 25161199 | 0
Orig when Uncoll On EPIS & O&M |  | run 1 | 25161199 | 7149117 | 14289165 | 0 | 1444910 | 430106 | 979266 | 857546 | 0 | 2266918 | 11089 | 2278007 | 25161199 | 0
|  | run 2 | 25161199 | 7149117 | 14289165 | 0 | 1444910 | 430106 | 979266 | 857546 | 0 | 2266918 | 11089 | 2278007 | 25161199 | 0
|  | run 3 | 25161199 | 7149300 | 14288934 | 0 | 1444893 | 430119 | 979272 | 857592 | 0 | 2266983 | 11089 | 2278072 | 25161199 | 0
|  | run 4 | 25161199 | 7149300 | 14288934 | 0 | 1444893 | 430118 | 979273 | 857592 | 0 | 2266983 | 11089 | 2278072 | 25161199 | 0
DT_PRI_RTP
Put Present rev to run report: |  | In use: | 801971 | 391054 | 214567 | 0 | 69373 | 25321 | 50266 | 50663 | 0 | 126250 | 727 | 126977 | 801971 | 0
Orig when Uncoll On EPIS & O&M |  | run 1 | 801971 | 391014 | 214616 | 0 | 69394 | 25318 | 50267 | 50641 | 0 | 126226 | 721 | 126947 | 801971 | 0
|  | run 2 | 801971 | 391014 | 214616 | 0 | 69394 | 25318 | 50267 | 50641 | 0 | 126226 | 721 | 126947 | 801971 | 0
|  | run 3 | 801971 | 391054 | 214567 | 0 | 69373 | 25321 | 50266 | 50663 | 0 | 126250 | 727 | 126977 | 801971 | 0
|  | run 4 | 801971 | 391054 | 214567 | 0 | 69373 | 25321 | 50266 | 50663 | 0 | 126250 | 727 | 126977 | 801971 | 0
DP
Put Present rev to run report: |  | In use: | 2263509 | 766799 | 1129537 | 0 | 143450 | 43469 | 90615 | 86874 | 0 | 220958 | 2765 | 223723 | 2263509 | 0
Orig when Uncoll On EPIS & O&M |  | run 1 | 2263509 | 766799 | 1129537 | 0 | 143450 | 43469 | 90615 | 86874 | 0 | 220958 | 2765 | 223723 | 2263509 | 0
|  | run 2 | 2263509 | 766799 | 1129537 | 0 | 143450 | 43469 | 90615 | 86874 | 0 | 220958 | 2765 | 223723 | 2263509 | 0
|  | run 3 | 2263509 | 766799 | 1129537 | 0 | 143450 | 43469 | 90615 | 86874 | 0 | 220958 | 2765 | 223723 | 2263509 | 0
|  | run 4 | 2263509 | 766799 | 1129537 | 0 | 143450 | 43469 | 90615 | 86874 | 0 | 220958 | 2765 | 223723 | 2263509 | 0
DP_RTP
Put Present rev to run report: |  | In use:
Orig when Uncoll On EPIS & O&M |  | run 1
run 2
run 3
run 4
TT
Put Present rev to run report: |  | In use: | 10000112 | 3564011 | 5779378 | 0 | 598013 | 0 | 0 | 0 | 0 | 0 | 58710 | 58710 | 10000112 | 0
Orig when Uncoll On EPIS & O&M |  | run 1 | 10000112 | 3564051 | 5779340 | 0 | 598011 | 0 | 0 | 0 | 0 | 0 | 58710 | 58710 | 10000112 | 0
|  | run 2 | 10000112 | 3564051 | 5779340 | 0 | 598011 | 0 | 0 | 0 | 0 | 0 | 58710 | 58710 | 10000112 | 0
|  | run 3 | 10000112 | 3564011 | 5779378 | 0 | 598013 | 0 | 0 | 0 | 0 | 0 | 58710 | 58710 | 10000112 | 0
|  | run 4 | 10000112 | 3564011 | 5779378 | 0 | 598013 | 0 | 0 | 0 | 0 | 0 | 58710 | 58710 | 10000112 | 0
TT_RTP
Put Present rev to run report: |  | In use: | 409837 | 247102 | 121972 | 0 | 38709 | 0 | 0 | 0 | 0 | 0 | 2054 | 2054 | 409837 | 0
Orig when Uncoll On EPIS & O&M |  | run 1 | 409837 | 247071 | 121998 | 0 | 38714 | 0 | 0 | 0 | 0 | 0 | 2054 | 2054 | 409837 | 0
|  | run 2 | 409837 | 247071 | 121998 | 0 | 38714 | 0 | 0 | 0 | 0 | 0 | 2054 | 2054 | 409837 | 0
|  | run 3 | 409837 | 247102 | 121972 | 0 | 38709 | 0 | 0 | 0 | 0 | 0 | 2054 | 2054 | 409837 | 0
|  | run 4 | 409837 | 247102 | 121972 | 0 | 38709 | 0 | 0 | 0 | 0 | 0 | 2054 | 2054 | 409837 | 0
LT
Put Present rev to run report: |  | In use: | 2587182 | 477293 | 836190 | 0 | 62437 | 78114 | 154462 | 186994 | 0 | 419570 | 791692 | 1211262 | 2587182 | 0
Orig when Uncoll On EPIS & O&M |  | run 1 | 2587182 | 477293 | 836190 | 0 | 62437 | 78114 | 154462 | 186994 | 0 | 419570 | 791692 | 1211262 | 2587182 | 0
|  | run 2 | 2587182 | 477293 | 836190 | 0 | 62437 | 78114 | 154462 | 186994 | 0 | 419570 | 791692 | 1211262 | 2587182 | 0
|  | run 3 | 2587182 | 477293 | 836190 | 0 | 62437 | 78114 | 154462 | 186994 | 0 | 419570 | 791692 | 1211262 | 2587182 | 0
|  | run 4 | 2587182 | 477293 | 836190 | 0 | 62437 | 78114 | 154462 | 186994 | 0 | 419570 | 791692 | 1211262 | 2587182 | 0
OTHER
Put Present rev to run report: |  | In use: | 19650 | 4641 | 10200 | 0 | 1198 | 188 | 816 | 469 | 0 | 1473 | 2138 | 3611 | 19650 | 0
Orig when Uncoll On EPIS & O&M |  | run 1 | 19650 | 4641 | 10200 | 0 | 1198 | 188 | 816 | 469 | 0 | 1473 | 2138 | 3611 | 19650 | 0
|  | run 2 | 19650 | 4641 | 10200 | 0 | 1198 | 188 | 816 | 469 | 0 | 1473 | 2138 | 3611 | 19650 | 0
|  | run 3 | 19650 | 4641 | 10200 | 0 | 1198 | 188 | 816 | 469 | 0 | 1473 | 2138 | 3611 | 19650 | 0
|  | run 4 | 19650 | 4641 | 10200 | 0 | 1198 | 188 | 816 | 469 | 0 | 1473 | 2138 | 3611 | 19650 | 0
BLANK
Put Present rev to run report: |  | In use:
run 1
run 2
run 3
run 4
This macro put current revenue calculated in the unbundled in the above rate areas from the box below. The box below is created when unbundled is run through each rate. You must transfer this revenue to the above. It take generally
4 times to get a final revenue number. Run a 5th time and put in in use row by using 0 in the select box when run macro. After each run, put that run in "in use" and the run 1, 2, 3 or 4 where you are. #5 wil stop macro without changing anything.
Hold proposed revenue created in run
RS | [16 empty] | 0
RS |  |  | 130273914 | 42555682 | 49989351 | 0 | 7928973 | 2333305 | 6004371 | 5548611 | 0 | 13886287 | 15913621 | 29799908 | 130273914 | 0
DS |  |  | 82456013 | 29504396 | 34387868 | 0 | 4893979 | 1773377 | 4002823 | 4230708 | 0 | 10006908 | 3662862 | 13669770 | 82456013 | 0
DS_RTP |  |  | 72568 | 37133 | 11787 | 0 | 4569 | 2916 | 5196 | 6979 | 0 | 15091 | 3988 | 19079 | 72568 | 0
GSFL |  |  | 508085 | 189490 | 209467 | 0 | 24034 | 11418 | 20695 | 27369 | 0 | 59482 | 25612 | 85094 | 508085 | 0
EH |  |  | 954202 | 286019 | 464135 | 0 | 59094 | 16009 | 44590 | 37982 | 0 | 98581 | 46373 | 144954 | 954202 | 0
SP |  |  | 40088 | 14387 | 13075 | 0 | 2021 | 904 | 1785 | 2171 | 0 | 4860 | 5745 | 10605 | 40088 | 0
DT_SEC |  |  | 48554797 | 15490405 | 24171838 | 0 | 2697443 | 975584 | 2303026 | 2324782 | 0 | 5603392 | 591719 | 6195111 | 48554797 | 0
DT_SEC_RTP |  |  | 354772 | 167168 | 87072 | 0 | 29632 | 10492 | 25101 | 25003 | 0 | 60596 | 10304 | 70900 | 354772 | 0
DT_PRI |  |  | 25161199 | 7149300 | 14288934 | 0 | 1444893 | 430118 | 979273 | 857592 | 0 | 2266983 | 11089 | 2278072 | 25161199 | 0
DT_PRI_RTP |  |  | 801971 | 391054 | 214567 | 0 | 69373 | 25321 | 50266 | 50663 | 0 | 126250 | 727 | 126977 | 801971 | 0
DP |  |  | 2263509 | 766799 | 1129537 | 0 | 143450 | 43469 | 90615 | 86874 | 0 | 220958 | 2765 | 223723 | 2263509 | 0
DP_RTP |  |  | 0 | 0 | 0 | 0 | 0 | 0 | 0 | 0 | 0 | 0 | 0 | 0 | 0 | 0
TT |  |  | 10000112 | 3564011 | 5779378 | 0 | 598013 | 0 | 0 | 0 | 0 | 0 | 58710 | 58710 | 10000112 | 0
TT_RTP |  |  | 409837 | 247102 | 121972 | 0 | 38709 | 0 | 0 | 0 | 0 | 0 | 2054 | 2054 | 409837 | 0
LT |  |  | 2587182 | 477293 | 836190 | 0 | 62437 | 78114 | 154462 | 186994 | 0 | 419570 | 791692 | 1211262 | 2587182 | 0
OTHER |  |  | 19650 | 4641 | 10200 | 0 | 1198 | 188 | 816 | 469 | 0 | 1473 | 2138 | 3611 | 19650 | 0
BLANK |  |  | 0 | 0 | 0 | 0 | 0 | 0 | 0 | 0 | 0 | 0 | 0 | 0 | 0 | 0

## Report
DUKE ENERGY KENTUCKY
COST OF SERVICE STUDY | [15 empty] | 2006-05-26 07:36
TWELVE MONTHS ENDING DECEMBER 31, 2005
ELECTRIC CASE NO: 2006-00172
FR-9v-1 KW ( 12 COIN PEAK )
DT_PRI_RTP |  |  |  | DT_PRI_RTP | [8 empty] | TOTAL
|  |  |  | INCR. | PRODUCTION | PRODUCTION | MAIN STEP-UP | OTHER |  | POLES, TOWERS |  |  | DISTRIBUTION | DISTRIBUTION | TOTAL |  | ALL
DESCRIPTION | ITEM | ALLOC |  | PRI. DIST | DEMAND | ENERGY | TRANSFORMERS | TRANSMISSION | SUBSTATONS | & FIXTURES | CONDUCTORS | TRANSFORMERS | DEMAND | CUSTOMER | DISTRIBUTION | TOTAL | OTHER
|  |  |  | 1 | 2 | 3 | 4 | 5 | 6 | 7 | 8 | 9 | 10 | 11 | 12 | 13 | 14
SUMMARY OF RESULTS | Schedule 1
NET INCOME COMPUTATION
GROSS ELECTRIC PLANT IN SERVICE | GP19 |  |  | 3913630 | 3023947 | 6882 | 0 | 93270 | 170062 | 198574 | 420463 | 0 | 789099 | 432 | 789531 | 3913630 | 0
TOTAL DEPRECIATION RESERVE | DR19 |  |  | -1882441 | -1559900 | -3383 | 0 | -40179 | -40520 | -78718 | -159526 | 0 | -278764 | -215 | -278979 | -1882441 | 0
TOTAL RATE BASE ADJUSTMENTS | RB71 |  |  | 55802 | -53746 | 106135 | 0 | 9392 | -3146 | 1741 | -4680 | 0 | -6085 | 106 | -5979 | 55802 | 0
TOTAL RATE BASE | RB99 |  |  | 2086991 | 1410301 | 109634 | 0 | 62483 | 126396 | 121597 | 256257 | 0 | 504250 | 323 | 504573 | 2086991 | 0
CAPITALIZATION ALLOC TO ELECTRIC OPER | ECAP |  |  | 1967407 | 1329491 | 103352 | 0 | 58903 | 119153 | 114630 | 241574 | 0 | 475357 | 304 | 475661 | 1967407 | 0
OPERATING EXPENSES
TOTAL O&M EXPENSE | OM39 |  |  | 418582 | 120961 | 199456 | 0 | 59686 | 3033 | 28953 | 5791 | 0 | 37777 | 702 | 38479 | 418582 | 0
TOTAL DEPRECIATION EXPENSE | DE49 |  |  | 116305 | 86784 | 205 | 0 | 2135 | 6889 | 6402 | 13877 | 0 | 27168 | 13 | 27181 | 116305 | 0
TOTAL OTHER TAX & MISC EXPENSE | L591 |  |  | 23980 | 13164 | 578 | 0 | 1227 | 2102 | 2642 | 4228 | 0 | 8972 | 39 | 9011 | 23980 | 0
TOTAL OP EXP EXC INC & R TAX | OP69 |  |  | 558867 | 220909 | 200239 | 0 | 63048 | 12024 | 37997 | 23896 | 0 | 73917 | 754 | 74671 | 558867 | 0
NET FED INCOME TAX ALLOWABLE | I879 |  |  | 115658 | 81692 | 7368 | 0 | 3039 | 6018 | 5379 | 12164 | 0 | 23561 | -2 | 23559 | 115658 | 0
NET STATE INCOME TAX ALLOWABLE | J979 |  |  | 20380 | 14361 | 1330 | 0 | 540 | 1045 | 989 | 2113 | 0 | 4147 | 2 | 4149 | 20380 | 0
AFUDC OFFSET | LO33 | K_CWIP |  | -745 | 1155 | 0 | 0 | -418 | -323 | -358 | -801 | 0 | -1482 | 0 | -1482 | -745 | 0
TOTAL OPERATING EXPENSE | OPEX |  |  | 694160 | 318117 | 208937 | 0 | 66209 | 18764 | 44007 | 37372 | 0 | 100143 | 754 | 100897 | 694160 | 0
RETURN ON CAPITALIZATION | R751 |  |  | 274568 | 185541 | 14424 | 0 | 8220 | 16629 | 15998 | 33714 | 0 | 66341 | 42 | 66383 | 274568 | 0
TOTAL OTHER OPERATING REVENUES |  |  |  | -6802 | -4513 | -391 | 0 | -267 | -383 | -420 | -783 | 0 | -1586 | -45 | -1631 | -6802 | 0
TOTAL ELECTRIC COST OF SERVICE | CS09 |  |  | 961926 | 499145 | 222970 | 0 | 74162 | 35010 | 59585 | 70303 | 0 | 164898 | 751 | 165649 | 961926 | 0
PROPOSED REVENUES | R602 |  |  | 801971 | 391054 | 214567 | 0 | 69373 | 25321 | 50266 | 50663 | 0 | 126250 | 727 | 126977 | 801971 | 0
EXCESS REVENUES | XREV |  |  | -159955 | -108091 | -8403 | 0 | -4789 | -9689 | -9319 | -19640 | 0 | -38648 | -24 | -38672 | -159955 | 0
TOTAL RETURN EARNED | RETE |  | save formulas here | 176615 | 119349 | 9278 | 0 | 5288 | 10697 | 10290 | 21686 | 0 | 42673 | 27 | 42700 | 176615 | 0
RATE OF RETURN EARNED ON CAPITALIZATION | RORE | SUM_RETURN_FROM | 0 | 0.08977 | 0.08977 | 0.08977 | 0.08977 | 0.08977 | 0.08977 | 0.08977 | 0.08977 | 0.08977 | 0.08977 | 0.08977 | 0.08977 | 0.08977 | 0
TOTAL RATE OF RETURN ALLOWABLE | RORA |  | 0.08761 | 0.08761 | 0.08761 | 0.08761 | 0.08761 | 0.08761 | 0.08761 | 0.08761 | 0.08761 | 0.08761 | 0.08761 | 0.08761 | 0.08761 | 0.08761 | 0.08761
RETURN EARNED ON COMMON EQUITY | REOE |  | 0 | 0.12781 | 0.12781 | 0.12781 | 0 | 0.12781 | 0.12781 | 0.12781 | 0.12781 | 0 | 0.12781 | 0.12781 | 0.12781 | 0.12781 | -3.4617e-06
ALLOWED RETURN ON COMMON EQUITY | AROE |  | 0.11499 | 0.11499 | 0.11499 | 0.11499 | 0.11499 | 0.11499 | 0.11499 | 0.11499 | 0.11499 | 0.11499 | 0.11499 | 0.11499 | 0.11499 | 0.11499 | 0.11499
PRESENT REVENUES | R600 |  |  | 782491 | 381555 | 209355 | 0 | 67688 | 24707 | 49045 | 49432 | 0 | 123184 | 709 | 123893 | 782491 | 0
REVENUE INCREASE JUSTIFIED | RIJD |  |  | 179435 | 117590 | 13615 | 0 | 6474 | 10303 | 10540 | 20871 | 0 | 41714 | 42 | 41756 | 179435 | 0
PER UNIT PRES REV | RIJP | PRESREV_FROM |  | 1: 0.22931; 13: 0.22931; 14: 0
REVENUE INCREASE REQUESTED | RIRD |  |  | 1: 19480; 13: 19480; 14: 0
PER UNIT PRES REV | RIRP | PRESINCR_FROM |  | 1: 0.02489; 13: 0.02489; 14: 0
GROSS ELECTRIC PLANT IN SERVICE | Schedule 2
PRODUCTION PLANT
PRODUCTION - STEAM | P100 | K_rbprod_d |  | 1919904 | 1919904 | 0 | 0 | 0 | 0 | 0 | 0 | 0 | 0 | 0 | 0 | 1919904 | 0
PRODUCTION - OTHER | P106 | K_rbprod_d |  | 1064326 | 1064326 | 0 | 0 | 0 | 0 | 0 | 0 | 0 | 0 | 0 | 0 | 1064326 | 0
PRODUCTION PLANT IN SERVICE | P129 |  |  | 2984230 | 2984230 | 0 | 0 | 0 | 0 | 0 | 0 | 0 | 0 | 0 | 0 | 2984230 | 0
TRANSMISSION PLANT
MAIN STEP-UP TRANSFORMERS | T100 | K_rbtran_stepup |  | 0 | 0 | 0 | 0 | 0 | 0 | 0 | 0 | 0 | 0 | 0 | 0 | 0 | 0
OTHER TRANSMISSION | T102 | K_rbtran_oth |  | 91043 | 0 | 0 | 0 | 91043 | 0 | 0 | 0 | 0 | 0 | 0 | 0 | 91043 | 0
TRANSMISSION PLANT IN SERVICE | T129 |  |  | 91043 | 0 | 0 | 0 | 91043 | 0 | 0 | 0 | 0 | 0 | 0 | 0 | 91043 | 0
TOTAL PROD & TRANS PLANT | PT29 |  |  | 3075273 | 2984230 | 0 | 0 | 91043 | 0 | 0 | 0 | 0 | 0 | 0 | 0 | 3075273 | 0
DISTRIBUTION PLANT
SUBSTATIONS | D100 | K_Subs |  | 158112 | 0 | 0 | 0 | 0 | 158112 | 0 | 0 | 0 | 158112 | 0 | 158112 | 158112 | 0
POLES, TOWERS & FIXTURES | D102 | K_Poles |  | 175299 | 0 | 0 | 0 | 0 | 0 | 175299 | 0 | 0 | 175299 | 0 | 175299 | 175299 | 0
CONDUCTORS | D104 | K_Conductors |  | 391540 | 0 | 0 | 0 | 0 | 0 | 0 | 391540 | 0 | 391540 | 0 | 391540 | 391540 | 0
TRANSFORMERS | D106 | K_rbdist__c |  | 0 | 0 | 0 | 0 | 0 | 0 | 0 | 0 | 0 | 0 | 0 | 0 | 0 | 0
SERVICES | D108 | K_rbdist__c |  | 0 | 0 | 0 | 0 | 0 | 0 | 0 | 0 | 0 | 0 | 0 | 0 | 0 | 0
METERS | D110 | K_rbdist__c |  | 0 | 0 | 0 | 0 | 0 | 0 | 0 | 0 | 0 | 0 | 0 | 0 | 0 | 0
OTHER | D112 | K_rbdist__c |  | 0 | 0 | 0 | 0 | 0 | 0 | 0 | 0 | 0 | 0 | 0 | 0 | 0 | 0
STREET LIGHTS | D114 | K_rbdist__c |  | 0 | 0 | 0 | 0 | 0 | 0 | 0 | 0 | 0 | 0 | 0 | 0 | 0 | 0
CONSTRUCTION NOT CLASSIFIED | D116 | K_dist_ccnc |  | 49365 | 0 | 0 | 0 | 0 | 10766 | 11937 | 26662 | 0 | 49365 | 0 | 49365 | 49365 | 0
DISTRIBUTION PLANT IN SERVICE | D149 |  |  | 774316 | 0 | 0 | 0 | 0 | 168878 | 187236 | 418202 | 0 | 774316 | 0 | 774316 | 774316 | 0
TOTAL TRANS & DIST PLANT | TD29 |  |  | 865359 | 0 | 0 | 0 | 91043 | 168878 | 187236 | 418202 | 0 | 774316 | 0 | 774316 | 865359 | 0
TOTAL GROSS PTD PLANT | PD29 |  |  | 3849589 | 2984230 | 0 | 0 | 91043 | 168878 | 187236 | 418202 | 0 | 774316 | 0 | 774316 | 3849589 | 0
GENERAL & INTANGIBLE PLANT
PRODUCTION-DEMAND | G100 | K_rbprod_d |  | 5536 | 5536 | 0 | 0 | 0 | 0 | 0 | 0 | 0 | 0 | 0 | 0 | 5536 | 0
PRODUCTION-ENERGY | G102 | K_rbprod_e |  | 971 | 0 | 971 | 0 | 0 | 0 | 0 | 0 | 0 | 0 | 0 | 0 | 971 | 0
TRANSMISSION | G104 | K_TranA&G |  | 356 | 41 | 0 | 0 | 315 | 0 | 0 | 0 | 0 | 0 | 0 | 0 | 356 | 0
DISTRIBUTION | G106 | K_DistA&G |  | 2072 | 0 | 0 | 0 | 0 | 167 | 1588 | 318 | 0 | 2073 | -1 | 2072 | 2072 | 0
CUSTOMER ACCOUNTING | G108 | K_CA_A&G |  | 23 | 0 | 0 | 0 | 0 | 0 | 0 | 0 | 0 | 0 | 23 | 23 | 23 | 0
CUSTOMER SERVICE & INFORMATION | G110 | K_CSI_A&G |  | 9 | -14 | -8 | 0 | -3 | -1 | -2 | -2 | 0 | -5 | 39 | 34 | 9 | 0
SALES | G112 | K_Sales_A&G |  | 0 | 0 | 0 | 0 | 0 | 0 | 0 | 0 | 0 | 0 | 0 | 0 | 0 | 0
GENERAL & INTANGIBLE PLANT IN SERVICE | G129 |  |  | 8967 | 5563 | 963 | 0 | 312 | 166 | 1586 | 316 | 0 | 2068 | 61 | 2129 | 8967 | 0
COMMON & OTHER PLANT
PRODUCTION-DEMAND RELATED | C100 | K_rbprod_d |  | 33991 | 33991 | 0 | 0 | 0 | 0 | 0 | 0 | 0 | 0 | 0 | 0 | 33991 | 0
PRODUCTION-ENERGY RELATED | C102 | K_rbprod_e |  | 5964 | 0 | 5964 | 0 | 0 | 0 | 0 | 0 | 0 | 0 | 0 | 0 | 5964 | 0
TRANSMISSION | C104 | K_TranA&G |  | 2180 | 249 | 0 | 0 | 1931 | 0 | 0 | 0 | 0 | 0 | 0 | 0 | 2180 | 0
DISTRIBUTION | C106 | K_DistA&G |  | 12744 | 0 | 0 | 0 | 0 | 1026 | 9764 | 1957 | 0 | 12747 | -3 | 12744 | 12744 | 0
CUSTOMER ACCOUNTING | C108 | K_CA_A&G |  | 142 | 0 | 0 | 0 | 0 | 0 | 0 | 0 | 0 | 0 | 142 | 142 | 142 | 0
CUSTOMER SERVICE & INFORMATION | C110 | K_CSI_A&G |  | 53 | -86 | -45 | 0 | -16 | -8 | -12 | -12 | 0 | -32 | 232 | 200 | 53 | 0
SALES | C112 | K_Sales_A&G |  | 0 | 0 | 0 | 0 | 0 | 0 | 0 | 0 | 0 | 0 | 0 | 0 | 0 | 0
COMMON & OTHER PLANT IN SERVICE | C129 |  |  | 55074 | 34154 | 5919 | 0 | 1915 | 1018 | 9752 | 1945 | 0 | 12715 | 371 | 13086 | 55074 | 0
GROSS ELECTRIC PLANT IN SERVICE | GP19 |  |  | 3913630 | 3023947 | 6882 | 0 | 93270 | 170062 | 198574 | 420463 | 0 | 789099 | 432 | 789531 | 3913630 | 0
DEPRECIATION RESERVE | Schedule 3
PRODUCTION PLANT
PRODUCTION - STEAM | P150 | K_rbprod_d |  | 1054967 | 1054967 | 0 | 0 | 0 | 0 | 0 | 0 | 0 | 0 | 0 | 0 | 1054967 | 0
PRODUCTION - OTHER | P152 | K_rbprod_d |  | 485423 | 485423 | 0 | 0 | 0 | 0 | 0 | 0 | 0 | 0 | 0 | 0 | 485423 | 0
TOTAL PROD DEPREC RESERVE | P171 |  |  | 1540390 | 1540390 | 0 | 0 | 0 | 0 | 0 | 0 | 0 | 0 | 0 | 0 | 1540390 | 0
TRANSMISSION PLANT
MAIN STEP-UP TRANSFORMERS |  | K_rbtran_stepup |  | 0 | 0 | 0 | 0 | 0 | 0 | 0 | 0 | 0 | 0 | 0 | 0 | 0 | 0
OTHER TRANSMISSION | T150 | K_rbtran_oth |  | 39086 | 0 | 0 | 0 | 39086 | 0 | 0 | 0 | 0 | 0 | 0 | 0 | 39086 | 0
TOTAL TRANS DEPREC RESERVE | T171 |  |  | 39086 | 0 | 0 | 0 | 39086 | 0 | 0 | 0 | 0 | 0 | 0 | 0 | 39086 | 0
TOTAL PROD & TRANS DEPREC RESERVE |  |  |  | 1579476 | 1540390 | 0 | 0 | 39086 | 0 | 0 | 0 | 0 | 0 | 0 | 0 | 1579476 | 0
DISTRIBUTION PLANT
SUBSTATIONS | D150 | K_Subs |  | 35474 | 0 | 0 | 0 | 0 | 35474 | 0 | 0 | 0 | 35474 | 0 | 35474 | 35474 | 0
POLES, TOWERS & FIXTURES | D152 | K_Poles |  | 68202 | 0 | 0 | 0 | 0 | 0 | 68202 | 0 | 0 | 68202 | 0 | 68202 | 68202 | 0
CONDUCTORS | D154 | K_Conductors |  | 147363 | 0 | 0 | 0 | 0 | 0 | 0 | 147363 | 0 | 147363 | 0 | 147363 | 147363 | 0
TRANSFORMERS | D156 | K_Transformer |  | 0 | 0 | 0 | 0 | 0 | 0 | 0 | 0 | 0 | 0 | 0 | 0 | 0 | 0
SERVICES | D158 | K_rbdist__c |  | 0 | 0 | 0 | 0 | 0 | 0 | 0 | 0 | 0 | 0 | 0 | 0 | 0 | 0
METERS | D160 | K_rbdist__c |  | 0 | 0 | 0 | 0 | 0 | 0 | 0 | 0 | 0 | 0 | 0 | 0 | 0 | 0
DEPRECIATION EXPENSE ADJUSTMENT | D162 | K_dist_ccnc |  | 597 | 0 | 0 | 0 | 0 | 131 | 144 | 322 | 0 | 597 | 0 | 597 | 597 | 0
STREET LIGHTS | D164 | K_rbdist__c |  | 0 | 0 | 0 | 0 | 0 | 0 | 0 | 0 | 0 | 0 | 0 | 0 | 0 | 0
COMPLETED CONSTRUCTION NOT CLASSIFIED | D166 | K_dist_ccnc |  | 24012 | 0 | 0 | 0 | 0 | 5237 | 5806 | 12969 | 0 | 24012 | 0 | 24012 | 24012 | 0
RETIREMENT WORK IN PROGRESS | D168 | K_dist_ccnc |  | -4143 | 0 | 0 | 0 | 0 | -903 | -1002 | -2238 | 0 | -4143 | 0 | -4143 | -4143 | 0
TOTAL DIST DEPREC RESERVE | D191 |  |  | 271505 | 0 | 0 | 0 | 0 | 39939 | 73150 | 158416 | 0 | 271505 | 0 | 271505 | 271505 | 0
TOTAL TRANS & DIST DEPREC RESERVE |  |  |  | 310591 | 0 | 0 | 0 | 39086 | 39939 | 73150 | 158416 | 0 | 271505 | 0 | 271505 | 310591 | 0
TOTAL GROSS PTD PLANT DEPREC RESERVE |  |  |  | 1850981 | 1540390 | 0 | 0 | 39086 | 39939 | 73150 | 158416 | 0 | 271505 | 0 | 271505 | 1850981 | 0
GENERAL & INTANGIBLE PLANT
PRODUCTION-DEMAND | G150 | K_rbprod_d |  | 2942 | 2942 | 0 | 0 | 0 | 0 | 0 | 0 | 0 | 0 | 0 | 0 | 2942 | 0
PRODUCTION-ENERGY | G152 | K_rbprod_e |  | 517 | 0 | 517 | 0 | 0 | 0 | 0 | 0 | 0 | 0 | 0 | 0 | 517 | 0
TRANSMISSION | G154 | K_TranA&G |  | 188 | 21 | 0 | 0 | 167 | 0 | 0 | 0 | 0 | 0 | 0 | 0 | 188 | 0
DISTRIBUTION | G156 | K_DistA&G |  | 1103 | 0 | 0 | 0 | 0 | 89 | 845 | 169 | 0 | 1103 | 0 | 1103 | 1103 | 0
CUSTOMER ACCOUNTING | G158 | K_CA_A&G |  | 12 | 0 | 0 | 0 | 0 | 0 | 0 | 0 | 0 | 0 | 12 | 12 | 12 | 0
CUSTOMER SERVICE & INFORMATION | G160 | K_CSI_A&G |  | 5 | -8 | -4 | 0 | -2 | -1 | -1 | -1 | 0 | -3 | 22 | 19 | 5 | 0
SALES | G162 | K_Sales_A&G |  | 0 | 0 | 0 | 0 | 0 | 0 | 0 | 0 | 0 | 0 | 0 | 0 | 0 | 0
TOTAL GEN & INTANGIBLE DEPREC RES. | G171 |  |  | 4767 | 2955 | 513 | 0 | 165 | 88 | 844 | 168 | 0 | 1100 | 34 | 1134 | 4767 | 0
COMMON & OTHER PLANT
PRODUCTION-DEMAND | C150 | K_rbprod_d |  | 16476 | 16476 | 0 | 0 | 0 | 0 | 0 | 0 | 0 | 0 | 0 | 0 | 16476 | 0
PRODUCTION-ENERGY | C152 | K_rbprod_e |  | 2892 | 0 | 2892 | 0 | 0 | 0 | 0 | 0 | 0 | 0 | 0 | 0 | 2892 | 0
TRANSMISSION | C154 | K_TranA&G |  | 1057 | 121 | 0 | 0 | 936 | 0 | 0 | 0 | 0 | 0 | 0 | 0 | 1057 | 0
DISTRIBUTION | C156 | K_DistA&G |  | 6173 | 0 | 0 | 0 | 0 | 497 | 4730 | 948 | 0 | 6175 | -2 | 6173 | 6173 | 0
CUSTOMER ACCOUNTING | C158 | K_CA_A&G |  | 69 | 0 | 0 | 0 | 0 | 0 | 0 | 0 | 0 | 0 | 69 | 69 | 69 | 0
CUSTOMER SERVICE & INFORMATION | C160 | K_CSI_A&G |  | 26 | -42 | -22 | 0 | -8 | -4 | -6 | -6 | 0 | -16 | 114 | 98 | 26 | 0
SALES | C162 | K_Sales_A&G |  | 0 | 0 | 0 | 0 | 0 | 0 | 0 | 0 | 0 | 0 | 0 | 0 | 0 | 0
TOTAL COM & OTHER PLT RESERVE | C171 |  |  | 26693 | 16555 | 2870 | 0 | 928 | 493 | 4724 | 942 | 0 | 6159 | 181 | 6340 | 26693 | 0
TOTAL DEPRECIATION RESERVE | DR19 |  |  | 1882441 | 1559900 | 3383 | 0 | 40179 | 40520 | 78718 | 159526 | 0 | 278764 | 215 | 278979 | 1882441 | 0
NET ELECTRIC PLANT IN SERVICE | Schedule 4
PRODUCTION PLANT
PRODUCTION - STEAM |  |  |  | 864937 | 864937 | 0 | 0 | 0 | 0 | 0 | 0 | 0 | 0 | 0 | 0 | 864937 | 0
PRODUCTION - OTHER |  |  |  | 578903 | 578903 | 0 | 0 | 0 | 0 | 0 | 0 | 0 | 0 | 0 | 0 | 578903 | 0
TOTAL PROD | P229 |  |  | 1443840 | 1443840 | 0 | 0 | 0 | 0 | 0 | 0 | 0 | 0 | 0 | 0 | 1443840 | 0
TRANSMISSION PLANT
MAIN STEP-UP TRANSFORMERS |  |  |  | 0 | 0 | 0 | 0 | 0 | 0 | 0 | 0 | 0 | 0 | 0 | 0 | 0 | 0
OTHER TRANSMISSION |  |  |  | 51957 | 0 | 0 | 0 | 51957 | 0 | 0 | 0 | 0 | 0 | 0 | 0 | 51957 | 0
TOTAL TRANSMISSION | T229 |  |  | 51957 | 0 | 0 | 0 | 51957 | 0 | 0 | 0 | 0 | 0 | 0 | 0 | 51957 | 0
NET PROD & TRANS PLANT |  |  |  | 1495797 | 1443840 | 0 | 0 | 51957 | 0 | 0 | 0 | 0 | 0 | 0 | 0 | 1495797 | 0
DISTRIBUTION PLANT
SUBSTATIONS | S249 |  |  | 122638 | 0 | 0 | 0 | 0 | 122638 | 0 | 0 | 0 | 122638 | 0 | 122638 | 122638 | 0
POLES, TOWERS & FIXTURES | PL49 |  |  | 107097 | 0 | 0 | 0 | 0 | 0 | 107097 | 0 | 0 | 107097 | 0 | 107097 | 107097 | 0
CONDUCTORS | SL49 |  |  | 244177 | 0 | 0 | 0 | 0 | 0 | 0 | 244177 | 0 | 244177 | 0 | 244177 | 244177 | 0
TRANSFORMERS | F249 |  |  | 0 | 0 | 0 | 0 | 0 | 0 | 0 | 0 | 0 | 0 | 0 | 0 | 0 | 0
SERVICES | SV49 |  |  | 0 | 0 | 0 | 0 | 0 | 0 | 0 | 0 | 0 | 0 | 0 | 0 | 0 | 0
METERS | M249 |  |  | 0 | 0 | 0 | 0 | 0 | 0 | 0 | 0 | 0 | 0 | 0 | 0 | 0 | 0
OTHER | O249 |  |  | -597 | 0 | 0 | 0 | 0 | -131 | -144 | -322 | 0 | -597 | 0 | -597 | -597 | 0
STREET LIGHTS | L249 |  |  | 0 | 0 | 0 | 0 | 0 | 0 | 0 | 0 | 0 | 0 | 0 | 0 | 0 | 0
CONSTRUCTION NOT CLASSIFIED | CN49 |  |  | 25353 | 0 | 0 | 0 | 0 | 5529 | 6131 | 13693 | 0 | 25353 | 0 | 25353 | 25353 | 0
RETIREMENT WORK IN PROGRESS | CN49 |  |  | 4143 | 0 | 0 | 0 | 0 | 903 | 1002 | 2238 | 0 | 4143 | 0 | 4143 | 4143 | 0
TOTAL DIST | D249 |  |  | 502811 | 0 | 0 | 0 | 0 | 128939 | 114086 | 259786 | 0 | 502811 | 0 | 502811 | 502811 | 0
NET TRANS & DIST PLANT | NT29 |  |  | 554768 | 0 | 0 | 0 | 51957 | 128939 | 114086 | 259786 | 0 | 502811 | 0 | 502811 | 554768 | 0
NET PTD PLANT | NT39 |  |  | 1998608 | 1443840 | 0 | 0 | 51957 | 128939 | 114086 | 259786 | 0 | 502811 | 0 | 502811 | 1998608 | 0
GENERAL & INTANGIBLE PLANT
PRODUCTION-DEMAND |  |  |  | 2594 | 2594 | 0 | 0 | 0 | 0 | 0 | 0 | 0 | 0 | 0 | 0 | 2594 | 0
PRODUCTION-ENERGY |  |  |  | 454 | 0 | 454 | 0 | 0 | 0 | 0 | 0 | 0 | 0 | 0 | 0 | 454 | 0
TRANSMISSION |  |  |  | 168 | 20 | 0 | 0 | 148 | 0 | 0 | 0 | 0 | 0 | 0 | 0 | 168 | 0
DISTRIBUTION |  |  |  | 969 | 0 | 0 | 0 | 0 | 78 | 743 | 149 | 0 | 970 | -1 | 969 | 969 | 0
CUSTOMER ACCOUNTING |  |  |  | 11 | 0 | 0 | 0 | 0 | 0 | 0 | 0 | 0 | 0 | 11 | 11 | 11 | 0
CUSTOMER SERVICE & INFORMATION |  |  |  | 4 | -6 | -4 | 0 | -1 | 0 | -1 | -1 | 0 | -2 | 17 | 15 | 4 | 0
SALES |  |  |  | 0 | 0 | 0 | 0 | 0 | 0 | 0 | 0 | 0 | 0 | 0 | 0 | 0 | 0
TOTAL GENERAL AND INTANGIBLE PLANT | G229 |  |  | 4200 | 2608 | 450 | 0 | 147 | 78 | 742 | 148 | 0 | 968 | 27 | 995 | 4200 | 0
COMMON & OTHER PLANT
PRODUCTION-DEMAND |  |  |  | 17515 | 17515 | 0 | 0 | 0 | 0 | 0 | 0 | 0 | 0 | 0 | 0 | 17515 | 0
PRODUCTION-ENERGY |  |  |  | 3072 | 0 | 3072 | 0 | 0 | 0 | 0 | 0 | 0 | 0 | 0 | 0 | 3072 | 0
TRANSMISSION |  |  |  | 1123 | 128 | 0 | 0 | 995 | 0 | 0 | 0 | 0 | 0 | 0 | 0 | 1123 | 0
DISTRIBUTION |  |  |  | 6571 | 0 | 0 | 0 | 0 | 529 | 5034 | 1009 | 0 | 6572 | -1 | 6571 | 6571 | 0
CUSTOMER ACCOUNTING |  |  |  | 73 | 0 | 0 | 0 | 0 | 0 | 0 | 0 | 0 | 0 | 73 | 73 | 73 | 0
CUSTOMER SERVICE & INFORMATION |  |  |  | 27 | -44 | -23 | 0 | -8 | -4 | -6 | -6 | 0 | -16 | 118 | 102 | 27 | 0
SALES |  |  |  | 0 | 0 | 0 | 0 | 0 | 0 | 0 | 0 | 0 | 0 | 0 | 0 | 0 | 0
TOTAL COM & OTHER PLT | C229 |  |  | 28381 | 17599 | 3049 | 0 | 987 | 525 | 5028 | 1003 | 0 | 6556 | 190 | 6746 | 28381 | 0
TOTAL ELECTRIC PLANT IN SERVICE | NP29 |  |  | 2031189 | 1464047 | 3499 | 0 | 53091 | 129542 | 119856 | 260937 | 0 | 510335 | 217 | 510552 | 2031189 | 0
NET ELECTRIC PLANT | Schedule 4a
PRODUCTION PLANT
PRODUCTION PLANT IN SERVICE | P129 |  |  | 2984230 | 2984230 | 0 | 0 | 0 | 0 | 0 | 0 | 0 | 0 | 0 | 0 | 2984230 | 0
TOTAL PROD DEPRC RESERVE | P171 |  |  | -1540390 | -1540390 | 0 | 0 | 0 | 0 | 0 | 0 | 0 | 0 | 0 | 0 | -1540390 | 0
NET PRODUCTION PLANT | P229 |  |  | 1443840 | 1443840 | 0 | 0 | 0 | 0 | 0 | 0 | 0 | 0 | 0 | 0 | 1443840 | 0
TRANSMISSION PLANT
TRANSMISSION PLANT IN SERVICE | T129 |  |  | 91043 | 0 | 0 | 0 | 91043 | 0 | 0 | 0 | 0 | 0 | 0 | 0 | 91043 | 0
TOTAL TRANS DEPREC RESERVE | T171 |  |  | -39086 | 0 | 0 | 0 | -39086 | 0 | 0 | 0 | 0 | 0 | 0 | 0 | -39086 | 0
NET TRANSMISSION PLANT | T229 |  |  | 51957 | 0 | 0 | 0 | 51957 | 0 | 0 | 0 | 0 | 0 | 0 | 0 | 51957 | 0
NET PROD & TRANS PLANT |  |  |  | 1495797 | 1443840 | 0 | 0 | 51957 | 0 | 0 | 0 | 0 | 0 | 0 | 0 | 1495797 | 0
DISTRIBUTION PLANT
DISTRIBUTION PLANT IN SERVICE | D149 |  |  | 774316 | 0 | 0 | 0 | 0 | 168878 | 187236 | 418202 | 0 | 774316 | 0 | 774316 | 774316 | 0
TOTAL DIST DEPREC RESERVE | D191 |  |  | -271505 | 0 | 0 | 0 | 0 | -39939 | -73150 | -158416 | 0 | -271505 | 0 | -271505 | -271505 | 0
NET DISTRIBUTION PLANT | D249 |  |  | 502811 | 0 | 0 | 0 | 0 | 128939 | 114086 | 259786 | 0 | 502811 | 0 | 502811 | 502811 | 0
NET TRANS & DIST PLANT | NT29 |  |  | 554768 | 0 | 0 | 0 | 51957 | 128939 | 114086 | 259786 | 0 | 502811 | 0 | 502811 | 554768 | 0
NET PTD PLANT | NT39 |  |  | 1998608 | 1443840 | 0 | 0 | 51957 | 128939 | 114086 | 259786 | 0 | 502811 | 0 | 502811 | 1998608 | 0
GENERAL & INTANGIBLE PLANT
GEN & INTANG PLANT IN SERVICE | G129 |  |  | 8967 | 5563 | 963 | 0 | 312 | 166 | 1586 | 316 | 0 | 2068 | 61 | 2129 | 8967 | 0
TOTAL GEN & INTG DEPREC RESERVE | G171 |  |  | -4767 | -2955 | -513 | 0 | -165 | -88 | -844 | -168 | 0 | -1100 | -34 | -1134 | -4767 | 0
NET GENERAL & INTANG PLANT | G229 |  |  | 4200 | 2608 | 450 | 0 | 147 | 78 | 742 | 148 | 0 | 968 | 27 | 995 | 4200 | 0
COMMON & OTHER PLANT
COMMON & OTH PLT IN SERVICE | C121 |  |  | 55074 | 34154 | 5919 | 0 | 1915 | 1018 | 9752 | 1945 | 0 | 12715 | 371 | 13086 | 55074 | 0
TOTAL COM & OTH DEPREC RESERVE | C171 |  |  | -26693 | -16555 | -2870 | 0 | -928 | -493 | -4724 | -942 | 0 | -6159 | -181 | -6340 | -26693 | 0
NET COMMON & OTHER PLANT | C229 |  |  | 28381 | 17599 | 3049 | 0 | 987 | 525 | 5028 | 1003 | 0 | 6556 | 190 | 6746 | 28381 | 0
NET ELECTRIC PLANT IN SERVICE | NP29 |  |  | 2031189 | 1464047 | 3499 | 0 | 53091 | 129542 | 119856 | 260937 | 0 | 510335 | 217 | 510552 | 2031189 | 0
RATE BASE ADJUSTMENTS | Schedule 5
SUBTRACTIVE ADJUSTMENTS
ACCUM DEF INC TAXES (282)
LIBERALIZED DEPRECIATION | B200 | K_EPIS |  | 142930 | 103022 | 246 | 0 | 3736 | 9115 | 8434 | 18362 | 0 | 35911 | 15 | 35926 | 142930 | 0
PAYROLL TAXES-IN SERVICE | B202 | K_A&GexAdj |  | 0 | 0 | 0 | 0 | 0 | 0 | 0 | 0 | 0 | 0 | 0 | 0 | 0 | 0
CAPITALIZED INTEREST | B204 | K_EPIS |  | 0 | 0 | 0 | 0 | 0 | 0 | 0 | 0 | 0 | 0 | 0 | 0 | 0 | 0
CONTRIBUTION IN AID OF CONSTRUCTION | B206 | K_EPIS |  | 0 | 0 | 0 | 0 | 0 | 0 | 0 | 0 | 0 | 0 | 0 | 0 | 0 | 0
MISCELLANEOUS | B208 | K_EPIS |  | 1155 | 833 | 2 | 0 | 30 | 74 | 68 | 148 | 0 | 290 | 0 | 290 | 1155 | 0
AFUDC | B210 | K_EPIS |  | 0 | 0 | 0 | 0 | 0 | 0 | 0 | 0 | 0 | 0 | 0 | 0 | 0 | 0
PROPERTY TAX CAPITALIZED | B212 | K_EPIS |  | 0 | 0 | 0 | 0 | 0 | 0 | 0 | 0 | 0 | 0 | 0 | 0 | 0 | 0
A&G RELATED | B214 | K_A&GexAdj |  | 0 | 0 | 0 | 0 | 0 | 0 | 0 | 0 | 0 | 0 | 0 | 0 | 0 | 0
METER INSTALLATION COSTS | B216 | K_rbdist__c |  | 0 | 0 | 0 | 0 | 0 | 0 | 0 | 0 | 0 | 0 | 0 | 0 | 0 | 0
TOTAL ACCOUNT 282 | B221 |  |  | 144085 | 103855 | 248 | 0 | 3766 | 9189 | 8502 | 18510 | 0 | 36201 | 15 | 36216 | 144085 | 0
ACCUM DEF INC TAXES (283/284)
C.S.S. CAPITALIZED | B226 | K_CA_O&M |  | 0 | 0 | 0 | 0 | 0 | 0 | 0 | 0 | 0 | 0 | 0 | 0 | 0 | 0
DEFERRED GAIN - INTERCO SALES | B228 | K_EPIS |  | 0 | 0 | 0 | 0 | 0 | 0 | 0 | 0 | 0 | 0 | 0 | 0 | 0 | 0
LOSS ON REACQUIRED DEBT | B230 | K_EPIS |  | 0 | 0 | 0 | 0 | 0 | 0 | 0 | 0 | 0 | 0 | 0 | 0 | 0 | 0
UNBILLED REVENUE - FUEL | B232 | K_EPIS |  | 0 | 0 | 0 | 0 | 0 | 0 | 0 | 0 | 0 | 0 | 0 | 0 | 0 | 0
DEFERRED INCOME TAXES | B234 | K_EPIS |  | -122 | -88 | 0 | 0 | -3 | -8 | -7 | -16 | 0 | -31 | 0 | -31 | -122 | 0
DSM PROGRAM COSTS | B238 | K_EPIS |  | 0 | 0 | 0 | 0 | 0 | 0 | 0 | 0 | 0 | 0 | 0 | 0 | 0 | 0
TOTAL ACCOUNT 283/284 | B243 |  |  | -122 | -88 | 0 | 0 | -3 | -8 | -7 | -16 | 0 | -31 | 0 | -31 | -122 | 0
OTHER SUBTRACTIVE ADJUSTMENTS
INVESTMENT TAX CREDIT | B244 | K_EPIS |  | 0 | 0 | 0 | 0 | 0 | 0 | 0 | 0 | 0 | 0 | 0 | 0 | 0 | 0
CUSTOMER SERVICE DEPOSITS | B250 | K_EPIS |  | 0 | 0 | 0 | 0 | 0 | 0 | 0 | 0 | 0 | 0 | 0 | 0 | 0 | 0
TOTAL OTHER SUBTRACTIVE ADJS | B285 |  |  | 0 | 0 | 0 | 0 | 0 | 0 | 0 | 0 | 0 | 0 | 0 | 0 | 0 | 0
TOTAL SUBTRACTIVE ADJUSTMENTS | B287 |  |  | 143963 | 103767 | 248 | 0 | 3763 | 9181 | 8495 | 18494 | 0 | 36170 | 15 | 36185 | 143963 | 0
ADDITIVE ADJUSTMENTS
ACCUM DEF INC TAXES (190)
UNCOLLECTIBLE ACCOUNTS | V202 | K_Func_Rev |  | 0 | 0 | 0 | 0 | 0 | 0 | 0 | 0 | 0 | 0 | 0 | 0 | 0 | 0
A&G RELATED | V204 | K_A&GexAdj |  | 0 | 0 | 0 | 0 | 0 | 0 | 0 | 0 | 0 | 0 | 0 | 0 | 0 | 0
TRUCK STOCK INVENTORY | V206 | K_DistA&G |  | 0 | 0 | 0 | 0 | 0 | 0 | 0 | 0 | 0 | 0 | 0 | 0 | 0 | 0
PURCHASED SOFTWARE | V208 | K_A&GexAdj |  | 0 | 0 | 0 | 0 | 0 | 0 | 0 | 0 | 0 | 0 | 0 | 0 | 0 | 0
METERS AND TRANSFORMERS | V210 | K_rbdist__c |  | 0 | 0 | 0 | 0 | 0 | 0 | 0 | 0 | 0 | 0 | 0 | 0 | 0 | 0
MISCELLANEOUS DEFERRALS | V212 | K_A&GexAdj |  | 3383 | 2097 | 364 | 0 | 118 | 63 | 599 | 119 | 0 | 781 | 23 | 804 | 3383 | 0
TOTAL ACCOUNT 190 | V215 |  |  | 3383 | 2097 | 364 | 0 | 118 | 63 | 599 | 119 | 0 | 781 | 23 | 804 | 3383 | 0
OTHER ADDITIVE ADJUSTMENTS
MERGER COSTS | V216 | K_A&GexAdj |  | 0 | 0 | 0 | 0 | 0 | 0 | 0 | 0 | 0 | 0 | 0 | 0 | 0 | 0
WORK FORCE REDUCTIONS | V218 | K_A&GexAdj |  | 0 | 0 | 0 | 0 | 0 | 0 | 0 | 0 | 0 | 0 | 0 | 0 | 0 | 0
ANNUALIZED DEPRECIATION | V220 | K_Depr_Ex |  | 0 | 0 | 0 | 0 | 0 | 0 | 0 | 0 | 0 | 0 | 0 | 0 | 0 | 0
AFUDC ADJUSTMENT | V222 | K_EPIS |  | 0 | 0 | 0 | 0 | 0 | 0 | 0 | 0 | 0 | 0 | 0 | 0 | 0 | 0
DEFERRED PROJECT COSTS | V224 | K_EPIS |  | 0 | 0 | 0 | 0 | 0 | 0 | 0 | 0 | 0 | 0 | 0 | 0 | 0 | 0
TOTAL OTHER | V229 |  |  | 0 | 0 | 0 | 0 | 0 | 0 | 0 | 0 | 0 | 0 | 0 | 0 | 0 | 0
LAND HELD FOR FUTURE USE
TOTAL LAND HELD FOR FUTURE USE | V230 | K_EPIS |  | 0 | 0 | 0 | 0 | 0 | 0 | 0 | 0 | 0 | 0 | 0 | 0 | 0 | 0
CONSTRUCTION WORK IN PROGRESS | Schedule 5a
PRODUCTION | V232 | K_gross_prodplt |  | -13189 | -13189 | 0 | 0 | 0 | 0 | 0 | 0 | 0 | 0 | 0 | 0 | -13189 | 0
TRANSMISSION | V234 | K_gross_tranplt |  | 4769 | 0 | 0 | 0 | 4769 | 0 | 0 | 0 | 0 | 0 | 0 | 0 | 4769 | 0
DISTRIBUTION | V236 | K_gross_distplt |  | 16929 | 0 | 0 | 0 | 0 | 3692 | 4094 | 9143 | 0 | 16929 | 0 | 16929 | 16929 | 0
GENERAL | V238 | K_gross_genplt |  | 0 | 0 | 0 | 0 | 0 | 0 | 0 | 0 | 0 | 0 | 0 | 0 | 0 | 0
COMMON | V240 | K_gross_complt |  | 0 | 0 | 0 | 0 | 0 | 0 | 0 | 0 | 0 | 0 | 0 | 0 | 0 | 0
TOTAL RATE BASE CWIP | V255 |  |  | 8509 | -13189 | 0 | 0 | 4769 | 3692 | 4094 | 9143 | 0 | 16929 | 0 | 16929 | 8509 | 0
TOTAL ADDITIVE ADJUSTMENTS | V289 |  |  | 11892 | -11092 | 364 | 0 | 4887 | 3755 | 4693 | 9262 | 0 | 17710 | 23 | 17733 | 11892 | 0
NET ORIGINAL COST RATE BASE | RB29 |  |  | 1899118 | 1349188 | 3615 | 0 | 54215 | 124116 | 116054 | 251705 | 0 | 491875 | 225 | 492100 | 1899118 | 0
WORKING CAPITAL
MATERIALS & SUPPLIES
FUEL INVENTORIES
FUEL | W640 | K_rbprod_e |  | 44163 | 0 | 44163 | 0 | 0 | 0 | 0 | 0 | 0 | 0 | 0 | 0 | 44163 | 0
EMISSION ALLOWANCES | W642 | K_rbprod_e |  | 29462 | 0 | 29462 | 0 | 0 | 0 | 0 | 0 | 0 | 0 | 0 | 0 | 29462 | 0
TOTAL FUEL STOCKS | W644 |  |  | 73625 | 0 | 73625 | 0 | 0 | 0 | 0 | 0 | 0 | 0 | 0 | 0 | 73625 | 0
PLANT MATERIALS & SUPPLIES
PRODUCTION |  | K_rbprod_d |  | 0 | 0 | 0 | 0 | 0 | 0 | 0 | 0 | 0 | 0 | 0 | 0 | 0 | 0
TRANSMISSION |  | K_trannet |  | 0 | 0 | 0 | 0 | 0 | 0 | 0 | 0 | 0 | 0 | 0 | 0 | 0 | 0
DISTRIBUTION | W646 | K_distnet |  | 0 | 0 | 0 | 0 | 0 | 0 | 0 | 0 | 0 | 0 | 0 | 0 | 0 | 0
OTHER | W648 | K_EPIS |  | 29516 | 21275 | 51 | 0 | 771 | 1882 | 1742 | 3792 | 0 | 7416 | 3 | 7419 | 29516 | 0
TOTAL PLANT MATERIALS & SUPPLIES | W650 |  |  | 29516 | 21275 | 51 | 0 | 771 | 1882 | 1742 | 3792 | 0 | 7416 | 3 | 7419 | 29516 | 0
TOTAL MATERIALS & SUPPLIES | W669 | TOT_M&S |  | 103141 | 21275 | 73676 | 0 | 771 | 1882 | 1742 | 3792 | 0 | 7416 | 3 | 7419 | 103141 | 0
PREPAYMENTS
INSURANCE | W670 | K_A&GexAdj |  | 1028 | 637 | 111 | 0 | 36 | 19 | 182 | 36 | 0 | 237 | 7 | 244 | 1028 | 0
COAL, SYNFUEL AND MARGIN DEPOSITS | W684 | K_rbprod_e |  | 31381 | 0 | 31381 | 0 | 0 | 0 | 0 | 0 | 0 | 0 | 0 | 0 | 31381 | 0
TOTAL PREPAYMENTS | W689 |  |  | 32409 | 637 | 31492 | 0 | 36 | 19 | 182 | 36 | 0 | 237 | 7 | 244 | 32409 | 0
CASH WORKING CAPITAL - RATE BASE
10 DAYS OF PURCHASED PWR COSTS | W690 |  |  | 0 | 0 | 0 | 0 | 0 | 0 | 0 | 0 | 0 | 0 | 0 | 0 | 0 | 0
TOTAL FUEL, PP & OTHER | W705 |  |  | 0 | 0 | 0 | 0 | 0 | 0 | 0 | 0 | 0 | 0 | 0 | 0 | 0 | 0
AUTO CALC (O&M-F-PP)/8 | W719 |  |  | 52323 | 39201 | 851 | 0 | 7461 | 379 | 3619 | 724 | 0 | 4722 | 88 | 4810 | 52323 | 0
TOTAL WORKING CASH | W729 |  |  | 52323 | 39201 | 851 | 0 | 7461 | 379 | 3619 | 724 | 0 | 4722 | 88 | 4810 | 52323 | 0
TOTAL WORKING CAPITAL | WC79 |  |  | 187873 | 61113 | 106019 | 0 | 8268 | 2280 | 5543 | 4552 | 0 | 12375 | 98 | 12473 | 187873 | 0
PRELIMINARY SUMMARY
TOTAL SUBTRACTIVE ADJUSTMENTS | B287 |  |  | -143963 | -103767 | -248 | 0 | -3763 | -9181 | -8495 | -18494 | 0 | -36170 | -15 | -36185 | -143963 | 0
TOTAL ADDITIVE ADJUSTMENTS | V289 |  |  | 11892 | -11092 | 364 | 0 | 4887 | 3755 | 4693 | 9262 | 0 | 17710 | 23 | 17733 | 11892 | 0
TOTAL WORKING CAPITAL | WC71 |  |  | 187873 | 61113 | 106019 | 0 | 8268 | 2280 | 5543 | 4552 | 0 | 12375 | 98 | 12473 | 187873 | 0
TOTAL RATE BASE ADJUSTMENTS | RB71 |  |  | 55802 | -53746 | 106135 | 0 | 9392 | -3146 | 1741 | -4680 | 0 | -6085 | 106 | -5979 | 55802 | 0
RATE BASE CALCULATION
NET ELECTRIC PLANT IN SERVICE | NP21 |  |  | 2031189 | 1464047 | 3499 | 0 | 53091 | 129542 | 119856 | 260937 | 0 | 510335 | 217 | 510552 | 2031189 | 0
TOTAL RATE BASE ADJUSTMENTS | RB71 |  |  | 55802 | -53746 | 106135 | 0 | 9392 | -3146 | 1741 | -4680 | 0 | -6085 | 106 | -5979 | 55802 | 0
TOTAL RATE BASE | RB99 | TOT_RB |  | 2086991 | 1410301 | 109634 | 0 | 62483 | 126396 | 121597 | 256257 | 0 | 504250 | 323 | 504573 | 2086991 | 0
CAPITALIZATION ALLOC TO ELECTRIC OPER | ECAP | K_OCDRB |  | 1967407 | 1329491 | 103352 | 0 | 58903 | 119153 | 114630 | 241574 | 0 | 475357 | 304 | 475661 | 1967407 | 0
TOTAL RATE OF RETURN ALLOWABLE | RORA | ror_Allow_from | 0.08761 | 0.13956 | 0.13956 | 0.13956 | 0.13956 | 0.13956 | 0.13956 | 0.13956 | 0.13956 | 0.13956 | 0.13956 | 0.13956 | 0.13956 | 0.13956 | 0.13956
RETURN ON CAPITALIZATION | R751 |  |  | 274568 | 185541 | 14424 | 0 | 8220 | 16629 | 15998 | 33714 | 0 | 66341 | 42 | 66383 | 274568 | 0
O&M EXPENSES | Schedule 6
PRODUCTION O&M
ENERGY RELATED PRODUCTION O&M
FUEL | P300 | K_rbprod_e |  | 0 | 0 | 0 | 0 | 0 | 0 | 0 | 0 | 0 | 0 | 0 | 0 | 0 | 0
MISCELLANEOUS | P302 | K_rbprod_e |  | 0 | 0 | 0 | 0 | 0 | 0 | 0 | 0 | 0 | 0 | 0 | 0 | 0 | 0
PURCHASED INTER-COMPANY | P304 | K_rbprod_e |  | 0 | 0 | 0 | 0 | 0 | 0 | 0 | 0 | 0 | 0 | 0 | 0 | 0 | 0
EMISSION ALLOWANCES | P306 | K_rbprod_e |  | 27056 | 0 | 27056 | 0 | 0 | 0 | 0 | 0 | 0 | 0 | 0 | 0 | 27056 | 0
ELIMINATE EMISSION ALLOW & OTHER VAR COST | P308 | K_rbprod_e |  | 40333 | 0 | 40333 | 0 | 0 | 0 | 0 | 0 | 0 | 0 | 0 | 0 | 40333 | 0
OTHER PRODUCTION EXPENSE - MAINTENANCE | P310 | K_rbprod_e |  | 65298 | 0 | 65298 | 0 | 0 | 0 | 0 | 0 | 0 | 0 | 0 | 0 | 65298 | 0
MISO TRANSMISSION CHARGES ACCT IN 555 | P312 | K_rbprod_e |  | 59958 | 0 | 59958 | 0 | 0 | 0 | 0 | 0 | 0 | 0 | 0 | 0 | 59958 | 0
TOTAL ENERGY RELATED | P349 |  |  | 192645 | 0 | 192645 | 0 | 0 | 0 | 0 | 0 | 0 | 0 | 0 | 0 | 192645 | 0
DEMAND RELATED PROD O&M
PURCHASED POWER ADJ. - PASS THRU | P340 | K_rbprod_d |  | 0 | 0 | 0 | 0 | 0 | 0 | 0 | 0 | 0 | 0 | 0 | 0 | 0 | 0
PURCHASED POWER - INTERCOMPANY | P342 | K_rbprod_d |  | 0 | 0 | 0 | 0 | 0 | 0 | 0 | 0 | 0 | 0 | 0 | 0 | 0 | 0
ELIMINATE MISCELLANEOUS | P344 | K_rbprod_d |  | 0 | 0 | 0 | 0 | 0 | 0 | 0 | 0 | 0 | 0 | 0 | 0 | 0 | 0
OTHER PRODUCTION EXPENSE - OPERATIONS | P346 | K_rbprod_d |  | 74215 | 74215 | 0 | 0 | 0 | 0 | 0 | 0 | 0 | 0 | 0 | 0 | 74215 | 0
TOTAL DEMAND RELATED | P349 |  |  | 74215 | 74215 | 0 | 0 | 0 | 0 | 0 | 0 | 0 | 0 | 0 | 0 | 74215 | 0
TOTAL PRODUCTION O&M | P459 |  |  | 266860 | 74215 | 192645 | 0 | 0 | 0 | 0 | 0 | 0 | 0 | 0 | 0 | 266860 | 0
TRANSMISSION O & M
TRANSFORMER LEASE PAYMENTS | T300 | K_rbprod_d |  | 7408 | 7408 | 0 | 0 | 0 | 0 | 0 | 0 | 0 | 0 | 0 | 0 | 7408 | 0
OTHER TRANSMISSION | T302 | K_rbtran_oth |  | 68250 | 0 | 0 | 0 | 68250 | 0 | 0 | 0 | 0 | 0 | 0 | 0 | 68250 | 0
MISCELLANEOUS ADJUSTMENTS | T304 | K_gross_tranplt |  | -16044 | 0 | 0 | 0 | -16044 | 0 | 0 | 0 | 0 | 0 | 0 | 0 | -16044 | 0
NETWORK SERVICE RATES ADJUSTMENT | T305 | K_gross_tranplt |  | 5278 | 0 | 0 | 0 | 5278 | 0 | 0 | 0 | 0 | 0 | 0 | 0 | 5278 | 0
TOTAL TRANSMISSION O & M | T349 |  |  | 64892 | 7408 | 0 | 0 | 57484 | 0 | 0 | 0 | 0 | 0 | 0 | 0 | 64892 | 0
DISTRIBUTION O & M
LOAD DISPATCHING | D300 | K_rbdist__d |  | 0 | 0 | 0 | 0 | 0 | 0 | 0 | 0 | 0 | 0 | 0 | 0 | 0 | 0
SUBSTATIONS | D300 | K_Subs |  | 440 | 0 | 0 | 0 | 0 | 440 | 0 | 0 | 0 | 440 | 0 | 440 | 440 | 0
POLES, TOWERS & FIXTURES | D302 | K_Poles |  | 16465 | 0 | 0 | 0 | 0 | 0 | 16465 | 0 | 0 | 16465 | 0 | 16465 | 16465 | 0
CONDUCTORS | D304 | K_Conductors |  | 690 | 0 | 0 | 0 | 0 | 0 | 0 | 690 | 0 | 690 | 0 | 690 | 690 | 0
TRANSFORMERS | D306 | K_Transformer |  | 0 | 0 | 0 | 0 | 0 | 0 | 0 | 0 | 0 | 0 | 0 | 0 | 0 | 0
OTHER MAINTENANCE | D308 | K_distnet |  | 1775 | 0 | 0 | 0 | 0 | 455 | 403 | 917 | 0 | 1775 | 0 | 1775 | 1775 | 0
METERS | D310 | K_rbdist__c |  | 0 | 0 | 0 | 0 | 0 | 0 | 0 | 0 | 0 | 0 | 0 | 0 | 0 | 0
STREET LIGHTS | D314 | K_rbdist__c |  | 0 | 0 | 0 | 0 | 0 | 0 | 0 | 0 | 0 | 0 | 0 | 0 | 0 | 0
OTHER OPERATIONS | D316 | K_distnet |  | 3659 | 0 | 0 | 0 | 0 | 939 | 830 | 1890 | 0 | 3659 | 0 | 3659 | 3659 | 0
MISCELLANEOUS EXPENSES | D318 | K_rbdist__c |  | -6 | 0 | 0 | 0 | 0 | 0 | 0 | 0 | 0 | 0 | -6 | -6 | -6 | 0
AFFILIATED COMPANY RENTS | D320 | K_distnet |  | 108 | 0 | 0 | 0 | 0 | 27 | 25 | 56 | 0 | 108 | 0 | 108 | 108 | 0
TOTAL DISTRIBUTION O & M | D349 |  |  | 23131 | 0 | 0 | 0 | 0 | 1861 | 17723 | 3553 | 0 | 23137 | -6 | 23131 | 23131 | 0
CUSTOMER ACCOUNTING
CUSTOMER ACCOUNTING EXPENSE | C300 | K_rbdist__c |  | 175 | 0 | 0 | 0 | 0 | 0 | 0 | 0 | 0 | 0 | 175 | 175 | 175 | 0
ADJUST UNCOLLECTIBLE ACCOUNTS | C302 | K_Func_Rev |  | 0 | 0 | 0 | 0 | 0 | 0 | 0 | 0 | 0 | 0 | 0 | 0 | 0 | 0
METER READING | C304 | K_rbdist__c |  | 50 | 0 | 0 | 0 | 0 | 0 | 0 | 0 | 0 | 0 | 50 | 50 | 50 | 0
LOSS ON SALE OF A/R & INCRE A/R ON INCR | C306 | K_Func_Rev |  | 0 | 0 | 0 | 0 | 0 | 0 | 0 | 0 | 0 | 0 | 0 | 0 | 0 | 0
MISCELLANEOUS EXPENSE ADJUSTMENT | C308 | K_rbdist__c |  | -1 | 0 | 0 | 0 | 0 | 0 | 0 | 0 | 0 | 0 | -1 | -1 | -1 | 0
TOTAL CUSTOMER ACCT EXPENSE | C319 |  |  | 224 | 0 | 0 | 0 | 0 | 0 | 0 | 0 | 0 | 0 | 224 | 224 | 224 | 0
CUSTOMER SERVICE & INFORMATION
CUSTOMER SERVICE & INFORMATION | C320 | K_rbdist__c |  | 70 | 0 | 0 | 0 | 0 | 0 | 0 | 0 | 0 | 0 | 70 | 70 | 70 | 0
INFORMATIONAL & INSTRUCTIONAL ADV | C322 | K_rbdist__c |  | 13 | 0 | 0 | 0 | 0 | 0 | 0 | 0 | 0 | 0 | 13 | 13 | 13 | 0
CUSTOMER SERVICE & INFORM PROFORMA | C324 | K_rbdist__c |  | -25 | 0 | 0 | 0 | 0 | 0 | 0 | 0 | 0 | 0 | -25 | -25 | -25 | 0
AMI | C326 | K_Func_Rev |  | -45 | -21 | -11 | 0 | -4 | -2 | -3 | -3 | 0 | -8 | -1 | -9 | -45 | 0
TOTAL CUSTOMER SERV & INFORMATION | C331 |  |  | 13 | -21 | -11 | 0 | -4 | -2 | -3 | -3 | 0 | -8 | 57 | 49 | 13 | 0
SALES | Schedule 6
SALES EXPENSE | S300 | K_rbdist__c |  | 1 | 0 | 0 | 0 | 0 | 0 | 0 | 0 | 0 | 0 | 1 | 1 | 1 | 0
DSM ELIMINATION | S302 | K_rbdist__c |  | 0 | 0 | 0 | 0 | 0 | 0 | 0 | 0 | 0 | 0 | 0 | 0 | 0 | 0
SALES EXPENSE PROFORMA | S304 | K_rbdist__c |  | 0 | 0 | 0 | 0 | 0 | 0 | 0 | 0 | 0 | 0 | 0 | 0 | 0 | 0
TOTAL SALES EXPENSE | S319 |  |  | 1 | 0 | 0 | 0 | 0 | 0 | 0 | 0 | 0 | 0 | 1 | 1 | 1 | 0
SUBTOTAL O&M EXCL. A&G |  |  |  | 355121 | 81602 | 192634 | 0 | 57480 | 1859 | 17720 | 3550 | 0 | 23129 | 276 | 23405 | 355121 | 0
ADMINISTRATIVE & GENERAL
A&G EXPENSE EXCL. REGULATORY EXP
PRODUCTION-DEMAND RELATED | A300 | K_rbprod_d |  | 41866 | 41866 | 0 | 0 | 0 | 0 | 0 | 0 | 0 | 0 | 0 | 0 | 41866 | 0
PRODUCTION-ENERGY RELATED | A302 | K_rbprod_e |  | 7346 | 0 | 7346 | 0 | 0 | 0 | 0 | 0 | 0 | 0 | 0 | 0 | 7346 | 0
TRANSMISSION | A304 | K_tranO&M |  | 2684 | 306 | 0 | 0 | 2378 | 0 | 0 | 0 | 0 | 0 | 0 | 0 | 2684 | 0
DISTRIBUTION | A306 | K_distO&M |  | 15691 | 0 | 0 | 0 | 0 | 1263 | 12022 | 2410 | 0 | 15695 | -4 | 15691 | 15691 | 0
CUSTOMER ACCOUNTING | A308 | K_CA_O&M |  | 175 | 0 | 0 | 0 | 0 | 0 | 0 | 0 | 0 | 0 | 175 | 175 | 175 | 0
CUSTOMER SERVICE & INFORMATION | A310 | K_CSI_O&M |  | 65 | -105 | -55 | 0 | -20 | -10 | -15 | -15 | 0 | -40 | 285 | 245 | 65 | 0
SALES | A312 | K_Sales_O&M |  | 0 | 0 | 0 | 0 | 0 | 0 | 0 | 0 | 0 | 0 | 0 | 0 | 0 | 0
A&G EXPENSE UNADJUSTED | A315 |  |  | 67827 | 42067 | 7291 | 0 | 2358 | 1253 | 12007 | 2395 | 0 | 15655 | 456 | 16111 | 67827 | 0
PROPERTY INSURANCE | A316 | K_A&GexAdj |  | 0 | 0 | 0 | 0 | 0 | 0 | 0 | 0 | 0 | 0 | 0 | 0 | 0 | 0
RATE CASE EXPENSE | A318 | K_A&GexAdj |  | 204 | 127 | 22 | 0 | 7 | 4 | 36 | 7 | 0 | 47 | 1 | 48 | 204 | 0
CHARITABLE CONTRIBUTIONS | A320 | K_A&GexAdj |  | 0 | 0 | 0 | 0 | 0 | 0 | 0 | 0 | 0 | 0 | 0 | 0 | 0 | 0
ANNUALIZE HEALTH CARE | A326 | K_A&GexAdj |  | 0 | 0 | 0 | 0 | 0 | 0 | 0 | 0 | 0 | 0 | 0 | 0 | 0 | 0
ANNUALIZE WAGES | A328 | K_A&GexAdj |  | 0 | 0 | 0 | 0 | 0 | 0 | 0 | 0 | 0 | 0 | 0 | 0 | 0 | 0
STORM DAMAGES ADJ. | A330 | K_A&GexAdj |  | 0 | 0 | 0 | 0 | 0 | 0 | 0 | 0 | 0 | 0 | 0 | 0 | 0 | 0
INJURIES & DAMAGES ADJ. | A332 | K_A&GexAdj |  | 0 | 0 | 0 | 0 | 0 | 0 | 0 | 0 | 0 | 0 | 0 | 0 | 0 | 0
ELIMINATE ADVERTISING | A338 | K_A&GexAdj |  | 0 | 0 | 0 | 0 | 0 | 0 | 0 | 0 | 0 | 0 | 0 | 0 | 0 | 0
ELIMINATE MISCELLANEOUS EXPENSES | A340 | K_A&GexAdj |  | -338 | -210 | -36 | 0 | -12 | -6 | -60 | -12 | 0 | -78 | -2 | -80 | -338 | 0
IMPLEMENT AUTOMATED METER READING | A342 | K_A&GexAdj |  | 216 | 134 | 23 | 0 | 8 | 4 | 38 | 8 | 0 | 50 | 1 | 51 | 216 | 0
EEI DUES | A344 | K_A&GexAdj |  | 0 | 0 | 0 | 0 | 0 | 0 | 0 | 0 | 0 | 0 | 0 | 0 | 0 | 0
ANNUALIZE YEAR EXPENSE | A346 | K_A&GexAdj |  | 0 | 0 | 0 | 0 | 0 | 0 | 0 | 0 | 0 | 0 | 0 | 0 | 0 | 0
RENT | A348 | K_A&GexAdj |  | 0 | 0 | 0 | 0 | 0 | 0 | 0 | 0 | 0 | 0 | 0 | 0 | 0 | 0
AMORTIZATION OF DEFERRED EXPENSES | A352 | K_A&GexAdj |  | 2104 | 1305 | 226 | 0 | 73 | 40 | 372 | 74 | 0 | 486 | 14 | 500 | 2104 | 0
MISCELLANEOUS | A354 | K_A&GexAdj |  | 0 | 0 | 0 | 0 | 0 | 0 | 0 | 0 | 0 | 0 | 0 | 0 | 0 | 0
ELIMINATE INCENTIVE COMPENSATION | A356 | K_A&GexAdj |  | -6552 | -4064 | -704 | 0 | -228 | -121 | -1160 | -231 | 0 | -1512 | -44 | -1556 | -6552 | 0
TOTAL ADMIN. & GENERAL | A357 |  |  | 63461 | 39359 | 6822 | 0 | 2206 | 1174 | 11233 | 2241 | 0 | 14648 | 426 | 15074 | 63461 | 0
TOTAL O & M EXPENSE | OM39 | TOT_O&M |  | 418582 | 120961 | 199456 | 0 | 59686 | 3033 | 28953 | 5791 | 0 | 37777 | 702 | 38479 | 418582 | 0
DEPRECIATION EXPENSE | Schedule 7
PRODUCTION DEPRECIATION
PRODUCTION DEPRECIATION | P460 | K_rbprod_d |  | 85603 | 85603 | 0 | 0 | 0 | 0 | 0 | 0 | 0 | 0 | 0 | 0 | 85603 | 0
PROFORMA ADJUSTMENT | P462 | K_rbprod_d | 0 | 0 | 0 | 0 | 0 | 0 | 0 | 0 | 0 | 0 | 0 | 0 | 0 | 0 | 0
TOTAL PRODUCTION DEPREC EXP. | P489 |  |  | 85603 | 85603 | 0 | 0 | 0 | 0 | 0 | 0 | 0 | 0 | 0 | 0 | 85603 | 0
TRANSMISSION DEPRECIATION
TRANSMISSION DEPRECIATION | T460 | K_trannet |  | 2069 | 0 | 0 | 0 | 2069 | 0 | 0 | 0 | 0 | 0 | 0 | 0 | 2069 | 0
PROFORMA ADJUSTMENT | T462 | K_trannet |  | 0 | 0 | 0 | 0 | 0 | 0 | 0 | 0 | 0 | 0 | 0 | 0 | 0 | 0
TOTAL TRANSMISSION DEP. EXP. | T489 |  |  | 2069 | 0 | 0 | 0 | 2069 | 0 | 0 | 0 | 0 | 0 | 0 | 0 | 2069 | 0
DISTRIBUTION DEPRECIATION
DISTRIBUTION DEPRECIATION | D460 | K_distnet |  | 26729 | 0 | 0 | 0 | 0 | 6854 | 6065 | 13810 | 0 | 26729 | 0 | 26729 | 26729 | 0
PROFORMA ADJUSTMENT | D462 | K_distnet |  | 0 | 0 | 0 | 0 | 0 | 0 | 0 | 0 | 0 | 0 | 0 | 0 | 0 | 0
TOTAL DIST. DEPREC EXP. | D489 |  |  | 26729 | 0 | 0 | 0 | 0 | 6854 | 6065 | 13810 | 0 | 26729 | 0 | 26729 | 26729 | 0
GENERAL DEPRECIATION
GENERAL DEPRECIATION | G460 | K_gennet |  | 259 | 161 | 28 | 0 | 9 | 4 | 46 | 9 | 0 | 59 | 2 | 61 | 259 | 0
PROFORMA ADJUSTMENT | G462 | K_gennet |  | 0 | 0 | 0 | 0 | 0 | 0 | 0 | 0 | 0 | 0 | 0 | 0 | 0 | 0
TOTAL GENERAL DEPREC EXP. | G489 |  |  | 259 | 161 | 28 | 0 | 9 | 4 | 46 | 9 | 0 | 59 | 2 | 61 | 259 | 0
COMMON AND OTHER DEPRECIATION
COMMON DEPRECIATION | C460 | K_comnet |  | 1645 | 1020 | 177 | 0 | 57 | 31 | 291 | 58 | 0 | 380 | 11 | 391 | 1645 | 0
PROFORMA ADJUSTMENT | C462 | K_comnet |  | 0 | 0 | 0 | 0 | 0 | 0 | 0 | 0 | 0 | 0 | 0 | 0 | 0 | 0
TOTAL COM & OTHER DEPREC EXP. | C489 |  |  | 1645 | 1020 | 177 | 0 | 57 | 31 | 291 | 58 | 0 | 380 | 11 | 391 | 1645 | 0
TOTAL DEPRECIATION EXPENSE | DE49 | TOT_DEPREX |  | 116305 | 86784 | 205 | 0 | 2135 | 6889 | 6402 | 13877 | 0 | 27168 | 13 | 27181 | 116305 | 0
TAXES OTHER THAN INC & REV | Schedule 8
REAL ESTATE & PROPERTY TAX
PRODUCTION | L500 | K_rbprod_d |  | 10067 | 10067 | 0 | 0 | 0 | 0 | 0 | 0 | 0 | 0 | 0 | 0 | 10067 | 0
TRANSMISSION | L501 | K_trannet |  | 1039 | 0 | 0 | 0 | 1039 | 0 | 0 | 0 | 0 | 0 | 0 | 0 | 1039 | 0
DISTRIBUTION | L502 | K_distnet |  | 7820 | 0 | 0 | 0 | 0 | 2006 | 1774 | 4040 | 0 | 7820 | 0 | 7820 | 7820 | 0
OTHER | L514 | K_EPIS |  | 0 | 0 | 0 | 0 | 0 | 0 | 0 | 0 | 0 | 0 | 0 | 0 | 0 | 0
TOTAL REAL EST & PROP TAX | L529 | PROP_TAX |  | 18926 | 10067 | 0 | 0 | 1039 | 2006 | 1774 | 4040 | 0 | 7820 | 0 | 7820 | 18926 | 0
MISCELLANEOUS TAXES
PAYROLL RELATED | L566 | K_A&GexAdj |  | 4925 | 3055 | 529 | 0 | 171 | 91 | 872 | 174 | 0 | 1137 | 33 | 1170 | 4925 | 0
OTHER STATE TAXES | L562 | K_A&GexAdj |  | 0 | 0 | 0 | 0 | 0 | 0 | 0 | 0 | 0 | 0 | 0 | 0 | 0 | 0
ELIMINATE NON-NATIVE SALES | L564 | K_A&GexAdj |  | -147 | -91 | -16 | 0 | -5 | -3 | -26 | -5 | 0 | -34 | -1 | -35 | -147 | 0
AUTO LICENSES, ETC | L560 | K_A&GexAdj |  | 20 | 12 | 2 | 0 | 1 | 0 | 4 | 1 | 0 | 5 | 0 | 5 | 20 | 0
ELIMINATE UNBILLED REVENUE | L562 | K_A&GexAdj |  | 0 | 0 | 0 | 0 | 0 | 0 | 0 | 0 | 0 | 0 | 0 | 0 | 0 | 0
AFFILIATED COMPANY RENTS | L564 | K_A&GexAdj |  | 0 | 0 | 0 | 0 | 0 | 0 | 0 | 0 | 0 | 0 | 0 | 0 | 0 | 0
MISCELLANEOUS | L566 | K_A&GexAdj |  | 0 | 0 | 0 | 0 | 0 | 0 | 0 | 0 | 0 | 0 | 0 | 0 | 0 | 0
DSM ELIMINATION | L568 | K_rbprod_d |  | 0 | 0 | 0 | 0 | 0 | 0 | 0 | 0 | 0 | 0 | 0 | 0 | 0 | 0
TOTAL MISCELLANEOUS TAXES | L589 |  |  | 4798 | 2976 | 515 | 0 | 167 | 88 | 850 | 170 | 0 | 1108 | 32 | 1140 | 4798 | 0
MISCELLANEOUS EXPENSES
UNCOLLECTIBLE EXPENSE ON INCR | L582 | K_Func_Rev |  | 0 | 0 | 0 | 0 | 0 | 0 | 0 | 0 | 0 | 0 | 0 | 0 | 0 | 0
PSC MAINTENANCE ON INCREASE | L584 | K_Func_Rev |  | 256 | 121 | 63 | 0 | 21 | 8 | 18 | 18 | 0 | 44 | 7 | 51 | 256 | 0
TOTAL MISCELLANEOUS EXPENSES | L599 |  |  | 256 | 121 | 63 | 0 | 21 | 8 | 18 | 18 | 0 | 44 | 7 | 51 | 256 | 0
TOTAL OTHER TAX & MISC EXPENSE | L591 |  |  | 23980 | 13164 | 578 | 0 | 1227 | 2102 | 2642 | 4228 | 0 | 8972 | 39 | 9011 | 23980 | 0
PRELIMINARY SUMMARY
TOTAL O&M EXPENSE | OM39 |  |  | 418582 | 120961 | 199456 | 0 | 59686 | 3033 | 28953 | 5791 | 0 | 37777 | 702 | 38479 | 418582 | 0
TOTAL DEPRECIATION EXPENSE | DE49 |  |  | 116305 | 86784 | 205 | 0 | 2135 | 6889 | 6402 | 13877 | 0 | 27168 | 13 | 27181 | 116305 | 0
TOTAL OTHER TAX & MISC EXPENSE | L599 |  |  | 23980 | 13164 | 578 | 0 | 1227 | 2102 | 2642 | 4228 | 0 | 8972 | 39 | 9011 | 23980 | 0
TOTAL OP EXP EXC IT & OTHER TAX | OP69 |  |  | 558867 | 220909 | 200239 | 0 | 63048 | 12024 | 37997 | 23896 | 0 | 73917 | 754 | 74671 | 558867 | 0
INCOME TAX BASED ON RETURN | Schedule 9
FEDERAL INCOME TAX DEDUCTIONS
AUTOMATIC INTEREST CALCULATION
AUTO PROC INTEREST DED | Y751 | K_EPIS |  | 56597 | 40795 | 97 | 0 | 1479 | 3609 | 3340 | 7271 | 0 | 14220 | 6 | 14226 | 56597 | 0
TOTAL INTEREST EXPENSE | Y783 | TOT_INT |  | 56597 | 40795 | 97 | 0 | 1479 | 3609 | 3340 | 7271 | 0 | 14220 | 6 | 14226 | 56597 | 0
OTHER DEDUCTIONS
DEPR. EXCESS TAX OVER BOOK | Y790 | K_Depr_Ex |  | 11187 | 8348 | 20 | 0 | 205 | 662 | 616 | 1335 | 0 | 2613 | 1 | 2614 | 11187 | 0
AFUDC | Y792 | K_EPIS |  | 0 | 0 | 0 | 0 | 0 | 0 | 0 | 0 | 0 | 0 | 0 | 0 | 0 | 0
LOSS ON REACQUIRED DEBT | Y794 | K_EPIS |  | -432 | -311 | -1 | 0 | -11 | -29 | -25 | -55 | 0 | -109 | 0 | -109 | -432 | 0
UNCOLLECTIBLE ACCOUNTS | Y798 | K_Func_Rev |  | 0 | 0 | 0 | 0 | 0 | 0 | 0 | 0 | 0 | 0 | 0 | 0 | 0 | 0
COST OF REMOVAL | Y798 | K_Depr_Ex |  | 5326 | 3974 | 9 | 0 | 98 | 316 | 293 | 635 | 0 | 1244 | 1 | 1245 | 5326 | 0
PAYROLL RELATED | Y800 | K_A&GexAdj |  | 0 | 0 | 0 | 0 | 0 | 0 | 0 | 0 | 0 | 0 | 0 | 0 | 0 | 0
CONTRIBUTION IN AID OF CONSTRUCTION | Y804 | K_EPIS |  | 0 | 0 | 0 | 0 | 0 | 0 | 0 | 0 | 0 | 0 | 0 | 0 | 0 | 0
METER CAPITAL LEASE PRINCIPLE PAYMENTS | Y804 | K_rbdist__c |  | 0 | 0 | 0 | 0 | 0 | 0 | 0 | 0 | 0 | 0 | 0 | 0 | 0 | 0
TRUCK STOCK | Y808 | K_DistA&G |  | 0 | 0 | 0 | 0 | 0 | 0 | 0 | 0 | 0 | 0 | 0 | 0 | 0 | 0
AMORTIZATION OF GAIN ON ADR PROPERTY | Y808 | K_EPIS |  | 0 | 0 | 0 | 0 | 0 | 0 | 0 | 0 | 0 | 0 | 0 | 0 | 0 | 0
OTHER PERMANENT DIFFERENCES | Y816 | K_EPIS |  | 4962 | 3576 | 9 | 0 | 130 | 316 | 293 | 637 | 0 | 1246 | 1 | 1247 | 4962 | 0
C.S.S. CAPITALIZED | Y818 | K_CA_O&M |  | 0 | 0 | 0 | 0 | 0 | 0 | 0 | 0 | 0 | 0 | 0 | 0 | 0 | 0
LOSS ON ACRS PROPERTY | Y826 | K_EPIS |  | 0 | 0 | 0 | 0 | 0 | 0 | 0 | 0 | 0 | 0 | 0 | 0 | 0 | 0
TOTAL OTHER DEDUCTIONS | Y828 |  |  | 21043 | 15587 | 37 | 0 | 422 | 1265 | 1177 | 2552 | 0 | 4994 | 3 | 4997 | 21043 | 0
NET DEDUCTIONS AND ADDITIONS | Y871 |  |  | 77640 | 56382 | 134 | 0 | 1901 | 4874 | 4517 | 9823 | 0 | 19214 | 9 | 19223 | 77640 | 0
FEDERAL INCOME TAX ADJUSTMENTS
FED PROV DEF INC TAX DEFERRALS (410.1)
LIBERALIZED DEPRECIATION | Z760 | K_EPIS |  | 0 | 0 | 0 | 0 | 0 | 0 | 0 | 0 | 0 | 0 | 0 | 0 | 0 | 0
PAYROLL RELATED | Z764 | K_A&GexAdj |  | 0 | 0 | 0 | 0 | 0 | 0 | 0 | 0 | 0 | 0 | 0 | 0 | 0 | 0
MISCELLANEOUS | Z766 | K_A&GexAdj |  | 0 | 0 | 0 | 0 | 0 | 0 | 0 | 0 | 0 | 0 | 0 | 0 | 0 | 0
ANNUALIZE DEPRECIATION | Z768 | K_EPIS |  | -263 | -190 | 0 | 0 | -7 | -16 | -16 | -34 | 0 | -66 | 0 | -66 | -263 | 0
UNCOLLECTIBLE ACCOUNTS | Z762 | K_Func_Rev |  | 0 | 0 | 0 | 0 | 0 | 0 | 0 | 0 | 0 | 0 | 0 | 0 | 0 | 0
TRUCK STOCK | Z766 | K_distnet |  | 0 | 0 | 0 | 0 | 0 | 0 | 0 | 0 | 0 | 0 | 0 | 0 | 0 | 0
MISCELLANEOUS | Z762 | K_A&GexAdj |  | -1963 | -1218 | -211 | 0 | -68 | -37 | -347 | -69 | 0 | -453 | -13 | -466 | -1963 | 0
MISCELLANEOUS PROFORMA ADJUSTMENT | Z770 | K_EPIS | 0 | 0 | 0 | 0 | 0 | 0 | 0 | 0 | 0 | 0 | 0 | 0 | 0 | 0 | 0
RECLASSIFY NON-JURIS INCOME TAX | Z770 | K_rbprod_d |  | 8759 | 8759 | 0 | 0 | 0 | 0 | 0 | 0 | 0 | 0 | 0 | 0 | 8759 | 0
ALLOCATED FROM SERVICE COMPANY | Z780 | K_A&GexAdj |  | 0 | 0 | 0 | 0 | 0 | 0 | 0 | 0 | 0 | 0 | 0 | 0 | 0 | 0
AFUDC | Z781 | K_EPIS |  | 0 | 0 | 0 | 0 | 0 | 0 | 0 | 0 | 0 | 0 | 0 | 0 | 0 | 0
TOTAL FED PROV DEF IT DEFERRALS (410.1) | Z782 |  |  | 6533 | 7351 | -211 | 0 | -75 | -53 | -363 | -103 | 0 | -519 | -13 | -532 | 6533 | 0
INCOME TAX BASED ON RETURN
FED PROV DEF INC TAX WRITEBACKS (411.1)
LIBERALIZED DEPRECIATION | Z772 | K_EPIS |  | 0 | 0 | 0 | 0 | 0 | 0 | 0 | 0 | 0 | 0 | 0 | 0 | 0 | 0
PAYROLL RELATED | Z794 | K_A&GexAdj |  | 0 | 0 | 0 | 0 | 0 | 0 | 0 | 0 | 0 | 0 | 0 | 0 | 0 | 0
AMORTIZATION OF INVESTMENT TAX CREDIT | Z786 | K_EPIS |  | 0 | 0 | 0 | 0 | 0 | 0 | 0 | 0 | 0 | 0 | 0 | 0 | 0 | 0
UNCOLLECTIBLE ACCOUNTS | Z792 | K_Func_Rev |  | 0 | 0 | 0 | 0 | 0 | 0 | 0 | 0 | 0 | 0 | 0 | 0 | 0 | 0
CONTRIBUTION IN AID OF CONSTRUCTION | Z788 | K_EPIS |  | 0 | 0 | 0 | 0 | 0 | 0 | 0 | 0 | 0 | 0 | 0 | 0 | 0 | 0
C.S.S. CAPITALIZED | Z792 | K_CA_O&M |  | 0 | 0 | 0 | 0 | 0 | 0 | 0 | 0 | 0 | 0 | 0 | 0 | 0 | 0
LOSS ON REACQUIRED DEBT | Z794 | K_EPIS |  | 0 | 0 | 0 | 0 | 0 | 0 | 0 | 0 | 0 | 0 | 0 | 0 | 0 | 0
DEFERRED GAIN INTER-CO SALES | Z796 | K_EPIS |  | 0 | 0 | 0 | 0 | 0 | 0 | 0 | 0 | 0 | 0 | 0 | 0 | 0 | 0
TRUCK STOCK | Z798 | K_distnet |  | 0 | 0 | 0 | 0 | 0 | 0 | 0 | 0 | 0 | 0 | 0 | 0 | 0 | 0
ALLOCATED FROM SERVICE COMPANY | Z800 | K_A&GexAdj |  | 0 | 0 | 0 | 0 | 0 | 0 | 0 | 0 | 0 | 0 | 0 | 0 | 0 | 0
CAPITALIZED INTEREST | Z786 | K_EPIS |  | 0 | 0 | 0 | 0 | 0 | 0 | 0 | 0 | 0 | 0 | 0 | 0 | 0 | 0
AFUDC | Z798 | K_EPIS |  | 0 | 0 | 0 | 0 | 0 | 0 | 0 | 0 | 0 | 0 | 0 | 0 | 0 | 0
TOTAL FED PROV DEF IT WRITEBACKS (411.1) | Z803 |  |  | 0 | 0 | 0 | 0 | 0 | 0 | 0 | 0 | 0 | 0 | 0 | 0 | 0 | 0
AMORTIZED INV TAX CREDIT | Schedule 9a
MISCELLANEOUS | Z804 | K_A&GexAdj |  | 0 | 0 | 0 | 0 | 0 | 0 | 0 | 0 | 0 | 0 | 0 | 0 | 0 | 0
AMORTIZE ITC | Z806 | K_EPIS |  | 501 | 361 | 1 | 0 | 13 | 32 | 30 | 64 | 0 | 126 | 0 | 126 | 501 | 0
TOTAL AMORTIZED ITC | Z813 |  |  | 501 | 361 | 1 | 0 | 13 | 32 | 30 | 64 | 0 | 126 | 0 | 126 | 501 | 0
TEST YEAR INV TAX CREDIT |  |  |  | 1: 0
TEST YEAR INV TAX CREDIT | Z823 |  |  | 0 | 0 | 0 | 0 | 0 | 0 | 0 | 0 | 0 | 0 | 0 | 0 | 0 | 0
PRELIMINARY SUMMARY
TOTAL FED PROV DEF IT (410.1) | Z782 |  |  | 6533 | 7351 | -211 | 0 | -75 | -53 | -363 | -103 | 0 | -519 | -13 | -532 | 6533 | 0
TOTAL FED PROV DEF IT (411.1) | Z803 |  |  | 0 | 0 | 0 | 0 | 0 | 0 | 0 | 0 | 0 | 0 | 0 | 0 | 0 | 0
TOTAL AMORTIZED ITC | Z813 |  |  | -501 | -361 | -1 | 0 | -13 | -32 | -30 | -64 | 0 | -126 | 0 | -126 | -501 | 0
TOTAL FEDERAL TAX ADJUSTMENTS | Z863 |  |  | 6032 | 6990 | -212 | 0 | -88 | -85 | -393 | -167 | 0 | -645 | -13 | -658 | 6032 | 0
FEDERAL INCOME TAX COMPUTATION
RETURN ON CAPITALIZATION | R751 |  |  | 274568 | 185541 | 14424 | 0 | 8220 | 16629 | 15998 | 33714 | 0 | 66341 | 42 | 66383 | 274568 | 0
NET DEDUCTIONS AND ADDITIONS | Y871 |  |  | -77640 | -56382 | -134 | 0 | -1901 | -4874 | -4517 | -9823 | 0 | -19214 | -9 | -19223 | -77640 | 0
TOTAL FEDERAL TAX ADJUSTMENTS | Z863 |  |  | 6032 | 6990 | -212 | 0 | -88 | -85 | -393 | -167 | 0 | -645 | -13 | -658 | 6032 | 0
TOTAL STATE PROV DEF IT (410.1) | Z911 |  |  | 1377 | 1428 | 0 | 0 | -5 | -12 | -11 | -23 | 0 | -46 | 0 | -46 | 1377 | 0
TOTAL STATE PROV DEF IT (411.1) | Z933 |  |  | 0 | 0 | 0 | 0 | 0 | 0 | 0 | 0 | 0 | 0 | 0 | 0 | 0 | 0
AFUDC OFFSET | Z935 |  |  | -745 | 1155 | 0 | 0 | -418 | -323 | -358 | -801 | 0 | -1482 | 0 | -1482 | -745 | 0
BASE FOR FIT COMPUTATION | I865 |  |  | 203592 | 138732 | 14078 | 0 | 5808 | 11335 | 10719 | 22900 | 0 | 44954 | 20 | 44974 | 203592 | 0
FIT FACTOR K190/(1-K190) | I867 | FITcomp_from |  | 0.53846 | 0.53846 | 0.53846 | 0.53846 | 0.53846 | 0.53846 | 0.53846 | 0.53846 | 0.53846 | 0.53846 | 0.53846 | 0.53846 | 0.53846 | 0.53846
PRELIM FED INCOME TAX | I869 |  |  | 109626 | 74702 | 7580 | 0 | 3127 | 6103 | 5772 | 12331 | 0 | 24206 | 11 | 24217 | 109626 | 0
TOTAL FEDERAL TAX ADJUSTMENTS | Z863 |  |  | 6032 | 6990 | -212 | 0 | -88 | -85 | -393 | -167 | 0 | -645 | -13 | -658 | 6032 | 0
NET FED INCOME TAX ALLOWABLE | I879 |  |  | 115658 | 81692 | 7368 | 0 | 3039 | 6018 | 5379 | 12164 | 0 | 23561 | -2 | 23559 | 115658 | 0
INCOME TAX BASED ON RETURN
FEDERAL INCOME TAX PAYABLE
PRELIM FEDERAL INCOME TAX | I869 |  |  | 109626 | 74702 | 7580 | 0 | 3127 | 6103 | 5772 | 12331 | 0 | 24206 | 11 | 24217 | 109626 | 0
TEST YEAR INV TAX CREDIT | Z823 |  |  | 0 | 0 | 0 | 0 | 0 | 0 | 0 | 0 | 0 | 0 | 0 | 0 | 0 | 0
NET FED INCOME TAX PAYABLE | I889 |  |  | 109626 | 74702 | 7580 | 0 | 3127 | 6103 | 5772 | 12331 | 0 | 24206 | 11 | 24217 | 109626 | 0
STATE INCOME TAX | Schedule 9b
DEDUCTIONS IN ADDITION TO Y871
BONUS DEPRECIATION | Y890 | K_Depr_Ex |  | 3888 | 2901 | 7 | 0 | 71 | 231 | 214 | 464 | 0 | 909 | 0 | 909 | 3888 | 0
PRIOR YEAR TAX ADJ. | Y892 | K_EPIS |  | 0 | 0 | 0 | 0 | 0 | 0 | 0 | 0 | 0 | 0 | 0 | 0 | 0 | 0
ADJUSTMENTS | Y894 | K_Depr_Ex |  | 0 | 0 | 0 | 0 | 0 | 0 | 0 | 0 | 0 | 0 | 0 | 0 | 0 | 0
DEDUCTIONS IN ADD TO Y871 | Y911 |  |  | 3888 | 2901 | 7 | 0 | 71 | 231 | 214 | 464 | 0 | 909 | 0 | 909 | 3888 | 0
STATE INCOME TAX ADJUSTMENTS
STATE PROV DEF INC TAX DEFERRALS (410.1)
LIBERALIZED DEPRECIATION | Z892 | K_Depr_Ex |  | 0 | 0 | 0 | 0 | 0 | 0 | 0 | 0 | 0 | 0 | 0 | 0 | 0 | 0
NET DEFERRED TAXES | Z896 | K_EPIS |  | -138 | -99 | 0 | 0 | -4 | -9 | -8 | -18 | 0 | -35 | 0 | -35 | -138 | 0
ANNUALIZE DEPRECIATION | Z896 | K_Depr_Ex |  | -46 | -34 | 0 | 0 | -1 | -3 | -3 | -5 | 0 | -11 | 0 | -11 | -46 | 0
UNCOLLECTIBLE ACCOUNTS | Z904 | K_Func_Rev |  | 0 | 0 | 0 | 0 | 0 | 0 | 0 | 0 | 0 | 0 | 0 | 0 | 0 | 0
DSM - PROGRAM COSTS | Z894 | K_EPIS |  | 0 | 0 | 0 | 0 | 0 | 0 | 0 | 0 | 0 | 0 | 0 | 0 | 0 | 0
NON-JURISDICTIONAL TAX | Z896 | K_rbprod_d |  | 1561 | 1561 | 0 | 0 | 0 | 0 | 0 | 0 | 0 | 0 | 0 | 0 | 1561 | 0
CONTRIBUTION IN AID OF CONSTRUCTION | Z898 | K_EPIS |  | 0 | 0 | 0 | 0 | 0 | 0 | 0 | 0 | 0 | 0 | 0 | 0 | 0 | 0
MISCELLANEOUS DEFERRED ITEMS | Z902 | K_EPIS |  | 0 | 0 | 0 | 0 | 0 | 0 | 0 | 0 | 0 | 0 | 0 | 0 | 0 | 0
CAPITALIZED INTEREST | Z904 | K_EPIS |  | 0 | 0 | 0 | 0 | 0 | 0 | 0 | 0 | 0 | 0 | 0 | 0 | 0 | 0
AFUDC | Z906 | K_EPIS |  | 0 | 0 | 0 | 0 | 0 | 0 | 0 | 0 | 0 | 0 | 0 | 0 | 0 | 0
TOT STATE PROV DEF IT DEFERRALS (410.1) | Z911 |  |  | 1377 | 1428 | 0 | 0 | -5 | -12 | -11 | -23 | 0 | -46 | 0 | -46 | 1377 | 0
STATE PROV DEF INC TAX WRITEBACKS (411.1)
LIBERALIZED DEPRECIATION | Z914 | K_Depr_Ex |  | 0 | 0 | 0 | 0 | 0 | 0 | 0 | 0 | 0 | 0 | 0 | 0 | 0 | 0
PAYROLL RELATED | Z916 | K_A&GexAdj |  | 0 | 0 | 0 | 0 | 0 | 0 | 0 | 0 | 0 | 0 | 0 | 0 | 0 | 0
UNCOLLECTIBLE ACCOUNTS | Z918 | K_Func_Rev |  | 0 | 0 | 0 | 0 | 0 | 0 | 0 | 0 | 0 | 0 | 0 | 0 | 0 | 0
C.S.S. CAPITALIZED | Z920 | K_CA_O&M |  | 0 | 0 | 0 | 0 | 0 | 0 | 0 | 0 | 0 | 0 | 0 | 0 | 0 | 0
LOSS ON REACQUIRED DEBT | Z922 | K_EPIS |  | 0 | 0 | 0 | 0 | 0 | 0 | 0 | 0 | 0 | 0 | 0 | 0 | 0 | 0
CONTRIBUTION IN AID OF CONSTRUCTION | Z916 | K_EPIS |  | 0 | 0 | 0 | 0 | 0 | 0 | 0 | 0 | 0 | 0 | 0 | 0 | 0 | 0
CAPITALIZED INTEREST | Z920 | K_EPIS |  | 0 | 0 | 0 | 0 | 0 | 0 | 0 | 0 | 0 | 0 | 0 | 0 | 0 | 0
AFUDC | Z928 | K_EPIS |  | 0 | 0 | 0 | 0 | 0 | 0 | 0 | 0 | 0 | 0 | 0 | 0 | 0 | 0
TOT STATE PROV DEF IT WRITEBACKS (411.1) | Z933 |  |  | 0 | 0 | 0 | 0 | 0 | 0 | 0 | 0 | 0 | 0 | 0 | 0 | 0 | 0
OTHER SIT ADJUSTMENTS
KY STATE TAX ADJ | Z934 | K_EPIS |  | 0 | 0 | 0 | 0 | 0 | 0 | 0 | 0 | 0 | 0 | 0 | 0 | 0 | 0
OTHER SIT ADJUSTMENTS | Z955 |  |  | 0 | 0 | 0 | 0 | 0 | 0 | 0 | 0 | 0 | 0 | 0 | 0 | 0 | 0
TOTAL STATE INC TAX ADJUSTMENT | Z957 |  |  | 1377 | 1428 | 0 | 0 | -5 | -12 | -11 | -23 | 0 | -46 | 0 | -46 | 1377 | 0
INCOME TAX BASED ON RETURN | Schedule 9c
SUMMARY OF SIT CALCULATION
RETURN ON CAPITALIZATION | R751 |  |  | 274568 | 185541 | 14424 | 0 | 8220 | 16629 | 15998 | 33714 | 0 | 66341 | 42 | 66383 | 274568 | 0
NET FED INCOME TAX ALLOWABLE | I879 |  |  | 115658 | 81692 | 7368 | 0 | 3039 | 6018 | 5379 | 12164 | 0 | 23561 | -2 | 23559 | 115658 | 0
NET FED. DED. AND ADDITIONS | Y871 |  |  | -77640 | -56382 | -134 | 0 | -1901 | -4874 | -4517 | -9823 | 0 | -19214 | -9 | -19223 | -77640 | 0
DEDUCTIONS IN ADD TO Y871 | Y911 |  |  | -3888 | -2901 | -7 | 0 | -71 | -231 | -214 | -464 | 0 | -909 | 0 | -909 | -3888 | 0
AFUDC OFFSET | L033 |  |  | -745 | 1155 | 0 | 0 | -418 | -323 | -358 | -801 | 0 | -1482 | 0 | -1482 | -745 | 0
TOTAL STATE INC TAX ADJ | Z957 |  |  | 1377 | 1428 | 0 | 0 | -5 | -12 | -11 | -23 | 0 | -46 | 0 | -46 | 1377 | 0
BASE FOR SIT COMPUTATION | J965 |  |  | 309330 | 210533 | 21651 | 0 | 8864 | 17207 | 16277 | 34767 | 0 | 68251 | 31 | 68282 | 309330 | 0
SIT FACTOR K192/(1-K192) | J967 | sit_from |  | 0.061434 | 0.061434 | 0.061434 | 0.061434 | 0.061434 | 0.061434 | 0.061434 | 0.061434 | 0.061434 | 0.061434 | 0.061434 | 0.061434 |  | 0.061434
PRELIMINARY STATE INCOME TAX | J969 |  |  | 19003 | 12933 | 1330 | 0 | 545 | 1057 | 1000 | 2136 | 0 | 4193 | 2 | 4195 | 19003 | 0
TOTAL STATE INCOME TAX ADJ. | Z957 |  |  | 1377 | 1428 | 0 | 0 | -5 | -12 | -11 | -23 | 0 | -46 | 0 | -46 | 1377 | 0
NET STATE INC TAX ALLOWABLE | J979 |  |  | 20380 | 14361 | 1330 | 0 | 540 | 1045 | 989 | 2113 | 0 | 4147 | 2 | 4149 | 20380 | 0
STATE INCOME TAX PAYABLE
PRELIMINARY STATE INCOME TAX | J969 |  |  | 19003 | 12933 | 1330 | 0 | 545 | 1057 | 1000 | 2136 | 0 | 4193 | 2 | 4195 | 19003 | 0
OTHER SIT ADJUSTMENTS | Z955 |  |  | 0 | 0 | 0 | 0 | 0 | 0 | 0 | 0 | 0 | 0 | 0 | 0 | 0 | 0
NET STATE INCOME TAX PAYABLE | J989 |  |  | 19003 | 12933 | 1330 | 0 | 545 | 1057 | 1000 | 2136 | 0 | 4193 | 2 | 4195 | 19003 | 0
COMPOSITE TAX RATE | CTAX | ctax_from |  | 0.38762 | 0.38762 | 0.38762 | 0.38762 | 0.38762 | 0.38762 | 0.38762 | 0.38762 | 0.38762 | 0.38762 | 0.38762 | 0.38762 | 0.38762 | 0.38762
COST OF SERVICE COMPUTATION | Schedule 10
OTHER OPERATING REVENUES
RENTAL REVENUE | Q000 | K_EPIS |  | 5246 | 3781 | 9 | 0 | 137 | 334 | 310 | 674 | 0 | 1318 | 1 | 1319 | 5246 | 0
BAD CHECK CHARGE | Q002 | K_Func_Rev |  | 36 | 17 | 9 | 0 | 3 | 0 | 3 | 3 | 0 | 6 | 1 | 7 | 36 | 0
ELIMINATE NON-NATIVE SALES | Q002 | K_rbprod_e |  | -87939 | 0 | -87939 | 0 | 0 | 0 | 0 | 0 | 0 | 0 | 0 | 0 | -87939 | 0
SALES FOR RESALE | Q002 | K_rbprod_e |  | 87939 | 0 | 87939 | 0 | 0 | 0 | 0 | 0 | 0 | 0 | 0 | 0 | 87939 | 0
RECONNECTION CHARGES | Q002 | K_Func_Rev |  | 189 | 89 | 46 | 0 | 16 | 7 | 13 | 13 | 0 | 33 | 5 | 38 | 189 | 0
INTERRUPTIBLE CREDIT | Q002 | K_Func_Rev |  | -192 | -91 | -47 | 0 | -16 | -4 | -14 | -14 | 0 | -32 | -6 | -38 | -192 | 0
BILLING CYCLE IMPROVEMENT | Q004 | K_Func_Rev |  | 1339 | 630 | 329 | 0 | 112 | 40 | 95 | 94 | 0 | 229 | 39 | 268 | 1339 | 0
OTHER MISCELLANEOUS REVENUES | Q006 | K_Func_Rev |  | 184 | 87 | 45 | 0 | 15 | 6 | 13 | 13 | 0 | 32 | 5 | 37 | 184 | 0
MiSCELLANEOUS | Q008 | K_Func_Rev |  | 0 | 0 | 0 | 0 | 0 | 0 | 0 | 0 | 0 | 0 | 0 | 0 | 0 | 0
ELIMINATE DSM REVENUES | Q012 | K_Func_Rev |  | 0 | 0 | 0 | 0 | 0 | 0 | 0 | 0 | 0 | 0 | 0 | 0 | 0 | 0
UNBILLED REVENUE | Q020 | K_Func_Rev |  | 0 | 0 | 0 | 0 | 0 | 0 | 0 | 0 | 0 | 0 | 0 | 0 | 0 | 0
TOTAL OTHER OPERATING REVS | Q027 |  |  | 6802 | 4513 | 391 | 0 | 267 | 383 | 420 | 783 | 0 | 1586 | 45 | 1631 | 6802 | 0
COST OF SERVICE COMPUTATION
TOTAL OP EXP EXC INC & REV TAX | OP69 |  |  | 558867 | 220909 | 200239 | 0 | 63048 | 12024 | 37997 | 23896 | 0 | 73917 | 754 | 74671 | 558867 | 0
RETURN ON CAPITALIZATION | R751 |  |  | 274568 | 185541 | 14424 | 0 | 8220 | 16629 | 15998 | 33714 | 0 | 66341 | 42 | 66383 | 274568 | 0
NET FED INCOME TAX ALLOWABLE | I879 |  |  | 115658 | 81692 | 7368 | 0 | 3039 | 6018 | 5379 | 12164 | 0 | 23561 | -2 | 23559 | 115658 | 0
NET STATE INCOME TAX ALLOWABLE | J979 |  |  | 20380 | 14361 | 1330 | 0 | 540 | 1045 | 989 | 2113 | 0 | 4147 | 2 | 4149 | 20380 | 0
TOTAL OTHER OPERATING REVENUES | Q027 |  |  | -6802 | -4513 | -391 | 0 | -267 | -383 | -420 | -783 | 0 | -1586 | -45 | -1631 | -6802 | 0
SUBTOTAL B | CS03 |  |  | 962671 | 497990 | 222970 | 0 | 74580 | 35333 | 59943 | 71104 | 0 | 166380 | 751 | 167131 | 962671 | 0
TOTAL OTHER OPERATING REVENUES | Q027 |  |  | 6802 | 4513 | 391 | 0 | 267 | 383 | 420 | 783 | 0 | 1586 | 45 | 1631 | 6802 | 0
LESS: OTHER ITEMS |  |  |  | 0 | 0 | 0 | 0 | 0 | 0 | 0 | 0 | 0 | 0 | 0 | 0 | 0 | 0
OTHER OPERATING REVS TO BE TAXED | OORT |  |  | 6802 | 4513 | 391 | 0 | 267 | 383 | 420 | 783 | 0 | 1586 | 45 | 1631 | 6802 | 0
REVENUE TAX FACTOR | L030 | REVTAX_FROM |  | 0 | 0 | 0 | 0 | 0 | 0 | 0 | 0 | 0 | 0 | 0 | 0 | 0 | 0
REVENUE TAX ON OTHER OPERATING REVS | L031 |  |  | 0 | 0 | 0 | 0 | 0 | 0 | 0 | 0 | 0 | 0 | 0 | 0 | 0 | 0
AFUDC OFFSET | L032 |  |  | -745 | 1155 | 0 | 0 | -418 | -323 | -358 | -801 | 0 | -1482 | 0 | -1482 | -745 | 0
OTHER DEDUCTIONS TO COST OF SERVICE | L033 |  |  | -745 | 1155 | 0 | 0 | -418 | -323 | -358 | -801 | 0 | -1482 | 0 | -1482 | -745 | 0
TOTAL ELECTRIC COST OF SERVICE | CS09 |  |  | 961926 | 499145 | 222970 | 0 | 74162 | 35010 | 59585 | 70303 | 0 | 164898 | 751 | 165649 | 961926 | 0
PROPOSED REVENUES | R602 |  |  | 1: 801971; 13: 801971; 14: 0
TOTAL ELECTRIC COST OF SERVICE | CS09 |  |  | 1: -961926; 13: -961926; 14: 0
EXCESS REVENUES | XREV |  |  | 1: -159955; 13: -159955; 14: 0
COMPOSITE TAX RATE | CTAX | PPCOMPTAX_FROM |  | 0.38762 | 0.38762 | 0.38762 | 0.38762 | 0.38762 | 0.38762 | 0.38762 | 0.38762 | 0.38762 | 0.38762 | 0.38762 | 0.38762 | 0.38762 | 0.38762
EXCESS TAX | XTAX |  |  | 1: -62002; 13: -62002; 14: 0
EXCESS RETURN | XRET |  |  | 1: -97953; 13: -97953; 14: 0
ROR AND TAX RATES | Schedule 11
RATE OF RETURN
CAPITALIZATION AMOUNTS |  | CAP_FROM |  | 1: Total Company; 2: Ratio; 6: Ratio
LONG TERM DEBT | K100 |  |  | 1: 275774125; 2: 0.40626; 6: 0.40626
PREFERRED STOCK | K102 |  |  | 1: 0; 2: 0; 6: 0
COMMON STOCK | K104 |  |  | 1: 345393322; 2: 0.50882; 6: 0.50882
SHORT TERM DEBT | K106 |  |  | 1: 57645769; 2: 0.084921; 6: 0.084921
UNAMORTIZED DISCOUNT | K108 |  |  | 1: 0; 2: 0; 6: 0
TOTAL | K115 |  |  | 1: 678813216; 2: 1; 6: 1
COST OF CAPITAL
LONG TERM DEBT | K120 |  |  | 1: 0.0609
PREFERRED STOCK | K122 |  |  | 1: 0
COMMON STOCK | K124 |  |  | 1: 0.115
SHORT TERM DEBT | K126 |  |  | 1: 0.05138
UNAMORTIZED DISCOUNT | K128 |  |  | 1: 0
WEIGHTED COST OF CAPITAL
LONG TERM DEBT | K141 |  |  | 1: 0.02474
PREFERRED STOCK | K143 |  |  | 1: 0
COMMON STOCK | K145 |  |  | 1: 0.05851
SHORT TERM DEBT | K147 |  |  | 1: 0.00436
UNAMORTIZED DISCOUNT | K149 |  |  | 1: 0
TOT RATE OF RETURN ALLOWABLE | RORA | ROR_EARN_FROM |  | 1: 0.08761
TAX RATES AND SPECIAL FACTORS
SHORT TERM DEBT COST | K180 |  |  | 0 | 0 | 0 | 0 | 0 | 0 | 0 | 0 | 0 | 0 | 0 | 0 | 0 | 0
FEDERAL INCOME TAX RATE | K190 | FIT_FROM |  | 0.35 | 0.35 | 0.35 | 0.35 | 0.35 | 0.35 | 0.35 | 0.35 | 0.35 | 0.35 | 0.35 | 0.35 | 0.35 | 0.35
STATE INCOME TAX RATE | K192 | STATETX_FROM |  | 0.057879 | 0.057879 | 0.057879 | 0.057879 | 0.057879 | 0.057879 | 0.057879 | 0.057879 | 0.057879 | 0.057879 | 0.057879 | 0.057879 | 0.057879 | 0.057879
REVENUE TAX RATE | K196 |  |  | 0 | 0 | 0 | 0 | 0 | 0 | 0 | 0 | 0 | 0 | 0 | 0 | 0 | 0
PRESENT REVENUES | R600 |  |  | 782491 | 0 | 0 | 0 | 0 | 0 | 0 | 0 | 0 | 0 | 0 | 0 | 782491 | 0
PROPOSED REVENUES | R602 |  |  | 801971 | 0 | 0 | 0 | 0 | 0 | 0 | 0 | 0 | 0 | 0 | 0 | 801971 | 0
PRESENT NOI |  |  |  | 1: 164685
GROSS PRESENT REV AT AVERAGE ROR |  |  |  | 1: 559964
SUBSIDY EXCESS |  |  |  | 1: 222527
REDUCTION IN SUBSIDY EXCESS |  |  |  | 1: 55632
RATE INCREASE |  |  |  | 1: 75112
TAX COMPLEMENT
INCOME TAX BASED ON REVENUES | Schedule 12
NET INCOME COMPUTATION
TOTAL ELECTRIC COST OF SERVICE | CS09 |  |  | 961926 | 499145 | 222970 | 0 | 74162 | 35010 | 59585 | 70303 | 0 | 164898 | 751 | 165649 | 961926 | 0
TOTAL OTHER OPERATING REVENUES | Q027 |  |  | 6802 | 4513 | 391 | 0 | 267 | 383 | 420 | 783 | 0 | 1586 | 45 | 1631 | 6802 | 0
TOTAL ELECTRIC REVENUE | CS07 |  |  | 968728 | 503658 | 223361 | 0 | 74429 | 35393 | 60005 | 71086 | 0 | 166484 | 796 | 167280 | 968728 | 0
TOTAL OP EXP EXC IT & OTHER DEDUCTIONS | OP61 |  |  | -558867 | -220909 | -200239 | 0 | -63048 | -12024 | -37997 | -23896 | 0 | -73917 | -754 | -74671 | -558867 | 0
OTHER | RTXP |  |  | 0 | 0 | 0 | 0 | 0 | 0 | 0 | 0 | 0 | 0 | 0 | 0 | 0 | 0
NET INCOME | NI01 |  |  | 409861 | 282749 | 23122 | 0 | 11381 | 23369 | 22008 | 47190 | 0 | 92567 | 42 | 92609 | 409861 | 0
ADJUSTMENTS TO NET INCOME
TOTAL INTEREST EXPENSE | Y783 |  |  | -56597 | -40795 | -97 | 0 | -1479 | -3609 | -3340 | -7271 | 0 | -14220 | -6 | -14226 | -56597 | 0
TOTAL OTHER DEDUCTIONS | Y828 |  |  | -21043 | -15587 | -37 | 0 | -422 | -1265 | -1177 | -2552 | 0 | -4994 | -3 | -4997 | -21043 | 0
PRELIMINARY TAXABLE INCOME | TI01 |  |  | 332221 | 226367 | 22988 | 0 | 9480 | 18495 | 17491 | 37367 | 0 | 73353 | 33 | 73386 | 332221 | 0
STATE INCOME TAX COMPUTATION
PRELIMINARY TAX ABLE INCOME (INCL AFUDC) | TI01 |  |  | 332221 | 226367 | 22988 | 0 | 9480 | 18495 | 17491 | 37367 | 0 | 73353 | 33 | 73386 | 332221 | 0
DEDUCTIONS IN ADD TO Y871 | Y911 |  |  | -3888 | -2901 | -7 | 0 | -71 | -231 | -214 | -464 | 0 | -909 | 0 | -909 | -3888 | 0
STATE TAXABLE INCOME | SI01 |  |  | 328333 | 223466 | 22981 | 0 | 9409 | 18264 | 17277 | 36903 | 0 | 72444 | 33 | 72477 | 328333 | 0
STATE INCOME TAX PAYABLE
STATE INCOME TAX RATE | K192 | STATETX_FROM |  | 0.057879 | 0.057879 | 0.057879 | 0.057879 | 0.057879 | 0.057879 | 0.057879 | 0.057879 | 0.057879 | 0.057879 | 0.057879 | 0.057879 | 0.057879 | 0.057879
PRELIM SIT = SI01 * K192 | ST01 |  |  | 19003 | 12933 | 1330 | 0 | 545 | 1057 | 1000 | 2136 | 0 | 4193 | 2 | 4195 | 19003 | 0
OTHER SIT ADJUSTMENTS | Z955 |  |  | 0 | 0 | 0 | 0 | 0 | 0 | 0 | 0 | 0 | 0 | 0 | 0 | 0 | 0
STATE INCOME TAX PAYABLE | SP01 |  |  | 19003 | 12933 | 1330 | 0 | 545 | 1057 | 1000 | 2136 | 0 | 4193 | 2 | 4195 | 23196 | 0
SIT ALLOWABLE
STATE INCOME TAX PAYABLE | SP01 |  |  | 19003 | 12933 | 1330 | 0 | 545 | 1057 | 1000 | 2136 | 0 | 4193 | 2 | 4195 | 19003 | 0
TOTAL STATE PROV DEF IT(410.1) | Z911 |  |  | 1377 | 1428 | 0 | 0 | -5 | -12 | -11 | -23 | 0 | -46 | 0 | -46 | 1377 | 0
TOTAL STATE PROV DEF IT(411.1) | Z933 |  |  | 0 | 0 | 0 | 0 | 0 | 0 | 0 | 0 | 0 | 0 | 0 | 0 | 0 | 0
NET STATE INC TAX ALLOWABLE | SA01 |  |  | 20380 | 14361 | 1330 | 0 | 540 | 1045 | 989 | 2113 | 0 | 4147 | 2 | 4149 | 24527 | 0
INCOME TAX BASED ON REVENUES
FEDERAL INCOME TAX COMPUTATION
PRELIMINARY TAXABLE INCOME (INCL AFUDC) | TI01 |  |  | 332221 | 226367 | 22988 | 0 | 9480 | 18495 | 17491 | 37367 | 0 | 73353 | 33 | 73386 | 332221 | 0
STATE INC TAX PAYABLE | SP01 |  |  | -19003 | -12933 | -1330 | 0 | -545 | -1057 | -1000 | -2136 | 0 | -4193 | -2 | -4195 | -19003 | 0
NET FEDERAL TAXABLE INCOME | FI01 |  |  | 313218 | 213434 | 21658 | 0 | 8935 | 17438 | 16491 | 35231 | 0 | 69160 | 31 | 69191 | 313218 | 0
FEDERAL INCOME TAX RATE | K190 | FIT_FROM |  | 0.35 | 0.35 | 0.35 | 0.35 | 0.35 | 0.35 | 0.35 | 0.35 | 0.35 | 0.35 | 0.35 | 0.35 | 0.35 | 0.35
PRELIMINARY FIT = FI01 * K190 | FT01 |  |  | 109626 | 74702 | 7580 | 0 | 3127 | 6103 | 5772 | 12331 | 0 | 24206 | 11 | 24217 | 109626 | 0
TOTAL FED PROV DEF IT (410.1) | Z782 |  |  | 6533 | 7351 | -211 | 0 | -75 | -53 | -363 | -103 | 0 | -519 | -13 | -532 | 6533 | 0
TOTAL FED PROV DEF IT (411.1) | Z803 |  |  | 0 | 0 | 0 | 0 | 0 | 0 | 0 | 0 | 0 | 0 | 0 | 0 | 0 | 0
TOTAL AMORTIZED ITC & SERVICE CO ALLOC. | Z813 |  |  | -501 | -361 | -1 | 0 | -13 | -32 | -30 | -64 | 0 | -126 | 0 | -126 | -501 | 0
NET FED INC TAX ALLOWABLE | FA01 |  |  | 115658 | 81692 | 7368 | 0 | 3039 | 6018 | 5379 | 12164 | 0 | 23561 | -2 | 23559 | 139219 | 0
FEDERAL INCOME TAX PAYABLE
PRELIM FIT | FT01 |  |  | 109626 | 74702 | 7580 | 0 | 3127 | 6103 | 5772 | 12331 | 0 | 24206 | 11 | 24217 | 109626 | 0
TEST YEAR INV TAX CREDIT | Z823 |  |  | 0 | 0 | 0 | 0 | 0 | 0 | 0 | 0 | 0 | 0 | 0 | 0 | 0 | 0
FED INC TAX PAYABLE | FP01 |  |  | 109626 | 74702 | 7580 | 0 | 3127 | 6103 | 5772 | 12331 | 0 | 24206 | 11 | 24217 | 109626 | 0
PRELIMINARY SUMMARY
NET INCOME EXCLUDING AFUDC OFFSET | NI01 |  |  | 410606 | 281594 | 23122 | 0 | 11799 | 23692 | 22366 | 47991 | 0 | 94049 | 42 | 94091 | 410606 | 0
NET FED INC TAX ALLOWABLE | FA01 |  |  | -115658 | -81692 | -7368 | 0 | -3039 | -6018 | -5379 | -12164 | 0 | -23561 | 2 | -23559 | -115658 | 0
NET STATE INC TAX ALLOWABLE | SA01 |  |  | -20380 | -14361 | -1330 | 0 | -540 | -1045 | -989 | -2113 | 0 | -4147 | -2 | -4149 | -20380 | 0
OVERALL RETURN EARNED-SCH 12 | RETU |  |  | 274568 | 185541 | 14424 | 0 | 8220 | 16629 | 15998 | 33714 | 0 | 66341 | 42 | 66383 | 274568 | 0
RATE OF RETURN EARNED-SCH 12 | RORX | ROR_EARN_FROM |  | 0.13956 | 0.13956 | 0.13956 | 0 | 0.13955 | 0.13956 | 0.13956 | 0.13956 | 0 | 0.13956 | 0.13816 | 0.13956 | 0.13956 | 0
CALCULATE INCREMENTAL TAX SPLITS
TAXABLE EXCESS REV -
REVENUE RELATED |  |  |  | -159955 | -108091 | -8403 | 0 | -4789 | -9689 | -9319 | -19640 | 0 | -38648 | -24 | -38672 | -159955 | 0
STATE |  |  |  | -159955 | -108091 | -8403 | 0 | -4789 | -9689 | -9319 | -19640 | 0 | -38648 | -24 | -38672 | -159955 | 0
FED |  |  |  | -150697 | -101834 | -7917 | 0 | -4512 | -9128 | -8780 | -18503 | 0 | -36411 | -23 | -34197 | -150697 | 0
EXCESS TAX - SPLIT
REVENUE RELATED |  |  |  | 0 | 0 | 0 | 0 | 0 | 0 | 0 | 0 | 0 | 0 | 0 | 0 | 0 | 0
STATE |  |  |  | -9258 | -6257 | -486 | 0 | -277 | -561 | -539 | -1137 | 0 | -2237 | -1 | -4475 | -9258 | 0
FED |  |  |  | -52744 | -35642 | -2771 | 0 | -1580 | -3196 | -3072 | -6475 | 0 | -12743 | -8 | -25494 | -52744 | 0
TOTAL |  |  |  | -62002 | -41899 | -3257 | 0 | -1857 | -3757 | -3611 | -7612 | 0 | -14980 | -9 | -14989 | -62002 | 0