## CurrentMkt
|  | Avoided Energy | [5 empty] | Market/Index |  |  |  |  | CT as Proxy for Capacity | [6 empty] | 1 | 2 | 3 | 4 | $/MWh
| Year | Solar: Single-Axis Tracking | Solar: Fixed Tilt | Wind | Other |  | Year | Market: Solar | Index: Solar | Index: Wind |  | Year | Solar: Single-Axis Tracking | Solar: Fixed Tilt | Wind | Other |  |  | SCCT | Solar: Single-Axis Tracking | Solar: Fixed Tilt | Wind | Other | Solar: Single-Axis Tracking | Solar: Fixed Tilt | Wind | Other
| 2022 | 23.0424 | 23.3343 | 22.5534 | 22.0604 |  | 2022 | 27.82 | 32.96 | 29.9 |  | 2022 | 0 | 0 | 0 | 0 |  |  | 0 | 0 | 0 | 0 | 0 | 0 | 0 | 0 | 0
| 2023 | 22.8344 | 23.0477 | 22.4724 | 22.0164 |  | 2023 | 27.82 | 32.96 | 29.9 |  | 2023 | 0 | 0 | 0 | 0 |  |  | 0 | 0 | 0 | 0 | 0 | 0 | 0 | 0 | 0
| 2024 | 23.121 | 23.378 | 22.812 | 22.3085 |  | 2024 | 27.82 | 32.96 | 29.9 |  | 2024 | 0 | 0 | 0 | 0 |  |  | 0 | 0 | 0 | 0 | 0 | 0 | 0 | 0 | 0
| 2025 | 23.2409 | 23.4925 | 23.0962 | 22.5371 |  | 2025 | 27.82 | 32.96 | 29.9 |  | 2025 | 18.3737 | 22.097 | 14.4903 | 12.8132 |  |  | 112243.6084 | 41775.8824 | 32326.1592 | 32165.7917 | 112243.6084 | 18.3737 | 22.097 | 14.4903 | 12.8132
| 2026 | 22.6396 | 22.8182 | 22.3403 | 21.8979 |  | 2026 | 27.82 | 32.96 | 29.9 |  | 2026 | 18.6991 | 22.4883 | 14.7469 | 13.0401 |  |  | 114231.3161 | 42515.6861 | 32898.619 | 32735.4116 | 114231.3161 | 18.6991 | 22.4883 | 14.7469 | 13.0401
| 2027 | 23.0316 | 23.2391 | 22.798 | 22.3589 |  | 2027 | 27.82 | 32.96 | 29.9 |  | 2027 | 19.0303 | 22.8866 | 15.0081 | 13.2711 |  |  | 116254.5146 | 43268.6992 | 33481.3002 | 33315.2021 | 116254.5146 | 19.0303 | 22.8866 | 15.0081 | 13.2711
| 2028 | 22.8093 | 22.9452 | 22.7002 | 21.9979 |  | 2028 | 27.82 | 32.96 | 29.9 |  | 2028 | 19.3674 | 23.292 | 15.2739 | 13.5061 |  |  | 118313.8431 | 44035.1595 | 34074.3868 | 33905.3465 | 118313.8431 | 19.3674 | 23.292 | 15.2739 | 13.5061
| 2029 | 23.2425 | 23.3959 | 23.0859 | 22.4199 |  | 2029 | 27.82 | 32.96 | 29.9 |  | 2029 | 19.7105 | 23.7047 | 15.5445 | 13.7454 |  |  | 120409.9524 | 44815.3091 | 34678.0663 | 34506.0311 | 120409.9524 | 19.7105 | 23.7047 | 15.5445 | 13.7454
| 2030 | 23.8166 | 23.9375 | 23.7169 | 23.0812 |  | 2030 | 27.82 | 32.96 | 29.9 |  | 2030 | 20.0598 | 24.1247 | 15.82 | 13.989 |  |  | 122543.505 | 45609.3948 | 35292.5294 | 35117.446 | 122543.505 | 20.0598 | 24.1247 | 15.82 | 13.989
| 2031 | 24.3377 | 24.4755 | 24.3285 | 23.6083 |  | 2031 | 27.82 | 32.96 | 29.9 |  | 2031 | 20.4153 | 24.5522 | 16.1003 | 14.2369 |  |  | 124715.1755 | 46417.6676 | 35917.9705 | 35739.7843 | 124715.1755 | 20.4153 | 24.5522 | 16.1003 | 14.2369
| 2032 | 24.8877 | 25.0494 | 24.801 | 24.1072 |  | 2032 | 27.82 | 32.96 | 29.9 |  | 2032 | 20.7771 | 24.9874 | 16.3857 | 14.4892 |  |  | 126925.6508 | 47240.3831 | 36554.5874 | 36373.243 | 126925.6508 | 20.7771 | 24.9874 | 16.3857 | 14.4892
| 2033 | 25.4901 | 25.6535 | 25.456 | 24.6947 |  | 2033 | 27.82 | 32.96 | 29.9 |  | 2033 | 21.1454 | 25.4304 | 16.6762 | 14.7461 |  |  | 129175.6303 | 48077.8016 | 37202.5815 | 37018.0224 | 129175.6303 | 21.1454 | 25.4304 | 16.6762 | 14.7461
| 2034 | 25.2476 | 25.4922 | 25.2593 | 24.0687 |  | 2034 | 27.82 | 32.96 | 29.9 |  | 2034 | 21.5203 | 25.8812 | 16.9718 | 15.0075 |  |  | 131465.826 | 48930.1882 | 37862.1579 | 37674.3267 | 131465.826 | 21.5203 | 25.8812 | 16.9718 | 15.0075
| 2035 | 25.7583 | 26.0488 | 25.6933 | 24.5169 |  | 2035 | 27.82 | 32.96 | 29.9 |  | 2035 | 21.9019 | 26.3401 | 17.2728 | 15.2736 |  |  | 133796.9631 | 49797.8127 | 38533.5254 | 38342.3636 | 133796.9631 | 21.9019 | 26.3401 | 17.2728 | 15.2736
| 2036 | 26.2427 | 26.474 | 26.1472 | 25.0662 |  | 2036 | 27.82 | 32.96 | 29.9 |  | 2036 | 22.2903 | 26.8073 | 17.5791 | 15.5445 |  |  | 136169.7796 | 50680.9499 | 39216.8965 | 39022.3446 | 136169.7796 | 22.2903 | 26.8073 | 17.5791 | 15.5445
| 2037 | 26.0142 | 26.2879 | 25.9511 | 24.7347 |  | 2037 | 27.82 | 32.96 | 29.9 |  | 2037 | 22.6857 | 27.2828 | 17.8909 | 15.8202 |  |  | 138585.0272 | 51579.8795 | 39912.4878 | 39714.4851 | 138585.0272 | 22.6857 | 27.2828 | 17.8909 | 15.8202
| 2038 | 26.0699 | 26.4689 | 25.8714 | 24.6511 |  | 2038 | 27.82 | 32.96 | 29.9 |  | 2038 | 23.0881 | 27.7667 | 18.2083 | 16.1009 |  |  | 141043.4713 | 52494.8864 | 40620.5197 | 40419.0045 | 141043.4713 | 23.0881 | 27.7667 | 18.2083 | 16.1009
| 2039 | 24.034 | 24.3906 | 25.1892 | 23.4213 |  | 2039 | 27.82 | 32.96 | 29.9 |  | 2039 | 23.4977 | 28.2594 | 18.5313 | 16.3865 |  |  | 143545.8911 | 53426.2605 | 41341.2166 | 41136.1261 | 143545.8911 | 23.4977 | 28.2594 | 18.5313 | 16.3865
| 2040 | 23.6535 | 24.046 | 23.6772 | 22.8201 |  | 2040 | 27.82 | 32.96 | 29.9 |  | 2040 | 23.9147 | 28.7608 | 18.8601 | 16.6773 |  |  | 146093.0799 | 54374.2972 | 42074.807 | 41866.0772 | 146093.0799 | 23.9147 | 28.7608 | 18.8601 | 16.6773
| 2041 | 23.4471 | 23.7474 | 23.7592 | 22.821 |  | 2041 | 27.82 | 32.96 | 29.9 |  | 2041 | 24.3391 | 29.2713 | 19.1949 | 16.9733 |  |  | 148685.8458 | 55339.2972 | 42821.5236 | 42609.0894 | 148685.8458 | 24.3391 | 29.2713 | 19.1949 | 16.9733
| 2042 | 23.7643 | 24.0609 | 24.1523 | 23.1805 |  | 2042 | 27.82 | 32.96 | 29.9 |  | 2042 | 24.7712 | 29.7908 | 19.5356 | 17.2745 |  |  | 151325.0111 | 56321.5666 | 43581.6032 | 43365.3983 | 151325.0111 | 24.7712 | 29.7908 | 19.5356 | 17.2745
| 2043 | 24.3809 | 24.67 | 24.4853 | 23.5821 |  | 2043 | 27.82 | 32.96 | 29.9 |  | 2043 | 25.2109 | 30.3197 | 19.8824 | 17.5812 |  |  | 154011.4136 | 57321.4172 | 44355.2871 | 44135.244 | 154011.4136 | 25.2109 | 30.3197 | 19.8824 | 17.5812
| 2044 | 24.8109 | 25.1287 | 25.1865 | 24.0987 |  | 2044 | 27.82 | 32.96 | 29.9 |  | 2044 | 25.6585 | 30.858 | 20.2354 | 17.8934 |  |  | 156745.9059 | 58339.1662 | 45142.8209 | 44918.8709 | 156745.9059 | 25.6585 | 30.858 | 20.2354 | 17.8934
| 2045 | 25.6472 | 26.054 | 25.5648 | 24.719 |  | 2045 | 27.82 | 32.96 | 29.9 |  | 2045 | 26.1142 | 31.406 | 20.5947 | 18.2111 |  |  | 159529.3564 | 59375.137 | 45944.4547 | 45716.5278 | 159529.3564 | 26.1142 | 31.406 | 20.5947 | 18.2111
| Avoided Energy |  | 20-Year Energy Payment for Contract Beginning: | [5 empty] | All-in avoided cost for QFs w/o Losses | [5 empty] | Avoided Energy w/ Losses KU |  |  | Avoided Energy w/ Losses LG&E |  |  |  | All-In AC Rate w/ Losses KU |  |  |  | All-In AC Rate w/ Losses LG&E
|  | 2-Year PPA | 2022 | 2023 | 2024 | 2025 | 2026 | AVERAGE 2022/2023 | 2022 | 2023 | 2024 | 2025 | 2026 |  | PPA | 2022 | 2023 | PPA | 2022 | 2023 |  | PPA | 2022 | 2023 | AVERAGE 22/23 | PPA | 2022 | 2023 | AVERAGE 22/23
1 | Solar: Single-Axis Tracking | 22.9384 | 23.8475 | 23.9199 | 24.0319 | 24.1358 | 24.2565 | 40.3359 | 39.4622 | 41.2096 | 43.1206 | 45.1561 | 45.6495 |  | 24.0276 | 24.9798 | 25.0557 | 23.5743 | 24.5086 | 24.583 |  | 24.0276 | 41.6016 | 43.4604 | 42.531 | 23.5743 | 40.7696 | 42.5883 | 41.679
2 | Solar: Fixed Tilt | 23.191 | 24.0737 | 24.1419 | 24.2564 | 24.3596 | 24.4823 | 43.8939 | 42.8527 | 44.9352 | 47.2132 | 49.6395 | 50.2104 |  | 24.2921 | 25.2168 | 25.2882 | 23.8339 | 24.7411 | 24.8111 |  | 24.2921 | 45.2069 | 47.4225 | 46.3147 | 23.8339 | 44.2973 | 46.465 | 45.3812
3 | Wind | 22.5129 | 23.7094 | 23.8275 | 23.9694 | 24.1071 | 24.2372 | 36.7434 | 36.0238 | 37.4629 | 39.0236 | 40.6846 | 41.1086 |  | 23.5818 | 24.8352 | 24.9589 | 23.137 | 24.3667 | 24.4881 |  | 23.5818 | 37.9438 | 39.4736 | 38.7087 | 23.137 | 37.1908 | 38.6878 | 37.9393
4 | Other | 22.0384 | 22.9838 | 23.0742 | 23.1848 | 23.2888 | 23.3943 | 34.5022 | 33.8729 | 35.1314 | 36.4966 | 37.9477 | 38.313 |  | 23.0848 | 24.0751 | 24.1698 | 22.6494 | 23.6209 | 23.7138 |  | 23.0848 | 35.6665 | 37.0046 | 36.3356 | 22.6494 | 34.9608 | 36.2701 | 35.6154
| 2025 Capacity Need | Note: Change cell C10 in LevelCT worksheet to change year of capacity need.
| Avoided Capacity |  | 20-Year Demand Payment for Contract Beginning
|  | 2-Year PPA | 2022 | 2023 | 2024 | 2025 | 2026 | [7 empty] | Avoided Capacity w/ Losses KU |  |  | Avoided Capacity w/ Losses LG&E
1 | Solar: Single-Axis Tracking | 0 | 15.6147 | 17.2897 | 19.0887 | 21.0203 | 21.393 | [7 empty] | PPA | 2022 | 2023 | PPA | 2022 | 2023
2 | Solar: Fixed Tilt | 0 | 18.7789 | 20.7933 | 22.9568 | 25.2799 | 25.7281 | [7 empty] | 0 | 16.6218 | 18.4048 | 0 | 16.261 | 18.0053
3 | Wind | 0 | 12.3144 | 13.6354 | 15.0541 | 16.5775 | 16.8714 | [7 empty] | 0 | 19.9901 | 22.1343 | 0 | 19.5562 | 21.6539
4 | Other |  | 10.8892 | 12.0572 | 13.3118 | 14.6589 | 14.9187 | [7 empty] | 0 | 13.1087 | 14.5148 | 0 | 12.8241 | 14.1997
[15 empty] | 0 | 11.5915 | 12.8348 | 0 | 11.3399 | 12.5563
|  | Transmission |  | Primary
| Line Losses | Energy | Demand | Energy | Demand
| KU | 2.564% | 3.112% | 2.184% | 3.337%
| LG&E | 0.8072% | 1.393% | 1.965% | 2.746%
Source: Seelye Supplemental Testimony pages 11-13, KUPSC-5 Q:20 page 5 of 51 (pdf 156 of 202), page 25 of 51 (pdf 176 of 202), and LGEPSC-5 Q:21 page 5 of 51 (157 of 203)
|  | total energy | total demand
| KU | 4.748% | 6.449%
| LG&E | 2.772% | 4.139%

## LevelCT
| WACC | 6.75%
| 1st Year of Analysis Period | 2021
| Capital | ECC |  | 3 |  | CF | RR | ECC | PV | FCR
| Base Year for ALL Costs | 2021
| Sales Tax | 6%
| Operating Scenario | 1
| Proposal | 1
| Evaluate Proposals Over Fixed Period | 1
| 1st Year of Fixed Period | 2025
| Last Year of Fixed Period | 2070
| QF Contract Begins | 2024
| QF Term | 7
| Respondent | NREL
| Technology | SCCT
| Description | SB SCCT (220 MW)
| Location | Greenfield
| Capacity | 220
| Cost Item | 2021 | 2022 | 2023 | 2024 | 2025 | 2026 | 2027 | 2028 | 2029 | 2030 | 2031 | 2032 | 2033 | 2034 | 2035 | 2036 | 2037 | 2038 | 2039 | 2040 | 2041 | 2042 | 2043 | 2044 | 2045 | 2046 | 2047 | 2048 | 2049 | 2050 | 2051 | 2052 | 2053 | 2054 | 2055 | 2056 | 2057 | 2058 | 2059 | 2060 | 2061 | 2062 | 2063 | 2064 | 2065 | 2066 | 2067 | 2068 | 2069 | 2070
1 | Overnight Capital | 0 | 0 | 0 | 0 | 16533586.4651 | 16807682.005 | 17086321.5296 | 17369580.3696 | 17657535.1045 | 17950263.5834 | 18247844.9459 | 18550359.6435 | 18857889.4618 | 19170517.5418 | 19488328.4031 | 19811407.9663 | 20139843.5766 | 20473724.0271 | 20813139.5829 | 21158182.0056 | 21508944.5779 | 21865522.1292 | 22228011.0607 | 22596509.3719 | 22971116.687 | 23351934.2817 | 23739065.1106 | 24132613.8352 | 24532686.852 | 24939392.3215 | 25352840.1972 | 25773142.2554 | 26200412.1254 | 26634765.3203 | 0 | 0 | 0 | 0 | 0 | 0 | 0 | 0 | 0 | 0 | 0 | 0 | 0 | 0 | 0 | 0
2 | Capital w/ Profile | 0 | 0 | 0 | 0 | 0 | 0 | 0 | 0 | 0 | 0 | 0 | 0 | 0 | 0 | 0 | 0 | 0 | 0 | 0 | 0 | 0 | 0 | 0 | 0 | 0 | 0 | 0 | 0 | 0 | 0 | 0 | 0 | 0 | 0 | 0 | 0 | 0 | 0 | 0 | 0 | 0 | 0 | 0 | 0 | 0 | 0 | 0 | 0 | 0 | 0
3 | XM System Upgrades | 0 | 0 | 0 | 0 | 0 | 0 | 0 | 0 | 0 | 0 | 0 | 0 | 0 | 0 | 0 | 0 | 0 | 0 | 0 | 0 | 0 | 0 | 0 | 0 | 0 | 0 | 0 | 0 | 0 | 0 | 0 | 0 | 0 | 0 | 0 | 0 | 0 | 0 | 0 | 0 | 0 | 0 | 0 | 0 | 0 | 0 | 0 | 0 | 0 | 0
4 | On-Going Capital #1 | 0 | 0 | 0 | 0 | 0 | 0 | 0 | 0 | 0 | 0 | 0 | 0 | 0 | 0 | 0 | 0 | 0 | 0 | 0 | 0 | 0 | 0 | 0 | 0 | 0 | 0 | 0 | 0 | 0 | 0 | 0 | 0 | 0 | 0 | 0 | 0 | 0 | 0 | 0 | 0 | 0 | 0 | 0 | 0 | 0 | 0 | 0 | 0 | 0 | 0
5 | On-Going Capital #2 | 0 | 0 | 0 | 0 | 0 | 0 | 0 | 0 | 0 | 0 | 0 | 0 | 0 | 0 | 0 | 0 | 0 | 0 | 0 | 0 | 0 | 0 | 0 | 0 | 0 | 0 | 0 | 0 | 0 | 0 | 0 | 0 | 0 | 0 | 0 | 0 | 0 | 0 | 0 | 0 | 0 | 0 | 0 | 0 | 0 | 0 | 0 | 0 | 0 | 0
6 | On-Going O&M #1 | 0 | 0 | 0 | 0 | 2879612.7936 | 2937205.0494 | 2995949.1504 | 3055868.1334 | 3116985.4961 | 3179325.206 | 3242911.7101 | 3307769.9443 | 3373925.3432 | 3441403.8501 | 3510231.9271 | 3580436.5656 | 3652045.2969 | 3725086.2029 | 3799587.9269 | 3875579.6855 | 3953091.2792 | 4032153.1048 | 4112796.1669 | 4195052.0902 | 4278953.132 | 4364532.1947 | 4451822.8385 | 4540859.2953 | 4631676.4812 | 4724310.0108 | 4818796.2111 | 4915172.1353 | 5013475.578 | 5113745.0896 | 0 | 0 | 0 | 0 | 0 | 0 | 0 | 0 | 0 | 0 | 0 | 0 | 0 | 0 | 0 | 0
7 | On-Going O&M #2 | 0 | 0 | 0 | 0 | 0 | 0 | 0 | 0 | 0 | 0 | 0 | 0 | 0 | 0 | 0 | 0 | 0 | 0 | 0 | 0 | 0 | 0 | 0 | 0 | 0 | 0 | 0 | 0 | 0 | 0 | 0 | 0 | 0 | 0 | 0 | 0 | 0 | 0 | 0 | 0 | 0 | 0 | 0 | 0 | 0 | 0 | 0 | 0 | 0 | 0
8 | On-Going XM | 0 | 0 | 0 | 0 | 0 | 0 | 0 | 0 | 0 | 0 | 0 | 0 | 0 | 0 | 0 | 0 | 0 | 0 | 0 | 0 | 0 | 0 | 0 | 0 | 0 | 0 | 0 | 0 | 0 | 0 | 0 | 0 | 0 | 0 | 0 | 0 | 0 | 0 | 0 | 0 | 0 | 0 | 0 | 0 | 0 | 0 | 0 | 0 | 0 | 0
9 | On-Going FGT | 0 | 0 | 0 | 0 | 5280394.5932 | 5386002.485 | 5493722.5347 | 5603596.9854 | 5715668.9251 | 5829982.3036 | 5946581.9497 | 6065513.5887 | 6186823.8605 | 6310560.3377 | 6436771.5444 | 6565506.9753 | 6696817.1148 | 6830753.4571 | 6967368.5263 | 7106715.8968 | 7248850.2147 | 7393827.219 | 7541703.7634 | 7692537.8387 | 7846388.5954 | 8003316.3674 | 8163382.6947 | 8326650.3486 | 8493183.3556 | 8663047.0227 | 8836307.9631 | 9013034.1224 | 9193294.8048 | 9377160.7009 | 0 | 0 | 0 | 0 | 0 | 0 | 0 | 0 | 0 | 0 | 0 | 0 | 0 | 0 | 0 | 0
10 | Annual Fuel Burn | 0 | 0 | 0 | 0 | 0 | 0 | 0 | 0 | 0 | 0 | 0 | 0 | 0 | 0 | 0 | 0 | 0 | 0 | 0 | 0 | 0 | 0 | 0 | 0 | 0 | 0 | 0 | 0 | 0 | 0 | 0 | 0 | 0 | 0 | 0 | 0 | 0 | 0 | 0 | 0 | 0 | 0 | 0 | 0 | 0 | 0 | 0 | 0 | 0 | 0
11 | Energy Price | 0 | 0 | 0 | 0 | 0 | 0 | 0 | 0 | 0 | 0 | 0 | 0 | 0 | 0 | 0 | 0 | 0 | 0 | 0 | 0 | 0 | 0 | 0 | 0 | 0 | 0 | 0 | 0 | 0 | 0 | 0 | 0 | 0 | 0 | 0 | 0 | 0 | 0 | 0 | 0 | 0 | 0 | 0 | 0 | 0 | 0 | 0 | 0 | 0 | 0
12 | Variable O&M | 0 | 0 | 0 | 0 | 0 | 0 | 0 | 0 | 0 | 0 | 0 | 0 | 0 | 0 | 0 | 0 | 0 | 0 | 0 | 0 | 0 | 0 | 0 | 0 | 0 | 0 | 0 | 0 | 0 | 0 | 0 | 0 | 0 | 0 | 0 | 0 | 0 | 0 | 0 | 0 | 0 | 0 | 0 | 0 | 0 | 0 | 0 | 0 | 0 | 0
13 | Start Cost | 0 | 0 | 0 | 0 | 0 | 0 | 0 | 0 | 0 | 0 | 0 | 0 | 0 | 0 | 0 | 0 | 0 | 0 | 0 | 0 | 0 | 0 | 0 | 0 | 0 | 0 | 0 | 0 | 0 | 0 | 0 | 0 | 0 | 0 | 0 | 0 | 0 | 0 | 0 | 0 | 0 | 0 | 0 | 0 | 0 | 0 | 0 | 0 | 0 | 0
14 | Start Fuel | 0 | 0 | 0 | 0 | 0 | 0 | 0 | 0 | 0 | 0 | 0 | 0 | 0 | 0 | 0 | 0 | 0 | 0 | 0 | 0 | 0 | 0 | 0 | 0 | 0 | 0 | 0 | 0 | 0 | 0 | 0 | 0 | 0 | 0 | 0 | 0 | 0 | 0 | 0 | 0 | 0 | 0 | 0 | 0 | 0 | 0 | 0 | 0 | 0 | 0
15 | Hourly Operating Cost | 0 | 0 | 0 | 0 | 0 | 0 | 0 | 0 | 0 | 0 | 0 | 0 | 0 | 0 | 0 | 0 | 0 | 0 | 0 | 0 | 0 | 0 | 0 | 0 | 0 | 0 | 0 | 0 | 0 | 0 | 0 | 0 | 0 | 0 | 0 | 0 | 0 | 0 | 0 | 0 | 0 | 0 | 0 | 0 | 0 | 0 | 0 | 0 | 0 | 0
| Total | 0 | 0 | 0 | 0 | 24693593.8519 | 25130889.5394 | 25575993.2147 | 26029045.4884 | 26490189.5257 | 26959571.093 | 27437338.6057 | 27923643.1766 | 28418638.6655 | 28922481.7295 | 29435331.8746 | 29957351.5072 | 30488705.9884 | 31029563.6871 | 31580096.0361 | 32140477.5878 | 32710886.0718 | 33291502.453 | 33882510.9909 | 34484099.3008 | 35096458.4145 | 35719782.8437 | 36354270.6438 | 37000123.4791 | 37657546.6888 | 38326749.3551 | 39007944.3714 | 39701348.5131 | 40407182.5082 | 41125671.1108 | 0 | 0 | 0 | 0 | 0 | 0 | 0 | 0 | 0 | 0 | 0 | 0 | 0 | 0 | 0 | 0
| Generation | 0 | 0 | 0 | 0 | 289080 | 289080 | 289080 | 289080 | 289080 | 289080 | 289080 | 289080 | 289080 | 289080 | 289080 | 289080 | 289080 | 289080 | 289080 | 289080 | 289080 | 289080 | 289080 | 289080 | 289080 | 289080 | 289080 | 289080 | 289080 | 289080 | 289080 | 289080 | 289080 | 289080 | 0 | 0 | 0 | 0 | 0 | 0 | 0 | 0 | 0 | 0 | 0 | 0 | 0 | 0 | 0 | 0
| QF Contract Term | 0 | 0 | 0 | 220 | 220 | 220 | 220 | 220 | 220 | 220 | 0 | 0 | 0 | 0 | 0 | 0 | 0 | 0 | 0 | 0 | 0 | 0 | 0 | 0 | 0 | 0 | 0 | 0 | 0 | 0 | 0 | 0 | 0 | 0 | 0 | 0 | 0 | 0 | 0 | 0 | 0 | 0 | 0 | 0 | 0 | 0 | 0 | 0 | 0 | 0
| $/MW-Year | 0 | 0 | 0 | 0 | 112243.6084 | 114231.3161 | 116254.5146 | 118313.8431 | 120409.9524 | 122543.505 | 124715.1755 | 126925.6508 | 129175.6303 | 131465.826 | 133796.9631 | 136169.7796 | 138585.0272 | 141043.4713 | 143545.8911 | 146093.0799 | 148685.8458 | 151325.0111 | 154011.4136 | 156745.9059 | 159529.3564 | 162362.6493 | 165246.6847 | 168182.3795 | 171170.6668 | 174212.4971 | 177308.8381 | 180460.6751 | 183669.0114 | 186934.8687 | 0 | 0 | 0 | 0 | 0 | 0 | 0 | 0 | 0 | 0 | 0 | 0 | 0 | 0 | 0 | 0
| QF: $/MW-Year | 220 2021: 96791.6129
| Levelized Cost of Energy ($/MWh) | 220 2021: 102.6582
| 96791.6129 | 220 2021: 2022; 220 2022: 2023; 220 2023: 2024; 220 2024: 2025; 220 2025: 2026
| 2028 | 220 2021: 13776.3601; 220 2022: 28726.6937; 220 2023: 44934.6037; 220 2024: 62489.4151; 220 2025: 81486.5621
| 2034 | 220 2021: 0; 220 2022: 0; 220 2023: 0; 220 2024: 0; 220 2025: 0
| 2035 | 220 2021: 0; 220 2022: 0; 220 2023: 0; 220 2024: 0; 220 2025: 0
Availability Multiplier | 2028 Need | 220 2028: CF; 220 2029: 2022; 220 2030: 2023; 220 2031: 2024; 220 2032: 2025; 220 2033: 2026
37.22% | Solar: Single-Axis Tracking | 220 2021: 5127.4153; 220 2022: 10691.7712; 220 2023: 16724.1837; 220 2024: 23257.8985; 220 2025: 30328.4355; 220 2027: 1; 220 2028: 25.96%; 220 2029: 2.2551; 220 2030: 4.7024; 220 2031: 7.3556; 220 2032: 10.2292; 220 2033: 13.3389
28.8% | Solar: Fixed Tilt | 220 2021: 3967.5917; 220 2022: 8273.2878; 220 2023: 12941.1659; 220 2024: 17996.9516; 220 2025: 23468.1299; 220 2027: 1; 220 2028: 16.7%; 220 2029: 2.7121; 220 2030: 5.6553; 220 2031: 8.8461; 220 2032: 12.3021; 220 2033: 16.042
28.66% | Wind | 220 2021: 3947.9088; 220 2022: 8232.2446; 220 2023: 12876.9658; 220 2024: 17907.6701; 220 2025: 23351.7063; 220 2027: 1; 220 2028: 25.34%; 220 2029: 1.7785; 220 2030: 3.7085; 220 2031: 5.8009; 220 2032: 8.0672; 220 2033: 10.5197
100% | Other | 220 2021: 13776.3601; 220 2022: 28726.6937; 220 2023: 44934.6037; 220 2024: 62489.4151; 220 2025: 81486.5621; 220 2027: 1; 220 2028: 100%; 220 2029: 1.5726; 220 2030: 3.2793; 220 2031: 5.1295; 220 2032: 7.1335; 220 2033: 9.3021
2034 Need
37.22% | Solar: Single-Axis Tracking | 220 2021: 0; 220 2022: 0; 220 2023: 0; 220 2024: 0; 220 2025: 0; 220 2027: 2; 220 2028: 25.96%; 220 2029: 0; 220 2030: 0; 220 2031: 0; 220 2032: 0; 220 2033: 0
28.8% | Solar: Fixed Tilt | 220 2021: 0; 220 2022: 0; 220 2023: 0; 220 2024: 0; 220 2025: 0; 220 2027: 2; 220 2028: 16.7%; 220 2029: 0; 220 2030: 0; 220 2031: 0; 220 2032: 0; 220 2033: 0
28.66% | Wind | 220 2021: 0; 220 2022: 0; 220 2023: 0; 220 2024: 0; 220 2025: 0; 220 2027: 2; 220 2028: 25.34%; 220 2029: 0; 220 2030: 0; 220 2031: 0; 220 2032: 0; 220 2033: 0
100% | Other | 220 2021: 0; 220 2022: 0; 220 2023: 0; 220 2024: 0; 220 2025: 0; 220 2027: 2; 220 2028: 100%; 220 2029: 0; 220 2030: 0; 220 2031: 0; 220 2032: 0; 220 2033: 0
2035 Need
37.22% | Solar: Single-Axis Tracking | 220 2021: 0; 220 2022: 0; 220 2023: 0; 220 2024: 0; 220 2025: 0; 220 2027: 3; 220 2028: 25.96%; 220 2029: 0; 220 2030: 0; 220 2031: 0; 220 2032: 0; 220 2033: 0
28.8% | Solar: Fixed Tilt | 220 2021: 0; 220 2022: 0; 220 2023: 0; 220 2024: 0; 220 2025: 0; 220 2027: 3; 220 2028: 16.7%; 220 2029: 0; 220 2030: 0; 220 2031: 0; 220 2032: 0; 220 2033: 0
28.66% | Wind | 220 2021: 0; 220 2022: 0; 220 2023: 0; 220 2024: 0; 220 2025: 0; 220 2027: 3; 220 2028: 25.34%; 220 2029: 0; 220 2030: 0; 220 2031: 0; 220 2032: 0; 220 2033: 0
100% | Other | 220 2021: 0; 220 2022: 0; 220 2023: 0; 220 2024: 0; 220 2025: 0; 220 2027: 3; 220 2028: 100%; 220 2029: 0; 220 2030: 0; 220 2031: 0; 220 2032: 0; 220 2033: 0

## Years for C10
Year
2021
2022
2023
2024
2025
2026
2027
2028
2029
2030
2031
2032
2033
2034
2035

## Detail
[28 empty] | Nominal Cash Flows | [49 empty] | ECC
Ret Scen | Gen Alt Row Num | Cost Item | Res Num | Res Row Num | Gen Alt | Res | RFP Respondent | RFP Resource | Case | Item | Descr | Cap/ O&M | Inc | Base Yr Value | Units | Comm Yr | Rpt. | Dur. | Nominal Spend Profile | Escalator | Capital RR Profile | RR Comm Year | LU Nom | LU Esc | LU RR | Tax | Cont | 2021 | 2022 | 2023 | 2024 | 2025 | 2026 | 2027 | 2028 | 2029 | 2030 | 2031 | 2032 | 2033 | 2034 | 2035 | 2036 | 2037 | 2038 | 2039 | 2040 | 2041 | 2042 | 2043 | 2044 | 2045 | 2046 | 2047 | 2048 | 2049 | 2050 | 2051 | 2052 | 2053 | 2054 | 2055 | 2056 | 2057 | 2058 | 2059 | 2060 | 2061 | 2062 | 2063 | 2064 | 2065 | 2066 | 2067 | 2068 | 2069 | 2070 | 2021 | 2022 | 2023 | 2024 | 2025 | 2026 | 2027 | 2028 | 2029 | 2030 | 2031 | 2032 | 2033 | 2034 | 2035 | 2036 | 2037 | 2038 | 2039 | 2040 | 2041 | 2042 | 2043 | 2044 | 2045 | 2046 | 2047 | 2048 | 2049 | 2050 | 2051 | 2052 | 2053 | 2054 | 2055 | 2056 | 2057 | 2058 | 2059 | 2060 | 2061 | 2062 | 2063 | 2064 | 2065 | 2066 | 2067 | 2068 | 2069 | 2070 | Esc | Book Life | K | Yr1 ECC | FCR
|  | 1 | 1 | 1 |  | 1 | NREL | SB SCCT (220 MW) | 1 | Gen Alternative | Overnight Capital | Capital | 1 | 207741095.9305 | $ | 2025 |  |  |  | SCCT_Capital | ON_SCCT | 2025 | 0 | 2 | 1 |  | 0 | 0 | 0 | 0 | 0 | 221863278.2291 | 0 | 0 | 0 | 0 | 0 | 0 | 0 | 0 | 0 | 0 | 0 | 0 | 0 | 0 | 0 | 0 | 0 | 0 | 0 | 0 | 0 | 0 | 0 | 0 | 0 | 0 | 0 | 0 | 0 | 0 | 0 | 0 | 0 | 0 | 0 | 0 | 0 | 0 | 0 | 0 | 0 | 0 | 0 | 0 | 0 | 0 | 0 | 0 | 0 | 16533586.4651 | 16807682.005 | 17086321.5296 | 17369580.3696 | 17657535.1045 | 17950263.5834 | 18247844.9459 | 18550359.6435 | 18857889.4618 | 19170517.5418 | 19488328.4031 | 19811407.9663 | 20139843.5766 | 20473724.0271 | 20813139.5829 | 21158182.0056 | 21508944.5779 | 21865522.1292 | 22228011.0607 | 22596509.3719 | 22971116.687 | 23351934.2817 | 23739065.1106 | 24132613.8352 | 24532686.852 | 24939392.3215 | 25352840.1972 | 25773142.2554 | 26200412.1254 | 26634765.3203 | 0 | 0 | 0 | 0 | 0 | 0 | 0 | 0 | 0 | 0 | 0 | 0 | 0 | 0 | 0 | 0 | 1.658% | 30 | 1.1257 | 6.62% | 8.845% | if O&M or CF, value
|  | 1 | 2 | 0 |  |  |  |  | 1 | Gen Alternative | Overnight Capital | Capital | 1 | 0 | $ | 0 |  |  |  | 0 |  | 0 | 0 | 0 | 0 |  | 0 | 0 | 0 | 0 | 0 | 0 | 0 | 0 | 0 | 0 | 0 | 0 | 0 | 0 | 0 | 0 | 0 | 0 | 0 | 0 | 0 | 0 | 0 | 0 | 0 | 0 | 0 | 0 | 0 | 0 | 0 | 0 | 0 | 0 | 0 | 0 | 0 | 0 | 0 | 0 | 0 | 0 | 0 | 0 | 0 | 0 | 0 | 0 | 0 | 0 | 0 | 0 | 0 | 0 | 0 | 0 | 0 | 0 | 0 | 0 | 0 | 0 | 0 | 0 | 0 | 0 | 0 | 0 | 0 | 0 | 0 | 0 | 0 | 0 | 0 | 0 | 0 | 0 | 0 | 0 | 0 | 0 | 0 | 0 | 0 | 0 | 0 | 0 | 0 | 0 | 0 | 0 | 0 | 0 | 0 | 0 | 0 | 0 | 0 | 0 | 0 | 0% | 0 | 0 | 0% | 0% | if ON_
|  | 1 | 3 | 0 |  |  |  |  | 1 | Gen Alternative | Overnight Capital | Capital | 1 | 0 | $ | 0 |  |  |  | 0 |  | 0 | 0 | 0 | 0 |  | 0 | 0 | 0 | 0 | 0 | 0 | 0 | 0 | 0 | 0 | 0 | 0 | 0 | 0 | 0 | 0 | 0 | 0 | 0 | 0 | 0 | 0 | 0 | 0 | 0 | 0 | 0 | 0 | 0 | 0 | 0 | 0 | 0 | 0 | 0 | 0 | 0 | 0 | 0 | 0 | 0 | 0 | 0 | 0 | 0 | 0 | 0 | 0 | 0 | 0 | 0 | 0 | 0 | 0 | 0 | 0 | 0 | 0 | 0 | 0 | 0 | 0 | 0 | 0 | 0 | 0 | 0 | 0 | 0 | 0 | 0 | 0 | 0 | 0 | 0 | 0 | 0 | 0 | 0 | 0 | 0 | 0 | 0 | 0 | 0 | 0 | 0 | 0 | 0 | 0 | 0 | 0 | 0 | 0 | 0 | 0 | 0 | 0 | 0 | 0 | 0 | 0% | 0 | 0 | 0% | 0% |  | if RR, sumproduct(values,profiles)
|  | 1 | 4 | 0 |  |  |  |  | 1 | Gen Alternative | Overnight Capital | Capital | 1 | 0 | $ | 0 |  |  |  | 0 |  | 0 | 0 | 0 | 0 |  | 0 | 0 | 0 | 0 | 0 | 0 | 0 | 0 | 0 | 0 | 0 | 0 | 0 | 0 | 0 | 0 | 0 | 0 | 0 | 0 | 0 | 0 | 0 | 0 | 0 | 0 | 0 | 0 | 0 | 0 | 0 | 0 | 0 | 0 | 0 | 0 | 0 | 0 | 0 | 0 | 0 | 0 | 0 | 0 | 0 | 0 | 0 | 0 | 0 | 0 | 0 | 0 | 0 | 0 | 0 | 0 | 0 | 0 | 0 | 0 | 0 | 0 | 0 | 0 | 0 | 0 | 0 | 0 | 0 | 0 | 0 | 0 | 0 | 0 | 0 | 0 | 0 | 0 | 0 | 0 | 0 | 0 | 0 | 0 | 0 | 0 | 0 | 0 | 0 | 0 | 0 | 0 | 0 | 0 | 0 | 0 | 0 | 0 | 0 | 0 | 0 | 0% | 0 | 0 | 0% | 0% |  | if ECC, K*yr1ECC*sumproduct(values,esc)
|  | 1 | 5 | 0 |  |  |  |  | 1 | Gen Alternative | Overnight Capital | Capital | 1 | 0 | $ | 0 |  |  |  | 0 |  | 0 | 0 | 0 | 0 |  | 0 | 0 | 0 | 0 | 0 | 0 | 0 | 0 | 0 | 0 | 0 | 0 | 0 | 0 | 0 | 0 | 0 | 0 | 0 | 0 | 0 | 0 | 0 | 0 | 0 | 0 | 0 | 0 | 0 | 0 | 0 | 0 | 0 | 0 | 0 | 0 | 0 | 0 | 0 | 0 | 0 | 0 | 0 | 0 | 0 | 0 | 0 | 0 | 0 | 0 | 0 | 0 | 0 | 0 | 0 | 0 | 0 | 0 | 0 | 0 | 0 | 0 | 0 | 0 | 0 | 0 | 0 | 0 | 0 | 0 | 0 | 0 | 0 | 0 | 0 | 0 | 0 | 0 | 0 | 0 | 0 | 0 | 0 | 0 | 0 | 0 | 0 | 0 | 0 | 0 | 0 | 0 | 0 | 0 | 0 | 0 | 0 | 0 | 0 | 0 | 0 | 0% | 0 | 0 | 0% | 0% |  | if PV, value * K
|  | 1 | 6 | 0 |  |  |  |  | 1 | Gen Alternative | Overnight Capital | Capital | 1 | 0 | $ | 0 |  |  |  | 0 |  | 0 | 0 | 0 | 0 |  | 0 | 0 | 0 | 0 | 0 | 0 | 0 | 0 | 0 | 0 | 0 | 0 | 0 | 0 | 0 | 0 | 0 | 0 | 0 | 0 | 0 | 0 | 0 | 0 | 0 | 0 | 0 | 0 | 0 | 0 | 0 | 0 | 0 | 0 | 0 | 0 | 0 | 0 | 0 | 0 | 0 | 0 | 0 | 0 | 0 | 0 | 0 | 0 | 0 | 0 | 0 | 0 | 0 | 0 | 0 | 0 | 0 | 0 | 0 | 0 | 0 | 0 | 0 | 0 | 0 | 0 | 0 | 0 | 0 | 0 | 0 | 0 | 0 | 0 | 0 | 0 | 0 | 0 | 0 | 0 | 0 | 0 | 0 | 0 | 0 | 0 | 0 | 0 | 0 | 0 | 0 | 0 | 0 | 0 | 0 | 0 | 0 | 0 | 0 | 0 | 0 | 0% | 0 | 0 | 0% | 0% |  | if FCR, FCR*sum(up to book life # of values)… In year 41, formula only sums 40 values.
|  | 1 | 7 | 0 |  |  |  |  | 1 | Gen Alternative | Overnight Capital | Capital | 1 | 0 | $ | 0 |  |  |  | 0 |  | 0 | 0 | 0 | 0 |  | 0 | 0 | 0 | 0 | 0 | 0 | 0 | 0 | 0 | 0 | 0 | 0 | 0 | 0 | 0 | 0 | 0 | 0 | 0 | 0 | 0 | 0 | 0 | 0 | 0 | 0 | 0 | 0 | 0 | 0 | 0 | 0 | 0 | 0 | 0 | 0 | 0 | 0 | 0 | 0 | 0 | 0 | 0 | 0 | 0 | 0 | 0 | 0 | 0 | 0 | 0 | 0 | 0 | 0 | 0 | 0 | 0 | 0 | 0 | 0 | 0 | 0 | 0 | 0 | 0 | 0 | 0 | 0 | 0 | 0 | 0 | 0 | 0 | 0 | 0 | 0 | 0 | 0 | 0 | 0 | 0 | 0 | 0 | 0 | 0 | 0 | 0 | 0 | 0 | 0 | 0 | 0 | 0 | 0 | 0 | 0 | 0 | 0 | 0 | 0 | 0 | 0% | 0 | 0 | 0% | 0% | else
|  | 1 | 8 | 0 |  |  |  |  | 1 | Gen Alternative | Overnight Capital | Capital | 1 | 0 | $ | 0 |  |  |  | 0 |  | 0 | 0 | 0 | 0 |  | 0 | 0 | 0 | 0 | 0 | 0 | 0 | 0 | 0 | 0 | 0 | 0 | 0 | 0 | 0 | 0 | 0 | 0 | 0 | 0 | 0 | 0 | 0 | 0 | 0 | 0 | 0 | 0 | 0 | 0 | 0 | 0 | 0 | 0 | 0 | 0 | 0 | 0 | 0 | 0 | 0 | 0 | 0 | 0 | 0 | 0 | 0 | 0 | 0 | 0 | 0 | 0 | 0 | 0 | 0 | 0 | 0 | 0 | 0 | 0 | 0 | 0 | 0 | 0 | 0 | 0 | 0 | 0 | 0 | 0 | 0 | 0 | 0 | 0 | 0 | 0 | 0 | 0 | 0 | 0 | 0 | 0 | 0 | 0 | 0 | 0 | 0 | 0 | 0 | 0 | 0 | 0 | 0 | 0 | 0 | 0 | 0 | 0 | 0 | 0 | 0 | 0% | 0 | 0 | 0% | 0% |  | if RR, sum(nominal cash flows)*offset(Rrprofile)... (done)
|  | 1 | 9 | 0 |  |  |  |  | 1 | Gen Alternative | Overnight Capital | Capital | 1 | 0 | $ | 0 |  |  |  | 0 |  | 0 | 0 | 0 | 0 |  | 0 | 0 | 0 | 0 | 0 | 0 | 0 | 0 | 0 | 0 | 0 | 0 | 0 | 0 | 0 | 0 | 0 | 0 | 0 | 0 | 0 | 0 | 0 | 0 | 0 | 0 | 0 | 0 | 0 | 0 | 0 | 0 | 0 | 0 | 0 | 0 | 0 | 0 | 0 | 0 | 0 | 0 | 0 | 0 | 0 | 0 | 0 | 0 | 0 | 0 | 0 | 0 | 0 | 0 | 0 | 0 | 0 | 0 | 0 | 0 | 0 | 0 | 0 | 0 | 0 | 0 | 0 | 0 | 0 | 0 | 0 | 0 | 0 | 0 | 0 | 0 | 0 | 0 | 0 | 0 | 0 | 0 | 0 | 0 | 0 | 0 | 0 | 0 | 0 | 0 | 0 | 0 | 0 | 0 | 0 | 0 | 0 | 0 | 0 | 0 | 0 | 0% | 0 | 0 | 0% | 0% |  | if ECC, sum*K*yr1ECC*offset(esc)
|  | 1 | 10 | 0 |  |  |  |  | 1 | Gen Alternative | Overnight Capital | Capital | 1 | 0 | $ | 0 |  |  |  | 0 |  | 0 | 0 | 0 | 0 |  | 0 | 0 | 0 | 0 | 0 | 0 | 0 | 0 | 0 | 0 | 0 | 0 | 0 | 0 | 0 | 0 | 0 | 0 | 0 | 0 | 0 | 0 | 0 | 0 | 0 | 0 | 0 | 0 | 0 | 0 | 0 | 0 | 0 | 0 | 0 | 0 | 0 | 0 | 0 | 0 | 0 | 0 | 0 | 0 | 0 | 0 | 0 | 0 | 0 | 0 | 0 | 0 | 0 | 0 | 0 | 0 | 0 | 0 | 0 | 0 | 0 | 0 | 0 | 0 | 0 | 0 | 0 | 0 | 0 | 0 | 0 | 0 | 0 | 0 | 0 | 0 | 0 | 0 | 0 | 0 | 0 | 0 | 0 | 0 | 0 | 0 | 0 | 0 | 0 | 0 | 0 | 0 | 0 | 0 | 0 | 0 | 0 | 0 | 0 | 0 | 0 | 0% | 0 | 0 | 0% | 0% |  | if PV, sum*K in commission year
|  | 2 | 1 | 1 |  | 1 | NREL | SB SCCT (220 MW) | 1 | Gen Alternative | Capital w/ Profile | Capital | 1 | 0 | $ | 2025 |  |  |  | SCCT_Capital |  | 2025 | 0 | 2 | 0 |  | 0 | 0 | 0 | 0 | 0 | 0 | 0 | 0 | 0 | 0 | 0 | 0 | 0 | 0 | 0 | 0 | 0 | 0 | 0 | 0 | 0 | 0 | 0 | 0 | 0 | 0 | 0 | 0 | 0 | 0 | 0 | 0 | 0 | 0 | 0 | 0 | 0 | 0 | 0 | 0 | 0 | 0 | 0 | 0 | 0 | 0 | 0 | 0 | 0 | 0 | 0 | 0 | 0 | 0 | 0 | 0 | 0 | 0 | 0 | 0 | 0 | 0 | 0 | 0 | 0 | 0 | 0 | 0 | 0 | 0 | 0 | 0 | 0 | 0 | 0 | 0 | 0 | 0 | 0 | 0 | 0 | 0 | 0 | 0 | 0 | 0 | 0 | 0 | 0 | 0 | 0 | 0 | 0 | 0 | 0 | 0 | 0 | 0 | 0 | 0 | 0 | 1.658% | 0 | 0 | 0% | 0% |  | if FCR, sum*FCR if and(year>=commission year,offset(RRProfile)>0)
|  | 2 | 2 | 0 |  |  |  |  | 1 | Gen Alternative | Capital w/ Profile | Capital | 1 | 0 | $ | 0 |  |  |  | 0 |  | 0 | 0 | 0 | 0 |  | 0 | 0 | 0 | 0 | 0 | 0 | 0 | 0 | 0 | 0 | 0 | 0 | 0 | 0 | 0 | 0 | 0 | 0 | 0 | 0 | 0 | 0 | 0 | 0 | 0 | 0 | 0 | 0 | 0 | 0 | 0 | 0 | 0 | 0 | 0 | 0 | 0 | 0 | 0 | 0 | 0 | 0 | 0 | 0 | 0 | 0 | 0 | 0 | 0 | 0 | 0 | 0 | 0 | 0 | 0 | 0 | 0 | 0 | 0 | 0 | 0 | 0 | 0 | 0 | 0 | 0 | 0 | 0 | 0 | 0 | 0 | 0 | 0 | 0 | 0 | 0 | 0 | 0 | 0 | 0 | 0 | 0 | 0 | 0 | 0 | 0 | 0 | 0 | 0 | 0 | 0 | 0 | 0 | 0 | 0 | 0 | 0 | 0 | 0 | 0 | 0 | 0% | 0 | 0 | 0% | 0%
|  | 2 | 3 | 0 |  |  |  |  | 1 | Gen Alternative | Capital w/ Profile | Capital | 1 | 0 | $ | 0 |  |  |  | 0 |  | 0 | 0 | 0 | 0 |  | 0 | 0 | 0 | 0 | 0 | 0 | 0 | 0 | 0 | 0 | 0 | 0 | 0 | 0 | 0 | 0 | 0 | 0 | 0 | 0 | 0 | 0 | 0 | 0 | 0 | 0 | 0 | 0 | 0 | 0 | 0 | 0 | 0 | 0 | 0 | 0 | 0 | 0 | 0 | 0 | 0 | 0 | 0 | 0 | 0 | 0 | 0 | 0 | 0 | 0 | 0 | 0 | 0 | 0 | 0 | 0 | 0 | 0 | 0 | 0 | 0 | 0 | 0 | 0 | 0 | 0 | 0 | 0 | 0 | 0 | 0 | 0 | 0 | 0 | 0 | 0 | 0 | 0 | 0 | 0 | 0 | 0 | 0 | 0 | 0 | 0 | 0 | 0 | 0 | 0 | 0 | 0 | 0 | 0 | 0 | 0 | 0 | 0 | 0 | 0 | 0 | 0% | 0 | 0 | 0% | 0%
|  | 2 | 4 | 0 |  |  |  |  | 1 | Gen Alternative | Capital w/ Profile | Capital | 1 | 0 | $ | 0 |  |  |  | 0 |  | 0 | 0 | 0 | 0 |  | 0 | 0 | 0 | 0 | 0 | 0 | 0 | 0 | 0 | 0 | 0 | 0 | 0 | 0 | 0 | 0 | 0 | 0 | 0 | 0 | 0 | 0 | 0 | 0 | 0 | 0 | 0 | 0 | 0 | 0 | 0 | 0 | 0 | 0 | 0 | 0 | 0 | 0 | 0 | 0 | 0 | 0 | 0 | 0 | 0 | 0 | 0 | 0 | 0 | 0 | 0 | 0 | 0 | 0 | 0 | 0 | 0 | 0 | 0 | 0 | 0 | 0 | 0 | 0 | 0 | 0 | 0 | 0 | 0 | 0 | 0 | 0 | 0 | 0 | 0 | 0 | 0 | 0 | 0 | 0 | 0 | 0 | 0 | 0 | 0 | 0 | 0 | 0 | 0 | 0 | 0 | 0 | 0 | 0 | 0 | 0 | 0 | 0 | 0 | 0 | 0 | 0% | 0 | 0 | 0% | 0%
|  | 2 | 5 | 0 |  |  |  |  | 1 | Gen Alternative | Capital w/ Profile | Capital | 1 | 0 | $ | 0 |  |  |  | 0 |  | 0 | 0 | 0 | 0 |  | 0 | 0 | 0 | 0 | 0 | 0 | 0 | 0 | 0 | 0 | 0 | 0 | 0 | 0 | 0 | 0 | 0 | 0 | 0 | 0 | 0 | 0 | 0 | 0 | 0 | 0 | 0 | 0 | 0 | 0 | 0 | 0 | 0 | 0 | 0 | 0 | 0 | 0 | 0 | 0 | 0 | 0 | 0 | 0 | 0 | 0 | 0 | 0 | 0 | 0 | 0 | 0 | 0 | 0 | 0 | 0 | 0 | 0 | 0 | 0 | 0 | 0 | 0 | 0 | 0 | 0 | 0 | 0 | 0 | 0 | 0 | 0 | 0 | 0 | 0 | 0 | 0 | 0 | 0 | 0 | 0 | 0 | 0 | 0 | 0 | 0 | 0 | 0 | 0 | 0 | 0 | 0 | 0 | 0 | 0 | 0 | 0 | 0 | 0 | 0 | 0 | 0% | 0 | 0 | 0% | 0%
|  | 2 | 6 | 0 |  |  |  |  | 1 | Gen Alternative | Capital w/ Profile | Capital | 1 | 0 | $ | 0 |  |  |  | 0 |  | 0 | 0 | 0 | 0 |  | 0 | 0 | 0 | 0 | 0 | 0 | 0 | 0 | 0 | 0 | 0 | 0 | 0 | 0 | 0 | 0 | 0 | 0 | 0 | 0 | 0 | 0 | 0 | 0 | 0 | 0 | 0 | 0 | 0 | 0 | 0 | 0 | 0 | 0 | 0 | 0 | 0 | 0 | 0 | 0 | 0 | 0 | 0 | 0 | 0 | 0 | 0 | 0 | 0 | 0 | 0 | 0 | 0 | 0 | 0 | 0 | 0 | 0 | 0 | 0 | 0 | 0 | 0 | 0 | 0 | 0 | 0 | 0 | 0 | 0 | 0 | 0 | 0 | 0 | 0 | 0 | 0 | 0 | 0 | 0 | 0 | 0 | 0 | 0 | 0 | 0 | 0 | 0 | 0 | 0 | 0 | 0 | 0 | 0 | 0 | 0 | 0 | 0 | 0 | 0 | 0 | 0% | 0 | 0 | 0% | 0%
|  | 2 | 7 | 0 |  |  |  |  | 1 | Gen Alternative | Capital w/ Profile | Capital | 1 | 0 | $ | 0 |  |  |  | 0 |  | 0 | 0 | 0 | 0 |  | 0 | 0 | 0 | 0 | 0 | 0 | 0 | 0 | 0 | 0 | 0 | 0 | 0 | 0 | 0 | 0 | 0 | 0 | 0 | 0 | 0 | 0 | 0 | 0 | 0 | 0 | 0 | 0 | 0 | 0 | 0 | 0 | 0 | 0 | 0 | 0 | 0 | 0 | 0 | 0 | 0 | 0 | 0 | 0 | 0 | 0 | 0 | 0 | 0 | 0 | 0 | 0 | 0 | 0 | 0 | 0 | 0 | 0 | 0 | 0 | 0 | 0 | 0 | 0 | 0 | 0 | 0 | 0 | 0 | 0 | 0 | 0 | 0 | 0 | 0 | 0 | 0 | 0 | 0 | 0 | 0 | 0 | 0 | 0 | 0 | 0 | 0 | 0 | 0 | 0 | 0 | 0 | 0 | 0 | 0 | 0 | 0 | 0 | 0 | 0 | 0 | 0% | 0 | 0 | 0% | 0%
|  | 2 | 8 | 0 |  |  |  |  | 1 | Gen Alternative | Capital w/ Profile | Capital | 1 | 0 | $ | 0 |  |  |  | 0 |  | 0 | 0 | 0 | 0 |  | 0 | 0 | 0 | 0 | 0 | 0 | 0 | 0 | 0 | 0 | 0 | 0 | 0 | 0 | 0 | 0 | 0 | 0 | 0 | 0 | 0 | 0 | 0 | 0 | 0 | 0 | 0 | 0 | 0 | 0 | 0 | 0 | 0 | 0 | 0 | 0 | 0 | 0 | 0 | 0 | 0 | 0 | 0 | 0 | 0 | 0 | 0 | 0 | 0 | 0 | 0 | 0 | 0 | 0 | 0 | 0 | 0 | 0 | 0 | 0 | 0 | 0 | 0 | 0 | 0 | 0 | 0 | 0 | 0 | 0 | 0 | 0 | 0 | 0 | 0 | 0 | 0 | 0 | 0 | 0 | 0 | 0 | 0 | 0 | 0 | 0 | 0 | 0 | 0 | 0 | 0 | 0 | 0 | 0 | 0 | 0 | 0 | 0 | 0 | 0 | 0 | 0% | 0 | 0 | 0% | 0%
|  | 2 | 9 | 0 |  |  |  |  | 1 | Gen Alternative | Capital w/ Profile | Capital | 1 | 0 | $ | 0 |  |  |  | 0 |  | 0 | 0 | 0 | 0 |  | 0 | 0 | 0 | 0 | 0 | 0 | 0 | 0 | 0 | 0 | 0 | 0 | 0 | 0 | 0 | 0 | 0 | 0 | 0 | 0 | 0 | 0 | 0 | 0 | 0 | 0 | 0 | 0 | 0 | 0 | 0 | 0 | 0 | 0 | 0 | 0 | 0 | 0 | 0 | 0 | 0 | 0 | 0 | 0 | 0 | 0 | 0 | 0 | 0 | 0 | 0 | 0 | 0 | 0 | 0 | 0 | 0 | 0 | 0 | 0 | 0 | 0 | 0 | 0 | 0 | 0 | 0 | 0 | 0 | 0 | 0 | 0 | 0 | 0 | 0 | 0 | 0 | 0 | 0 | 0 | 0 | 0 | 0 | 0 | 0 | 0 | 0 | 0 | 0 | 0 | 0 | 0 | 0 | 0 | 0 | 0 | 0 | 0 | 0 | 0 | 0 | 0% | 0 | 0 | 0% | 0%
|  | 2 | 10 | 0 |  |  |  |  | 1 | Gen Alternative | Capital w/ Profile | Capital | 1 | 0 | $ | 0 |  |  |  | 0 |  | 0 | 0 | 0 | 0 |  | 0 | 0 | 0 | 0 | 0 | 0 | 0 | 0 | 0 | 0 | 0 | 0 | 0 | 0 | 0 | 0 | 0 | 0 | 0 | 0 | 0 | 0 | 0 | 0 | 0 | 0 | 0 | 0 | 0 | 0 | 0 | 0 | 0 | 0 | 0 | 0 | 0 | 0 | 0 | 0 | 0 | 0 | 0 | 0 | 0 | 0 | 0 | 0 | 0 | 0 | 0 | 0 | 0 | 0 | 0 | 0 | 0 | 0 | 0 | 0 | 0 | 0 | 0 | 0 | 0 | 0 | 0 | 0 | 0 | 0 | 0 | 0 | 0 | 0 | 0 | 0 | 0 | 0 | 0 | 0 | 0 | 0 | 0 | 0 | 0 | 0 | 0 | 0 | 0 | 0 | 0 | 0 | 0 | 0 | 0 | 0 | 0 | 0 | 0 | 0 | 0 | 0% | 0 | 0 | 0% | 0%
|  | 3 | 1 | 1 |  | 1 | NREL | SB SCCT (220 MW) | 1 | Gen Alternative | XM System Upgrades | Capital | 1 | 0 | $ | 2025 |  |  |  | SCCT_Capital |  | 2025 | 0 | 2 | 0 |  | 0 | 0 | 0 | 0 | 0 | 0 | 0 | 0 | 0 | 0 | 0 | 0 | 0 | 0 | 0 | 0 | 0 | 0 | 0 | 0 | 0 | 0 | 0 | 0 | 0 | 0 | 0 | 0 | 0 | 0 | 0 | 0 | 0 | 0 | 0 | 0 | 0 | 0 | 0 | 0 | 0 | 0 | 0 | 0 | 0 | 0 | 0 | 0 | 0 | 0 | 0 | 0 | 0 | 0 | 0 | 0 | 0 | 0 | 0 | 0 | 0 | 0 | 0 | 0 | 0 | 0 | 0 | 0 | 0 | 0 | 0 | 0 | 0 | 0 | 0 | 0 | 0 | 0 | 0 | 0 | 0 | 0 | 0 | 0 | 0 | 0 | 0 | 0 | 0 | 0 | 0 | 0 | 0 | 0 | 0 | 0 | 0 | 0 | 0 | 0 | 0 | 1.658% | 0 | 0 | 0% | 0%
|  | 3 | 2 | 0 |  |  |  |  | 1 | Gen Alternative | XM System Upgrades | Capital | 1 | 0 | $ | 0 |  |  |  | 0 |  | 0 | 0 | 0 | 0 |  | 0 | 0 | 0 | 0 | 0 | 0 | 0 | 0 | 0 | 0 | 0 | 0 | 0 | 0 | 0 | 0 | 0 | 0 | 0 | 0 | 0 | 0 | 0 | 0 | 0 | 0 | 0 | 0 | 0 | 0 | 0 | 0 | 0 | 0 | 0 | 0 | 0 | 0 | 0 | 0 | 0 | 0 | 0 | 0 | 0 | 0 | 0 | 0 | 0 | 0 | 0 | 0 | 0 | 0 | 0 | 0 | 0 | 0 | 0 | 0 | 0 | 0 | 0 | 0 | 0 | 0 | 0 | 0 | 0 | 0 | 0 | 0 | 0 | 0 | 0 | 0 | 0 | 0 | 0 | 0 | 0 | 0 | 0 | 0 | 0 | 0 | 0 | 0 | 0 | 0 | 0 | 0 | 0 | 0 | 0 | 0 | 0 | 0 | 0 | 0 | 0 | 0% | 0 | 0 | 0% | 0%
|  | 3 | 3 | 0 |  |  |  |  | 1 | Gen Alternative | XM System Upgrades | Capital | 1 | 0 | $ | 0 |  |  |  | 0 |  | 0 | 0 | 0 | 0 |  | 0 | 0 | 0 | 0 | 0 | 0 | 0 | 0 | 0 | 0 | 0 | 0 | 0 | 0 | 0 | 0 | 0 | 0 | 0 | 0 | 0 | 0 | 0 | 0 | 0 | 0 | 0 | 0 | 0 | 0 | 0 | 0 | 0 | 0 | 0 | 0 | 0 | 0 | 0 | 0 | 0 | 0 | 0 | 0 | 0 | 0 | 0 | 0 | 0 | 0 | 0 | 0 | 0 | 0 | 0 | 0 | 0 | 0 | 0 | 0 | 0 | 0 | 0 | 0 | 0 | 0 | 0 | 0 | 0 | 0 | 0 | 0 | 0 | 0 | 0 | 0 | 0 | 0 | 0 | 0 | 0 | 0 | 0 | 0 | 0 | 0 | 0 | 0 | 0 | 0 | 0 | 0 | 0 | 0 | 0 | 0 | 0 | 0 | 0 | 0 | 0 | 0% | 0 | 0 | 0% | 0%
|  | 3 | 4 | 0 |  |  |  |  | 1 | Gen Alternative | XM System Upgrades | Capital | 1 | 0 | $ | 0 |  |  |  | 0 |  | 0 | 0 | 0 | 0 |  | 0 | 0 | 0 | 0 | 0 | 0 | 0 | 0 | 0 | 0 | 0 | 0 | 0 | 0 | 0 | 0 | 0 | 0 | 0 | 0 | 0 | 0 | 0 | 0 | 0 | 0 | 0 | 0 | 0 | 0 | 0 | 0 | 0 | 0 | 0 | 0 | 0 | 0 | 0 | 0 | 0 | 0 | 0 | 0 | 0 | 0 | 0 | 0 | 0 | 0 | 0 | 0 | 0 | 0 | 0 | 0 | 0 | 0 | 0 | 0 | 0 | 0 | 0 | 0 | 0 | 0 | 0 | 0 | 0 | 0 | 0 | 0 | 0 | 0 | 0 | 0 | 0 | 0 | 0 | 0 | 0 | 0 | 0 | 0 | 0 | 0 | 0 | 0 | 0 | 0 | 0 | 0 | 0 | 0 | 0 | 0 | 0 | 0 | 0 | 0 | 0 | 0% | 0 | 0 | 0% | 0%
|  | 3 | 5 | 0 |  |  |  |  | 1 | Gen Alternative | XM System Upgrades | Capital | 1 | 0 | $ | 0 |  |  |  | 0 |  | 0 | 0 | 0 | 0 |  | 0 | 0 | 0 | 0 | 0 | 0 | 0 | 0 | 0 | 0 | 0 | 0 | 0 | 0 | 0 | 0 | 0 | 0 | 0 | 0 | 0 | 0 | 0 | 0 | 0 | 0 | 0 | 0 | 0 | 0 | 0 | 0 | 0 | 0 | 0 | 0 | 0 | 0 | 0 | 0 | 0 | 0 | 0 | 0 | 0 | 0 | 0 | 0 | 0 | 0 | 0 | 0 | 0 | 0 | 0 | 0 | 0 | 0 | 0 | 0 | 0 | 0 | 0 | 0 | 0 | 0 | 0 | 0 | 0 | 0 | 0 | 0 | 0 | 0 | 0 | 0 | 0 | 0 | 0 | 0 | 0 | 0 | 0 | 0 | 0 | 0 | 0 | 0 | 0 | 0 | 0 | 0 | 0 | 0 | 0 | 0 | 0 | 0 | 0 | 0 | 0 | 0% | 0 | 0 | 0% | 0%
|  | 3 | 6 | 0 |  |  |  |  | 1 | Gen Alternative | XM System Upgrades | Capital | 1 | 0 | $ | 0 |  |  |  | 0 |  | 0 | 0 | 0 | 0 |  | 0 | 0 | 0 | 0 | 0 | 0 | 0 | 0 | 0 | 0 | 0 | 0 | 0 | 0 | 0 | 0 | 0 | 0 | 0 | 0 | 0 | 0 | 0 | 0 | 0 | 0 | 0 | 0 | 0 | 0 | 0 | 0 | 0 | 0 | 0 | 0 | 0 | 0 | 0 | 0 | 0 | 0 | 0 | 0 | 0 | 0 | 0 | 0 | 0 | 0 | 0 | 0 | 0 | 0 | 0 | 0 | 0 | 0 | 0 | 0 | 0 | 0 | 0 | 0 | 0 | 0 | 0 | 0 | 0 | 0 | 0 | 0 | 0 | 0 | 0 | 0 | 0 | 0 | 0 | 0 | 0 | 0 | 0 | 0 | 0 | 0 | 0 | 0 | 0 | 0 | 0 | 0 | 0 | 0 | 0 | 0 | 0 | 0 | 0 | 0 | 0 | 0% | 0 | 0 | 0% | 0%
|  | 3 | 7 | 0 |  |  |  |  | 1 | Gen Alternative | XM System Upgrades | Capital | 1 | 0 | $ | 0 |  |  |  | 0 |  | 0 | 0 | 0 | 0 |  | 0 | 0 | 0 | 0 | 0 | 0 | 0 | 0 | 0 | 0 | 0 | 0 | 0 | 0 | 0 | 0 | 0 | 0 | 0 | 0 | 0 | 0 | 0 | 0 | 0 | 0 | 0 | 0 | 0 | 0 | 0 | 0 | 0 | 0 | 0 | 0 | 0 | 0 | 0 | 0 | 0 | 0 | 0 | 0 | 0 | 0 | 0 | 0 | 0 | 0 | 0 | 0 | 0 | 0 | 0 | 0 | 0 | 0 | 0 | 0 | 0 | 0 | 0 | 0 | 0 | 0 | 0 | 0 | 0 | 0 | 0 | 0 | 0 | 0 | 0 | 0 | 0 | 0 | 0 | 0 | 0 | 0 | 0 | 0 | 0 | 0 | 0 | 0 | 0 | 0 | 0 | 0 | 0 | 0 | 0 | 0 | 0 | 0 | 0 | 0 | 0 | 0% | 0 | 0 | 0% | 0%
|  | 3 | 8 | 0 |  |  |  |  | 1 | Gen Alternative | XM System Upgrades | Capital | 1 | 0 | $ | 0 |  |  |  | 0 |  | 0 | 0 | 0 | 0 |  | 0 | 0 | 0 | 0 | 0 | 0 | 0 | 0 | 0 | 0 | 0 | 0 | 0 | 0 | 0 | 0 | 0 | 0 | 0 | 0 | 0 | 0 | 0 | 0 | 0 | 0 | 0 | 0 | 0 | 0 | 0 | 0 | 0 | 0 | 0 | 0 | 0 | 0 | 0 | 0 | 0 | 0 | 0 | 0 | 0 | 0 | 0 | 0 | 0 | 0 | 0 | 0 | 0 | 0 | 0 | 0 | 0 | 0 | 0 | 0 | 0 | 0 | 0 | 0 | 0 | 0 | 0 | 0 | 0 | 0 | 0 | 0 | 0 | 0 | 0 | 0 | 0 | 0 | 0 | 0 | 0 | 0 | 0 | 0 | 0 | 0 | 0 | 0 | 0 | 0 | 0 | 0 | 0 | 0 | 0 | 0 | 0 | 0 | 0 | 0 | 0 | 0% | 0 | 0 | 0% | 0%
|  | 3 | 9 | 0 |  |  |  |  | 1 | Gen Alternative | XM System Upgrades | Capital | 1 | 0 | $ | 0 |  |  |  | 0 |  | 0 | 0 | 0 | 0 |  | 0 | 0 | 0 | 0 | 0 | 0 | 0 | 0 | 0 | 0 | 0 | 0 | 0 | 0 | 0 | 0 | 0 | 0 | 0 | 0 | 0 | 0 | 0 | 0 | 0 | 0 | 0 | 0 | 0 | 0 | 0 | 0 | 0 | 0 | 0 | 0 | 0 | 0 | 0 | 0 | 0 | 0 | 0 | 0 | 0 | 0 | 0 | 0 | 0 | 0 | 0 | 0 | 0 | 0 | 0 | 0 | 0 | 0 | 0 | 0 | 0 | 0 | 0 | 0 | 0 | 0 | 0 | 0 | 0 | 0 | 0 | 0 | 0 | 0 | 0 | 0 | 0 | 0 | 0 | 0 | 0 | 0 | 0 | 0 | 0 | 0 | 0 | 0 | 0 | 0 | 0 | 0 | 0 | 0 | 0 | 0 | 0 | 0 | 0 | 0 | 0 | 0% | 0 | 0 | 0% | 0%
|  | 3 | 10 | 0 |  |  |  |  | 1 | Gen Alternative | XM System Upgrades | Capital | 1 | 0 | $ | 0 |  |  |  | 0 |  | 0 | 0 | 0 | 0 |  | 0 | 0 | 0 | 0 | 0 | 0 | 0 | 0 | 0 | 0 | 0 | 0 | 0 | 0 | 0 | 0 | 0 | 0 | 0 | 0 | 0 | 0 | 0 | 0 | 0 | 0 | 0 | 0 | 0 | 0 | 0 | 0 | 0 | 0 | 0 | 0 | 0 | 0 | 0 | 0 | 0 | 0 | 0 | 0 | 0 | 0 | 0 | 0 | 0 | 0 | 0 | 0 | 0 | 0 | 0 | 0 | 0 | 0 | 0 | 0 | 0 | 0 | 0 | 0 | 0 | 0 | 0 | 0 | 0 | 0 | 0 | 0 | 0 | 0 | 0 | 0 | 0 | 0 | 0 | 0 | 0 | 0 | 0 | 0 | 0 | 0 | 0 | 0 | 0 | 0 | 0 | 0 | 0 | 0 | 0 | 0 | 0 | 0 | 0 | 0 | 0 | 0% | 0 | 0 | 0% | 0%
|  | 4 | 1 | 1 |  | 1 | NREL | SB SCCT (220 MW) | 1 | Gen Alternative | On-Going Capital #1 | Capital | 1 | 0 | $/Yr | 2025 | 1 | 30 |  | SCCT_Capital | ON_SCCT | 2025 | 0 | 2 | 1 |  | 0 | 0 | 0 | 0 | 0 | 0 | 0 | 0 | 0 | 0 | 0 | 0 | 0 | 0 | 0 | 0 | 0 | 0 | 0 | 0 | 0 | 0 | 0 | 0 | 0 | 0 | 0 | 0 | 0 | 0 | 0 | 0 | 0 | 0 | 0 | 0 | 0 | 0 | 0 | 0 | 0 | 0 | 0 | 0 | 0 | 0 | 0 | 0 | 0 | 0 | 0 | 0 | 0 | 0 | 0 | 0 | 0 | 0 | 0 | 0 | 0 | 0 | 0 | 0 | 0 | 0 | 0 | 0 | 0 | 0 | 0 | 0 | 0 | 0 | 0 | 0 | 0 | 0 | 0 | 0 | 0 | 0 | 0 | 0 | 0 | 0 | 0 | 0 | 0 | 0 | 0 | 0 | 0 | 0 | 0 | 0 | 0 | 0 | 0 | 0 | 0 | 1.658% | 30 | 1.1257 | 6.62% | 8.845%
|  | 4 | 2 | 0 |  |  |  |  | 1 | Gen Alternative | On-Going Capital #1 | Capital | 1 | 0 | $/Yr | 0 | 1 |  |  | 0 |  | 0 | 0 | 0 | 0 |  | 0 | 0 | 0 | 0 | 0 | 0 | 0 | 0 | 0 | 0 | 0 | 0 | 0 | 0 | 0 | 0 | 0 | 0 | 0 | 0 | 0 | 0 | 0 | 0 | 0 | 0 | 0 | 0 | 0 | 0 | 0 | 0 | 0 | 0 | 0 | 0 | 0 | 0 | 0 | 0 | 0 | 0 | 0 | 0 | 0 | 0 | 0 | 0 | 0 | 0 | 0 | 0 | 0 | 0 | 0 | 0 | 0 | 0 | 0 | 0 | 0 | 0 | 0 | 0 | 0 | 0 | 0 | 0 | 0 | 0 | 0 | 0 | 0 | 0 | 0 | 0 | 0 | 0 | 0 | 0 | 0 | 0 | 0 | 0 | 0 | 0 | 0 | 0 | 0 | 0 | 0 | 0 | 0 | 0 | 0 | 0 | 0 | 0 | 0 | 0 | 0 | 0% | 0 | 0 | 0% | 0%
|  | 4 | 3 | 0 |  |  |  |  | 1 | Gen Alternative | On-Going Capital #1 | Capital | 1 | 0 | $/Yr | 0 | 1 |  |  | 0 |  | 0 | 0 | 0 | 0 |  | 0 | 0 | 0 | 0 | 0 | 0 | 0 | 0 | 0 | 0 | 0 | 0 | 0 | 0 | 0 | 0 | 0 | 0 | 0 | 0 | 0 | 0 | 0 | 0 | 0 | 0 | 0 | 0 | 0 | 0 | 0 | 0 | 0 | 0 | 0 | 0 | 0 | 0 | 0 | 0 | 0 | 0 | 0 | 0 | 0 | 0 | 0 | 0 | 0 | 0 | 0 | 0 | 0 | 0 | 0 | 0 | 0 | 0 | 0 | 0 | 0 | 0 | 0 | 0 | 0 | 0 | 0 | 0 | 0 | 0 | 0 | 0 | 0 | 0 | 0 | 0 | 0 | 0 | 0 | 0 | 0 | 0 | 0 | 0 | 0 | 0 | 0 | 0 | 0 | 0 | 0 | 0 | 0 | 0 | 0 | 0 | 0 | 0 | 0 | 0 | 0 | 0% | 0 | 0 | 0% | 0%
|  | 4 | 4 | 0 |  |  |  |  | 1 | Gen Alternative | On-Going Capital #1 | Capital | 1 | 0 | $/Yr | 0 | 1 |  |  | 0 |  | 0 | 0 | 0 | 0 |  | 0 | 0 | 0 | 0 | 0 | 0 | 0 | 0 | 0 | 0 | 0 | 0 | 0 | 0 | 0 | 0 | 0 | 0 | 0 | 0 | 0 | 0 | 0 | 0 | 0 | 0 | 0 | 0 | 0 | 0 | 0 | 0 | 0 | 0 | 0 | 0 | 0 | 0 | 0 | 0 | 0 | 0 | 0 | 0 | 0 | 0 | 0 | 0 | 0 | 0 | 0 | 0 | 0 | 0 | 0 | 0 | 0 | 0 | 0 | 0 | 0 | 0 | 0 | 0 | 0 | 0 | 0 | 0 | 0 | 0 | 0 | 0 | 0 | 0 | 0 | 0 | 0 | 0 | 0 | 0 | 0 | 0 | 0 | 0 | 0 | 0 | 0 | 0 | 0 | 0 | 0 | 0 | 0 | 0 | 0 | 0 | 0 | 0 | 0 | 0 | 0 | 0% | 0 | 0 | 0% | 0%
|  | 4 | 5 | 0 |  |  |  |  | 1 | Gen Alternative | On-Going Capital #1 | Capital | 1 | 0 | $/Yr | 0 | 1 |  |  | 0 |  | 0 | 0 | 0 | 0 |  | 0 | 0 | 0 | 0 | 0 | 0 | 0 | 0 | 0 | 0 | 0 | 0 | 0 | 0 | 0 | 0 | 0 | 0 | 0 | 0 | 0 | 0 | 0 | 0 | 0 | 0 | 0 | 0 | 0 | 0 | 0 | 0 | 0 | 0 | 0 | 0 | 0 | 0 | 0 | 0 | 0 | 0 | 0 | 0 | 0 | 0 | 0 | 0 | 0 | 0 | 0 | 0 | 0 | 0 | 0 | 0 | 0 | 0 | 0 | 0 | 0 | 0 | 0 | 0 | 0 | 0 | 0 | 0 | 0 | 0 | 0 | 0 | 0 | 0 | 0 | 0 | 0 | 0 | 0 | 0 | 0 | 0 | 0 | 0 | 0 | 0 | 0 | 0 | 0 | 0 | 0 | 0 | 0 | 0 | 0 | 0 | 0 | 0 | 0 | 0 | 0 | 0% | 0 | 0 | 0% | 0%
|  | 4 | 6 | 0 |  |  |  |  | 1 | Gen Alternative | On-Going Capital #1 | Capital | 1 | 0 | $/Yr | 0 | 1 |  |  | 0 |  | 0 | 0 | 0 | 0 |  | 0 | 0 | 0 | 0 | 0 | 0 | 0 | 0 | 0 | 0 | 0 | 0 | 0 | 0 | 0 | 0 | 0 | 0 | 0 | 0 | 0 | 0 | 0 | 0 | 0 | 0 | 0 | 0 | 0 | 0 | 0 | 0 | 0 | 0 | 0 | 0 | 0 | 0 | 0 | 0 | 0 | 0 | 0 | 0 | 0 | 0 | 0 | 0 | 0 | 0 | 0 | 0 | 0 | 0 | 0 | 0 | 0 | 0 | 0 | 0 | 0 | 0 | 0 | 0 | 0 | 0 | 0 | 0 | 0 | 0 | 0 | 0 | 0 | 0 | 0 | 0 | 0 | 0 | 0 | 0 | 0 | 0 | 0 | 0 | 0 | 0 | 0 | 0 | 0 | 0 | 0 | 0 | 0 | 0 | 0 | 0 | 0 | 0 | 0 | 0 | 0 | 0% | 0 | 0 | 0% | 0%
|  | 4 | 7 | 0 |  |  |  |  | 1 | Gen Alternative | On-Going Capital #1 | Capital | 1 | 0 | $/Yr | 0 | 1 |  |  | 0 |  | 0 | 0 | 0 | 0 |  | 0 | 0 | 0 | 0 | 0 | 0 | 0 | 0 | 0 | 0 | 0 | 0 | 0 | 0 | 0 | 0 | 0 | 0 | 0 | 0 | 0 | 0 | 0 | 0 | 0 | 0 | 0 | 0 | 0 | 0 | 0 | 0 | 0 | 0 | 0 | 0 | 0 | 0 | 0 | 0 | 0 | 0 | 0 | 0 | 0 | 0 | 0 | 0 | 0 | 0 | 0 | 0 | 0 | 0 | 0 | 0 | 0 | 0 | 0 | 0 | 0 | 0 | 0 | 0 | 0 | 0 | 0 | 0 | 0 | 0 | 0 | 0 | 0 | 0 | 0 | 0 | 0 | 0 | 0 | 0 | 0 | 0 | 0 | 0 | 0 | 0 | 0 | 0 | 0 | 0 | 0 | 0 | 0 | 0 | 0 | 0 | 0 | 0 | 0 | 0 | 0 | 0% | 0 | 0 | 0% | 0%
|  | 4 | 8 | 0 |  |  |  |  | 1 | Gen Alternative | On-Going Capital #1 | Capital | 1 | 0 | $/Yr | 0 | 1 |  |  | 0 |  | 0 | 0 | 0 | 0 |  | 0 | 0 | 0 | 0 | 0 | 0 | 0 | 0 | 0 | 0 | 0 | 0 | 0 | 0 | 0 | 0 | 0 | 0 | 0 | 0 | 0 | 0 | 0 | 0 | 0 | 0 | 0 | 0 | 0 | 0 | 0 | 0 | 0 | 0 | 0 | 0 | 0 | 0 | 0 | 0 | 0 | 0 | 0 | 0 | 0 | 0 | 0 | 0 | 0 | 0 | 0 | 0 | 0 | 0 | 0 | 0 | 0 | 0 | 0 | 0 | 0 | 0 | 0 | 0 | 0 | 0 | 0 | 0 | 0 | 0 | 0 | 0 | 0 | 0 | 0 | 0 | 0 | 0 | 0 | 0 | 0 | 0 | 0 | 0 | 0 | 0 | 0 | 0 | 0 | 0 | 0 | 0 | 0 | 0 | 0 | 0 | 0 | 0 | 0 | 0 | 0 | 0% | 0 | 0 | 0% | 0%
|  | 4 | 9 | 0 |  |  |  |  | 1 | Gen Alternative | On-Going Capital #1 | Capital | 1 | 0 | $/Yr | 0 | 1 |  |  | 0 |  | 0 | 0 | 0 | 0 |  | 0 | 0 | 0 | 0 | 0 | 0 | 0 | 0 | 0 | 0 | 0 | 0 | 0 | 0 | 0 | 0 | 0 | 0 | 0 | 0 | 0 | 0 | 0 | 0 | 0 | 0 | 0 | 0 | 0 | 0 | 0 | 0 | 0 | 0 | 0 | 0 | 0 | 0 | 0 | 0 | 0 | 0 | 0 | 0 | 0 | 0 | 0 | 0 | 0 | 0 | 0 | 0 | 0 | 0 | 0 | 0 | 0 | 0 | 0 | 0 | 0 | 0 | 0 | 0 | 0 | 0 | 0 | 0 | 0 | 0 | 0 | 0 | 0 | 0 | 0 | 0 | 0 | 0 | 0 | 0 | 0 | 0 | 0 | 0 | 0 | 0 | 0 | 0 | 0 | 0 | 0 | 0 | 0 | 0 | 0 | 0 | 0 | 0 | 0 | 0 | 0 | 0% | 0 | 0 | 0% | 0%
|  | 4 | 10 | 0 |  |  |  |  | 1 | Gen Alternative | On-Going Capital #1 | Capital | 1 | 0 | $/Yr | 0 | 1 |  |  | 0 |  | 0 | 0 | 0 | 0 |  | 0 | 0 | 0 | 0 | 0 | 0 | 0 | 0 | 0 | 0 | 0 | 0 | 0 | 0 | 0 | 0 | 0 | 0 | 0 | 0 | 0 | 0 | 0 | 0 | 0 | 0 | 0 | 0 | 0 | 0 | 0 | 0 | 0 | 0 | 0 | 0 | 0 | 0 | 0 | 0 | 0 | 0 | 0 | 0 | 0 | 0 | 0 | 0 | 0 | 0 | 0 | 0 | 0 | 0 | 0 | 0 | 0 | 0 | 0 | 0 | 0 | 0 | 0 | 0 | 0 | 0 | 0 | 0 | 0 | 0 | 0 | 0 | 0 | 0 | 0 | 0 | 0 | 0 | 0 | 0 | 0 | 0 | 0 | 0 | 0 | 0 | 0 | 0 | 0 | 0 | 0 | 0 | 0 | 0 | 0 | 0 | 0 | 0 | 0 | 0 | 0 | 0% | 0 | 0 | 0% | 0%
|  | 5 | 1 | 1 |  | 1 | NREL | SB SCCT (220 MW) | 1 | Gen Alternative | On-Going Capital #2 | Capital | 1 | 0 | $/Yr | 2025 | 1 | 30 |  | SCCT_Capital | ON_SCCT | 2025 | 0 | 2 | 1 |  | 0 | 0 | 0 | 0 | 0 | 0 | 0 | 0 | 0 | 0 | 0 | 0 | 0 | 0 | 0 | 0 | 0 | 0 | 0 | 0 | 0 | 0 | 0 | 0 | 0 | 0 | 0 | 0 | 0 | 0 | 0 | 0 | 0 | 0 | 0 | 0 | 0 | 0 | 0 | 0 | 0 | 0 | 0 | 0 | 0 | 0 | 0 | 0 | 0 | 0 | 0 | 0 | 0 | 0 | 0 | 0 | 0 | 0 | 0 | 0 | 0 | 0 | 0 | 0 | 0 | 0 | 0 | 0 | 0 | 0 | 0 | 0 | 0 | 0 | 0 | 0 | 0 | 0 | 0 | 0 | 0 | 0 | 0 | 0 | 0 | 0 | 0 | 0 | 0 | 0 | 0 | 0 | 0 | 0 | 0 | 0 | 0 | 0 | 0 | 0 | 0 | 1.658% | 30 | 1.1257 | 6.62% | 8.845%
|  | 5 | 2 | 0 |  |  |  |  | 1 | Gen Alternative | On-Going Capital #2 | Capital | 1 | 0 | $/Yr | 0 | 1 |  |  | 0 |  | 0 | 0 | 0 | 0 |  | 0 | 0 | 0 | 0 | 0 | 0 | 0 | 0 | 0 | 0 | 0 | 0 | 0 | 0 | 0 | 0 | 0 | 0 | 0 | 0 | 0 | 0 | 0 | 0 | 0 | 0 | 0 | 0 | 0 | 0 | 0 | 0 | 0 | 0 | 0 | 0 | 0 | 0 | 0 | 0 | 0 | 0 | 0 | 0 | 0 | 0 | 0 | 0 | 0 | 0 | 0 | 0 | 0 | 0 | 0 | 0 | 0 | 0 | 0 | 0 | 0 | 0 | 0 | 0 | 0 | 0 | 0 | 0 | 0 | 0 | 0 | 0 | 0 | 0 | 0 | 0 | 0 | 0 | 0 | 0 | 0 | 0 | 0 | 0 | 0 | 0 | 0 | 0 | 0 | 0 | 0 | 0 | 0 | 0 | 0 | 0 | 0 | 0 | 0 | 0 | 0 | 0% | 0 | 0 | 0% | 0%
|  | 5 | 3 | 0 |  |  |  |  | 1 | Gen Alternative | On-Going Capital #2 | Capital | 1 | 0 | $/Yr | 0 | 1 |  |  | 0 |  | 0 | 0 | 0 | 0 |  | 0 | 0 | 0 | 0 | 0 | 0 | 0 | 0 | 0 | 0 | 0 | 0 | 0 | 0 | 0 | 0 | 0 | 0 | 0 | 0 | 0 | 0 | 0 | 0 | 0 | 0 | 0 | 0 | 0 | 0 | 0 | 0 | 0 | 0 | 0 | 0 | 0 | 0 | 0 | 0 | 0 | 0 | 0 | 0 | 0 | 0 | 0 | 0 | 0 | 0 | 0 | 0 | 0 | 0 | 0 | 0 | 0 | 0 | 0 | 0 | 0 | 0 | 0 | 0 | 0 | 0 | 0 | 0 | 0 | 0 | 0 | 0 | 0 | 0 | 0 | 0 | 0 | 0 | 0 | 0 | 0 | 0 | 0 | 0 | 0 | 0 | 0 | 0 | 0 | 0 | 0 | 0 | 0 | 0 | 0 | 0 | 0 | 0 | 0 | 0 | 0 | 0% | 0 | 0 | 0% | 0%
|  | 5 | 4 | 0 |  |  |  |  | 1 | Gen Alternative | On-Going Capital #2 | Capital | 1 | 0 | $/Yr | 0 | 1 |  |  | 0 |  | 0 | 0 | 0 | 0 |  | 0 | 0 | 0 | 0 | 0 | 0 | 0 | 0 | 0 | 0 | 0 | 0 | 0 | 0 | 0 | 0 | 0 | 0 | 0 | 0 | 0 | 0 | 0 | 0 | 0 | 0 | 0 | 0 | 0 | 0 | 0 | 0 | 0 | 0 | 0 | 0 | 0 | 0 | 0 | 0 | 0 | 0 | 0 | 0 | 0 | 0 | 0 | 0 | 0 | 0 | 0 | 0 | 0 | 0 | 0 | 0 | 0 | 0 | 0 | 0 | 0 | 0 | 0 | 0 | 0 | 0 | 0 | 0 | 0 | 0 | 0 | 0 | 0 | 0 | 0 | 0 | 0 | 0 | 0 | 0 | 0 | 0 | 0 | 0 | 0 | 0 | 0 | 0 | 0 | 0 | 0 | 0 | 0 | 0 | 0 | 0 | 0 | 0 | 0 | 0 | 0 | 0% | 0 | 0 | 0% | 0%
|  | 5 | 5 | 0 |  |  |  |  | 1 | Gen Alternative | On-Going Capital #2 | Capital | 1 | 0 | $/Yr | 0 | 1 |  |  | 0 |  | 0 | 0 | 0 | 0 |  | 0 | 0 | 0 | 0 | 0 | 0 | 0 | 0 | 0 | 0 | 0 | 0 | 0 | 0 | 0 | 0 | 0 | 0 | 0 | 0 | 0 | 0 | 0 | 0 | 0 | 0 | 0 | 0 | 0 | 0 | 0 | 0 | 0 | 0 | 0 | 0 | 0 | 0 | 0 | 0 | 0 | 0 | 0 | 0 | 0 | 0 | 0 | 0 | 0 | 0 | 0 | 0 | 0 | 0 | 0 | 0 | 0 | 0 | 0 | 0 | 0 | 0 | 0 | 0 | 0 | 0 | 0 | 0 | 0 | 0 | 0 | 0 | 0 | 0 | 0 | 0 | 0 | 0 | 0 | 0 | 0 | 0 | 0 | 0 | 0 | 0 | 0 | 0 | 0 | 0 | 0 | 0 | 0 | 0 | 0 | 0 | 0 | 0 | 0 | 0 | 0 | 0% | 0 | 0 | 0% | 0%
|  | 5 | 6 | 0 |  |  |  |  | 1 | Gen Alternative | On-Going Capital #2 | Capital | 1 | 0 | $/Yr | 0 | 1 |  |  | 0 |  | 0 | 0 | 0 | 0 |  | 0 | 0 | 0 | 0 | 0 | 0 | 0 | 0 | 0 | 0 | 0 | 0 | 0 | 0 | 0 | 0 | 0 | 0 | 0 | 0 | 0 | 0 | 0 | 0 | 0 | 0 | 0 | 0 | 0 | 0 | 0 | 0 | 0 | 0 | 0 | 0 | 0 | 0 | 0 | 0 | 0 | 0 | 0 | 0 | 0 | 0 | 0 | 0 | 0 | 0 | 0 | 0 | 0 | 0 | 0 | 0 | 0 | 0 | 0 | 0 | 0 | 0 | 0 | 0 | 0 | 0 | 0 | 0 | 0 | 0 | 0 | 0 | 0 | 0 | 0 | 0 | 0 | 0 | 0 | 0 | 0 | 0 | 0 | 0 | 0 | 0 | 0 | 0 | 0 | 0 | 0 | 0 | 0 | 0 | 0 | 0 | 0 | 0 | 0 | 0 | 0 | 0% | 0 | 0 | 0% | 0%
|  | 5 | 7 | 0 |  |  |  |  | 1 | Gen Alternative | On-Going Capital #2 | Capital | 1 | 0 | $/Yr | 0 | 1 |  |  | 0 |  | 0 | 0 | 0 | 0 |  | 0 | 0 | 0 | 0 | 0 | 0 | 0 | 0 | 0 | 0 | 0 | 0 | 0 | 0 | 0 | 0 | 0 | 0 | 0 | 0 | 0 | 0 | 0 | 0 | 0 | 0 | 0 | 0 | 0 | 0 | 0 | 0 | 0 | 0 | 0 | 0 | 0 | 0 | 0 | 0 | 0 | 0 | 0 | 0 | 0 | 0 | 0 | 0 | 0 | 0 | 0 | 0 | 0 | 0 | 0 | 0 | 0 | 0 | 0 | 0 | 0 | 0 | 0 | 0 | 0 | 0 | 0 | 0 | 0 | 0 | 0 | 0 | 0 | 0 | 0 | 0 | 0 | 0 | 0 | 0 | 0 | 0 | 0 | 0 | 0 | 0 | 0 | 0 | 0 | 0 | 0 | 0 | 0 | 0 | 0 | 0 | 0 | 0 | 0 | 0 | 0 | 0% | 0 | 0 | 0% | 0%
|  | 5 | 8 | 0 |  |  |  |  | 1 | Gen Alternative | On-Going Capital #2 | Capital | 1 | 0 | $/Yr | 0 | 1 |  |  | 0 |  | 0 | 0 | 0 | 0 |  | 0 | 0 | 0 | 0 | 0 | 0 | 0 | 0 | 0 | 0 | 0 | 0 | 0 | 0 | 0 | 0 | 0 | 0 | 0 | 0 | 0 | 0 | 0 | 0 | 0 | 0 | 0 | 0 | 0 | 0 | 0 | 0 | 0 | 0 | 0 | 0 | 0 | 0 | 0 | 0 | 0 | 0 | 0 | 0 | 0 | 0 | 0 | 0 | 0 | 0 | 0 | 0 | 0 | 0 | 0 | 0 | 0 | 0 | 0 | 0 | 0 | 0 | 0 | 0 | 0 | 0 | 0 | 0 | 0 | 0 | 0 | 0 | 0 | 0 | 0 | 0 | 0 | 0 | 0 | 0 | 0 | 0 | 0 | 0 | 0 | 0 | 0 | 0 | 0 | 0 | 0 | 0 | 0 | 0 | 0 | 0 | 0 | 0 | 0 | 0 | 0 | 0% | 0 | 0 | 0% | 0%
|  | 5 | 9 | 0 |  |  |  |  | 1 | Gen Alternative | On-Going Capital #2 | Capital | 1 | 0 | $/Yr | 0 | 1 |  |  | 0 |  | 0 | 0 | 0 | 0 |  | 0 | 0 | 0 | 0 | 0 | 0 | 0 | 0 | 0 | 0 | 0 | 0 | 0 | 0 | 0 | 0 | 0 | 0 | 0 | 0 | 0 | 0 | 0 | 0 | 0 | 0 | 0 | 0 | 0 | 0 | 0 | 0 | 0 | 0 | 0 | 0 | 0 | 0 | 0 | 0 | 0 | 0 | 0 | 0 | 0 | 0 | 0 | 0 | 0 | 0 | 0 | 0 | 0 | 0 | 0 | 0 | 0 | 0 | 0 | 0 | 0 | 0 | 0 | 0 | 0 | 0 | 0 | 0 | 0 | 0 | 0 | 0 | 0 | 0 | 0 | 0 | 0 | 0 | 0 | 0 | 0 | 0 | 0 | 0 | 0 | 0 | 0 | 0 | 0 | 0 | 0 | 0 | 0 | 0 | 0 | 0 | 0 | 0 | 0 | 0 | 0 | 0% | 0 | 0 | 0% | 0%
|  | 5 | 10 | 0 |  |  |  |  | 1 | Gen Alternative | On-Going Capital #2 | Capital | 1 | 0 | $/Yr | 0 | 1 |  |  | 0 |  | 0 | 0 | 0 | 0 |  | 0 | 0 | 0 | 0 | 0 | 0 | 0 | 0 | 0 | 0 | 0 | 0 | 0 | 0 | 0 | 0 | 0 | 0 | 0 | 0 | 0 | 0 | 0 | 0 | 0 | 0 | 0 | 0 | 0 | 0 | 0 | 0 | 0 | 0 | 0 | 0 | 0 | 0 | 0 | 0 | 0 | 0 | 0 | 0 | 0 | 0 | 0 | 0 | 0 | 0 | 0 | 0 | 0 | 0 | 0 | 0 | 0 | 0 | 0 | 0 | 0 | 0 | 0 | 0 | 0 | 0 | 0 | 0 | 0 | 0 | 0 | 0 | 0 | 0 | 0 | 0 | 0 | 0 | 0 | 0 | 0 | 0 | 0 | 0 | 0 | 0 | 0 | 0 | 0 | 0 | 0 | 0 | 0 | 0 | 0 | 0 | 0 | 0 | 0 | 0 | 0 | 0% | 0 | 0 | 0% | 0%
|  | 6 | 1 | 1 |  | 1 | NREL | SB SCCT (220 MW) | 1 | Gen Alternative | On-Going O&M #1 | O&M | 1 | 2660317.1081 | $/Yr | 2025 | 1 | 30 |  | SCCT_O&M |  | 2025 | 0 | 3 | 0 |  | 0 | 0 | 0 | 0 | 0 | 2879612.7936 | 2937205.0494 | 2995949.1504 | 3055868.1334 | 3116985.4961 | 3179325.206 | 3242911.7101 | 3307769.9443 | 3373925.3432 | 3441403.8501 | 3510231.9271 | 3580436.5656 | 3652045.2969 | 3725086.2029 | 3799587.9269 | 3875579.6855 | 3953091.2792 | 4032153.1048 | 4112796.1669 | 4195052.0902 | 4278953.132 | 4364532.1947 | 4451822.8385 | 4540859.2953 | 4631676.4812 | 4724310.0108 | 4818796.2111 | 4915172.1353 | 5013475.578 | 5113745.0896 | 0 | 0 | 0 | 0 | 0 | 0 | 0 | 0 | 0 | 0 | 0 | 0 | 0 | 0 | 0 | 0 | 0 | 0 | 0 | 0 | 2879612.7936 | 2937205.0494 | 2995949.1504 | 3055868.1334 | 3116985.4961 | 3179325.206 | 3242911.7101 | 3307769.9443 | 3373925.3432 | 3441403.8501 | 3510231.9271 | 3580436.5656 | 3652045.2969 | 3725086.2029 | 3799587.9269 | 3875579.6855 | 3953091.2792 | 4032153.1048 | 4112796.1669 | 4195052.0902 | 4278953.132 | 4364532.1947 | 4451822.8385 | 4540859.2953 | 4631676.4812 | 4724310.0108 | 4818796.2111 | 4915172.1353 | 5013475.578 | 5113745.0896 | 0 | 0 | 0 | 0 | 0 | 0 | 0 | 0 | 0 | 0 | 0 | 0 | 0 | 0 | 0 | 0 | 2% | 0 | 0 | 0% | 0%
|  | 6 | 2 | 0 |  |  |  |  | 1 | Gen Alternative | On-Going O&M #1 | O&M | 1 | 0 | $/Yr | 0 | 1 |  |  | 0 |  | 0 | 0 | 0 | 0 |  | 0 | 0 | 0 | 0 | 0 | 0 | 0 | 0 | 0 | 0 | 0 | 0 | 0 | 0 | 0 | 0 | 0 | 0 | 0 | 0 | 0 | 0 | 0 | 0 | 0 | 0 | 0 | 0 | 0 | 0 | 0 | 0 | 0 | 0 | 0 | 0 | 0 | 0 | 0 | 0 | 0 | 0 | 0 | 0 | 0 | 0 | 0 | 0 | 0 | 0 | 0 | 0 | 0 | 0 | 0 | 0 | 0 | 0 | 0 | 0 | 0 | 0 | 0 | 0 | 0 | 0 | 0 | 0 | 0 | 0 | 0 | 0 | 0 | 0 | 0 | 0 | 0 | 0 | 0 | 0 | 0 | 0 | 0 | 0 | 0 | 0 | 0 | 0 | 0 | 0 | 0 | 0 | 0 | 0 | 0 | 0 | 0 | 0 | 0 | 0 | 0 | 0% | 0 | 0 | 0% | 0%
|  | 6 | 3 | 0 |  |  |  |  | 1 | Gen Alternative | On-Going O&M #1 | O&M | 1 | 0 | $/Yr | 0 | 1 |  |  | 0 |  | 0 | 0 | 0 | 0 |  | 0 | 0 | 0 | 0 | 0 | 0 | 0 | 0 | 0 | 0 | 0 | 0 | 0 | 0 | 0 | 0 | 0 | 0 | 0 | 0 | 0 | 0 | 0 | 0 | 0 | 0 | 0 | 0 | 0 | 0 | 0 | 0 | 0 | 0 | 0 | 0 | 0 | 0 | 0 | 0 | 0 | 0 | 0 | 0 | 0 | 0 | 0 | 0 | 0 | 0 | 0 | 0 | 0 | 0 | 0 | 0 | 0 | 0 | 0 | 0 | 0 | 0 | 0 | 0 | 0 | 0 | 0 | 0 | 0 | 0 | 0 | 0 | 0 | 0 | 0 | 0 | 0 | 0 | 0 | 0 | 0 | 0 | 0 | 0 | 0 | 0 | 0 | 0 | 0 | 0 | 0 | 0 | 0 | 0 | 0 | 0 | 0 | 0 | 0 | 0 | 0 | 0% | 0 | 0 | 0% | 0%
|  | 6 | 4 | 0 |  |  |  |  | 1 | Gen Alternative | On-Going O&M #1 | O&M | 1 | 0 | $/Yr | 0 | 1 |  |  | 0 |  | 0 | 0 | 0 | 0 |  | 0 | 0 | 0 | 0 | 0 | 0 | 0 | 0 | 0 | 0 | 0 | 0 | 0 | 0 | 0 | 0 | 0 | 0 | 0 | 0 | 0 | 0 | 0 | 0 | 0 | 0 | 0 | 0 | 0 | 0 | 0 | 0 | 0 | 0 | 0 | 0 | 0 | 0 | 0 | 0 | 0 | 0 | 0 | 0 | 0 | 0 | 0 | 0 | 0 | 0 | 0 | 0 | 0 | 0 | 0 | 0 | 0 | 0 | 0 | 0 | 0 | 0 | 0 | 0 | 0 | 0 | 0 | 0 | 0 | 0 | 0 | 0 | 0 | 0 | 0 | 0 | 0 | 0 | 0 | 0 | 0 | 0 | 0 | 0 | 0 | 0 | 0 | 0 | 0 | 0 | 0 | 0 | 0 | 0 | 0 | 0 | 0 | 0 | 0 | 0 | 0 | 0% | 0 | 0 | 0% | 0%
|  | 6 | 5 | 0 |  |  |  |  | 1 | Gen Alternative | On-Going O&M #1 | O&M | 1 | 0 | $/Yr | 0 | 1 |  |  | 0 |  | 0 | 0 | 0 | 0 |  | 0 | 0 | 0 | 0 | 0 | 0 | 0 | 0 | 0 | 0 | 0 | 0 | 0 | 0 | 0 | 0 | 0 | 0 | 0 | 0 | 0 | 0 | 0 | 0 | 0 | 0 | 0 | 0 | 0 | 0 | 0 | 0 | 0 | 0 | 0 | 0 | 0 | 0 | 0 | 0 | 0 | 0 | 0 | 0 | 0 | 0 | 0 | 0 | 0 | 0 | 0 | 0 | 0 | 0 | 0 | 0 | 0 | 0 | 0 | 0 | 0 | 0 | 0 | 0 | 0 | 0 | 0 | 0 | 0 | 0 | 0 | 0 | 0 | 0 | 0 | 0 | 0 | 0 | 0 | 0 | 0 | 0 | 0 | 0 | 0 | 0 | 0 | 0 | 0 | 0 | 0 | 0 | 0 | 0 | 0 | 0 | 0 | 0 | 0 | 0 | 0 | 0% | 0 | 0 | 0% | 0%
|  | 6 | 6 | 0 |  |  |  |  | 1 | Gen Alternative | On-Going O&M #1 | O&M | 1 | 0 | $/Yr | 0 | 1 |  |  | 0 |  | 0 | 0 | 0 | 0 |  | 0 | 0 | 0 | 0 | 0 | 0 | 0 | 0 | 0 | 0 | 0 | 0 | 0 | 0 | 0 | 0 | 0 | 0 | 0 | 0 | 0 | 0 | 0 | 0 | 0 | 0 | 0 | 0 | 0 | 0 | 0 | 0 | 0 | 0 | 0 | 0 | 0 | 0 | 0 | 0 | 0 | 0 | 0 | 0 | 0 | 0 | 0 | 0 | 0 | 0 | 0 | 0 | 0 | 0 | 0 | 0 | 0 | 0 | 0 | 0 | 0 | 0 | 0 | 0 | 0 | 0 | 0 | 0 | 0 | 0 | 0 | 0 | 0 | 0 | 0 | 0 | 0 | 0 | 0 | 0 | 0 | 0 | 0 | 0 | 0 | 0 | 0 | 0 | 0 | 0 | 0 | 0 | 0 | 0 | 0 | 0 | 0 | 0 | 0 | 0 | 0 | 0% | 0 | 0 | 0% | 0%
|  | 6 | 7 | 0 |  |  |  |  | 1 | Gen Alternative | On-Going O&M #1 | O&M | 1 | 0 | $/Yr | 0 | 1 |  |  | 0 |  | 0 | 0 | 0 | 0 |  | 0 | 0 | 0 | 0 | 0 | 0 | 0 | 0 | 0 | 0 | 0 | 0 | 0 | 0 | 0 | 0 | 0 | 0 | 0 | 0 | 0 | 0 | 0 | 0 | 0 | 0 | 0 | 0 | 0 | 0 | 0 | 0 | 0 | 0 | 0 | 0 | 0 | 0 | 0 | 0 | 0 | 0 | 0 | 0 | 0 | 0 | 0 | 0 | 0 | 0 | 0 | 0 | 0 | 0 | 0 | 0 | 0 | 0 | 0 | 0 | 0 | 0 | 0 | 0 | 0 | 0 | 0 | 0 | 0 | 0 | 0 | 0 | 0 | 0 | 0 | 0 | 0 | 0 | 0 | 0 | 0 | 0 | 0 | 0 | 0 | 0 | 0 | 0 | 0 | 0 | 0 | 0 | 0 | 0 | 0 | 0 | 0 | 0 | 0 | 0 | 0 | 0% | 0 | 0 | 0% | 0%
|  | 6 | 8 | 0 |  |  |  |  | 1 | Gen Alternative | On-Going O&M #1 | O&M | 1 | 0 | $/Yr | 0 | 1 |  |  | 0 |  | 0 | 0 | 0 | 0 |  | 0 | 0 | 0 | 0 | 0 | 0 | 0 | 0 | 0 | 0 | 0 | 0 | 0 | 0 | 0 | 0 | 0 | 0 | 0 | 0 | 0 | 0 | 0 | 0 | 0 | 0 | 0 | 0 | 0 | 0 | 0 | 0 | 0 | 0 | 0 | 0 | 0 | 0 | 0 | 0 | 0 | 0 | 0 | 0 | 0 | 0 | 0 | 0 | 0 | 0 | 0 | 0 | 0 | 0 | 0 | 0 | 0 | 0 | 0 | 0 | 0 | 0 | 0 | 0 | 0 | 0 | 0 | 0 | 0 | 0 | 0 | 0 | 0 | 0 | 0 | 0 | 0 | 0 | 0 | 0 | 0 | 0 | 0 | 0 | 0 | 0 | 0 | 0 | 0 | 0 | 0 | 0 | 0 | 0 | 0 | 0 | 0 | 0 | 0 | 0 | 0 | 0% | 0 | 0 | 0% | 0%
|  | 6 | 9 | 0 |  |  |  |  | 1 | Gen Alternative | On-Going O&M #1 | O&M | 1 | 0 | $/Yr | 0 | 1 |  |  | 0 |  | 0 | 0 | 0 | 0 |  | 0 | 0 | 0 | 0 | 0 | 0 | 0 | 0 | 0 | 0 | 0 | 0 | 0 | 0 | 0 | 0 | 0 | 0 | 0 | 0 | 0 | 0 | 0 | 0 | 0 | 0 | 0 | 0 | 0 | 0 | 0 | 0 | 0 | 0 | 0 | 0 | 0 | 0 | 0 | 0 | 0 | 0 | 0 | 0 | 0 | 0 | 0 | 0 | 0 | 0 | 0 | 0 | 0 | 0 | 0 | 0 | 0 | 0 | 0 | 0 | 0 | 0 | 0 | 0 | 0 | 0 | 0 | 0 | 0 | 0 | 0 | 0 | 0 | 0 | 0 | 0 | 0 | 0 | 0 | 0 | 0 | 0 | 0 | 0 | 0 | 0 | 0 | 0 | 0 | 0 | 0 | 0 | 0 | 0 | 0 | 0 | 0 | 0 | 0 | 0 | 0 | 0% | 0 | 0 | 0% | 0%
|  | 6 | 10 | 0 |  |  |  |  | 1 | Gen Alternative | On-Going O&M #1 | O&M | 1 | 0 | $/Yr | 0 | 1 |  |  | 0 |  | 0 | 0 | 0 | 0 |  | 0 | 0 | 0 | 0 | 0 | 0 | 0 | 0 | 0 | 0 | 0 | 0 | 0 | 0 | 0 | 0 | 0 | 0 | 0 | 0 | 0 | 0 | 0 | 0 | 0 | 0 | 0 | 0 | 0 | 0 | 0 | 0 | 0 | 0 | 0 | 0 | 0 | 0 | 0 | 0 | 0 | 0 | 0 | 0 | 0 | 0 | 0 | 0 | 0 | 0 | 0 | 0 | 0 | 0 | 0 | 0 | 0 | 0 | 0 | 0 | 0 | 0 | 0 | 0 | 0 | 0 | 0 | 0 | 0 | 0 | 0 | 0 | 0 | 0 | 0 | 0 | 0 | 0 | 0 | 0 | 0 | 0 | 0 | 0 | 0 | 0 | 0 | 0 | 0 | 0 | 0 | 0 | 0 | 0 | 0 | 0 | 0 | 0 | 0 | 0 | 0 | 0% | 0 | 0 | 0% | 0%
|  | 7 | 1 | 1 |  | 1 | NREL | SB SCCT (220 MW) | 1 | Gen Alternative | On-Going O&M #2 | O&M | 1 | 0 | $/Yr | 2025 | 1 | 30 |  | SCCT_O&M |  | 2025 | 0 | 3 | 0 |  | 0 | 0 | 0 | 0 | 0 | 0 | 0 | 0 | 0 | 0 | 0 | 0 | 0 | 0 | 0 | 0 | 0 | 0 | 0 | 0 | 0 | 0 | 0 | 0 | 0 | 0 | 0 | 0 | 0 | 0 | 0 | 0 | 0 | 0 | 0 | 0 | 0 | 0 | 0 | 0 | 0 | 0 | 0 | 0 | 0 | 0 | 0 | 0 | 0 | 0 | 0 | 0 | 0 | 0 | 0 | 0 | 0 | 0 | 0 | 0 | 0 | 0 | 0 | 0 | 0 | 0 | 0 | 0 | 0 | 0 | 0 | 0 | 0 | 0 | 0 | 0 | 0 | 0 | 0 | 0 | 0 | 0 | 0 | 0 | 0 | 0 | 0 | 0 | 0 | 0 | 0 | 0 | 0 | 0 | 0 | 0 | 0 | 0 | 0 | 0 | 0 | 2% | 0 | 0 | 0% | 0%
|  | 7 | 2 | 0 |  |  |  |  | 1 | Gen Alternative | On-Going O&M #2 | O&M | 1 | 0 | $/Yr | 0 | 1 |  |  | 0 |  | 0 | 0 | 0 | 0 |  | 0 | 0 | 0 | 0 | 0 | 0 | 0 | 0 | 0 | 0 | 0 | 0 | 0 | 0 | 0 | 0 | 0 | 0 | 0 | 0 | 0 | 0 | 0 | 0 | 0 | 0 | 0 | 0 | 0 | 0 | 0 | 0 | 0 | 0 | 0 | 0 | 0 | 0 | 0 | 0 | 0 | 0 | 0 | 0 | 0 | 0 | 0 | 0 | 0 | 0 | 0 | 0 | 0 | 0 | 0 | 0 | 0 | 0 | 0 | 0 | 0 | 0 | 0 | 0 | 0 | 0 | 0 | 0 | 0 | 0 | 0 | 0 | 0 | 0 | 0 | 0 | 0 | 0 | 0 | 0 | 0 | 0 | 0 | 0 | 0 | 0 | 0 | 0 | 0 | 0 | 0 | 0 | 0 | 0 | 0 | 0 | 0 | 0 | 0 | 0 | 0 | 0% | 0 | 0 | 0% | 0%
|  | 7 | 3 | 0 |  |  |  |  | 1 | Gen Alternative | On-Going O&M #2 | O&M | 1 | 0 | $/Yr | 0 | 1 |  |  | 0 |  | 0 | 0 | 0 | 0 |  | 0 | 0 | 0 | 0 | 0 | 0 | 0 | 0 | 0 | 0 | 0 | 0 | 0 | 0 | 0 | 0 | 0 | 0 | 0 | 0 | 0 | 0 | 0 | 0 | 0 | 0 | 0 | 0 | 0 | 0 | 0 | 0 | 0 | 0 | 0 | 0 | 0 | 0 | 0 | 0 | 0 | 0 | 0 | 0 | 0 | 0 | 0 | 0 | 0 | 0 | 0 | 0 | 0 | 0 | 0 | 0 | 0 | 0 | 0 | 0 | 0 | 0 | 0 | 0 | 0 | 0 | 0 | 0 | 0 | 0 | 0 | 0 | 0 | 0 | 0 | 0 | 0 | 0 | 0 | 0 | 0 | 0 | 0 | 0 | 0 | 0 | 0 | 0 | 0 | 0 | 0 | 0 | 0 | 0 | 0 | 0 | 0 | 0 | 0 | 0 | 0 | 0% | 0 | 0 | 0% | 0%
|  | 7 | 4 | 0 |  |  |  |  | 1 | Gen Alternative | On-Going O&M #2 | O&M | 1 | 0 | $/Yr | 0 | 1 |  |  | 0 |  | 0 | 0 | 0 | 0 |  | 0 | 0 | 0 | 0 | 0 | 0 | 0 | 0 | 0 | 0 | 0 | 0 | 0 | 0 | 0 | 0 | 0 | 0 | 0 | 0 | 0 | 0 | 0 | 0 | 0 | 0 | 0 | 0 | 0 | 0 | 0 | 0 | 0 | 0 | 0 | 0 | 0 | 0 | 0 | 0 | 0 | 0 | 0 | 0 | 0 | 0 | 0 | 0 | 0 | 0 | 0 | 0 | 0 | 0 | 0 | 0 | 0 | 0 | 0 | 0 | 0 | 0 | 0 | 0 | 0 | 0 | 0 | 0 | 0 | 0 | 0 | 0 | 0 | 0 | 0 | 0 | 0 | 0 | 0 | 0 | 0 | 0 | 0 | 0 | 0 | 0 | 0 | 0 | 0 | 0 | 0 | 0 | 0 | 0 | 0 | 0 | 0 | 0 | 0 | 0 | 0 | 0% | 0 | 0 | 0% | 0%
|  | 7 | 5 | 0 |  |  |  |  | 1 | Gen Alternative | On-Going O&M #2 | O&M | 1 | 0 | $/Yr | 0 | 1 |  |  | 0 |  | 0 | 0 | 0 | 0 |  | 0 | 0 | 0 | 0 | 0 | 0 | 0 | 0 | 0 | 0 | 0 | 0 | 0 | 0 | 0 | 0 | 0 | 0 | 0 | 0 | 0 | 0 | 0 | 0 | 0 | 0 | 0 | 0 | 0 | 0 | 0 | 0 | 0 | 0 | 0 | 0 | 0 | 0 | 0 | 0 | 0 | 0 | 0 | 0 | 0 | 0 | 0 | 0 | 0 | 0 | 0 | 0 | 0 | 0 | 0 | 0 | 0 | 0 | 0 | 0 | 0 | 0 | 0 | 0 | 0 | 0 | 0 | 0 | 0 | 0 | 0 | 0 | 0 | 0 | 0 | 0 | 0 | 0 | 0 | 0 | 0 | 0 | 0 | 0 | 0 | 0 | 0 | 0 | 0 | 0 | 0 | 0 | 0 | 0 | 0 | 0 | 0 | 0 | 0 | 0 | 0 | 0% | 0 | 0 | 0% | 0%
|  | 7 | 6 | 0 |  |  |  |  | 1 | Gen Alternative | On-Going O&M #2 | O&M | 1 | 0 | $/Yr | 0 | 1 |  |  | 0 |  | 0 | 0 | 0 | 0 |  | 0 | 0 | 0 | 0 | 0 | 0 | 0 | 0 | 0 | 0 | 0 | 0 | 0 | 0 | 0 | 0 | 0 | 0 | 0 | 0 | 0 | 0 | 0 | 0 | 0 | 0 | 0 | 0 | 0 | 0 | 0 | 0 | 0 | 0 | 0 | 0 | 0 | 0 | 0 | 0 | 0 | 0 | 0 | 0 | 0 | 0 | 0 | 0 | 0 | 0 | 0 | 0 | 0 | 0 | 0 | 0 | 0 | 0 | 0 | 0 | 0 | 0 | 0 | 0 | 0 | 0 | 0 | 0 | 0 | 0 | 0 | 0 | 0 | 0 | 0 | 0 | 0 | 0 | 0 | 0 | 0 | 0 | 0 | 0 | 0 | 0 | 0 | 0 | 0 | 0 | 0 | 0 | 0 | 0 | 0 | 0 | 0 | 0 | 0 | 0 | 0 | 0% | 0 | 0 | 0% | 0%
|  | 7 | 7 | 0 |  |  |  |  | 1 | Gen Alternative | On-Going O&M #2 | O&M | 1 | 0 | $/Yr | 0 | 1 |  |  | 0 |  | 0 | 0 | 0 | 0 |  | 0 | 0 | 0 | 0 | 0 | 0 | 0 | 0 | 0 | 0 | 0 | 0 | 0 | 0 | 0 | 0 | 0 | 0 | 0 | 0 | 0 | 0 | 0 | 0 | 0 | 0 | 0 | 0 | 0 | 0 | 0 | 0 | 0 | 0 | 0 | 0 | 0 | 0 | 0 | 0 | 0 | 0 | 0 | 0 | 0 | 0 | 0 | 0 | 0 | 0 | 0 | 0 | 0 | 0 | 0 | 0 | 0 | 0 | 0 | 0 | 0 | 0 | 0 | 0 | 0 | 0 | 0 | 0 | 0 | 0 | 0 | 0 | 0 | 0 | 0 | 0 | 0 | 0 | 0 | 0 | 0 | 0 | 0 | 0 | 0 | 0 | 0 | 0 | 0 | 0 | 0 | 0 | 0 | 0 | 0 | 0 | 0 | 0 | 0 | 0 | 0 | 0% | 0 | 0 | 0% | 0%
|  | 7 | 8 | 0 |  |  |  |  | 1 | Gen Alternative | On-Going O&M #2 | O&M | 1 | 0 | $/Yr | 0 | 1 |  |  | 0 |  | 0 | 0 | 0 | 0 |  | 0 | 0 | 0 | 0 | 0 | 0 | 0 | 0 | 0 | 0 | 0 | 0 | 0 | 0 | 0 | 0 | 0 | 0 | 0 | 0 | 0 | 0 | 0 | 0 | 0 | 0 | 0 | 0 | 0 | 0 | 0 | 0 | 0 | 0 | 0 | 0 | 0 | 0 | 0 | 0 | 0 | 0 | 0 | 0 | 0 | 0 | 0 | 0 | 0 | 0 | 0 | 0 | 0 | 0 | 0 | 0 | 0 | 0 | 0 | 0 | 0 | 0 | 0 | 0 | 0 | 0 | 0 | 0 | 0 | 0 | 0 | 0 | 0 | 0 | 0 | 0 | 0 | 0 | 0 | 0 | 0 | 0 | 0 | 0 | 0 | 0 | 0 | 0 | 0 | 0 | 0 | 0 | 0 | 0 | 0 | 0 | 0 | 0 | 0 | 0 | 0 | 0% | 0 | 0 | 0% | 0%
|  | 7 | 9 | 0 |  |  |  |  | 1 | Gen Alternative | On-Going O&M #2 | O&M | 1 | 0 | $/Yr | 0 | 1 |  |  | 0 |  | 0 | 0 | 0 | 0 |  | 0 | 0 | 0 | 0 | 0 | 0 | 0 | 0 | 0 | 0 | 0 | 0 | 0 | 0 | 0 | 0 | 0 | 0 | 0 | 0 | 0 | 0 | 0 | 0 | 0 | 0 | 0 | 0 | 0 | 0 | 0 | 0 | 0 | 0 | 0 | 0 | 0 | 0 | 0 | 0 | 0 | 0 | 0 | 0 | 0 | 0 | 0 | 0 | 0 | 0 | 0 | 0 | 0 | 0 | 0 | 0 | 0 | 0 | 0 | 0 | 0 | 0 | 0 | 0 | 0 | 0 | 0 | 0 | 0 | 0 | 0 | 0 | 0 | 0 | 0 | 0 | 0 | 0 | 0 | 0 | 0 | 0 | 0 | 0 | 0 | 0 | 0 | 0 | 0 | 0 | 0 | 0 | 0 | 0 | 0 | 0 | 0 | 0 | 0 | 0 | 0 | 0% | 0 | 0 | 0% | 0%
|  | 7 | 10 | 0 |  |  |  |  | 1 | Gen Alternative | On-Going O&M #2 | O&M | 1 | 0 | $/Yr | 0 | 1 |  |  | 0 |  | 0 | 0 | 0 | 0 |  | 0 | 0 | 0 | 0 | 0 | 0 | 0 | 0 | 0 | 0 | 0 | 0 | 0 | 0 | 0 | 0 | 0 | 0 | 0 | 0 | 0 | 0 | 0 | 0 | 0 | 0 | 0 | 0 | 0 | 0 | 0 | 0 | 0 | 0 | 0 | 0 | 0 | 0 | 0 | 0 | 0 | 0 | 0 | 0 | 0 | 0 | 0 | 0 | 0 | 0 | 0 | 0 | 0 | 0 | 0 | 0 | 0 | 0 | 0 | 0 | 0 | 0 | 0 | 0 | 0 | 0 | 0 | 0 | 0 | 0 | 0 | 0 | 0 | 0 | 0 | 0 | 0 | 0 | 0 | 0 | 0 | 0 | 0 | 0 | 0 | 0 | 0 | 0 | 0 | 0 | 0 | 0 | 0 | 0 | 0 | 0 | 0 | 0 | 0 | 0 | 0 | 0% | 0 | 0 | 0% | 0%
|  | 8 | 1 | 1 |  | 1 | NREL | SB SCCT (220 MW) | 1 | Gen Alternative | On-Going XM | O&M | 1 | 0 | $/Yr | 2025 | 1 | 30 |  | O&M |  | 2025 | 0 | 14 | 0 |  | 0 | 0 | 0 | 0 | 0 | 0 | 0 | 0 | 0 | 0 | 0 | 0 | 0 | 0 | 0 | 0 | 0 | 0 | 0 | 0 | 0 | 0 | 0 | 0 | 0 | 0 | 0 | 0 | 0 | 0 | 0 | 0 | 0 | 0 | 0 | 0 | 0 | 0 | 0 | 0 | 0 | 0 | 0 | 0 | 0 | 0 | 0 | 0 | 0 | 0 | 0 | 0 | 0 | 0 | 0 | 0 | 0 | 0 | 0 | 0 | 0 | 0 | 0 | 0 | 0 | 0 | 0 | 0 | 0 | 0 | 0 | 0 | 0 | 0 | 0 | 0 | 0 | 0 | 0 | 0 | 0 | 0 | 0 | 0 | 0 | 0 | 0 | 0 | 0 | 0 | 0 | 0 | 0 | 0 | 0 | 0 | 0 | 0 | 0 | 0 | 0 | 2% | 0 | 0 | 0% | 0%
|  | 8 | 2 | 0 |  |  |  |  | 1 | Gen Alternative | On-Going XM | O&M | 1 | 0 | $/Yr | 0 | 1 |  |  | 0 |  | 0 | 0 | 0 | 0 |  | 0 | 0 | 0 | 0 | 0 | 0 | 0 | 0 | 0 | 0 | 0 | 0 | 0 | 0 | 0 | 0 | 0 | 0 | 0 | 0 | 0 | 0 | 0 | 0 | 0 | 0 | 0 | 0 | 0 | 0 | 0 | 0 | 0 | 0 | 0 | 0 | 0 | 0 | 0 | 0 | 0 | 0 | 0 | 0 | 0 | 0 | 0 | 0 | 0 | 0 | 0 | 0 | 0 | 0 | 0 | 0 | 0 | 0 | 0 | 0 | 0 | 0 | 0 | 0 | 0 | 0 | 0 | 0 | 0 | 0 | 0 | 0 | 0 | 0 | 0 | 0 | 0 | 0 | 0 | 0 | 0 | 0 | 0 | 0 | 0 | 0 | 0 | 0 | 0 | 0 | 0 | 0 | 0 | 0 | 0 | 0 | 0 | 0 | 0 | 0 | 0 | 0% | 0 | 0 | 0% | 0%
|  | 8 | 3 | 0 |  |  |  |  | 1 | Gen Alternative | On-Going XM | O&M | 1 | 0 | $/Yr | 0 | 1 |  |  | 0 |  | 0 | 0 | 0 | 0 |  | 0 | 0 | 0 | 0 | 0 | 0 | 0 | 0 | 0 | 0 | 0 | 0 | 0 | 0 | 0 | 0 | 0 | 0 | 0 | 0 | 0 | 0 | 0 | 0 | 0 | 0 | 0 | 0 | 0 | 0 | 0 | 0 | 0 | 0 | 0 | 0 | 0 | 0 | 0 | 0 | 0 | 0 | 0 | 0 | 0 | 0 | 0 | 0 | 0 | 0 | 0 | 0 | 0 | 0 | 0 | 0 | 0 | 0 | 0 | 0 | 0 | 0 | 0 | 0 | 0 | 0 | 0 | 0 | 0 | 0 | 0 | 0 | 0 | 0 | 0 | 0 | 0 | 0 | 0 | 0 | 0 | 0 | 0 | 0 | 0 | 0 | 0 | 0 | 0 | 0 | 0 | 0 | 0 | 0 | 0 | 0 | 0 | 0 | 0 | 0 | 0 | 0% | 0 | 0 | 0% | 0%
|  | 8 | 4 | 0 |  |  |  |  | 1 | Gen Alternative | On-Going XM | O&M | 1 | 0 | $/Yr | 0 | 1 |  |  | 0 |  | 0 | 0 | 0 | 0 |  | 0 | 0 | 0 | 0 | 0 | 0 | 0 | 0 | 0 | 0 | 0 | 0 | 0 | 0 | 0 | 0 | 0 | 0 | 0 | 0 | 0 | 0 | 0 | 0 | 0 | 0 | 0 | 0 | 0 | 0 | 0 | 0 | 0 | 0 | 0 | 0 | 0 | 0 | 0 | 0 | 0 | 0 | 0 | 0 | 0 | 0 | 0 | 0 | 0 | 0 | 0 | 0 | 0 | 0 | 0 | 0 | 0 | 0 | 0 | 0 | 0 | 0 | 0 | 0 | 0 | 0 | 0 | 0 | 0 | 0 | 0 | 0 | 0 | 0 | 0 | 0 | 0 | 0 | 0 | 0 | 0 | 0 | 0 | 0 | 0 | 0 | 0 | 0 | 0 | 0 | 0 | 0 | 0 | 0 | 0 | 0 | 0 | 0 | 0 | 0 | 0 | 0% | 0 | 0 | 0% | 0%
|  | 8 | 5 | 0 |  |  |  |  | 1 | Gen Alternative | On-Going XM | O&M | 1 | 0 | $/Yr | 0 | 1 |  |  | 0 |  | 0 | 0 | 0 | 0 |  | 0 | 0 | 0 | 0 | 0 | 0 | 0 | 0 | 0 | 0 | 0 | 0 | 0 | 0 | 0 | 0 | 0 | 0 | 0 | 0 | 0 | 0 | 0 | 0 | 0 | 0 | 0 | 0 | 0 | 0 | 0 | 0 | 0 | 0 | 0 | 0 | 0 | 0 | 0 | 0 | 0 | 0 | 0 | 0 | 0 | 0 | 0 | 0 | 0 | 0 | 0 | 0 | 0 | 0 | 0 | 0 | 0 | 0 | 0 | 0 | 0 | 0 | 0 | 0 | 0 | 0 | 0 | 0 | 0 | 0 | 0 | 0 | 0 | 0 | 0 | 0 | 0 | 0 | 0 | 0 | 0 | 0 | 0 | 0 | 0 | 0 | 0 | 0 | 0 | 0 | 0 | 0 | 0 | 0 | 0 | 0 | 0 | 0 | 0 | 0 | 0 | 0% | 0 | 0 | 0% | 0%
|  | 8 | 6 | 0 |  |  |  |  | 1 | Gen Alternative | On-Going XM | O&M | 1 | 0 | $/Yr | 0 | 1 |  |  | 0 |  | 0 | 0 | 0 | 0 |  | 0 | 0 | 0 | 0 | 0 | 0 | 0 | 0 | 0 | 0 | 0 | 0 | 0 | 0 | 0 | 0 | 0 | 0 | 0 | 0 | 0 | 0 | 0 | 0 | 0 | 0 | 0 | 0 | 0 | 0 | 0 | 0 | 0 | 0 | 0 | 0 | 0 | 0 | 0 | 0 | 0 | 0 | 0 | 0 | 0 | 0 | 0 | 0 | 0 | 0 | 0 | 0 | 0 | 0 | 0 | 0 | 0 | 0 | 0 | 0 | 0 | 0 | 0 | 0 | 0 | 0 | 0 | 0 | 0 | 0 | 0 | 0 | 0 | 0 | 0 | 0 | 0 | 0 | 0 | 0 | 0 | 0 | 0 | 0 | 0 | 0 | 0 | 0 | 0 | 0 | 0 | 0 | 0 | 0 | 0 | 0 | 0 | 0 | 0 | 0 | 0 | 0% | 0 | 0 | 0% | 0%
|  | 8 | 7 | 0 |  |  |  |  | 1 | Gen Alternative | On-Going XM | O&M | 1 | 0 | $/Yr | 0 | 1 |  |  | 0 |  | 0 | 0 | 0 | 0 |  | 0 | 0 | 0 | 0 | 0 | 0 | 0 | 0 | 0 | 0 | 0 | 0 | 0 | 0 | 0 | 0 | 0 | 0 | 0 | 0 | 0 | 0 | 0 | 0 | 0 | 0 | 0 | 0 | 0 | 0 | 0 | 0 | 0 | 0 | 0 | 0 | 0 | 0 | 0 | 0 | 0 | 0 | 0 | 0 | 0 | 0 | 0 | 0 | 0 | 0 | 0 | 0 | 0 | 0 | 0 | 0 | 0 | 0 | 0 | 0 | 0 | 0 | 0 | 0 | 0 | 0 | 0 | 0 | 0 | 0 | 0 | 0 | 0 | 0 | 0 | 0 | 0 | 0 | 0 | 0 | 0 | 0 | 0 | 0 | 0 | 0 | 0 | 0 | 0 | 0 | 0 | 0 | 0 | 0 | 0 | 0 | 0 | 0 | 0 | 0 | 0 | 0% | 0 | 0 | 0% | 0%
|  | 8 | 8 | 0 |  |  |  |  | 1 | Gen Alternative | On-Going XM | O&M | 1 | 0 | $/Yr | 0 | 1 |  |  | 0 |  | 0 | 0 | 0 | 0 |  | 0 | 0 | 0 | 0 | 0 | 0 | 0 | 0 | 0 | 0 | 0 | 0 | 0 | 0 | 0 | 0 | 0 | 0 | 0 | 0 | 0 | 0 | 0 | 0 | 0 | 0 | 0 | 0 | 0 | 0 | 0 | 0 | 0 | 0 | 0 | 0 | 0 | 0 | 0 | 0 | 0 | 0 | 0 | 0 | 0 | 0 | 0 | 0 | 0 | 0 | 0 | 0 | 0 | 0 | 0 | 0 | 0 | 0 | 0 | 0 | 0 | 0 | 0 | 0 | 0 | 0 | 0 | 0 | 0 | 0 | 0 | 0 | 0 | 0 | 0 | 0 | 0 | 0 | 0 | 0 | 0 | 0 | 0 | 0 | 0 | 0 | 0 | 0 | 0 | 0 | 0 | 0 | 0 | 0 | 0 | 0 | 0 | 0 | 0 | 0 | 0 | 0% | 0 | 0 | 0% | 0%
|  | 8 | 9 | 0 |  |  |  |  | 1 | Gen Alternative | On-Going XM | O&M | 1 | 0 | $/Yr | 0 | 1 |  |  | 0 |  | 0 | 0 | 0 | 0 |  | 0 | 0 | 0 | 0 | 0 | 0 | 0 | 0 | 0 | 0 | 0 | 0 | 0 | 0 | 0 | 0 | 0 | 0 | 0 | 0 | 0 | 0 | 0 | 0 | 0 | 0 | 0 | 0 | 0 | 0 | 0 | 0 | 0 | 0 | 0 | 0 | 0 | 0 | 0 | 0 | 0 | 0 | 0 | 0 | 0 | 0 | 0 | 0 | 0 | 0 | 0 | 0 | 0 | 0 | 0 | 0 | 0 | 0 | 0 | 0 | 0 | 0 | 0 | 0 | 0 | 0 | 0 | 0 | 0 | 0 | 0 | 0 | 0 | 0 | 0 | 0 | 0 | 0 | 0 | 0 | 0 | 0 | 0 | 0 | 0 | 0 | 0 | 0 | 0 | 0 | 0 | 0 | 0 | 0 | 0 | 0 | 0 | 0 | 0 | 0 | 0 | 0% | 0 | 0 | 0% | 0%
|  | 8 | 10 | 0 |  |  |  |  | 1 | Gen Alternative | On-Going XM | O&M | 1 | 0 | $/Yr | 0 | 1 |  |  | 0 |  | 0 | 0 | 0 | 0 |  | 0 | 0 | 0 | 0 | 0 | 0 | 0 | 0 | 0 | 0 | 0 | 0 | 0 | 0 | 0 | 0 | 0 | 0 | 0 | 0 | 0 | 0 | 0 | 0 | 0 | 0 | 0 | 0 | 0 | 0 | 0 | 0 | 0 | 0 | 0 | 0 | 0 | 0 | 0 | 0 | 0 | 0 | 0 | 0 | 0 | 0 | 0 | 0 | 0 | 0 | 0 | 0 | 0 | 0 | 0 | 0 | 0 | 0 | 0 | 0 | 0 | 0 | 0 | 0 | 0 | 0 | 0 | 0 | 0 | 0 | 0 | 0 | 0 | 0 | 0 | 0 | 0 | 0 | 0 | 0 | 0 | 0 | 0 | 0 | 0 | 0 | 0 | 0 | 0 | 0 | 0 | 0 | 0 | 0 | 0 | 0 | 0 | 0 | 0 | 0 | 0 | 0% | 0 | 0 | 0% | 0%
|  | 9 | 1 | 1 |  | 1 | NREL | SB SCCT (220 MW) | 1 | Gen Alternative | On-Going FGT | O&M | 1 | 4878268.3925 | $/Yr | 2025 | 1 | 30 |  | O&M |  | 2025 | 0 | 14 | 0 |  | 0 | 0 | 0 | 0 | 0 | 5280394.5932 | 5386002.485 | 5493722.5347 | 5603596.9854 | 5715668.9251 | 5829982.3036 | 5946581.9497 | 6065513.5887 | 6186823.8605 | 6310560.3377 | 6436771.5444 | 6565506.9753 | 6696817.1148 | 6830753.4571 | 6967368.5263 | 7106715.8968 | 7248850.2147 | 7393827.219 | 7541703.7634 | 7692537.8387 | 7846388.5954 | 8003316.3674 | 8163382.6947 | 8326650.3486 | 8493183.3556 | 8663047.0227 | 8836307.9631 | 9013034.1224 | 9193294.8048 | 9377160.7009 | 0 | 0 | 0 | 0 | 0 | 0 | 0 | 0 | 0 | 0 | 0 | 0 | 0 | 0 | 0 | 0 | 0 | 0 | 0 | 0 | 5280394.5932 | 5386002.485 | 5493722.5347 | 5603596.9854 | 5715668.9251 | 5829982.3036 | 5946581.9497 | 6065513.5887 | 6186823.8605 | 6310560.3377 | 6436771.5444 | 6565506.9753 | 6696817.1148 | 6830753.4571 | 6967368.5263 | 7106715.8968 | 7248850.2147 | 7393827.219 | 7541703.7634 | 7692537.8387 | 7846388.5954 | 8003316.3674 | 8163382.6947 | 8326650.3486 | 8493183.3556 | 8663047.0227 | 8836307.9631 | 9013034.1224 | 9193294.8048 | 9377160.7009 | 0 | 0 | 0 | 0 | 0 | 0 | 0 | 0 | 0 | 0 | 0 | 0 | 0 | 0 | 0 | 0 | 2% | 0 | 0 | 0% | 0%
|  | 9 | 2 | 0 |  |  |  |  | 1 | Gen Alternative | On-Going FGT | O&M | 1 | 0 | $/Yr | 0 | 1 |  |  | 0 |  | 0 | 0 | 0 | 0 |  | 0 | 0 | 0 | 0 | 0 | 0 | 0 | 0 | 0 | 0 | 0 | 0 | 0 | 0 | 0 | 0 | 0 | 0 | 0 | 0 | 0 | 0 | 0 | 0 | 0 | 0 | 0 | 0 | 0 | 0 | 0 | 0 | 0 | 0 | 0 | 0 | 0 | 0 | 0 | 0 | 0 | 0 | 0 | 0 | 0 | 0 | 0 | 0 | 0 | 0 | 0 | 0 | 0 | 0 | 0 | 0 | 0 | 0 | 0 | 0 | 0 | 0 | 0 | 0 | 0 | 0 | 0 | 0 | 0 | 0 | 0 | 0 | 0 | 0 | 0 | 0 | 0 | 0 | 0 | 0 | 0 | 0 | 0 | 0 | 0 | 0 | 0 | 0 | 0 | 0 | 0 | 0 | 0 | 0 | 0 | 0 | 0 | 0 | 0 | 0 | 0 | 0% | 0 | 0 | 0% | 0%
|  | 9 | 3 | 0 |  |  |  |  | 1 | Gen Alternative | On-Going FGT | O&M | 1 | 0 | $/Yr | 0 | 1 |  |  | 0 |  | 0 | 0 | 0 | 0 |  | 0 | 0 | 0 | 0 | 0 | 0 | 0 | 0 | 0 | 0 | 0 | 0 | 0 | 0 | 0 | 0 | 0 | 0 | 0 | 0 | 0 | 0 | 0 | 0 | 0 | 0 | 0 | 0 | 0 | 0 | 0 | 0 | 0 | 0 | 0 | 0 | 0 | 0 | 0 | 0 | 0 | 0 | 0 | 0 | 0 | 0 | 0 | 0 | 0 | 0 | 0 | 0 | 0 | 0 | 0 | 0 | 0 | 0 | 0 | 0 | 0 | 0 | 0 | 0 | 0 | 0 | 0 | 0 | 0 | 0 | 0 | 0 | 0 | 0 | 0 | 0 | 0 | 0 | 0 | 0 | 0 | 0 | 0 | 0 | 0 | 0 | 0 | 0 | 0 | 0 | 0 | 0 | 0 | 0 | 0 | 0 | 0 | 0 | 0 | 0 | 0 | 0% | 0 | 0 | 0% | 0%
|  | 9 | 4 | 0 |  |  |  |  | 1 | Gen Alternative | On-Going FGT | O&M | 1 | 0 | $/Yr | 0 | 1 |  |  | 0 |  | 0 | 0 | 0 | 0 |  | 0 | 0 | 0 | 0 | 0 | 0 | 0 | 0 | 0 | 0 | 0 | 0 | 0 | 0 | 0 | 0 | 0 | 0 | 0 | 0 | 0 | 0 | 0 | 0 | 0 | 0 | 0 | 0 | 0 | 0 | 0 | 0 | 0 | 0 | 0 | 0 | 0 | 0 | 0 | 0 | 0 | 0 | 0 | 0 | 0 | 0 | 0 | 0 | 0 | 0 | 0 | 0 | 0 | 0 | 0 | 0 | 0 | 0 | 0 | 0 | 0 | 0 | 0 | 0 | 0 | 0 | 0 | 0 | 0 | 0 | 0 | 0 | 0 | 0 | 0 | 0 | 0 | 0 | 0 | 0 | 0 | 0 | 0 | 0 | 0 | 0 | 0 | 0 | 0 | 0 | 0 | 0 | 0 | 0 | 0 | 0 | 0 | 0 | 0 | 0 | 0 | 0% | 0 | 0 | 0% | 0%
|  | 9 | 5 | 0 |  |  |  |  | 1 | Gen Alternative | On-Going FGT | O&M | 1 | 0 | $/Yr | 0 | 1 |  |  | 0 |  | 0 | 0 | 0 | 0 |  | 0 | 0 | 0 | 0 | 0 | 0 | 0 | 0 | 0 | 0 | 0 | 0 | 0 | 0 | 0 | 0 | 0 | 0 | 0 | 0 | 0 | 0 | 0 | 0 | 0 | 0 | 0 | 0 | 0 | 0 | 0 | 0 | 0 | 0 | 0 | 0 | 0 | 0 | 0 | 0 | 0 | 0 | 0 | 0 | 0 | 0 | 0 | 0 | 0 | 0 | 0 | 0 | 0 | 0 | 0 | 0 | 0 | 0 | 0 | 0 | 0 | 0 | 0 | 0 | 0 | 0 | 0 | 0 | 0 | 0 | 0 | 0 | 0 | 0 | 0 | 0 | 0 | 0 | 0 | 0 | 0 | 0 | 0 | 0 | 0 | 0 | 0 | 0 | 0 | 0 | 0 | 0 | 0 | 0 | 0 | 0 | 0 | 0 | 0 | 0 | 0 | 0% | 0 | 0 | 0% | 0%
|  | 9 | 6 | 0 |  |  |  |  | 1 | Gen Alternative | On-Going FGT | O&M | 1 | 0 | $/Yr | 0 | 1 |  |  | 0 |  | 0 | 0 | 0 | 0 |  | 0 | 0 | 0 | 0 | 0 | 0 | 0 | 0 | 0 | 0 | 0 | 0 | 0 | 0 | 0 | 0 | 0 | 0 | 0 | 0 | 0 | 0 | 0 | 0 | 0 | 0 | 0 | 0 | 0 | 0 | 0 | 0 | 0 | 0 | 0 | 0 | 0 | 0 | 0 | 0 | 0 | 0 | 0 | 0 | 0 | 0 | 0 | 0 | 0 | 0 | 0 | 0 | 0 | 0 | 0 | 0 | 0 | 0 | 0 | 0 | 0 | 0 | 0 | 0 | 0 | 0 | 0 | 0 | 0 | 0 | 0 | 0 | 0 | 0 | 0 | 0 | 0 | 0 | 0 | 0 | 0 | 0 | 0 | 0 | 0 | 0 | 0 | 0 | 0 | 0 | 0 | 0 | 0 | 0 | 0 | 0 | 0 | 0 | 0 | 0 | 0 | 0% | 0 | 0 | 0% | 0%
|  | 9 | 7 | 0 |  |  |  |  | 1 | Gen Alternative | On-Going FGT | O&M | 1 | 0 | $/Yr | 0 | 1 |  |  | 0 |  | 0 | 0 | 0 | 0 |  | 0 | 0 | 0 | 0 | 0 | 0 | 0 | 0 | 0 | 0 | 0 | 0 | 0 | 0 | 0 | 0 | 0 | 0 | 0 | 0 | 0 | 0 | 0 | 0 | 0 | 0 | 0 | 0 | 0 | 0 | 0 | 0 | 0 | 0 | 0 | 0 | 0 | 0 | 0 | 0 | 0 | 0 | 0 | 0 | 0 | 0 | 0 | 0 | 0 | 0 | 0 | 0 | 0 | 0 | 0 | 0 | 0 | 0 | 0 | 0 | 0 | 0 | 0 | 0 | 0 | 0 | 0 | 0 | 0 | 0 | 0 | 0 | 0 | 0 | 0 | 0 | 0 | 0 | 0 | 0 | 0 | 0 | 0 | 0 | 0 | 0 | 0 | 0 | 0 | 0 | 0 | 0 | 0 | 0 | 0 | 0 | 0 | 0 | 0 | 0 | 0 | 0% | 0 | 0 | 0% | 0%
|  | 9 | 8 | 0 |  |  |  |  | 1 | Gen Alternative | On-Going FGT | O&M | 1 | 0 | $/Yr | 0 | 1 |  |  | 0 |  | 0 | 0 | 0 | 0 |  | 0 | 0 | 0 | 0 | 0 | 0 | 0 | 0 | 0 | 0 | 0 | 0 | 0 | 0 | 0 | 0 | 0 | 0 | 0 | 0 | 0 | 0 | 0 | 0 | 0 | 0 | 0 | 0 | 0 | 0 | 0 | 0 | 0 | 0 | 0 | 0 | 0 | 0 | 0 | 0 | 0 | 0 | 0 | 0 | 0 | 0 | 0 | 0 | 0 | 0 | 0 | 0 | 0 | 0 | 0 | 0 | 0 | 0 | 0 | 0 | 0 | 0 | 0 | 0 | 0 | 0 | 0 | 0 | 0 | 0 | 0 | 0 | 0 | 0 | 0 | 0 | 0 | 0 | 0 | 0 | 0 | 0 | 0 | 0 | 0 | 0 | 0 | 0 | 0 | 0 | 0 | 0 | 0 | 0 | 0 | 0 | 0 | 0 | 0 | 0 | 0 | 0% | 0 | 0 | 0% | 0%
|  | 9 | 9 | 0 |  |  |  |  | 1 | Gen Alternative | On-Going FGT | O&M | 1 | 0 | $/Yr | 0 | 1 |  |  | 0 |  | 0 | 0 | 0 | 0 |  | 0 | 0 | 0 | 0 | 0 | 0 | 0 | 0 | 0 | 0 | 0 | 0 | 0 | 0 | 0 | 0 | 0 | 0 | 0 | 0 | 0 | 0 | 0 | 0 | 0 | 0 | 0 | 0 | 0 | 0 | 0 | 0 | 0 | 0 | 0 | 0 | 0 | 0 | 0 | 0 | 0 | 0 | 0 | 0 | 0 | 0 | 0 | 0 | 0 | 0 | 0 | 0 | 0 | 0 | 0 | 0 | 0 | 0 | 0 | 0 | 0 | 0 | 0 | 0 | 0 | 0 | 0 | 0 | 0 | 0 | 0 | 0 | 0 | 0 | 0 | 0 | 0 | 0 | 0 | 0 | 0 | 0 | 0 | 0 | 0 | 0 | 0 | 0 | 0 | 0 | 0 | 0 | 0 | 0 | 0 | 0 | 0 | 0 | 0 | 0 | 0 | 0% | 0 | 0 | 0% | 0%
|  | 9 | 10 | 0 |  |  |  |  | 1 | Gen Alternative | On-Going FGT | O&M | 1 | 0 | $/Yr | 0 | 1 |  |  | 0 |  | 0 | 0 | 0 | 0 |  | 0 | 0 | 0 | 0 | 0 | 0 | 0 | 0 | 0 | 0 | 0 | 0 | 0 | 0 | 0 | 0 | 0 | 0 | 0 | 0 | 0 | 0 | 0 | 0 | 0 | 0 | 0 | 0 | 0 | 0 | 0 | 0 | 0 | 0 | 0 | 0 | 0 | 0 | 0 | 0 | 0 | 0 | 0 | 0 | 0 | 0 | 0 | 0 | 0 | 0 | 0 | 0 | 0 | 0 | 0 | 0 | 0 | 0 | 0 | 0 | 0 | 0 | 0 | 0 | 0 | 0 | 0 | 0 | 0 | 0 | 0 | 0 | 0 | 0 | 0 | 0 | 0 | 0 | 0 | 0 | 0 | 0 | 0 | 0 | 0 | 0 | 0 | 0 | 0 | 0 | 0 | 0 | 0 | 0 | 0 | 0 | 0 | 0 | 0 | 0 | 0 | 0% | 0 | 0 | 0% | 0%
|  | 10 | 1 | 1 |  | 1 | NREL | SB SCCT (220 MW) | 1 | Gen Alternative | Annual Fuel Burn | O&M | 1 | 0 | mmBtu/Yr | 2025 | 1 | 30 | NG_LGE | 0 |  | 2025 | 2 | 0 | 0 |  | 0 | 0 | 0 | 0 | 0 | 0 | 0 | 0 | 0 | 0 | 0 | 0 | 0 | 0 | 0 | 0 | 0 | 0 | 0 | 0 | 0 | 0 | 0 | 0 | 0 | 0 | 0 | 0 | 0 | 0 | 0 | 0 | 0 | 0 | 0 | 0 | 0 | 0 | 0 | 0 | 0 | 0 | 0 | 0 | 0 | 0 | 0 | 0 | 0 | 0 | 0 | 0 | 0 | 0 | 0 | 0 | 0 | 0 | 0 | 0 | 0 | 0 | 0 | 0 | 0 | 0 | 0 | 0 | 0 | 0 | 0 | 0 | 0 | 0 | 0 | 0 | 0 | 0 | 0 | 0 | 0 | 0 | 0 | 0 | 0 | 0 | 0 | 0 | 0 | 0 | 0 | 0 | 0 | 0 | 0 | 0 | 0 | 0 | 0 | 0 | 0 | 0% | 0 | 0 | 0% | 0%
|  | 10 | 2 | 0 |  |  |  |  | 1 | Gen Alternative | Annual Fuel Burn | O&M | 1 | 0 | mmBtu/Yr | 0 | 1 |  |  | 0 |  | 0 | 0 | 0 | 0 |  | 0 | 0 | 0 | 0 | 0 | 0 | 0 | 0 | 0 | 0 | 0 | 0 | 0 | 0 | 0 | 0 | 0 | 0 | 0 | 0 | 0 | 0 | 0 | 0 | 0 | 0 | 0 | 0 | 0 | 0 | 0 | 0 | 0 | 0 | 0 | 0 | 0 | 0 | 0 | 0 | 0 | 0 | 0 | 0 | 0 | 0 | 0 | 0 | 0 | 0 | 0 | 0 | 0 | 0 | 0 | 0 | 0 | 0 | 0 | 0 | 0 | 0 | 0 | 0 | 0 | 0 | 0 | 0 | 0 | 0 | 0 | 0 | 0 | 0 | 0 | 0 | 0 | 0 | 0 | 0 | 0 | 0 | 0 | 0 | 0 | 0 | 0 | 0 | 0 | 0 | 0 | 0 | 0 | 0 | 0 | 0 | 0 | 0 | 0 | 0 | 0 | 0% | 0 | 0 | 0% | 0%
|  | 10 | 3 | 0 |  |  |  |  | 1 | Gen Alternative | Annual Fuel Burn | O&M | 1 | 0 | mmBtu/Yr | 0 | 1 |  |  | 0 |  | 0 | 0 | 0 | 0 |  | 0 | 0 | 0 | 0 | 0 | 0 | 0 | 0 | 0 | 0 | 0 | 0 | 0 | 0 | 0 | 0 | 0 | 0 | 0 | 0 | 0 | 0 | 0 | 0 | 0 | 0 | 0 | 0 | 0 | 0 | 0 | 0 | 0 | 0 | 0 | 0 | 0 | 0 | 0 | 0 | 0 | 0 | 0 | 0 | 0 | 0 | 0 | 0 | 0 | 0 | 0 | 0 | 0 | 0 | 0 | 0 | 0 | 0 | 0 | 0 | 0 | 0 | 0 | 0 | 0 | 0 | 0 | 0 | 0 | 0 | 0 | 0 | 0 | 0 | 0 | 0 | 0 | 0 | 0 | 0 | 0 | 0 | 0 | 0 | 0 | 0 | 0 | 0 | 0 | 0 | 0 | 0 | 0 | 0 | 0 | 0 | 0 | 0 | 0 | 0 | 0 | 0% | 0 | 0 | 0% | 0%
|  | 10 | 4 | 0 |  |  |  |  | 1 | Gen Alternative | Annual Fuel Burn | O&M | 1 | 0 | mmBtu/Yr | 0 | 1 |  |  | 0 |  | 0 | 0 | 0 | 0 |  | 0 | 0 | 0 | 0 | 0 | 0 | 0 | 0 | 0 | 0 | 0 | 0 | 0 | 0 | 0 | 0 | 0 | 0 | 0 | 0 | 0 | 0 | 0 | 0 | 0 | 0 | 0 | 0 | 0 | 0 | 0 | 0 | 0 | 0 | 0 | 0 | 0 | 0 | 0 | 0 | 0 | 0 | 0 | 0 | 0 | 0 | 0 | 0 | 0 | 0 | 0 | 0 | 0 | 0 | 0 | 0 | 0 | 0 | 0 | 0 | 0 | 0 | 0 | 0 | 0 | 0 | 0 | 0 | 0 | 0 | 0 | 0 | 0 | 0 | 0 | 0 | 0 | 0 | 0 | 0 | 0 | 0 | 0 | 0 | 0 | 0 | 0 | 0 | 0 | 0 | 0 | 0 | 0 | 0 | 0 | 0 | 0 | 0 | 0 | 0 | 0 | 0% | 0 | 0 | 0% | 0%
|  | 10 | 5 | 0 |  |  |  |  | 1 | Gen Alternative | Annual Fuel Burn | O&M | 1 | 0 | mmBtu/Yr | 0 | 1 |  |  | 0 |  | 0 | 0 | 0 | 0 |  | 0 | 0 | 0 | 0 | 0 | 0 | 0 | 0 | 0 | 0 | 0 | 0 | 0 | 0 | 0 | 0 | 0 | 0 | 0 | 0 | 0 | 0 | 0 | 0 | 0 | 0 | 0 | 0 | 0 | 0 | 0 | 0 | 0 | 0 | 0 | 0 | 0 | 0 | 0 | 0 | 0 | 0 | 0 | 0 | 0 | 0 | 0 | 0 | 0 | 0 | 0 | 0 | 0 | 0 | 0 | 0 | 0 | 0 | 0 | 0 | 0 | 0 | 0 | 0 | 0 | 0 | 0 | 0 | 0 | 0 | 0 | 0 | 0 | 0 | 0 | 0 | 0 | 0 | 0 | 0 | 0 | 0 | 0 | 0 | 0 | 0 | 0 | 0 | 0 | 0 | 0 | 0 | 0 | 0 | 0 | 0 | 0 | 0 | 0 | 0 | 0 | 0% | 0 | 0 | 0% | 0%
|  | 10 | 6 | 0 |  |  |  |  | 1 | Gen Alternative | Annual Fuel Burn | O&M | 1 | 0 | mmBtu/Yr | 0 | 1 |  |  | 0 |  | 0 | 0 | 0 | 0 |  | 0 | 0 | 0 | 0 | 0 | 0 | 0 | 0 | 0 | 0 | 0 | 0 | 0 | 0 | 0 | 0 | 0 | 0 | 0 | 0 | 0 | 0 | 0 | 0 | 0 | 0 | 0 | 0 | 0 | 0 | 0 | 0 | 0 | 0 | 0 | 0 | 0 | 0 | 0 | 0 | 0 | 0 | 0 | 0 | 0 | 0 | 0 | 0 | 0 | 0 | 0 | 0 | 0 | 0 | 0 | 0 | 0 | 0 | 0 | 0 | 0 | 0 | 0 | 0 | 0 | 0 | 0 | 0 | 0 | 0 | 0 | 0 | 0 | 0 | 0 | 0 | 0 | 0 | 0 | 0 | 0 | 0 | 0 | 0 | 0 | 0 | 0 | 0 | 0 | 0 | 0 | 0 | 0 | 0 | 0 | 0 | 0 | 0 | 0 | 0 | 0 | 0% | 0 | 0 | 0% | 0%
|  | 10 | 7 | 0 |  |  |  |  | 1 | Gen Alternative | Annual Fuel Burn | O&M | 1 | 0 | mmBtu/Yr | 0 | 1 |  |  | 0 |  | 0 | 0 | 0 | 0 |  | 0 | 0 | 0 | 0 | 0 | 0 | 0 | 0 | 0 | 0 | 0 | 0 | 0 | 0 | 0 | 0 | 0 | 0 | 0 | 0 | 0 | 0 | 0 | 0 | 0 | 0 | 0 | 0 | 0 | 0 | 0 | 0 | 0 | 0 | 0 | 0 | 0 | 0 | 0 | 0 | 0 | 0 | 0 | 0 | 0 | 0 | 0 | 0 | 0 | 0 | 0 | 0 | 0 | 0 | 0 | 0 | 0 | 0 | 0 | 0 | 0 | 0 | 0 | 0 | 0 | 0 | 0 | 0 | 0 | 0 | 0 | 0 | 0 | 0 | 0 | 0 | 0 | 0 | 0 | 0 | 0 | 0 | 0 | 0 | 0 | 0 | 0 | 0 | 0 | 0 | 0 | 0 | 0 | 0 | 0 | 0 | 0 | 0 | 0 | 0 | 0 | 0% | 0 | 0 | 0% | 0%
|  | 10 | 8 | 0 |  |  |  |  | 1 | Gen Alternative | Annual Fuel Burn | O&M | 1 | 0 | mmBtu/Yr | 0 | 1 |  |  | 0 |  | 0 | 0 | 0 | 0 |  | 0 | 0 | 0 | 0 | 0 | 0 | 0 | 0 | 0 | 0 | 0 | 0 | 0 | 0 | 0 | 0 | 0 | 0 | 0 | 0 | 0 | 0 | 0 | 0 | 0 | 0 | 0 | 0 | 0 | 0 | 0 | 0 | 0 | 0 | 0 | 0 | 0 | 0 | 0 | 0 | 0 | 0 | 0 | 0 | 0 | 0 | 0 | 0 | 0 | 0 | 0 | 0 | 0 | 0 | 0 | 0 | 0 | 0 | 0 | 0 | 0 | 0 | 0 | 0 | 0 | 0 | 0 | 0 | 0 | 0 | 0 | 0 | 0 | 0 | 0 | 0 | 0 | 0 | 0 | 0 | 0 | 0 | 0 | 0 | 0 | 0 | 0 | 0 | 0 | 0 | 0 | 0 | 0 | 0 | 0 | 0 | 0 | 0 | 0 | 0 | 0 | 0% | 0 | 0 | 0% | 0%
|  | 10 | 9 | 0 |  |  |  |  | 1 | Gen Alternative | Annual Fuel Burn | O&M | 1 | 0 | mmBtu/Yr | 0 | 1 |  |  | 0 |  | 0 | 0 | 0 | 0 |  | 0 | 0 | 0 | 0 | 0 | 0 | 0 | 0 | 0 | 0 | 0 | 0 | 0 | 0 | 0 | 0 | 0 | 0 | 0 | 0 | 0 | 0 | 0 | 0 | 0 | 0 | 0 | 0 | 0 | 0 | 0 | 0 | 0 | 0 | 0 | 0 | 0 | 0 | 0 | 0 | 0 | 0 | 0 | 0 | 0 | 0 | 0 | 0 | 0 | 0 | 0 | 0 | 0 | 0 | 0 | 0 | 0 | 0 | 0 | 0 | 0 | 0 | 0 | 0 | 0 | 0 | 0 | 0 | 0 | 0 | 0 | 0 | 0 | 0 | 0 | 0 | 0 | 0 | 0 | 0 | 0 | 0 | 0 | 0 | 0 | 0 | 0 | 0 | 0 | 0 | 0 | 0 | 0 | 0 | 0 | 0 | 0 | 0 | 0 | 0 | 0 | 0% | 0 | 0 | 0% | 0%
|  | 10 | 10 | 0 |  |  |  |  | 1 | Gen Alternative | Annual Fuel Burn | O&M | 1 | 0 | mmBtu/Yr | 0 | 1 |  |  | 0 |  | 0 | 0 | 0 | 0 |  | 0 | 0 | 0 | 0 | 0 | 0 | 0 | 0 | 0 | 0 | 0 | 0 | 0 | 0 | 0 | 0 | 0 | 0 | 0 | 0 | 0 | 0 | 0 | 0 | 0 | 0 | 0 | 0 | 0 | 0 | 0 | 0 | 0 | 0 | 0 | 0 | 0 | 0 | 0 | 0 | 0 | 0 | 0 | 0 | 0 | 0 | 0 | 0 | 0 | 0 | 0 | 0 | 0 | 0 | 0 | 0 | 0 | 0 | 0 | 0 | 0 | 0 | 0 | 0 | 0 | 0 | 0 | 0 | 0 | 0 | 0 | 0 | 0 | 0 | 0 | 0 | 0 | 0 | 0 | 0 | 0 | 0 | 0 | 0 | 0 | 0 | 0 | 0 | 0 | 0 | 0 | 0 | 0 | 0 | 0 | 0 | 0 | 0 | 0 | 0 | 0 | 0% | 0 | 0 | 0% | 0%
|  | 11 | 1 | 1 |  | 1 | NREL | SB SCCT (220 MW) | 1 | Gen Alternative | Energy Price | O&M | 1 | 0 | $/Yr | 2025 | 1 | 30 |  | SCCT_O&M |  | 2025 | 0 | 3 | 0 |  | 0 | 0 | 0 | 0 | 0 | 0 | 0 | 0 | 0 | 0 | 0 | 0 | 0 | 0 | 0 | 0 | 0 | 0 | 0 | 0 | 0 | 0 | 0 | 0 | 0 | 0 | 0 | 0 | 0 | 0 | 0 | 0 | 0 | 0 | 0 | 0 | 0 | 0 | 0 | 0 | 0 | 0 | 0 | 0 | 0 | 0 | 0 | 0 | 0 | 0 | 0 | 0 | 0 | 0 | 0 | 0 | 0 | 0 | 0 | 0 | 0 | 0 | 0 | 0 | 0 | 0 | 0 | 0 | 0 | 0 | 0 | 0 | 0 | 0 | 0 | 0 | 0 | 0 | 0 | 0 | 0 | 0 | 0 | 0 | 0 | 0 | 0 | 0 | 0 | 0 | 0 | 0 | 0 | 0 | 0 | 0 | 0 | 0 | 0 | 0 | 0 | 2% | 0 | 0 | 0% | 0%
|  | 11 | 2 | 0 |  |  |  |  | 1 | Gen Alternative | Energy Price | O&M | 1 | 0 | $/Yr | 0 | 1 |  |  | 0 |  | 0 | 0 | 0 | 0 |  | 0 | 0 | 0 | 0 | 0 | 0 | 0 | 0 | 0 | 0 | 0 | 0 | 0 | 0 | 0 | 0 | 0 | 0 | 0 | 0 | 0 | 0 | 0 | 0 | 0 | 0 | 0 | 0 | 0 | 0 | 0 | 0 | 0 | 0 | 0 | 0 | 0 | 0 | 0 | 0 | 0 | 0 | 0 | 0 | 0 | 0 | 0 | 0 | 0 | 0 | 0 | 0 | 0 | 0 | 0 | 0 | 0 | 0 | 0 | 0 | 0 | 0 | 0 | 0 | 0 | 0 | 0 | 0 | 0 | 0 | 0 | 0 | 0 | 0 | 0 | 0 | 0 | 0 | 0 | 0 | 0 | 0 | 0 | 0 | 0 | 0 | 0 | 0 | 0 | 0 | 0 | 0 | 0 | 0 | 0 | 0 | 0 | 0 | 0 | 0 | 0 | 0% | 0 | 0 | 0% | 0%
|  | 11 | 3 | 0 |  |  |  |  | 1 | Gen Alternative | Energy Price | O&M | 1 | 0 | $/Yr | 0 | 1 |  |  | 0 |  | 0 | 0 | 0 | 0 |  | 0 | 0 | 0 | 0 | 0 | 0 | 0 | 0 | 0 | 0 | 0 | 0 | 0 | 0 | 0 | 0 | 0 | 0 | 0 | 0 | 0 | 0 | 0 | 0 | 0 | 0 | 0 | 0 | 0 | 0 | 0 | 0 | 0 | 0 | 0 | 0 | 0 | 0 | 0 | 0 | 0 | 0 | 0 | 0 | 0 | 0 | 0 | 0 | 0 | 0 | 0 | 0 | 0 | 0 | 0 | 0 | 0 | 0 | 0 | 0 | 0 | 0 | 0 | 0 | 0 | 0 | 0 | 0 | 0 | 0 | 0 | 0 | 0 | 0 | 0 | 0 | 0 | 0 | 0 | 0 | 0 | 0 | 0 | 0 | 0 | 0 | 0 | 0 | 0 | 0 | 0 | 0 | 0 | 0 | 0 | 0 | 0 | 0 | 0 | 0 | 0 | 0% | 0 | 0 | 0% | 0%
|  | 11 | 4 | 0 |  |  |  |  | 1 | Gen Alternative | Energy Price | O&M | 1 | 0 | $/Yr | 0 | 1 |  |  | 0 |  | 0 | 0 | 0 | 0 |  | 0 | 0 | 0 | 0 | 0 | 0 | 0 | 0 | 0 | 0 | 0 | 0 | 0 | 0 | 0 | 0 | 0 | 0 | 0 | 0 | 0 | 0 | 0 | 0 | 0 | 0 | 0 | 0 | 0 | 0 | 0 | 0 | 0 | 0 | 0 | 0 | 0 | 0 | 0 | 0 | 0 | 0 | 0 | 0 | 0 | 0 | 0 | 0 | 0 | 0 | 0 | 0 | 0 | 0 | 0 | 0 | 0 | 0 | 0 | 0 | 0 | 0 | 0 | 0 | 0 | 0 | 0 | 0 | 0 | 0 | 0 | 0 | 0 | 0 | 0 | 0 | 0 | 0 | 0 | 0 | 0 | 0 | 0 | 0 | 0 | 0 | 0 | 0 | 0 | 0 | 0 | 0 | 0 | 0 | 0 | 0 | 0 | 0 | 0 | 0 | 0 | 0% | 0 | 0 | 0% | 0%
|  | 11 | 5 | 0 |  |  |  |  | 1 | Gen Alternative | Energy Price | O&M | 1 | 0 | $/Yr | 0 | 1 |  |  | 0 |  | 0 | 0 | 0 | 0 |  | 0 | 0 | 0 | 0 | 0 | 0 | 0 | 0 | 0 | 0 | 0 | 0 | 0 | 0 | 0 | 0 | 0 | 0 | 0 | 0 | 0 | 0 | 0 | 0 | 0 | 0 | 0 | 0 | 0 | 0 | 0 | 0 | 0 | 0 | 0 | 0 | 0 | 0 | 0 | 0 | 0 | 0 | 0 | 0 | 0 | 0 | 0 | 0 | 0 | 0 | 0 | 0 | 0 | 0 | 0 | 0 | 0 | 0 | 0 | 0 | 0 | 0 | 0 | 0 | 0 | 0 | 0 | 0 | 0 | 0 | 0 | 0 | 0 | 0 | 0 | 0 | 0 | 0 | 0 | 0 | 0 | 0 | 0 | 0 | 0 | 0 | 0 | 0 | 0 | 0 | 0 | 0 | 0 | 0 | 0 | 0 | 0 | 0 | 0 | 0 | 0 | 0% | 0 | 0 | 0% | 0%
|  | 11 | 6 | 0 |  |  |  |  | 1 | Gen Alternative | Energy Price | O&M | 1 | 0 | $/Yr | 0 | 1 |  |  | 0 |  | 0 | 0 | 0 | 0 |  | 0 | 0 | 0 | 0 | 0 | 0 | 0 | 0 | 0 | 0 | 0 | 0 | 0 | 0 | 0 | 0 | 0 | 0 | 0 | 0 | 0 | 0 | 0 | 0 | 0 | 0 | 0 | 0 | 0 | 0 | 0 | 0 | 0 | 0 | 0 | 0 | 0 | 0 | 0 | 0 | 0 | 0 | 0 | 0 | 0 | 0 | 0 | 0 | 0 | 0 | 0 | 0 | 0 | 0 | 0 | 0 | 0 | 0 | 0 | 0 | 0 | 0 | 0 | 0 | 0 | 0 | 0 | 0 | 0 | 0 | 0 | 0 | 0 | 0 | 0 | 0 | 0 | 0 | 0 | 0 | 0 | 0 | 0 | 0 | 0 | 0 | 0 | 0 | 0 | 0 | 0 | 0 | 0 | 0 | 0 | 0 | 0 | 0 | 0 | 0 | 0 | 0% | 0 | 0 | 0% | 0%
|  | 11 | 7 | 0 |  |  |  |  | 1 | Gen Alternative | Energy Price | O&M | 1 | 0 | $/Yr | 0 | 1 |  |  | 0 |  | 0 | 0 | 0 | 0 |  | 0 | 0 | 0 | 0 | 0 | 0 | 0 | 0 | 0 | 0 | 0 | 0 | 0 | 0 | 0 | 0 | 0 | 0 | 0 | 0 | 0 | 0 | 0 | 0 | 0 | 0 | 0 | 0 | 0 | 0 | 0 | 0 | 0 | 0 | 0 | 0 | 0 | 0 | 0 | 0 | 0 | 0 | 0 | 0 | 0 | 0 | 0 | 0 | 0 | 0 | 0 | 0 | 0 | 0 | 0 | 0 | 0 | 0 | 0 | 0 | 0 | 0 | 0 | 0 | 0 | 0 | 0 | 0 | 0 | 0 | 0 | 0 | 0 | 0 | 0 | 0 | 0 | 0 | 0 | 0 | 0 | 0 | 0 | 0 | 0 | 0 | 0 | 0 | 0 | 0 | 0 | 0 | 0 | 0 | 0 | 0 | 0 | 0 | 0 | 0 | 0 | 0% | 0 | 0 | 0% | 0%
|  | 11 | 8 | 0 |  |  |  |  | 1 | Gen Alternative | Energy Price | O&M | 1 | 0 | $/Yr | 0 | 1 |  |  | 0 |  | 0 | 0 | 0 | 0 |  | 0 | 0 | 0 | 0 | 0 | 0 | 0 | 0 | 0 | 0 | 0 | 0 | 0 | 0 | 0 | 0 | 0 | 0 | 0 | 0 | 0 | 0 | 0 | 0 | 0 | 0 | 0 | 0 | 0 | 0 | 0 | 0 | 0 | 0 | 0 | 0 | 0 | 0 | 0 | 0 | 0 | 0 | 0 | 0 | 0 | 0 | 0 | 0 | 0 | 0 | 0 | 0 | 0 | 0 | 0 | 0 | 0 | 0 | 0 | 0 | 0 | 0 | 0 | 0 | 0 | 0 | 0 | 0 | 0 | 0 | 0 | 0 | 0 | 0 | 0 | 0 | 0 | 0 | 0 | 0 | 0 | 0 | 0 | 0 | 0 | 0 | 0 | 0 | 0 | 0 | 0 | 0 | 0 | 0 | 0 | 0 | 0 | 0 | 0 | 0 | 0 | 0% | 0 | 0 | 0% | 0%
|  | 11 | 9 | 0 |  |  |  |  | 1 | Gen Alternative | Energy Price | O&M | 1 | 0 | $/Yr | 0 | 1 |  |  | 0 |  | 0 | 0 | 0 | 0 |  | 0 | 0 | 0 | 0 | 0 | 0 | 0 | 0 | 0 | 0 | 0 | 0 | 0 | 0 | 0 | 0 | 0 | 0 | 0 | 0 | 0 | 0 | 0 | 0 | 0 | 0 | 0 | 0 | 0 | 0 | 0 | 0 | 0 | 0 | 0 | 0 | 0 | 0 | 0 | 0 | 0 | 0 | 0 | 0 | 0 | 0 | 0 | 0 | 0 | 0 | 0 | 0 | 0 | 0 | 0 | 0 | 0 | 0 | 0 | 0 | 0 | 0 | 0 | 0 | 0 | 0 | 0 | 0 | 0 | 0 | 0 | 0 | 0 | 0 | 0 | 0 | 0 | 0 | 0 | 0 | 0 | 0 | 0 | 0 | 0 | 0 | 0 | 0 | 0 | 0 | 0 | 0 | 0 | 0 | 0 | 0 | 0 | 0 | 0 | 0 | 0 | 0% | 0 | 0 | 0% | 0%
|  | 11 | 10 | 0 |  |  |  |  | 1 | Gen Alternative | Energy Price | O&M | 1 | 0 | $/Yr | 0 | 1 |  |  | 0 |  | 0 | 0 | 0 | 0 |  | 0 | 0 | 0 | 0 | 0 | 0 | 0 | 0 | 0 | 0 | 0 | 0 | 0 | 0 | 0 | 0 | 0 | 0 | 0 | 0 | 0 | 0 | 0 | 0 | 0 | 0 | 0 | 0 | 0 | 0 | 0 | 0 | 0 | 0 | 0 | 0 | 0 | 0 | 0 | 0 | 0 | 0 | 0 | 0 | 0 | 0 | 0 | 0 | 0 | 0 | 0 | 0 | 0 | 0 | 0 | 0 | 0 | 0 | 0 | 0 | 0 | 0 | 0 | 0 | 0 | 0 | 0 | 0 | 0 | 0 | 0 | 0 | 0 | 0 | 0 | 0 | 0 | 0 | 0 | 0 | 0 | 0 | 0 | 0 | 0 | 0 | 0 | 0 | 0 | 0 | 0 | 0 | 0 | 0 | 0 | 0 | 0 | 0 | 0 | 0 | 0 | 0% | 0 | 0 | 0% | 0%
|  | 12 | 1 | 1 |  | 1 | NREL | SB SCCT (220 MW) | 1 | Gen Alternative | Variable O&M | O&M | 1 | 0 | $/Yr | 2025 | 1 | 30 |  | SCCT_O&M |  | 2025 | 0 | 3 | 0 |  | 0 | 0 | 0 | 0 | 0 | 0 | 0 | 0 | 0 | 0 | 0 | 0 | 0 | 0 | 0 | 0 | 0 | 0 | 0 | 0 | 0 | 0 | 0 | 0 | 0 | 0 | 0 | 0 | 0 | 0 | 0 | 0 | 0 | 0 | 0 | 0 | 0 | 0 | 0 | 0 | 0 | 0 | 0 | 0 | 0 | 0 | 0 | 0 | 0 | 0 | 0 | 0 | 0 | 0 | 0 | 0 | 0 | 0 | 0 | 0 | 0 | 0 | 0 | 0 | 0 | 0 | 0 | 0 | 0 | 0 | 0 | 0 | 0 | 0 | 0 | 0 | 0 | 0 | 0 | 0 | 0 | 0 | 0 | 0 | 0 | 0 | 0 | 0 | 0 | 0 | 0 | 0 | 0 | 0 | 0 | 0 | 0 | 0 | 0 | 0 | 0 | 2% | 0 | 0 | 0% | 0%
|  | 12 | 2 | 0 |  |  |  |  | 1 | Gen Alternative | Variable O&M | O&M | 1 | 0 | $/Yr | 0 | 1 |  |  | 0 |  | 0 | 0 | 0 | 0 |  | 0 | 0 | 0 | 0 | 0 | 0 | 0 | 0 | 0 | 0 | 0 | 0 | 0 | 0 | 0 | 0 | 0 | 0 | 0 | 0 | 0 | 0 | 0 | 0 | 0 | 0 | 0 | 0 | 0 | 0 | 0 | 0 | 0 | 0 | 0 | 0 | 0 | 0 | 0 | 0 | 0 | 0 | 0 | 0 | 0 | 0 | 0 | 0 | 0 | 0 | 0 | 0 | 0 | 0 | 0 | 0 | 0 | 0 | 0 | 0 | 0 | 0 | 0 | 0 | 0 | 0 | 0 | 0 | 0 | 0 | 0 | 0 | 0 | 0 | 0 | 0 | 0 | 0 | 0 | 0 | 0 | 0 | 0 | 0 | 0 | 0 | 0 | 0 | 0 | 0 | 0 | 0 | 0 | 0 | 0 | 0 | 0 | 0 | 0 | 0 | 0 | 0% | 0 | 0 | 0% | 0%
|  | 12 | 3 | 0 |  |  |  |  | 1 | Gen Alternative | Variable O&M | O&M | 1 | 0 | $/Yr | 0 | 1 |  |  | 0 |  | 0 | 0 | 0 | 0 |  | 0 | 0 | 0 | 0 | 0 | 0 | 0 | 0 | 0 | 0 | 0 | 0 | 0 | 0 | 0 | 0 | 0 | 0 | 0 | 0 | 0 | 0 | 0 | 0 | 0 | 0 | 0 | 0 | 0 | 0 | 0 | 0 | 0 | 0 | 0 | 0 | 0 | 0 | 0 | 0 | 0 | 0 | 0 | 0 | 0 | 0 | 0 | 0 | 0 | 0 | 0 | 0 | 0 | 0 | 0 | 0 | 0 | 0 | 0 | 0 | 0 | 0 | 0 | 0 | 0 | 0 | 0 | 0 | 0 | 0 | 0 | 0 | 0 | 0 | 0 | 0 | 0 | 0 | 0 | 0 | 0 | 0 | 0 | 0 | 0 | 0 | 0 | 0 | 0 | 0 | 0 | 0 | 0 | 0 | 0 | 0 | 0 | 0 | 0 | 0 | 0 | 0% | 0 | 0 | 0% | 0%
|  | 12 | 4 | 0 |  |  |  |  | 1 | Gen Alternative | Variable O&M | O&M | 1 | 0 | $/Yr | 0 | 1 |  |  | 0 |  | 0 | 0 | 0 | 0 |  | 0 | 0 | 0 | 0 | 0 | 0 | 0 | 0 | 0 | 0 | 0 | 0 | 0 | 0 | 0 | 0 | 0 | 0 | 0 | 0 | 0 | 0 | 0 | 0 | 0 | 0 | 0 | 0 | 0 | 0 | 0 | 0 | 0 | 0 | 0 | 0 | 0 | 0 | 0 | 0 | 0 | 0 | 0 | 0 | 0 | 0 | 0 | 0 | 0 | 0 | 0 | 0 | 0 | 0 | 0 | 0 | 0 | 0 | 0 | 0 | 0 | 0 | 0 | 0 | 0 | 0 | 0 | 0 | 0 | 0 | 0 | 0 | 0 | 0 | 0 | 0 | 0 | 0 | 0 | 0 | 0 | 0 | 0 | 0 | 0 | 0 | 0 | 0 | 0 | 0 | 0 | 0 | 0 | 0 | 0 | 0 | 0 | 0 | 0 | 0 | 0 | 0% | 0 | 0 | 0% | 0%
|  | 12 | 5 | 0 |  |  |  |  | 1 | Gen Alternative | Variable O&M | O&M | 1 | 0 | $/Yr | 0 | 1 |  |  | 0 |  | 0 | 0 | 0 | 0 |  | 0 | 0 | 0 | 0 | 0 | 0 | 0 | 0 | 0 | 0 | 0 | 0 | 0 | 0 | 0 | 0 | 0 | 0 | 0 | 0 | 0 | 0 | 0 | 0 | 0 | 0 | 0 | 0 | 0 | 0 | 0 | 0 | 0 | 0 | 0 | 0 | 0 | 0 | 0 | 0 | 0 | 0 | 0 | 0 | 0 | 0 | 0 | 0 | 0 | 0 | 0 | 0 | 0 | 0 | 0 | 0 | 0 | 0 | 0 | 0 | 0 | 0 | 0 | 0 | 0 | 0 | 0 | 0 | 0 | 0 | 0 | 0 | 0 | 0 | 0 | 0 | 0 | 0 | 0 | 0 | 0 | 0 | 0 | 0 | 0 | 0 | 0 | 0 | 0 | 0 | 0 | 0 | 0 | 0 | 0 | 0 | 0 | 0 | 0 | 0 | 0 | 0% | 0 | 0 | 0% | 0%
|  | 12 | 6 | 0 |  |  |  |  | 1 | Gen Alternative | Variable O&M | O&M | 1 | 0 | $/Yr | 0 | 1 |  |  | 0 |  | 0 | 0 | 0 | 0 |  | 0 | 0 | 0 | 0 | 0 | 0 | 0 | 0 | 0 | 0 | 0 | 0 | 0 | 0 | 0 | 0 | 0 | 0 | 0 | 0 | 0 | 0 | 0 | 0 | 0 | 0 | 0 | 0 | 0 | 0 | 0 | 0 | 0 | 0 | 0 | 0 | 0 | 0 | 0 | 0 | 0 | 0 | 0 | 0 | 0 | 0 | 0 | 0 | 0 | 0 | 0 | 0 | 0 | 0 | 0 | 0 | 0 | 0 | 0 | 0 | 0 | 0 | 0 | 0 | 0 | 0 | 0 | 0 | 0 | 0 | 0 | 0 | 0 | 0 | 0 | 0 | 0 | 0 | 0 | 0 | 0 | 0 | 0 | 0 | 0 | 0 | 0 | 0 | 0 | 0 | 0 | 0 | 0 | 0 | 0 | 0 | 0 | 0 | 0 | 0 | 0 | 0% | 0 | 0 | 0% | 0%
|  | 12 | 7 | 0 |  |  |  |  | 1 | Gen Alternative | Variable O&M | O&M | 1 | 0 | $/Yr | 0 | 1 |  |  | 0 |  | 0 | 0 | 0 | 0 |  | 0 | 0 | 0 | 0 | 0 | 0 | 0 | 0 | 0 | 0 | 0 | 0 | 0 | 0 | 0 | 0 | 0 | 0 | 0 | 0 | 0 | 0 | 0 | 0 | 0 | 0 | 0 | 0 | 0 | 0 | 0 | 0 | 0 | 0 | 0 | 0 | 0 | 0 | 0 | 0 | 0 | 0 | 0 | 0 | 0 | 0 | 0 | 0 | 0 | 0 | 0 | 0 | 0 | 0 | 0 | 0 | 0 | 0 | 0 | 0 | 0 | 0 | 0 | 0 | 0 | 0 | 0 | 0 | 0 | 0 | 0 | 0 | 0 | 0 | 0 | 0 | 0 | 0 | 0 | 0 | 0 | 0 | 0 | 0 | 0 | 0 | 0 | 0 | 0 | 0 | 0 | 0 | 0 | 0 | 0 | 0 | 0 | 0 | 0 | 0 | 0 | 0% | 0 | 0 | 0% | 0%
|  | 12 | 8 | 0 |  |  |  |  | 1 | Gen Alternative | Variable O&M | O&M | 1 | 0 | $/Yr | 0 | 1 |  |  | 0 |  | 0 | 0 | 0 | 0 |  | 0 | 0 | 0 | 0 | 0 | 0 | 0 | 0 | 0 | 0 | 0 | 0 | 0 | 0 | 0 | 0 | 0 | 0 | 0 | 0 | 0 | 0 | 0 | 0 | 0 | 0 | 0 | 0 | 0 | 0 | 0 | 0 | 0 | 0 | 0 | 0 | 0 | 0 | 0 | 0 | 0 | 0 | 0 | 0 | 0 | 0 | 0 | 0 | 0 | 0 | 0 | 0 | 0 | 0 | 0 | 0 | 0 | 0 | 0 | 0 | 0 | 0 | 0 | 0 | 0 | 0 | 0 | 0 | 0 | 0 | 0 | 0 | 0 | 0 | 0 | 0 | 0 | 0 | 0 | 0 | 0 | 0 | 0 | 0 | 0 | 0 | 0 | 0 | 0 | 0 | 0 | 0 | 0 | 0 | 0 | 0 | 0 | 0 | 0 | 0 | 0 | 0% | 0 | 0 | 0% | 0%
|  | 12 | 9 | 0 |  |  |  |  | 1 | Gen Alternative | Variable O&M | O&M | 1 | 0 | $/Yr | 0 | 1 |  |  | 0 |  | 0 | 0 | 0 | 0 |  | 0 | 0 | 0 | 0 | 0 | 0 | 0 | 0 | 0 | 0 | 0 | 0 | 0 | 0 | 0 | 0 | 0 | 0 | 0 | 0 | 0 | 0 | 0 | 0 | 0 | 0 | 0 | 0 | 0 | 0 | 0 | 0 | 0 | 0 | 0 | 0 | 0 | 0 | 0 | 0 | 0 | 0 | 0 | 0 | 0 | 0 | 0 | 0 | 0 | 0 | 0 | 0 | 0 | 0 | 0 | 0 | 0 | 0 | 0 | 0 | 0 | 0 | 0 | 0 | 0 | 0 | 0 | 0 | 0 | 0 | 0 | 0 | 0 | 0 | 0 | 0 | 0 | 0 | 0 | 0 | 0 | 0 | 0 | 0 | 0 | 0 | 0 | 0 | 0 | 0 | 0 | 0 | 0 | 0 | 0 | 0 | 0 | 0 | 0 | 0 | 0 | 0% | 0 | 0 | 0% | 0%
|  | 12 | 10 | 0 |  |  |  |  | 1 | Gen Alternative | Variable O&M | O&M | 1 | 0 | $/Yr | 0 | 1 |  |  | 0 |  | 0 | 0 | 0 | 0 |  | 0 | 0 | 0 | 0 | 0 | 0 | 0 | 0 | 0 | 0 | 0 | 0 | 0 | 0 | 0 | 0 | 0 | 0 | 0 | 0 | 0 | 0 | 0 | 0 | 0 | 0 | 0 | 0 | 0 | 0 | 0 | 0 | 0 | 0 | 0 | 0 | 0 | 0 | 0 | 0 | 0 | 0 | 0 | 0 | 0 | 0 | 0 | 0 | 0 | 0 | 0 | 0 | 0 | 0 | 0 | 0 | 0 | 0 | 0 | 0 | 0 | 0 | 0 | 0 | 0 | 0 | 0 | 0 | 0 | 0 | 0 | 0 | 0 | 0 | 0 | 0 | 0 | 0 | 0 | 0 | 0 | 0 | 0 | 0 | 0 | 0 | 0 | 0 | 0 | 0 | 0 | 0 | 0 | 0 | 0 | 0 | 0 | 0 | 0 | 0 | 0 | 0% | 0 | 0 | 0% | 0%
|  | 13 | 1 | 1 |  | 1 | NREL | SB SCCT (220 MW) | 1 | Gen Alternative | Start Cost | O&M | 1 | 0 | $/Yr | 2025 | 1 | 30 |  | SCCT_O&M |  | 2025 | 0 | 3 | 0 |  | 0 | 0 | 0 | 0 | 0 | 0 | 0 | 0 | 0 | 0 | 0 | 0 | 0 | 0 | 0 | 0 | 0 | 0 | 0 | 0 | 0 | 0 | 0 | 0 | 0 | 0 | 0 | 0 | 0 | 0 | 0 | 0 | 0 | 0 | 0 | 0 | 0 | 0 | 0 | 0 | 0 | 0 | 0 | 0 | 0 | 0 | 0 | 0 | 0 | 0 | 0 | 0 | 0 | 0 | 0 | 0 | 0 | 0 | 0 | 0 | 0 | 0 | 0 | 0 | 0 | 0 | 0 | 0 | 0 | 0 | 0 | 0 | 0 | 0 | 0 | 0 | 0 | 0 | 0 | 0 | 0 | 0 | 0 | 0 | 0 | 0 | 0 | 0 | 0 | 0 | 0 | 0 | 0 | 0 | 0 | 0 | 0 | 0 | 0 | 0 | 0 | 2% | 0 | 0 | 0% | 0%
|  | 13 | 2 | 0 |  |  |  |  | 1 | Gen Alternative | Start Cost | O&M | 1 | 0 | $/Yr | 0 | 1 |  |  | 0 |  | 0 | 0 | 0 | 0 |  | 0 | 0 | 0 | 0 | 0 | 0 | 0 | 0 | 0 | 0 | 0 | 0 | 0 | 0 | 0 | 0 | 0 | 0 | 0 | 0 | 0 | 0 | 0 | 0 | 0 | 0 | 0 | 0 | 0 | 0 | 0 | 0 | 0 | 0 | 0 | 0 | 0 | 0 | 0 | 0 | 0 | 0 | 0 | 0 | 0 | 0 | 0 | 0 | 0 | 0 | 0 | 0 | 0 | 0 | 0 | 0 | 0 | 0 | 0 | 0 | 0 | 0 | 0 | 0 | 0 | 0 | 0 | 0 | 0 | 0 | 0 | 0 | 0 | 0 | 0 | 0 | 0 | 0 | 0 | 0 | 0 | 0 | 0 | 0 | 0 | 0 | 0 | 0 | 0 | 0 | 0 | 0 | 0 | 0 | 0 | 0 | 0 | 0 | 0 | 0 | 0 | 0% | 0 | 0 | 0% | 0%
|  | 13 | 3 | 0 |  |  |  |  | 1 | Gen Alternative | Start Cost | O&M | 1 | 0 | $/Yr | 0 | 1 |  |  | 0 |  | 0 | 0 | 0 | 0 |  | 0 | 0 | 0 | 0 | 0 | 0 | 0 | 0 | 0 | 0 | 0 | 0 | 0 | 0 | 0 | 0 | 0 | 0 | 0 | 0 | 0 | 0 | 0 | 0 | 0 | 0 | 0 | 0 | 0 | 0 | 0 | 0 | 0 | 0 | 0 | 0 | 0 | 0 | 0 | 0 | 0 | 0 | 0 | 0 | 0 | 0 | 0 | 0 | 0 | 0 | 0 | 0 | 0 | 0 | 0 | 0 | 0 | 0 | 0 | 0 | 0 | 0 | 0 | 0 | 0 | 0 | 0 | 0 | 0 | 0 | 0 | 0 | 0 | 0 | 0 | 0 | 0 | 0 | 0 | 0 | 0 | 0 | 0 | 0 | 0 | 0 | 0 | 0 | 0 | 0 | 0 | 0 | 0 | 0 | 0 | 0 | 0 | 0 | 0 | 0 | 0 | 0% | 0 | 0 | 0% | 0%
|  | 13 | 4 | 0 |  |  |  |  | 1 | Gen Alternative | Start Cost | O&M | 1 | 0 | $/Yr | 0 | 1 |  |  | 0 |  | 0 | 0 | 0 | 0 |  | 0 | 0 | 0 | 0 | 0 | 0 | 0 | 0 | 0 | 0 | 0 | 0 | 0 | 0 | 0 | 0 | 0 | 0 | 0 | 0 | 0 | 0 | 0 | 0 | 0 | 0 | 0 | 0 | 0 | 0 | 0 | 0 | 0 | 0 | 0 | 0 | 0 | 0 | 0 | 0 | 0 | 0 | 0 | 0 | 0 | 0 | 0 | 0 | 0 | 0 | 0 | 0 | 0 | 0 | 0 | 0 | 0 | 0 | 0 | 0 | 0 | 0 | 0 | 0 | 0 | 0 | 0 | 0 | 0 | 0 | 0 | 0 | 0 | 0 | 0 | 0 | 0 | 0 | 0 | 0 | 0 | 0 | 0 | 0 | 0 | 0 | 0 | 0 | 0 | 0 | 0 | 0 | 0 | 0 | 0 | 0 | 0 | 0 | 0 | 0 | 0 | 0% | 0 | 0 | 0% | 0%
|  | 13 | 5 | 0 |  |  |  |  | 1 | Gen Alternative | Start Cost | O&M | 1 | 0 | $/Yr | 0 | 1 |  |  | 0 |  | 0 | 0 | 0 | 0 |  | 0 | 0 | 0 | 0 | 0 | 0 | 0 | 0 | 0 | 0 | 0 | 0 | 0 | 0 | 0 | 0 | 0 | 0 | 0 | 0 | 0 | 0 | 0 | 0 | 0 | 0 | 0 | 0 | 0 | 0 | 0 | 0 | 0 | 0 | 0 | 0 | 0 | 0 | 0 | 0 | 0 | 0 | 0 | 0 | 0 | 0 | 0 | 0 | 0 | 0 | 0 | 0 | 0 | 0 | 0 | 0 | 0 | 0 | 0 | 0 | 0 | 0 | 0 | 0 | 0 | 0 | 0 | 0 | 0 | 0 | 0 | 0 | 0 | 0 | 0 | 0 | 0 | 0 | 0 | 0 | 0 | 0 | 0 | 0 | 0 | 0 | 0 | 0 | 0 | 0 | 0 | 0 | 0 | 0 | 0 | 0 | 0 | 0 | 0 | 0 | 0 | 0% | 0 | 0 | 0% | 0%
|  | 13 | 6 | 0 |  |  |  |  | 1 | Gen Alternative | Start Cost | O&M | 1 | 0 | $/Yr | 0 | 1 |  |  | 0 |  | 0 | 0 | 0 | 0 |  | 0 | 0 | 0 | 0 | 0 | 0 | 0 | 0 | 0 | 0 | 0 | 0 | 0 | 0 | 0 | 0 | 0 | 0 | 0 | 0 | 0 | 0 | 0 | 0 | 0 | 0 | 0 | 0 | 0 | 0 | 0 | 0 | 0 | 0 | 0 | 0 | 0 | 0 | 0 | 0 | 0 | 0 | 0 | 0 | 0 | 0 | 0 | 0 | 0 | 0 | 0 | 0 | 0 | 0 | 0 | 0 | 0 | 0 | 0 | 0 | 0 | 0 | 0 | 0 | 0 | 0 | 0 | 0 | 0 | 0 | 0 | 0 | 0 | 0 | 0 | 0 | 0 | 0 | 0 | 0 | 0 | 0 | 0 | 0 | 0 | 0 | 0 | 0 | 0 | 0 | 0 | 0 | 0 | 0 | 0 | 0 | 0 | 0 | 0 | 0 | 0 | 0% | 0 | 0 | 0% | 0%
|  | 13 | 7 | 0 |  |  |  |  | 1 | Gen Alternative | Start Cost | O&M | 1 | 0 | $/Yr | 0 | 1 |  |  | 0 |  | 0 | 0 | 0 | 0 |  | 0 | 0 | 0 | 0 | 0 | 0 | 0 | 0 | 0 | 0 | 0 | 0 | 0 | 0 | 0 | 0 | 0 | 0 | 0 | 0 | 0 | 0 | 0 | 0 | 0 | 0 | 0 | 0 | 0 | 0 | 0 | 0 | 0 | 0 | 0 | 0 | 0 | 0 | 0 | 0 | 0 | 0 | 0 | 0 | 0 | 0 | 0 | 0 | 0 | 0 | 0 | 0 | 0 | 0 | 0 | 0 | 0 | 0 | 0 | 0 | 0 | 0 | 0 | 0 | 0 | 0 | 0 | 0 | 0 | 0 | 0 | 0 | 0 | 0 | 0 | 0 | 0 | 0 | 0 | 0 | 0 | 0 | 0 | 0 | 0 | 0 | 0 | 0 | 0 | 0 | 0 | 0 | 0 | 0 | 0 | 0 | 0 | 0 | 0 | 0 | 0 | 0% | 0 | 0 | 0% | 0%
|  | 13 | 8 | 0 |  |  |  |  | 1 | Gen Alternative | Start Cost | O&M | 1 | 0 | $/Yr | 0 | 1 |  |  | 0 |  | 0 | 0 | 0 | 0 |  | 0 | 0 | 0 | 0 | 0 | 0 | 0 | 0 | 0 | 0 | 0 | 0 | 0 | 0 | 0 | 0 | 0 | 0 | 0 | 0 | 0 | 0 | 0 | 0 | 0 | 0 | 0 | 0 | 0 | 0 | 0 | 0 | 0 | 0 | 0 | 0 | 0 | 0 | 0 | 0 | 0 | 0 | 0 | 0 | 0 | 0 | 0 | 0 | 0 | 0 | 0 | 0 | 0 | 0 | 0 | 0 | 0 | 0 | 0 | 0 | 0 | 0 | 0 | 0 | 0 | 0 | 0 | 0 | 0 | 0 | 0 | 0 | 0 | 0 | 0 | 0 | 0 | 0 | 0 | 0 | 0 | 0 | 0 | 0 | 0 | 0 | 0 | 0 | 0 | 0 | 0 | 0 | 0 | 0 | 0 | 0 | 0 | 0 | 0 | 0 | 0 | 0% | 0 | 0 | 0% | 0%
|  | 13 | 9 | 0 |  |  |  |  | 1 | Gen Alternative | Start Cost | O&M | 1 | 0 | $/Yr | 0 | 1 |  |  | 0 |  | 0 | 0 | 0 | 0 |  | 0 | 0 | 0 | 0 | 0 | 0 | 0 | 0 | 0 | 0 | 0 | 0 | 0 | 0 | 0 | 0 | 0 | 0 | 0 | 0 | 0 | 0 | 0 | 0 | 0 | 0 | 0 | 0 | 0 | 0 | 0 | 0 | 0 | 0 | 0 | 0 | 0 | 0 | 0 | 0 | 0 | 0 | 0 | 0 | 0 | 0 | 0 | 0 | 0 | 0 | 0 | 0 | 0 | 0 | 0 | 0 | 0 | 0 | 0 | 0 | 0 | 0 | 0 | 0 | 0 | 0 | 0 | 0 | 0 | 0 | 0 | 0 | 0 | 0 | 0 | 0 | 0 | 0 | 0 | 0 | 0 | 0 | 0 | 0 | 0 | 0 | 0 | 0 | 0 | 0 | 0 | 0 | 0 | 0 | 0 | 0 | 0 | 0 | 0 | 0 | 0 | 0% | 0 | 0 | 0% | 0%
|  | 13 | 10 | 0 |  |  |  |  | 1 | Gen Alternative | Start Cost | O&M | 1 | 0 | $/Yr | 0 | 1 |  |  | 0 |  | 0 | 0 | 0 | 0 |  | 0 | 0 | 0 | 0 | 0 | 0 | 0 | 0 | 0 | 0 | 0 | 0 | 0 | 0 | 0 | 0 | 0 | 0 | 0 | 0 | 0 | 0 | 0 | 0 | 0 | 0 | 0 | 0 | 0 | 0 | 0 | 0 | 0 | 0 | 0 | 0 | 0 | 0 | 0 | 0 | 0 | 0 | 0 | 0 | 0 | 0 | 0 | 0 | 0 | 0 | 0 | 0 | 0 | 0 | 0 | 0 | 0 | 0 | 0 | 0 | 0 | 0 | 0 | 0 | 0 | 0 | 0 | 0 | 0 | 0 | 0 | 0 | 0 | 0 | 0 | 0 | 0 | 0 | 0 | 0 | 0 | 0 | 0 | 0 | 0 | 0 | 0 | 0 | 0 | 0 | 0 | 0 | 0 | 0 | 0 | 0 | 0 | 0 | 0 | 0 | 0 | 0% | 0 | 0 | 0% | 0%
|  | 14 | 1 | 1 |  | 1 | NREL | SB SCCT (220 MW) | 1 | Gen Alternative | Start Fuel | O&M | 1 | 0 | mmBtu/Yr | 2025 | 1 | 30 | NG_LGE | SCCT_O&M |  | 2025 | 2 | 3 | 0 |  | 0 | 0 | 0 | 0 | 0 | 0 | 0 | 0 | 0 | 0 | 0 | 0 | 0 | 0 | 0 | 0 | 0 | 0 | 0 | 0 | 0 | 0 | 0 | 0 | 0 | 0 | 0 | 0 | 0 | 0 | 0 | 0 | 0 | 0 | 0 | 0 | 0 | 0 | 0 | 0 | 0 | 0 | 0 | 0 | 0 | 0 | 0 | 0 | 0 | 0 | 0 | 0 | 0 | 0 | 0 | 0 | 0 | 0 | 0 | 0 | 0 | 0 | 0 | 0 | 0 | 0 | 0 | 0 | 0 | 0 | 0 | 0 | 0 | 0 | 0 | 0 | 0 | 0 | 0 | 0 | 0 | 0 | 0 | 0 | 0 | 0 | 0 | 0 | 0 | 0 | 0 | 0 | 0 | 0 | 0 | 0 | 0 | 0 | 0 | 0 | 0 | 2% | 0 | 0 | 0% | 0%
|  | 14 | 2 | 0 |  |  |  |  | 1 | Gen Alternative | Start Fuel | O&M | 1 | 0 | mmBtu/Yr | 0 | 1 |  |  | 0 |  | 0 | 0 | 0 | 0 |  | 0 | 0 | 0 | 0 | 0 | 0 | 0 | 0 | 0 | 0 | 0 | 0 | 0 | 0 | 0 | 0 | 0 | 0 | 0 | 0 | 0 | 0 | 0 | 0 | 0 | 0 | 0 | 0 | 0 | 0 | 0 | 0 | 0 | 0 | 0 | 0 | 0 | 0 | 0 | 0 | 0 | 0 | 0 | 0 | 0 | 0 | 0 | 0 | 0 | 0 | 0 | 0 | 0 | 0 | 0 | 0 | 0 | 0 | 0 | 0 | 0 | 0 | 0 | 0 | 0 | 0 | 0 | 0 | 0 | 0 | 0 | 0 | 0 | 0 | 0 | 0 | 0 | 0 | 0 | 0 | 0 | 0 | 0 | 0 | 0 | 0 | 0 | 0 | 0 | 0 | 0 | 0 | 0 | 0 | 0 | 0 | 0 | 0 | 0 | 0 | 0 | 0% | 0 | 0 | 0% | 0%
|  | 14 | 3 | 0 |  |  |  |  | 1 | Gen Alternative | Start Fuel | O&M | 1 | 0 | mmBtu/Yr | 0 | 1 |  |  | 0 |  | 0 | 0 | 0 | 0 |  | 0 | 0 | 0 | 0 | 0 | 0 | 0 | 0 | 0 | 0 | 0 | 0 | 0 | 0 | 0 | 0 | 0 | 0 | 0 | 0 | 0 | 0 | 0 | 0 | 0 | 0 | 0 | 0 | 0 | 0 | 0 | 0 | 0 | 0 | 0 | 0 | 0 | 0 | 0 | 0 | 0 | 0 | 0 | 0 | 0 | 0 | 0 | 0 | 0 | 0 | 0 | 0 | 0 | 0 | 0 | 0 | 0 | 0 | 0 | 0 | 0 | 0 | 0 | 0 | 0 | 0 | 0 | 0 | 0 | 0 | 0 | 0 | 0 | 0 | 0 | 0 | 0 | 0 | 0 | 0 | 0 | 0 | 0 | 0 | 0 | 0 | 0 | 0 | 0 | 0 | 0 | 0 | 0 | 0 | 0 | 0 | 0 | 0 | 0 | 0 | 0 | 0% | 0 | 0 | 0% | 0%
|  | 14 | 4 | 0 |  |  |  |  | 1 | Gen Alternative | Start Fuel | O&M | 1 | 0 | mmBtu/Yr | 0 | 1 |  |  | 0 |  | 0 | 0 | 0 | 0 |  | 0 | 0 | 0 | 0 | 0 | 0 | 0 | 0 | 0 | 0 | 0 | 0 | 0 | 0 | 0 | 0 | 0 | 0 | 0 | 0 | 0 | 0 | 0 | 0 | 0 | 0 | 0 | 0 | 0 | 0 | 0 | 0 | 0 | 0 | 0 | 0 | 0 | 0 | 0 | 0 | 0 | 0 | 0 | 0 | 0 | 0 | 0 | 0 | 0 | 0 | 0 | 0 | 0 | 0 | 0 | 0 | 0 | 0 | 0 | 0 | 0 | 0 | 0 | 0 | 0 | 0 | 0 | 0 | 0 | 0 | 0 | 0 | 0 | 0 | 0 | 0 | 0 | 0 | 0 | 0 | 0 | 0 | 0 | 0 | 0 | 0 | 0 | 0 | 0 | 0 | 0 | 0 | 0 | 0 | 0 | 0 | 0 | 0 | 0 | 0 | 0 | 0% | 0 | 0 | 0% | 0%
|  | 14 | 5 | 0 |  |  |  |  | 1 | Gen Alternative | Start Fuel | O&M | 1 | 0 | mmBtu/Yr | 0 | 1 |  |  | 0 |  | 0 | 0 | 0 | 0 |  | 0 | 0 | 0 | 0 | 0 | 0 | 0 | 0 | 0 | 0 | 0 | 0 | 0 | 0 | 0 | 0 | 0 | 0 | 0 | 0 | 0 | 0 | 0 | 0 | 0 | 0 | 0 | 0 | 0 | 0 | 0 | 0 | 0 | 0 | 0 | 0 | 0 | 0 | 0 | 0 | 0 | 0 | 0 | 0 | 0 | 0 | 0 | 0 | 0 | 0 | 0 | 0 | 0 | 0 | 0 | 0 | 0 | 0 | 0 | 0 | 0 | 0 | 0 | 0 | 0 | 0 | 0 | 0 | 0 | 0 | 0 | 0 | 0 | 0 | 0 | 0 | 0 | 0 | 0 | 0 | 0 | 0 | 0 | 0 | 0 | 0 | 0 | 0 | 0 | 0 | 0 | 0 | 0 | 0 | 0 | 0 | 0 | 0 | 0 | 0 | 0 | 0% | 0 | 0 | 0% | 0%
|  | 14 | 6 | 0 |  |  |  |  | 1 | Gen Alternative | Start Fuel | O&M | 1 | 0 | mmBtu/Yr | 0 | 1 |  |  | 0 |  | 0 | 0 | 0 | 0 |  | 0 | 0 | 0 | 0 | 0 | 0 | 0 | 0 | 0 | 0 | 0 | 0 | 0 | 0 | 0 | 0 | 0 | 0 | 0 | 0 | 0 | 0 | 0 | 0 | 0 | 0 | 0 | 0 | 0 | 0 | 0 | 0 | 0 | 0 | 0 | 0 | 0 | 0 | 0 | 0 | 0 | 0 | 0 | 0 | 0 | 0 | 0 | 0 | 0 | 0 | 0 | 0 | 0 | 0 | 0 | 0 | 0 | 0 | 0 | 0 | 0 | 0 | 0 | 0 | 0 | 0 | 0 | 0 | 0 | 0 | 0 | 0 | 0 | 0 | 0 | 0 | 0 | 0 | 0 | 0 | 0 | 0 | 0 | 0 | 0 | 0 | 0 | 0 | 0 | 0 | 0 | 0 | 0 | 0 | 0 | 0 | 0 | 0 | 0 | 0 | 0 | 0% | 0 | 0 | 0% | 0%
|  | 14 | 7 | 0 |  |  |  |  | 1 | Gen Alternative | Start Fuel | O&M | 1 | 0 | mmBtu/Yr | 0 | 1 |  |  | 0 |  | 0 | 0 | 0 | 0 |  | 0 | 0 | 0 | 0 | 0 | 0 | 0 | 0 | 0 | 0 | 0 | 0 | 0 | 0 | 0 | 0 | 0 | 0 | 0 | 0 | 0 | 0 | 0 | 0 | 0 | 0 | 0 | 0 | 0 | 0 | 0 | 0 | 0 | 0 | 0 | 0 | 0 | 0 | 0 | 0 | 0 | 0 | 0 | 0 | 0 | 0 | 0 | 0 | 0 | 0 | 0 | 0 | 0 | 0 | 0 | 0 | 0 | 0 | 0 | 0 | 0 | 0 | 0 | 0 | 0 | 0 | 0 | 0 | 0 | 0 | 0 | 0 | 0 | 0 | 0 | 0 | 0 | 0 | 0 | 0 | 0 | 0 | 0 | 0 | 0 | 0 | 0 | 0 | 0 | 0 | 0 | 0 | 0 | 0 | 0 | 0 | 0 | 0 | 0 | 0 | 0 | 0% | 0 | 0 | 0% | 0%
|  | 14 | 8 | 0 |  |  |  |  | 1 | Gen Alternative | Start Fuel | O&M | 1 | 0 | mmBtu/Yr | 0 | 1 |  |  | 0 |  | 0 | 0 | 0 | 0 |  | 0 | 0 | 0 | 0 | 0 | 0 | 0 | 0 | 0 | 0 | 0 | 0 | 0 | 0 | 0 | 0 | 0 | 0 | 0 | 0 | 0 | 0 | 0 | 0 | 0 | 0 | 0 | 0 | 0 | 0 | 0 | 0 | 0 | 0 | 0 | 0 | 0 | 0 | 0 | 0 | 0 | 0 | 0 | 0 | 0 | 0 | 0 | 0 | 0 | 0 | 0 | 0 | 0 | 0 | 0 | 0 | 0 | 0 | 0 | 0 | 0 | 0 | 0 | 0 | 0 | 0 | 0 | 0 | 0 | 0 | 0 | 0 | 0 | 0 | 0 | 0 | 0 | 0 | 0 | 0 | 0 | 0 | 0 | 0 | 0 | 0 | 0 | 0 | 0 | 0 | 0 | 0 | 0 | 0 | 0 | 0 | 0 | 0 | 0 | 0 | 0 | 0% | 0 | 0 | 0% | 0%
|  | 14 | 9 | 0 |  |  |  |  | 1 | Gen Alternative | Start Fuel | O&M | 1 | 0 | mmBtu/Yr | 0 | 1 |  |  | 0 |  | 0 | 0 | 0 | 0 |  | 0 | 0 | 0 | 0 | 0 | 0 | 0 | 0 | 0 | 0 | 0 | 0 | 0 | 0 | 0 | 0 | 0 | 0 | 0 | 0 | 0 | 0 | 0 | 0 | 0 | 0 | 0 | 0 | 0 | 0 | 0 | 0 | 0 | 0 | 0 | 0 | 0 | 0 | 0 | 0 | 0 | 0 | 0 | 0 | 0 | 0 | 0 | 0 | 0 | 0 | 0 | 0 | 0 | 0 | 0 | 0 | 0 | 0 | 0 | 0 | 0 | 0 | 0 | 0 | 0 | 0 | 0 | 0 | 0 | 0 | 0 | 0 | 0 | 0 | 0 | 0 | 0 | 0 | 0 | 0 | 0 | 0 | 0 | 0 | 0 | 0 | 0 | 0 | 0 | 0 | 0 | 0 | 0 | 0 | 0 | 0 | 0 | 0 | 0 | 0 | 0 | 0% | 0 | 0 | 0% | 0%
|  | 14 | 10 | 0 |  |  |  |  | 1 | Gen Alternative | Start Fuel | O&M | 1 | 0 | mmBtu/Yr | 0 | 1 |  |  | 0 |  | 0 | 0 | 0 | 0 |  | 0 | 0 | 0 | 0 | 0 | 0 | 0 | 0 | 0 | 0 | 0 | 0 | 0 | 0 | 0 | 0 | 0 | 0 | 0 | 0 | 0 | 0 | 0 | 0 | 0 | 0 | 0 | 0 | 0 | 0 | 0 | 0 | 0 | 0 | 0 | 0 | 0 | 0 | 0 | 0 | 0 | 0 | 0 | 0 | 0 | 0 | 0 | 0 | 0 | 0 | 0 | 0 | 0 | 0 | 0 | 0 | 0 | 0 | 0 | 0 | 0 | 0 | 0 | 0 | 0 | 0 | 0 | 0 | 0 | 0 | 0 | 0 | 0 | 0 | 0 | 0 | 0 | 0 | 0 | 0 | 0 | 0 | 0 | 0 | 0 | 0 | 0 | 0 | 0 | 0 | 0 | 0 | 0 | 0 | 0 | 0 | 0 | 0 | 0 | 0 | 0 | 0% | 0 | 0 | 0% | 0%
|  | 15 | 1 | 1 |  | 1 | NREL | SB SCCT (220 MW) | 1 | Gen Alternative | Hourly Operating Cost | O&M | 1 | 0 | $/Yr | 2025 | 1 | 30 |  | SCCT_O&M |  | 2025 | 0 | 3 | 0 |  | 0 | 0 | 0 | 0 | 0 | 0 | 0 | 0 | 0 | 0 | 0 | 0 | 0 | 0 | 0 | 0 | 0 | 0 | 0 | 0 | 0 | 0 | 0 | 0 | 0 | 0 | 0 | 0 | 0 | 0 | 0 | 0 | 0 | 0 | 0 | 0 | 0 | 0 | 0 | 0 | 0 | 0 | 0 | 0 | 0 | 0 | 0 | 0 | 0 | 0 | 0 | 0 | 0 | 0 | 0 | 0 | 0 | 0 | 0 | 0 | 0 | 0 | 0 | 0 | 0 | 0 | 0 | 0 | 0 | 0 | 0 | 0 | 0 | 0 | 0 | 0 | 0 | 0 | 0 | 0 | 0 | 0 | 0 | 0 | 0 | 0 | 0 | 0 | 0 | 0 | 0 | 0 | 0 | 0 | 0 | 0 | 0 | 0 | 0 | 0 | 0 | 2% | 0 | 0 | 0% | 0%
|  | 15 | 2 | 0 |  |  |  |  | 1 | Gen Alternative | Hourly Operating Cost | O&M | 1 | 0 | $/Yr | 0 | 1 |  |  | 0 |  | 0 | 0 | 0 | 0 |  | 0 | 0 | 0 | 0 | 0 | 0 | 0 | 0 | 0 | 0 | 0 | 0 | 0 | 0 | 0 | 0 | 0 | 0 | 0 | 0 | 0 | 0 | 0 | 0 | 0 | 0 | 0 | 0 | 0 | 0 | 0 | 0 | 0 | 0 | 0 | 0 | 0 | 0 | 0 | 0 | 0 | 0 | 0 | 0 | 0 | 0 | 0 | 0 | 0 | 0 | 0 | 0 | 0 | 0 | 0 | 0 | 0 | 0 | 0 | 0 | 0 | 0 | 0 | 0 | 0 | 0 | 0 | 0 | 0 | 0 | 0 | 0 | 0 | 0 | 0 | 0 | 0 | 0 | 0 | 0 | 0 | 0 | 0 | 0 | 0 | 0 | 0 | 0 | 0 | 0 | 0 | 0 | 0 | 0 | 0 | 0 | 0 | 0 | 0 | 0 | 0 | 0% | 0 | 0 | 0% | 0%
|  | 15 | 3 | 0 |  |  |  |  | 1 | Gen Alternative | Hourly Operating Cost | O&M | 1 | 0 | $/Yr | 0 | 1 |  |  | 0 |  | 0 | 0 | 0 | 0 |  | 0 | 0 | 0 | 0 | 0 | 0 | 0 | 0 | 0 | 0 | 0 | 0 | 0 | 0 | 0 | 0 | 0 | 0 | 0 | 0 | 0 | 0 | 0 | 0 | 0 | 0 | 0 | 0 | 0 | 0 | 0 | 0 | 0 | 0 | 0 | 0 | 0 | 0 | 0 | 0 | 0 | 0 | 0 | 0 | 0 | 0 | 0 | 0 | 0 | 0 | 0 | 0 | 0 | 0 | 0 | 0 | 0 | 0 | 0 | 0 | 0 | 0 | 0 | 0 | 0 | 0 | 0 | 0 | 0 | 0 | 0 | 0 | 0 | 0 | 0 | 0 | 0 | 0 | 0 | 0 | 0 | 0 | 0 | 0 | 0 | 0 | 0 | 0 | 0 | 0 | 0 | 0 | 0 | 0 | 0 | 0 | 0 | 0 | 0 | 0 | 0 | 0% | 0 | 0 | 0% | 0%
|  | 15 | 4 | 0 |  |  |  |  | 1 | Gen Alternative | Hourly Operating Cost | O&M | 1 | 0 | $/Yr | 0 | 1 |  |  | 0 |  | 0 | 0 | 0 | 0 |  | 0 | 0 | 0 | 0 | 0 | 0 | 0 | 0 | 0 | 0 | 0 | 0 | 0 | 0 | 0 | 0 | 0 | 0 | 0 | 0 | 0 | 0 | 0 | 0 | 0 | 0 | 0 | 0 | 0 | 0 | 0 | 0 | 0 | 0 | 0 | 0 | 0 | 0 | 0 | 0 | 0 | 0 | 0 | 0 | 0 | 0 | 0 | 0 | 0 | 0 | 0 | 0 | 0 | 0 | 0 | 0 | 0 | 0 | 0 | 0 | 0 | 0 | 0 | 0 | 0 | 0 | 0 | 0 | 0 | 0 | 0 | 0 | 0 | 0 | 0 | 0 | 0 | 0 | 0 | 0 | 0 | 0 | 0 | 0 | 0 | 0 | 0 | 0 | 0 | 0 | 0 | 0 | 0 | 0 | 0 | 0 | 0 | 0 | 0 | 0 | 0 | 0% | 0 | 0 | 0% | 0%
|  | 15 | 5 | 0 |  |  |  |  | 1 | Gen Alternative | Hourly Operating Cost | O&M | 1 | 0 | $/Yr | 0 | 1 |  |  | 0 |  | 0 | 0 | 0 | 0 |  | 0 | 0 | 0 | 0 | 0 | 0 | 0 | 0 | 0 | 0 | 0 | 0 | 0 | 0 | 0 | 0 | 0 | 0 | 0 | 0 | 0 | 0 | 0 | 0 | 0 | 0 | 0 | 0 | 0 | 0 | 0 | 0 | 0 | 0 | 0 | 0 | 0 | 0 | 0 | 0 | 0 | 0 | 0 | 0 | 0 | 0 | 0 | 0 | 0 | 0 | 0 | 0 | 0 | 0 | 0 | 0 | 0 | 0 | 0 | 0 | 0 | 0 | 0 | 0 | 0 | 0 | 0 | 0 | 0 | 0 | 0 | 0 | 0 | 0 | 0 | 0 | 0 | 0 | 0 | 0 | 0 | 0 | 0 | 0 | 0 | 0 | 0 | 0 | 0 | 0 | 0 | 0 | 0 | 0 | 0 | 0 | 0 | 0 | 0 | 0 | 0 | 0% | 0 | 0 | 0% | 0%
|  | 15 | 6 | 0 |  |  |  |  | 1 | Gen Alternative | Hourly Operating Cost | O&M | 1 | 0 | $/Yr | 0 | 1 |  |  | 0 |  | 0 | 0 | 0 | 0 |  | 0 | 0 | 0 | 0 | 0 | 0 | 0 | 0 | 0 | 0 | 0 | 0 | 0 | 0 | 0 | 0 | 0 | 0 | 0 | 0 | 0 | 0 | 0 | 0 | 0 | 0 | 0 | 0 | 0 | 0 | 0 | 0 | 0 | 0 | 0 | 0 | 0 | 0 | 0 | 0 | 0 | 0 | 0 | 0 | 0 | 0 | 0 | 0 | 0 | 0 | 0 | 0 | 0 | 0 | 0 | 0 | 0 | 0 | 0 | 0 | 0 | 0 | 0 | 0 | 0 | 0 | 0 | 0 | 0 | 0 | 0 | 0 | 0 | 0 | 0 | 0 | 0 | 0 | 0 | 0 | 0 | 0 | 0 | 0 | 0 | 0 | 0 | 0 | 0 | 0 | 0 | 0 | 0 | 0 | 0 | 0 | 0 | 0 | 0 | 0 | 0 | 0% | 0 | 0 | 0% | 0%
|  | 15 | 7 | 0 |  |  |  |  | 1 | Gen Alternative | Hourly Operating Cost | O&M | 1 | 0 | $/Yr | 0 | 1 |  |  | 0 |  | 0 | 0 | 0 | 0 |  | 0 | 0 | 0 | 0 | 0 | 0 | 0 | 0 | 0 | 0 | 0 | 0 | 0 | 0 | 0 | 0 | 0 | 0 | 0 | 0 | 0 | 0 | 0 | 0 | 0 | 0 | 0 | 0 | 0 | 0 | 0 | 0 | 0 | 0 | 0 | 0 | 0 | 0 | 0 | 0 | 0 | 0 | 0 | 0 | 0 | 0 | 0 | 0 | 0 | 0 | 0 | 0 | 0 | 0 | 0 | 0 | 0 | 0 | 0 | 0 | 0 | 0 | 0 | 0 | 0 | 0 | 0 | 0 | 0 | 0 | 0 | 0 | 0 | 0 | 0 | 0 | 0 | 0 | 0 | 0 | 0 | 0 | 0 | 0 | 0 | 0 | 0 | 0 | 0 | 0 | 0 | 0 | 0 | 0 | 0 | 0 | 0 | 0 | 0 | 0 | 0 | 0% | 0 | 0 | 0% | 0%
|  | 15 | 8 | 0 |  |  |  |  | 1 | Gen Alternative | Hourly Operating Cost | O&M | 1 | 0 | $/Yr | 0 | 1 |  |  | 0 |  | 0 | 0 | 0 | 0 |  | 0 | 0 | 0 | 0 | 0 | 0 | 0 | 0 | 0 | 0 | 0 | 0 | 0 | 0 | 0 | 0 | 0 | 0 | 0 | 0 | 0 | 0 | 0 | 0 | 0 | 0 | 0 | 0 | 0 | 0 | 0 | 0 | 0 | 0 | 0 | 0 | 0 | 0 | 0 | 0 | 0 | 0 | 0 | 0 | 0 | 0 | 0 | 0 | 0 | 0 | 0 | 0 | 0 | 0 | 0 | 0 | 0 | 0 | 0 | 0 | 0 | 0 | 0 | 0 | 0 | 0 | 0 | 0 | 0 | 0 | 0 | 0 | 0 | 0 | 0 | 0 | 0 | 0 | 0 | 0 | 0 | 0 | 0 | 0 | 0 | 0 | 0 | 0 | 0 | 0 | 0 | 0 | 0 | 0 | 0 | 0 | 0 | 0 | 0 | 0 | 0 | 0% | 0 | 0 | 0% | 0%
|  | 15 | 9 | 0 |  |  |  |  | 1 | Gen Alternative | Hourly Operating Cost | O&M | 1 | 0 | $/Yr | 0 | 1 |  |  | 0 |  | 0 | 0 | 0 | 0 |  | 0 | 0 | 0 | 0 | 0 | 0 | 0 | 0 | 0 | 0 | 0 | 0 | 0 | 0 | 0 | 0 | 0 | 0 | 0 | 0 | 0 | 0 | 0 | 0 | 0 | 0 | 0 | 0 | 0 | 0 | 0 | 0 | 0 | 0 | 0 | 0 | 0 | 0 | 0 | 0 | 0 | 0 | 0 | 0 | 0 | 0 | 0 | 0 | 0 | 0 | 0 | 0 | 0 | 0 | 0 | 0 | 0 | 0 | 0 | 0 | 0 | 0 | 0 | 0 | 0 | 0 | 0 | 0 | 0 | 0 | 0 | 0 | 0 | 0 | 0 | 0 | 0 | 0 | 0 | 0 | 0 | 0 | 0 | 0 | 0 | 0 | 0 | 0 | 0 | 0 | 0 | 0 | 0 | 0 | 0 | 0 | 0 | 0 | 0 | 0 | 0 | 0% | 0 | 0 | 0% | 0%
|  | 15 | 10 | 0 |  |  |  |  | 1 | Gen Alternative | Hourly Operating Cost | O&M | 1 | 0 | $/Yr | 0 | 1 |  |  | 0 |  | 0 | 0 | 0 | 0 |  | 0 | 0 | 0 | 0 | 0 | 0 | 0 | 0 | 0 | 0 | 0 | 0 | 0 | 0 | 0 | 0 | 0 | 0 | 0 | 0 | 0 | 0 | 0 | 0 | 0 | 0 | 0 | 0 | 0 | 0 | 0 | 0 | 0 | 0 | 0 | 0 | 0 | 0 | 0 | 0 | 0 | 0 | 0 | 0 | 0 | 0 | 0 | 0 | 0 | 0 | 0 | 0 | 0 | 0 | 0 | 0 | 0 | 0 | 0 | 0 | 0 | 0 | 0 | 0 | 0 | 0 | 0 | 0 | 0 | 0 | 0 | 0 | 0 | 0 | 0 | 0 | 0 | 0 | 0 | 0 | 0 | 0 | 0 | 0 | 0 | 0 | 0 | 0 | 0 | 0 | 0 | 0 | 0 | 0 | 0 | 0 | 0 | 0 | 0 | 0 | 0 | 0% | 0 | 0 | 0% | 0%
Open
Open
Open
|  | Special Items | [25 empty] | Nominal Cash Flows 2021: Values (Units Vary)
|  | Cost Item | Res Num | Row Num |  | Prop | RFP Respondent | RFP Resource |  | Item | Descr | Cap/ O&M | Inc | Base Yr Value | Units | Comm Yr | Rpt. | Dur. | Nominal Spend Profile | Escalator | Capital RR Profile | RR Comm Year | LU Nom | LU Esc | LU RR | Tax | Cont | 2021 | 2022 | 2023 | 2024 | 2025 | 2026 | 2027 | 2028 | 2029 | 2030 | 2031 | 2032 | 2033 | 2034 | 2035 | 2036 | 2037 | 2038 | 2039 | 2040 | 2041 | 2042 | 2043 | 2044 | 2045 | 2046 | 2047 | 2048 | 2049 | 2050 | 2051 | 2052 | 2053 | 2054 | 2055 | 2056 | 2057 | 2058 | 2059 | 2060 | 2061 | 2062 | 2063 | 2064 | 2065 | 2066 | 2067 | 2068 | 2069 | 2070
|  |  | 1 | 1 |  |  | NREL | SB SCCT (220 MW) | 1 | Gen Alternative | Delivered Generation |  | 1 | 289080 | MWh/Year | 2025 | 1 | 30 |  | 0 |  | 2025 | 0 | 0 | 0 |  | 0 | 0 | 0 | 0 | 0 | 289080 | 289080 | 289080 | 289080 | 289080 | 289080 | 289080 | 289080 | 289080 | 289080 | 289080 | 289080 | 289080 | 289080 | 289080 | 289080 | 289080 | 289080 | 289080 | 289080 | 289080 | 289080 | 289080 | 289080 | 289080 | 289080 | 289080 | 289080 | 289080 | 289080 | 0 | 0 | 0 | 0 | 0 | 0 | 0 | 0 | 0 | 0 | 0 | 0 | 0 | 0 | 0 | 0
|  |  | 2 | 0 |  |  |  |  | 1 | Gen Alternative | Delivered Generation |  | 1 | 0 | MWh/Year | 0 | 1 |  |  | 0 |  | 0 | 0 | 0 | 0 |  | 0 | 0 | 0 | 0 | 0 | 0 | 0 | 0 | 0 | 0 | 0 | 0 | 0 | 0 | 0 | 0 | 0 | 0 | 0 | 0 | 0 | 0 | 0 | 0 | 0 | 0 | 0 | 0 | 0 | 0 | 0 | 0 | 0 | 0 | 0 | 0 | 0 | 0 | 0 | 0 | 0 | 0 | 0 | 0 | 0 | 0 | 0 | 0 | 0 | 0 | 0
|  |  | 3 | 0 |  |  |  |  | 1 | Gen Alternative | Delivered Generation |  | 1 | 0 | MWh/Year | 0 | 1 |  |  | 0 |  | 0 | 0 | 0 | 0 |  | 0 | 0 | 0 | 0 | 0 | 0 | 0 | 0 | 0 | 0 | 0 | 0 | 0 | 0 | 0 | 0 | 0 | 0 | 0 | 0 | 0 | 0 | 0 | 0 | 0 | 0 | 0 | 0 | 0 | 0 | 0 | 0 | 0 | 0 | 0 | 0 | 0 | 0 | 0 | 0 | 0 | 0 | 0 | 0 | 0 | 0 | 0 | 0 | 0 | 0 | 0
|  |  | 4 | 0 |  |  |  |  | 1 | Gen Alternative | Delivered Generation |  | 1 | 0 | MWh/Year | 0 | 1 |  |  | 0 |  | 0 | 0 | 0 | 0 |  | 0 | 0 | 0 | 0 | 0 | 0 | 0 | 0 | 0 | 0 | 0 | 0 | 0 | 0 | 0 | 0 | 0 | 0 | 0 | 0 | 0 | 0 | 0 | 0 | 0 | 0 | 0 | 0 | 0 | 0 | 0 | 0 | 0 | 0 | 0 | 0 | 0 | 0 | 0 | 0 | 0 | 0 | 0 | 0 | 0 | 0 | 0 | 0 | 0 | 0 | 0
|  |  | 5 | 0 |  |  |  |  | 1 | Gen Alternative | Delivered Generation |  | 1 | 0 | MWh/Year | 0 | 1 |  |  | 0 |  | 0 | 0 | 0 | 0 |  | 0 | 0 | 0 | 0 | 0 | 0 | 0 | 0 | 0 | 0 | 0 | 0 | 0 | 0 | 0 | 0 | 0 | 0 | 0 | 0 | 0 | 0 | 0 | 0 | 0 | 0 | 0 | 0 | 0 | 0 | 0 | 0 | 0 | 0 | 0 | 0 | 0 | 0 | 0 | 0 | 0 | 0 | 0 | 0 | 0 | 0 | 0 | 0 | 0 | 0 | 0
|  |  | 6 | 0 |  |  |  |  | 1 | Gen Alternative | Delivered Generation |  | 1 | 0 | MWh/Year | 0 | 1 |  |  | 0 |  | 0 | 0 | 0 | 0 |  | 0 | 0 | 0 | 0 | 0 | 0 | 0 | 0 | 0 | 0 | 0 | 0 | 0 | 0 | 0 | 0 | 0 | 0 | 0 | 0 | 0 | 0 | 0 | 0 | 0 | 0 | 0 | 0 | 0 | 0 | 0 | 0 | 0 | 0 | 0 | 0 | 0 | 0 | 0 | 0 | 0 | 0 | 0 | 0 | 0 | 0 | 0 | 0 | 0 | 0 | 0
|  |  | 7 | 0 |  |  |  |  | 1 | Gen Alternative | Delivered Generation |  | 1 | 0 | MWh/Year | 0 | 1 |  |  | 0 |  | 0 | 0 | 0 | 0 |  | 0 | 0 | 0 | 0 | 0 | 0 | 0 | 0 | 0 | 0 | 0 | 0 | 0 | 0 | 0 | 0 | 0 | 0 | 0 | 0 | 0 | 0 | 0 | 0 | 0 | 0 | 0 | 0 | 0 | 0 | 0 | 0 | 0 | 0 | 0 | 0 | 0 | 0 | 0 | 0 | 0 | 0 | 0 | 0 | 0 | 0 | 0 | 0 | 0 | 0 | 0
|  |  | 8 | 0 |  |  |  |  | 1 | Gen Alternative | Delivered Generation |  | 1 | 0 | MWh/Year | 0 | 1 |  |  | 0 |  | 0 | 0 | 0 | 0 |  | 0 | 0 | 0 | 0 | 0 | 0 | 0 | 0 | 0 | 0 | 0 | 0 | 0 | 0 | 0 | 0 | 0 | 0 | 0 | 0 | 0 | 0 | 0 | 0 | 0 | 0 | 0 | 0 | 0 | 0 | 0 | 0 | 0 | 0 | 0 | 0 | 0 | 0 | 0 | 0 | 0 | 0 | 0 | 0 | 0 | 0 | 0 | 0 | 0 | 0 | 0
|  |  | 9 | 0 |  |  |  |  | 1 | Gen Alternative | Delivered Generation |  | 1 | 0 | MWh/Year | 0 | 1 |  |  | 0 |  | 0 | 0 | 0 | 0 |  | 0 | 0 | 0 | 0 | 0 | 0 | 0 | 0 | 0 | 0 | 0 | 0 | 0 | 0 | 0 | 0 | 0 | 0 | 0 | 0 | 0 | 0 | 0 | 0 | 0 | 0 | 0 | 0 | 0 | 0 | 0 | 0 | 0 | 0 | 0 | 0 | 0 | 0 | 0 | 0 | 0 | 0 | 0 | 0 | 0 | 0 | 0 | 0 | 0 | 0 | 0
|  |  | 10 | 0 |  |  |  |  | 1 | Gen Alternative | Delivered Generation |  | 1 | 0 | MWh/Year | 0 | 1 |  |  | 0 |  | 0 | 0 | 0 | 0 |  | 0 | 0 | 0 | 0 | 0 | 0 | 0 | 0 | 0 | 0 | 0 | 0 | 0 | 0 | 0 | 0 | 0 | 0 | 0 | 0 | 0 | 0 | 0 | 0 | 0 | 0 | 0 | 0 | 0 | 0 | 0 | 0 | 0 | 0 | 0 | 0 | 0 | 0 | 0 | 0 | 0 | 0 | 0 | 0 | 0 | 0 | 0 | 0 | 0 | 0 | 0
|  |  | 1 | 1 |  |  | NREL | SB SCCT (220 MW) | 1 | Gen Alternative | Delivered Capacity |  | 1 | 220 | MWh/Year | 2025 | 1 | 30 |  |  |  | 2025 | 0 | 0 | 0 |  | 0 | 0 | 0 | 0 | 0 | 220 | 220 | 220 | 220 | 220 | 220 | 220 | 220 | 220 | 220 | 220 | 220 | 220 | 220 | 220 | 220 | 220 | 220 | 220 | 220 | 220 | 220 | 220 | 220 | 220 | 220 | 220 | 220 | 220 | 220 | 0 | 0 | 0 | 0 | 0 | 0 | 0 | 0 | 0 | 0 | 0 | 0 | 0 | 0 | 0 | 0
|  |  | 2 | 0 |  |  |  |  | 1 | Gen Alternative | Delivered Capacity |  | 1 | 0 | MWh/Year | 0 | 1 |  |  |  |  | 0 | 0 | 0 | 0 |  | 0 | 0 | 0 | 0 | 0 | 0 | 0 | 0 | 0 | 0 | 0 | 0 | 0 | 0 | 0 | 0 | 0 | 0 | 0 | 0 | 0 | 0 | 0 | 0 | 0 | 0 | 0 | 0 | 0 | 0 | 0 | 0 | 0 | 0 | 0 | 0 | 0 | 0 | 0 | 0 | 0 | 0 | 0 | 0 | 0 | 0 | 0 | 0 | 0 | 0 | 0
|  |  | 3 | 0 |  |  |  |  | 1 | Gen Alternative | Delivered Capacity |  | 1 | 0 | MWh/Year | 0 | 1 |  |  |  |  | 0 | 0 | 0 | 0 |  | 0 | 0 | 0 | 0 | 0 | 0 | 0 | 0 | 0 | 0 | 0 | 0 | 0 | 0 | 0 | 0 | 0 | 0 | 0 | 0 | 0 | 0 | 0 | 0 | 0 | 0 | 0 | 0 | 0 | 0 | 0 | 0 | 0 | 0 | 0 | 0 | 0 | 0 | 0 | 0 | 0 | 0 | 0 | 0 | 0 | 0 | 0 | 0 | 0 | 0 | 0
|  |  | 4 | 0 |  |  |  |  | 1 | Gen Alternative | Delivered Capacity |  | 1 | 0 | MWh/Year | 0 | 1 |  |  |  |  | 0 | 0 | 0 | 0 |  | 0 | 0 | 0 | 0 | 0 | 0 | 0 | 0 | 0 | 0 | 0 | 0 | 0 | 0 | 0 | 0 | 0 | 0 | 0 | 0 | 0 | 0 | 0 | 0 | 0 | 0 | 0 | 0 | 0 | 0 | 0 | 0 | 0 | 0 | 0 | 0 | 0 | 0 | 0 | 0 | 0 | 0 | 0 | 0 | 0 | 0 | 0 | 0 | 0 | 0 | 0
|  |  | 5 | 0 |  |  |  |  | 1 | Gen Alternative | Delivered Capacity |  | 1 | 0 | MWh/Year | 0 | 1 |  |  |  |  | 0 | 0 | 0 | 0 |  | 0 | 0 | 0 | 0 | 0 | 0 | 0 | 0 | 0 | 0 | 0 | 0 | 0 | 0 | 0 | 0 | 0 | 0 | 0 | 0 | 0 | 0 | 0 | 0 | 0 | 0 | 0 | 0 | 0 | 0 | 0 | 0 | 0 | 0 | 0 | 0 | 0 | 0 | 0 | 0 | 0 | 0 | 0 | 0 | 0 | 0 | 0 | 0 | 0 | 0 | 0
|  |  | 6 | 0 |  |  |  |  | 1 | Gen Alternative | Delivered Capacity |  | 1 | 0 | MWh/Year | 0 | 1 |  |  |  |  | 0 | 0 | 0 | 0 |  | 0 | 0 | 0 | 0 | 0 | 0 | 0 | 0 | 0 | 0 | 0 | 0 | 0 | 0 | 0 | 0 | 0 | 0 | 0 | 0 | 0 | 0 | 0 | 0 | 0 | 0 | 0 | 0 | 0 | 0 | 0 | 0 | 0 | 0 | 0 | 0 | 0 | 0 | 0 | 0 | 0 | 0 | 0 | 0 | 0 | 0 | 0 | 0 | 0 | 0 | 0
|  |  | 7 | 0 |  |  |  |  | 1 | Gen Alternative | Delivered Capacity |  | 1 | 0 | MWh/Year | 0 | 1 |  |  |  |  | 0 | 0 | 0 | 0 |  | 0 | 0 | 0 | 0 | 0 | 0 | 0 | 0 | 0 | 0 | 0 | 0 | 0 | 0 | 0 | 0 | 0 | 0 | 0 | 0 | 0 | 0 | 0 | 0 | 0 | 0 | 0 | 0 | 0 | 0 | 0 | 0 | 0 | 0 | 0 | 0 | 0 | 0 | 0 | 0 | 0 | 0 | 0 | 0 | 0 | 0 | 0 | 0 | 0 | 0 | 0
|  |  | 8 | 0 |  |  |  |  | 1 | Gen Alternative | Delivered Capacity |  | 1 | 0 | MWh/Year | 0 | 1 |  |  |  |  | 0 | 0 | 0 | 0 |  | 0 | 0 | 0 | 0 | 0 | 0 | 0 | 0 | 0 | 0 | 0 | 0 | 0 | 0 | 0 | 0 | 0 | 0 | 0 | 0 | 0 | 0 | 0 | 0 | 0 | 0 | 0 | 0 | 0 | 0 | 0 | 0 | 0 | 0 | 0 | 0 | 0 | 0 | 0 | 0 | 0 | 0 | 0 | 0 | 0 | 0 | 0 | 0 | 0 | 0 | 0
|  |  | 9 | 0 |  |  |  |  | 1 | Gen Alternative | Delivered Capacity |  | 1 | 0 | MWh/Year | 0 | 1 |  |  |  |  | 0 | 0 | 0 | 0 |  | 0 | 0 | 0 | 0 | 0 | 0 | 0 | 0 | 0 | 0 | 0 | 0 | 0 | 0 | 0 | 0 | 0 | 0 | 0 | 0 | 0 | 0 | 0 | 0 | 0 | 0 | 0 | 0 | 0 | 0 | 0 | 0 | 0 | 0 | 0 | 0 | 0 | 0 | 0 | 0 | 0 | 0 | 0 | 0 | 0 | 0 | 0 | 0 | 0 | 0 | 0
|  |  | 10 | 0 |  |  |  |  | 1 | Gen Alternative | Delivered Capacity |  | 1 | 0 | MWh/Year | 0 | 1 |  |  |  |  | 0 | 0 | 0 | 0 |  | 0 | 0 | 0 | 0 | 0 | 0 | 0 | 0 | 0 | 0 | 0 | 0 | 0 | 0 | 0 | 0 | 0 | 0 | 0 | 0 | 0 | 0 | 0 | 0 | 0 | 0 | 0 | 0 | 0 | 0 | 0 | 0 | 0 | 0 | 0 | 0 | 0 | 0 | 0 | 0 | 0 | 0 | 0 | 0 | 0 | 0 | 0 | 0 | 0 | 0 | 0
|  |  | 1 | 1 |  |  | NREL | SB SCCT (220 MW) | 1 | Gen Alternative | Battery MWh |  | 1 | 0 | MWh/Year | 2025 | 1 | 30 |  |  |  | 2025 | 0 | 0 | 0 |  | 0 | 0 | 0 | 0 | 0 | 0 | 0 | 0 | 0 | 0 | 0 | 0 | 0 | 0 | 0 | 0 | 0 | 0 | 0 | 0 | 0 | 0 | 0 | 0 | 0 | 0 | 0 | 0 | 0 | 0 | 0 | 0 | 0 | 0 | 0 | 0 | 0 | 0 | 0 | 0 | 0 | 0 | 0 | 0 | 0 | 0 | 0 | 0 | 0 | 0 | 0
|  |  | 2 | 0 |  |  |  |  | 1 | Gen Alternative | Battery MWh |  | 1 | 0 | MWh/Year | 0 | 1 |  |  |  |  | 0 | 0 | 0 | 0 |  | 0 | 0 | 0 | 0 | 0 | 0 | 0 | 0 | 0 | 0 | 0 | 0 | 0 | 0 | 0 | 0 | 0 | 0 | 0 | 0 | 0 | 0 | 0 | 0 | 0 | 0 | 0 | 0 | 0 | 0 | 0 | 0 | 0 | 0 | 0 | 0 | 0 | 0 | 0 | 0 | 0 | 0 | 0 | 0 | 0 | 0 | 0 | 0 | 0 | 0 | 0
|  |  | 3 | 0 |  |  |  |  | 1 | Gen Alternative | Battery MWh |  | 1 | 0 | MWh/Year | 0 | 1 |  |  |  |  | 0 | 0 | 0 | 0 |  | 0 | 0 | 0 | 0 | 0 | 0 | 0 | 0 | 0 | 0 | 0 | 0 | 0 | 0 | 0 | 0 | 0 | 0 | 0 | 0 | 0 | 0 | 0 | 0 | 0 | 0 | 0 | 0 | 0 | 0 | 0 | 0 | 0 | 0 | 0 | 0 | 0 | 0 | 0 | 0 | 0 | 0 | 0 | 0 | 0 | 0 | 0 | 0 | 0 | 0 | 0
|  |  | 4 | 0 |  |  |  |  | 1 | Gen Alternative | Battery MWh |  | 1 | 0 | MWh/Year | 0 | 1 |  |  |  |  | 0 | 0 | 0 | 0 |  | 0 | 0 | 0 | 0 | 0 | 0 | 0 | 0 | 0 | 0 | 0 | 0 | 0 | 0 | 0 | 0 | 0 | 0 | 0 | 0 | 0 | 0 | 0 | 0 | 0 | 0 | 0 | 0 | 0 | 0 | 0 | 0 | 0 | 0 | 0 | 0 | 0 | 0 | 0 | 0 | 0 | 0 | 0 | 0 | 0 | 0 | 0 | 0 | 0 | 0 | 0
|  |  | 5 | 0 |  |  |  |  | 1 | Gen Alternative | Battery MWh |  | 1 | 0 | MWh/Year | 0 | 1 |  |  |  |  | 0 | 0 | 0 | 0 |  | 0 | 0 | 0 | 0 | 0 | 0 | 0 | 0 | 0 | 0 | 0 | 0 | 0 | 0 | 0 | 0 | 0 | 0 | 0 | 0 | 0 | 0 | 0 | 0 | 0 | 0 | 0 | 0 | 0 | 0 | 0 | 0 | 0 | 0 | 0 | 0 | 0 | 0 | 0 | 0 | 0 | 0 | 0 | 0 | 0 | 0 | 0 | 0 | 0 | 0 | 0
|  |  | 6 | 0 |  |  |  |  | 1 | Gen Alternative | Battery MWh |  | 1 | 0 | MWh/Year | 0 | 1 |  |  |  |  | 0 | 0 | 0 | 0 |  | 0 | 0 | 0 | 0 | 0 | 0 | 0 | 0 | 0 | 0 | 0 | 0 | 0 | 0 | 0 | 0 | 0 | 0 | 0 | 0 | 0 | 0 | 0 | 0 | 0 | 0 | 0 | 0 | 0 | 0 | 0 | 0 | 0 | 0 | 0 | 0 | 0 | 0 | 0 | 0 | 0 | 0 | 0 | 0 | 0 | 0 | 0 | 0 | 0 | 0 | 0
|  |  | 7 | 0 |  |  |  |  | 1 | Gen Alternative | Battery MWh |  | 1 | 0 | MWh/Year | 0 | 1 |  |  |  |  | 0 | 0 | 0 | 0 |  | 0 | 0 | 0 | 0 | 0 | 0 | 0 | 0 | 0 | 0 | 0 | 0 | 0 | 0 | 0 | 0 | 0 | 0 | 0 | 0 | 0 | 0 | 0 | 0 | 0 | 0 | 0 | 0 | 0 | 0 | 0 | 0 | 0 | 0 | 0 | 0 | 0 | 0 | 0 | 0 | 0 | 0 | 0 | 0 | 0 | 0 | 0 | 0 | 0 | 0 | 0
|  |  | 8 | 0 |  |  |  |  | 1 | Gen Alternative | Battery MWh |  | 1 | 0 | MWh/Year | 0 | 1 |  |  |  |  | 0 | 0 | 0 | 0 |  | 0 | 0 | 0 | 0 | 0 | 0 | 0 | 0 | 0 | 0 | 0 | 0 | 0 | 0 | 0 | 0 | 0 | 0 | 0 | 0 | 0 | 0 | 0 | 0 | 0 | 0 | 0 | 0 | 0 | 0 | 0 | 0 | 0 | 0 | 0 | 0 | 0 | 0 | 0 | 0 | 0 | 0 | 0 | 0 | 0 | 0 | 0 | 0 | 0 | 0 | 0
|  |  | 9 | 0 |  |  |  |  | 1 | Gen Alternative | Battery MWh |  | 1 | 0 | MWh/Year | 0 | 1 |  |  |  |  | 0 | 0 | 0 | 0 |  | 0 | 0 | 0 | 0 | 0 | 0 | 0 | 0 | 0 | 0 | 0 | 0 | 0 | 0 | 0 | 0 | 0 | 0 | 0 | 0 | 0 | 0 | 0 | 0 | 0 | 0 | 0 | 0 | 0 | 0 | 0 | 0 | 0 | 0 | 0 | 0 | 0 | 0 | 0 | 0 | 0 | 0 | 0 | 0 | 0 | 0 | 0 | 0 | 0 | 0 | 0
|  |  | 10 | 0 |  |  |  |  | 1 | Gen Alternative | Battery MWh |  | 1 | 0 | MWh/Year | 0 | 1 |  |  |  |  | 0 | 0 | 0 | 0 |  | 0 | 0 | 0 | 0 | 0 | 0 | 0 | 0 | 0 | 0 | 0 | 0 | 0 | 0 | 0 | 0 | 0 | 0 | 0 | 0 | 0 | 0 | 0 | 0 | 0 | 0 | 0 | 0 | 0 | 0 | 0 | 0 | 0 | 0 | 0 | 0 | 0 | 0 | 0 | 0 | 0 | 0 | 0 | 0 | 0 | 0 | 0 | 0 | 0 | 0 | 0
[10 empty] | Open | [6 empty] | 1 |  |  |  |  | 0 | 0 | 0 | 0 |  | 0 | 0 | 0 | 0 | 0 | 0 | 0 | 0 | 0 | 0 | 0 | 0 | 0 | 0 | 0 | 0 | 0 | 0 | 0 | 0 | 0 | 0 | 0 | 0 | 0 | 0 | 0 | 0 | 0 | 0 | 0 | 0 | 0 | 0 | 0 | 0 | 0 | 0 | 0 | 0 | 0 | 0 | 0 | 0 | 0 | 0 | 0 | 0 | 0 | 0 | 0
[10 empty] | Open |  |  | 1 | 1 |  | 2025 | 1 |  |  |  |  | 2025 | 0 | 0 | 0 |  | 0 | 0 | 0 | 0 | 0 | 0 | 0 | 0 | 0 | 0 | 0 | 0 | 0 | 0 | 0 | 0 | 0 | 0 | 0 | 0 | 0 | 0 | 0 | 0 | 0 | 0 | 0 | 0 | 0 | 0 | 0 | 0 | 0 | 0 | 0 | 0 | 0 | 0 | 0 | 0 | 0 | 0 | 0 | 0 | 0 | 0 | 0 | 0 | 0 | 0 | 0
[10 empty] | Open | [6 empty] | 1 |  |  |  |  | 0 | 0 | 0 | 0 |  | 0 | 0 | 0 | 0 | 0 | 0 | 0 | 0 | 0 | 0 | 0 | 0 | 0 | 0 | 0 | 0 | 0 | 0 | 0 | 0 | 0 | 0 | 0 | 0 | 0 | 0 | 0 | 0 | 0 | 0 | 0 | 0 | 0 | 0 | 0 | 0 | 0 | 0 | 0 | 0 | 0 | 0 | 0 | 0 | 0 | 0 | 0 | 0 | 0 | 0 | 0
Note on Q4: Stuart Wilson: For multi-year capital projects (i.e., Base Yr $ is allocated over multiple years), this is year in which project is completed or commissioned. For all other projects (i.e., projects with multiple years of overnight capital spend OR projects where Base Yr $ is spent in one year or spent in each of several years), this is first year of spend.
Note on R4: Adam McKinney: frequency (in years) in which cost recurs; 100 implies a cost that does not recur
Note on AA4: Stuart Wilson: Should be applied to all equipment, license fees, installation labor if incurred with equipment purchase.
Note on AB4: Adam McKinney: 1 if contingency applied, 0 if not
Note on Q160: Stuart Wilson: For multi-year capital projects (i.e., Base Yr $ is allocated over multiple years), this is year in which project is completed or commissioned. For all other projects (i.e., projects with multiple years of overnight capital spend OR projects where Base Yr $ is spent in one year or spent in each of several years), this is first year of spend.
Note on R160: Adam McKinney: frequency (in years) in which cost recurs; 100 implies a cost that does not recur
Note on AA160: Stuart Wilson: Should be applied to all equipment, license fees, installation labor if incurred with equipment purchase.
Note on AB160: Adam McKinney: 1 if contingency applied, 0 if not
Note on CA160: Stuart Wilson:

## GenAlts
|  | Proposal ID | [9 empty] | Line# | [9 empty] | StartYear
AltID | Descr | 1 | 2 | 3 | 4 | 5 | 6 | 7 | 8 | 9 | 10 | 1 | 2 | 3 | 4 | 5 | 6 | 7 | 8 | 9 | 10 | 1 | 2 | 3 | 4 | 5 | 6 | 7 | 8 | 9 | 10
1 |  | 1 | [9 empty] | 1 | 0 | 0 | 0 | 0 | 0 | 0 | 0 | 0 | 0 | 2025 | 0 | 0 | 0 | 0 | 0 | 0 | 0 | 0 | 0
2 |  | 0 | [9 empty] | #N/A | 0 | 0 | 0 | 0 | 0 | 0 | 0 | 0 | 0 | #N/A | 0 | 0 | 0 | 0 | 0 | 0 | 0 | 0 | 0

## Resources
RFP Responses | [21 empty] | Proposal | 1 | SB SCCT (220 MW)
[23 empty] | LCOE | 102.6582
[24 empty] | 2021 | 2022 | 2023 | 2024 | 2025 | 2026 | 2027 | 2028 | 2029 | 2030 | 2031 | 2032 | 2033 | 2034 | 2035 | 2036 | 2037 | 2038 | 2039 | 2040 | 2041 | 2042 | 2043 | 2044 | 2045 | 2046 | 2047 | 2048 | 2049 | 2050
[23 empty] | Overnight Capital Investment | 0 | 0 | 0 | 0 | 221863278.2291 | 0 | 0 | 0 | 0 | 0 | 0 | 0 | 0 | 0 | 0 | 0 | 0 | 0 | 0 | 0 | 0 | 0 | 0 | 0 | 0 | 0 | 0 | 0 | 0 | 0
[23 empty] | Capital Investment w/ Profile | 0 | 0 | 0 | 0 | 0 | 0 | 0 | 0 | 0 | 0 | 0 | 0 | 0 | 0 | 0 | 0 | 0 | 0 | 0 | 0 | 0 | 0 | 0 | 0 | 0 | 0 | 0 | 0 | 0 | 0
[23 empty] | XM System Upgrades | 0 | 0 | 0 | 0 | 0 | 0 | 0 | 0 | 0 | 0 | 0 | 0 | 0 | 0 | 0 | 0 | 0 | 0 | 0 | 0 | 0 | 0 | 0 | 0 | 0 | 0 | 0 | 0 | 0 | 0
[23 empty] | On-Going Capital #1 | 0 | 0 | 0 | 0 | 0 | 0 | 0 | 0 | 0 | 0 | 0 | 0 | 0 | 0 | 0 | 0 | 0 | 0 | 0 | 0 | 0 | 0 | 0 | 0 | 0 | 0 | 0 | 0 | 0 | 0
[23 empty] | On-Going Capital #2 | 0 | 0 | 0 | 0 | 0 | 0 | 0 | 0 | 0 | 0 | 0 | 0 | 0 | 0 | 0 | 0 | 0 | 0 | 0 | 0 | 0 | 0 | 0 | 0 | 0 | 0 | 0 | 0 | 0 | 0
[23 empty] | On-Going O&M #1 | 0 | 0 | 0 | 0 | 2879612.7936 | 2937205.0494 | 2995949.1504 | 3055868.1334 | 3116985.4961 | 3179325.206 | 3242911.7101 | 3307769.9443 | 3373925.3432 | 3441403.8501 | 3510231.9271 | 3580436.5656 | 3652045.2969 | 3725086.2029 | 3799587.9269 | 3875579.6855 | 3953091.2792 | 4032153.1048 | 4112796.1669 | 4195052.0902 | 4278953.132 | 4364532.1947 | 4451822.8385 | 4540859.2953 | 4631676.4812 | 4724310.0108
[23 empty] | On-Going O&M #2 | 0 | 0 | 0 | 0 | 0 | 0 | 0 | 0 | 0 | 0 | 0 | 0 | 0 | 0 | 0 | 0 | 0 | 0 | 0 | 0 | 0 | 0 | 0 | 0 | 0 | 0 | 0 | 0 | 0 | 0
[23 empty] | On-Going XM | 0 | 0 | 0 | 0 | 0 | 0 | 0 | 0 | 0 | 0 | 0 | 0 | 0 | 0 | 0 | 0 | 0 | 0 | 0 | 0 | 0 | 0 | 0 | 0 | 0 | 0 | 0 | 0 | 0 | 0
[23 empty] | On-Going FGT | 0 | 0 | 0 | 0 | 5280394.5932 | 5386002.485 | 5493722.5347 | 5603596.9854 | 5715668.9251 | 5829982.3036 | 5946581.9497 | 6065513.5887 | 6186823.8605 | 6310560.3377 | 6436771.5444 | 6565506.9753 | 6696817.1148 | 6830753.4571 | 6967368.5263 | 7106715.8968 | 7248850.2147 | 7393827.219 | 7541703.7634 | 7692537.8387 | 7846388.5954 | 8003316.3674 | 8163382.6947 | 8326650.3486 | 8493183.3556 | 8663047.0227
[23 empty] | Annual Fuel Burn | 0 | 0 | 0 | 0 | 0 | 0 | 0 | 0 | 0 | 0 | 0 | 0 | 0 | 0 | 0 | 0 | 0 | 0 | 0 | 0 | 0 | 0 | 0 | 0 | 0 | 0 | 0 | 0 | 0 | 0
[23 empty] | Energy Price | 0 | 0 | 0 | 0 | 0 | 0 | 0 | 0 | 0 | 0 | 0 | 0 | 0 | 0 | 0 | 0 | 0 | 0 | 0 | 0 | 0 | 0 | 0 | 0 | 0 | 0 | 0 | 0 | 0 | 0
[23 empty] | Variable O&M | 0 | 0 | 0 | 0 | 0 | 0 | 0 | 0 | 0 | 0 | 0 | 0 | 0 | 0 | 0 | 0 | 0 | 0 | 0 | 0 | 0 | 0 | 0 | 0 | 0 | 0 | 0 | 0 | 0 | 0
[23 empty] | Start Cost | 0 | 0 | 0 | 0 | 0 | 0 | 0 | 0 | 0 | 0 | 0 | 0 | 0 | 0 | 0 | 0 | 0 | 0 | 0 | 0 | 0 | 0 | 0 | 0 | 0 | 0 | 0 | 0 | 0 | 0
[23 empty] | Start Fuel | 0 | 0 | 0 | 0 | 0 | 0 | 0 | 0 | 0 | 0 | 0 | 0 | 0 | 0 | 0 | 0 | 0 | 0 | 0 | 0 | 0 | 0 | 0 | 0 | 0 | 0 | 0 | 0 | 0 | 0
[23 empty] | Hourly Operating Cost | 0 | 0 | 0 | 0 | 0 | 0 | 0 | 0 | 0 | 0 | 0 | 0 | 0 | 0 | 0 | 0 | 0 | 0 | 0 | 0 | 0 | 0 | 0 | 0 | 0 | 0 | 0 | 0 | 0 | 0
[84 empty] | # columns per input |  | 4
[24 empty] | 102.6582 2021: Capital & Fixed Costs | [6 empty] | Variable Costs | [23 empty] | 2021$
Note: # columns per input needs to be the same for all inputs. Inserting new inputs is OK but WILL require coordination with Detail worksheet.
[24 empty] | 1 |  |  |  | 2 |  |  |  | 3 |  |  |  | 4 |  |  |  | 5 |  |  |  | 6 |  |  |  | 7 |  |  |  | 8 |  |  |  | 9 |  |  |  | 10 |  |  |  | 11 |  |  |  | 12 |  |  |  | 13 |  |  |  | 14 |  |  |  | 15 |  |  |  | 1 | 2 | 3 | 4 | 5 | 6 | 7 | 8 | 9 | 10 | 11 | 12 | 13 | 14 | 15
[24 empty] | Overnight Capital |  |  |  | Capital w/ Profile |  |  |  | XM System Upgrades |  |  |  | On-Going Capital #1 |  |  |  | On-Going Capital #2 |  |  |  | On-Going O&M #1 |  |  |  | On-Going O&M #2 |  |  |  | On-Going XM |  |  |  | On-Going FGT |  |  |  | Annual Fuel Burn |  |  |  | Energy Price |  |  |  | Variable O&M |  |  |  | Start Cost |  |  |  | Start Fuel |  |  |  | Hourly Operating Cost |  |  |  | Overnight Capital | Capital w/ Profile | XM System Upgrades | On-Going Capital #1 | On-Going Capital #2 | On-Going O&M #1 | On-Going O&M #2 | On-Going XM | On-Going FGT | Annual Fuel Burn | Energy Price | Variable O&M | Start Cost | Start Fuel | Hourly Operating Cost | Base Year Delivered Generation
[24 empty] | Capital |  |  |  | Capital |  |  |  | Capital |  |  |  | Capital |  |  |  | Capital |  |  |  | O&M |  |  |  | O&M |  |  |  | O&M |  |  |  | O&M |  |  |  | O&M |  |  |  | O&M |  |  |  | O&M |  |  |  | O&M |  |  |  | O&M |  |  |  | O&M |  |  |  | Capital | Capital | Capital | Capital | Capital | O&M | O&M | O&M | O&M | O&M | O&M | O&M | O&M | O&M | O&M | MWh
Row | ResID | Respondent | Technology | Description | Asset Location | Pipeline | XM Interconnect Point (TIP) | Point of Interconnection to the Grid | Energy Capacity @ TIP | Storage Capacity @ TIP | Battery Duration (hours) | XM Losses | Energy Degradation | Heat Rate | Fuel Fcst | Start Date | Term (Years) | CF | Adj Start Date | Delivered Capacity | Starts | Hours | 1st Year Delivered Generation | Open | $ | Dollars | Esc | Profile | $ | Dollars | Esc | Open | $ | Dollars | Esc | $/MW-Yr | $/Yr | Dollars | Esc | $/MW-Yr | $/Yr | Dollars | Esc | $/MW-Yr | $/Yr | Dollars | Esc | $/MW-Yr | $/Yr | Dollars | Esc | $/MW-Yr | $/Yr | Dollars | Esc | $/MW-Yr | $/Yr | Dollars | Esc | Heat Rate (btu/kWh) | mmBtu/Yr | Dollars | Esc | $/MWh | $/Yr | Dollars | Esc | $/MWh | $/Yr | Dollars | Esc | $/Start | $/Yr | Dollars | Esc | mmBtu/Start | mmBtu/Yr | Dollars | Esc | $/Hour | $/Yr | Dollars | Esc | $ | $ | $ | $/Yr | $/Yr | $/Yr | $/Yr | $/Yr | $/Yr | mmBtu/Yr | $/Yr | $/Yr | $/Yr | mmBtu/Yr | $/Yr | MWh
1 | 1 | NREL | SCCT | SB SCCT (220 MW) | Greenfield | TGT | LGE | TBD | 220 | 0 |  |  |  | 10100 | NG_LGE | 2028-01-01 | 30 | 15% | 2025-01-01 | 220 | 110 | 1314 | 289080 |  | 233081433.9878 | 2028 | SCCT_Capital |  |  | 2028 | SCCT_Capital |  |  | 2028 | SCCT_Capital |  | 0 | 2028 | SCCT_Capital |  | 0 | 2028 | SCCT_Capital | 13890.3097 | 3055868.1334 | 2028 | SCCT_O&M |  | 0 | 2028 | SCCT_O&M |  | 0 | 2028 | O&M | 22173.9472 | 4878268.3925 | 2021 | O&M |  | 0 | 2021 |  |  | 0 | 2028 | SCCT_O&M |  | 0 | 2028 | SCCT_O&M |  | 0 | 2028 | SCCT_O&M |  | 0 | 2028 | SCCT_O&M |  | 0 | 2028 | SCCT_O&M | 207741095.9305 | 0 | 0 | 0 | 0 | 2660317.1081 | 0 | 0 | 4878268.3925 | 0 | 0 | 0 | 0 | 0 | 0 | 289080
2 |  | Open
Note: INSERT rows to add additional resources.

## Escalation
Note: Enter capital escalation rates first.
Escalation Rates | Rate | Book Life | -8 | -7 | -6 | -5 | -4 | -3 | -2 | -1 | 0 | 1 | 2 | 3 | 4 | 5 | 6 | 7 | 8 | 9 | 10 | 11 | 12 | 13 | 14 | 15 | 16 | 17 | 18 | 19 | 20 | 21 | 22 | 23 | 24 | 25 | 26 | 27 | 28 | 29 | 30 | 31 | 32 | 33 | 34 | 35 | 36 | 37 | 38 | 39 | 40 | 41 | 42 | 43 | 44 | 45 | 46 | 47 | 48 | 49 | 50
NGCC_Capital | 1.664% | 40 | [8 empty] | 1 | 1.0166 | 1.0336 | 1.0507 | 1.0682 | 1.086 | 1.1041 | 1.1224 | 1.1411 | 1.1601 | 1.1794 | 1.199 | 1.219 | 1.2392 | 1.2599 | 1.2808 | 1.3021 | 1.3238 | 1.3458 | 1.3682 | 1.391 | 1.4141 | 1.4376 | 1.4616 | 1.4859 | 1.5106 | 1.5357 | 1.5613 | 1.5872 | 1.6137 | 1.6405 | 1.6678 | 1.6955 | 1.7238 | 1.7524 | 1.7816 | 1.8112 | 1.8414 | 1.872 | 1.9031 | 1.9348 | 1.967 | 1.9997 | 2.033 | 2.0668 | 2.1012 | 2.1361 | 2.1717 | 2.2078 | 2.2445 | 2.2819
SCCT_Capital | 1.658% | 30 | [8 empty] | 1 | 1.0166 | 1.0334 | 1.0506 | 1.068 | 1.0857 | 1.1037 | 1.122 | 1.1406 | 1.1595 | 1.1787 | 1.1983 | 1.2181 | 1.2383 | 1.2588 | 1.2797 | 1.3009 | 1.3225 | 1.3444 | 1.3667 | 1.3894 | 1.4124 | 1.4358 | 1.4596 | 1.4838 | 1.5084 | 1.5334 | 1.5588 | 1.5847 | 1.6109 | 1.6377 | 1.6648 | 1.6924 | 1.7205 | 1.749 | 1.778 | 1.8075 | 1.8374 | 1.8679 | 1.8988 | 1.9303 | 1.9623 | 1.9949 | 2.0279 | 2.0615 | 2.0957 | 2.1305 | 2.1658 | 2.2017 | 2.2382 | 2.2753
SCCT_O&M | 2% | [9 empty] | 1 | 1.02 | 1.0404 | 1.0612 | 1.0824 | 1.1041 | 1.1262 | 1.1487 | 1.1717 | 1.1951 | 1.219 | 1.2434 | 1.2682 | 1.2936 | 1.3195 | 1.3459 | 1.3728 | 1.4002 | 1.4282 | 1.4568 | 1.4859 | 1.5157 | 1.546 | 1.5769 | 1.6084 | 1.6406 | 1.6734 | 1.7069 | 1.741 | 1.7758 | 1.8114 | 1.8476 | 1.8845 | 1.9222 | 1.9607 | 1.9999 | 2.0399 | 2.0807 | 2.1223 | 2.1647 | 2.208 | 2.2522 | 2.2972 | 2.3432 | 2.3901 | 2.4379 | 2.4866 | 2.5363 | 2.5871 | 2.6388 | 2.6916
Capital | 2% | 40 | [8 empty] | 1 | 1.02 | 1.0404 | 1.0612 | 1.0824 | 1.1041 | 1.1262 | 1.1487 | 1.1717 | 1.1951 | 1.219 | 1.2434 | 1.2682 | 1.2936 | 1.3195 | 1.3459 | 1.3728 | 1.4002 | 1.4282 | 1.4568 | 1.4859 | 1.5157 | 1.546 | 1.5769 | 1.6084 | 1.6406 | 1.6734 | 1.7069 | 1.741 | 1.7758 | 1.8114 | 1.8476 | 1.8845 | 1.9222 | 1.9607 | 1.9999 | 2.0399 | 2.0807 | 2.1223 | 2.1647 | 2.208 | 2.2522 | 2.2972 | 2.3432 | 2.3901 | 2.4379 | 2.4866 | 2.5363 | 2.5871 | 2.6388 | 2.6916
SolarDegrade | -0.5% | [9 empty] | 1 | 0.995 | 0.99003 | 0.98507 | 0.98015 | 0.97525 | 0.97037 | 0.96552 | 0.96069 | 0.95589 | 0.95111 | 0.94635 | 0.94162 | 0.93691 | 0.93223 | 0.92757 | 0.92293 | 0.91832 | 0.91372 | 0.90916 | 0.90461 | 0.90009 | 0.89559 | 0.89111 | 0.88665 | 0.88222 | 0.87781 | 0.87342 | 0.86905 | 0.86471 | 0.86038 | 0.85608 | 0.8518 | 0.84754 | 0.84331 | 0.83909 | 0.83489 | 0.83072 | 0.82657 | 0.82243 | 0.81832 | 0.81423 | 0.81016 | 0.80611 | 0.80208 | 0.79807 | 0.79408 | 0.7901 | 0.78615 | 0.78222 | 0.77831
WindDegrade | -0.5% | [9 empty] | 1 | 0.995 | 0.99003 | 0.98507 | 0.98015 | 0.97525 | 0.97037 | 0.96552 | 0.96069 | 0.95589 | 0.95111 | 0.94635 | 0.94162 | 0.93691 | 0.93223 | 0.92757 | 0.92293 | 0.91832 | 0.91372 | 0.90916 | 0.90461 | 0.90009 | 0.89559 | 0.89111 | 0.88665 | 0.88222 | 0.87781 | 0.87342 | 0.86905 | 0.86471 | 0.86038 | 0.85608 | 0.8518 | 0.84754 | 0.84331 | 0.83909 | 0.83489 | 0.83072 | 0.82657 | 0.82243 | 0.81832 | 0.81423 | 0.81016 | 0.80611 | 0.80208 | 0.79807 | 0.79408 | 0.7901 | 0.78615 | 0.78222 | 0.77831
PPA_0.0 | 0% | bar: 0 to 50
PPA_1.0 | 1% | [9 empty] | 1 | 1.01 | 1.0201 | 1.0303 | 1.0406 | 1.051 | 1.0615 | 1.0721 | 1.0829 | 1.0937 | 1.1046 | 1.1157 | 1.1268 | 1.1381 | 1.1495 | 1.161 | 1.1726 | 1.1843 | 1.1961 | 1.2081 | 1.2202 | 1.2324 | 1.2447 | 1.2572 | 1.2697 | 1.2824 | 1.2953 | 1.3082 | 1.3213 | 1.3345 | 1.3478 | 1.3613 | 1.3749 | 1.3887 | 1.4026 | 1.4166 | 1.4308 | 1.4451 | 1.4595 | 1.4741 | 1.4889 | 1.5038 | 1.5188 | 1.534 | 1.5493 | 1.5648 | 1.5805 | 1.5963 | 1.6122 | 1.6283 | 1.6446
PPA_1.5 | 1.5% | [9 empty] | 1 | 1.015 | 1.0302 | 1.0457 | 1.0614 | 1.0773 | 1.0934 | 1.1098 | 1.1265 | 1.1434 | 1.1605 | 1.1779 | 1.1956 | 1.2136 | 1.2318 | 1.2502 | 1.269 | 1.288 | 1.3073 | 1.327 | 1.3469 | 1.3671 | 1.3876 | 1.4084 | 1.4295 | 1.4509 | 1.4727 | 1.4948 | 1.5172 | 1.54 | 1.5631 | 1.5865 | 1.6103 | 1.6345 | 1.659 | 1.6839 | 1.7091 | 1.7348 | 1.7608 | 1.7872 | 1.814 | 1.8412 | 1.8688 | 1.8969 | 1.9253 | 1.9542 | 1.9835 | 2.0133 | 2.0435 | 2.0741 | 2.1052
PPA_2.0 | 2% | [9 empty] | 1 | 1.02 | 1.0404 | 1.0612 | 1.0824 | 1.1041 | 1.1262 | 1.1487 | 1.1717 | 1.1951 | 1.219 | 1.2434 | 1.2682 | 1.2936 | 1.3195 | 1.3459 | 1.3728 | 1.4002 | 1.4282 | 1.4568 | 1.4859 | 1.5157 | 1.546 | 1.5769 | 1.6084 | 1.6406 | 1.6734 | 1.7069 | 1.741 | 1.7758 | 1.8114 | 1.8476 | 1.8845 | 1.9222 | 1.9607 | 1.9999 | 2.0399 | 2.0807 | 2.1223 | 2.1647 | 2.208 | 2.2522 | 2.2972 | 2.3432 | 2.3901 | 2.4379 | 2.4866 | 2.5363 | 2.5871 | 2.6388 | 2.6916
PPA_2.5 | 2.5% | [9 empty] | 1 | 1.025 | 1.0506 | 1.0769 | 1.1038 | 1.1314 | 1.1597 | 1.1887 | 1.2184 | 1.2489 | 1.2801 | 1.3121 | 1.3449 | 1.3785 | 1.413 | 1.4483 | 1.4845 | 1.5216 | 1.5597 | 1.5987 | 1.6386 | 1.6796 | 1.7216 | 1.7646 | 1.8087 | 1.8539 | 1.9003 | 1.9478 | 1.9965 | 2.0464 | 2.0976 | 2.15 | 2.2038 | 2.2589 | 2.3153 | 2.3732 | 2.4325 | 2.4933 | 2.5557 | 2.6196 | 2.6851 | 2.7522 | 2.821 | 2.8915 | 2.9638 | 3.0379 | 3.1139 | 3.1917 | 3.2715 | 3.3533 | 3.4371
PPA_3.0 | 3% | [9 empty] | 1 | 1.03 | 1.0609 | 1.0927 | 1.1255 | 1.1593 | 1.1941 | 1.2299 | 1.2668 | 1.3048 | 1.3439 | 1.3842 | 1.4258 | 1.4685 | 1.5126 | 1.558 | 1.6047 | 1.6528 | 1.7024 | 1.7535 | 1.8061 | 1.8603 | 1.9161 | 1.9736 | 2.0328 | 2.0938 | 2.1566 | 2.2213 | 2.2879 | 2.3566 | 2.4273 | 2.5001 | 2.5751 | 2.6523 | 2.7319 | 2.8139 | 2.8983 | 2.9852 | 3.0748 | 3.167 | 3.262 | 3.3599 | 3.4607 | 3.5645 | 3.6715 | 3.7816 | 3.895 | 4.0119 | 4.1323 | 4.2562 | 4.3839
Inflation | 2% | [9 empty] | 1 | 1.02 | 1.0404 | 1.0612 | 1.0824 | 1.1041 | 1.1262 | 1.1487 | 1.1717 | 1.1951 | 1.219 | 1.2434 | 1.2682 | 1.2936 | 1.3195 | 1.3459 | 1.3728 | 1.4002 | 1.4282 | 1.4568 | 1.4859 | 1.5157 | 1.546 | 1.5769 | 1.6084 | 1.6406 | 1.6734 | 1.7069 | 1.741 | 1.7758 | 1.8114 | 1.8476 | 1.8845 | 1.9222 | 1.9607 | 1.9999 | 2.0399 | 2.0807 | 2.1223 | 2.1647 | 2.208 | 2.2522 | 2.2972 | 2.3432 | 2.3901 | 2.4379 | 2.4866 | 2.5363 | 2.5871 | 2.6388 | 2.6916
O&M | 2% | [9 empty] | 1 | 1.02 | 1.0404 | 1.0612 | 1.0824 | 1.1041 | 1.1262 | 1.1487 | 1.1717 | 1.1951 | 1.219 | 1.2434 | 1.2682 | 1.2936 | 1.3195 | 1.3459 | 1.3728 | 1.4002 | 1.4282 | 1.4568 | 1.4859 | 1.5157 | 1.546 | 1.5769 | 1.6084 | 1.6406 | 1.6734 | 1.7069 | 1.741 | 1.7758 | 1.8114 | 1.8476 | 1.8845 | 1.9222 | 1.9607 | 1.9999 | 2.0399 | 2.0807 | 2.1223 | 2.1647 | 2.208 | 2.2522 | 2.2972 | 2.3432 | 2.3901 | 2.4379 | 2.4866 | 2.5363 | 2.5871 | 2.6388 | 2.6916
Open | bar: 0 to 50
Transformed Profiles
[8 empty] | Model Years | 50
[11 empty] | 2021 | 2022 | 2023 | 2024 | 2025 | 2026 | 2027 | 2028 | 2029 | 2030 | 2031 | 2032 | 2033 | 2034 | 2035 | 2036 | 2037 | 2038 | 2039 | 2040 | 2041 | 2042 | 2043 | 2044 | 2045 | 2046 | 2047 | 2048 | 2049 | 2050 | 2051 | 2052 | 2053 | 2054 | 2055 | 2056 | 2057 | 2058 | 2059 | 2060 | 2061 | 2062 | 2063 | 2064 | 2065 | 2066 | 2067 | 2068 | 2069 | 2070
[9 empty] | Index |  | 0 | 1 | 2 | 3 | 4 | 5 | 6 | 7 | 8 | 9 | 10 | 11 | 12 | 13 | 14 | 15 | 16 | 17 | 18 | 19 | 20 | 21 | 22 | 23 | 24 | 25 | 26 | 27 | 28 | 29 | 30 | 31 | 32 | 33 | 34 | 35 | 36 | 37 | 38 | 39 | 40 | 41 | 42 | 43 | 44 | 45 | 46 | 47 | 48 | 49
[8 empty] | NGCC_Capital | 1 | 0 | 1 | 0 | 0 | 0 | 0 | 0 | 0 | 0 | 0 | 0 | 0 | 0 | 0 | 0 | 0 | 0 | 0 | 0 | 0 | 0 | 0 | 0 | 0 | 0 | 0 | 0 | 0 | 0 | 0 | 0 | 0 | 0 | 0 | 0 | 0 | 0 | 0 | 0 | 0 | 0 | 0 | 0 | 0 | 0 | 0 | 0 | 0 | 0 | 0 | 0
[8 empty] | NGCC_Capital | 1 | 1 | 1.0166 | 1 | 0 | 0 | 0 | 0 | 0 | 0 | 0 | 0 | 0 | 0 | 0 | 0 | 0 | 0 | 0 | 0 | 0 | 0 | 0 | 0 | 0 | 0 | 0 | 0 | 0 | 0 | 0 | 0 | 0 | 0 | 0 | 0 | 0 | 0 | 0 | 0 | 0 | 0 | 0 | 0 | 0 | 0 | 0 | 0 | 0 | 0 | 0 | 0
[8 empty] | NGCC_Capital | 1 | 2 | 1.0336 | 1.0166 | 1 | 0 | 0 | 0 | 0 | 0 | 0 | 0 | 0 | 0 | 0 | 0 | 0 | 0 | 0 | 0 | 0 | 0 | 0 | 0 | 0 | 0 | 0 | 0 | 0 | 0 | 0 | 0 | 0 | 0 | 0 | 0 | 0 | 0 | 0 | 0 | 0 | 0 | 0 | 0 | 0 | 0 | 0 | 0 | 0 | 0 | 0 | 0
[8 empty] | NGCC_Capital | 1 | 3 | 1.0507 | 1.0336 | 1.0166 | 1 | 0 | 0 | 0 | 0 | 0 | 0 | 0 | 0 | 0 | 0 | 0 | 0 | 0 | 0 | 0 | 0 | 0 | 0 | 0 | 0 | 0 | 0 | 0 | 0 | 0 | 0 | 0 | 0 | 0 | 0 | 0 | 0 | 0 | 0 | 0 | 0 | 0 | 0 | 0 | 0 | 0 | 0 | 0 | 0 | 0 | 0
[8 empty] | NGCC_Capital | 1 | 4 | 1.0682 | 1.0507 | 1.0336 | 1.0166 | 1 | 0 | 0 | 0 | 0 | 0 | 0 | 0 | 0 | 0 | 0 | 0 | 0 | 0 | 0 | 0 | 0 | 0 | 0 | 0 | 0 | 0 | 0 | 0 | 0 | 0 | 0 | 0 | 0 | 0 | 0 | 0 | 0 | 0 | 0 | 0 | 0 | 0 | 0 | 0 | 0 | 0 | 0 | 0 | 0 | 0
[8 empty] | NGCC_Capital | 1 | 5 | 1.086 | 1.0682 | 1.0507 | 1.0336 | 1.0166 | 1 | 0 | 0 | 0 | 0 | 0 | 0 | 0 | 0 | 0 | 0 | 0 | 0 | 0 | 0 | 0 | 0 | 0 | 0 | 0 | 0 | 0 | 0 | 0 | 0 | 0 | 0 | 0 | 0 | 0 | 0 | 0 | 0 | 0 | 0 | 0 | 0 | 0 | 0 | 0 | 0 | 0 | 0 | 0 | 0
[8 empty] | NGCC_Capital | 1 | 6 | 1.1041 | 1.086 | 1.0682 | 1.0507 | 1.0336 | 1.0166 | 1 | 0 | 0 | 0 | 0 | 0 | 0 | 0 | 0 | 0 | 0 | 0 | 0 | 0 | 0 | 0 | 0 | 0 | 0 | 0 | 0 | 0 | 0 | 0 | 0 | 0 | 0 | 0 | 0 | 0 | 0 | 0 | 0 | 0 | 0 | 0 | 0 | 0 | 0 | 0 | 0 | 0 | 0 | 0
[8 empty] | NGCC_Capital | 1 | 7 | 1.1224 | 1.1041 | 1.086 | 1.0682 | 1.0507 | 1.0336 | 1.0166 | 1 | 0 | 0 | 0 | 0 | 0 | 0 | 0 | 0 | 0 | 0 | 0 | 0 | 0 | 0 | 0 | 0 | 0 | 0 | 0 | 0 | 0 | 0 | 0 | 0 | 0 | 0 | 0 | 0 | 0 | 0 | 0 | 0 | 0 | 0 | 0 | 0 | 0 | 0 | 0 | 0 | 0 | 0
[8 empty] | NGCC_Capital | 1 | 8 | 1.1411 | 1.1224 | 1.1041 | 1.086 | 1.0682 | 1.0507 | 1.0336 | 1.0166 | 1 | 0 | 0 | 0 | 0 | 0 | 0 | 0 | 0 | 0 | 0 | 0 | 0 | 0 | 0 | 0 | 0 | 0 | 0 | 0 | 0 | 0 | 0 | 0 | 0 | 0 | 0 | 0 | 0 | 0 | 0 | 0 | 0 | 0 | 0 | 0 | 0 | 0 | 0 | 0 | 0 | 0
[8 empty] | NGCC_Capital | 1 | 9 | 1.1601 | 1.1411 | 1.1224 | 1.1041 | 1.086 | 1.0682 | 1.0507 | 1.0336 | 1.0166 | 1 | 0 | 0 | 0 | 0 | 0 | 0 | 0 | 0 | 0 | 0 | 0 | 0 | 0 | 0 | 0 | 0 | 0 | 0 | 0 | 0 | 0 | 0 | 0 | 0 | 0 | 0 | 0 | 0 | 0 | 0 | 0 | 0 | 0 | 0 | 0 | 0 | 0 | 0 | 0 | 0
[8 empty] | NGCC_Capital | 1 | 10 | 1.1794 | 1.1601 | 1.1411 | 1.1224 | 1.1041 | 1.086 | 1.0682 | 1.0507 | 1.0336 | 1.0166 | 1 | 0 | 0 | 0 | 0 | 0 | 0 | 0 | 0 | 0 | 0 | 0 | 0 | 0 | 0 | 0 | 0 | 0 | 0 | 0 | 0 | 0 | 0 | 0 | 0 | 0 | 0 | 0 | 0 | 0 | 0 | 0 | 0 | 0 | 0 | 0 | 0 | 0 | 0 | 0
[8 empty] | NGCC_Capital | 1 | 11 | 1.199 | 1.1794 | 1.1601 | 1.1411 | 1.1224 | 1.1041 | 1.086 | 1.0682 | 1.0507 | 1.0336 | 1.0166 | 1 | 0 | 0 | 0 | 0 | 0 | 0 | 0 | 0 | 0 | 0 | 0 | 0 | 0 | 0 | 0 | 0 | 0 | 0 | 0 | 0 | 0 | 0 | 0 | 0 | 0 | 0 | 0 | 0 | 0 | 0 | 0 | 0 | 0 | 0 | 0 | 0 | 0 | 0
[8 empty] | NGCC_Capital | 1 | 12 | 1.219 | 1.199 | 1.1794 | 1.1601 | 1.1411 | 1.1224 | 1.1041 | 1.086 | 1.0682 | 1.0507 | 1.0336 | 1.0166 | 1 | 0 | 0 | 0 | 0 | 0 | 0 | 0 | 0 | 0 | 0 | 0 | 0 | 0 | 0 | 0 | 0 | 0 | 0 | 0 | 0 | 0 | 0 | 0 | 0 | 0 | 0 | 0 | 0 | 0 | 0 | 0 | 0 | 0 | 0 | 0 | 0 | 0
[8 empty] | NGCC_Capital | 1 | 13 | 1.2392 | 1.219 | 1.199 | 1.1794 | 1.1601 | 1.1411 | 1.1224 | 1.1041 | 1.086 | 1.0682 | 1.0507 | 1.0336 | 1.0166 | 1 | 0 | 0 | 0 | 0 | 0 | 0 | 0 | 0 | 0 | 0 | 0 | 0 | 0 | 0 | 0 | 0 | 0 | 0 | 0 | 0 | 0 | 0 | 0 | 0 | 0 | 0 | 0 | 0 | 0 | 0 | 0 | 0 | 0 | 0 | 0 | 0
[8 empty] | NGCC_Capital | 1 | 14 | 1.2599 | 1.2392 | 1.219 | 1.199 | 1.1794 | 1.1601 | 1.1411 | 1.1224 | 1.1041 | 1.086 | 1.0682 | 1.0507 | 1.0336 | 1.0166 | 1 | 0 | 0 | 0 | 0 | 0 | 0 | 0 | 0 | 0 | 0 | 0 | 0 | 0 | 0 | 0 | 0 | 0 | 0 | 0 | 0 | 0 | 0 | 0 | 0 | 0 | 0 | 0 | 0 | 0 | 0 | 0 | 0 | 0 | 0 | 0
[8 empty] | NGCC_Capital | 1 | 15 | 1.2808 | 1.2599 | 1.2392 | 1.219 | 1.199 | 1.1794 | 1.1601 | 1.1411 | 1.1224 | 1.1041 | 1.086 | 1.0682 | 1.0507 | 1.0336 | 1.0166 | 1 | 0 | 0 | 0 | 0 | 0 | 0 | 0 | 0 | 0 | 0 | 0 | 0 | 0 | 0 | 0 | 0 | 0 | 0 | 0 | 0 | 0 | 0 | 0 | 0 | 0 | 0 | 0 | 0 | 0 | 0 | 0 | 0 | 0 | 0
[8 empty] | NGCC_Capital | 1 | 16 | 1.3021 | 1.2808 | 1.2599 | 1.2392 | 1.219 | 1.199 | 1.1794 | 1.1601 | 1.1411 | 1.1224 | 1.1041 | 1.086 | 1.0682 | 1.0507 | 1.0336 | 1.0166 | 1 | 0 | 0 | 0 | 0 | 0 | 0 | 0 | 0 | 0 | 0 | 0 | 0 | 0 | 0 | 0 | 0 | 0 | 0 | 0 | 0 | 0 | 0 | 0 | 0 | 0 | 0 | 0 | 0 | 0 | 0 | 0 | 0 | 0
[8 empty] | NGCC_Capital | 1 | 17 | 1.3238 | 1.3021 | 1.2808 | 1.2599 | 1.2392 | 1.219 | 1.199 | 1.1794 | 1.1601 | 1.1411 | 1.1224 | 1.1041 | 1.086 | 1.0682 | 1.0507 | 1.0336 | 1.0166 | 1 | 0 | 0 | 0 | 0 | 0 | 0 | 0 | 0 | 0 | 0 | 0 | 0 | 0 | 0 | 0 | 0 | 0 | 0 | 0 | 0 | 0 | 0 | 0 | 0 | 0 | 0 | 0 | 0 | 0 | 0 | 0 | 0
[8 empty] | NGCC_Capital | 1 | 18 | 1.3458 | 1.3238 | 1.3021 | 1.2808 | 1.2599 | 1.2392 | 1.219 | 1.199 | 1.1794 | 1.1601 | 1.1411 | 1.1224 | 1.1041 | 1.086 | 1.0682 | 1.0507 | 1.0336 | 1.0166 | 1 | 0 | 0 | 0 | 0 | 0 | 0 | 0 | 0 | 0 | 0 | 0 | 0 | 0 | 0 | 0 | 0 | 0 | 0 | 0 | 0 | 0 | 0 | 0 | 0 | 0 | 0 | 0 | 0 | 0 | 0 | 0
[8 empty] | NGCC_Capital | 1 | 19 | 1.3682 | 1.3458 | 1.3238 | 1.3021 | 1.2808 | 1.2599 | 1.2392 | 1.219 | 1.199 | 1.1794 | 1.1601 | 1.1411 | 1.1224 | 1.1041 | 1.086 | 1.0682 | 1.0507 | 1.0336 | 1.0166 | 1 | 0 | 0 | 0 | 0 | 0 | 0 | 0 | 0 | 0 | 0 | 0 | 0 | 0 | 0 | 0 | 0 | 0 | 0 | 0 | 0 | 0 | 0 | 0 | 0 | 0 | 0 | 0 | 0 | 0 | 0
[8 empty] | NGCC_Capital | 1 | 20 | 1.391 | 1.3682 | 1.3458 | 1.3238 | 1.3021 | 1.2808 | 1.2599 | 1.2392 | 1.219 | 1.199 | 1.1794 | 1.1601 | 1.1411 | 1.1224 | 1.1041 | 1.086 | 1.0682 | 1.0507 | 1.0336 | 1.0166 | 1 | 0 | 0 | 0 | 0 | 0 | 0 | 0 | 0 | 0 | 0 | 0 | 0 | 0 | 0 | 0 | 0 | 0 | 0 | 0 | 0 | 0 | 0 | 0 | 0 | 0 | 0 | 0 | 0 | 0
[8 empty] | NGCC_Capital | 1 | 21 | 1.4141 | 1.391 | 1.3682 | 1.3458 | 1.3238 | 1.3021 | 1.2808 | 1.2599 | 1.2392 | 1.219 | 1.199 | 1.1794 | 1.1601 | 1.1411 | 1.1224 | 1.1041 | 1.086 | 1.0682 | 1.0507 | 1.0336 | 1.0166 | 1 | 0 | 0 | 0 | 0 | 0 | 0 | 0 | 0 | 0 | 0 | 0 | 0 | 0 | 0 | 0 | 0 | 0 | 0 | 0 | 0 | 0 | 0 | 0 | 0 | 0 | 0 | 0 | 0
[8 empty] | NGCC_Capital | 1 | 22 | 1.4376 | 1.4141 | 1.391 | 1.3682 | 1.3458 | 1.3238 | 1.3021 | 1.2808 | 1.2599 | 1.2392 | 1.219 | 1.199 | 1.1794 | 1.1601 | 1.1411 | 1.1224 | 1.1041 | 1.086 | 1.0682 | 1.0507 | 1.0336 | 1.0166 | 1 | 0 | 0 | 0 | 0 | 0 | 0 | 0 | 0 | 0 | 0 | 0 | 0 | 0 | 0 | 0 | 0 | 0 | 0 | 0 | 0 | 0 | 0 | 0 | 0 | 0 | 0 | 0
[8 empty] | NGCC_Capital | 1 | 23 | 1.4616 | 1.4376 | 1.4141 | 1.391 | 1.3682 | 1.3458 | 1.3238 | 1.3021 | 1.2808 | 1.2599 | 1.2392 | 1.219 | 1.199 | 1.1794 | 1.1601 | 1.1411 | 1.1224 | 1.1041 | 1.086 | 1.0682 | 1.0507 | 1.0336 | 1.0166 | 1 | 0 | 0 | 0 | 0 | 0 | 0 | 0 | 0 | 0 | 0 | 0 | 0 | 0 | 0 | 0 | 0 | 0 | 0 | 0 | 0 | 0 | 0 | 0 | 0 | 0 | 0
[8 empty] | NGCC_Capital | 1 | 24 | 1.4859 | 1.4616 | 1.4376 | 1.4141 | 1.391 | 1.3682 | 1.3458 | 1.3238 | 1.3021 | 1.2808 | 1.2599 | 1.2392 | 1.219 | 1.199 | 1.1794 | 1.1601 | 1.1411 | 1.1224 | 1.1041 | 1.086 | 1.0682 | 1.0507 | 1.0336 | 1.0166 | 1 | 0 | 0 | 0 | 0 | 0 | 0 | 0 | 0 | 0 | 0 | 0 | 0 | 0 | 0 | 0 | 0 | 0 | 0 | 0 | 0 | 0 | 0 | 0 | 0 | 0
[8 empty] | NGCC_Capital | 1 | 25 | 1.5106 | 1.4859 | 1.4616 | 1.4376 | 1.4141 | 1.391 | 1.3682 | 1.3458 | 1.3238 | 1.3021 | 1.2808 | 1.2599 | 1.2392 | 1.219 | 1.199 | 1.1794 | 1.1601 | 1.1411 | 1.1224 | 1.1041 | 1.086 | 1.0682 | 1.0507 | 1.0336 | 1.0166 | 1 | 0 | 0 | 0 | 0 | 0 | 0 | 0 | 0 | 0 | 0 | 0 | 0 | 0 | 0 | 0 | 0 | 0 | 0 | 0 | 0 | 0 | 0 | 0 | 0
[8 empty] | NGCC_Capital | 1 | 26 | 1.5357 | 1.5106 | 1.4859 | 1.4616 | 1.4376 | 1.4141 | 1.391 | 1.3682 | 1.3458 | 1.3238 | 1.3021 | 1.2808 | 1.2599 | 1.2392 | 1.219 | 1.199 | 1.1794 | 1.1601 | 1.1411 | 1.1224 | 1.1041 | 1.086 | 1.0682 | 1.0507 | 1.0336 | 1.0166 | 1 | 0 | 0 | 0 | 0 | 0 | 0 | 0 | 0 | 0 | 0 | 0 | 0 | 0 | 0 | 0 | 0 | 0 | 0 | 0 | 0 | 0 | 0 | 0
[8 empty] | NGCC_Capital | 1 | 27 | 1.5613 | 1.5357 | 1.5106 | 1.4859 | 1.4616 | 1.4376 | 1.4141 | 1.391 | 1.3682 | 1.3458 | 1.3238 | 1.3021 | 1.2808 | 1.2599 | 1.2392 | 1.219 | 1.199 | 1.1794 | 1.1601 | 1.1411 | 1.1224 | 1.1041 | 1.086 | 1.0682 | 1.0507 | 1.0336 | 1.0166 | 1 | 0 | 0 | 0 | 0 | 0 | 0 | 0 | 0 | 0 | 0 | 0 | 0 | 0 | 0 | 0 | 0 | 0 | 0 | 0 | 0 | 0 | 0
[8 empty] | NGCC_Capital | 1 | 28 | 1.5872 | 1.5613 | 1.5357 | 1.5106 | 1.4859 | 1.4616 | 1.4376 | 1.4141 | 1.391 | 1.3682 | 1.3458 | 1.3238 | 1.3021 | 1.2808 | 1.2599 | 1.2392 | 1.219 | 1.199 | 1.1794 | 1.1601 | 1.1411 | 1.1224 | 1.1041 | 1.086 | 1.0682 | 1.0507 | 1.0336 | 1.0166 | 1 | 0 | 0 | 0 | 0 | 0 | 0 | 0 | 0 | 0 | 0 | 0 | 0 | 0 | 0 | 0 | 0 | 0 | 0 | 0 | 0 | 0
[8 empty] | NGCC_Capital | 1 | 29 | 1.6137 | 1.5872 | 1.5613 | 1.5357 | 1.5106 | 1.4859 | 1.4616 | 1.4376 | 1.4141 | 1.391 | 1.3682 | 1.3458 | 1.3238 | 1.3021 | 1.2808 | 1.2599 | 1.2392 | 1.219 | 1.199 | 1.1794 | 1.1601 | 1.1411 | 1.1224 | 1.1041 | 1.086 | 1.0682 | 1.0507 | 1.0336 | 1.0166 | 1 | 0 | 0 | 0 | 0 | 0 | 0 | 0 | 0 | 0 | 0 | 0 | 0 | 0 | 0 | 0 | 0 | 0 | 0 | 0 | 0
[8 empty] | NGCC_Capital | 1 | 30 | 1.6405 | 1.6137 | 1.5872 | 1.5613 | 1.5357 | 1.5106 | 1.4859 | 1.4616 | 1.4376 | 1.4141 | 1.391 | 1.3682 | 1.3458 | 1.3238 | 1.3021 | 1.2808 | 1.2599 | 1.2392 | 1.219 | 1.199 | 1.1794 | 1.1601 | 1.1411 | 1.1224 | 1.1041 | 1.086 | 1.0682 | 1.0507 | 1.0336 | 1.0166 | 1 | 0 | 0 | 0 | 0 | 0 | 0 | 0 | 0 | 0 | 0 | 0 | 0 | 0 | 0 | 0 | 0 | 0 | 0 | 0
[8 empty] | NGCC_Capital | 1 | 31 | 1.6678 | 1.6405 | 1.6137 | 1.5872 | 1.5613 | 1.5357 | 1.5106 | 1.4859 | 1.4616 | 1.4376 | 1.4141 | 1.391 | 1.3682 | 1.3458 | 1.3238 | 1.3021 | 1.2808 | 1.2599 | 1.2392 | 1.219 | 1.199 | 1.1794 | 1.1601 | 1.1411 | 1.1224 | 1.1041 | 1.086 | 1.0682 | 1.0507 | 1.0336 | 1.0166 | 1 | 0 | 0 | 0 | 0 | 0 | 0 | 0 | 0 | 0 | 0 | 0 | 0 | 0 | 0 | 0 | 0 | 0 | 0
[8 empty] | NGCC_Capital | 1 | 32 | 1.6955 | 1.6678 | 1.6405 | 1.6137 | 1.5872 | 1.5613 | 1.5357 | 1.5106 | 1.4859 | 1.4616 | 1.4376 | 1.4141 | 1.391 | 1.3682 | 1.3458 | 1.3238 | 1.3021 | 1.2808 | 1.2599 | 1.2392 | 1.219 | 1.199 | 1.1794 | 1.1601 | 1.1411 | 1.1224 | 1.1041 | 1.086 | 1.0682 | 1.0507 | 1.0336 | 1.0166 | 1 | 0 | 0 | 0 | 0 | 0 | 0 | 0 | 0 | 0 | 0 | 0 | 0 | 0 | 0 | 0 | 0 | 0
[8 empty] | NGCC_Capital | 1 | 33 | 1.7238 | 1.6955 | 1.6678 | 1.6405 | 1.6137 | 1.5872 | 1.5613 | 1.5357 | 1.5106 | 1.4859 | 1.4616 | 1.4376 | 1.4141 | 1.391 | 1.3682 | 1.3458 | 1.3238 | 1.3021 | 1.2808 | 1.2599 | 1.2392 | 1.219 | 1.199 | 1.1794 | 1.1601 | 1.1411 | 1.1224 | 1.1041 | 1.086 | 1.0682 | 1.0507 | 1.0336 | 1.0166 | 1 | 0 | 0 | 0 | 0 | 0 | 0 | 0 | 0 | 0 | 0 | 0 | 0 | 0 | 0 | 0 | 0
[8 empty] | NGCC_Capital | 1 | 34 | 1.7524 | 1.7238 | 1.6955 | 1.6678 | 1.6405 | 1.6137 | 1.5872 | 1.5613 | 1.5357 | 1.5106 | 1.4859 | 1.4616 | 1.4376 | 1.4141 | 1.391 | 1.3682 | 1.3458 | 1.3238 | 1.3021 | 1.2808 | 1.2599 | 1.2392 | 1.219 | 1.199 | 1.1794 | 1.1601 | 1.1411 | 1.1224 | 1.1041 | 1.086 | 1.0682 | 1.0507 | 1.0336 | 1.0166 | 1 | 0 | 0 | 0 | 0 | 0 | 0 | 0 | 0 | 0 | 0 | 0 | 0 | 0 | 0 | 0
[8 empty] | NGCC_Capital | 1 | 35 | 1.7816 | 1.7524 | 1.7238 | 1.6955 | 1.6678 | 1.6405 | 1.6137 | 1.5872 | 1.5613 | 1.5357 | 1.5106 | 1.4859 | 1.4616 | 1.4376 | 1.4141 | 1.391 | 1.3682 | 1.3458 | 1.3238 | 1.3021 | 1.2808 | 1.2599 | 1.2392 | 1.219 | 1.199 | 1.1794 | 1.1601 | 1.1411 | 1.1224 | 1.1041 | 1.086 | 1.0682 | 1.0507 | 1.0336 | 1.0166 | 1 | 0 | 0 | 0 | 0 | 0 | 0 | 0 | 0 | 0 | 0 | 0 | 0 | 0 | 0
[8 empty] | NGCC_Capital | 1 | 36 | 1.8112 | 1.7816 | 1.7524 | 1.7238 | 1.6955 | 1.6678 | 1.6405 | 1.6137 | 1.5872 | 1.5613 | 1.5357 | 1.5106 | 1.4859 | 1.4616 | 1.4376 | 1.4141 | 1.391 | 1.3682 | 1.3458 | 1.3238 | 1.3021 | 1.2808 | 1.2599 | 1.2392 | 1.219 | 1.199 | 1.1794 | 1.1601 | 1.1411 | 1.1224 | 1.1041 | 1.086 | 1.0682 | 1.0507 | 1.0336 | 1.0166 | 1 | 0 | 0 | 0 | 0 | 0 | 0 | 0 | 0 | 0 | 0 | 0 | 0 | 0
[8 empty] | NGCC_Capital | 1 | 37 | 1.8414 | 1.8112 | 1.7816 | 1.7524 | 1.7238 | 1.6955 | 1.6678 | 1.6405 | 1.6137 | 1.5872 | 1.5613 | 1.5357 | 1.5106 | 1.4859 | 1.4616 | 1.4376 | 1.4141 | 1.391 | 1.3682 | 1.3458 | 1.3238 | 1.3021 | 1.2808 | 1.2599 | 1.2392 | 1.219 | 1.199 | 1.1794 | 1.1601 | 1.1411 | 1.1224 | 1.1041 | 1.086 | 1.0682 | 1.0507 | 1.0336 | 1.0166 | 1 | 0 | 0 | 0 | 0 | 0 | 0 | 0 | 0 | 0 | 0 | 0 | 0
[8 empty] | NGCC_Capital | 1 | 38 | 1.872 | 1.8414 | 1.8112 | 1.7816 | 1.7524 | 1.7238 | 1.6955 | 1.6678 | 1.6405 | 1.6137 | 1.5872 | 1.5613 | 1.5357 | 1.5106 | 1.4859 | 1.4616 | 1.4376 | 1.4141 | 1.391 | 1.3682 | 1.3458 | 1.3238 | 1.3021 | 1.2808 | 1.2599 | 1.2392 | 1.219 | 1.199 | 1.1794 | 1.1601 | 1.1411 | 1.1224 | 1.1041 | 1.086 | 1.0682 | 1.0507 | 1.0336 | 1.0166 | 1 | 0 | 0 | 0 | 0 | 0 | 0 | 0 | 0 | 0 | 0 | 0
[8 empty] | NGCC_Capital | 1 | 39 | 1.9031 | 1.872 | 1.8414 | 1.8112 | 1.7816 | 1.7524 | 1.7238 | 1.6955 | 1.6678 | 1.6405 | 1.6137 | 1.5872 | 1.5613 | 1.5357 | 1.5106 | 1.4859 | 1.4616 | 1.4376 | 1.4141 | 1.391 | 1.3682 | 1.3458 | 1.3238 | 1.3021 | 1.2808 | 1.2599 | 1.2392 | 1.219 | 1.199 | 1.1794 | 1.1601 | 1.1411 | 1.1224 | 1.1041 | 1.086 | 1.0682 | 1.0507 | 1.0336 | 1.0166 | 1 | 0 | 0 | 0 | 0 | 0 | 0 | 0 | 0 | 0 | 0
[8 empty] | NGCC_Capital | 1 | 40 | 1.9348 | 1.9031 | 1.872 | 1.8414 | 1.8112 | 1.7816 | 1.7524 | 1.7238 | 1.6955 | 1.6678 | 1.6405 | 1.6137 | 1.5872 | 1.5613 | 1.5357 | 1.5106 | 1.4859 | 1.4616 | 1.4376 | 1.4141 | 1.391 | 1.3682 | 1.3458 | 1.3238 | 1.3021 | 1.2808 | 1.2599 | 1.2392 | 1.219 | 1.199 | 1.1794 | 1.1601 | 1.1411 | 1.1224 | 1.1041 | 1.086 | 1.0682 | 1.0507 | 1.0336 | 1.0166 | 1 | 0 | 0 | 0 | 0 | 0 | 0 | 0 | 0 | 0
[8 empty] | NGCC_Capital | 1 | 41 | 1.967 | 1.9348 | 1.9031 | 1.872 | 1.8414 | 1.8112 | 1.7816 | 1.7524 | 1.7238 | 1.6955 | 1.6678 | 1.6405 | 1.6137 | 1.5872 | 1.5613 | 1.5357 | 1.5106 | 1.4859 | 1.4616 | 1.4376 | 1.4141 | 1.391 | 1.3682 | 1.3458 | 1.3238 | 1.3021 | 1.2808 | 1.2599 | 1.2392 | 1.219 | 1.199 | 1.1794 | 1.1601 | 1.1411 | 1.1224 | 1.1041 | 1.086 | 1.0682 | 1.0507 | 1.0336 | 1.0166 | 1 | 0 | 0 | 0 | 0 | 0 | 0 | 0 | 0
[8 empty] | NGCC_Capital | 1 | 42 | 1.9997 | 1.967 | 1.9348 | 1.9031 | 1.872 | 1.8414 | 1.8112 | 1.7816 | 1.7524 | 1.7238 | 1.6955 | 1.6678 | 1.6405 | 1.6137 | 1.5872 | 1.5613 | 1.5357 | 1.5106 | 1.4859 | 1.4616 | 1.4376 | 1.4141 | 1.391 | 1.3682 | 1.3458 | 1.3238 | 1.3021 | 1.2808 | 1.2599 | 1.2392 | 1.219 | 1.199 | 1.1794 | 1.1601 | 1.1411 | 1.1224 | 1.1041 | 1.086 | 1.0682 | 1.0507 | 1.0336 | 1.0166 | 1 | 0 | 0 | 0 | 0 | 0 | 0 | 0
[8 empty] | NGCC_Capital | 1 | 43 | 2.033 | 1.9997 | 1.967 | 1.9348 | 1.9031 | 1.872 | 1.8414 | 1.8112 | 1.7816 | 1.7524 | 1.7238 | 1.6955 | 1.6678 | 1.6405 | 1.6137 | 1.5872 | 1.5613 | 1.5357 | 1.5106 | 1.4859 | 1.4616 | 1.4376 | 1.4141 | 1.391 | 1.3682 | 1.3458 | 1.3238 | 1.3021 | 1.2808 | 1.2599 | 1.2392 | 1.219 | 1.199 | 1.1794 | 1.1601 | 1.1411 | 1.1224 | 1.1041 | 1.086 | 1.0682 | 1.0507 | 1.0336 | 1.0166 | 1 | 0 | 0 | 0 | 0 | 0 | 0
[8 empty] | NGCC_Capital | 1 | 44 | 2.0668 | 2.033 | 1.9997 | 1.967 | 1.9348 | 1.9031 | 1.872 | 1.8414 | 1.8112 | 1.7816 | 1.7524 | 1.7238 | 1.6955 | 1.6678 | 1.6405 | 1.6137 | 1.5872 | 1.5613 | 1.5357 | 1.5106 | 1.4859 | 1.4616 | 1.4376 | 1.4141 | 1.391 | 1.3682 | 1.3458 | 1.3238 | 1.3021 | 1.2808 | 1.2599 | 1.2392 | 1.219 | 1.199 | 1.1794 | 1.1601 | 1.1411 | 1.1224 | 1.1041 | 1.086 | 1.0682 | 1.0507 | 1.0336 | 1.0166 | 1 | 0 | 0 | 0 | 0 | 0
[8 empty] | NGCC_Capital | 1 | 45 | 2.1012 | 2.0668 | 2.033 | 1.9997 | 1.967 | 1.9348 | 1.9031 | 1.872 | 1.8414 | 1.8112 | 1.7816 | 1.7524 | 1.7238 | 1.6955 | 1.6678 | 1.6405 | 1.6137 | 1.5872 | 1.5613 | 1.5357 | 1.5106 | 1.4859 | 1.4616 | 1.4376 | 1.4141 | 1.391 | 1.3682 | 1.3458 | 1.3238 | 1.3021 | 1.2808 | 1.2599 | 1.2392 | 1.219 | 1.199 | 1.1794 | 1.1601 | 1.1411 | 1.1224 | 1.1041 | 1.086 | 1.0682 | 1.0507 | 1.0336 | 1.0166 | 1 | 0 | 0 | 0 | 0
[8 empty] | NGCC_Capital | 1 | 46 | 2.1361 | 2.1012 | 2.0668 | 2.033 | 1.9997 | 1.967 | 1.9348 | 1.9031 | 1.872 | 1.8414 | 1.8112 | 1.7816 | 1.7524 | 1.7238 | 1.6955 | 1.6678 | 1.6405 | 1.6137 | 1.5872 | 1.5613 | 1.5357 | 1.5106 | 1.4859 | 1.4616 | 1.4376 | 1.4141 | 1.391 | 1.3682 | 1.3458 | 1.3238 | 1.3021 | 1.2808 | 1.2599 | 1.2392 | 1.219 | 1.199 | 1.1794 | 1.1601 | 1.1411 | 1.1224 | 1.1041 | 1.086 | 1.0682 | 1.0507 | 1.0336 | 1.0166 | 1 | 0 | 0 | 0
[8 empty] | NGCC_Capital | 1 | 47 | 2.1717 | 2.1361 | 2.1012 | 2.0668 | 2.033 | 1.9997 | 1.967 | 1.9348 | 1.9031 | 1.872 | 1.8414 | 1.8112 | 1.7816 | 1.7524 | 1.7238 | 1.6955 | 1.6678 | 1.6405 | 1.6137 | 1.5872 | 1.5613 | 1.5357 | 1.5106 | 1.4859 | 1.4616 | 1.4376 | 1.4141 | 1.391 | 1.3682 | 1.3458 | 1.3238 | 1.3021 | 1.2808 | 1.2599 | 1.2392 | 1.219 | 1.199 | 1.1794 | 1.1601 | 1.1411 | 1.1224 | 1.1041 | 1.086 | 1.0682 | 1.0507 | 1.0336 | 1.0166 | 1 | 0 | 0
[8 empty] | NGCC_Capital | 1 | 48 | 2.2078 | 2.1717 | 2.1361 | 2.1012 | 2.0668 | 2.033 | 1.9997 | 1.967 | 1.9348 | 1.9031 | 1.872 | 1.8414 | 1.8112 | 1.7816 | 1.7524 | 1.7238 | 1.6955 | 1.6678 | 1.6405 | 1.6137 | 1.5872 | 1.5613 | 1.5357 | 1.5106 | 1.4859 | 1.4616 | 1.4376 | 1.4141 | 1.391 | 1.3682 | 1.3458 | 1.3238 | 1.3021 | 1.2808 | 1.2599 | 1.2392 | 1.219 | 1.199 | 1.1794 | 1.1601 | 1.1411 | 1.1224 | 1.1041 | 1.086 | 1.0682 | 1.0507 | 1.0336 | 1.0166 | 1 | 0
[8 empty] | NGCC_Capital | 1 | 49 | 2.2445 | 2.2078 | 2.1717 | 2.1361 | 2.1012 | 2.0668 | 2.033 | 1.9997 | 1.967 | 1.9348 | 1.9031 | 1.872 | 1.8414 | 1.8112 | 1.7816 | 1.7524 | 1.7238 | 1.6955 | 1.6678 | 1.6405 | 1.6137 | 1.5872 | 1.5613 | 1.5357 | 1.5106 | 1.4859 | 1.4616 | 1.4376 | 1.4141 | 1.391 | 1.3682 | 1.3458 | 1.3238 | 1.3021 | 1.2808 | 1.2599 | 1.2392 | 1.219 | 1.199 | 1.1794 | 1.1601 | 1.1411 | 1.1224 | 1.1041 | 1.086 | 1.0682 | 1.0507 | 1.0336 | 1.0166 | 1
[8 empty] | NGCC_Capital | 1 | 50 | 2.2819 | 2.2445 | 2.2078 | 2.1717 | 2.1361 | 2.1012 | 2.0668 | 2.033 | 1.9997 | 1.967 | 1.9348 | 1.9031 | 1.872 | 1.8414 | 1.8112 | 1.7816 | 1.7524 | 1.7238 | 1.6955 | 1.6678 | 1.6405 | 1.6137 | 1.5872 | 1.5613 | 1.5357 | 1.5106 | 1.4859 | 1.4616 | 1.4376 | 1.4141 | 1.391 | 1.3682 | 1.3458 | 1.3238 | 1.3021 | 1.2808 | 1.2599 | 1.2392 | 1.219 | 1.199 | 1.1794 | 1.1601 | 1.1411 | 1.1224 | 1.1041 | 1.086 | 1.0682 | 1.0507 | 1.0336 | 1.0166
[8 empty] | SCCT_Capital | 2 | 0 | 1 | 0 | 0 | 0 | 0 | 0 | 0 | 0 | 0 | 0 | 0 | 0 | 0 | 0 | 0 | 0 | 0 | 0 | 0 | 0 | 0 | 0 | 0 | 0 | 0 | 0 | 0 | 0 | 0 | 0 | 0 | 0 | 0 | 0 | 0 | 0 | 0 | 0 | 0 | 0 | 0 | 0 | 0 | 0 | 0 | 0 | 0 | 0 | 0 | 0
[8 empty] | SCCT_Capital | 2 | 1 | 1.0166 | 1 | 0 | 0 | 0 | 0 | 0 | 0 | 0 | 0 | 0 | 0 | 0 | 0 | 0 | 0 | 0 | 0 | 0 | 0 | 0 | 0 | 0 | 0 | 0 | 0 | 0 | 0 | 0 | 0 | 0 | 0 | 0 | 0 | 0 | 0 | 0 | 0 | 0 | 0 | 0 | 0 | 0 | 0 | 0 | 0 | 0 | 0 | 0 | 0
[8 empty] | SCCT_Capital | 2 | 2 | 1.0334 | 1.0166 | 1 | 0 | 0 | 0 | 0 | 0 | 0 | 0 | 0 | 0 | 0 | 0 | 0 | 0 | 0 | 0 | 0 | 0 | 0 | 0 | 0 | 0 | 0 | 0 | 0 | 0 | 0 | 0 | 0 | 0 | 0 | 0 | 0 | 0 | 0 | 0 | 0 | 0 | 0 | 0 | 0 | 0 | 0 | 0 | 0 | 0 | 0 | 0
[8 empty] | SCCT_Capital | 2 | 3 | 1.0506 | 1.0334 | 1.0166 | 1 | 0 | 0 | 0 | 0 | 0 | 0 | 0 | 0 | 0 | 0 | 0 | 0 | 0 | 0 | 0 | 0 | 0 | 0 | 0 | 0 | 0 | 0 | 0 | 0 | 0 | 0 | 0 | 0 | 0 | 0 | 0 | 0 | 0 | 0 | 0 | 0 | 0 | 0 | 0 | 0 | 0 | 0 | 0 | 0 | 0 | 0
[8 empty] | SCCT_Capital | 2 | 4 | 1.068 | 1.0506 | 1.0334 | 1.0166 | 1 | 0 | 0 | 0 | 0 | 0 | 0 | 0 | 0 | 0 | 0 | 0 | 0 | 0 | 0 | 0 | 0 | 0 | 0 | 0 | 0 | 0 | 0 | 0 | 0 | 0 | 0 | 0 | 0 | 0 | 0 | 0 | 0 | 0 | 0 | 0 | 0 | 0 | 0 | 0 | 0 | 0 | 0 | 0 | 0 | 0
[8 empty] | SCCT_Capital | 2 | 5 | 1.0857 | 1.068 | 1.0506 | 1.0334 | 1.0166 | 1 | 0 | 0 | 0 | 0 | 0 | 0 | 0 | 0 | 0 | 0 | 0 | 0 | 0 | 0 | 0 | 0 | 0 | 0 | 0 | 0 | 0 | 0 | 0 | 0 | 0 | 0 | 0 | 0 | 0 | 0 | 0 | 0 | 0 | 0 | 0 | 0 | 0 | 0 | 0 | 0 | 0 | 0 | 0 | 0
[8 empty] | SCCT_Capital | 2 | 6 | 1.1037 | 1.0857 | 1.068 | 1.0506 | 1.0334 | 1.0166 | 1 | 0 | 0 | 0 | 0 | 0 | 0 | 0 | 0 | 0 | 0 | 0 | 0 | 0 | 0 | 0 | 0 | 0 | 0 | 0 | 0 | 0 | 0 | 0 | 0 | 0 | 0 | 0 | 0 | 0 | 0 | 0 | 0 | 0 | 0 | 0 | 0 | 0 | 0 | 0 | 0 | 0 | 0 | 0
[8 empty] | SCCT_Capital | 2 | 7 | 1.122 | 1.1037 | 1.0857 | 1.068 | 1.0506 | 1.0334 | 1.0166 | 1 | 0 | 0 | 0 | 0 | 0 | 0 | 0 | 0 | 0 | 0 | 0 | 0 | 0 | 0 | 0 | 0 | 0 | 0 | 0 | 0 | 0 | 0 | 0 | 0 | 0 | 0 | 0 | 0 | 0 | 0 | 0 | 0 | 0 | 0 | 0 | 0 | 0 | 0 | 0 | 0 | 0 | 0
[8 empty] | SCCT_Capital | 2 | 8 | 1.1406 | 1.122 | 1.1037 | 1.0857 | 1.068 | 1.0506 | 1.0334 | 1.0166 | 1 | 0 | 0 | 0 | 0 | 0 | 0 | 0 | 0 | 0 | 0 | 0 | 0 | 0 | 0 | 0 | 0 | 0 | 0 | 0 | 0 | 0 | 0 | 0 | 0 | 0 | 0 | 0 | 0 | 0 | 0 | 0 | 0 | 0 | 0 | 0 | 0 | 0 | 0 | 0 | 0 | 0
[8 empty] | SCCT_Capital | 2 | 9 | 1.1595 | 1.1406 | 1.122 | 1.1037 | 1.0857 | 1.068 | 1.0506 | 1.0334 | 1.0166 | 1 | 0 | 0 | 0 | 0 | 0 | 0 | 0 | 0 | 0 | 0 | 0 | 0 | 0 | 0 | 0 | 0 | 0 | 0 | 0 | 0 | 0 | 0 | 0 | 0 | 0 | 0 | 0 | 0 | 0 | 0 | 0 | 0 | 0 | 0 | 0 | 0 | 0 | 0 | 0 | 0
[8 empty] | SCCT_Capital | 2 | 10 | 1.1787 | 1.1595 | 1.1406 | 1.122 | 1.1037 | 1.0857 | 1.068 | 1.0506 | 1.0334 | 1.0166 | 1 | 0 | 0 | 0 | 0 | 0 | 0 | 0 | 0 | 0 | 0 | 0 | 0 | 0 | 0 | 0 | 0 | 0 | 0 | 0 | 0 | 0 | 0 | 0 | 0 | 0 | 0 | 0 | 0 | 0 | 0 | 0 | 0 | 0 | 0 | 0 | 0 | 0 | 0 | 0
[8 empty] | SCCT_Capital | 2 | 11 | 1.1983 | 1.1787 | 1.1595 | 1.1406 | 1.122 | 1.1037 | 1.0857 | 1.068 | 1.0506 | 1.0334 | 1.0166 | 1 | 0 | 0 | 0 | 0 | 0 | 0 | 0 | 0 | 0 | 0 | 0 | 0 | 0 | 0 | 0 | 0 | 0 | 0 | 0 | 0 | 0 | 0 | 0 | 0 | 0 | 0 | 0 | 0 | 0 | 0 | 0 | 0 | 0 | 0 | 0 | 0 | 0 | 0
[8 empty] | SCCT_Capital | 2 | 12 | 1.2181 | 1.1983 | 1.1787 | 1.1595 | 1.1406 | 1.122 | 1.1037 | 1.0857 | 1.068 | 1.0506 | 1.0334 | 1.0166 | 1 | 0 | 0 | 0 | 0 | 0 | 0 | 0 | 0 | 0 | 0 | 0 | 0 | 0 | 0 | 0 | 0 | 0 | 0 | 0 | 0 | 0 | 0 | 0 | 0 | 0 | 0 | 0 | 0 | 0 | 0 | 0 | 0 | 0 | 0 | 0 | 0 | 0
[8 empty] | SCCT_Capital | 2 | 13 | 1.2383 | 1.2181 | 1.1983 | 1.1787 | 1.1595 | 1.1406 | 1.122 | 1.1037 | 1.0857 | 1.068 | 1.0506 | 1.0334 | 1.0166 | 1 | 0 | 0 | 0 | 0 | 0 | 0 | 0 | 0 | 0 | 0 | 0 | 0 | 0 | 0 | 0 | 0 | 0 | 0 | 0 | 0 | 0 | 0 | 0 | 0 | 0 | 0 | 0 | 0 | 0 | 0 | 0 | 0 | 0 | 0 | 0 | 0
[8 empty] | SCCT_Capital | 2 | 14 | 1.2588 | 1.2383 | 1.2181 | 1.1983 | 1.1787 | 1.1595 | 1.1406 | 1.122 | 1.1037 | 1.0857 | 1.068 | 1.0506 | 1.0334 | 1.0166 | 1 | 0 | 0 | 0 | 0 | 0 | 0 | 0 | 0 | 0 | 0 | 0 | 0 | 0 | 0 | 0 | 0 | 0 | 0 | 0 | 0 | 0 | 0 | 0 | 0 | 0 | 0 | 0 | 0 | 0 | 0 | 0 | 0 | 0 | 0 | 0
[8 empty] | SCCT_Capital | 2 | 15 | 1.2797 | 1.2588 | 1.2383 | 1.2181 | 1.1983 | 1.1787 | 1.1595 | 1.1406 | 1.122 | 1.1037 | 1.0857 | 1.068 | 1.0506 | 1.0334 | 1.0166 | 1 | 0 | 0 | 0 | 0 | 0 | 0 | 0 | 0 | 0 | 0 | 0 | 0 | 0 | 0 | 0 | 0 | 0 | 0 | 0 | 0 | 0 | 0 | 0 | 0 | 0 | 0 | 0 | 0 | 0 | 0 | 0 | 0 | 0 | 0
[8 empty] | SCCT_Capital | 2 | 16 | 1.3009 | 1.2797 | 1.2588 | 1.2383 | 1.2181 | 1.1983 | 1.1787 | 1.1595 | 1.1406 | 1.122 | 1.1037 | 1.0857 | 1.068 | 1.0506 | 1.0334 | 1.0166 | 1 | 0 | 0 | 0 | 0 | 0 | 0 | 0 | 0 | 0 | 0 | 0 | 0 | 0 | 0 | 0 | 0 | 0 | 0 | 0 | 0 | 0 | 0 | 0 | 0 | 0 | 0 | 0 | 0 | 0 | 0 | 0 | 0 | 0
[8 empty] | SCCT_Capital | 2 | 17 | 1.3225 | 1.3009 | 1.2797 | 1.2588 | 1.2383 | 1.2181 | 1.1983 | 1.1787 | 1.1595 | 1.1406 | 1.122 | 1.1037 | 1.0857 | 1.068 | 1.0506 | 1.0334 | 1.0166 | 1 | 0 | 0 | 0 | 0 | 0 | 0 | 0 | 0 | 0 | 0 | 0 | 0 | 0 | 0 | 0 | 0 | 0 | 0 | 0 | 0 | 0 | 0 | 0 | 0 | 0 | 0 | 0 | 0 | 0 | 0 | 0 | 0
[8 empty] | SCCT_Capital | 2 | 18 | 1.3444 | 1.3225 | 1.3009 | 1.2797 | 1.2588 | 1.2383 | 1.2181 | 1.1983 | 1.1787 | 1.1595 | 1.1406 | 1.122 | 1.1037 | 1.0857 | 1.068 | 1.0506 | 1.0334 | 1.0166 | 1 | 0 | 0 | 0 | 0 | 0 | 0 | 0 | 0 | 0 | 0 | 0 | 0 | 0 | 0 | 0 | 0 | 0 | 0 | 0 | 0 | 0 | 0 | 0 | 0 | 0 | 0 | 0 | 0 | 0 | 0 | 0
[8 empty] | SCCT_Capital | 2 | 19 | 1.3667 | 1.3444 | 1.3225 | 1.3009 | 1.2797 | 1.2588 | 1.2383 | 1.2181 | 1.1983 | 1.1787 | 1.1595 | 1.1406 | 1.122 | 1.1037 | 1.0857 | 1.068 | 1.0506 | 1.0334 | 1.0166 | 1 | 0 | 0 | 0 | 0 | 0 | 0 | 0 | 0 | 0 | 0 | 0 | 0 | 0 | 0 | 0 | 0 | 0 | 0 | 0 | 0 | 0 | 0 | 0 | 0 | 0 | 0 | 0 | 0 | 0 | 0
[8 empty] | SCCT_Capital | 2 | 20 | 1.3894 | 1.3667 | 1.3444 | 1.3225 | 1.3009 | 1.2797 | 1.2588 | 1.2383 | 1.2181 | 1.1983 | 1.1787 | 1.1595 | 1.1406 | 1.122 | 1.1037 | 1.0857 | 1.068 | 1.0506 | 1.0334 | 1.0166 | 1 | 0 | 0 | 0 | 0 | 0 | 0 | 0 | 0 | 0 | 0 | 0 | 0 | 0 | 0 | 0 | 0 | 0 | 0 | 0 | 0 | 0 | 0 | 0 | 0 | 0 | 0 | 0 | 0 | 0
[8 empty] | SCCT_Capital | 2 | 21 | 1.4124 | 1.3894 | 1.3667 | 1.3444 | 1.3225 | 1.3009 | 1.2797 | 1.2588 | 1.2383 | 1.2181 | 1.1983 | 1.1787 | 1.1595 | 1.1406 | 1.122 | 1.1037 | 1.0857 | 1.068 | 1.0506 | 1.0334 | 1.0166 | 1 | 0 | 0 | 0 | 0 | 0 | 0 | 0 | 0 | 0 | 0 | 0 | 0 | 0 | 0 | 0 | 0 | 0 | 0 | 0 | 0 | 0 | 0 | 0 | 0 | 0 | 0 | 0 | 0
[8 empty] | SCCT_Capital | 2 | 22 | 1.4358 | 1.4124 | 1.3894 | 1.3667 | 1.3444 | 1.3225 | 1.3009 | 1.2797 | 1.2588 | 1.2383 | 1.2181 | 1.1983 | 1.1787 | 1.1595 | 1.1406 | 1.122 | 1.1037 | 1.0857 | 1.068 | 1.0506 | 1.0334 | 1.0166 | 1 | 0 | 0 | 0 | 0 | 0 | 0 | 0 | 0 | 0 | 0 | 0 | 0 | 0 | 0 | 0 | 0 | 0 | 0 | 0 | 0 | 0 | 0 | 0 | 0 | 0 | 0 | 0
[8 empty] | SCCT_Capital | 2 | 23 | 1.4596 | 1.4358 | 1.4124 | 1.3894 | 1.3667 | 1.3444 | 1.3225 | 1.3009 | 1.2797 | 1.2588 | 1.2383 | 1.2181 | 1.1983 | 1.1787 | 1.1595 | 1.1406 | 1.122 | 1.1037 | 1.0857 | 1.068 | 1.0506 | 1.0334 | 1.0166 | 1 | 0 | 0 | 0 | 0 | 0 | 0 | 0 | 0 | 0 | 0 | 0 | 0 | 0 | 0 | 0 | 0 | 0 | 0 | 0 | 0 | 0 | 0 | 0 | 0 | 0 | 0
[8 empty] | SCCT_Capital | 2 | 24 | 1.4838 | 1.4596 | 1.4358 | 1.4124 | 1.3894 | 1.3667 | 1.3444 | 1.3225 | 1.3009 | 1.2797 | 1.2588 | 1.2383 | 1.2181 | 1.1983 | 1.1787 | 1.1595 | 1.1406 | 1.122 | 1.1037 | 1.0857 | 1.068 | 1.0506 | 1.0334 | 1.0166 | 1 | 0 | 0 | 0 | 0 | 0 | 0 | 0 | 0 | 0 | 0 | 0 | 0 | 0 | 0 | 0 | 0 | 0 | 0 | 0 | 0 | 0 | 0 | 0 | 0 | 0
[8 empty] | SCCT_Capital | 2 | 25 | 1.5084 | 1.4838 | 1.4596 | 1.4358 | 1.4124 | 1.3894 | 1.3667 | 1.3444 | 1.3225 | 1.3009 | 1.2797 | 1.2588 | 1.2383 | 1.2181 | 1.1983 | 1.1787 | 1.1595 | 1.1406 | 1.122 | 1.1037 | 1.0857 | 1.068 | 1.0506 | 1.0334 | 1.0166 | 1 | 0 | 0 | 0 | 0 | 0 | 0 | 0 | 0 | 0 | 0 | 0 | 0 | 0 | 0 | 0 | 0 | 0 | 0 | 0 | 0 | 0 | 0 | 0 | 0
[8 empty] | SCCT_Capital | 2 | 26 | 1.5334 | 1.5084 | 1.4838 | 1.4596 | 1.4358 | 1.4124 | 1.3894 | 1.3667 | 1.3444 | 1.3225 | 1.3009 | 1.2797 | 1.2588 | 1.2383 | 1.2181 | 1.1983 | 1.1787 | 1.1595 | 1.1406 | 1.122 | 1.1037 | 1.0857 | 1.068 | 1.0506 | 1.0334 | 1.0166 | 1 | 0 | 0 | 0 | 0 | 0 | 0 | 0 | 0 | 0 | 0 | 0 | 0 | 0 | 0 | 0 | 0 | 0 | 0 | 0 | 0 | 0 | 0 | 0
[8 empty] | SCCT_Capital | 2 | 27 | 1.5588 | 1.5334 | 1.5084 | 1.4838 | 1.4596 | 1.4358 | 1.4124 | 1.3894 | 1.3667 | 1.3444 | 1.3225 | 1.3009 | 1.2797 | 1.2588 | 1.2383 | 1.2181 | 1.1983 | 1.1787 | 1.1595 | 1.1406 | 1.122 | 1.1037 | 1.0857 | 1.068 | 1.0506 | 1.0334 | 1.0166 | 1 | 0 | 0 | 0 | 0 | 0 | 0 | 0 | 0 | 0 | 0 | 0 | 0 | 0 | 0 | 0 | 0 | 0 | 0 | 0 | 0 | 0 | 0
[8 empty] | SCCT_Capital | 2 | 28 | 1.5847 | 1.5588 | 1.5334 | 1.5084 | 1.4838 | 1.4596 | 1.4358 | 1.4124 | 1.3894 | 1.3667 | 1.3444 | 1.3225 | 1.3009 | 1.2797 | 1.2588 | 1.2383 | 1.2181 | 1.1983 | 1.1787 | 1.1595 | 1.1406 | 1.122 | 1.1037 | 1.0857 | 1.068 | 1.0506 | 1.0334 | 1.0166 | 1 | 0 | 0 | 0 | 0 | 0 | 0 | 0 | 0 | 0 | 0 | 0 | 0 | 0 | 0 | 0 | 0 | 0 | 0 | 0 | 0 | 0
[8 empty] | SCCT_Capital | 2 | 29 | 1.6109 | 1.5847 | 1.5588 | 1.5334 | 1.5084 | 1.4838 | 1.4596 | 1.4358 | 1.4124 | 1.3894 | 1.3667 | 1.3444 | 1.3225 | 1.3009 | 1.2797 | 1.2588 | 1.2383 | 1.2181 | 1.1983 | 1.1787 | 1.1595 | 1.1406 | 1.122 | 1.1037 | 1.0857 | 1.068 | 1.0506 | 1.0334 | 1.0166 | 1 | 0 | 0 | 0 | 0 | 0 | 0 | 0 | 0 | 0 | 0 | 0 | 0 | 0 | 0 | 0 | 0 | 0 | 0 | 0 | 0
[8 empty] | SCCT_Capital | 2 | 30 | 1.6377 | 1.6109 | 1.5847 | 1.5588 | 1.5334 | 1.5084 | 1.4838 | 1.4596 | 1.4358 | 1.4124 | 1.3894 | 1.3667 | 1.3444 | 1.3225 | 1.3009 | 1.2797 | 1.2588 | 1.2383 | 1.2181 | 1.1983 | 1.1787 | 1.1595 | 1.1406 | 1.122 | 1.1037 | 1.0857 | 1.068 | 1.0506 | 1.0334 | 1.0166 | 1 | 0 | 0 | 0 | 0 | 0 | 0 | 0 | 0 | 0 | 0 | 0 | 0 | 0 | 0 | 0 | 0 | 0 | 0 | 0
[8 empty] | SCCT_Capital | 2 | 31 | 1.6648 | 1.6377 | 1.6109 | 1.5847 | 1.5588 | 1.5334 | 1.5084 | 1.4838 | 1.4596 | 1.4358 | 1.4124 | 1.3894 | 1.3667 | 1.3444 | 1.3225 | 1.3009 | 1.2797 | 1.2588 | 1.2383 | 1.2181 | 1.1983 | 1.1787 | 1.1595 | 1.1406 | 1.122 | 1.1037 | 1.0857 | 1.068 | 1.0506 | 1.0334 | 1.0166 | 1 | 0 | 0 | 0 | 0 | 0 | 0 | 0 | 0 | 0 | 0 | 0 | 0 | 0 | 0 | 0 | 0 | 0 | 0
[8 empty] | SCCT_Capital | 2 | 32 | 1.6924 | 1.6648 | 1.6377 | 1.6109 | 1.5847 | 1.5588 | 1.5334 | 1.5084 | 1.4838 | 1.4596 | 1.4358 | 1.4124 | 1.3894 | 1.3667 | 1.3444 | 1.3225 | 1.3009 | 1.2797 | 1.2588 | 1.2383 | 1.2181 | 1.1983 | 1.1787 | 1.1595 | 1.1406 | 1.122 | 1.1037 | 1.0857 | 1.068 | 1.0506 | 1.0334 | 1.0166 | 1 | 0 | 0 | 0 | 0 | 0 | 0 | 0 | 0 | 0 | 0 | 0 | 0 | 0 | 0 | 0 | 0 | 0
[8 empty] | SCCT_Capital | 2 | 33 | 1.7205 | 1.6924 | 1.6648 | 1.6377 | 1.6109 | 1.5847 | 1.5588 | 1.5334 | 1.5084 | 1.4838 | 1.4596 | 1.4358 | 1.4124 | 1.3894 | 1.3667 | 1.3444 | 1.3225 | 1.3009 | 1.2797 | 1.2588 | 1.2383 | 1.2181 | 1.1983 | 1.1787 | 1.1595 | 1.1406 | 1.122 | 1.1037 | 1.0857 | 1.068 | 1.0506 | 1.0334 | 1.0166 | 1 | 0 | 0 | 0 | 0 | 0 | 0 | 0 | 0 | 0 | 0 | 0 | 0 | 0 | 0 | 0 | 0
[8 empty] | SCCT_Capital | 2 | 34 | 1.749 | 1.7205 | 1.6924 | 1.6648 | 1.6377 | 1.6109 | 1.5847 | 1.5588 | 1.5334 | 1.5084 | 1.4838 | 1.4596 | 1.4358 | 1.4124 | 1.3894 | 1.3667 | 1.3444 | 1.3225 | 1.3009 | 1.2797 | 1.2588 | 1.2383 | 1.2181 | 1.1983 | 1.1787 | 1.1595 | 1.1406 | 1.122 | 1.1037 | 1.0857 | 1.068 | 1.0506 | 1.0334 | 1.0166 | 1 | 0 | 0 | 0 | 0 | 0 | 0 | 0 | 0 | 0 | 0 | 0 | 0 | 0 | 0 | 0
[8 empty] | SCCT_Capital | 2 | 35 | 1.778 | 1.749 | 1.7205 | 1.6924 | 1.6648 | 1.6377 | 1.6109 | 1.5847 | 1.5588 | 1.5334 | 1.5084 | 1.4838 | 1.4596 | 1.4358 | 1.4124 | 1.3894 | 1.3667 | 1.3444 | 1.3225 | 1.3009 | 1.2797 | 1.2588 | 1.2383 | 1.2181 | 1.1983 | 1.1787 | 1.1595 | 1.1406 | 1.122 | 1.1037 | 1.0857 | 1.068 | 1.0506 | 1.0334 | 1.0166 | 1 | 0 | 0 | 0 | 0 | 0 | 0 | 0 | 0 | 0 | 0 | 0 | 0 | 0 | 0
[8 empty] | SCCT_Capital | 2 | 36 | 1.8075 | 1.778 | 1.749 | 1.7205 | 1.6924 | 1.6648 | 1.6377 | 1.6109 | 1.5847 | 1.5588 | 1.5334 | 1.5084 | 1.4838 | 1.4596 | 1.4358 | 1.4124 | 1.3894 | 1.3667 | 1.3444 | 1.3225 | 1.3009 | 1.2797 | 1.2588 | 1.2383 | 1.2181 | 1.1983 | 1.1787 | 1.1595 | 1.1406 | 1.122 | 1.1037 | 1.0857 | 1.068 | 1.0506 | 1.0334 | 1.0166 | 1 | 0 | 0 | 0 | 0 | 0 | 0 | 0 | 0 | 0 | 0 | 0 | 0 | 0
[8 empty] | SCCT_Capital | 2 | 37 | 1.8374 | 1.8075 | 1.778 | 1.749 | 1.7205 | 1.6924 | 1.6648 | 1.6377 | 1.6109 | 1.5847 | 1.5588 | 1.5334 | 1.5084 | 1.4838 | 1.4596 | 1.4358 | 1.4124 | 1.3894 | 1.3667 | 1.3444 | 1.3225 | 1.3009 | 1.2797 | 1.2588 | 1.2383 | 1.2181 | 1.1983 | 1.1787 | 1.1595 | 1.1406 | 1.122 | 1.1037 | 1.0857 | 1.068 | 1.0506 | 1.0334 | 1.0166 | 1 | 0 | 0 | 0 | 0 | 0 | 0 | 0 | 0 | 0 | 0 | 0 | 0
[8 empty] | SCCT_Capital | 2 | 38 | 1.8679 | 1.8374 | 1.8075 | 1.778 | 1.749 | 1.7205 | 1.6924 | 1.6648 | 1.6377 | 1.6109 | 1.5847 | 1.5588 | 1.5334 | 1.5084 | 1.4838 | 1.4596 | 1.4358 | 1.4124 | 1.3894 | 1.3667 | 1.3444 | 1.3225 | 1.3009 | 1.2797 | 1.2588 | 1.2383 | 1.2181 | 1.1983 | 1.1787 | 1.1595 | 1.1406 | 1.122 | 1.1037 | 1.0857 | 1.068 | 1.0506 | 1.0334 | 1.0166 | 1 | 0 | 0 | 0 | 0 | 0 | 0 | 0 | 0 | 0 | 0 | 0
[8 empty] | SCCT_Capital | 2 | 39 | 1.8988 | 1.8679 | 1.8374 | 1.8075 | 1.778 | 1.749 | 1.7205 | 1.6924 | 1.6648 | 1.6377 | 1.6109 | 1.5847 | 1.5588 | 1.5334 | 1.5084 | 1.4838 | 1.4596 | 1.4358 | 1.4124 | 1.3894 | 1.3667 | 1.3444 | 1.3225 | 1.3009 | 1.2797 | 1.2588 | 1.2383 | 1.2181 | 1.1983 | 1.1787 | 1.1595 | 1.1406 | 1.122 | 1.1037 | 1.0857 | 1.068 | 1.0506 | 1.0334 | 1.0166 | 1 | 0 | 0 | 0 | 0 | 0 | 0 | 0 | 0 | 0 | 0
[8 empty] | SCCT_Capital | 2 | 40 | 1.9303 | 1.8988 | 1.8679 | 1.8374 | 1.8075 | 1.778 | 1.749 | 1.7205 | 1.6924 | 1.6648 | 1.6377 | 1.6109 | 1.5847 | 1.5588 | 1.5334 | 1.5084 | 1.4838 | 1.4596 | 1.4358 | 1.4124 | 1.3894 | 1.3667 | 1.3444 | 1.3225 | 1.3009 | 1.2797 | 1.2588 | 1.2383 | 1.2181 | 1.1983 | 1.1787 | 1.1595 | 1.1406 | 1.122 | 1.1037 | 1.0857 | 1.068 | 1.0506 | 1.0334 | 1.0166 | 1 | 0 | 0 | 0 | 0 | 0 | 0 | 0 | 0 | 0
[8 empty] | SCCT_Capital | 2 | 41 | 1.9623 | 1.9303 | 1.8988 | 1.8679 | 1.8374 | 1.8075 | 1.778 | 1.749 | 1.7205 | 1.6924 | 1.6648 | 1.6377 | 1.6109 | 1.5847 | 1.5588 | 1.5334 | 1.5084 | 1.4838 | 1.4596 | 1.4358 | 1.4124 | 1.3894 | 1.3667 | 1.3444 | 1.3225 | 1.3009 | 1.2797 | 1.2588 | 1.2383 | 1.2181 | 1.1983 | 1.1787 | 1.1595 | 1.1406 | 1.122 | 1.1037 | 1.0857 | 1.068 | 1.0506 | 1.0334 | 1.0166 | 1 | 0 | 0 | 0 | 0 | 0 | 0 | 0 | 0
[8 empty] | SCCT_Capital | 2 | 42 | 1.9949 | 1.9623 | 1.9303 | 1.8988 | 1.8679 | 1.8374 | 1.8075 | 1.778 | 1.749 | 1.7205 | 1.6924 | 1.6648 | 1.6377 | 1.6109 | 1.5847 | 1.5588 | 1.5334 | 1.5084 | 1.4838 | 1.4596 | 1.4358 | 1.4124 | 1.3894 | 1.3667 | 1.3444 | 1.3225 | 1.3009 | 1.2797 | 1.2588 | 1.2383 | 1.2181 | 1.1983 | 1.1787 | 1.1595 | 1.1406 | 1.122 | 1.1037 | 1.0857 | 1.068 | 1.0506 | 1.0334 | 1.0166 | 1 | 0 | 0 | 0 | 0 | 0 | 0 | 0
[8 empty] | SCCT_Capital | 2 | 43 | 2.0279 | 1.9949 | 1.9623 | 1.9303 | 1.8988 | 1.8679 | 1.8374 | 1.8075 | 1.778 | 1.749 | 1.7205 | 1.6924 | 1.6648 | 1.6377 | 1.6109 | 1.5847 | 1.5588 | 1.5334 | 1.5084 | 1.4838 | 1.4596 | 1.4358 | 1.4124 | 1.3894 | 1.3667 | 1.3444 | 1.3225 | 1.3009 | 1.2797 | 1.2588 | 1.2383 | 1.2181 | 1.1983 | 1.1787 | 1.1595 | 1.1406 | 1.122 | 1.1037 | 1.0857 | 1.068 | 1.0506 | 1.0334 | 1.0166 | 1 | 0 | 0 | 0 | 0 | 0 | 0
[8 empty] | SCCT_Capital | 2 | 44 | 2.0615 | 2.0279 | 1.9949 | 1.9623 | 1.9303 | 1.8988 | 1.8679 | 1.8374 | 1.8075 | 1.778 | 1.749 | 1.7205 | 1.6924 | 1.6648 | 1.6377 | 1.6109 | 1.5847 | 1.5588 | 1.5334 | 1.5084 | 1.4838 | 1.4596 | 1.4358 | 1.4124 | 1.3894 | 1.3667 | 1.3444 | 1.3225 | 1.3009 | 1.2797 | 1.2588 | 1.2383 | 1.2181 | 1.1983 | 1.1787 | 1.1595 | 1.1406 | 1.122 | 1.1037 | 1.0857 | 1.068 | 1.0506 | 1.0334 | 1.0166 | 1 | 0 | 0 | 0 | 0 | 0
[8 empty] | SCCT_Capital | 2 | 45 | 2.0957 | 2.0615 | 2.0279 | 1.9949 | 1.9623 | 1.9303 | 1.8988 | 1.8679 | 1.8374 | 1.8075 | 1.778 | 1.749 | 1.7205 | 1.6924 | 1.6648 | 1.6377 | 1.6109 | 1.5847 | 1.5588 | 1.5334 | 1.5084 | 1.4838 | 1.4596 | 1.4358 | 1.4124 | 1.3894 | 1.3667 | 1.3444 | 1.3225 | 1.3009 | 1.2797 | 1.2588 | 1.2383 | 1.2181 | 1.1983 | 1.1787 | 1.1595 | 1.1406 | 1.122 | 1.1037 | 1.0857 | 1.068 | 1.0506 | 1.0334 | 1.0166 | 1 | 0 | 0 | 0 | 0
[8 empty] | SCCT_Capital | 2 | 46 | 2.1305 | 2.0957 | 2.0615 | 2.0279 | 1.9949 | 1.9623 | 1.9303 | 1.8988 | 1.8679 | 1.8374 | 1.8075 | 1.778 | 1.749 | 1.7205 | 1.6924 | 1.6648 | 1.6377 | 1.6109 | 1.5847 | 1.5588 | 1.5334 | 1.5084 | 1.4838 | 1.4596 | 1.4358 | 1.4124 | 1.3894 | 1.3667 | 1.3444 | 1.3225 | 1.3009 | 1.2797 | 1.2588 | 1.2383 | 1.2181 | 1.1983 | 1.1787 | 1.1595 | 1.1406 | 1.122 | 1.1037 | 1.0857 | 1.068 | 1.0506 | 1.0334 | 1.0166 | 1 | 0 | 0 | 0
[8 empty] | SCCT_Capital | 2 | 47 | 2.1658 | 2.1305 | 2.0957 | 2.0615 | 2.0279 | 1.9949 | 1.9623 | 1.9303 | 1.8988 | 1.8679 | 1.8374 | 1.8075 | 1.778 | 1.749 | 1.7205 | 1.6924 | 1.6648 | 1.6377 | 1.6109 | 1.5847 | 1.5588 | 1.5334 | 1.5084 | 1.4838 | 1.4596 | 1.4358 | 1.4124 | 1.3894 | 1.3667 | 1.3444 | 1.3225 | 1.3009 | 1.2797 | 1.2588 | 1.2383 | 1.2181 | 1.1983 | 1.1787 | 1.1595 | 1.1406 | 1.122 | 1.1037 | 1.0857 | 1.068 | 1.0506 | 1.0334 | 1.0166 | 1 | 0 | 0
[8 empty] | SCCT_Capital | 2 | 48 | 2.2017 | 2.1658 | 2.1305 | 2.0957 | 2.0615 | 2.0279 | 1.9949 | 1.9623 | 1.9303 | 1.8988 | 1.8679 | 1.8374 | 1.8075 | 1.778 | 1.749 | 1.7205 | 1.6924 | 1.6648 | 1.6377 | 1.6109 | 1.5847 | 1.5588 | 1.5334 | 1.5084 | 1.4838 | 1.4596 | 1.4358 | 1.4124 | 1.3894 | 1.3667 | 1.3444 | 1.3225 | 1.3009 | 1.2797 | 1.2588 | 1.2383 | 1.2181 | 1.1983 | 1.1787 | 1.1595 | 1.1406 | 1.122 | 1.1037 | 1.0857 | 1.068 | 1.0506 | 1.0334 | 1.0166 | 1 | 0
[8 empty] | SCCT_Capital | 2 | 49 | 2.2382 | 2.2017 | 2.1658 | 2.1305 | 2.0957 | 2.0615 | 2.0279 | 1.9949 | 1.9623 | 1.9303 | 1.8988 | 1.8679 | 1.8374 | 1.8075 | 1.778 | 1.749 | 1.7205 | 1.6924 | 1.6648 | 1.6377 | 1.6109 | 1.5847 | 1.5588 | 1.5334 | 1.5084 | 1.4838 | 1.4596 | 1.4358 | 1.4124 | 1.3894 | 1.3667 | 1.3444 | 1.3225 | 1.3009 | 1.2797 | 1.2588 | 1.2383 | 1.2181 | 1.1983 | 1.1787 | 1.1595 | 1.1406 | 1.122 | 1.1037 | 1.0857 | 1.068 | 1.0506 | 1.0334 | 1.0166 | 1
[8 empty] | SCCT_Capital | 2 | 50 | 2.2753 | 2.2382 | 2.2017 | 2.1658 | 2.1305 | 2.0957 | 2.0615 | 2.0279 | 1.9949 | 1.9623 | 1.9303 | 1.8988 | 1.8679 | 1.8374 | 1.8075 | 1.778 | 1.749 | 1.7205 | 1.6924 | 1.6648 | 1.6377 | 1.6109 | 1.5847 | 1.5588 | 1.5334 | 1.5084 | 1.4838 | 1.4596 | 1.4358 | 1.4124 | 1.3894 | 1.3667 | 1.3444 | 1.3225 | 1.3009 | 1.2797 | 1.2588 | 1.2383 | 1.2181 | 1.1983 | 1.1787 | 1.1595 | 1.1406 | 1.122 | 1.1037 | 1.0857 | 1.068 | 1.0506 | 1.0334 | 1.0166
[8 empty] | SCCT_O&M | 3 | 0 | 1 | 0 | 0 | 0 | 0 | 0 | 0 | 0 | 0 | 0 | 0 | 0 | 0 | 0 | 0 | 0 | 0 | 0 | 0 | 0 | 0 | 0 | 0 | 0 | 0 | 0 | 0 | 0 | 0 | 0 | 0 | 0 | 0 | 0 | 0 | 0 | 0 | 0 | 0 | 0 | 0 | 0 | 0 | 0 | 0 | 0 | 0 | 0 | 0 | 0
[8 empty] | SCCT_O&M | 3 | 1 | 1.02 | 1 | 0 | 0 | 0 | 0 | 0 | 0 | 0 | 0 | 0 | 0 | 0 | 0 | 0 | 0 | 0 | 0 | 0 | 0 | 0 | 0 | 0 | 0 | 0 | 0 | 0 | 0 | 0 | 0 | 0 | 0 | 0 | 0 | 0 | 0 | 0 | 0 | 0 | 0 | 0 | 0 | 0 | 0 | 0 | 0 | 0 | 0 | 0 | 0
[8 empty] | SCCT_O&M | 3 | 2 | 1.0404 | 1.02 | 1 | 0 | 0 | 0 | 0 | 0 | 0 | 0 | 0 | 0 | 0 | 0 | 0 | 0 | 0 | 0 | 0 | 0 | 0 | 0 | 0 | 0 | 0 | 0 | 0 | 0 | 0 | 0 | 0 | 0 | 0 | 0 | 0 | 0 | 0 | 0 | 0 | 0 | 0 | 0 | 0 | 0 | 0 | 0 | 0 | 0 | 0 | 0
[8 empty] | SCCT_O&M | 3 | 3 | 1.0612 | 1.0404 | 1.02 | 1 | 0 | 0 | 0 | 0 | 0 | 0 | 0 | 0 | 0 | 0 | 0 | 0 | 0 | 0 | 0 | 0 | 0 | 0 | 0 | 0 | 0 | 0 | 0 | 0 | 0 | 0 | 0 | 0 | 0 | 0 | 0 | 0 | 0 | 0 | 0 | 0 | 0 | 0 | 0 | 0 | 0 | 0 | 0 | 0 | 0 | 0
[8 empty] | SCCT_O&M | 3 | 4 | 1.0824 | 1.0612 | 1.0404 | 1.02 | 1 | 0 | 0 | 0 | 0 | 0 | 0 | 0 | 0 | 0 | 0 | 0 | 0 | 0 | 0 | 0 | 0 | 0 | 0 | 0 | 0 | 0 | 0 | 0 | 0 | 0 | 0 | 0 | 0 | 0 | 0 | 0 | 0 | 0 | 0 | 0 | 0 | 0 | 0 | 0 | 0 | 0 | 0 | 0 | 0 | 0
[8 empty] | SCCT_O&M | 3 | 5 | 1.1041 | 1.0824 | 1.0612 | 1.0404 | 1.02 | 1 | 0 | 0 | 0 | 0 | 0 | 0 | 0 | 0 | 0 | 0 | 0 | 0 | 0 | 0 | 0 | 0 | 0 | 0 | 0 | 0 | 0 | 0 | 0 | 0 | 0 | 0 | 0 | 0 | 0 | 0 | 0 | 0 | 0 | 0 | 0 | 0 | 0 | 0 | 0 | 0 | 0 | 0 | 0 | 0
[8 empty] | SCCT_O&M | 3 | 6 | 1.1262 | 1.1041 | 1.0824 | 1.0612 | 1.0404 | 1.02 | 1 | 0 | 0 | 0 | 0 | 0 | 0 | 0 | 0 | 0 | 0 | 0 | 0 | 0 | 0 | 0 | 0 | 0 | 0 | 0 | 0 | 0 | 0 | 0 | 0 | 0 | 0 | 0 | 0 | 0 | 0 | 0 | 0 | 0 | 0 | 0 | 0 | 0 | 0 | 0 | 0 | 0 | 0 | 0
[8 empty] | SCCT_O&M | 3 | 7 | 1.1487 | 1.1262 | 1.1041 | 1.0824 | 1.0612 | 1.0404 | 1.02 | 1 | 0 | 0 | 0 | 0 | 0 | 0 | 0 | 0 | 0 | 0 | 0 | 0 | 0 | 0 | 0 | 0 | 0 | 0 | 0 | 0 | 0 | 0 | 0 | 0 | 0 | 0 | 0 | 0 | 0 | 0 | 0 | 0 | 0 | 0 | 0 | 0 | 0 | 0 | 0 | 0 | 0 | 0
[8 empty] | SCCT_O&M | 3 | 8 | 1.1717 | 1.1487 | 1.1262 | 1.1041 | 1.0824 | 1.0612 | 1.0404 | 1.02 | 1 | 0 | 0 | 0 | 0 | 0 | 0 | 0 | 0 | 0 | 0 | 0 | 0 | 0 | 0 | 0 | 0 | 0 | 0 | 0 | 0 | 0 | 0 | 0 | 0 | 0 | 0 | 0 | 0 | 0 | 0 | 0 | 0 | 0 | 0 | 0 | 0 | 0 | 0 | 0 | 0 | 0
[8 empty] | SCCT_O&M | 3 | 9 | 1.1951 | 1.1717 | 1.1487 | 1.1262 | 1.1041 | 1.0824 | 1.0612 | 1.0404 | 1.02 | 1 | 0 | 0 | 0 | 0 | 0 | 0 | 0 | 0 | 0 | 0 | 0 | 0 | 0 | 0 | 0 | 0 | 0 | 0 | 0 | 0 | 0 | 0 | 0 | 0 | 0 | 0 | 0 | 0 | 0 | 0 | 0 | 0 | 0 | 0 | 0 | 0 | 0 | 0 | 0 | 0
[8 empty] | SCCT_O&M | 3 | 10 | 1.219 | 1.1951 | 1.1717 | 1.1487 | 1.1262 | 1.1041 | 1.0824 | 1.0612 | 1.0404 | 1.02 | 1 | 0 | 0 | 0 | 0 | 0 | 0 | 0 | 0 | 0 | 0 | 0 | 0 | 0 | 0 | 0 | 0 | 0 | 0 | 0 | 0 | 0 | 0 | 0 | 0 | 0 | 0 | 0 | 0 | 0 | 0 | 0 | 0 | 0 | 0 | 0 | 0 | 0 | 0 | 0
[8 empty] | SCCT_O&M | 3 | 11 | 1.2434 | 1.219 | 1.1951 | 1.1717 | 1.1487 | 1.1262 | 1.1041 | 1.0824 | 1.0612 | 1.0404 | 1.02 | 1 | 0 | 0 | 0 | 0 | 0 | 0 | 0 | 0 | 0 | 0 | 0 | 0 | 0 | 0 | 0 | 0 | 0 | 0 | 0 | 0 | 0 | 0 | 0 | 0 | 0 | 0 | 0 | 0 | 0 | 0 | 0 | 0 | 0 | 0 | 0 | 0 | 0 | 0
[8 empty] | SCCT_O&M | 3 | 12 | 1.2682 | 1.2434 | 1.219 | 1.1951 | 1.1717 | 1.1487 | 1.1262 | 1.1041 | 1.0824 | 1.0612 | 1.0404 | 1.02 | 1 | 0 | 0 | 0 | 0 | 0 | 0 | 0 | 0 | 0 | 0 | 0 | 0 | 0 | 0 | 0 | 0 | 0 | 0 | 0 | 0 | 0 | 0 | 0 | 0 | 0 | 0 | 0 | 0 | 0 | 0 | 0 | 0 | 0 | 0 | 0 | 0 | 0
[8 empty] | SCCT_O&M | 3 | 13 | 1.2936 | 1.2682 | 1.2434 | 1.219 | 1.1951 | 1.1717 | 1.1487 | 1.1262 | 1.1041 | 1.0824 | 1.0612 | 1.0404 | 1.02 | 1 | 0 | 0 | 0 | 0 | 0 | 0 | 0 | 0 | 0 | 0 | 0 | 0 | 0 | 0 | 0 | 0 | 0 | 0 | 0 | 0 | 0 | 0 | 0 | 0 | 0 | 0 | 0 | 0 | 0 | 0 | 0 | 0 | 0 | 0 | 0 | 0
[8 empty] | SCCT_O&M | 3 | 14 | 1.3195 | 1.2936 | 1.2682 | 1.2434 | 1.219 | 1.1951 | 1.1717 | 1.1487 | 1.1262 | 1.1041 | 1.0824 | 1.0612 | 1.0404 | 1.02 | 1 | 0 | 0 | 0 | 0 | 0 | 0 | 0 | 0 | 0 | 0 | 0 | 0 | 0 | 0 | 0 | 0 | 0 | 0 | 0 | 0 | 0 | 0 | 0 | 0 | 0 | 0 | 0 | 0 | 0 | 0 | 0 | 0 | 0 | 0 | 0
[8 empty] | SCCT_O&M | 3 | 15 | 1.3459 | 1.3195 | 1.2936 | 1.2682 | 1.2434 | 1.219 | 1.1951 | 1.1717 | 1.1487 | 1.1262 | 1.1041 | 1.0824 | 1.0612 | 1.0404 | 1.02 | 1 | 0 | 0 | 0 | 0 | 0 | 0 | 0 | 0 | 0 | 0 | 0 | 0 | 0 | 0 | 0 | 0 | 0 | 0 | 0 | 0 | 0 | 0 | 0 | 0 | 0 | 0 | 0 | 0 | 0 | 0 | 0 | 0 | 0 | 0
[8 empty] | SCCT_O&M | 3 | 16 | 1.3728 | 1.3459 | 1.3195 | 1.2936 | 1.2682 | 1.2434 | 1.219 | 1.1951 | 1.1717 | 1.1487 | 1.1262 | 1.1041 | 1.0824 | 1.0612 | 1.0404 | 1.02 | 1 | 0 | 0 | 0 | 0 | 0 | 0 | 0 | 0 | 0 | 0 | 0 | 0 | 0 | 0 | 0 | 0 | 0 | 0 | 0 | 0 | 0 | 0 | 0 | 0 | 0 | 0 | 0 | 0 | 0 | 0 | 0 | 0 | 0
[8 empty] | SCCT_O&M | 3 | 17 | 1.4002 | 1.3728 | 1.3459 | 1.3195 | 1.2936 | 1.2682 | 1.2434 | 1.219 | 1.1951 | 1.1717 | 1.1487 | 1.1262 | 1.1041 | 1.0824 | 1.0612 | 1.0404 | 1.02 | 1 | 0 | 0 | 0 | 0 | 0 | 0 | 0 | 0 | 0 | 0 | 0 | 0 | 0 | 0 | 0 | 0 | 0 | 0 | 0 | 0 | 0 | 0 | 0 | 0 | 0 | 0 | 0 | 0 | 0 | 0 | 0 | 0
[8 empty] | SCCT_O&M | 3 | 18 | 1.4282 | 1.4002 | 1.3728 | 1.3459 | 1.3195 | 1.2936 | 1.2682 | 1.2434 | 1.219 | 1.1951 | 1.1717 | 1.1487 | 1.1262 | 1.1041 | 1.0824 | 1.0612 | 1.0404 | 1.02 | 1 | 0 | 0 | 0 | 0 | 0 | 0 | 0 | 0 | 0 | 0 | 0 | 0 | 0 | 0 | 0 | 0 | 0 | 0 | 0 | 0 | 0 | 0 | 0 | 0 | 0 | 0 | 0 | 0 | 0 | 0 | 0
[8 empty] | SCCT_O&M | 3 | 19 | 1.4568 | 1.4282 | 1.4002 | 1.3728 | 1.3459 | 1.3195 | 1.2936 | 1.2682 | 1.2434 | 1.219 | 1.1951 | 1.1717 | 1.1487 | 1.1262 | 1.1041 | 1.0824 | 1.0612 | 1.0404 | 1.02 | 1 | 0 | 0 | 0 | 0 | 0 | 0 | 0 | 0 | 0 | 0 | 0 | 0 | 0 | 0 | 0 | 0 | 0 | 0 | 0 | 0 | 0 | 0 | 0 | 0 | 0 | 0 | 0 | 0 | 0 | 0
[8 empty] | SCCT_O&M | 3 | 20 | 1.4859 | 1.4568 | 1.4282 | 1.4002 | 1.3728 | 1.3459 | 1.3195 | 1.2936 | 1.2682 | 1.2434 | 1.219 | 1.1951 | 1.1717 | 1.1487 | 1.1262 | 1.1041 | 1.0824 | 1.0612 | 1.0404 | 1.02 | 1 | 0 | 0 | 0 | 0 | 0 | 0 | 0 | 0 | 0 | 0 | 0 | 0 | 0 | 0 | 0 | 0 | 0 | 0 | 0 | 0 | 0 | 0 | 0 | 0 | 0 | 0 | 0 | 0 | 0
[8 empty] | SCCT_O&M | 3 | 21 | 1.5157 | 1.4859 | 1.4568 | 1.4282 | 1.4002 | 1.3728 | 1.3459 | 1.3195 | 1.2936 | 1.2682 | 1.2434 | 1.219 | 1.1951 | 1.1717 | 1.1487 | 1.1262 | 1.1041 | 1.0824 | 1.0612 | 1.0404 | 1.02 | 1 | 0 | 0 | 0 | 0 | 0 | 0 | 0 | 0 | 0 | 0 | 0 | 0 | 0 | 0 | 0 | 0 | 0 | 0 | 0 | 0 | 0 | 0 | 0 | 0 | 0 | 0 | 0 | 0
[8 empty] | SCCT_O&M | 3 | 22 | 1.546 | 1.5157 | 1.4859 | 1.4568 | 1.4282 | 1.4002 | 1.3728 | 1.3459 | 1.3195 | 1.2936 | 1.2682 | 1.2434 | 1.219 | 1.1951 | 1.1717 | 1.1487 | 1.1262 | 1.1041 | 1.0824 | 1.0612 | 1.0404 | 1.02 | 1 | 0 | 0 | 0 | 0 | 0 | 0 | 0 | 0 | 0 | 0 | 0 | 0 | 0 | 0 | 0 | 0 | 0 | 0 | 0 | 0 | 0 | 0 | 0 | 0 | 0 | 0 | 0
[8 empty] | SCCT_O&M | 3 | 23 | 1.5769 | 1.546 | 1.5157 | 1.4859 | 1.4568 | 1.4282 | 1.4002 | 1.3728 | 1.3459 | 1.3195 | 1.2936 | 1.2682 | 1.2434 | 1.219 | 1.1951 | 1.1717 | 1.1487 | 1.1262 | 1.1041 | 1.0824 | 1.0612 | 1.0404 | 1.02 | 1 | 0 | 0 | 0 | 0 | 0 | 0 | 0 | 0 | 0 | 0 | 0 | 0 | 0 | 0 | 0 | 0 | 0 | 0 | 0 | 0 | 0 | 0 | 0 | 0 | 0 | 0
[8 empty] | SCCT_O&M | 3 | 24 | 1.6084 | 1.5769 | 1.546 | 1.5157 | 1.4859 | 1.4568 | 1.4282 | 1.4002 | 1.3728 | 1.3459 | 1.3195 | 1.2936 | 1.2682 | 1.2434 | 1.219 | 1.1951 | 1.1717 | 1.1487 | 1.1262 | 1.1041 | 1.0824 | 1.0612 | 1.0404 | 1.02 | 1 | 0 | 0 | 0 | 0 | 0 | 0 | 0 | 0 | 0 | 0 | 0 | 0 | 0 | 0 | 0 | 0 | 0 | 0 | 0 | 0 | 0 | 0 | 0 | 0 | 0
[8 empty] | SCCT_O&M | 3 | 25 | 1.6406 | 1.6084 | 1.5769 | 1.546 | 1.5157 | 1.4859 | 1.4568 | 1.4282 | 1.4002 | 1.3728 | 1.3459 | 1.3195 | 1.2936 | 1.2682 | 1.2434 | 1.219 | 1.1951 | 1.1717 | 1.1487 | 1.1262 | 1.1041 | 1.0824 | 1.0612 | 1.0404 | 1.02 | 1 | 0 | 0 | 0 | 0 | 0 | 0 | 0 | 0 | 0 | 0 | 0 | 0 | 0 | 0 | 0 | 0 | 0 | 0 | 0 | 0 | 0 | 0 | 0 | 0
[8 empty] | SCCT_O&M | 3 | 26 | 1.6734 | 1.6406 | 1.6084 | 1.5769 | 1.546 | 1.5157 | 1.4859 | 1.4568 | 1.4282 | 1.4002 | 1.3728 | 1.3459 | 1.3195 | 1.2936 | 1.2682 | 1.2434 | 1.219 | 1.1951 | 1.1717 | 1.1487 | 1.1262 | 1.1041 | 1.0824 | 1.0612 | 1.0404 | 1.02 | 1 | 0 | 0 | 0 | 0 | 0 | 0 | 0 | 0 | 0 | 0 | 0 | 0 | 0 | 0 | 0 | 0 | 0 | 0 | 0 | 0 | 0 | 0 | 0
[8 empty] | SCCT_O&M | 3 | 27 | 1.7069 | 1.6734 | 1.6406 | 1.6084 | 1.5769 | 1.546 | 1.5157 | 1.4859 | 1.4568 | 1.4282 | 1.4002 | 1.3728 | 1.3459 | 1.3195 | 1.2936 | 1.2682 | 1.2434 | 1.219 | 1.1951 | 1.1717 | 1.1487 | 1.1262 | 1.1041 | 1.0824 | 1.0612 | 1.0404 | 1.02 | 1 | 0 | 0 | 0 | 0 | 0 | 0 | 0 | 0 | 0 | 0 | 0 | 0 | 0 | 0 | 0 | 0 | 0 | 0 | 0 | 0 | 0 | 0
[8 empty] | SCCT_O&M | 3 | 28 | 1.741 | 1.7069 | 1.6734 | 1.6406 | 1.6084 | 1.5769 | 1.546 | 1.5157 | 1.4859 | 1.4568 | 1.4282 | 1.4002 | 1.3728 | 1.3459 | 1.3195 | 1.2936 | 1.2682 | 1.2434 | 1.219 | 1.1951 | 1.1717 | 1.1487 | 1.1262 | 1.1041 | 1.0824 | 1.0612 | 1.0404 | 1.02 | 1 | 0 | 0 | 0 | 0 | 0 | 0 | 0 | 0 | 0 | 0 | 0 | 0 | 0 | 0 | 0 | 0 | 0 | 0 | 0 | 0 | 0
[8 empty] | SCCT_O&M | 3 | 29 | 1.7758 | 1.741 | 1.7069 | 1.6734 | 1.6406 | 1.6084 | 1.5769 | 1.546 | 1.5157 | 1.4859 | 1.4568 | 1.4282 | 1.4002 | 1.3728 | 1.3459 | 1.3195 | 1.2936 | 1.2682 | 1.2434 | 1.219 | 1.1951 | 1.1717 | 1.1487 | 1.1262 | 1.1041 | 1.0824 | 1.0612 | 1.0404 | 1.02 | 1 | 0 | 0 | 0 | 0 | 0 | 0 | 0 | 0 | 0 | 0 | 0 | 0 | 0 | 0 | 0 | 0 | 0 | 0 | 0 | 0
[8 empty] | SCCT_O&M | 3 | 30 | 1.8114 | 1.7758 | 1.741 | 1.7069 | 1.6734 | 1.6406 | 1.6084 | 1.5769 | 1.546 | 1.5157 | 1.4859 | 1.4568 | 1.4282 | 1.4002 | 1.3728 | 1.3459 | 1.3195 | 1.2936 | 1.2682 | 1.2434 | 1.219 | 1.1951 | 1.1717 | 1.1487 | 1.1262 | 1.1041 | 1.0824 | 1.0612 | 1.0404 | 1.02 | 1 | 0 | 0 | 0 | 0 | 0 | 0 | 0 | 0 | 0 | 0 | 0 | 0 | 0 | 0 | 0 | 0 | 0 | 0 | 0
[8 empty] | SCCT_O&M | 3 | 31 | 1.8476 | 1.8114 | 1.7758 | 1.741 | 1.7069 | 1.6734 | 1.6406 | 1.6084 | 1.5769 | 1.546 | 1.5157 | 1.4859 | 1.4568 | 1.4282 | 1.4002 | 1.3728 | 1.3459 | 1.3195 | 1.2936 | 1.2682 | 1.2434 | 1.219 | 1.1951 | 1.1717 | 1.1487 | 1.1262 | 1.1041 | 1.0824 | 1.0612 | 1.0404 | 1.02 | 1 | 0 | 0 | 0 | 0 | 0 | 0 | 0 | 0 | 0 | 0 | 0 | 0 | 0 | 0 | 0 | 0 | 0 | 0
[8 empty] | SCCT_O&M | 3 | 32 | 1.8845 | 1.8476 | 1.8114 | 1.7758 | 1.741 | 1.7069 | 1.6734 | 1.6406 | 1.6084 | 1.5769 | 1.546 | 1.5157 | 1.4859 | 1.4568 | 1.4282 | 1.4002 | 1.3728 | 1.3459 | 1.3195 | 1.2936 | 1.2682 | 1.2434 | 1.219 | 1.1951 | 1.1717 | 1.1487 | 1.1262 | 1.1041 | 1.0824 | 1.0612 | 1.0404 | 1.02 | 1 | 0 | 0 | 0 | 0 | 0 | 0 | 0 | 0 | 0 | 0 | 0 | 0 | 0 | 0 | 0 | 0 | 0
[8 empty] | SCCT_O&M | 3 | 33 | 1.9222 | 1.8845 | 1.8476 | 1.8114 | 1.7758 | 1.741 | 1.7069 | 1.6734 | 1.6406 | 1.6084 | 1.5769 | 1.546 | 1.5157 | 1.4859 | 1.4568 | 1.4282 | 1.4002 | 1.3728 | 1.3459 | 1.3195 | 1.2936 | 1.2682 | 1.2434 | 1.219 | 1.1951 | 1.1717 | 1.1487 | 1.1262 | 1.1041 | 1.0824 | 1.0612 | 1.0404 | 1.02 | 1 | 0 | 0 | 0 | 0 | 0 | 0 | 0 | 0 | 0 | 0 | 0 | 0 | 0 | 0 | 0 | 0
[8 empty] | SCCT_O&M | 3 | 34 | 1.9607 | 1.9222 | 1.8845 | 1.8476 | 1.8114 | 1.7758 | 1.741 | 1.7069 | 1.6734 | 1.6406 | 1.6084 | 1.5769 | 1.546 | 1.5157 | 1.4859 | 1.4568 | 1.4282 | 1.4002 | 1.3728 | 1.3459 | 1.3195 | 1.2936 | 1.2682 | 1.2434 | 1.219 | 1.1951 | 1.1717 | 1.1487 | 1.1262 | 1.1041 | 1.0824 | 1.0612 | 1.0404 | 1.02 | 1 | 0 | 0 | 0 | 0 | 0 | 0 | 0 | 0 | 0 | 0 | 0 | 0 | 0 | 0 | 0
[8 empty] | SCCT_O&M | 3 | 35 | 1.9999 | 1.9607 | 1.9222 | 1.8845 | 1.8476 | 1.8114 | 1.7758 | 1.741 | 1.7069 | 1.6734 | 1.6406 | 1.6084 | 1.5769 | 1.546 | 1.5157 | 1.4859 | 1.4568 | 1.4282 | 1.4002 | 1.3728 | 1.3459 | 1.3195 | 1.2936 | 1.2682 | 1.2434 | 1.219 | 1.1951 | 1.1717 | 1.1487 | 1.1262 | 1.1041 | 1.0824 | 1.0612 | 1.0404 | 1.02 | 1 | 0 | 0 | 0 | 0 | 0 | 0 | 0 | 0 | 0 | 0 | 0 | 0 | 0 | 0
[8 empty] | SCCT_O&M | 3 | 36 | 2.0399 | 1.9999 | 1.9607 | 1.9222 | 1.8845 | 1.8476 | 1.8114 | 1.7758 | 1.741 | 1.7069 | 1.6734 | 1.6406 | 1.6084 | 1.5769 | 1.546 | 1.5157 | 1.4859 | 1.4568 | 1.4282 | 1.4002 | 1.3728 | 1.3459 | 1.3195 | 1.2936 | 1.2682 | 1.2434 | 1.219 | 1.1951 | 1.1717 | 1.1487 | 1.1262 | 1.1041 | 1.0824 | 1.0612 | 1.0404 | 1.02 | 1 | 0 | 0 | 0 | 0 | 0 | 0 | 0 | 0 | 0 | 0 | 0 | 0 | 0
[8 empty] | SCCT_O&M | 3 | 37 | 2.0807 | 2.0399 | 1.9999 | 1.9607 | 1.9222 | 1.8845 | 1.8476 | 1.8114 | 1.7758 | 1.741 | 1.7069 | 1.6734 | 1.6406 | 1.6084 | 1.5769 | 1.546 | 1.5157 | 1.4859 | 1.4568 | 1.4282 | 1.4002 | 1.3728 | 1.3459 | 1.3195 | 1.2936 | 1.2682 | 1.2434 | 1.219 | 1.1951 | 1.1717 | 1.1487 | 1.1262 | 1.1041 | 1.0824 | 1.0612 | 1.0404 | 1.02 | 1 | 0 | 0 | 0 | 0 | 0 | 0 | 0 | 0 | 0 | 0 | 0 | 0
[8 empty] | SCCT_O&M | 3 | 38 | 2.1223 | 2.0807 | 2.0399 | 1.9999 | 1.9607 | 1.9222 | 1.8845 | 1.8476 | 1.8114 | 1.7758 | 1.741 | 1.7069 | 1.6734 | 1.6406 | 1.6084 | 1.5769 | 1.546 | 1.5157 | 1.4859 | 1.4568 | 1.4282 | 1.4002 | 1.3728 | 1.3459 | 1.3195 | 1.2936 | 1.2682 | 1.2434 | 1.219 | 1.1951 | 1.1717 | 1.1487 | 1.1262 | 1.1041 | 1.0824 | 1.0612 | 1.0404 | 1.02 | 1 | 0 | 0 | 0 | 0 | 0 | 0 | 0 | 0 | 0 | 0 | 0
[8 empty] | SCCT_O&M | 3 | 39 | 2.1647 | 2.1223 | 2.0807 | 2.0399 | 1.9999 | 1.9607 | 1.9222 | 1.8845 | 1.8476 | 1.8114 | 1.7758 | 1.741 | 1.7069 | 1.6734 | 1.6406 | 1.6084 | 1.5769 | 1.546 | 1.5157 | 1.4859 | 1.4568 | 1.4282 | 1.4002 | 1.3728 | 1.3459 | 1.3195 | 1.2936 | 1.2682 | 1.2434 | 1.219 | 1.1951 | 1.1717 | 1.1487 | 1.1262 | 1.1041 | 1.0824 | 1.0612 | 1.0404 | 1.02 | 1 | 0 | 0 | 0 | 0 | 0 | 0 | 0 | 0 | 0 | 0
[8 empty] | SCCT_O&M | 3 | 40 | 2.208 | 2.1647 | 2.1223 | 2.0807 | 2.0399 | 1.9999 | 1.9607 | 1.9222 | 1.8845 | 1.8476 | 1.8114 | 1.7758 | 1.741 | 1.7069 | 1.6734 | 1.6406 | 1.6084 | 1.5769 | 1.546 | 1.5157 | 1.4859 | 1.4568 | 1.4282 | 1.4002 | 1.3728 | 1.3459 | 1.3195 | 1.2936 | 1.2682 | 1.2434 | 1.219 | 1.1951 | 1.1717 | 1.1487 | 1.1262 | 1.1041 | 1.0824 | 1.0612 | 1.0404 | 1.02 | 1 | 0 | 0 | 0 | 0 | 0 | 0 | 0 | 0 | 0
[8 empty] | SCCT_O&M | 3 | 41 | 2.2522 | 2.208 | 2.1647 | 2.1223 | 2.0807 | 2.0399 | 1.9999 | 1.9607 | 1.9222 | 1.8845 | 1.8476 | 1.8114 | 1.7758 | 1.741 | 1.7069 | 1.6734 | 1.6406 | 1.6084 | 1.5769 | 1.546 | 1.5157 | 1.4859 | 1.4568 | 1.4282 | 1.4002 | 1.3728 | 1.3459 | 1.3195 | 1.2936 | 1.2682 | 1.2434 | 1.219 | 1.1951 | 1.1717 | 1.1487 | 1.1262 | 1.1041 | 1.0824 | 1.0612 | 1.0404 | 1.02 | 1 | 0 | 0 | 0 | 0 | 0 | 0 | 0 | 0
[8 empty] | SCCT_O&M | 3 | 42 | 2.2972 | 2.2522 | 2.208 | 2.1647 | 2.1223 | 2.0807 | 2.0399 | 1.9999 | 1.9607 | 1.9222 | 1.8845 | 1.8476 | 1.8114 | 1.7758 | 1.741 | 1.7069 | 1.6734 | 1.6406 | 1.6084 | 1.5769 | 1.546 | 1.5157 | 1.4859 | 1.4568 | 1.4282 | 1.4002 | 1.3728 | 1.3459 | 1.3195 | 1.2936 | 1.2682 | 1.2434 | 1.219 | 1.1951 | 1.1717 | 1.1487 | 1.1262 | 1.1041 | 1.0824 | 1.0612 | 1.0404 | 1.02 | 1 | 0 | 0 | 0 | 0 | 0 | 0 | 0
[8 empty] | SCCT_O&M | 3 | 43 | 2.3432 | 2.2972 | 2.2522 | 2.208 | 2.1647 | 2.1223 | 2.0807 | 2.0399 | 1.9999 | 1.9607 | 1.9222 | 1.8845 | 1.8476 | 1.8114 | 1.7758 | 1.741 | 1.7069 | 1.6734 | 1.6406 | 1.6084 | 1.5769 | 1.546 | 1.5157 | 1.4859 | 1.4568 | 1.4282 | 1.4002 | 1.3728 | 1.3459 | 1.3195 | 1.2936 | 1.2682 | 1.2434 | 1.219 | 1.1951 | 1.1717 | 1.1487 | 1.1262 | 1.1041 | 1.0824 | 1.0612 | 1.0404 | 1.02 | 1 | 0 | 0 | 0 | 0 | 0 | 0
[8 empty] | SCCT_O&M | 3 | 44 | 2.3901 | 2.3432 | 2.2972 | 2.2522 | 2.208 | 2.1647 | 2.1223 | 2.0807 | 2.0399 | 1.9999 | 1.9607 | 1.9222 | 1.8845 | 1.8476 | 1.8114 | 1.7758 | 1.741 | 1.7069 | 1.6734 | 1.6406 | 1.6084 | 1.5769 | 1.546 | 1.5157 | 1.4859 | 1.4568 | 1.4282 | 1.4002 | 1.3728 | 1.3459 | 1.3195 | 1.2936 | 1.2682 | 1.2434 | 1.219 | 1.1951 | 1.1717 | 1.1487 | 1.1262 | 1.1041 | 1.0824 | 1.0612 | 1.0404 | 1.02 | 1 | 0 | 0 | 0 | 0 | 0
[8 empty] | SCCT_O&M | 3 | 45 | 2.4379 | 2.3901 | 2.3432 | 2.2972 | 2.2522 | 2.208 | 2.1647 | 2.1223 | 2.0807 | 2.0399 | 1.9999 | 1.9607 | 1.9222 | 1.8845 | 1.8476 | 1.8114 | 1.7758 | 1.741 | 1.7069 | 1.6734 | 1.6406 | 1.6084 | 1.5769 | 1.546 | 1.5157 | 1.4859 | 1.4568 | 1.4282 | 1.4002 | 1.3728 | 1.3459 | 1.3195 | 1.2936 | 1.2682 | 1.2434 | 1.219 | 1.1951 | 1.1717 | 1.1487 | 1.1262 | 1.1041 | 1.0824 | 1.0612 | 1.0404 | 1.02 | 1 | 0 | 0 | 0 | 0
[8 empty] | SCCT_O&M | 3 | 46 | 2.4866 | 2.4379 | 2.3901 | 2.3432 | 2.2972 | 2.2522 | 2.208 | 2.1647 | 2.1223 | 2.0807 | 2.0399 | 1.9999 | 1.9607 | 1.9222 | 1.8845 | 1.8476 | 1.8114 | 1.7758 | 1.741 | 1.7069 | 1.6734 | 1.6406 | 1.6084 | 1.5769 | 1.546 | 1.5157 | 1.4859 | 1.4568 | 1.4282 | 1.4002 | 1.3728 | 1.3459 | 1.3195 | 1.2936 | 1.2682 | 1.2434 | 1.219 | 1.1951 | 1.1717 | 1.1487 | 1.1262 | 1.1041 | 1.0824 | 1.0612 | 1.0404 | 1.02 | 1 | 0 | 0 | 0
[8 empty] | SCCT_O&M | 3 | 47 | 2.5363 | 2.4866 | 2.4379 | 2.3901 | 2.3432 | 2.2972 | 2.2522 | 2.208 | 2.1647 | 2.1223 | 2.0807 | 2.0399 | 1.9999 | 1.9607 | 1.9222 | 1.8845 | 1.8476 | 1.8114 | 1.7758 | 1.741 | 1.7069 | 1.6734 | 1.6406 | 1.6084 | 1.5769 | 1.546 | 1.5157 | 1.4859 | 1.4568 | 1.4282 | 1.4002 | 1.3728 | 1.3459 | 1.3195 | 1.2936 | 1.2682 | 1.2434 | 1.219 | 1.1951 | 1.1717 | 1.1487 | 1.1262 | 1.1041 | 1.0824 | 1.0612 | 1.0404 | 1.02 | 1 | 0 | 0
[8 empty] | SCCT_O&M | 3 | 48 | 2.5871 | 2.5363 | 2.4866 | 2.4379 | 2.3901 | 2.3432 | 2.2972 | 2.2522 | 2.208 | 2.1647 | 2.1223 | 2.0807 | 2.0399 | 1.9999 | 1.9607 | 1.9222 | 1.8845 | 1.8476 | 1.8114 | 1.7758 | 1.741 | 1.7069 | 1.6734 | 1.6406 | 1.6084 | 1.5769 | 1.546 | 1.5157 | 1.4859 | 1.4568 | 1.4282 | 1.4002 | 1.3728 | 1.3459 | 1.3195 | 1.2936 | 1.2682 | 1.2434 | 1.219 | 1.1951 | 1.1717 | 1.1487 | 1.1262 | 1.1041 | 1.0824 | 1.0612 | 1.0404 | 1.02 | 1 | 0
[8 empty] | SCCT_O&M | 3 | 49 | 2.6388 | 2.5871 | 2.5363 | 2.4866 | 2.4379 | 2.3901 | 2.3432 | 2.2972 | 2.2522 | 2.208 | 2.1647 | 2.1223 | 2.0807 | 2.0399 | 1.9999 | 1.9607 | 1.9222 | 1.8845 | 1.8476 | 1.8114 | 1.7758 | 1.741 | 1.7069 | 1.6734 | 1.6406 | 1.6084 | 1.5769 | 1.546 | 1.5157 | 1.4859 | 1.4568 | 1.4282 | 1.4002 | 1.3728 | 1.3459 | 1.3195 | 1.2936 | 1.2682 | 1.2434 | 1.219 | 1.1951 | 1.1717 | 1.1487 | 1.1262 | 1.1041 | 1.0824 | 1.0612 | 1.0404 | 1.02 | 1
[8 empty] | SCCT_O&M | 3 | 50 | 2.6916 | 2.6388 | 2.5871 | 2.5363 | 2.4866 | 2.4379 | 2.3901 | 2.3432 | 2.2972 | 2.2522 | 2.208 | 2.1647 | 2.1223 | 2.0807 | 2.0399 | 1.9999 | 1.9607 | 1.9222 | 1.8845 | 1.8476 | 1.8114 | 1.7758 | 1.741 | 1.7069 | 1.6734 | 1.6406 | 1.6084 | 1.5769 | 1.546 | 1.5157 | 1.4859 | 1.4568 | 1.4282 | 1.4002 | 1.3728 | 1.3459 | 1.3195 | 1.2936 | 1.2682 | 1.2434 | 1.219 | 1.1951 | 1.1717 | 1.1487 | 1.1262 | 1.1041 | 1.0824 | 1.0612 | 1.0404 | 1.02
[8 empty] | Capital | 4 | 0 | 1 | 0 | 0 | 0 | 0 | 0 | 0 | 0 | 0 | 0 | 0 | 0 | 0 | 0 | 0 | 0 | 0 | 0 | 0 | 0 | 0 | 0 | 0 | 0 | 0 | 0 | 0 | 0 | 0 | 0 | 0 | 0 | 0 | 0 | 0 | 0 | 0 | 0 | 0 | 0 | 0 | 0 | 0 | 0 | 0 | 0 | 0 | 0 | 0 | 0
[8 empty] | Capital | 4 | 1 | 1.02 | 1 | 0 | 0 | 0 | 0 | 0 | 0 | 0 | 0 | 0 | 0 | 0 | 0 | 0 | 0 | 0 | 0 | 0 | 0 | 0 | 0 | 0 | 0 | 0 | 0 | 0 | 0 | 0 | 0 | 0 | 0 | 0 | 0 | 0 | 0 | 0 | 0 | 0 | 0 | 0 | 0 | 0 | 0 | 0 | 0 | 0 | 0 | 0 | 0
[8 empty] | Capital | 4 | 2 | 1.0404 | 1.02 | 1 | 0 | 0 | 0 | 0 | 0 | 0 | 0 | 0 | 0 | 0 | 0 | 0 | 0 | 0 | 0 | 0 | 0 | 0 | 0 | 0 | 0 | 0 | 0 | 0 | 0 | 0 | 0 | 0 | 0 | 0 | 0 | 0 | 0 | 0 | 0 | 0 | 0 | 0 | 0 | 0 | 0 | 0 | 0 | 0 | 0 | 0 | 0
[8 empty] | Capital | 4 | 3 | 1.0612 | 1.0404 | 1.02 | 1 | 0 | 0 | 0 | 0 | 0 | 0 | 0 | 0 | 0 | 0 | 0 | 0 | 0 | 0 | 0 | 0 | 0 | 0 | 0 | 0 | 0 | 0 | 0 | 0 | 0 | 0 | 0 | 0 | 0 | 0 | 0 | 0 | 0 | 0 | 0 | 0 | 0 | 0 | 0 | 0 | 0 | 0 | 0 | 0 | 0 | 0
[8 empty] | Capital | 4 | 4 | 1.0824 | 1.0612 | 1.0404 | 1.02 | 1 | 0 | 0 | 0 | 0 | 0 | 0 | 0 | 0 | 0 | 0 | 0 | 0 | 0 | 0 | 0 | 0 | 0 | 0 | 0 | 0 | 0 | 0 | 0 | 0 | 0 | 0 | 0 | 0 | 0 | 0 | 0 | 0 | 0 | 0 | 0 | 0 | 0 | 0 | 0 | 0 | 0 | 0 | 0 | 0 | 0
[8 empty] | Capital | 4 | 5 | 1.1041 | 1.0824 | 1.0612 | 1.0404 | 1.02 | 1 | 0 | 0 | 0 | 0 | 0 | 0 | 0 | 0 | 0 | 0 | 0 | 0 | 0 | 0 | 0 | 0 | 0 | 0 | 0 | 0 | 0 | 0 | 0 | 0 | 0 | 0 | 0 | 0 | 0 | 0 | 0 | 0 | 0 | 0 | 0 | 0 | 0 | 0 | 0 | 0 | 0 | 0 | 0 | 0
[8 empty] | Capital | 4 | 6 | 1.1262 | 1.1041 | 1.0824 | 1.0612 | 1.0404 | 1.02 | 1 | 0 | 0 | 0 | 0 | 0 | 0 | 0 | 0 | 0 | 0 | 0 | 0 | 0 | 0 | 0 | 0 | 0 | 0 | 0 | 0 | 0 | 0 | 0 | 0 | 0 | 0 | 0 | 0 | 0 | 0 | 0 | 0 | 0 | 0 | 0 | 0 | 0 | 0 | 0 | 0 | 0 | 0 | 0
[8 empty] | Capital | 4 | 7 | 1.1487 | 1.1262 | 1.1041 | 1.0824 | 1.0612 | 1.0404 | 1.02 | 1 | 0 | 0 | 0 | 0 | 0 | 0 | 0 | 0 | 0 | 0 | 0 | 0 | 0 | 0 | 0 | 0 | 0 | 0 | 0 | 0 | 0 | 0 | 0 | 0 | 0 | 0 | 0 | 0 | 0 | 0 | 0 | 0 | 0 | 0 | 0 | 0 | 0 | 0 | 0 | 0 | 0 | 0
[8 empty] | Capital | 4 | 8 | 1.1717 | 1.1487 | 1.1262 | 1.1041 | 1.0824 | 1.0612 | 1.0404 | 1.02 | 1 | 0 | 0 | 0 | 0 | 0 | 0 | 0 | 0 | 0 | 0 | 0 | 0 | 0 | 0 | 0 | 0 | 0 | 0 | 0 | 0 | 0 | 0 | 0 | 0 | 0 | 0 | 0 | 0 | 0 | 0 | 0 | 0 | 0 | 0 | 0 | 0 | 0 | 0 | 0 | 0 | 0
[8 empty] | Capital | 4 | 9 | 1.1951 | 1.1717 | 1.1487 | 1.1262 | 1.1041 | 1.0824 | 1.0612 | 1.0404 | 1.02 | 1 | 0 | 0 | 0 | 0 | 0 | 0 | 0 | 0 | 0 | 0 | 0 | 0 | 0 | 0 | 0 | 0 | 0 | 0 | 0 | 0 | 0 | 0 | 0 | 0 | 0 | 0 | 0 | 0 | 0 | 0 | 0 | 0 | 0 | 0 | 0 | 0 | 0 | 0 | 0 | 0
[8 empty] | Capital | 4 | 10 | 1.219 | 1.1951 | 1.1717 | 1.1487 | 1.1262 | 1.1041 | 1.0824 | 1.0612 | 1.0404 | 1.02 | 1 | 0 | 0 | 0 | 0 | 0 | 0 | 0 | 0 | 0 | 0 | 0 | 0 | 0 | 0 | 0 | 0 | 0 | 0 | 0 | 0 | 0 | 0 | 0 | 0 | 0 | 0 | 0 | 0 | 0 | 0 | 0 | 0 | 0 | 0 | 0 | 0 | 0 | 0 | 0
[8 empty] | Capital | 4 | 11 | 1.2434 | 1.219 | 1.1951 | 1.1717 | 1.1487 | 1.1262 | 1.1041 | 1.0824 | 1.0612 | 1.0404 | 1.02 | 1 | 0 | 0 | 0 | 0 | 0 | 0 | 0 | 0 | 0 | 0 | 0 | 0 | 0 | 0 | 0 | 0 | 0 | 0 | 0 | 0 | 0 | 0 | 0 | 0 | 0 | 0 | 0 | 0 | 0 | 0 | 0 | 0 | 0 | 0 | 0 | 0 | 0 | 0
[8 empty] | Capital | 4 | 12 | 1.2682 | 1.2434 | 1.219 | 1.1951 | 1.1717 | 1.1487 | 1.1262 | 1.1041 | 1.0824 | 1.0612 | 1.0404 | 1.02 | 1 | 0 | 0 | 0 | 0 | 0 | 0 | 0 | 0 | 0 | 0 | 0 | 0 | 0 | 0 | 0 | 0 | 0 | 0 | 0 | 0 | 0 | 0 | 0 | 0 | 0 | 0 | 0 | 0 | 0 | 0 | 0 | 0 | 0 | 0 | 0 | 0 | 0
[8 empty] | Capital | 4 | 13 | 1.2936 | 1.2682 | 1.2434 | 1.219 | 1.1951 | 1.1717 | 1.1487 | 1.1262 | 1.1041 | 1.0824 | 1.0612 | 1.0404 | 1.02 | 1 | 0 | 0 | 0 | 0 | 0 | 0 | 0 | 0 | 0 | 0 | 0 | 0 | 0 | 0 | 0 | 0 | 0 | 0 | 0 | 0 | 0 | 0 | 0 | 0 | 0 | 0 | 0 | 0 | 0 | 0 | 0 | 0 | 0 | 0 | 0 | 0
[8 empty] | Capital | 4 | 14 | 1.3195 | 1.2936 | 1.2682 | 1.2434 | 1.219 | 1.1951 | 1.1717 | 1.1487 | 1.1262 | 1.1041 | 1.0824 | 1.0612 | 1.0404 | 1.02 | 1 | 0 | 0 | 0 | 0 | 0 | 0 | 0 | 0 | 0 | 0 | 0 | 0 | 0 | 0 | 0 | 0 | 0 | 0 | 0 | 0 | 0 | 0 | 0 | 0 | 0 | 0 | 0 | 0 | 0 | 0 | 0 | 0 | 0 | 0 | 0
[8 empty] | Capital | 4 | 15 | 1.3459 | 1.3195 | 1.2936 | 1.2682 | 1.2434 | 1.219 | 1.1951 | 1.1717 | 1.1487 | 1.1262 | 1.1041 | 1.0824 | 1.0612 | 1.0404 | 1.02 | 1 | 0 | 0 | 0 | 0 | 0 | 0 | 0 | 0 | 0 | 0 | 0 | 0 | 0 | 0 | 0 | 0 | 0 | 0 | 0 | 0 | 0 | 0 | 0 | 0 | 0 | 0 | 0 | 0 | 0 | 0 | 0 | 0 | 0 | 0
[8 empty] | Capital | 4 | 16 | 1.3728 | 1.3459 | 1.3195 | 1.2936 | 1.2682 | 1.2434 | 1.219 | 1.1951 | 1.1717 | 1.1487 | 1.1262 | 1.1041 | 1.0824 | 1.0612 | 1.0404 | 1.02 | 1 | 0 | 0 | 0 | 0 | 0 | 0 | 0 | 0 | 0 | 0 | 0 | 0 | 0 | 0 | 0 | 0 | 0 | 0 | 0 | 0 | 0 | 0 | 0 | 0 | 0 | 0 | 0 | 0 | 0 | 0 | 0 | 0 | 0
[8 empty] | Capital | 4 | 17 | 1.4002 | 1.3728 | 1.3459 | 1.3195 | 1.2936 | 1.2682 | 1.2434 | 1.219 | 1.1951 | 1.1717 | 1.1487 | 1.1262 | 1.1041 | 1.0824 | 1.0612 | 1.0404 | 1.02 | 1 | 0 | 0 | 0 | 0 | 0 | 0 | 0 | 0 | 0 | 0 | 0 | 0 | 0 | 0 | 0 | 0 | 0 | 0 | 0 | 0 | 0 | 0 | 0 | 0 | 0 | 0 | 0 | 0 | 0 | 0 | 0 | 0
[8 empty] | Capital | 4 | 18 | 1.4282 | 1.4002 | 1.3728 | 1.3459 | 1.3195 | 1.2936 | 1.2682 | 1.2434 | 1.219 | 1.1951 | 1.1717 | 1.1487 | 1.1262 | 1.1041 | 1.0824 | 1.0612 | 1.0404 | 1.02 | 1 | 0 | 0 | 0 | 0 | 0 | 0 | 0 | 0 | 0 | 0 | 0 | 0 | 0 | 0 | 0 | 0 | 0 | 0 | 0 | 0 | 0 | 0 | 0 | 0 | 0 | 0 | 0 | 0 | 0 | 0 | 0
[8 empty] | Capital | 4 | 19 | 1.4568 | 1.4282 | 1.4002 | 1.3728 | 1.3459 | 1.3195 | 1.2936 | 1.2682 | 1.2434 | 1.219 | 1.1951 | 1.1717 | 1.1487 | 1.1262 | 1.1041 | 1.0824 | 1.0612 | 1.0404 | 1.02 | 1 | 0 | 0 | 0 | 0 | 0 | 0 | 0 | 0 | 0 | 0 | 0 | 0 | 0 | 0 | 0 | 0 | 0 | 0 | 0 | 0 | 0 | 0 | 0 | 0 | 0 | 0 | 0 | 0 | 0 | 0
[8 empty] | Capital | 4 | 20 | 1.4859 | 1.4568 | 1.4282 | 1.4002 | 1.3728 | 1.3459 | 1.3195 | 1.2936 | 1.2682 | 1.2434 | 1.219 | 1.1951 | 1.1717 | 1.1487 | 1.1262 | 1.1041 | 1.0824 | 1.0612 | 1.0404 | 1.02 | 1 | 0 | 0 | 0 | 0 | 0 | 0 | 0 | 0 | 0 | 0 | 0 | 0 | 0 | 0 | 0 | 0 | 0 | 0 | 0 | 0 | 0 | 0 | 0 | 0 | 0 | 0 | 0 | 0 | 0
[8 empty] | Capital | 4 | 21 | 1.5157 | 1.4859 | 1.4568 | 1.4282 | 1.4002 | 1.3728 | 1.3459 | 1.3195 | 1.2936 | 1.2682 | 1.2434 | 1.219 | 1.1951 | 1.1717 | 1.1487 | 1.1262 | 1.1041 | 1.0824 | 1.0612 | 1.0404 | 1.02 | 1 | 0 | 0 | 0 | 0 | 0 | 0 | 0 | 0 | 0 | 0 | 0 | 0 | 0 | 0 | 0 | 0 | 0 | 0 | 0 | 0 | 0 | 0 | 0 | 0 | 0 | 0 | 0 | 0
[8 empty] | Capital | 4 | 22 | 1.546 | 1.5157 | 1.4859 | 1.4568 | 1.4282 | 1.4002 | 1.3728 | 1.3459 | 1.3195 | 1.2936 | 1.2682 | 1.2434 | 1.219 | 1.1951 | 1.1717 | 1.1487 | 1.1262 | 1.1041 | 1.0824 | 1.0612 | 1.0404 | 1.02 | 1 | 0 | 0 | 0 | 0 | 0 | 0 | 0 | 0 | 0 | 0 | 0 | 0 | 0 | 0 | 0 | 0 | 0 | 0 | 0 | 0 | 0 | 0 | 0 | 0 | 0 | 0 | 0
[8 empty] | Capital | 4 | 23 | 1.5769 | 1.546 | 1.5157 | 1.4859 | 1.4568 | 1.4282 | 1.4002 | 1.3728 | 1.3459 | 1.3195 | 1.2936 | 1.2682 | 1.2434 | 1.219 | 1.1951 | 1.1717 | 1.1487 | 1.1262 | 1.1041 | 1.0824 | 1.0612 | 1.0404 | 1.02 | 1 | 0 | 0 | 0 | 0 | 0 | 0 | 0 | 0 | 0 | 0 | 0 | 0 | 0 | 0 | 0 | 0 | 0 | 0 | 0 | 0 | 0 | 0 | 0 | 0 | 0 | 0
[8 empty] | Capital | 4 | 24 | 1.6084 | 1.5769 | 1.546 | 1.5157 | 1.4859 | 1.4568 | 1.4282 | 1.4002 | 1.3728 | 1.3459 | 1.3195 | 1.2936 | 1.2682 | 1.2434 | 1.219 | 1.1951 | 1.1717 | 1.1487 | 1.1262 | 1.1041 | 1.0824 | 1.0612 | 1.0404 | 1.02 | 1 | 0 | 0 | 0 | 0 | 0 | 0 | 0 | 0 | 0 | 0 | 0 | 0 | 0 | 0 | 0 | 0 | 0 | 0 | 0 | 0 | 0 | 0 | 0 | 0 | 0
[8 empty] | Capital | 4 | 25 | 1.6406 | 1.6084 | 1.5769 | 1.546 | 1.5157 | 1.4859 | 1.4568 | 1.4282 | 1.4002 | 1.3728 | 1.3459 | 1.3195 | 1.2936 | 1.2682 | 1.2434 | 1.219 | 1.1951 | 1.1717 | 1.1487 | 1.1262 | 1.1041 | 1.0824 | 1.0612 | 1.0404 | 1.02 | 1 | 0 | 0 | 0 | 0 | 0 | 0 | 0 | 0 | 0 | 0 | 0 | 0 | 0 | 0 | 0 | 0 | 0 | 0 | 0 | 0 | 0 | 0 | 0 | 0
[8 empty] | Capital | 4 | 26 | 1.6734 | 1.6406 | 1.6084 | 1.5769 | 1.546 | 1.5157 | 1.4859 | 1.4568 | 1.4282 | 1.4002 | 1.3728 | 1.3459 | 1.3195 | 1.2936 | 1.2682 | 1.2434 | 1.219 | 1.1951 | 1.1717 | 1.1487 | 1.1262 | 1.1041 | 1.0824 | 1.0612 | 1.0404 | 1.02 | 1 | 0 | 0 | 0 | 0 | 0 | 0 | 0 | 0 | 0 | 0 | 0 | 0 | 0 | 0 | 0 | 0 | 0 | 0 | 0 | 0 | 0 | 0 | 0
[8 empty] | Capital | 4 | 27 | 1.7069 | 1.6734 | 1.6406 | 1.6084 | 1.5769 | 1.546 | 1.5157 | 1.4859 | 1.4568 | 1.4282 | 1.4002 | 1.3728 | 1.3459 | 1.3195 | 1.2936 | 1.2682 | 1.2434 | 1.219 | 1.1951 | 1.1717 | 1.1487 | 1.1262 | 1.1041 | 1.0824 | 1.0612 | 1.0404 | 1.02 | 1 | 0 | 0 | 0 | 0 | 0 | 0 | 0 | 0 | 0 | 0 | 0 | 0 | 0 | 0 | 0 | 0 | 0 | 0 | 0 | 0 | 0 | 0
[8 empty] | Capital | 4 | 28 | 1.741 | 1.7069 | 1.6734 | 1.6406 | 1.6084 | 1.5769 | 1.546 | 1.5157 | 1.4859 | 1.4568 | 1.4282 | 1.4002 | 1.3728 | 1.3459 | 1.3195 | 1.2936 | 1.2682 | 1.2434 | 1.219 | 1.1951 | 1.1717 | 1.1487 | 1.1262 | 1.1041 | 1.0824 | 1.0612 | 1.0404 | 1.02 | 1 | 0 | 0 | 0 | 0 | 0 | 0 | 0 | 0 | 0 | 0 | 0 | 0 | 0 | 0 | 0 | 0 | 0 | 0 | 0 | 0 | 0
[8 empty] | Capital | 4 | 29 | 1.7758 | 1.741 | 1.7069 | 1.6734 | 1.6406 | 1.6084 | 1.5769 | 1.546 | 1.5157 | 1.4859 | 1.4568 | 1.4282 | 1.4002 | 1.3728 | 1.3459 | 1.3195 | 1.2936 | 1.2682 | 1.2434 | 1.219 | 1.1951 | 1.1717 | 1.1487 | 1.1262 | 1.1041 | 1.0824 | 1.0612 | 1.0404 | 1.02 | 1 | 0 | 0 | 0 | 0 | 0 | 0 | 0 | 0 | 0 | 0 | 0 | 0 | 0 | 0 | 0 | 0 | 0 | 0 | 0 | 0
[8 empty] | Capital | 4 | 30 | 1.8114 | 1.7758 | 1.741 | 1.7069 | 1.6734 | 1.6406 | 1.6084 | 1.5769 | 1.546 | 1.5157 | 1.4859 | 1.4568 | 1.4282 | 1.4002 | 1.3728 | 1.3459 | 1.3195 | 1.2936 | 1.2682 | 1.2434 | 1.219 | 1.1951 | 1.1717 | 1.1487 | 1.1262 | 1.1041 | 1.0824 | 1.0612 | 1.0404 | 1.02 | 1 | 0 | 0 | 0 | 0 | 0 | 0 | 0 | 0 | 0 | 0 | 0 | 0 | 0 | 0 | 0 | 0 | 0 | 0 | 0
[8 empty] | Capital | 4 | 31 | 1.8476 | 1.8114 | 1.7758 | 1.741 | 1.7069 | 1.6734 | 1.6406 | 1.6084 | 1.5769 | 1.546 | 1.5157 | 1.4859 | 1.4568 | 1.4282 | 1.4002 | 1.3728 | 1.3459 | 1.3195 | 1.2936 | 1.2682 | 1.2434 | 1.219 | 1.1951 | 1.1717 | 1.1487 | 1.1262 | 1.1041 | 1.0824 | 1.0612 | 1.0404 | 1.02 | 1 | 0 | 0 | 0 | 0 | 0 | 0 | 0 | 0 | 0 | 0 | 0 | 0 | 0 | 0 | 0 | 0 | 0 | 0
[8 empty] | Capital | 4 | 32 | 1.8845 | 1.8476 | 1.8114 | 1.7758 | 1.741 | 1.7069 | 1.6734 | 1.6406 | 1.6084 | 1.5769 | 1.546 | 1.5157 | 1.4859 | 1.4568 | 1.4282 | 1.4002 | 1.3728 | 1.3459 | 1.3195 | 1.2936 | 1.2682 | 1.2434 | 1.219 | 1.1951 | 1.1717 | 1.1487 | 1.1262 | 1.1041 | 1.0824 | 1.0612 | 1.0404 | 1.02 | 1 | 0 | 0 | 0 | 0 | 0 | 0 | 0 | 0 | 0 | 0 | 0 | 0 | 0 | 0 | 0 | 0 | 0
[8 empty] | Capital | 4 | 33 | 1.9222 | 1.8845 | 1.8476 | 1.8114 | 1.7758 | 1.741 | 1.7069 | 1.6734 | 1.6406 | 1.6084 | 1.5769 | 1.546 | 1.5157 | 1.4859 | 1.4568 | 1.4282 | 1.4002 | 1.3728 | 1.3459 | 1.3195 | 1.2936 | 1.2682 | 1.2434 | 1.219 | 1.1951 | 1.1717 | 1.1487 | 1.1262 | 1.1041 | 1.0824 | 1.0612 | 1.0404 | 1.02 | 1 | 0 | 0 | 0 | 0 | 0 | 0 | 0 | 0 | 0 | 0 | 0 | 0 | 0 | 0 | 0 | 0
[8 empty] | Capital | 4 | 34 | 1.9607 | 1.9222 | 1.8845 | 1.8476 | 1.8114 | 1.7758 | 1.741 | 1.7069 | 1.6734 | 1.6406 | 1.6084 | 1.5769 | 1.546 | 1.5157 | 1.4859 | 1.4568 | 1.4282 | 1.4002 | 1.3728 | 1.3459 | 1.3195 | 1.2936 | 1.2682 | 1.2434 | 1.219 | 1.1951 | 1.1717 | 1.1487 | 1.1262 | 1.1041 | 1.0824 | 1.0612 | 1.0404 | 1.02 | 1 | 0 | 0 | 0 | 0 | 0 | 0 | 0 | 0 | 0 | 0 | 0 | 0 | 0 | 0 | 0
[8 empty] | Capital | 4 | 35 | 1.9999 | 1.9607 | 1.9222 | 1.8845 | 1.8476 | 1.8114 | 1.7758 | 1.741 | 1.7069 | 1.6734 | 1.6406 | 1.6084 | 1.5769 | 1.546 | 1.5157 | 1.4859 | 1.4568 | 1.4282 | 1.4002 | 1.3728 | 1.3459 | 1.3195 | 1.2936 | 1.2682 | 1.2434 | 1.219 | 1.1951 | 1.1717 | 1.1487 | 1.1262 | 1.1041 | 1.0824 | 1.0612 | 1.0404 | 1.02 | 1 | 0 | 0 | 0 | 0 | 0 | 0 | 0 | 0 | 0 | 0 | 0 | 0 | 0 | 0
[8 empty] | Capital | 4 | 36 | 2.0399 | 1.9999 | 1.9607 | 1.9222 | 1.8845 | 1.8476 | 1.8114 | 1.7758 | 1.741 | 1.7069 | 1.6734 | 1.6406 | 1.6084 | 1.5769 | 1.546 | 1.5157 | 1.4859 | 1.4568 | 1.4282 | 1.4002 | 1.3728 | 1.3459 | 1.3195 | 1.2936 | 1.2682 | 1.2434 | 1.219 | 1.1951 | 1.1717 | 1.1487 | 1.1262 | 1.1041 | 1.0824 | 1.0612 | 1.0404 | 1.02 | 1 | 0 | 0 | 0 | 0 | 0 | 0 | 0 | 0 | 0 | 0 | 0 | 0 | 0
[8 empty] | Capital | 4 | 37 | 2.0807 | 2.0399 | 1.9999 | 1.9607 | 1.9222 | 1.8845 | 1.8476 | 1.8114 | 1.7758 | 1.741 | 1.7069 | 1.6734 | 1.6406 | 1.6084 | 1.5769 | 1.546 | 1.5157 | 1.4859 | 1.4568 | 1.4282 | 1.4002 | 1.3728 | 1.3459 | 1.3195 | 1.2936 | 1.2682 | 1.2434 | 1.219 | 1.1951 | 1.1717 | 1.1487 | 1.1262 | 1.1041 | 1.0824 | 1.0612 | 1.0404 | 1.02 | 1 | 0 | 0 | 0 | 0 | 0 | 0 | 0 | 0 | 0 | 0 | 0 | 0
[8 empty] | Capital | 4 | 38 | 2.1223 | 2.0807 | 2.0399 | 1.9999 | 1.9607 | 1.9222 | 1.8845 | 1.8476 | 1.8114 | 1.7758 | 1.741 | 1.7069 | 1.6734 | 1.6406 | 1.6084 | 1.5769 | 1.546 | 1.5157 | 1.4859 | 1.4568 | 1.4282 | 1.4002 | 1.3728 | 1.3459 | 1.3195 | 1.2936 | 1.2682 | 1.2434 | 1.219 | 1.1951 | 1.1717 | 1.1487 | 1.1262 | 1.1041 | 1.0824 | 1.0612 | 1.0404 | 1.02 | 1 | 0 | 0 | 0 | 0 | 0 | 0 | 0 | 0 | 0 | 0 | 0
[8 empty] | Capital | 4 | 39 | 2.1647 | 2.1223 | 2.0807 | 2.0399 | 1.9999 | 1.9607 | 1.9222 | 1.8845 | 1.8476 | 1.8114 | 1.7758 | 1.741 | 1.7069 | 1.6734 | 1.6406 | 1.6084 | 1.5769 | 1.546 | 1.5157 | 1.4859 | 1.4568 | 1.4282 | 1.4002 | 1.3728 | 1.3459 | 1.3195 | 1.2936 | 1.2682 | 1.2434 | 1.219 | 1.1951 | 1.1717 | 1.1487 | 1.1262 | 1.1041 | 1.0824 | 1.0612 | 1.0404 | 1.02 | 1 | 0 | 0 | 0 | 0 | 0 | 0 | 0 | 0 | 0 | 0
[8 empty] | Capital | 4 | 40 | 2.208 | 2.1647 | 2.1223 | 2.0807 | 2.0399 | 1.9999 | 1.9607 | 1.9222 | 1.8845 | 1.8476 | 1.8114 | 1.7758 | 1.741 | 1.7069 | 1.6734 | 1.6406 | 1.6084 | 1.5769 | 1.546 | 1.5157 | 1.4859 | 1.4568 | 1.4282 | 1.4002 | 1.3728 | 1.3459 | 1.3195 | 1.2936 | 1.2682 | 1.2434 | 1.219 | 1.1951 | 1.1717 | 1.1487 | 1.1262 | 1.1041 | 1.0824 | 1.0612 | 1.0404 | 1.02 | 1 | 0 | 0 | 0 | 0 | 0 | 0 | 0 | 0 | 0
[8 empty] | Capital | 4 | 41 | 2.2522 | 2.208 | 2.1647 | 2.1223 | 2.0807 | 2.0399 | 1.9999 | 1.9607 | 1.9222 | 1.8845 | 1.8476 | 1.8114 | 1.7758 | 1.741 | 1.7069 | 1.6734 | 1.6406 | 1.6084 | 1.5769 | 1.546 | 1.5157 | 1.4859 | 1.4568 | 1.4282 | 1.4002 | 1.3728 | 1.3459 | 1.3195 | 1.2936 | 1.2682 | 1.2434 | 1.219 | 1.1951 | 1.1717 | 1.1487 | 1.1262 | 1.1041 | 1.0824 | 1.0612 | 1.0404 | 1.02 | 1 | 0 | 0 | 0 | 0 | 0 | 0 | 0 | 0
[8 empty] | Capital | 4 | 42 | 2.2972 | 2.2522 | 2.208 | 2.1647 | 2.1223 | 2.0807 | 2.0399 | 1.9999 | 1.9607 | 1.9222 | 1.8845 | 1.8476 | 1.8114 | 1.7758 | 1.741 | 1.7069 | 1.6734 | 1.6406 | 1.6084 | 1.5769 | 1.546 | 1.5157 | 1.4859 | 1.4568 | 1.4282 | 1.4002 | 1.3728 | 1.3459 | 1.3195 | 1.2936 | 1.2682 | 1.2434 | 1.219 | 1.1951 | 1.1717 | 1.1487 | 1.1262 | 1.1041 | 1.0824 | 1.0612 | 1.0404 | 1.02 | 1 | 0 | 0 | 0 | 0 | 0 | 0 | 0
[8 empty] | Capital | 4 | 43 | 2.3432 | 2.2972 | 2.2522 | 2.208 | 2.1647 | 2.1223 | 2.0807 | 2.0399 | 1.9999 | 1.9607 | 1.9222 | 1.8845 | 1.8476 | 1.8114 | 1.7758 | 1.741 | 1.7069 | 1.6734 | 1.6406 | 1.6084 | 1.5769 | 1.546 | 1.5157 | 1.4859 | 1.4568 | 1.4282 | 1.4002 | 1.3728 | 1.3459 | 1.3195 | 1.2936 | 1.2682 | 1.2434 | 1.219 | 1.1951 | 1.1717 | 1.1487 | 1.1262 | 1.1041 | 1.0824 | 1.0612 | 1.0404 | 1.02 | 1 | 0 | 0 | 0 | 0 | 0 | 0
[8 empty] | Capital | 4 | 44 | 2.3901 | 2.3432 | 2.2972 | 2.2522 | 2.208 | 2.1647 | 2.1223 | 2.0807 | 2.0399 | 1.9999 | 1.9607 | 1.9222 | 1.8845 | 1.8476 | 1.8114 | 1.7758 | 1.741 | 1.7069 | 1.6734 | 1.6406 | 1.6084 | 1.5769 | 1.546 | 1.5157 | 1.4859 | 1.4568 | 1.4282 | 1.4002 | 1.3728 | 1.3459 | 1.3195 | 1.2936 | 1.2682 | 1.2434 | 1.219 | 1.1951 | 1.1717 | 1.1487 | 1.1262 | 1.1041 | 1.0824 | 1.0612 | 1.0404 | 1.02 | 1 | 0 | 0 | 0 | 0 | 0
[8 empty] | Capital | 4 | 45 | 2.4379 | 2.3901 | 2.3432 | 2.2972 | 2.2522 | 2.208 | 2.1647 | 2.1223 | 2.0807 | 2.0399 | 1.9999 | 1.9607 | 1.9222 | 1.8845 | 1.8476 | 1.8114 | 1.7758 | 1.741 | 1.7069 | 1.6734 | 1.6406 | 1.6084 | 1.5769 | 1.546 | 1.5157 | 1.4859 | 1.4568 | 1.4282 | 1.4002 | 1.3728 | 1.3459 | 1.3195 | 1.2936 | 1.2682 | 1.2434 | 1.219 | 1.1951 | 1.1717 | 1.1487 | 1.1262 | 1.1041 | 1.0824 | 1.0612 | 1.0404 | 1.02 | 1 | 0 | 0 | 0 | 0
[8 empty] | Capital | 4 | 46 | 2.4866 | 2.4379 | 2.3901 | 2.3432 | 2.2972 | 2.2522 | 2.208 | 2.1647 | 2.1223 | 2.0807 | 2.0399 | 1.9999 | 1.9607 | 1.9222 | 1.8845 | 1.8476 | 1.8114 | 1.7758 | 1.741 | 1.7069 | 1.6734 | 1.6406 | 1.6084 | 1.5769 | 1.546 | 1.5157 | 1.4859 | 1.4568 | 1.4282 | 1.4002 | 1.3728 | 1.3459 | 1.3195 | 1.2936 | 1.2682 | 1.2434 | 1.219 | 1.1951 | 1.1717 | 1.1487 | 1.1262 | 1.1041 | 1.0824 | 1.0612 | 1.0404 | 1.02 | 1 | 0 | 0 | 0
[8 empty] | Capital | 4 | 47 | 2.5363 | 2.4866 | 2.4379 | 2.3901 | 2.3432 | 2.2972 | 2.2522 | 2.208 | 2.1647 | 2.1223 | 2.0807 | 2.0399 | 1.9999 | 1.9607 | 1.9222 | 1.8845 | 1.8476 | 1.8114 | 1.7758 | 1.741 | 1.7069 | 1.6734 | 1.6406 | 1.6084 | 1.5769 | 1.546 | 1.5157 | 1.4859 | 1.4568 | 1.4282 | 1.4002 | 1.3728 | 1.3459 | 1.3195 | 1.2936 | 1.2682 | 1.2434 | 1.219 | 1.1951 | 1.1717 | 1.1487 | 1.1262 | 1.1041 | 1.0824 | 1.0612 | 1.0404 | 1.02 | 1 | 0 | 0
[8 empty] | Capital | 4 | 48 | 2.5871 | 2.5363 | 2.4866 | 2.4379 | 2.3901 | 2.3432 | 2.2972 | 2.2522 | 2.208 | 2.1647 | 2.1223 | 2.0807 | 2.0399 | 1.9999 | 1.9607 | 1.9222 | 1.8845 | 1.8476 | 1.8114 | 1.7758 | 1.741 | 1.7069 | 1.6734 | 1.6406 | 1.6084 | 1.5769 | 1.546 | 1.5157 | 1.4859 | 1.4568 | 1.4282 | 1.4002 | 1.3728 | 1.3459 | 1.3195 | 1.2936 | 1.2682 | 1.2434 | 1.219 | 1.1951 | 1.1717 | 1.1487 | 1.1262 | 1.1041 | 1.0824 | 1.0612 | 1.0404 | 1.02 | 1 | 0
[8 empty] | Capital | 4 | 49 | 2.6388 | 2.5871 | 2.5363 | 2.4866 | 2.4379 | 2.3901 | 2.3432 | 2.2972 | 2.2522 | 2.208 | 2.1647 | 2.1223 | 2.0807 | 2.0399 | 1.9999 | 1.9607 | 1.9222 | 1.8845 | 1.8476 | 1.8114 | 1.7758 | 1.741 | 1.7069 | 1.6734 | 1.6406 | 1.6084 | 1.5769 | 1.546 | 1.5157 | 1.4859 | 1.4568 | 1.4282 | 1.4002 | 1.3728 | 1.3459 | 1.3195 | 1.2936 | 1.2682 | 1.2434 | 1.219 | 1.1951 | 1.1717 | 1.1487 | 1.1262 | 1.1041 | 1.0824 | 1.0612 | 1.0404 | 1.02 | 1
[8 empty] | Capital | 4 | 50 | 2.6916 | 2.6388 | 2.5871 | 2.5363 | 2.4866 | 2.4379 | 2.3901 | 2.3432 | 2.2972 | 2.2522 | 2.208 | 2.1647 | 2.1223 | 2.0807 | 2.0399 | 1.9999 | 1.9607 | 1.9222 | 1.8845 | 1.8476 | 1.8114 | 1.7758 | 1.741 | 1.7069 | 1.6734 | 1.6406 | 1.6084 | 1.5769 | 1.546 | 1.5157 | 1.4859 | 1.4568 | 1.4282 | 1.4002 | 1.3728 | 1.3459 | 1.3195 | 1.2936 | 1.2682 | 1.2434 | 1.219 | 1.1951 | 1.1717 | 1.1487 | 1.1262 | 1.1041 | 1.0824 | 1.0612 | 1.0404 | 1.02
[8 empty] | SolarDegrade | 5 | 0 | 1 | 0 | 0 | 0 | 0 | 0 | 0 | 0 | 0 | 0 | 0 | 0 | 0 | 0 | 0 | 0 | 0 | 0 | 0 | 0 | 0 | 0 | 0 | 0 | 0 | 0 | 0 | 0 | 0 | 0 | 0 | 0 | 0 | 0 | 0 | 0 | 0 | 0 | 0 | 0 | 0 | 0 | 0 | 0 | 0 | 0 | 0 | 0 | 0 | 0
[8 empty] | SolarDegrade | 5 | 1 | 0.995 | 1 | 0 | 0 | 0 | 0 | 0 | 0 | 0 | 0 | 0 | 0 | 0 | 0 | 0 | 0 | 0 | 0 | 0 | 0 | 0 | 0 | 0 | 0 | 0 | 0 | 0 | 0 | 0 | 0 | 0 | 0 | 0 | 0 | 0 | 0 | 0 | 0 | 0 | 0 | 0 | 0 | 0 | 0 | 0 | 0 | 0 | 0 | 0 | 0
[8 empty] | SolarDegrade | 5 | 2 | 0.99003 | 0.995 | 1 | 0 | 0 | 0 | 0 | 0 | 0 | 0 | 0 | 0 | 0 | 0 | 0 | 0 | 0 | 0 | 0 | 0 | 0 | 0 | 0 | 0 | 0 | 0 | 0 | 0 | 0 | 0 | 0 | 0 | 0 | 0 | 0 | 0 | 0 | 0 | 0 | 0 | 0 | 0 | 0 | 0 | 0 | 0 | 0 | 0 | 0 | 0
[8 empty] | SolarDegrade | 5 | 3 | 0.98507 | 0.99003 | 0.995 | 1 | 0 | 0 | 0 | 0 | 0 | 0 | 0 | 0 | 0 | 0 | 0 | 0 | 0 | 0 | 0 | 0 | 0 | 0 | 0 | 0 | 0 | 0 | 0 | 0 | 0 | 0 | 0 | 0 | 0 | 0 | 0 | 0 | 0 | 0 | 0 | 0 | 0 | 0 | 0 | 0 | 0 | 0 | 0 | 0 | 0 | 0
[8 empty] | SolarDegrade | 5 | 4 | 0.98015 | 0.98507 | 0.99003 | 0.995 | 1 | 0 | 0 | 0 | 0 | 0 | 0 | 0 | 0 | 0 | 0 | 0 | 0 | 0 | 0 | 0 | 0 | 0 | 0 | 0 | 0 | 0 | 0 | 0 | 0 | 0 | 0 | 0 | 0 | 0 | 0 | 0 | 0 | 0 | 0 | 0 | 0 | 0 | 0 | 0 | 0 | 0 | 0 | 0 | 0 | 0
[8 empty] | SolarDegrade | 5 | 5 | 0.97525 | 0.98015 | 0.98507 | 0.99003 | 0.995 | 1 | 0 | 0 | 0 | 0 | 0 | 0 | 0 | 0 | 0 | 0 | 0 | 0 | 0 | 0 | 0 | 0 | 0 | 0 | 0 | 0 | 0 | 0 | 0 | 0 | 0 | 0 | 0 | 0 | 0 | 0 | 0 | 0 | 0 | 0 | 0 | 0 | 0 | 0 | 0 | 0 | 0 | 0 | 0 | 0
[8 empty] | SolarDegrade | 5 | 6 | 0.97037 | 0.97525 | 0.98015 | 0.98507 | 0.99003 | 0.995 | 1 | 0 | 0 | 0 | 0 | 0 | 0 | 0 | 0 | 0 | 0 | 0 | 0 | 0 | 0 | 0 | 0 | 0 | 0 | 0 | 0 | 0 | 0 | 0 | 0 | 0 | 0 | 0 | 0 | 0 | 0 | 0 | 0 | 0 | 0 | 0 | 0 | 0 | 0 | 0 | 0 | 0 | 0 | 0
[8 empty] | SolarDegrade | 5 | 7 | 0.96552 | 0.97037 | 0.97525 | 0.98015 | 0.98507 | 0.99003 | 0.995 | 1 | 0 | 0 | 0 | 0 | 0 | 0 | 0 | 0 | 0 | 0 | 0 | 0 | 0 | 0 | 0 | 0 | 0 | 0 | 0 | 0 | 0 | 0 | 0 | 0 | 0 | 0 | 0 | 0 | 0 | 0 | 0 | 0 | 0 | 0 | 0 | 0 | 0 | 0 | 0 | 0 | 0 | 0
[8 empty] | SolarDegrade | 5 | 8 | 0.96069 | 0.96552 | 0.97037 | 0.97525 | 0.98015 | 0.98507 | 0.99003 | 0.995 | 1 | 0 | 0 | 0 | 0 | 0 | 0 | 0 | 0 | 0 | 0 | 0 | 0 | 0 | 0 | 0 | 0 | 0 | 0 | 0 | 0 | 0 | 0 | 0 | 0 | 0 | 0 | 0 | 0 | 0 | 0 | 0 | 0 | 0 | 0 | 0 | 0 | 0 | 0 | 0 | 0 | 0
[8 empty] | SolarDegrade | 5 | 9 | 0.95589 | 0.96069 | 0.96552 | 0.97037 | 0.97525 | 0.98015 | 0.98507 | 0.99003 | 0.995 | 1 | 0 | 0 | 0 | 0 | 0 | 0 | 0 | 0 | 0 | 0 | 0 | 0 | 0 | 0 | 0 | 0 | 0 | 0 | 0 | 0 | 0 | 0 | 0 | 0 | 0 | 0 | 0 | 0 | 0 | 0 | 0 | 0 | 0 | 0 | 0 | 0 | 0 | 0 | 0 | 0
[8 empty] | SolarDegrade | 5 | 10 | 0.95111 | 0.95589 | 0.96069 | 0.96552 | 0.97037 | 0.97525 | 0.98015 | 0.98507 | 0.99003 | 0.995 | 1 | 0 | 0 | 0 | 0 | 0 | 0 | 0 | 0 | 0 | 0 | 0 | 0 | 0 | 0 | 0 | 0 | 0 | 0 | 0 | 0 | 0 | 0 | 0 | 0 | 0 | 0 | 0 | 0 | 0 | 0 | 0 | 0 | 0 | 0 | 0 | 0 | 0 | 0 | 0
[8 empty] | SolarDegrade | 5 | 11 | 0.94635 | 0.95111 | 0.95589 | 0.96069 | 0.96552 | 0.97037 | 0.97525 | 0.98015 | 0.98507 | 0.99003 | 0.995 | 1 | 0 | 0 | 0 | 0 | 0 | 0 | 0 | 0 | 0 | 0 | 0 | 0 | 0 | 0 | 0 | 0 | 0 | 0 | 0 | 0 | 0 | 0 | 0 | 0 | 0 | 0 | 0 | 0 | 0 | 0 | 0 | 0 | 0 | 0 | 0 | 0 | 0 | 0
[8 empty] | SolarDegrade | 5 | 12 | 0.94162 | 0.94635 | 0.95111 | 0.95589 | 0.96069 | 0.96552 | 0.97037 | 0.97525 | 0.98015 | 0.98507 | 0.99003 | 0.995 | 1 | 0 | 0 | 0 | 0 | 0 | 0 | 0 | 0 | 0 | 0 | 0 | 0 | 0 | 0 | 0 | 0 | 0 | 0 | 0 | 0 | 0 | 0 | 0 | 0 | 0 | 0 | 0 | 0 | 0 | 0 | 0 | 0 | 0 | 0 | 0 | 0 | 0
[8 empty] | SolarDegrade | 5 | 13 | 0.93691 | 0.94162 | 0.94635 | 0.95111 | 0.95589 | 0.96069 | 0.96552 | 0.97037 | 0.97525 | 0.98015 | 0.98507 | 0.99003 | 0.995 | 1 | 0 | 0 | 0 | 0 | 0 | 0 | 0 | 0 | 0 | 0 | 0 | 0 | 0 | 0 | 0 | 0 | 0 | 0 | 0 | 0 | 0 | 0 | 0 | 0 | 0 | 0 | 0 | 0 | 0 | 0 | 0 | 0 | 0 | 0 | 0 | 0
[8 empty] | SolarDegrade | 5 | 14 | 0.93223 | 0.93691 | 0.94162 | 0.94635 | 0.95111 | 0.95589 | 0.96069 | 0.96552 | 0.97037 | 0.97525 | 0.98015 | 0.98507 | 0.99003 | 0.995 | 1 | 0 | 0 | 0 | 0 | 0 | 0 | 0 | 0 | 0 | 0 | 0 | 0 | 0 | 0 | 0 | 0 | 0 | 0 | 0 | 0 | 0 | 0 | 0 | 0 | 0 | 0 | 0 | 0 | 0 | 0 | 0 | 0 | 0 | 0 | 0
[8 empty] | SolarDegrade | 5 | 15 | 0.92757 | 0.93223 | 0.93691 | 0.94162 | 0.94635 | 0.95111 | 0.95589 | 0.96069 | 0.96552 | 0.97037 | 0.97525 | 0.98015 | 0.98507 | 0.99003 | 0.995 | 1 | 0 | 0 | 0 | 0 | 0 | 0 | 0 | 0 | 0 | 0 | 0 | 0 | 0 | 0 | 0 | 0 | 0 | 0 | 0 | 0 | 0 | 0 | 0 | 0 | 0 | 0 | 0 | 0 | 0 | 0 | 0 | 0 | 0 | 0
[8 empty] | SolarDegrade | 5 | 16 | 0.92293 | 0.92757 | 0.93223 | 0.93691 | 0.94162 | 0.94635 | 0.95111 | 0.95589 | 0.96069 | 0.96552 | 0.97037 | 0.97525 | 0.98015 | 0.98507 | 0.99003 | 0.995 | 1 | 0 | 0 | 0 | 0 | 0 | 0 | 0 | 0 | 0 | 0 | 0 | 0 | 0 | 0 | 0 | 0 | 0 | 0 | 0 | 0 | 0 | 0 | 0 | 0 | 0 | 0 | 0 | 0 | 0 | 0 | 0 | 0 | 0
[8 empty] | SolarDegrade | 5 | 17 | 0.91832 | 0.92293 | 0.92757 | 0.93223 | 0.93691 | 0.94162 | 0.94635 | 0.95111 | 0.95589 | 0.96069 | 0.96552 | 0.97037 | 0.97525 | 0.98015 | 0.98507 | 0.99003 | 0.995 | 1 | 0 | 0 | 0 | 0 | 0 | 0 | 0 | 0 | 0 | 0 | 0 | 0 | 0 | 0 | 0 | 0 | 0 | 0 | 0 | 0 | 0 | 0 | 0 | 0 | 0 | 0 | 0 | 0 | 0 | 0 | 0 | 0
[8 empty] | SolarDegrade | 5 | 18 | 0.91372 | 0.91832 | 0.92293 | 0.92757 | 0.93223 | 0.93691 | 0.94162 | 0.94635 | 0.95111 | 0.95589 | 0.96069 | 0.96552 | 0.97037 | 0.97525 | 0.98015 | 0.98507 | 0.99003 | 0.995 | 1 | 0 | 0 | 0 | 0 | 0 | 0 | 0 | 0 | 0 | 0 | 0 | 0 | 0 | 0 | 0 | 0 | 0 | 0 | 0 | 0 | 0 | 0 | 0 | 0 | 0 | 0 | 0 | 0 | 0 | 0 | 0
[8 empty] | SolarDegrade | 5 | 19 | 0.90916 | 0.91372 | 0.91832 | 0.92293 | 0.92757 | 0.93223 | 0.93691 | 0.94162 | 0.94635 | 0.95111 | 0.95589 | 0.96069 | 0.96552 | 0.97037 | 0.97525 | 0.98015 | 0.98507 | 0.99003 | 0.995 | 1 | 0 | 0 | 0 | 0 | 0 | 0 | 0 | 0 | 0 | 0 | 0 | 0 | 0 | 0 | 0 | 0 | 0 | 0 | 0 | 0 | 0 | 0 | 0 | 0 | 0 | 0 | 0 | 0 | 0 | 0
[8 empty] | SolarDegrade | 5 | 20 | 0.90461 | 0.90916 | 0.91372 | 0.91832 | 0.92293 | 0.92757 | 0.93223 | 0.93691 | 0.94162 | 0.94635 | 0.95111 | 0.95589 | 0.96069 | 0.96552 | 0.97037 | 0.97525 | 0.98015 | 0.98507 | 0.99003 | 0.995 | 1 | 0 | 0 | 0 | 0 | 0 | 0 | 0 | 0 | 0 | 0 | 0 | 0 | 0 | 0 | 0 | 0 | 0 | 0 | 0 | 0 | 0 | 0 | 0 | 0 | 0 | 0 | 0 | 0 | 0
[8 empty] | SolarDegrade | 5 | 21 | 0.90009 | 0.90461 | 0.90916 | 0.91372 | 0.91832 | 0.92293 | 0.92757 | 0.93223 | 0.93691 | 0.94162 | 0.94635 | 0.95111 | 0.95589 | 0.96069 | 0.96552 | 0.97037 | 0.97525 | 0.98015 | 0.98507 | 0.99003 | 0.995 | 1 | 0 | 0 | 0 | 0 | 0 | 0 | 0 | 0 | 0 | 0 | 0 | 0 | 0 | 0 | 0 | 0 | 0 | 0 | 0 | 0 | 0 | 0 | 0 | 0 | 0 | 0 | 0 | 0
[8 empty] | SolarDegrade | 5 | 22 | 0.89559 | 0.90009 | 0.90461 | 0.90916 | 0.91372 | 0.91832 | 0.92293 | 0.92757 | 0.93223 | 0.93691 | 0.94162 | 0.94635 | 0.95111 | 0.95589 | 0.96069 | 0.96552 | 0.97037 | 0.97525 | 0.98015 | 0.98507 | 0.99003 | 0.995 | 1 | 0 | 0 | 0 | 0 | 0 | 0 | 0 | 0 | 0 | 0 | 0 | 0 | 0 | 0 | 0 | 0 | 0 | 0 | 0 | 0 | 0 | 0 | 0 | 0 | 0 | 0 | 0
[8 empty] | SolarDegrade | 5 | 23 | 0.89111 | 0.89559 | 0.90009 | 0.90461 | 0.90916 | 0.91372 | 0.91832 | 0.92293 | 0.92757 | 0.93223 | 0.93691 | 0.94162 | 0.94635 | 0.95111 | 0.95589 | 0.96069 | 0.96552 | 0.97037 | 0.97525 | 0.98015 | 0.98507 | 0.99003 | 0.995 | 1 | 0 | 0 | 0 | 0 | 0 | 0 | 0 | 0 | 0 | 0 | 0 | 0 | 0 | 0 | 0 | 0 | 0 | 0 | 0 | 0 | 0 | 0 | 0 | 0 | 0 | 0
[8 empty] | SolarDegrade | 5 | 24 | 0.88665 | 0.89111 | 0.89559 | 0.90009 | 0.90461 | 0.90916 | 0.91372 | 0.91832 | 0.92293 | 0.92757 | 0.93223 | 0.93691 | 0.94162 | 0.94635 | 0.95111 | 0.95589 | 0.96069 | 0.96552 | 0.97037 | 0.97525 | 0.98015 | 0.98507 | 0.99003 | 0.995 | 1 | 0 | 0 | 0 | 0 | 0 | 0 | 0 | 0 | 0 | 0 | 0 | 0 | 0 | 0 | 0 | 0 | 0 | 0 | 0 | 0 | 0 | 0 | 0 | 0 | 0
[8 empty] | SolarDegrade | 5 | 25 | 0.88222 | 0.88665 | 0.89111 | 0.89559 | 0.90009 | 0.90461 | 0.90916 | 0.91372 | 0.91832 | 0.92293 | 0.92757 | 0.93223 | 0.93691 | 0.94162 | 0.94635 | 0.95111 | 0.95589 | 0.96069 | 0.96552 | 0.97037 | 0.97525 | 0.98015 | 0.98507 | 0.99003 | 0.995 | 1 | 0 | 0 | 0 | 0 | 0 | 0 | 0 | 0 | 0 | 0 | 0 | 0 | 0 | 0 | 0 | 0 | 0 | 0 | 0 | 0 | 0 | 0 | 0 | 0
[8 empty] | SolarDegrade | 5 | 26 | 0.87781 | 0.88222 | 0.88665 | 0.89111 | 0.89559 | 0.90009 | 0.90461 | 0.90916 | 0.91372 | 0.91832 | 0.92293 | 0.92757 | 0.93223 | 0.93691 | 0.94162 | 0.94635 | 0.95111 | 0.95589 | 0.96069 | 0.96552 | 0.97037 | 0.97525 | 0.98015 | 0.98507 | 0.99003 | 0.995 | 1 | 0 | 0 | 0 | 0 | 0 | 0 | 0 | 0 | 0 | 0 | 0 | 0 | 0 | 0 | 0 | 0 | 0 | 0 | 0 | 0 | 0 | 0 | 0
[8 empty] | SolarDegrade | 5 | 27 | 0.87342 | 0.87781 | 0.88222 | 0.88665 | 0.89111 | 0.89559 | 0.90009 | 0.90461 | 0.90916 | 0.91372 | 0.91832 | 0.92293 | 0.92757 | 0.93223 | 0.93691 | 0.94162 | 0.94635 | 0.95111 | 0.95589 | 0.96069 | 0.96552 | 0.97037 | 0.97525 | 0.98015 | 0.98507 | 0.99003 | 0.995 | 1 | 0 | 0 | 0 | 0 | 0 | 0 | 0 | 0 | 0 | 0 | 0 | 0 | 0 | 0 | 0 | 0 | 0 | 0 | 0 | 0 | 0 | 0
[8 empty] | SolarDegrade | 5 | 28 | 0.86905 | 0.87342 | 0.87781 | 0.88222 | 0.88665 | 0.89111 | 0.89559 | 0.90009 | 0.90461 | 0.90916 | 0.91372 | 0.91832 | 0.92293 | 0.92757 | 0.93223 | 0.93691 | 0.94162 | 0.94635 | 0.95111 | 0.95589 | 0.96069 | 0.96552 | 0.97037 | 0.97525 | 0.98015 | 0.98507 | 0.99003 | 0.995 | 1 | 0 | 0 | 0 | 0 | 0 | 0 | 0 | 0 | 0 | 0 | 0 | 0 | 0 | 0 | 0 | 0 | 0 | 0 | 0 | 0 | 0
[8 empty] | SolarDegrade | 5 | 29 | 0.86471 | 0.86905 | 0.87342 | 0.87781 | 0.88222 | 0.88665 | 0.89111 | 0.89559 | 0.90009 | 0.90461 | 0.90916 | 0.91372 | 0.91832 | 0.92293 | 0.92757 | 0.93223 | 0.93691 | 0.94162 | 0.94635 | 0.95111 | 0.95589 | 0.96069 | 0.96552 | 0.97037 | 0.97525 | 0.98015 | 0.98507 | 0.99003 | 0.995 | 1 | 0 | 0 | 0 | 0 | 0 | 0 | 0 | 0 | 0 | 0 | 0 | 0 | 0 | 0 | 0 | 0 | 0 | 0 | 0 | 0
[8 empty] | SolarDegrade | 5 | 30 | 0.86038 | 0.86471 | 0.86905 | 0.87342 | 0.87781 | 0.88222 | 0.88665 | 0.89111 | 0.89559 | 0.90009 | 0.90461 | 0.90916 | 0.91372 | 0.91832 | 0.92293 | 0.92757 | 0.93223 | 0.93691 | 0.94162 | 0.94635 | 0.95111 | 0.95589 | 0.96069 | 0.96552 | 0.97037 | 0.97525 | 0.98015 | 0.98507 | 0.99003 | 0.995 | 1 | 0 | 0 | 0 | 0 | 0 | 0 | 0 | 0 | 0 | 0 | 0 | 0 | 0 | 0 | 0 | 0 | 0 | 0 | 0
[8 empty] | SolarDegrade | 5 | 31 | 0.85608 | 0.86038 | 0.86471 | 0.86905 | 0.87342 | 0.87781 | 0.88222 | 0.88665 | 0.89111 | 0.89559 | 0.90009 | 0.90461 | 0.90916 | 0.91372 | 0.91832 | 0.92293 | 0.92757 | 0.93223 | 0.93691 | 0.94162 | 0.94635 | 0.95111 | 0.95589 | 0.96069 | 0.96552 | 0.97037 | 0.97525 | 0.98015 | 0.98507 | 0.99003 | 0.995 | 1 | 0 | 0 | 0 | 0 | 0 | 0 | 0 | 0 | 0 | 0 | 0 | 0 | 0 | 0 | 0 | 0 | 0 | 0
[8 empty] | SolarDegrade | 5 | 32 | 0.8518 | 0.85608 | 0.86038 | 0.86471 | 0.86905 | 0.87342 | 0.87781 | 0.88222 | 0.88665 | 0.89111 | 0.89559 | 0.90009 | 0.90461 | 0.90916 | 0.91372 | 0.91832 | 0.92293 | 0.92757 | 0.93223 | 0.93691 | 0.94162 | 0.94635 | 0.95111 | 0.95589 | 0.96069 | 0.96552 | 0.97037 | 0.97525 | 0.98015 | 0.98507 | 0.99003 | 0.995 | 1 | 0 | 0 | 0 | 0 | 0 | 0 | 0 | 0 | 0 | 0 | 0 | 0 | 0 | 0 | 0 | 0 | 0
[8 empty] | SolarDegrade | 5 | 33 | 0.84754 | 0.8518 | 0.85608 | 0.86038 | 0.86471 | 0.86905 | 0.87342 | 0.87781 | 0.88222 | 0.88665 | 0.89111 | 0.89559 | 0.90009 | 0.90461 | 0.90916 | 0.91372 | 0.91832 | 0.92293 | 0.92757 | 0.93223 | 0.93691 | 0.94162 | 0.94635 | 0.95111 | 0.95589 | 0.96069 | 0.96552 | 0.97037 | 0.97525 | 0.98015 | 0.98507 | 0.99003 | 0.995 | 1 | 0 | 0 | 0 | 0 | 0 | 0 | 0 | 0 | 0 | 0 | 0 | 0 | 0 | 0 | 0 | 0
[8 empty] | SolarDegrade | 5 | 34 | 0.84331 | 0.84754 | 0.8518 | 0.85608 | 0.86038 | 0.86471 | 0.86905 | 0.87342 | 0.87781 | 0.88222 | 0.88665 | 0.89111 | 0.89559 | 0.90009 | 0.90461 | 0.90916 | 0.91372 | 0.91832 | 0.92293 | 0.92757 | 0.93223 | 0.93691 | 0.94162 | 0.94635 | 0.95111 | 0.95589 | 0.96069 | 0.96552 | 0.97037 | 0.97525 | 0.98015 | 0.98507 | 0.99003 | 0.995 | 1 | 0 | 0 | 0 | 0 | 0 | 0 | 0 | 0 | 0 | 0 | 0 | 0 | 0 | 0 | 0
[8 empty] | SolarDegrade | 5 | 35 | 0.83909 | 0.84331 | 0.84754 | 0.8518 | 0.85608 | 0.86038 | 0.86471 | 0.86905 | 0.87342 | 0.87781 | 0.88222 | 0.88665 | 0.89111 | 0.89559 | 0.90009 | 0.90461 | 0.90916 | 0.91372 | 0.91832 | 0.92293 | 0.92757 | 0.93223 | 0.93691 | 0.94162 | 0.94635 | 0.95111 | 0.95589 | 0.96069 | 0.96552 | 0.97037 | 0.97525 | 0.98015 | 0.98507 | 0.99003 | 0.995 | 1 | 0 | 0 | 0 | 0 | 0 | 0 | 0 | 0 | 0 | 0 | 0 | 0 | 0 | 0
[8 empty] | SolarDegrade | 5 | 36 | 0.83489 | 0.83909 | 0.84331 | 0.84754 | 0.8518 | 0.85608 | 0.86038 | 0.86471 | 0.86905 | 0.87342 | 0.87781 | 0.88222 | 0.88665 | 0.89111 | 0.89559 | 0.90009 | 0.90461 | 0.90916 | 0.91372 | 0.91832 | 0.92293 | 0.92757 | 0.93223 | 0.93691 | 0.94162 | 0.94635 | 0.95111 | 0.95589 | 0.96069 | 0.96552 | 0.97037 | 0.97525 | 0.98015 | 0.98507 | 0.99003 | 0.995 | 1 | 0 | 0 | 0 | 0 | 0 | 0 | 0 | 0 | 0 | 0 | 0 | 0 | 0
[8 empty] | SolarDegrade | 5 | 37 | 0.83072 | 0.83489 | 0.83909 | 0.84331 | 0.84754 | 0.8518 | 0.85608 | 0.86038 | 0.86471 | 0.86905 | 0.87342 | 0.87781 | 0.88222 | 0.88665 | 0.89111 | 0.89559 | 0.90009 | 0.90461 | 0.90916 | 0.91372 | 0.91832 | 0.92293 | 0.92757 | 0.93223 | 0.93691 | 0.94162 | 0.94635 | 0.95111 | 0.95589 | 0.96069 | 0.96552 | 0.97037 | 0.97525 | 0.98015 | 0.98507 | 0.99003 | 0.995 | 1 | 0 | 0 | 0 | 0 | 0 | 0 | 0 | 0 | 0 | 0 | 0 | 0
[8 empty] | SolarDegrade | 5 | 38 | 0.82657 | 0.83072 | 0.83489 | 0.83909 | 0.84331 | 0.84754 | 0.8518 | 0.85608 | 0.86038 | 0.86471 | 0.86905 | 0.87342 | 0.87781 | 0.88222 | 0.88665 | 0.89111 | 0.89559 | 0.90009 | 0.90461 | 0.90916 | 0.91372 | 0.91832 | 0.92293 | 0.92757 | 0.93223 | 0.93691 | 0.94162 | 0.94635 | 0.95111 | 0.95589 | 0.96069 | 0.96552 | 0.97037 | 0.97525 | 0.98015 | 0.98507 | 0.99003 | 0.995 | 1 | 0 | 0 | 0 | 0 | 0 | 0 | 0 | 0 | 0 | 0 | 0
[8 empty] | SolarDegrade | 5 | 39 | 0.82243 | 0.82657 | 0.83072 | 0.83489 | 0.83909 | 0.84331 | 0.84754 | 0.8518 | 0.85608 | 0.86038 | 0.86471 | 0.86905 | 0.87342 | 0.87781 | 0.88222 | 0.88665 | 0.89111 | 0.89559 | 0.90009 | 0.90461 | 0.90916 | 0.91372 | 0.91832 | 0.92293 | 0.92757 | 0.93223 | 0.93691 | 0.94162 | 0.94635 | 0.95111 | 0.95589 | 0.96069 | 0.96552 | 0.97037 | 0.97525 | 0.98015 | 0.98507 | 0.99003 | 0.995 | 1 | 0 | 0 | 0 | 0 | 0 | 0 | 0 | 0 | 0 | 0
[8 empty] | SolarDegrade | 5 | 40 | 0.81832 | 0.82243 | 0.82657 | 0.83072 | 0.83489 | 0.83909 | 0.84331 | 0.84754 | 0.8518 | 0.85608 | 0.86038 | 0.86471 | 0.86905 | 0.87342 | 0.87781 | 0.88222 | 0.88665 | 0.89111 | 0.89559 | 0.90009 | 0.90461 | 0.90916 | 0.91372 | 0.91832 | 0.92293 | 0.92757 | 0.93223 | 0.93691 | 0.94162 | 0.94635 | 0.95111 | 0.95589 | 0.96069 | 0.96552 | 0.97037 | 0.97525 | 0.98015 | 0.98507 | 0.99003 | 0.995 | 1 | 0 | 0 | 0 | 0 | 0 | 0 | 0 | 0 | 0
[8 empty] | SolarDegrade | 5 | 41 | 0.81423 | 0.81832 | 0.82243 | 0.82657 | 0.83072 | 0.83489 | 0.83909 | 0.84331 | 0.84754 | 0.8518 | 0.85608 | 0.86038 | 0.86471 | 0.86905 | 0.87342 | 0.87781 | 0.88222 | 0.88665 | 0.89111 | 0.89559 | 0.90009 | 0.90461 | 0.90916 | 0.91372 | 0.91832 | 0.92293 | 0.92757 | 0.93223 | 0.93691 | 0.94162 | 0.94635 | 0.95111 | 0.95589 | 0.96069 | 0.96552 | 0.97037 | 0.97525 | 0.98015 | 0.98507 | 0.99003 | 0.995 | 1 | 0 | 0 | 0 | 0 | 0 | 0 | 0 | 0
[8 empty] | SolarDegrade | 5 | 42 | 0.81016 | 0.81423 | 0.81832 | 0.82243 | 0.82657 | 0.83072 | 0.83489 | 0.83909 | 0.84331 | 0.84754 | 0.8518 | 0.85608 | 0.86038 | 0.86471 | 0.86905 | 0.87342 | 0.87781 | 0.88222 | 0.88665 | 0.89111 | 0.89559 | 0.90009 | 0.90461 | 0.90916 | 0.91372 | 0.91832 | 0.92293 | 0.92757 | 0.93223 | 0.93691 | 0.94162 | 0.94635 | 0.95111 | 0.95589 | 0.96069 | 0.96552 | 0.97037 | 0.97525 | 0.98015 | 0.98507 | 0.99003 | 0.995 | 1 | 0 | 0 | 0 | 0 | 0 | 0 | 0
[8 empty] | SolarDegrade | 5 | 43 | 0.80611 | 0.81016 | 0.81423 | 0.81832 | 0.82243 | 0.82657 | 0.83072 | 0.83489 | 0.83909 | 0.84331 | 0.84754 | 0.8518 | 0.85608 | 0.86038 | 0.86471 | 0.86905 | 0.87342 | 0.87781 | 0.88222 | 0.88665 | 0.89111 | 0.89559 | 0.90009 | 0.90461 | 0.90916 | 0.91372 | 0.91832 | 0.92293 | 0.92757 | 0.93223 | 0.93691 | 0.94162 | 0.94635 | 0.95111 | 0.95589 | 0.96069 | 0.96552 | 0.97037 | 0.97525 | 0.98015 | 0.98507 | 0.99003 | 0.995 | 1 | 0 | 0 | 0 | 0 | 0 | 0
[8 empty] | SolarDegrade | 5 | 44 | 0.80208 | 0.80611 | 0.81016 | 0.81423 | 0.81832 | 0.82243 | 0.82657 | 0.83072 | 0.83489 | 0.83909 | 0.84331 | 0.84754 | 0.8518 | 0.85608 | 0.86038 | 0.86471 | 0.86905 | 0.87342 | 0.87781 | 0.88222 | 0.88665 | 0.89111 | 0.89559 | 0.90009 | 0.90461 | 0.90916 | 0.91372 | 0.91832 | 0.92293 | 0.92757 | 0.93223 | 0.93691 | 0.94162 | 0.94635 | 0.95111 | 0.95589 | 0.96069 | 0.96552 | 0.97037 | 0.97525 | 0.98015 | 0.98507 | 0.99003 | 0.995 | 1 | 0 | 0 | 0 | 0 | 0
[8 empty] | SolarDegrade | 5 | 45 | 0.79807 | 0.80208 | 0.80611 | 0.81016 | 0.81423 | 0.81832 | 0.82243 | 0.82657 | 0.83072 | 0.83489 | 0.83909 | 0.84331 | 0.84754 | 0.8518 | 0.85608 | 0.86038 | 0.86471 | 0.86905 | 0.87342 | 0.87781 | 0.88222 | 0.88665 | 0.89111 | 0.89559 | 0.90009 | 0.90461 | 0.90916 | 0.91372 | 0.91832 | 0.92293 | 0.92757 | 0.93223 | 0.93691 | 0.94162 | 0.94635 | 0.95111 | 0.95589 | 0.96069 | 0.96552 | 0.97037 | 0.97525 | 0.98015 | 0.98507 | 0.99003 | 0.995 | 1 | 0 | 0 | 0 | 0
[8 empty] | SolarDegrade | 5 | 46 | 0.79408 | 0.79807 | 0.80208 | 0.80611 | 0.81016 | 0.81423 | 0.81832 | 0.82243 | 0.82657 | 0.83072 | 0.83489 | 0.83909 | 0.84331 | 0.84754 | 0.8518 | 0.85608 | 0.86038 | 0.86471 | 0.86905 | 0.87342 | 0.87781 | 0.88222 | 0.88665 | 0.89111 | 0.89559 | 0.90009 | 0.90461 | 0.90916 | 0.91372 | 0.91832 | 0.92293 | 0.92757 | 0.93223 | 0.93691 | 0.94162 | 0.94635 | 0.95111 | 0.95589 | 0.96069 | 0.96552 | 0.97037 | 0.97525 | 0.98015 | 0.98507 | 0.99003 | 0.995 | 1 | 0 | 0 | 0
[8 empty] | SolarDegrade | 5 | 47 | 0.7901 | 0.79408 | 0.79807 | 0.80208 | 0.80611 | 0.81016 | 0.81423 | 0.81832 | 0.82243 | 0.82657 | 0.83072 | 0.83489 | 0.83909 | 0.84331 | 0.84754 | 0.8518 | 0.85608 | 0.86038 | 0.86471 | 0.86905 | 0.87342 | 0.87781 | 0.88222 | 0.88665 | 0.89111 | 0.89559 | 0.90009 | 0.90461 | 0.90916 | 0.91372 | 0.91832 | 0.92293 | 0.92757 | 0.93223 | 0.93691 | 0.94162 | 0.94635 | 0.95111 | 0.95589 | 0.96069 | 0.96552 | 0.97037 | 0.97525 | 0.98015 | 0.98507 | 0.99003 | 0.995 | 1 | 0 | 0
[8 empty] | SolarDegrade | 5 | 48 | 0.78615 | 0.7901 | 0.79408 | 0.79807 | 0.80208 | 0.80611 | 0.81016 | 0.81423 | 0.81832 | 0.82243 | 0.82657 | 0.83072 | 0.83489 | 0.83909 | 0.84331 | 0.84754 | 0.8518 | 0.85608 | 0.86038 | 0.86471 | 0.86905 | 0.87342 | 0.87781 | 0.88222 | 0.88665 | 0.89111 | 0.89559 | 0.90009 | 0.90461 | 0.90916 | 0.91372 | 0.91832 | 0.92293 | 0.92757 | 0.93223 | 0.93691 | 0.94162 | 0.94635 | 0.95111 | 0.95589 | 0.96069 | 0.96552 | 0.97037 | 0.97525 | 0.98015 | 0.98507 | 0.99003 | 0.995 | 1 | 0
[8 empty] | SolarDegrade | 5 | 49 | 0.78222 | 0.78615 | 0.7901 | 0.79408 | 0.79807 | 0.80208 | 0.80611 | 0.81016 | 0.81423 | 0.81832 | 0.82243 | 0.82657 | 0.83072 | 0.83489 | 0.83909 | 0.84331 | 0.84754 | 0.8518 | 0.85608 | 0.86038 | 0.86471 | 0.86905 | 0.87342 | 0.87781 | 0.88222 | 0.88665 | 0.89111 | 0.89559 | 0.90009 | 0.90461 | 0.90916 | 0.91372 | 0.91832 | 0.92293 | 0.92757 | 0.93223 | 0.93691 | 0.94162 | 0.94635 | 0.95111 | 0.95589 | 0.96069 | 0.96552 | 0.97037 | 0.97525 | 0.98015 | 0.98507 | 0.99003 | 0.995 | 1
[8 empty] | SolarDegrade | 5 | 50 | 0.77831 | 0.78222 | 0.78615 | 0.7901 | 0.79408 | 0.79807 | 0.80208 | 0.80611 | 0.81016 | 0.81423 | 0.81832 | 0.82243 | 0.82657 | 0.83072 | 0.83489 | 0.83909 | 0.84331 | 0.84754 | 0.8518 | 0.85608 | 0.86038 | 0.86471 | 0.86905 | 0.87342 | 0.87781 | 0.88222 | 0.88665 | 0.89111 | 0.89559 | 0.90009 | 0.90461 | 0.90916 | 0.91372 | 0.91832 | 0.92293 | 0.92757 | 0.93223 | 0.93691 | 0.94162 | 0.94635 | 0.95111 | 0.95589 | 0.96069 | 0.96552 | 0.97037 | 0.97525 | 0.98015 | 0.98507 | 0.99003 | 0.995
[8 empty] | WindDegrade | 6 | 0 | 1 | 0 | 0 | 0 | 0 | 0 | 0 | 0 | 0 | 0 | 0 | 0 | 0 | 0 | 0 | 0 | 0 | 0 | 0 | 0 | 0 | 0 | 0 | 0 | 0 | 0 | 0 | 0 | 0 | 0 | 0 | 0 | 0 | 0 | 0 | 0 | 0 | 0 | 0 | 0 | 0 | 0 | 0 | 0 | 0 | 0 | 0 | 0 | 0 | 0
[8 empty] | WindDegrade | 6 | 1 | 0.995 | 1 | 0 | 0 | 0 | 0 | 0 | 0 | 0 | 0 | 0 | 0 | 0 | 0 | 0 | 0 | 0 | 0 | 0 | 0 | 0 | 0 | 0 | 0 | 0 | 0 | 0 | 0 | 0 | 0 | 0 | 0 | 0 | 0 | 0 | 0 | 0 | 0 | 0 | 0 | 0 | 0 | 0 | 0 | 0 | 0 | 0 | 0 | 0 | 0
[8 empty] | WindDegrade | 6 | 2 | 0.99003 | 0.995 | 1 | 0 | 0 | 0 | 0 | 0 | 0 | 0 | 0 | 0 | 0 | 0 | 0 | 0 | 0 | 0 | 0 | 0 | 0 | 0 | 0 | 0 | 0 | 0 | 0 | 0 | 0 | 0 | 0 | 0 | 0 | 0 | 0 | 0 | 0 | 0 | 0 | 0 | 0 | 0 | 0 | 0 | 0 | 0 | 0 | 0 | 0 | 0
[8 empty] | WindDegrade | 6 | 3 | 0.98507 | 0.99003 | 0.995 | 1 | 0 | 0 | 0 | 0 | 0 | 0 | 0 | 0 | 0 | 0 | 0 | 0 | 0 | 0 | 0 | 0 | 0 | 0 | 0 | 0 | 0 | 0 | 0 | 0 | 0 | 0 | 0 | 0 | 0 | 0 | 0 | 0 | 0 | 0 | 0 | 0 | 0 | 0 | 0 | 0 | 0 | 0 | 0 | 0 | 0 | 0
[8 empty] | WindDegrade | 6 | 4 | 0.98015 | 0.98507 | 0.99003 | 0.995 | 1 | 0 | 0 | 0 | 0 | 0 | 0 | 0 | 0 | 0 | 0 | 0 | 0 | 0 | 0 | 0 | 0 | 0 | 0 | 0 | 0 | 0 | 0 | 0 | 0 | 0 | 0 | 0 | 0 | 0 | 0 | 0 | 0 | 0 | 0 | 0 | 0 | 0 | 0 | 0 | 0 | 0 | 0 | 0 | 0 | 0
[8 empty] | WindDegrade | 6 | 5 | 0.97525 | 0.98015 | 0.98507 | 0.99003 | 0.995 | 1 | 0 | 0 | 0 | 0 | 0 | 0 | 0 | 0 | 0 | 0 | 0 | 0 | 0 | 0 | 0 | 0 | 0 | 0 | 0 | 0 | 0 | 0 | 0 | 0 | 0 | 0 | 0 | 0 | 0 | 0 | 0 | 0 | 0 | 0 | 0 | 0 | 0 | 0 | 0 | 0 | 0 | 0 | 0 | 0
[8 empty] | WindDegrade | 6 | 6 | 0.97037 | 0.97525 | 0.98015 | 0.98507 | 0.99003 | 0.995 | 1 | 0 | 0 | 0 | 0 | 0 | 0 | 0 | 0 | 0 | 0 | 0 | 0 | 0 | 0 | 0 | 0 | 0 | 0 | 0 | 0 | 0 | 0 | 0 | 0 | 0 | 0 | 0 | 0 | 0 | 0 | 0 | 0 | 0 | 0 | 0 | 0 | 0 | 0 | 0 | 0 | 0 | 0 | 0
[8 empty] | WindDegrade | 6 | 7 | 0.96552 | 0.97037 | 0.97525 | 0.98015 | 0.98507 | 0.99003 | 0.995 | 1 | 0 | 0 | 0 | 0 | 0 | 0 | 0 | 0 | 0 | 0 | 0 | 0 | 0 | 0 | 0 | 0 | 0 | 0 | 0 | 0 | 0 | 0 | 0 | 0 | 0 | 0 | 0 | 0 | 0 | 0 | 0 | 0 | 0 | 0 | 0 | 0 | 0 | 0 | 0 | 0 | 0 | 0
[8 empty] | WindDegrade | 6 | 8 | 0.96069 | 0.96552 | 0.97037 | 0.97525 | 0.98015 | 0.98507 | 0.99003 | 0.995 | 1 | 0 | 0 | 0 | 0 | 0 | 0 | 0 | 0 | 0 | 0 | 0 | 0 | 0 | 0 | 0 | 0 | 0 | 0 | 0 | 0 | 0 | 0 | 0 | 0 | 0 | 0 | 0 | 0 | 0 | 0 | 0 | 0 | 0 | 0 | 0 | 0 | 0 | 0 | 0 | 0 | 0
[8 empty] | WindDegrade | 6 | 9 | 0.95589 | 0.96069 | 0.96552 | 0.97037 | 0.97525 | 0.98015 | 0.98507 | 0.99003 | 0.995 | 1 | 0 | 0 | 0 | 0 | 0 | 0 | 0 | 0 | 0 | 0 | 0 | 0 | 0 | 0 | 0 | 0 | 0 | 0 | 0 | 0 | 0 | 0 | 0 | 0 | 0 | 0 | 0 | 0 | 0 | 0 | 0 | 0 | 0 | 0 | 0 | 0 | 0 | 0 | 0 | 0
[8 empty] | WindDegrade | 6 | 10 | 0.95111 | 0.95589 | 0.96069 | 0.96552 | 0.97037 | 0.97525 | 0.98015 | 0.98507 | 0.99003 | 0.995 | 1 | 0 | 0 | 0 | 0 | 0 | 0 | 0 | 0 | 0 | 0 | 0 | 0 | 0 | 0 | 0 | 0 | 0 | 0 | 0 | 0 | 0 | 0 | 0 | 0 | 0 | 0 | 0 | 0 | 0 | 0 | 0 | 0 | 0 | 0 | 0 | 0 | 0 | 0 | 0
[8 empty] | WindDegrade | 6 | 11 | 0.94635 | 0.95111 | 0.95589 | 0.96069 | 0.96552 | 0.97037 | 0.97525 | 0.98015 | 0.98507 | 0.99003 | 0.995 | 1 | 0 | 0 | 0 | 0 | 0 | 0 | 0 | 0 | 0 | 0 | 0 | 0 | 0 | 0 | 0 | 0 | 0 | 0 | 0 | 0 | 0 | 0 | 0 | 0 | 0 | 0 | 0 | 0 | 0 | 0 | 0 | 0 | 0 | 0 | 0 | 0 | 0 | 0
[8 empty] | WindDegrade | 6 | 12 | 0.94162 | 0.94635 | 0.95111 | 0.95589 | 0.96069 | 0.96552 | 0.97037 | 0.97525 | 0.98015 | 0.98507 | 0.99003 | 0.995 | 1 | 0 | 0 | 0 | 0 | 0 | 0 | 0 | 0 | 0 | 0 | 0 | 0 | 0 | 0 | 0 | 0 | 0 | 0 | 0 | 0 | 0 | 0 | 0 | 0 | 0 | 0 | 0 | 0 | 0 | 0 | 0 | 0 | 0 | 0 | 0 | 0 | 0
[8 empty] | WindDegrade | 6 | 13 | 0.93691 | 0.94162 | 0.94635 | 0.95111 | 0.95589 | 0.96069 | 0.96552 | 0.97037 | 0.97525 | 0.98015 | 0.98507 | 0.99003 | 0.995 | 1 | 0 | 0 | 0 | 0 | 0 | 0 | 0 | 0 | 0 | 0 | 0 | 0 | 0 | 0 | 0 | 0 | 0 | 0 | 0 | 0 | 0 | 0 | 0 | 0 | 0 | 0 | 0 | 0 | 0 | 0 | 0 | 0 | 0 | 0 | 0 | 0
[8 empty] | WindDegrade | 6 | 14 | 0.93223 | 0.93691 | 0.94162 | 0.94635 | 0.95111 | 0.95589 | 0.96069 | 0.96552 | 0.97037 | 0.97525 | 0.98015 | 0.98507 | 0.99003 | 0.995 | 1 | 0 | 0 | 0 | 0 | 0 | 0 | 0 | 0 | 0 | 0 | 0 | 0 | 0 | 0 | 0 | 0 | 0 | 0 | 0 | 0 | 0 | 0 | 0 | 0 | 0 | 0 | 0 | 0 | 0 | 0 | 0 | 0 | 0 | 0 | 0
[8 empty] | WindDegrade | 6 | 15 | 0.92757 | 0.93223 | 0.93691 | 0.94162 | 0.94635 | 0.95111 | 0.95589 | 0.96069 | 0.96552 | 0.97037 | 0.97525 | 0.98015 | 0.98507 | 0.99003 | 0.995 | 1 | 0 | 0 | 0 | 0 | 0 | 0 | 0 | 0 | 0 | 0 | 0 | 0 | 0 | 0 | 0 | 0 | 0 | 0 | 0 | 0 | 0 | 0 | 0 | 0 | 0 | 0 | 0 | 0 | 0 | 0 | 0 | 0 | 0 | 0
[8 empty] | WindDegrade | 6 | 16 | 0.92293 | 0.92757 | 0.93223 | 0.93691 | 0.94162 | 0.94635 | 0.95111 | 0.95589 | 0.96069 | 0.96552 | 0.97037 | 0.97525 | 0.98015 | 0.98507 | 0.99003 | 0.995 | 1 | 0 | 0 | 0 | 0 | 0 | 0 | 0 | 0 | 0 | 0 | 0 | 0 | 0 | 0 | 0 | 0 | 0 | 0 | 0 | 0 | 0 | 0 | 0 | 0 | 0 | 0 | 0 | 0 | 0 | 0 | 0 | 0 | 0
[8 empty] | WindDegrade | 6 | 17 | 0.91832 | 0.92293 | 0.92757 | 0.93223 | 0.93691 | 0.94162 | 0.94635 | 0.95111 | 0.95589 | 0.96069 | 0.96552 | 0.97037 | 0.97525 | 0.98015 | 0.98507 | 0.99003 | 0.995 | 1 | 0 | 0 | 0 | 0 | 0 | 0 | 0 | 0 | 0 | 0 | 0 | 0 | 0 | 0 | 0 | 0 | 0 | 0 | 0 | 0 | 0 | 0 | 0 | 0 | 0 | 0 | 0 | 0 | 0 | 0 | 0 | 0
[8 empty] | WindDegrade | 6 | 18 | 0.91372 | 0.91832 | 0.92293 | 0.92757 | 0.93223 | 0.93691 | 0.94162 | 0.94635 | 0.95111 | 0.95589 | 0.96069 | 0.96552 | 0.97037 | 0.97525 | 0.98015 | 0.98507 | 0.99003 | 0.995 | 1 | 0 | 0 | 0 | 0 | 0 | 0 | 0 | 0 | 0 | 0 | 0 | 0 | 0 | 0 | 0 | 0 | 0 | 0 | 0 | 0 | 0 | 0 | 0 | 0 | 0 | 0 | 0 | 0 | 0 | 0 | 0
[8 empty] | WindDegrade | 6 | 19 | 0.90916 | 0.91372 | 0.91832 | 0.92293 | 0.92757 | 0.93223 | 0.93691 | 0.94162 | 0.94635 | 0.95111 | 0.95589 | 0.96069 | 0.96552 | 0.97037 | 0.97525 | 0.98015 | 0.98507 | 0.99003 | 0.995 | 1 | 0 | 0 | 0 | 0 | 0 | 0 | 0 | 0 | 0 | 0 | 0 | 0 | 0 | 0 | 0 | 0 | 0 | 0 | 0 | 0 | 0 | 0 | 0 | 0 | 0 | 0 | 0 | 0 | 0 | 0
[8 empty] | WindDegrade | 6 | 20 | 0.90461 | 0.90916 | 0.91372 | 0.91832 | 0.92293 | 0.92757 | 0.93223 | 0.93691 | 0.94162 | 0.94635 | 0.95111 | 0.95589 | 0.96069 | 0.96552 | 0.97037 | 0.97525 | 0.98015 | 0.98507 | 0.99003 | 0.995 | 1 | 0 | 0 | 0 | 0 | 0 | 0 | 0 | 0 | 0 | 0 | 0 | 0 | 0 | 0 | 0 | 0 | 0 | 0 | 0 | 0 | 0 | 0 | 0 | 0 | 0 | 0 | 0 | 0 | 0
[8 empty] | WindDegrade | 6 | 21 | 0.90009 | 0.90461 | 0.90916 | 0.91372 | 0.91832 | 0.92293 | 0.92757 | 0.93223 | 0.93691 | 0.94162 | 0.94635 | 0.95111 | 0.95589 | 0.96069 | 0.96552 | 0.97037 | 0.97525 | 0.98015 | 0.98507 | 0.99003 | 0.995 | 1 | 0 | 0 | 0 | 0 | 0 | 0 | 0 | 0 | 0 | 0 | 0 | 0 | 0 | 0 | 0 | 0 | 0 | 0 | 0 | 0 | 0 | 0 | 0 | 0 | 0 | 0 | 0 | 0
[8 empty] | WindDegrade | 6 | 22 | 0.89559 | 0.90009 | 0.90461 | 0.90916 | 0.91372 | 0.91832 | 0.92293 | 0.92757 | 0.93223 | 0.93691 | 0.94162 | 0.94635 | 0.95111 | 0.95589 | 0.96069 | 0.96552 | 0.97037 | 0.97525 | 0.98015 | 0.98507 | 0.99003 | 0.995 | 1 | 0 | 0 | 0 | 0 | 0 | 0 | 0 | 0 | 0 | 0 | 0 | 0 | 0 | 0 | 0 | 0 | 0 | 0 | 0 | 0 | 0 | 0 | 0 | 0 | 0 | 0 | 0
[8 empty] | WindDegrade | 6 | 23 | 0.89111 | 0.89559 | 0.90009 | 0.90461 | 0.90916 | 0.91372 | 0.91832 | 0.92293 | 0.92757 | 0.93223 | 0.93691 | 0.94162 | 0.94635 | 0.95111 | 0.95589 | 0.96069 | 0.96552 | 0.97037 | 0.97525 | 0.98015 | 0.98507 | 0.99003 | 0.995 | 1 | 0 | 0 | 0 | 0 | 0 | 0 | 0 | 0 | 0 | 0 | 0 | 0 | 0 | 0 | 0 | 0 | 0 | 0 | 0 | 0 | 0 | 0 | 0 | 0 | 0 | 0
[8 empty] | WindDegrade | 6 | 24 | 0.88665 | 0.89111 | 0.89559 | 0.90009 | 0.90461 | 0.90916 | 0.91372 | 0.91832 | 0.92293 | 0.92757 | 0.93223 | 0.93691 | 0.94162 | 0.94635 | 0.95111 | 0.95589 | 0.96069 | 0.96552 | 0.97037 | 0.97525 | 0.98015 | 0.98507 | 0.99003 | 0.995 | 1 | 0 | 0 | 0 | 0 | 0 | 0 | 0 | 0 | 0 | 0 | 0 | 0 | 0 | 0 | 0 | 0 | 0 | 0 | 0 | 0 | 0 | 0 | 0 | 0 | 0
[8 empty] | WindDegrade | 6 | 25 | 0.88222 | 0.88665 | 0.89111 | 0.89559 | 0.90009 | 0.90461 | 0.90916 | 0.91372 | 0.91832 | 0.92293 | 0.92757 | 0.93223 | 0.93691 | 0.94162 | 0.94635 | 0.95111 | 0.95589 | 0.96069 | 0.96552 | 0.97037 | 0.97525 | 0.98015 | 0.98507 | 0.99003 | 0.995 | 1 | 0 | 0 | 0 | 0 | 0 | 0 | 0 | 0 | 0 | 0 | 0 | 0 | 0 | 0 | 0 | 0 | 0 | 0 | 0 | 0 | 0 | 0 | 0 | 0
[8 empty] | WindDegrade | 6 | 26 | 0.87781 | 0.88222 | 0.88665 | 0.89111 | 0.89559 | 0.90009 | 0.90461 | 0.90916 | 0.91372 | 0.91832 | 0.92293 | 0.92757 | 0.93223 | 0.93691 | 0.94162 | 0.94635 | 0.95111 | 0.95589 | 0.96069 | 0.96552 | 0.97037 | 0.97525 | 0.98015 | 0.98507 | 0.99003 | 0.995 | 1 | 0 | 0 | 0 | 0 | 0 | 0 | 0 | 0 | 0 | 0 | 0 | 0 | 0 | 0 | 0 | 0 | 0 | 0 | 0 | 0 | 0 | 0 | 0
[8 empty] | WindDegrade | 6 | 27 | 0.87342 | 0.87781 | 0.88222 | 0.88665 | 0.89111 | 0.89559 | 0.90009 | 0.90461 | 0.90916 | 0.91372 | 0.91832 | 0.92293 | 0.92757 | 0.93223 | 0.93691 | 0.94162 | 0.94635 | 0.95111 | 0.95589 | 0.96069 | 0.96552 | 0.97037 | 0.97525 | 0.98015 | 0.98507 | 0.99003 | 0.995 | 1 | 0 | 0 | 0 | 0 | 0 | 0 | 0 | 0 | 0 | 0 | 0 | 0 | 0 | 0 | 0 | 0 | 0 | 0 | 0 | 0 | 0 | 0
[8 empty] | WindDegrade | 6 | 28 | 0.86905 | 0.87342 | 0.87781 | 0.88222 | 0.88665 | 0.89111 | 0.89559 | 0.90009 | 0.90461 | 0.90916 | 0.91372 | 0.91832 | 0.92293 | 0.92757 | 0.93223 | 0.93691 | 0.94162 | 0.94635 | 0.95111 | 0.95589 | 0.96069 | 0.96552 | 0.97037 | 0.97525 | 0.98015 | 0.98507 | 0.99003 | 0.995 | 1 | 0 | 0 | 0 | 0 | 0 | 0 | 0 | 0 | 0 | 0 | 0 | 0 | 0 | 0 | 0 | 0 | 0 | 0 | 0 | 0 | 0
[8 empty] | WindDegrade | 6 | 29 | 0.86471 | 0.86905 | 0.87342 | 0.87781 | 0.88222 | 0.88665 | 0.89111 | 0.89559 | 0.90009 | 0.90461 | 0.90916 | 0.91372 | 0.91832 | 0.92293 | 0.92757 | 0.93223 | 0.93691 | 0.94162 | 0.94635 | 0.95111 | 0.95589 | 0.96069 | 0.96552 | 0.97037 | 0.97525 | 0.98015 | 0.98507 | 0.99003 | 0.995 | 1 | 0 | 0 | 0 | 0 | 0 | 0 | 0 | 0 | 0 | 0 | 0 | 0 | 0 | 0 | 0 | 0 | 0 | 0 | 0 | 0
[8 empty] | WindDegrade | 6 | 30 | 0.86038 | 0.86471 | 0.86905 | 0.87342 | 0.87781 | 0.88222 | 0.88665 | 0.89111 | 0.89559 | 0.90009 | 0.90461 | 0.90916 | 0.91372 | 0.91832 | 0.92293 | 0.92757 | 0.93223 | 0.93691 | 0.94162 | 0.94635 | 0.95111 | 0.95589 | 0.96069 | 0.96552 | 0.97037 | 0.97525 | 0.98015 | 0.98507 | 0.99003 | 0.995 | 1 | 0 | 0 | 0 | 0 | 0 | 0 | 0 | 0 | 0 | 0 | 0 | 0 | 0 | 0 | 0 | 0 | 0 | 0 | 0
[8 empty] | WindDegrade | 6 | 31 | 0.85608 | 0.86038 | 0.86471 | 0.86905 | 0.87342 | 0.87781 | 0.88222 | 0.88665 | 0.89111 | 0.89559 | 0.90009 | 0.90461 | 0.90916 | 0.91372 | 0.91832 | 0.92293 | 0.92757 | 0.93223 | 0.93691 | 0.94162 | 0.94635 | 0.95111 | 0.95589 | 0.96069 | 0.96552 | 0.97037 | 0.97525 | 0.98015 | 0.98507 | 0.99003 | 0.995 | 1 | 0 | 0 | 0 | 0 | 0 | 0 | 0 | 0 | 0 | 0 | 0 | 0 | 0 | 0 | 0 | 0 | 0 | 0
[8 empty] | WindDegrade | 6 | 32 | 0.8518 | 0.85608 | 0.86038 | 0.86471 | 0.86905 | 0.87342 | 0.87781 | 0.88222 | 0.88665 | 0.89111 | 0.89559 | 0.90009 | 0.90461 | 0.90916 | 0.91372 | 0.91832 | 0.92293 | 0.92757 | 0.93223 | 0.93691 | 0.94162 | 0.94635 | 0.95111 | 0.95589 | 0.96069 | 0.96552 | 0.97037 | 0.97525 | 0.98015 | 0.98507 | 0.99003 | 0.995 | 1 | 0 | 0 | 0 | 0 | 0 | 0 | 0 | 0 | 0 | 0 | 0 | 0 | 0 | 0 | 0 | 0 | 0
[8 empty] | WindDegrade | 6 | 33 | 0.84754 | 0.8518 | 0.85608 | 0.86038 | 0.86471 | 0.86905 | 0.87342 | 0.87781 | 0.88222 | 0.88665 | 0.89111 | 0.89559 | 0.90009 | 0.90461 | 0.90916 | 0.91372 | 0.91832 | 0.92293 | 0.92757 | 0.93223 | 0.93691 | 0.94162 | 0.94635 | 0.95111 | 0.95589 | 0.96069 | 0.96552 | 0.97037 | 0.97525 | 0.98015 | 0.98507 | 0.99003 | 0.995 | 1 | 0 | 0 | 0 | 0 | 0 | 0 | 0 | 0 | 0 | 0 | 0 | 0 | 0 | 0 | 0 | 0
[8 empty] | WindDegrade | 6 | 34 | 0.84331 | 0.84754 | 0.8518 | 0.85608 | 0.86038 | 0.86471 | 0.86905 | 0.87342 | 0.87781 | 0.88222 | 0.88665 | 0.89111 | 0.89559 | 0.90009 | 0.90461 | 0.90916 | 0.91372 | 0.91832 | 0.92293 | 0.92757 | 0.93223 | 0.93691 | 0.94162 | 0.94635 | 0.95111 | 0.95589 | 0.96069 | 0.96552 | 0.97037 | 0.97525 | 0.98015 | 0.98507 | 0.99003 | 0.995 | 1 | 0 | 0 | 0 | 0 | 0 | 0 | 0 | 0 | 0 | 0 | 0 | 0 | 0 | 0 | 0
[8 empty] | WindDegrade | 6 | 35 | 0.83909 | 0.84331 | 0.84754 | 0.8518 | 0.85608 | 0.86038 | 0.86471 | 0.86905 | 0.87342 | 0.87781 | 0.88222 | 0.88665 | 0.89111 | 0.89559 | 0.90009 | 0.90461 | 0.90916 | 0.91372 | 0.91832 | 0.92293 | 0.92757 | 0.93223 | 0.93691 | 0.94162 | 0.94635 | 0.95111 | 0.95589 | 0.96069 | 0.96552 | 0.97037 | 0.97525 | 0.98015 | 0.98507 | 0.99003 | 0.995 | 1 | 0 | 0 | 0 | 0 | 0 | 0 | 0 | 0 | 0 | 0 | 0 | 0 | 0 | 0
[8 empty] | WindDegrade | 6 | 36 | 0.83489 | 0.83909 | 0.84331 | 0.84754 | 0.8518 | 0.85608 | 0.86038 | 0.86471 | 0.86905 | 0.87342 | 0.87781 | 0.88222 | 0.88665 | 0.89111 | 0.89559 | 0.90009 | 0.90461 | 0.90916 | 0.91372 | 0.91832 | 0.92293 | 0.92757 | 0.93223 | 0.93691 | 0.94162 | 0.94635 | 0.95111 | 0.95589 | 0.96069 | 0.96552 | 0.97037 | 0.97525 | 0.98015 | 0.98507 | 0.99003 | 0.995 | 1 | 0 | 0 | 0 | 0 | 0 | 0 | 0 | 0 | 0 | 0 | 0 | 0 | 0
[8 empty] | WindDegrade | 6 | 37 | 0.83072 | 0.83489 | 0.83909 | 0.84331 | 0.84754 | 0.8518 | 0.85608 | 0.86038 | 0.86471 | 0.86905 | 0.87342 | 0.87781 | 0.88222 | 0.88665 | 0.89111 | 0.89559 | 0.90009 | 0.90461 | 0.90916 | 0.91372 | 0.91832 | 0.92293 | 0.92757 | 0.93223 | 0.93691 | 0.94162 | 0.94635 | 0.95111 | 0.95589 | 0.96069 | 0.96552 | 0.97037 | 0.97525 | 0.98015 | 0.98507 | 0.99003 | 0.995 | 1 | 0 | 0 | 0 | 0 | 0 | 0 | 0 | 0 | 0 | 0 | 0 | 0
[8 empty] | WindDegrade | 6 | 38 | 0.82657 | 0.83072 | 0.83489 | 0.83909 | 0.84331 | 0.84754 | 0.8518 | 0.85608 | 0.86038 | 0.86471 | 0.86905 | 0.87342 | 0.87781 | 0.88222 | 0.88665 | 0.89111 | 0.89559 | 0.90009 | 0.90461 | 0.90916 | 0.91372 | 0.91832 | 0.92293 | 0.92757 | 0.93223 | 0.93691 | 0.94162 | 0.94635 | 0.95111 | 0.95589 | 0.96069 | 0.96552 | 0.97037 | 0.97525 | 0.98015 | 0.98507 | 0.99003 | 0.995 | 1 | 0 | 0 | 0 | 0 | 0 | 0 | 0 | 0 | 0 | 0 | 0
[8 empty] | WindDegrade | 6 | 39 | 0.82243 | 0.82657 | 0.83072 | 0.83489 | 0.83909 | 0.84331 | 0.84754 | 0.8518 | 0.85608 | 0.86038 | 0.86471 | 0.86905 | 0.87342 | 0.87781 | 0.88222 | 0.88665 | 0.89111 | 0.89559 | 0.90009 | 0.90461 | 0.90916 | 0.91372 | 0.91832 | 0.92293 | 0.92757 | 0.93223 | 0.93691 | 0.94162 | 0.94635 | 0.95111 | 0.95589 | 0.96069 | 0.96552 | 0.97037 | 0.97525 | 0.98015 | 0.98507 | 0.99003 | 0.995 | 1 | 0 | 0 | 0 | 0 | 0 | 0 | 0 | 0 | 0 | 0
[8 empty] | WindDegrade | 6 | 40 | 0.81832 | 0.82243 | 0.82657 | 0.83072 | 0.83489 | 0.83909 | 0.84331 | 0.84754 | 0.8518 | 0.85608 | 0.86038 | 0.86471 | 0.86905 | 0.87342 | 0.87781 | 0.88222 | 0.88665 | 0.89111 | 0.89559 | 0.90009 | 0.90461 | 0.90916 | 0.91372 | 0.91832 | 0.92293 | 0.92757 | 0.93223 | 0.93691 | 0.94162 | 0.94635 | 0.95111 | 0.95589 | 0.96069 | 0.96552 | 0.97037 | 0.97525 | 0.98015 | 0.98507 | 0.99003 | 0.995 | 1 | 0 | 0 | 0 | 0 | 0 | 0 | 0 | 0 | 0
[8 empty] | WindDegrade | 6 | 41 | 0.81423 | 0.81832 | 0.82243 | 0.82657 | 0.83072 | 0.83489 | 0.83909 | 0.84331 | 0.84754 | 0.8518 | 0.85608 | 0.86038 | 0.86471 | 0.86905 | 0.87342 | 0.87781 | 0.88222 | 0.88665 | 0.89111 | 0.89559 | 0.90009 | 0.90461 | 0.90916 | 0.91372 | 0.91832 | 0.92293 | 0.92757 | 0.93223 | 0.93691 | 0.94162 | 0.94635 | 0.95111 | 0.95589 | 0.96069 | 0.96552 | 0.97037 | 0.97525 | 0.98015 | 0.98507 | 0.99003 | 0.995 | 1 | 0 | 0 | 0 | 0 | 0 | 0 | 0 | 0
[8 empty] | WindDegrade | 6 | 42 | 0.81016 | 0.81423 | 0.81832 | 0.82243 | 0.82657 | 0.83072 | 0.83489 | 0.83909 | 0.84331 | 0.84754 | 0.8518 | 0.85608 | 0.86038 | 0.86471 | 0.86905 | 0.87342 | 0.87781 | 0.88222 | 0.88665 | 0.89111 | 0.89559 | 0.90009 | 0.90461 | 0.90916 | 0.91372 | 0.91832 | 0.92293 | 0.92757 | 0.93223 | 0.93691 | 0.94162 | 0.94635 | 0.95111 | 0.95589 | 0.96069 | 0.96552 | 0.97037 | 0.97525 | 0.98015 | 0.98507 | 0.99003 | 0.995 | 1 | 0 | 0 | 0 | 0 | 0 | 0 | 0
[8 empty] | WindDegrade | 6 | 43 | 0.80611 | 0.81016 | 0.81423 | 0.81832 | 0.82243 | 0.82657 | 0.83072 | 0.83489 | 0.83909 | 0.84331 | 0.84754 | 0.8518 | 0.85608 | 0.86038 | 0.86471 | 0.86905 | 0.87342 | 0.87781 | 0.88222 | 0.88665 | 0.89111 | 0.89559 | 0.90009 | 0.90461 | 0.90916 | 0.91372 | 0.91832 | 0.92293 | 0.92757 | 0.93223 | 0.93691 | 0.94162 | 0.94635 | 0.95111 | 0.95589 | 0.96069 | 0.96552 | 0.97037 | 0.97525 | 0.98015 | 0.98507 | 0.99003 | 0.995 | 1 | 0 | 0 | 0 | 0 | 0 | 0
[8 empty] | WindDegrade | 6 | 44 | 0.80208 | 0.80611 | 0.81016 | 0.81423 | 0.81832 | 0.82243 | 0.82657 | 0.83072 | 0.83489 | 0.83909 | 0.84331 | 0.84754 | 0.8518 | 0.85608 | 0.86038 | 0.86471 | 0.86905 | 0.87342 | 0.87781 | 0.88222 | 0.88665 | 0.89111 | 0.89559 | 0.90009 | 0.90461 | 0.90916 | 0.91372 | 0.91832 | 0.92293 | 0.92757 | 0.93223 | 0.93691 | 0.94162 | 0.94635 | 0.95111 | 0.95589 | 0.96069 | 0.96552 | 0.97037 | 0.97525 | 0.98015 | 0.98507 | 0.99003 | 0.995 | 1 | 0 | 0 | 0 | 0 | 0
[8 empty] | WindDegrade | 6 | 45 | 0.79807 | 0.80208 | 0.80611 | 0.81016 | 0.81423 | 0.81832 | 0.82243 | 0.82657 | 0.83072 | 0.83489 | 0.83909 | 0.84331 | 0.84754 | 0.8518 | 0.85608 | 0.86038 | 0.86471 | 0.86905 | 0.87342 | 0.87781 | 0.88222 | 0.88665 | 0.89111 | 0.89559 | 0.90009 | 0.90461 | 0.90916 | 0.91372 | 0.91832 | 0.92293 | 0.92757 | 0.93223 | 0.93691 | 0.94162 | 0.94635 | 0.95111 | 0.95589 | 0.96069 | 0.96552 | 0.97037 | 0.97525 | 0.98015 | 0.98507 | 0.99003 | 0.995 | 1 | 0 | 0 | 0 | 0
[8 empty] | WindDegrade | 6 | 46 | 0.79408 | 0.79807 | 0.80208 | 0.80611 | 0.81016 | 0.81423 | 0.81832 | 0.82243 | 0.82657 | 0.83072 | 0.83489 | 0.83909 | 0.84331 | 0.84754 | 0.8518 | 0.85608 | 0.86038 | 0.86471 | 0.86905 | 0.87342 | 0.87781 | 0.88222 | 0.88665 | 0.89111 | 0.89559 | 0.90009 | 0.90461 | 0.90916 | 0.91372 | 0.91832 | 0.92293 | 0.92757 | 0.93223 | 0.93691 | 0.94162 | 0.94635 | 0.95111 | 0.95589 | 0.96069 | 0.96552 | 0.97037 | 0.97525 | 0.98015 | 0.98507 | 0.99003 | 0.995 | 1 | 0 | 0 | 0
[8 empty] | WindDegrade | 6 | 47 | 0.7901 | 0.79408 | 0.79807 | 0.80208 | 0.80611 | 0.81016 | 0.81423 | 0.81832 | 0.82243 | 0.82657 | 0.83072 | 0.83489 | 0.83909 | 0.84331 | 0.84754 | 0.8518 | 0.85608 | 0.86038 | 0.86471 | 0.86905 | 0.87342 | 0.87781 | 0.88222 | 0.88665 | 0.89111 | 0.89559 | 0.90009 | 0.90461 | 0.90916 | 0.91372 | 0.91832 | 0.92293 | 0.92757 | 0.93223 | 0.93691 | 0.94162 | 0.94635 | 0.95111 | 0.95589 | 0.96069 | 0.96552 | 0.97037 | 0.97525 | 0.98015 | 0.98507 | 0.99003 | 0.995 | 1 | 0 | 0
[8 empty] | WindDegrade | 6 | 48 | 0.78615 | 0.7901 | 0.79408 | 0.79807 | 0.80208 | 0.80611 | 0.81016 | 0.81423 | 0.81832 | 0.82243 | 0.82657 | 0.83072 | 0.83489 | 0.83909 | 0.84331 | 0.84754 | 0.8518 | 0.85608 | 0.86038 | 0.86471 | 0.86905 | 0.87342 | 0.87781 | 0.88222 | 0.88665 | 0.89111 | 0.89559 | 0.90009 | 0.90461 | 0.90916 | 0.91372 | 0.91832 | 0.92293 | 0.92757 | 0.93223 | 0.93691 | 0.94162 | 0.94635 | 0.95111 | 0.95589 | 0.96069 | 0.96552 | 0.97037 | 0.97525 | 0.98015 | 0.98507 | 0.99003 | 0.995 | 1 | 0
[8 empty] | WindDegrade | 6 | 49 | 0.78222 | 0.78615 | 0.7901 | 0.79408 | 0.79807 | 0.80208 | 0.80611 | 0.81016 | 0.81423 | 0.81832 | 0.82243 | 0.82657 | 0.83072 | 0.83489 | 0.83909 | 0.84331 | 0.84754 | 0.8518 | 0.85608 | 0.86038 | 0.86471 | 0.86905 | 0.87342 | 0.87781 | 0.88222 | 0.88665 | 0.89111 | 0.89559 | 0.90009 | 0.90461 | 0.90916 | 0.91372 | 0.91832 | 0.92293 | 0.92757 | 0.93223 | 0.93691 | 0.94162 | 0.94635 | 0.95111 | 0.95589 | 0.96069 | 0.96552 | 0.97037 | 0.97525 | 0.98015 | 0.98507 | 0.99003 | 0.995 | 1
[8 empty] | WindDegrade | 6 | 50 | 0.77831 | 0.78222 | 0.78615 | 0.7901 | 0.79408 | 0.79807 | 0.80208 | 0.80611 | 0.81016 | 0.81423 | 0.81832 | 0.82243 | 0.82657 | 0.83072 | 0.83489 | 0.83909 | 0.84331 | 0.84754 | 0.8518 | 0.85608 | 0.86038 | 0.86471 | 0.86905 | 0.87342 | 0.87781 | 0.88222 | 0.88665 | 0.89111 | 0.89559 | 0.90009 | 0.90461 | 0.90916 | 0.91372 | 0.91832 | 0.92293 | 0.92757 | 0.93223 | 0.93691 | 0.94162 | 0.94635 | 0.95111 | 0.95589 | 0.96069 | 0.96552 | 0.97037 | 0.97525 | 0.98015 | 0.98507 | 0.99003 | 0.995
[8 empty] | PPA_0.0 | 7 | 0 | 1 | 0 | 0 | 0 | 0 | 0 | 0 | 0 | 0 | 0 | 0 | 0 | 0 | 0 | 0 | 0 | 0 | 0 | 0 | 0 | 0 | 0 | 0 | 0 | 0 | 0 | 0 | 0 | 0 | 0 | 0 | 0 | 0 | 0 | 0 | 0 | 0 | 0 | 0 | 0 | 0 | 0 | 0 | 0 | 0 | 0 | 0 | 0 | 0 | 0
[8 empty] | PPA_0.0 | 7 | 1 | 1 | 1 | 0 | 0 | 0 | 0 | 0 | 0 | 0 | 0 | 0 | 0 | 0 | 0 | 0 | 0 | 0 | 0 | 0 | 0 | 0 | 0 | 0 | 0 | 0 | 0 | 0 | 0 | 0 | 0 | 0 | 0 | 0 | 0 | 0 | 0 | 0 | 0 | 0 | 0 | 0 | 0 | 0 | 0 | 0 | 0 | 0 | 0 | 0 | 0
[8 empty] | PPA_0.0 | 7 | 2 | 1 | 1 | 1 | 0 | 0 | 0 | 0 | 0 | 0 | 0 | 0 | 0 | 0 | 0 | 0 | 0 | 0 | 0 | 0 | 0 | 0 | 0 | 0 | 0 | 0 | 0 | 0 | 0 | 0 | 0 | 0 | 0 | 0 | 0 | 0 | 0 | 0 | 0 | 0 | 0 | 0 | 0 | 0 | 0 | 0 | 0 | 0 | 0 | 0 | 0
[8 empty] | PPA_0.0 | 7 | 3 | 1 | 1 | 1 | 1 | 0 | 0 | 0 | 0 | 0 | 0 | 0 | 0 | 0 | 0 | 0 | 0 | 0 | 0 | 0 | 0 | 0 | 0 | 0 | 0 | 0 | 0 | 0 | 0 | 0 | 0 | 0 | 0 | 0 | 0 | 0 | 0 | 0 | 0 | 0 | 0 | 0 | 0 | 0 | 0 | 0 | 0 | 0 | 0 | 0 | 0
[8 empty] | PPA_0.0 | 7 | 4 | 1 | 1 | 1 | 1 | 1 | 0 | 0 | 0 | 0 | 0 | 0 | 0 | 0 | 0 | 0 | 0 | 0 | 0 | 0 | 0 | 0 | 0 | 0 | 0 | 0 | 0 | 0 | 0 | 0 | 0 | 0 | 0 | 0 | 0 | 0 | 0 | 0 | 0 | 0 | 0 | 0 | 0 | 0 | 0 | 0 | 0 | 0 | 0 | 0 | 0
[8 empty] | PPA_0.0 | 7 | 5 | 1 | 1 | 1 | 1 | 1 | 1 | 0 | 0 | 0 | 0 | 0 | 0 | 0 | 0 | 0 | 0 | 0 | 0 | 0 | 0 | 0 | 0 | 0 | 0 | 0 | 0 | 0 | 0 | 0 | 0 | 0 | 0 | 0 | 0 | 0 | 0 | 0 | 0 | 0 | 0 | 0 | 0 | 0 | 0 | 0 | 0 | 0 | 0 | 0 | 0
[8 empty] | PPA_0.0 | 7 | 6 | 1 | 1 | 1 | 1 | 1 | 1 | 1 | 0 | 0 | 0 | 0 | 0 | 0 | 0 | 0 | 0 | 0 | 0 | 0 | 0 | 0 | 0 | 0 | 0 | 0 | 0 | 0 | 0 | 0 | 0 | 0 | 0 | 0 | 0 | 0 | 0 | 0 | 0 | 0 | 0 | 0 | 0 | 0 | 0 | 0 | 0 | 0 | 0 | 0 | 0
[8 empty] | PPA_0.0 | 7 | 7 | 1 | 1 | 1 | 1 | 1 | 1 | 1 | 1 | 0 | 0 | 0 | 0 | 0 | 0 | 0 | 0 | 0 | 0 | 0 | 0 | 0 | 0 | 0 | 0 | 0 | 0 | 0 | 0 | 0 | 0 | 0 | 0 | 0 | 0 | 0 | 0 | 0 | 0 | 0 | 0 | 0 | 0 | 0 | 0 | 0 | 0 | 0 | 0 | 0 | 0
[8 empty] | PPA_0.0 | 7 | 8 | 1 | 1 | 1 | 1 | 1 | 1 | 1 | 1 | 1 | 0 | 0 | 0 | 0 | 0 | 0 | 0 | 0 | 0 | 0 | 0 | 0 | 0 | 0 | 0 | 0 | 0 | 0 | 0 | 0 | 0 | 0 | 0 | 0 | 0 | 0 | 0 | 0 | 0 | 0 | 0 | 0 | 0 | 0 | 0 | 0 | 0 | 0 | 0 | 0 | 0
[8 empty] | PPA_0.0 | 7 | 9 | 1 | 1 | 1 | 1 | 1 | 1 | 1 | 1 | 1 | 1 | 0 | 0 | 0 | 0 | 0 | 0 | 0 | 0 | 0 | 0 | 0 | 0 | 0 | 0 | 0 | 0 | 0 | 0 | 0 | 0 | 0 | 0 | 0 | 0 | 0 | 0 | 0 | 0 | 0 | 0 | 0 | 0 | 0 | 0 | 0 | 0 | 0 | 0 | 0 | 0
[8 empty] | PPA_0.0 | 7 | 10 | 1 | 1 | 1 | 1 | 1 | 1 | 1 | 1 | 1 | 1 | 1 | 0 | 0 | 0 | 0 | 0 | 0 | 0 | 0 | 0 | 0 | 0 | 0 | 0 | 0 | 0 | 0 | 0 | 0 | 0 | 0 | 0 | 0 | 0 | 0 | 0 | 0 | 0 | 0 | 0 | 0 | 0 | 0 | 0 | 0 | 0 | 0 | 0 | 0 | 0
[8 empty] | PPA_0.0 | 7 | 11 | 1 | 1 | 1 | 1 | 1 | 1 | 1 | 1 | 1 | 1 | 1 | 1 | 0 | 0 | 0 | 0 | 0 | 0 | 0 | 0 | 0 | 0 | 0 | 0 | 0 | 0 | 0 | 0 | 0 | 0 | 0 | 0 | 0 | 0 | 0 | 0 | 0 | 0 | 0 | 0 | 0 | 0 | 0 | 0 | 0 | 0 | 0 | 0 | 0 | 0
[8 empty] | PPA_0.0 | 7 | 12 | 1 | 1 | 1 | 1 | 1 | 1 | 1 | 1 | 1 | 1 | 1 | 1 | 1 | 0 | 0 | 0 | 0 | 0 | 0 | 0 | 0 | 0 | 0 | 0 | 0 | 0 | 0 | 0 | 0 | 0 | 0 | 0 | 0 | 0 | 0 | 0 | 0 | 0 | 0 | 0 | 0 | 0 | 0 | 0 | 0 | 0 | 0 | 0 | 0 | 0
[8 empty] | PPA_0.0 | 7 | 13 | 1 | 1 | 1 | 1 | 1 | 1 | 1 | 1 | 1 | 1 | 1 | 1 | 1 | 1 | 0 | 0 | 0 | 0 | 0 | 0 | 0 | 0 | 0 | 0 | 0 | 0 | 0 | 0 | 0 | 0 | 0 | 0 | 0 | 0 | 0 | 0 | 0 | 0 | 0 | 0 | 0 | 0 | 0 | 0 | 0 | 0 | 0 | 0 | 0 | 0
[8 empty] | PPA_0.0 | 7 | 14 | 1 | 1 | 1 | 1 | 1 | 1 | 1 | 1 | 1 | 1 | 1 | 1 | 1 | 1 | 1 | 0 | 0 | 0 | 0 | 0 | 0 | 0 | 0 | 0 | 0 | 0 | 0 | 0 | 0 | 0 | 0 | 0 | 0 | 0 | 0 | 0 | 0 | 0 | 0 | 0 | 0 | 0 | 0 | 0 | 0 | 0 | 0 | 0 | 0 | 0
[8 empty] | PPA_0.0 | 7 | 15 | 1 | 1 | 1 | 1 | 1 | 1 | 1 | 1 | 1 | 1 | 1 | 1 | 1 | 1 | 1 | 1 | 0 | 0 | 0 | 0 | 0 | 0 | 0 | 0 | 0 | 0 | 0 | 0 | 0 | 0 | 0 | 0 | 0 | 0 | 0 | 0 | 0 | 0 | 0 | 0 | 0 | 0 | 0 | 0 | 0 | 0 | 0 | 0 | 0 | 0
[8 empty] | PPA_0.0 | 7 | 16 | 1 | 1 | 1 | 1 | 1 | 1 | 1 | 1 | 1 | 1 | 1 | 1 | 1 | 1 | 1 | 1 | 1 | 0 | 0 | 0 | 0 | 0 | 0 | 0 | 0 | 0 | 0 | 0 | 0 | 0 | 0 | 0 | 0 | 0 | 0 | 0 | 0 | 0 | 0 | 0 | 0 | 0 | 0 | 0 | 0 | 0 | 0 | 0 | 0 | 0
[8 empty] | PPA_0.0 | 7 | 17 | 1 | 1 | 1 | 1 | 1 | 1 | 1 | 1 | 1 | 1 | 1 | 1 | 1 | 1 | 1 | 1 | 1 | 1 | 0 | 0 | 0 | 0 | 0 | 0 | 0 | 0 | 0 | 0 | 0 | 0 | 0 | 0 | 0 | 0 | 0 | 0 | 0 | 0 | 0 | 0 | 0 | 0 | 0 | 0 | 0 | 0 | 0 | 0 | 0 | 0
[8 empty] | PPA_0.0 | 7 | 18 | 1 | 1 | 1 | 1 | 1 | 1 | 1 | 1 | 1 | 1 | 1 | 1 | 1 | 1 | 1 | 1 | 1 | 1 | 1 | 0 | 0 | 0 | 0 | 0 | 0 | 0 | 0 | 0 | 0 | 0 | 0 | 0 | 0 | 0 | 0 | 0 | 0 | 0 | 0 | 0 | 0 | 0 | 0 | 0 | 0 | 0 | 0 | 0 | 0 | 0
[8 empty] | PPA_0.0 | 7 | 19 | 1 | 1 | 1 | 1 | 1 | 1 | 1 | 1 | 1 | 1 | 1 | 1 | 1 | 1 | 1 | 1 | 1 | 1 | 1 | 1 | 0 | 0 | 0 | 0 | 0 | 0 | 0 | 0 | 0 | 0 | 0 | 0 | 0 | 0 | 0 | 0 | 0 | 0 | 0 | 0 | 0 | 0 | 0 | 0 | 0 | 0 | 0 | 0 | 0 | 0
[8 empty] | PPA_0.0 | 7 | 20 | 1 | 1 | 1 | 1 | 1 | 1 | 1 | 1 | 1 | 1 | 1 | 1 | 1 | 1 | 1 | 1 | 1 | 1 | 1 | 1 | 1 | 0 | 0 | 0 | 0 | 0 | 0 | 0 | 0 | 0 | 0 | 0 | 0 | 0 | 0 | 0 | 0 | 0 | 0 | 0 | 0 | 0 | 0 | 0 | 0 | 0 | 0 | 0 | 0 | 0
[8 empty] | PPA_0.0 | 7 | 21 | 1 | 1 | 1 | 1 | 1 | 1 | 1 | 1 | 1 | 1 | 1 | 1 | 1 | 1 | 1 | 1 | 1 | 1 | 1 | 1 | 1 | 1 | 0 | 0 | 0 | 0 | 0 | 0 | 0 | 0 | 0 | 0 | 0 | 0 | 0 | 0 | 0 | 0 | 0 | 0 | 0 | 0 | 0 | 0 | 0 | 0 | 0 | 0 | 0 | 0
[8 empty] | PPA_0.0 | 7 | 22 | 1 | 1 | 1 | 1 | 1 | 1 | 1 | 1 | 1 | 1 | 1 | 1 | 1 | 1 | 1 | 1 | 1 | 1 | 1 | 1 | 1 | 1 | 1 | 0 | 0 | 0 | 0 | 0 | 0 | 0 | 0 | 0 | 0 | 0 | 0 | 0 | 0 | 0 | 0 | 0 | 0 | 0 | 0 | 0 | 0 | 0 | 0 | 0 | 0 | 0
[8 empty] | PPA_0.0 | 7 | 23 | 1 | 1 | 1 | 1 | 1 | 1 | 1 | 1 | 1 | 1 | 1 | 1 | 1 | 1 | 1 | 1 | 1 | 1 | 1 | 1 | 1 | 1 | 1 | 1 | 0 | 0 | 0 | 0 | 0 | 0 | 0 | 0 | 0 | 0 | 0 | 0 | 0 | 0 | 0 | 0 | 0 | 0 | 0 | 0 | 0 | 0 | 0 | 0 | 0 | 0
[8 empty] | PPA_0.0 | 7 | 24 | 1 | 1 | 1 | 1 | 1 | 1 | 1 | 1 | 1 | 1 | 1 | 1 | 1 | 1 | 1 | 1 | 1 | 1 | 1 | 1 | 1 | 1 | 1 | 1 | 1 | 0 | 0 | 0 | 0 | 0 | 0 | 0 | 0 | 0 | 0 | 0 | 0 | 0 | 0 | 0 | 0 | 0 | 0 | 0 | 0 | 0 | 0 | 0 | 0 | 0
[8 empty] | PPA_0.0 | 7 | 25 | 1 | 1 | 1 | 1 | 1 | 1 | 1 | 1 | 1 | 1 | 1 | 1 | 1 | 1 | 1 | 1 | 1 | 1 | 1 | 1 | 1 | 1 | 1 | 1 | 1 | 1 | 0 | 0 | 0 | 0 | 0 | 0 | 0 | 0 | 0 | 0 | 0 | 0 | 0 | 0 | 0 | 0 | 0 | 0 | 0 | 0 | 0 | 0 | 0 | 0
[8 empty] | PPA_0.0 | 7 | 26 | 1 | 1 | 1 | 1 | 1 | 1 | 1 | 1 | 1 | 1 | 1 | 1 | 1 | 1 | 1 | 1 | 1 | 1 | 1 | 1 | 1 | 1 | 1 | 1 | 1 | 1 | 1 | 0 | 0 | 0 | 0 | 0 | 0 | 0 | 0 | 0 | 0 | 0 | 0 | 0 | 0 | 0 | 0 | 0 | 0 | 0 | 0 | 0 | 0 | 0
[8 empty] | PPA_0.0 | 7 | 27 | 1 | 1 | 1 | 1 | 1 | 1 | 1 | 1 | 1 | 1 | 1 | 1 | 1 | 1 | 1 | 1 | 1 | 1 | 1 | 1 | 1 | 1 | 1 | 1 | 1 | 1 | 1 | 1 | 0 | 0 | 0 | 0 | 0 | 0 | 0 | 0 | 0 | 0 | 0 | 0 | 0 | 0 | 0 | 0 | 0 | 0 | 0 | 0 | 0 | 0
[8 empty] | PPA_0.0 | 7 | 28 | 1 | 1 | 1 | 1 | 1 | 1 | 1 | 1 | 1 | 1 | 1 | 1 | 1 | 1 | 1 | 1 | 1 | 1 | 1 | 1 | 1 | 1 | 1 | 1 | 1 | 1 | 1 | 1 | 1 | 0 | 0 | 0 | 0 | 0 | 0 | 0 | 0 | 0 | 0 | 0 | 0 | 0 | 0 | 0 | 0 | 0 | 0 | 0 | 0 | 0
[8 empty] | PPA_0.0 | 7 | 29 | 1 | 1 | 1 | 1 | 1 | 1 | 1 | 1 | 1 | 1 | 1 | 1 | 1 | 1 | 1 | 1 | 1 | 1 | 1 | 1 | 1 | 1 | 1 | 1 | 1 | 1 | 1 | 1 | 1 | 1 | 0 | 0 | 0 | 0 | 0 | 0 | 0 | 0 | 0 | 0 | 0 | 0 | 0 | 0 | 0 | 0 | 0 | 0 | 0 | 0
[8 empty] | PPA_0.0 | 7 | 30 | 1 | 1 | 1 | 1 | 1 | 1 | 1 | 1 | 1 | 1 | 1 | 1 | 1 | 1 | 1 | 1 | 1 | 1 | 1 | 1 | 1 | 1 | 1 | 1 | 1 | 1 | 1 | 1 | 1 | 1 | 1 | 0 | 0 | 0 | 0 | 0 | 0 | 0 | 0 | 0 | 0 | 0 | 0 | 0 | 0 | 0 | 0 | 0 | 0 | 0
[8 empty] | PPA_0.0 | 7 | 31 | 1 | 1 | 1 | 1 | 1 | 1 | 1 | 1 | 1 | 1 | 1 | 1 | 1 | 1 | 1 | 1 | 1 | 1 | 1 | 1 | 1 | 1 | 1 | 1 | 1 | 1 | 1 | 1 | 1 | 1 | 1 | 1 | 0 | 0 | 0 | 0 | 0 | 0 | 0 | 0 | 0 | 0 | 0 | 0 | 0 | 0 | 0 | 0 | 0 | 0
[8 empty] | PPA_0.0 | 7 | 32 | 1 | 1 | 1 | 1 | 1 | 1 | 1 | 1 | 1 | 1 | 1 | 1 | 1 | 1 | 1 | 1 | 1 | 1 | 1 | 1 | 1 | 1 | 1 | 1 | 1 | 1 | 1 | 1 | 1 | 1 | 1 | 1 | 1 | 0 | 0 | 0 | 0 | 0 | 0 | 0 | 0 | 0 | 0 | 0 | 0 | 0 | 0 | 0 | 0 | 0
[8 empty] | PPA_0.0 | 7 | 33 | 1 | 1 | 1 | 1 | 1 | 1 | 1 | 1 | 1 | 1 | 1 | 1 | 1 | 1 | 1 | 1 | 1 | 1 | 1 | 1 | 1 | 1 | 1 | 1 | 1 | 1 | 1 | 1 | 1 | 1 | 1 | 1 | 1 | 1 | 0 | 0 | 0 | 0 | 0 | 0 | 0 | 0 | 0 | 0 | 0 | 0 | 0 | 0 | 0 | 0
[8 empty] | PPA_0.0 | 7 | 34 | 1 | 1 | 1 | 1 | 1 | 1 | 1 | 1 | 1 | 1 | 1 | 1 | 1 | 1 | 1 | 1 | 1 | 1 | 1 | 1 | 1 | 1 | 1 | 1 | 1 | 1 | 1 | 1 | 1 | 1 | 1 | 1 | 1 | 1 | 1 | 0 | 0 | 0 | 0 | 0 | 0 | 0 | 0 | 0 | 0 | 0 | 0 | 0 | 0 | 0
[8 empty] | PPA_0.0 | 7 | 35 | 1 | 1 | 1 | 1 | 1 | 1 | 1 | 1 | 1 | 1 | 1 | 1 | 1 | 1 | 1 | 1 | 1 | 1 | 1 | 1 | 1 | 1 | 1 | 1 | 1 | 1 | 1 | 1 | 1 | 1 | 1 | 1 | 1 | 1 | 1 | 1 | 0 | 0 | 0 | 0 | 0 | 0 | 0 | 0 | 0 | 0 | 0 | 0 | 0 | 0
[8 empty] | PPA_0.0 | 7 | 36 | 1 | 1 | 1 | 1 | 1 | 1 | 1 | 1 | 1 | 1 | 1 | 1 | 1 | 1 | 1 | 1 | 1 | 1 | 1 | 1 | 1 | 1 | 1 | 1 | 1 | 1 | 1 | 1 | 1 | 1 | 1 | 1 | 1 | 1 | 1 | 1 | 1 | 0 | 0 | 0 | 0 | 0 | 0 | 0 | 0 | 0 | 0 | 0 | 0 | 0
[8 empty] | PPA_0.0 | 7 | 37 | 1 | 1 | 1 | 1 | 1 | 1 | 1 | 1 | 1 | 1 | 1 | 1 | 1 | 1 | 1 | 1 | 1 | 1 | 1 | 1 | 1 | 1 | 1 | 1 | 1 | 1 | 1 | 1 | 1 | 1 | 1 | 1 | 1 | 1 | 1 | 1 | 1 | 1 | 0 | 0 | 0 | 0 | 0 | 0 | 0 | 0 | 0 | 0 | 0 | 0
[8 empty] | PPA_0.0 | 7 | 38 | 1 | 1 | 1 | 1 | 1 | 1 | 1 | 1 | 1 | 1 | 1 | 1 | 1 | 1 | 1 | 1 | 1 | 1 | 1 | 1 | 1 | 1 | 1 | 1 | 1 | 1 | 1 | 1 | 1 | 1 | 1 | 1 | 1 | 1 | 1 | 1 | 1 | 1 | 1 | 0 | 0 | 0 | 0 | 0 | 0 | 0 | 0 | 0 | 0 | 0
[8 empty] | PPA_0.0 | 7 | 39 | 1 | 1 | 1 | 1 | 1 | 1 | 1 | 1 | 1 | 1 | 1 | 1 | 1 | 1 | 1 | 1 | 1 | 1 | 1 | 1 | 1 | 1 | 1 | 1 | 1 | 1 | 1 | 1 | 1 | 1 | 1 | 1 | 1 | 1 | 1 | 1 | 1 | 1 | 1 | 1 | 0 | 0 | 0 | 0 | 0 | 0 | 0 | 0 | 0 | 0
[8 empty] | PPA_0.0 | 7 | 40 | 1 | 1 | 1 | 1 | 1 | 1 | 1 | 1 | 1 | 1 | 1 | 1 | 1 | 1 | 1 | 1 | 1 | 1 | 1 | 1 | 1 | 1 | 1 | 1 | 1 | 1 | 1 | 1 | 1 | 1 | 1 | 1 | 1 | 1 | 1 | 1 | 1 | 1 | 1 | 1 | 1 | 0 | 0 | 0 | 0 | 0 | 0 | 0 | 0 | 0
[8 empty] | PPA_0.0 | 7 | 41 | 1 | 1 | 1 | 1 | 1 | 1 | 1 | 1 | 1 | 1 | 1 | 1 | 1 | 1 | 1 | 1 | 1 | 1 | 1 | 1 | 1 | 1 | 1 | 1 | 1 | 1 | 1 | 1 | 1 | 1 | 1 | 1 | 1 | 1 | 1 | 1 | 1 | 1 | 1 | 1 | 1 | 1 | 0 | 0 | 0 | 0 | 0 | 0 | 0 | 0
[8 empty] | PPA_0.0 | 7 | 42 | 1 | 1 | 1 | 1 | 1 | 1 | 1 | 1 | 1 | 1 | 1 | 1 | 1 | 1 | 1 | 1 | 1 | 1 | 1 | 1 | 1 | 1 | 1 | 1 | 1 | 1 | 1 | 1 | 1 | 1 | 1 | 1 | 1 | 1 | 1 | 1 | 1 | 1 | 1 | 1 | 1 | 1 | 1 | 0 | 0 | 0 | 0 | 0 | 0 | 0
[8 empty] | PPA_0.0 | 7 | 43 | 1 | 1 | 1 | 1 | 1 | 1 | 1 | 1 | 1 | 1 | 1 | 1 | 1 | 1 | 1 | 1 | 1 | 1 | 1 | 1 | 1 | 1 | 1 | 1 | 1 | 1 | 1 | 1 | 1 | 1 | 1 | 1 | 1 | 1 | 1 | 1 | 1 | 1 | 1 | 1 | 1 | 1 | 1 | 1 | 0 | 0 | 0 | 0 | 0 | 0
[8 empty] | PPA_0.0 | 7 | 44 | 1 | 1 | 1 | 1 | 1 | 1 | 1 | 1 | 1 | 1 | 1 | 1 | 1 | 1 | 1 | 1 | 1 | 1 | 1 | 1 | 1 | 1 | 1 | 1 | 1 | 1 | 1 | 1 | 1 | 1 | 1 | 1 | 1 | 1 | 1 | 1 | 1 | 1 | 1 | 1 | 1 | 1 | 1 | 1 | 1 | 0 | 0 | 0 | 0 | 0
[8 empty] | PPA_0.0 | 7 | 45 | 1 | 1 | 1 | 1 | 1 | 1 | 1 | 1 | 1 | 1 | 1 | 1 | 1 | 1 | 1 | 1 | 1 | 1 | 1 | 1 | 1 | 1 | 1 | 1 | 1 | 1 | 1 | 1 | 1 | 1 | 1 | 1 | 1 | 1 | 1 | 1 | 1 | 1 | 1 | 1 | 1 | 1 | 1 | 1 | 1 | 1 | 0 | 0 | 0 | 0
[8 empty] | PPA_0.0 | 7 | 46 | 1 | 1 | 1 | 1 | 1 | 1 | 1 | 1 | 1 | 1 | 1 | 1 | 1 | 1 | 1 | 1 | 1 | 1 | 1 | 1 | 1 | 1 | 1 | 1 | 1 | 1 | 1 | 1 | 1 | 1 | 1 | 1 | 1 | 1 | 1 | 1 | 1 | 1 | 1 | 1 | 1 | 1 | 1 | 1 | 1 | 1 | 1 | 0 | 0 | 0
[8 empty] | PPA_0.0 | 7 | 47 | 1 | 1 | 1 | 1 | 1 | 1 | 1 | 1 | 1 | 1 | 1 | 1 | 1 | 1 | 1 | 1 | 1 | 1 | 1 | 1 | 1 | 1 | 1 | 1 | 1 | 1 | 1 | 1 | 1 | 1 | 1 | 1 | 1 | 1 | 1 | 1 | 1 | 1 | 1 | 1 | 1 | 1 | 1 | 1 | 1 | 1 | 1 | 1 | 0 | 0
[8 empty] | PPA_0.0 | 7 | 48 | 1 | 1 | 1 | 1 | 1 | 1 | 1 | 1 | 1 | 1 | 1 | 1 | 1 | 1 | 1 | 1 | 1 | 1 | 1 | 1 | 1 | 1 | 1 | 1 | 1 | 1 | 1 | 1 | 1 | 1 | 1 | 1 | 1 | 1 | 1 | 1 | 1 | 1 | 1 | 1 | 1 | 1 | 1 | 1 | 1 | 1 | 1 | 1 | 1 | 0
[8 empty] | PPA_0.0 | 7 | 49 | bar: 2021 0 to 2070 49
[8 empty] | PPA_0.0 | 7 | 50 | bar: 2021 0 to 2070 49
[8 empty] | PPA_1.0 | 8 | 0 | 1 | 0 | 0 | 0 | 0 | 0 | 0 | 0 | 0 | 0 | 0 | 0 | 0 | 0 | 0 | 0 | 0 | 0 | 0 | 0 | 0 | 0 | 0 | 0 | 0 | 0 | 0 | 0 | 0 | 0 | 0 | 0 | 0 | 0 | 0 | 0 | 0 | 0 | 0 | 0 | 0 | 0 | 0 | 0 | 0 | 0 | 0 | 0 | 0 | 0
[8 empty] | PPA_1.0 | 8 | 1 | 1.01 | 1 | 0 | 0 | 0 | 0 | 0 | 0 | 0 | 0 | 0 | 0 | 0 | 0 | 0 | 0 | 0 | 0 | 0 | 0 | 0 | 0 | 0 | 0 | 0 | 0 | 0 | 0 | 0 | 0 | 0 | 0 | 0 | 0 | 0 | 0 | 0 | 0 | 0 | 0 | 0 | 0 | 0 | 0 | 0 | 0 | 0 | 0 | 0 | 0
[8 empty] | PPA_1.0 | 8 | 2 | 1.0201 | 1.01 | 1 | 0 | 0 | 0 | 0 | 0 | 0 | 0 | 0 | 0 | 0 | 0 | 0 | 0 | 0 | 0 | 0 | 0 | 0 | 0 | 0 | 0 | 0 | 0 | 0 | 0 | 0 | 0 | 0 | 0 | 0 | 0 | 0 | 0 | 0 | 0 | 0 | 0 | 0 | 0 | 0 | 0 | 0 | 0 | 0 | 0 | 0 | 0
[8 empty] | PPA_1.0 | 8 | 3 | 1.0303 | 1.0201 | 1.01 | 1 | 0 | 0 | 0 | 0 | 0 | 0 | 0 | 0 | 0 | 0 | 0 | 0 | 0 | 0 | 0 | 0 | 0 | 0 | 0 | 0 | 0 | 0 | 0 | 0 | 0 | 0 | 0 | 0 | 0 | 0 | 0 | 0 | 0 | 0 | 0 | 0 | 0 | 0 | 0 | 0 | 0 | 0 | 0 | 0 | 0 | 0
[8 empty] | PPA_1.0 | 8 | 4 | 1.0406 | 1.0303 | 1.0201 | 1.01 | 1 | 0 | 0 | 0 | 0 | 0 | 0 | 0 | 0 | 0 | 0 | 0 | 0 | 0 | 0 | 0 | 0 | 0 | 0 | 0 | 0 | 0 | 0 | 0 | 0 | 0 | 0 | 0 | 0 | 0 | 0 | 0 | 0 | 0 | 0 | 0 | 0 | 0 | 0 | 0 | 0 | 0 | 0 | 0 | 0 | 0
[8 empty] | PPA_1.0 | 8 | 5 | 1.051 | 1.0406 | 1.0303 | 1.0201 | 1.01 | 1 | 0 | 0 | 0 | 0 | 0 | 0 | 0 | 0 | 0 | 0 | 0 | 0 | 0 | 0 | 0 | 0 | 0 | 0 | 0 | 0 | 0 | 0 | 0 | 0 | 0 | 0 | 0 | 0 | 0 | 0 | 0 | 0 | 0 | 0 | 0 | 0 | 0 | 0 | 0 | 0 | 0 | 0 | 0 | 0
[8 empty] | PPA_1.0 | 8 | 6 | 1.0615 | 1.051 | 1.0406 | 1.0303 | 1.0201 | 1.01 | 1 | 0 | 0 | 0 | 0 | 0 | 0 | 0 | 0 | 0 | 0 | 0 | 0 | 0 | 0 | 0 | 0 | 0 | 0 | 0 | 0 | 0 | 0 | 0 | 0 | 0 | 0 | 0 | 0 | 0 | 0 | 0 | 0 | 0 | 0 | 0 | 0 | 0 | 0 | 0 | 0 | 0 | 0 | 0
[8 empty] | PPA_1.0 | 8 | 7 | 1.0721 | 1.0615 | 1.051 | 1.0406 | 1.0303 | 1.0201 | 1.01 | 1 | 0 | 0 | 0 | 0 | 0 | 0 | 0 | 0 | 0 | 0 | 0 | 0 | 0 | 0 | 0 | 0 | 0 | 0 | 0 | 0 | 0 | 0 | 0 | 0 | 0 | 0 | 0 | 0 | 0 | 0 | 0 | 0 | 0 | 0 | 0 | 0 | 0 | 0 | 0 | 0 | 0 | 0
[8 empty] | PPA_1.0 | 8 | 8 | 1.0829 | 1.0721 | 1.0615 | 1.051 | 1.0406 | 1.0303 | 1.0201 | 1.01 | 1 | 0 | 0 | 0 | 0 | 0 | 0 | 0 | 0 | 0 | 0 | 0 | 0 | 0 | 0 | 0 | 0 | 0 | 0 | 0 | 0 | 0 | 0 | 0 | 0 | 0 | 0 | 0 | 0 | 0 | 0 | 0 | 0 | 0 | 0 | 0 | 0 | 0 | 0 | 0 | 0 | 0
[8 empty] | PPA_1.0 | 8 | 9 | 1.0937 | 1.0829 | 1.0721 | 1.0615 | 1.051 | 1.0406 | 1.0303 | 1.0201 | 1.01 | 1 | 0 | 0 | 0 | 0 | 0 | 0 | 0 | 0 | 0 | 0 | 0 | 0 | 0 | 0 | 0 | 0 | 0 | 0 | 0 | 0 | 0 | 0 | 0 | 0 | 0 | 0 | 0 | 0 | 0 | 0 | 0 | 0 | 0 | 0 | 0 | 0 | 0 | 0 | 0 | 0
[8 empty] | PPA_1.0 | 8 | 10 | 1.1046 | 1.0937 | 1.0829 | 1.0721 | 1.0615 | 1.051 | 1.0406 | 1.0303 | 1.0201 | 1.01 | 1 | 0 | 0 | 0 | 0 | 0 | 0 | 0 | 0 | 0 | 0 | 0 | 0 | 0 | 0 | 0 | 0 | 0 | 0 | 0 | 0 | 0 | 0 | 0 | 0 | 0 | 0 | 0 | 0 | 0 | 0 | 0 | 0 | 0 | 0 | 0 | 0 | 0 | 0 | 0
[8 empty] | PPA_1.0 | 8 | 11 | 1.1157 | 1.1046 | 1.0937 | 1.0829 | 1.0721 | 1.0615 | 1.051 | 1.0406 | 1.0303 | 1.0201 | 1.01 | 1 | 0 | 0 | 0 | 0 | 0 | 0 | 0 | 0 | 0 | 0 | 0 | 0 | 0 | 0 | 0 | 0 | 0 | 0 | 0 | 0 | 0 | 0 | 0 | 0 | 0 | 0 | 0 | 0 | 0 | 0 | 0 | 0 | 0 | 0 | 0 | 0 | 0 | 0
[8 empty] | PPA_1.0 | 8 | 12 | 1.1268 | 1.1157 | 1.1046 | 1.0937 | 1.0829 | 1.0721 | 1.0615 | 1.051 | 1.0406 | 1.0303 | 1.0201 | 1.01 | 1 | 0 | 0 | 0 | 0 | 0 | 0 | 0 | 0 | 0 | 0 | 0 | 0 | 0 | 0 | 0 | 0 | 0 | 0 | 0 | 0 | 0 | 0 | 0 | 0 | 0 | 0 | 0 | 0 | 0 | 0 | 0 | 0 | 0 | 0 | 0 | 0 | 0
[8 empty] | PPA_1.0 | 8 | 13 | 1.1381 | 1.1268 | 1.1157 | 1.1046 | 1.0937 | 1.0829 | 1.0721 | 1.0615 | 1.051 | 1.0406 | 1.0303 | 1.0201 | 1.01 | 1 | 0 | 0 | 0 | 0 | 0 | 0 | 0 | 0 | 0 | 0 | 0 | 0 | 0 | 0 | 0 | 0 | 0 | 0 | 0 | 0 | 0 | 0 | 0 | 0 | 0 | 0 | 0 | 0 | 0 | 0 | 0 | 0 | 0 | 0 | 0 | 0
[8 empty] | PPA_1.0 | 8 | 14 | 1.1495 | 1.1381 | 1.1268 | 1.1157 | 1.1046 | 1.0937 | 1.0829 | 1.0721 | 1.0615 | 1.051 | 1.0406 | 1.0303 | 1.0201 | 1.01 | 1 | 0 | 0 | 0 | 0 | 0 | 0 | 0 | 0 | 0 | 0 | 0 | 0 | 0 | 0 | 0 | 0 | 0 | 0 | 0 | 0 | 0 | 0 | 0 | 0 | 0 | 0 | 0 | 0 | 0 | 0 | 0 | 0 | 0 | 0 | 0
[8 empty] | PPA_1.0 | 8 | 15 | 1.161 | 1.1495 | 1.1381 | 1.1268 | 1.1157 | 1.1046 | 1.0937 | 1.0829 | 1.0721 | 1.0615 | 1.051 | 1.0406 | 1.0303 | 1.0201 | 1.01 | 1 | 0 | 0 | 0 | 0 | 0 | 0 | 0 | 0 | 0 | 0 | 0 | 0 | 0 | 0 | 0 | 0 | 0 | 0 | 0 | 0 | 0 | 0 | 0 | 0 | 0 | 0 | 0 | 0 | 0 | 0 | 0 | 0 | 0 | 0
[8 empty] | PPA_1.0 | 8 | 16 | 1.1726 | 1.161 | 1.1495 | 1.1381 | 1.1268 | 1.1157 | 1.1046 | 1.0937 | 1.0829 | 1.0721 | 1.0615 | 1.051 | 1.0406 | 1.0303 | 1.0201 | 1.01 | 1 | 0 | 0 | 0 | 0 | 0 | 0 | 0 | 0 | 0 | 0 | 0 | 0 | 0 | 0 | 0 | 0 | 0 | 0 | 0 | 0 | 0 | 0 | 0 | 0 | 0 | 0 | 0 | 0 | 0 | 0 | 0 | 0 | 0
[8 empty] | PPA_1.0 | 8 | 17 | 1.1843 | 1.1726 | 1.161 | 1.1495 | 1.1381 | 1.1268 | 1.1157 | 1.1046 | 1.0937 | 1.0829 | 1.0721 | 1.0615 | 1.051 | 1.0406 | 1.0303 | 1.0201 | 1.01 | 1 | 0 | 0 | 0 | 0 | 0 | 0 | 0 | 0 | 0 | 0 | 0 | 0 | 0 | 0 | 0 | 0 | 0 | 0 | 0 | 0 | 0 | 0 | 0 | 0 | 0 | 0 | 0 | 0 | 0 | 0 | 0 | 0
[8 empty] | PPA_1.0 | 8 | 18 | 1.1961 | 1.1843 | 1.1726 | 1.161 | 1.1495 | 1.1381 | 1.1268 | 1.1157 | 1.1046 | 1.0937 | 1.0829 | 1.0721 | 1.0615 | 1.051 | 1.0406 | 1.0303 | 1.0201 | 1.01 | 1 | 0 | 0 | 0 | 0 | 0 | 0 | 0 | 0 | 0 | 0 | 0 | 0 | 0 | 0 | 0 | 0 | 0 | 0 | 0 | 0 | 0 | 0 | 0 | 0 | 0 | 0 | 0 | 0 | 0 | 0 | 0
[8 empty] | PPA_1.0 | 8 | 19 | 1.2081 | 1.1961 | 1.1843 | 1.1726 | 1.161 | 1.1495 | 1.1381 | 1.1268 | 1.1157 | 1.1046 | 1.0937 | 1.0829 | 1.0721 | 1.0615 | 1.051 | 1.0406 | 1.0303 | 1.0201 | 1.01 | 1 | 0 | 0 | 0 | 0 | 0 | 0 | 0 | 0 | 0 | 0 | 0 | 0 | 0 | 0 | 0 | 0 | 0 | 0 | 0 | 0 | 0 | 0 | 0 | 0 | 0 | 0 | 0 | 0 | 0 | 0
[8 empty] | PPA_1.0 | 8 | 20 | 1.2202 | 1.2081 | 1.1961 | 1.1843 | 1.1726 | 1.161 | 1.1495 | 1.1381 | 1.1268 | 1.1157 | 1.1046 | 1.0937 | 1.0829 | 1.0721 | 1.0615 | 1.051 | 1.0406 | 1.0303 | 1.0201 | 1.01 | 1 | 0 | 0 | 0 | 0 | 0 | 0 | 0 | 0 | 0 | 0 | 0 | 0 | 0 | 0 | 0 | 0 | 0 | 0 | 0 | 0 | 0 | 0 | 0 | 0 | 0 | 0 | 0 | 0 | 0
[8 empty] | PPA_1.0 | 8 | 21 | 1.2324 | 1.2202 | 1.2081 | 1.1961 | 1.1843 | 1.1726 | 1.161 | 1.1495 | 1.1381 | 1.1268 | 1.1157 | 1.1046 | 1.0937 | 1.0829 | 1.0721 | 1.0615 | 1.051 | 1.0406 | 1.0303 | 1.0201 | 1.01 | 1 | 0 | 0 | 0 | 0 | 0 | 0 | 0 | 0 | 0 | 0 | 0 | 0 | 0 | 0 | 0 | 0 | 0 | 0 | 0 | 0 | 0 | 0 | 0 | 0 | 0 | 0 | 0 | 0
[8 empty] | PPA_1.0 | 8 | 22 | 1.2447 | 1.2324 | 1.2202 | 1.2081 | 1.1961 | 1.1843 | 1.1726 | 1.161 | 1.1495 | 1.1381 | 1.1268 | 1.1157 | 1.1046 | 1.0937 | 1.0829 | 1.0721 | 1.0615 | 1.051 | 1.0406 | 1.0303 | 1.0201 | 1.01 | 1 | 0 | 0 | 0 | 0 | 0 | 0 | 0 | 0 | 0 | 0 | 0 | 0 | 0 | 0 | 0 | 0 | 0 | 0 | 0 | 0 | 0 | 0 | 0 | 0 | 0 | 0 | 0
[8 empty] | PPA_1.0 | 8 | 23 | 1.2572 | 1.2447 | 1.2324 | 1.2202 | 1.2081 | 1.1961 | 1.1843 | 1.1726 | 1.161 | 1.1495 | 1.1381 | 1.1268 | 1.1157 | 1.1046 | 1.0937 | 1.0829 | 1.0721 | 1.0615 | 1.051 | 1.0406 | 1.0303 | 1.0201 | 1.01 | 1 | 0 | 0 | 0 | 0 | 0 | 0 | 0 | 0 | 0 | 0 | 0 | 0 | 0 | 0 | 0 | 0 | 0 | 0 | 0 | 0 | 0 | 0 | 0 | 0 | 0 | 0
[8 empty] | PPA_1.0 | 8 | 24 | 1.2697 | 1.2572 | 1.2447 | 1.2324 | 1.2202 | 1.2081 | 1.1961 | 1.1843 | 1.1726 | 1.161 | 1.1495 | 1.1381 | 1.1268 | 1.1157 | 1.1046 | 1.0937 | 1.0829 | 1.0721 | 1.0615 | 1.051 | 1.0406 | 1.0303 | 1.0201 | 1.01 | 1 | 0 | 0 | 0 | 0 | 0 | 0 | 0 | 0 | 0 | 0 | 0 | 0 | 0 | 0 | 0 | 0 | 0 | 0 | 0 | 0 | 0 | 0 | 0 | 0 | 0
[8 empty] | PPA_1.0 | 8 | 25 | 1.2824 | 1.2697 | 1.2572 | 1.2447 | 1.2324 | 1.2202 | 1.2081 | 1.1961 | 1.1843 | 1.1726 | 1.161 | 1.1495 | 1.1381 | 1.1268 | 1.1157 | 1.1046 | 1.0937 | 1.0829 | 1.0721 | 1.0615 | 1.051 | 1.0406 | 1.0303 | 1.0201 | 1.01 | 1 | 0 | 0 | 0 | 0 | 0 | 0 | 0 | 0 | 0 | 0 | 0 | 0 | 0 | 0 | 0 | 0 | 0 | 0 | 0 | 0 | 0 | 0 | 0 | 0
[8 empty] | PPA_1.0 | 8 | 26 | 1.2953 | 1.2824 | 1.2697 | 1.2572 | 1.2447 | 1.2324 | 1.2202 | 1.2081 | 1.1961 | 1.1843 | 1.1726 | 1.161 | 1.1495 | 1.1381 | 1.1268 | 1.1157 | 1.1046 | 1.0937 | 1.0829 | 1.0721 | 1.0615 | 1.051 | 1.0406 | 1.0303 | 1.0201 | 1.01 | 1 | 0 | 0 | 0 | 0 | 0 | 0 | 0 | 0 | 0 | 0 | 0 | 0 | 0 | 0 | 0 | 0 | 0 | 0 | 0 | 0 | 0 | 0 | 0
[8 empty] | PPA_1.0 | 8 | 27 | 1.3082 | 1.2953 | 1.2824 | 1.2697 | 1.2572 | 1.2447 | 1.2324 | 1.2202 | 1.2081 | 1.1961 | 1.1843 | 1.1726 | 1.161 | 1.1495 | 1.1381 | 1.1268 | 1.1157 | 1.1046 | 1.0937 | 1.0829 | 1.0721 | 1.0615 | 1.051 | 1.0406 | 1.0303 | 1.0201 | 1.01 | 1 | 0 | 0 | 0 | 0 | 0 | 0 | 0 | 0 | 0 | 0 | 0 | 0 | 0 | 0 | 0 | 0 | 0 | 0 | 0 | 0 | 0 | 0
[8 empty] | PPA_1.0 | 8 | 28 | 1.3213 | 1.3082 | 1.2953 | 1.2824 | 1.2697 | 1.2572 | 1.2447 | 1.2324 | 1.2202 | 1.2081 | 1.1961 | 1.1843 | 1.1726 | 1.161 | 1.1495 | 1.1381 | 1.1268 | 1.1157 | 1.1046 | 1.0937 | 1.0829 | 1.0721 | 1.0615 | 1.051 | 1.0406 | 1.0303 | 1.0201 | 1.01 | 1 | 0 | 0 | 0 | 0 | 0 | 0 | 0 | 0 | 0 | 0 | 0 | 0 | 0 | 0 | 0 | 0 | 0 | 0 | 0 | 0 | 0
[8 empty] | PPA_1.0 | 8 | 29 | 1.3345 | 1.3213 | 1.3082 | 1.2953 | 1.2824 | 1.2697 | 1.2572 | 1.2447 | 1.2324 | 1.2202 | 1.2081 | 1.1961 | 1.1843 | 1.1726 | 1.161 | 1.1495 | 1.1381 | 1.1268 | 1.1157 | 1.1046 | 1.0937 | 1.0829 | 1.0721 | 1.0615 | 1.051 | 1.0406 | 1.0303 | 1.0201 | 1.01 | 1 | 0 | 0 | 0 | 0 | 0 | 0 | 0 | 0 | 0 | 0 | 0 | 0 | 0 | 0 | 0 | 0 | 0 | 0 | 0 | 0
[8 empty] | PPA_1.0 | 8 | 30 | 1.3478 | 1.3345 | 1.3213 | 1.3082 | 1.2953 | 1.2824 | 1.2697 | 1.2572 | 1.2447 | 1.2324 | 1.2202 | 1.2081 | 1.1961 | 1.1843 | 1.1726 | 1.161 | 1.1495 | 1.1381 | 1.1268 | 1.1157 | 1.1046 | 1.0937 | 1.0829 | 1.0721 | 1.0615 | 1.051 | 1.0406 | 1.0303 | 1.0201 | 1.01 | 1 | 0 | 0 | 0 | 0 | 0 | 0 | 0 | 0 | 0 | 0 | 0 | 0 | 0 | 0 | 0 | 0 | 0 | 0 | 0
[8 empty] | PPA_1.0 | 8 | 31 | 1.3613 | 1.3478 | 1.3345 | 1.3213 | 1.3082 | 1.2953 | 1.2824 | 1.2697 | 1.2572 | 1.2447 | 1.2324 | 1.2202 | 1.2081 | 1.1961 | 1.1843 | 1.1726 | 1.161 | 1.1495 | 1.1381 | 1.1268 | 1.1157 | 1.1046 | 1.0937 | 1.0829 | 1.0721 | 1.0615 | 1.051 | 1.0406 | 1.0303 | 1.0201 | 1.01 | 1 | 0 | 0 | 0 | 0 | 0 | 0 | 0 | 0 | 0 | 0 | 0 | 0 | 0 | 0 | 0 | 0 | 0 | 0
[8 empty] | PPA_1.0 | 8 | 32 | 1.3749 | 1.3613 | 1.3478 | 1.3345 | 1.3213 | 1.3082 | 1.2953 | 1.2824 | 1.2697 | 1.2572 | 1.2447 | 1.2324 | 1.2202 | 1.2081 | 1.1961 | 1.1843 | 1.1726 | 1.161 | 1.1495 | 1.1381 | 1.1268 | 1.1157 | 1.1046 | 1.0937 | 1.0829 | 1.0721 | 1.0615 | 1.051 | 1.0406 | 1.0303 | 1.0201 | 1.01 | 1 | 0 | 0 | 0 | 0 | 0 | 0 | 0 | 0 | 0 | 0 | 0 | 0 | 0 | 0 | 0 | 0 | 0
[8 empty] | PPA_1.0 | 8 | 33 | 1.3887 | 1.3749 | 1.3613 | 1.3478 | 1.3345 | 1.3213 | 1.3082 | 1.2953 | 1.2824 | 1.2697 | 1.2572 | 1.2447 | 1.2324 | 1.2202 | 1.2081 | 1.1961 | 1.1843 | 1.1726 | 1.161 | 1.1495 | 1.1381 | 1.1268 | 1.1157 | 1.1046 | 1.0937 | 1.0829 | 1.0721 | 1.0615 | 1.051 | 1.0406 | 1.0303 | 1.0201 | 1.01 | 1 | 0 | 0 | 0 | 0 | 0 | 0 | 0 | 0 | 0 | 0 | 0 | 0 | 0 | 0 | 0 | 0
[8 empty] | PPA_1.0 | 8 | 34 | 1.4026 | 1.3887 | 1.3749 | 1.3613 | 1.3478 | 1.3345 | 1.3213 | 1.3082 | 1.2953 | 1.2824 | 1.2697 | 1.2572 | 1.2447 | 1.2324 | 1.2202 | 1.2081 | 1.1961 | 1.1843 | 1.1726 | 1.161 | 1.1495 | 1.1381 | 1.1268 | 1.1157 | 1.1046 | 1.0937 | 1.0829 | 1.0721 | 1.0615 | 1.051 | 1.0406 | 1.0303 | 1.0201 | 1.01 | 1 | 0 | 0 | 0 | 0 | 0 | 0 | 0 | 0 | 0 | 0 | 0 | 0 | 0 | 0 | 0
[8 empty] | PPA_1.0 | 8 | 35 | 1.4166 | 1.4026 | 1.3887 | 1.3749 | 1.3613 | 1.3478 | 1.3345 | 1.3213 | 1.3082 | 1.2953 | 1.2824 | 1.2697 | 1.2572 | 1.2447 | 1.2324 | 1.2202 | 1.2081 | 1.1961 | 1.1843 | 1.1726 | 1.161 | 1.1495 | 1.1381 | 1.1268 | 1.1157 | 1.1046 | 1.0937 | 1.0829 | 1.0721 | 1.0615 | 1.051 | 1.0406 | 1.0303 | 1.0201 | 1.01 | 1 | 0 | 0 | 0 | 0 | 0 | 0 | 0 | 0 | 0 | 0 | 0 | 0 | 0 | 0
[8 empty] | PPA_1.0 | 8 | 36 | 1.4308 | 1.4166 | 1.4026 | 1.3887 | 1.3749 | 1.3613 | 1.3478 | 1.3345 | 1.3213 | 1.3082 | 1.2953 | 1.2824 | 1.2697 | 1.2572 | 1.2447 | 1.2324 | 1.2202 | 1.2081 | 1.1961 | 1.1843 | 1.1726 | 1.161 | 1.1495 | 1.1381 | 1.1268 | 1.1157 | 1.1046 | 1.0937 | 1.0829 | 1.0721 | 1.0615 | 1.051 | 1.0406 | 1.0303 | 1.0201 | 1.01 | 1 | 0 | 0 | 0 | 0 | 0 | 0 | 0 | 0 | 0 | 0 | 0 | 0 | 0
[8 empty] | PPA_1.0 | 8 | 37 | 1.4451 | 1.4308 | 1.4166 | 1.4026 | 1.3887 | 1.3749 | 1.3613 | 1.3478 | 1.3345 | 1.3213 | 1.3082 | 1.2953 | 1.2824 | 1.2697 | 1.2572 | 1.2447 | 1.2324 | 1.2202 | 1.2081 | 1.1961 | 1.1843 | 1.1726 | 1.161 | 1.1495 | 1.1381 | 1.1268 | 1.1157 | 1.1046 | 1.0937 | 1.0829 | 1.0721 | 1.0615 | 1.051 | 1.0406 | 1.0303 | 1.0201 | 1.01 | 1 | 0 | 0 | 0 | 0 | 0 | 0 | 0 | 0 | 0 | 0 | 0 | 0
[8 empty] | PPA_1.0 | 8 | 38 | 1.4595 | 1.4451 | 1.4308 | 1.4166 | 1.4026 | 1.3887 | 1.3749 | 1.3613 | 1.3478 | 1.3345 | 1.3213 | 1.3082 | 1.2953 | 1.2824 | 1.2697 | 1.2572 | 1.2447 | 1.2324 | 1.2202 | 1.2081 | 1.1961 | 1.1843 | 1.1726 | 1.161 | 1.1495 | 1.1381 | 1.1268 | 1.1157 | 1.1046 | 1.0937 | 1.0829 | 1.0721 | 1.0615 | 1.051 | 1.0406 | 1.0303 | 1.0201 | 1.01 | 1 | 0 | 0 | 0 | 0 | 0 | 0 | 0 | 0 | 0 | 0 | 0
[8 empty] | PPA_1.0 | 8 | 39 | 1.4741 | 1.4595 | 1.4451 | 1.4308 | 1.4166 | 1.4026 | 1.3887 | 1.3749 | 1.3613 | 1.3478 | 1.3345 | 1.3213 | 1.3082 | 1.2953 | 1.2824 | 1.2697 | 1.2572 | 1.2447 | 1.2324 | 1.2202 | 1.2081 | 1.1961 | 1.1843 | 1.1726 | 1.161 | 1.1495 | 1.1381 | 1.1268 | 1.1157 | 1.1046 | 1.0937 | 1.0829 | 1.0721 | 1.0615 | 1.051 | 1.0406 | 1.0303 | 1.0201 | 1.01 | 1 | 0 | 0 | 0 | 0 | 0 | 0 | 0 | 0 | 0 | 0
[8 empty] | PPA_1.0 | 8 | 40 | 1.4889 | 1.4741 | 1.4595 | 1.4451 | 1.4308 | 1.4166 | 1.4026 | 1.3887 | 1.3749 | 1.3613 | 1.3478 | 1.3345 | 1.3213 | 1.3082 | 1.2953 | 1.2824 | 1.2697 | 1.2572 | 1.2447 | 1.2324 | 1.2202 | 1.2081 | 1.1961 | 1.1843 | 1.1726 | 1.161 | 1.1495 | 1.1381 | 1.1268 | 1.1157 | 1.1046 | 1.0937 | 1.0829 | 1.0721 | 1.0615 | 1.051 | 1.0406 | 1.0303 | 1.0201 | 1.01 | 1 | 0 | 0 | 0 | 0 | 0 | 0 | 0 | 0 | 0
[8 empty] | PPA_1.0 | 8 | 41 | 1.5038 | 1.4889 | 1.4741 | 1.4595 | 1.4451 | 1.4308 | 1.4166 | 1.4026 | 1.3887 | 1.3749 | 1.3613 | 1.3478 | 1.3345 | 1.3213 | 1.3082 | 1.2953 | 1.2824 | 1.2697 | 1.2572 | 1.2447 | 1.2324 | 1.2202 | 1.2081 | 1.1961 | 1.1843 | 1.1726 | 1.161 | 1.1495 | 1.1381 | 1.1268 | 1.1157 | 1.1046 | 1.0937 | 1.0829 | 1.0721 | 1.0615 | 1.051 | 1.0406 | 1.0303 | 1.0201 | 1.01 | 1 | 0 | 0 | 0 | 0 | 0 | 0 | 0 | 0
[8 empty] | PPA_1.0 | 8 | 42 | 1.5188 | 1.5038 | 1.4889 | 1.4741 | 1.4595 | 1.4451 | 1.4308 | 1.4166 | 1.4026 | 1.3887 | 1.3749 | 1.3613 | 1.3478 | 1.3345 | 1.3213 | 1.3082 | 1.2953 | 1.2824 | 1.2697 | 1.2572 | 1.2447 | 1.2324 | 1.2202 | 1.2081 | 1.1961 | 1.1843 | 1.1726 | 1.161 | 1.1495 | 1.1381 | 1.1268 | 1.1157 | 1.1046 | 1.0937 | 1.0829 | 1.0721 | 1.0615 | 1.051 | 1.0406 | 1.0303 | 1.0201 | 1.01 | 1 | 0 | 0 | 0 | 0 | 0 | 0 | 0
[8 empty] | PPA_1.0 | 8 | 43 | 1.534 | 1.5188 | 1.5038 | 1.4889 | 1.4741 | 1.4595 | 1.4451 | 1.4308 | 1.4166 | 1.4026 | 1.3887 | 1.3749 | 1.3613 | 1.3478 | 1.3345 | 1.3213 | 1.3082 | 1.2953 | 1.2824 | 1.2697 | 1.2572 | 1.2447 | 1.2324 | 1.2202 | 1.2081 | 1.1961 | 1.1843 | 1.1726 | 1.161 | 1.1495 | 1.1381 | 1.1268 | 1.1157 | 1.1046 | 1.0937 | 1.0829 | 1.0721 | 1.0615 | 1.051 | 1.0406 | 1.0303 | 1.0201 | 1.01 | 1 | 0 | 0 | 0 | 0 | 0 | 0
[8 empty] | PPA_1.0 | 8 | 44 | 1.5493 | 1.534 | 1.5188 | 1.5038 | 1.4889 | 1.4741 | 1.4595 | 1.4451 | 1.4308 | 1.4166 | 1.4026 | 1.3887 | 1.3749 | 1.3613 | 1.3478 | 1.3345 | 1.3213 | 1.3082 | 1.2953 | 1.2824 | 1.2697 | 1.2572 | 1.2447 | 1.2324 | 1.2202 | 1.2081 | 1.1961 | 1.1843 | 1.1726 | 1.161 | 1.1495 | 1.1381 | 1.1268 | 1.1157 | 1.1046 | 1.0937 | 1.0829 | 1.0721 | 1.0615 | 1.051 | 1.0406 | 1.0303 | 1.0201 | 1.01 | 1 | 0 | 0 | 0 | 0 | 0
[8 empty] | PPA_1.0 | 8 | 45 | 1.5648 | 1.5493 | 1.534 | 1.5188 | 1.5038 | 1.4889 | 1.4741 | 1.4595 | 1.4451 | 1.4308 | 1.4166 | 1.4026 | 1.3887 | 1.3749 | 1.3613 | 1.3478 | 1.3345 | 1.3213 | 1.3082 | 1.2953 | 1.2824 | 1.2697 | 1.2572 | 1.2447 | 1.2324 | 1.2202 | 1.2081 | 1.1961 | 1.1843 | 1.1726 | 1.161 | 1.1495 | 1.1381 | 1.1268 | 1.1157 | 1.1046 | 1.0937 | 1.0829 | 1.0721 | 1.0615 | 1.051 | 1.0406 | 1.0303 | 1.0201 | 1.01 | 1 | 0 | 0 | 0 | 0
[8 empty] | PPA_1.0 | 8 | 46 | 1.5805 | 1.5648 | 1.5493 | 1.534 | 1.5188 | 1.5038 | 1.4889 | 1.4741 | 1.4595 | 1.4451 | 1.4308 | 1.4166 | 1.4026 | 1.3887 | 1.3749 | 1.3613 | 1.3478 | 1.3345 | 1.3213 | 1.3082 | 1.2953 | 1.2824 | 1.2697 | 1.2572 | 1.2447 | 1.2324 | 1.2202 | 1.2081 | 1.1961 | 1.1843 | 1.1726 | 1.161 | 1.1495 | 1.1381 | 1.1268 | 1.1157 | 1.1046 | 1.0937 | 1.0829 | 1.0721 | 1.0615 | 1.051 | 1.0406 | 1.0303 | 1.0201 | 1.01 | 1 | 0 | 0 | 0
[8 empty] | PPA_1.0 | 8 | 47 | 1.5963 | 1.5805 | 1.5648 | 1.5493 | 1.534 | 1.5188 | 1.5038 | 1.4889 | 1.4741 | 1.4595 | 1.4451 | 1.4308 | 1.4166 | 1.4026 | 1.3887 | 1.3749 | 1.3613 | 1.3478 | 1.3345 | 1.3213 | 1.3082 | 1.2953 | 1.2824 | 1.2697 | 1.2572 | 1.2447 | 1.2324 | 1.2202 | 1.2081 | 1.1961 | 1.1843 | 1.1726 | 1.161 | 1.1495 | 1.1381 | 1.1268 | 1.1157 | 1.1046 | 1.0937 | 1.0829 | 1.0721 | 1.0615 | 1.051 | 1.0406 | 1.0303 | 1.0201 | 1.01 | 1 | 0 | 0
[8 empty] | PPA_1.0 | 8 | 48 | 1.6122 | 1.5963 | 1.5805 | 1.5648 | 1.5493 | 1.534 | 1.5188 | 1.5038 | 1.4889 | 1.4741 | 1.4595 | 1.4451 | 1.4308 | 1.4166 | 1.4026 | 1.3887 | 1.3749 | 1.3613 | 1.3478 | 1.3345 | 1.3213 | 1.3082 | 1.2953 | 1.2824 | 1.2697 | 1.2572 | 1.2447 | 1.2324 | 1.2202 | 1.2081 | 1.1961 | 1.1843 | 1.1726 | 1.161 | 1.1495 | 1.1381 | 1.1268 | 1.1157 | 1.1046 | 1.0937 | 1.0829 | 1.0721 | 1.0615 | 1.051 | 1.0406 | 1.0303 | 1.0201 | 1.01 | 1 | 0
[8 empty] | PPA_1.0 | 8 | 49 | 1.6283 | 1.6122 | 1.5963 | 1.5805 | 1.5648 | 1.5493 | 1.534 | 1.5188 | 1.5038 | 1.4889 | 1.4741 | 1.4595 | 1.4451 | 1.4308 | 1.4166 | 1.4026 | 1.3887 | 1.3749 | 1.3613 | 1.3478 | 1.3345 | 1.3213 | 1.3082 | 1.2953 | 1.2824 | 1.2697 | 1.2572 | 1.2447 | 1.2324 | 1.2202 | 1.2081 | 1.1961 | 1.1843 | 1.1726 | 1.161 | 1.1495 | 1.1381 | 1.1268 | 1.1157 | 1.1046 | 1.0937 | 1.0829 | 1.0721 | 1.0615 | 1.051 | 1.0406 | 1.0303 | 1.0201 | 1.01 | 1
[8 empty] | PPA_1.0 | 8 | 50 | 1.6446 | 1.6283 | 1.6122 | 1.5963 | 1.5805 | 1.5648 | 1.5493 | 1.534 | 1.5188 | 1.5038 | 1.4889 | 1.4741 | 1.4595 | 1.4451 | 1.4308 | 1.4166 | 1.4026 | 1.3887 | 1.3749 | 1.3613 | 1.3478 | 1.3345 | 1.3213 | 1.3082 | 1.2953 | 1.2824 | 1.2697 | 1.2572 | 1.2447 | 1.2324 | 1.2202 | 1.2081 | 1.1961 | 1.1843 | 1.1726 | 1.161 | 1.1495 | 1.1381 | 1.1268 | 1.1157 | 1.1046 | 1.0937 | 1.0829 | 1.0721 | 1.0615 | 1.051 | 1.0406 | 1.0303 | 1.0201 | 1.01
[8 empty] | PPA_1.5 | 9 | 0 | 1 | 0 | 0 | 0 | 0 | 0 | 0 | 0 | 0 | 0 | 0 | 0 | 0 | 0 | 0 | 0 | 0 | 0 | 0 | 0 | 0 | 0 | 0 | 0 | 0 | 0 | 0 | 0 | 0 | 0 | 0 | 0 | 0 | 0 | 0 | 0 | 0 | 0 | 0 | 0 | 0 | 0 | 0 | 0 | 0 | 0 | 0 | 0 | 0 | 0
[8 empty] | PPA_1.5 | 9 | 1 | 1.015 | 1 | 0 | 0 | 0 | 0 | 0 | 0 | 0 | 0 | 0 | 0 | 0 | 0 | 0 | 0 | 0 | 0 | 0 | 0 | 0 | 0 | 0 | 0 | 0 | 0 | 0 | 0 | 0 | 0 | 0 | 0 | 0 | 0 | 0 | 0 | 0 | 0 | 0 | 0 | 0 | 0 | 0 | 0 | 0 | 0 | 0 | 0 | 0 | 0
[8 empty] | PPA_1.5 | 9 | 2 | 1.0302 | 1.015 | 1 | 0 | 0 | 0 | 0 | 0 | 0 | 0 | 0 | 0 | 0 | 0 | 0 | 0 | 0 | 0 | 0 | 0 | 0 | 0 | 0 | 0 | 0 | 0 | 0 | 0 | 0 | 0 | 0 | 0 | 0 | 0 | 0 | 0 | 0 | 0 | 0 | 0 | 0 | 0 | 0 | 0 | 0 | 0 | 0 | 0 | 0 | 0
[8 empty] | PPA_1.5 | 9 | 3 | 1.0457 | 1.0302 | 1.015 | 1 | 0 | 0 | 0 | 0 | 0 | 0 | 0 | 0 | 0 | 0 | 0 | 0 | 0 | 0 | 0 | 0 | 0 | 0 | 0 | 0 | 0 | 0 | 0 | 0 | 0 | 0 | 0 | 0 | 0 | 0 | 0 | 0 | 0 | 0 | 0 | 0 | 0 | 0 | 0 | 0 | 0 | 0 | 0 | 0 | 0 | 0
[8 empty] | PPA_1.5 | 9 | 4 | 1.0614 | 1.0457 | 1.0302 | 1.015 | 1 | 0 | 0 | 0 | 0 | 0 | 0 | 0 | 0 | 0 | 0 | 0 | 0 | 0 | 0 | 0 | 0 | 0 | 0 | 0 | 0 | 0 | 0 | 0 | 0 | 0 | 0 | 0 | 0 | 0 | 0 | 0 | 0 | 0 | 0 | 0 | 0 | 0 | 0 | 0 | 0 | 0 | 0 | 0 | 0 | 0
[8 empty] | PPA_1.5 | 9 | 5 | 1.0773 | 1.0614 | 1.0457 | 1.0302 | 1.015 | 1 | 0 | 0 | 0 | 0 | 0 | 0 | 0 | 0 | 0 | 0 | 0 | 0 | 0 | 0 | 0 | 0 | 0 | 0 | 0 | 0 | 0 | 0 | 0 | 0 | 0 | 0 | 0 | 0 | 0 | 0 | 0 | 0 | 0 | 0 | 0 | 0 | 0 | 0 | 0 | 0 | 0 | 0 | 0 | 0
[8 empty] | PPA_1.5 | 9 | 6 | 1.0934 | 1.0773 | 1.0614 | 1.0457 | 1.0302 | 1.015 | 1 | 0 | 0 | 0 | 0 | 0 | 0 | 0 | 0 | 0 | 0 | 0 | 0 | 0 | 0 | 0 | 0 | 0 | 0 | 0 | 0 | 0 | 0 | 0 | 0 | 0 | 0 | 0 | 0 | 0 | 0 | 0 | 0 | 0 | 0 | 0 | 0 | 0 | 0 | 0 | 0 | 0 | 0 | 0
[8 empty] | PPA_1.5 | 9 | 7 | 1.1098 | 1.0934 | 1.0773 | 1.0614 | 1.0457 | 1.0302 | 1.015 | 1 | 0 | 0 | 0 | 0 | 0 | 0 | 0 | 0 | 0 | 0 | 0 | 0 | 0 | 0 | 0 | 0 | 0 | 0 | 0 | 0 | 0 | 0 | 0 | 0 | 0 | 0 | 0 | 0 | 0 | 0 | 0 | 0 | 0 | 0 | 0 | 0 | 0 | 0 | 0 | 0 | 0 | 0
[8 empty] | PPA_1.5 | 9 | 8 | 1.1265 | 1.1098 | 1.0934 | 1.0773 | 1.0614 | 1.0457 | 1.0302 | 1.015 | 1 | 0 | 0 | 0 | 0 | 0 | 0 | 0 | 0 | 0 | 0 | 0 | 0 | 0 | 0 | 0 | 0 | 0 | 0 | 0 | 0 | 0 | 0 | 0 | 0 | 0 | 0 | 0 | 0 | 0 | 0 | 0 | 0 | 0 | 0 | 0 | 0 | 0 | 0 | 0 | 0 | 0
[8 empty] | PPA_1.5 | 9 | 9 | 1.1434 | 1.1265 | 1.1098 | 1.0934 | 1.0773 | 1.0614 | 1.0457 | 1.0302 | 1.015 | 1 | 0 | 0 | 0 | 0 | 0 | 0 | 0 | 0 | 0 | 0 | 0 | 0 | 0 | 0 | 0 | 0 | 0 | 0 | 0 | 0 | 0 | 0 | 0 | 0 | 0 | 0 | 0 | 0 | 0 | 0 | 0 | 0 | 0 | 0 | 0 | 0 | 0 | 0 | 0 | 0
[8 empty] | PPA_1.5 | 9 | 10 | 1.1605 | 1.1434 | 1.1265 | 1.1098 | 1.0934 | 1.0773 | 1.0614 | 1.0457 | 1.0302 | 1.015 | 1 | 0 | 0 | 0 | 0 | 0 | 0 | 0 | 0 | 0 | 0 | 0 | 0 | 0 | 0 | 0 | 0 | 0 | 0 | 0 | 0 | 0 | 0 | 0 | 0 | 0 | 0 | 0 | 0 | 0 | 0 | 0 | 0 | 0 | 0 | 0 | 0 | 0 | 0 | 0
[8 empty] | PPA_1.5 | 9 | 11 | 1.1779 | 1.1605 | 1.1434 | 1.1265 | 1.1098 | 1.0934 | 1.0773 | 1.0614 | 1.0457 | 1.0302 | 1.015 | 1 | 0 | 0 | 0 | 0 | 0 | 0 | 0 | 0 | 0 | 0 | 0 | 0 | 0 | 0 | 0 | 0 | 0 | 0 | 0 | 0 | 0 | 0 | 0 | 0 | 0 | 0 | 0 | 0 | 0 | 0 | 0 | 0 | 0 | 0 | 0 | 0 | 0 | 0
[8 empty] | PPA_1.5 | 9 | 12 | 1.1956 | 1.1779 | 1.1605 | 1.1434 | 1.1265 | 1.1098 | 1.0934 | 1.0773 | 1.0614 | 1.0457 | 1.0302 | 1.015 | 1 | 0 | 0 | 0 | 0 | 0 | 0 | 0 | 0 | 0 | 0 | 0 | 0 | 0 | 0 | 0 | 0 | 0 | 0 | 0 | 0 | 0 | 0 | 0 | 0 | 0 | 0 | 0 | 0 | 0 | 0 | 0 | 0 | 0 | 0 | 0 | 0 | 0
[8 empty] | PPA_1.5 | 9 | 13 | 1.2136 | 1.1956 | 1.1779 | 1.1605 | 1.1434 | 1.1265 | 1.1098 | 1.0934 | 1.0773 | 1.0614 | 1.0457 | 1.0302 | 1.015 | 1 | 0 | 0 | 0 | 0 | 0 | 0 | 0 | 0 | 0 | 0 | 0 | 0 | 0 | 0 | 0 | 0 | 0 | 0 | 0 | 0 | 0 | 0 | 0 | 0 | 0 | 0 | 0 | 0 | 0 | 0 | 0 | 0 | 0 | 0 | 0 | 0
[8 empty] | PPA_1.5 | 9 | 14 | 1.2318 | 1.2136 | 1.1956 | 1.1779 | 1.1605 | 1.1434 | 1.1265 | 1.1098 | 1.0934 | 1.0773 | 1.0614 | 1.0457 | 1.0302 | 1.015 | 1 | 0 | 0 | 0 | 0 | 0 | 0 | 0 | 0 | 0 | 0 | 0 | 0 | 0 | 0 | 0 | 0 | 0 | 0 | 0 | 0 | 0 | 0 | 0 | 0 | 0 | 0 | 0 | 0 | 0 | 0 | 0 | 0 | 0 | 0 | 0
[8 empty] | PPA_1.5 | 9 | 15 | 1.2502 | 1.2318 | 1.2136 | 1.1956 | 1.1779 | 1.1605 | 1.1434 | 1.1265 | 1.1098 | 1.0934 | 1.0773 | 1.0614 | 1.0457 | 1.0302 | 1.015 | 1 | 0 | 0 | 0 | 0 | 0 | 0 | 0 | 0 | 0 | 0 | 0 | 0 | 0 | 0 | 0 | 0 | 0 | 0 | 0 | 0 | 0 | 0 | 0 | 0 | 0 | 0 | 0 | 0 | 0 | 0 | 0 | 0 | 0 | 0
[8 empty] | PPA_1.5 | 9 | 16 | 1.269 | 1.2502 | 1.2318 | 1.2136 | 1.1956 | 1.1779 | 1.1605 | 1.1434 | 1.1265 | 1.1098 | 1.0934 | 1.0773 | 1.0614 | 1.0457 | 1.0302 | 1.015 | 1 | 0 | 0 | 0 | 0 | 0 | 0 | 0 | 0 | 0 | 0 | 0 | 0 | 0 | 0 | 0 | 0 | 0 | 0 | 0 | 0 | 0 | 0 | 0 | 0 | 0 | 0 | 0 | 0 | 0 | 0 | 0 | 0 | 0
[8 empty] | PPA_1.5 | 9 | 17 | 1.288 | 1.269 | 1.2502 | 1.2318 | 1.2136 | 1.1956 | 1.1779 | 1.1605 | 1.1434 | 1.1265 | 1.1098 | 1.0934 | 1.0773 | 1.0614 | 1.0457 | 1.0302 | 1.015 | 1 | 0 | 0 | 0 | 0 | 0 | 0 | 0 | 0 | 0 | 0 | 0 | 0 | 0 | 0 | 0 | 0 | 0 | 0 | 0 | 0 | 0 | 0 | 0 | 0 | 0 | 0 | 0 | 0 | 0 | 0 | 0 | 0
[8 empty] | PPA_1.5 | 9 | 18 | 1.3073 | 1.288 | 1.269 | 1.2502 | 1.2318 | 1.2136 | 1.1956 | 1.1779 | 1.1605 | 1.1434 | 1.1265 | 1.1098 | 1.0934 | 1.0773 | 1.0614 | 1.0457 | 1.0302 | 1.015 | 1 | 0 | 0 | 0 | 0 | 0 | 0 | 0 | 0 | 0 | 0 | 0 | 0 | 0 | 0 | 0 | 0 | 0 | 0 | 0 | 0 | 0 | 0 | 0 | 0 | 0 | 0 | 0 | 0 | 0 | 0 | 0
[8 empty] | PPA_1.5 | 9 | 19 | 1.327 | 1.3073 | 1.288 | 1.269 | 1.2502 | 1.2318 | 1.2136 | 1.1956 | 1.1779 | 1.1605 | 1.1434 | 1.1265 | 1.1098 | 1.0934 | 1.0773 | 1.0614 | 1.0457 | 1.0302 | 1.015 | 1 | 0 | 0 | 0 | 0 | 0 | 0 | 0 | 0 | 0 | 0 | 0 | 0 | 0 | 0 | 0 | 0 | 0 | 0 | 0 | 0 | 0 | 0 | 0 | 0 | 0 | 0 | 0 | 0 | 0 | 0
[8 empty] | PPA_1.5 | 9 | 20 | 1.3469 | 1.327 | 1.3073 | 1.288 | 1.269 | 1.2502 | 1.2318 | 1.2136 | 1.1956 | 1.1779 | 1.1605 | 1.1434 | 1.1265 | 1.1098 | 1.0934 | 1.0773 | 1.0614 | 1.0457 | 1.0302 | 1.015 | 1 | 0 | 0 | 0 | 0 | 0 | 0 | 0 | 0 | 0 | 0 | 0 | 0 | 0 | 0 | 0 | 0 | 0 | 0 | 0 | 0 | 0 | 0 | 0 | 0 | 0 | 0 | 0 | 0 | 0
[8 empty] | PPA_1.5 | 9 | 21 | 1.3671 | 1.3469 | 1.327 | 1.3073 | 1.288 | 1.269 | 1.2502 | 1.2318 | 1.2136 | 1.1956 | 1.1779 | 1.1605 | 1.1434 | 1.1265 | 1.1098 | 1.0934 | 1.0773 | 1.0614 | 1.0457 | 1.0302 | 1.015 | 1 | 0 | 0 | 0 | 0 | 0 | 0 | 0 | 0 | 0 | 0 | 0 | 0 | 0 | 0 | 0 | 0 | 0 | 0 | 0 | 0 | 0 | 0 | 0 | 0 | 0 | 0 | 0 | 0
[8 empty] | PPA_1.5 | 9 | 22 | 1.3876 | 1.3671 | 1.3469 | 1.327 | 1.3073 | 1.288 | 1.269 | 1.2502 | 1.2318 | 1.2136 | 1.1956 | 1.1779 | 1.1605 | 1.1434 | 1.1265 | 1.1098 | 1.0934 | 1.0773 | 1.0614 | 1.0457 | 1.0302 | 1.015 | 1 | 0 | 0 | 0 | 0 | 0 | 0 | 0 | 0 | 0 | 0 | 0 | 0 | 0 | 0 | 0 | 0 | 0 | 0 | 0 | 0 | 0 | 0 | 0 | 0 | 0 | 0 | 0
[8 empty] | PPA_1.5 | 9 | 23 | 1.4084 | 1.3876 | 1.3671 | 1.3469 | 1.327 | 1.3073 | 1.288 | 1.269 | 1.2502 | 1.2318 | 1.2136 | 1.1956 | 1.1779 | 1.1605 | 1.1434 | 1.1265 | 1.1098 | 1.0934 | 1.0773 | 1.0614 | 1.0457 | 1.0302 | 1.015 | 1 | 0 | 0 | 0 | 0 | 0 | 0 | 0 | 0 | 0 | 0 | 0 | 0 | 0 | 0 | 0 | 0 | 0 | 0 | 0 | 0 | 0 | 0 | 0 | 0 | 0 | 0
[8 empty] | PPA_1.5 | 9 | 24 | 1.4295 | 1.4084 | 1.3876 | 1.3671 | 1.3469 | 1.327 | 1.3073 | 1.288 | 1.269 | 1.2502 | 1.2318 | 1.2136 | 1.1956 | 1.1779 | 1.1605 | 1.1434 | 1.1265 | 1.1098 | 1.0934 | 1.0773 | 1.0614 | 1.0457 | 1.0302 | 1.015 | 1 | 0 | 0 | 0 | 0 | 0 | 0 | 0 | 0 | 0 | 0 | 0 | 0 | 0 | 0 | 0 | 0 | 0 | 0 | 0 | 0 | 0 | 0 | 0 | 0 | 0
[8 empty] | PPA_1.5 | 9 | 25 | 1.4509 | 1.4295 | 1.4084 | 1.3876 | 1.3671 | 1.3469 | 1.327 | 1.3073 | 1.288 | 1.269 | 1.2502 | 1.2318 | 1.2136 | 1.1956 | 1.1779 | 1.1605 | 1.1434 | 1.1265 | 1.1098 | 1.0934 | 1.0773 | 1.0614 | 1.0457 | 1.0302 | 1.015 | 1 | 0 | 0 | 0 | 0 | 0 | 0 | 0 | 0 | 0 | 0 | 0 | 0 | 0 | 0 | 0 | 0 | 0 | 0 | 0 | 0 | 0 | 0 | 0 | 0
[8 empty] | PPA_1.5 | 9 | 26 | 1.4727 | 1.4509 | 1.4295 | 1.4084 | 1.3876 | 1.3671 | 1.3469 | 1.327 | 1.3073 | 1.288 | 1.269 | 1.2502 | 1.2318 | 1.2136 | 1.1956 | 1.1779 | 1.1605 | 1.1434 | 1.1265 | 1.1098 | 1.0934 | 1.0773 | 1.0614 | 1.0457 | 1.0302 | 1.015 | 1 | 0 | 0 | 0 | 0 | 0 | 0 | 0 | 0 | 0 | 0 | 0 | 0 | 0 | 0 | 0 | 0 | 0 | 0 | 0 | 0 | 0 | 0 | 0
[8 empty] | PPA_1.5 | 9 | 27 | 1.4948 | 1.4727 | 1.4509 | 1.4295 | 1.4084 | 1.3876 | 1.3671 | 1.3469 | 1.327 | 1.3073 | 1.288 | 1.269 | 1.2502 | 1.2318 | 1.2136 | 1.1956 | 1.1779 | 1.1605 | 1.1434 | 1.1265 | 1.1098 | 1.0934 | 1.0773 | 1.0614 | 1.0457 | 1.0302 | 1.015 | 1 | 0 | 0 | 0 | 0 | 0 | 0 | 0 | 0 | 0 | 0 | 0 | 0 | 0 | 0 | 0 | 0 | 0 | 0 | 0 | 0 | 0 | 0
[8 empty] | PPA_1.5 | 9 | 28 | 1.5172 | 1.4948 | 1.4727 | 1.4509 | 1.4295 | 1.4084 | 1.3876 | 1.3671 | 1.3469 | 1.327 | 1.3073 | 1.288 | 1.269 | 1.2502 | 1.2318 | 1.2136 | 1.1956 | 1.1779 | 1.1605 | 1.1434 | 1.1265 | 1.1098 | 1.0934 | 1.0773 | 1.0614 | 1.0457 | 1.0302 | 1.015 | 1 | 0 | 0 | 0 | 0 | 0 | 0 | 0 | 0 | 0 | 0 | 0 | 0 | 0 | 0 | 0 | 0 | 0 | 0 | 0 | 0 | 0
[8 empty] | PPA_1.5 | 9 | 29 | 1.54 | 1.5172 | 1.4948 | 1.4727 | 1.4509 | 1.4295 | 1.4084 | 1.3876 | 1.3671 | 1.3469 | 1.327 | 1.3073 | 1.288 | 1.269 | 1.2502 | 1.2318 | 1.2136 | 1.1956 | 1.1779 | 1.1605 | 1.1434 | 1.1265 | 1.1098 | 1.0934 | 1.0773 | 1.0614 | 1.0457 | 1.0302 | 1.015 | 1 | 0 | 0 | 0 | 0 | 0 | 0 | 0 | 0 | 0 | 0 | 0 | 0 | 0 | 0 | 0 | 0 | 0 | 0 | 0 | 0
[8 empty] | PPA_1.5 | 9 | 30 | 1.5631 | 1.54 | 1.5172 | 1.4948 | 1.4727 | 1.4509 | 1.4295 | 1.4084 | 1.3876 | 1.3671 | 1.3469 | 1.327 | 1.3073 | 1.288 | 1.269 | 1.2502 | 1.2318 | 1.2136 | 1.1956 | 1.1779 | 1.1605 | 1.1434 | 1.1265 | 1.1098 | 1.0934 | 1.0773 | 1.0614 | 1.0457 | 1.0302 | 1.015 | 1 | 0 | 0 | 0 | 0 | 0 | 0 | 0 | 0 | 0 | 0 | 0 | 0 | 0 | 0 | 0 | 0 | 0 | 0 | 0
[8 empty] | PPA_1.5 | 9 | 31 | 1.5865 | 1.5631 | 1.54 | 1.5172 | 1.4948 | 1.4727 | 1.4509 | 1.4295 | 1.4084 | 1.3876 | 1.3671 | 1.3469 | 1.327 | 1.3073 | 1.288 | 1.269 | 1.2502 | 1.2318 | 1.2136 | 1.1956 | 1.1779 | 1.1605 | 1.1434 | 1.1265 | 1.1098 | 1.0934 | 1.0773 | 1.0614 | 1.0457 | 1.0302 | 1.015 | 1 | 0 | 0 | 0 | 0 | 0 | 0 | 0 | 0 | 0 | 0 | 0 | 0 | 0 | 0 | 0 | 0 | 0 | 0
[8 empty] | PPA_1.5 | 9 | 32 | 1.6103 | 1.5865 | 1.5631 | 1.54 | 1.5172 | 1.4948 | 1.4727 | 1.4509 | 1.4295 | 1.4084 | 1.3876 | 1.3671 | 1.3469 | 1.327 | 1.3073 | 1.288 | 1.269 | 1.2502 | 1.2318 | 1.2136 | 1.1956 | 1.1779 | 1.1605 | 1.1434 | 1.1265 | 1.1098 | 1.0934 | 1.0773 | 1.0614 | 1.0457 | 1.0302 | 1.015 | 1 | 0 | 0 | 0 | 0 | 0 | 0 | 0 | 0 | 0 | 0 | 0 | 0 | 0 | 0 | 0 | 0 | 0
[8 empty] | PPA_1.5 | 9 | 33 | 1.6345 | 1.6103 | 1.5865 | 1.5631 | 1.54 | 1.5172 | 1.4948 | 1.4727 | 1.4509 | 1.4295 | 1.4084 | 1.3876 | 1.3671 | 1.3469 | 1.327 | 1.3073 | 1.288 | 1.269 | 1.2502 | 1.2318 | 1.2136 | 1.1956 | 1.1779 | 1.1605 | 1.1434 | 1.1265 | 1.1098 | 1.0934 | 1.0773 | 1.0614 | 1.0457 | 1.0302 | 1.015 | 1 | 0 | 0 | 0 | 0 | 0 | 0 | 0 | 0 | 0 | 0 | 0 | 0 | 0 | 0 | 0 | 0
[8 empty] | PPA_1.5 | 9 | 34 | 1.659 | 1.6345 | 1.6103 | 1.5865 | 1.5631 | 1.54 | 1.5172 | 1.4948 | 1.4727 | 1.4509 | 1.4295 | 1.4084 | 1.3876 | 1.3671 | 1.3469 | 1.327 | 1.3073 | 1.288 | 1.269 | 1.2502 | 1.2318 | 1.2136 | 1.1956 | 1.1779 | 1.1605 | 1.1434 | 1.1265 | 1.1098 | 1.0934 | 1.0773 | 1.0614 | 1.0457 | 1.0302 | 1.015 | 1 | 0 | 0 | 0 | 0 | 0 | 0 | 0 | 0 | 0 | 0 | 0 | 0 | 0 | 0 | 0
[8 empty] | PPA_1.5 | 9 | 35 | 1.6839 | 1.659 | 1.6345 | 1.6103 | 1.5865 | 1.5631 | 1.54 | 1.5172 | 1.4948 | 1.4727 | 1.4509 | 1.4295 | 1.4084 | 1.3876 | 1.3671 | 1.3469 | 1.327 | 1.3073 | 1.288 | 1.269 | 1.2502 | 1.2318 | 1.2136 | 1.1956 | 1.1779 | 1.1605 | 1.1434 | 1.1265 | 1.1098 | 1.0934 | 1.0773 | 1.0614 | 1.0457 | 1.0302 | 1.015 | 1 | 0 | 0 | 0 | 0 | 0 | 0 | 0 | 0 | 0 | 0 | 0 | 0 | 0 | 0
[8 empty] | PPA_1.5 | 9 | 36 | 1.7091 | 1.6839 | 1.659 | 1.6345 | 1.6103 | 1.5865 | 1.5631 | 1.54 | 1.5172 | 1.4948 | 1.4727 | 1.4509 | 1.4295 | 1.4084 | 1.3876 | 1.3671 | 1.3469 | 1.327 | 1.3073 | 1.288 | 1.269 | 1.2502 | 1.2318 | 1.2136 | 1.1956 | 1.1779 | 1.1605 | 1.1434 | 1.1265 | 1.1098 | 1.0934 | 1.0773 | 1.0614 | 1.0457 | 1.0302 | 1.015 | 1 | 0 | 0 | 0 | 0 | 0 | 0 | 0 | 0 | 0 | 0 | 0 | 0 | 0
[8 empty] | PPA_1.5 | 9 | 37 | 1.7348 | 1.7091 | 1.6839 | 1.659 | 1.6345 | 1.6103 | 1.5865 | 1.5631 | 1.54 | 1.5172 | 1.4948 | 1.4727 | 1.4509 | 1.4295 | 1.4084 | 1.3876 | 1.3671 | 1.3469 | 1.327 | 1.3073 | 1.288 | 1.269 | 1.2502 | 1.2318 | 1.2136 | 1.1956 | 1.1779 | 1.1605 | 1.1434 | 1.1265 | 1.1098 | 1.0934 | 1.0773 | 1.0614 | 1.0457 | 1.0302 | 1.015 | 1 | 0 | 0 | 0 | 0 | 0 | 0 | 0 | 0 | 0 | 0 | 0 | 0
[8 empty] | PPA_1.5 | 9 | 38 | 1.7608 | 1.7348 | 1.7091 | 1.6839 | 1.659 | 1.6345 | 1.6103 | 1.5865 | 1.5631 | 1.54 | 1.5172 | 1.4948 | 1.4727 | 1.4509 | 1.4295 | 1.4084 | 1.3876 | 1.3671 | 1.3469 | 1.327 | 1.3073 | 1.288 | 1.269 | 1.2502 | 1.2318 | 1.2136 | 1.1956 | 1.1779 | 1.1605 | 1.1434 | 1.1265 | 1.1098 | 1.0934 | 1.0773 | 1.0614 | 1.0457 | 1.0302 | 1.015 | 1 | 0 | 0 | 0 | 0 | 0 | 0 | 0 | 0 | 0 | 0 | 0
[8 empty] | PPA_1.5 | 9 | 39 | 1.7872 | 1.7608 | 1.7348 | 1.7091 | 1.6839 | 1.659 | 1.6345 | 1.6103 | 1.5865 | 1.5631 | 1.54 | 1.5172 | 1.4948 | 1.4727 | 1.4509 | 1.4295 | 1.4084 | 1.3876 | 1.3671 | 1.3469 | 1.327 | 1.3073 | 1.288 | 1.269 | 1.2502 | 1.2318 | 1.2136 | 1.1956 | 1.1779 | 1.1605 | 1.1434 | 1.1265 | 1.1098 | 1.0934 | 1.0773 | 1.0614 | 1.0457 | 1.0302 | 1.015 | 1 | 0 | 0 | 0 | 0 | 0 | 0 | 0 | 0 | 0 | 0
[8 empty] | PPA_1.5 | 9 | 40 | 1.814 | 1.7872 | 1.7608 | 1.7348 | 1.7091 | 1.6839 | 1.659 | 1.6345 | 1.6103 | 1.5865 | 1.5631 | 1.54 | 1.5172 | 1.4948 | 1.4727 | 1.4509 | 1.4295 | 1.4084 | 1.3876 | 1.3671 | 1.3469 | 1.327 | 1.3073 | 1.288 | 1.269 | 1.2502 | 1.2318 | 1.2136 | 1.1956 | 1.1779 | 1.1605 | 1.1434 | 1.1265 | 1.1098 | 1.0934 | 1.0773 | 1.0614 | 1.0457 | 1.0302 | 1.015 | 1 | 0 | 0 | 0 | 0 | 0 | 0 | 0 | 0 | 0
[8 empty] | PPA_1.5 | 9 | 41 | 1.8412 | 1.814 | 1.7872 | 1.7608 | 1.7348 | 1.7091 | 1.6839 | 1.659 | 1.6345 | 1.6103 | 1.5865 | 1.5631 | 1.54 | 1.5172 | 1.4948 | 1.4727 | 1.4509 | 1.4295 | 1.4084 | 1.3876 | 1.3671 | 1.3469 | 1.327 | 1.3073 | 1.288 | 1.269 | 1.2502 | 1.2318 | 1.2136 | 1.1956 | 1.1779 | 1.1605 | 1.1434 | 1.1265 | 1.1098 | 1.0934 | 1.0773 | 1.0614 | 1.0457 | 1.0302 | 1.015 | 1 | 0 | 0 | 0 | 0 | 0 | 0 | 0 | 0
[8 empty] | PPA_1.5 | 9 | 42 | 1.8688 | 1.8412 | 1.814 | 1.7872 | 1.7608 | 1.7348 | 1.7091 | 1.6839 | 1.659 | 1.6345 | 1.6103 | 1.5865 | 1.5631 | 1.54 | 1.5172 | 1.4948 | 1.4727 | 1.4509 | 1.4295 | 1.4084 | 1.3876 | 1.3671 | 1.3469 | 1.327 | 1.3073 | 1.288 | 1.269 | 1.2502 | 1.2318 | 1.2136 | 1.1956 | 1.1779 | 1.1605 | 1.1434 | 1.1265 | 1.1098 | 1.0934 | 1.0773 | 1.0614 | 1.0457 | 1.0302 | 1.015 | 1 | 0 | 0 | 0 | 0 | 0 | 0 | 0
[8 empty] | PPA_1.5 | 9 | 43 | 1.8969 | 1.8688 | 1.8412 | 1.814 | 1.7872 | 1.7608 | 1.7348 | 1.7091 | 1.6839 | 1.659 | 1.6345 | 1.6103 | 1.5865 | 1.5631 | 1.54 | 1.5172 | 1.4948 | 1.4727 | 1.4509 | 1.4295 | 1.4084 | 1.3876 | 1.3671 | 1.3469 | 1.327 | 1.3073 | 1.288 | 1.269 | 1.2502 | 1.2318 | 1.2136 | 1.1956 | 1.1779 | 1.1605 | 1.1434 | 1.1265 | 1.1098 | 1.0934 | 1.0773 | 1.0614 | 1.0457 | 1.0302 | 1.015 | 1 | 0 | 0 | 0 | 0 | 0 | 0
[8 empty] | PPA_1.5 | 9 | 44 | 1.9253 | 1.8969 | 1.8688 | 1.8412 | 1.814 | 1.7872 | 1.7608 | 1.7348 | 1.7091 | 1.6839 | 1.659 | 1.6345 | 1.6103 | 1.5865 | 1.5631 | 1.54 | 1.5172 | 1.4948 | 1.4727 | 1.4509 | 1.4295 | 1.4084 | 1.3876 | 1.3671 | 1.3469 | 1.327 | 1.3073 | 1.288 | 1.269 | 1.2502 | 1.2318 | 1.2136 | 1.1956 | 1.1779 | 1.1605 | 1.1434 | 1.1265 | 1.1098 | 1.0934 | 1.0773 | 1.0614 | 1.0457 | 1.0302 | 1.015 | 1 | 0 | 0 | 0 | 0 | 0
[8 empty] | PPA_1.5 | 9 | 45 | 1.9542 | 1.9253 | 1.8969 | 1.8688 | 1.8412 | 1.814 | 1.7872 | 1.7608 | 1.7348 | 1.7091 | 1.6839 | 1.659 | 1.6345 | 1.6103 | 1.5865 | 1.5631 | 1.54 | 1.5172 | 1.4948 | 1.4727 | 1.4509 | 1.4295 | 1.4084 | 1.3876 | 1.3671 | 1.3469 | 1.327 | 1.3073 | 1.288 | 1.269 | 1.2502 | 1.2318 | 1.2136 | 1.1956 | 1.1779 | 1.1605 | 1.1434 | 1.1265 | 1.1098 | 1.0934 | 1.0773 | 1.0614 | 1.0457 | 1.0302 | 1.015 | 1 | 0 | 0 | 0 | 0
[8 empty] | PPA_1.5 | 9 | 46 | 1.9835 | 1.9542 | 1.9253 | 1.8969 | 1.8688 | 1.8412 | 1.814 | 1.7872 | 1.7608 | 1.7348 | 1.7091 | 1.6839 | 1.659 | 1.6345 | 1.6103 | 1.5865 | 1.5631 | 1.54 | 1.5172 | 1.4948 | 1.4727 | 1.4509 | 1.4295 | 1.4084 | 1.3876 | 1.3671 | 1.3469 | 1.327 | 1.3073 | 1.288 | 1.269 | 1.2502 | 1.2318 | 1.2136 | 1.1956 | 1.1779 | 1.1605 | 1.1434 | 1.1265 | 1.1098 | 1.0934 | 1.0773 | 1.0614 | 1.0457 | 1.0302 | 1.015 | 1 | 0 | 0 | 0
[8 empty] | PPA_1.5 | 9 | 47 | 2.0133 | 1.9835 | 1.9542 | 1.9253 | 1.8969 | 1.8688 | 1.8412 | 1.814 | 1.7872 | 1.7608 | 1.7348 | 1.7091 | 1.6839 | 1.659 | 1.6345 | 1.6103 | 1.5865 | 1.5631 | 1.54 | 1.5172 | 1.4948 | 1.4727 | 1.4509 | 1.4295 | 1.4084 | 1.3876 | 1.3671 | 1.3469 | 1.327 | 1.3073 | 1.288 | 1.269 | 1.2502 | 1.2318 | 1.2136 | 1.1956 | 1.1779 | 1.1605 | 1.1434 | 1.1265 | 1.1098 | 1.0934 | 1.0773 | 1.0614 | 1.0457 | 1.0302 | 1.015 | 1 | 0 | 0
[8 empty] | PPA_1.5 | 9 | 48 | 2.0435 | 2.0133 | 1.9835 | 1.9542 | 1.9253 | 1.8969 | 1.8688 | 1.8412 | 1.814 | 1.7872 | 1.7608 | 1.7348 | 1.7091 | 1.6839 | 1.659 | 1.6345 | 1.6103 | 1.5865 | 1.5631 | 1.54 | 1.5172 | 1.4948 | 1.4727 | 1.4509 | 1.4295 | 1.4084 | 1.3876 | 1.3671 | 1.3469 | 1.327 | 1.3073 | 1.288 | 1.269 | 1.2502 | 1.2318 | 1.2136 | 1.1956 | 1.1779 | 1.1605 | 1.1434 | 1.1265 | 1.1098 | 1.0934 | 1.0773 | 1.0614 | 1.0457 | 1.0302 | 1.015 | 1 | 0
[8 empty] | PPA_1.5 | 9 | 49 | 2.0741 | 2.0435 | 2.0133 | 1.9835 | 1.9542 | 1.9253 | 1.8969 | 1.8688 | 1.8412 | 1.814 | 1.7872 | 1.7608 | 1.7348 | 1.7091 | 1.6839 | 1.659 | 1.6345 | 1.6103 | 1.5865 | 1.5631 | 1.54 | 1.5172 | 1.4948 | 1.4727 | 1.4509 | 1.4295 | 1.4084 | 1.3876 | 1.3671 | 1.3469 | 1.327 | 1.3073 | 1.288 | 1.269 | 1.2502 | 1.2318 | 1.2136 | 1.1956 | 1.1779 | 1.1605 | 1.1434 | 1.1265 | 1.1098 | 1.0934 | 1.0773 | 1.0614 | 1.0457 | 1.0302 | 1.015 | 1
[8 empty] | PPA_1.5 | 9 | 50 | 2.1052 | 2.0741 | 2.0435 | 2.0133 | 1.9835 | 1.9542 | 1.9253 | 1.8969 | 1.8688 | 1.8412 | 1.814 | 1.7872 | 1.7608 | 1.7348 | 1.7091 | 1.6839 | 1.659 | 1.6345 | 1.6103 | 1.5865 | 1.5631 | 1.54 | 1.5172 | 1.4948 | 1.4727 | 1.4509 | 1.4295 | 1.4084 | 1.3876 | 1.3671 | 1.3469 | 1.327 | 1.3073 | 1.288 | 1.269 | 1.2502 | 1.2318 | 1.2136 | 1.1956 | 1.1779 | 1.1605 | 1.1434 | 1.1265 | 1.1098 | 1.0934 | 1.0773 | 1.0614 | 1.0457 | 1.0302 | 1.015
[8 empty] | PPA_2.0 | 10 | 0 | 1 | 0 | 0 | 0 | 0 | 0 | 0 | 0 | 0 | 0 | 0 | 0 | 0 | 0 | 0 | 0 | 0 | 0 | 0 | 0 | 0 | 0 | 0 | 0 | 0 | 0 | 0 | 0 | 0 | 0 | 0 | 0 | 0 | 0 | 0 | 0 | 0 | 0 | 0 | 0 | 0 | 0 | 0 | 0 | 0 | 0 | 0 | 0 | 0 | 0
[8 empty] | PPA_2.0 | 10 | 1 | 1.02 | 1 | 0 | 0 | 0 | 0 | 0 | 0 | 0 | 0 | 0 | 0 | 0 | 0 | 0 | 0 | 0 | 0 | 0 | 0 | 0 | 0 | 0 | 0 | 0 | 0 | 0 | 0 | 0 | 0 | 0 | 0 | 0 | 0 | 0 | 0 | 0 | 0 | 0 | 0 | 0 | 0 | 0 | 0 | 0 | 0 | 0 | 0 | 0 | 0
[8 empty] | PPA_2.0 | 10 | 2 | 1.0404 | 1.02 | 1 | 0 | 0 | 0 | 0 | 0 | 0 | 0 | 0 | 0 | 0 | 0 | 0 | 0 | 0 | 0 | 0 | 0 | 0 | 0 | 0 | 0 | 0 | 0 | 0 | 0 | 0 | 0 | 0 | 0 | 0 | 0 | 0 | 0 | 0 | 0 | 0 | 0 | 0 | 0 | 0 | 0 | 0 | 0 | 0 | 0 | 0 | 0
[8 empty] | PPA_2.0 | 10 | 3 | 1.0612 | 1.0404 | 1.02 | 1 | 0 | 0 | 0 | 0 | 0 | 0 | 0 | 0 | 0 | 0 | 0 | 0 | 0 | 0 | 0 | 0 | 0 | 0 | 0 | 0 | 0 | 0 | 0 | 0 | 0 | 0 | 0 | 0 | 0 | 0 | 0 | 0 | 0 | 0 | 0 | 0 | 0 | 0 | 0 | 0 | 0 | 0 | 0 | 0 | 0 | 0
[8 empty] | PPA_2.0 | 10 | 4 | 1.0824 | 1.0612 | 1.0404 | 1.02 | 1 | 0 | 0 | 0 | 0 | 0 | 0 | 0 | 0 | 0 | 0 | 0 | 0 | 0 | 0 | 0 | 0 | 0 | 0 | 0 | 0 | 0 | 0 | 0 | 0 | 0 | 0 | 0 | 0 | 0 | 0 | 0 | 0 | 0 | 0 | 0 | 0 | 0 | 0 | 0 | 0 | 0 | 0 | 0 | 0 | 0
[8 empty] | PPA_2.0 | 10 | 5 | 1.1041 | 1.0824 | 1.0612 | 1.0404 | 1.02 | 1 | 0 | 0 | 0 | 0 | 0 | 0 | 0 | 0 | 0 | 0 | 0 | 0 | 0 | 0 | 0 | 0 | 0 | 0 | 0 | 0 | 0 | 0 | 0 | 0 | 0 | 0 | 0 | 0 | 0 | 0 | 0 | 0 | 0 | 0 | 0 | 0 | 0 | 0 | 0 | 0 | 0 | 0 | 0 | 0
[8 empty] | PPA_2.0 | 10 | 6 | 1.1262 | 1.1041 | 1.0824 | 1.0612 | 1.0404 | 1.02 | 1 | 0 | 0 | 0 | 0 | 0 | 0 | 0 | 0 | 0 | 0 | 0 | 0 | 0 | 0 | 0 | 0 | 0 | 0 | 0 | 0 | 0 | 0 | 0 | 0 | 0 | 0 | 0 | 0 | 0 | 0 | 0 | 0 | 0 | 0 | 0 | 0 | 0 | 0 | 0 | 0 | 0 | 0 | 0
[8 empty] | PPA_2.0 | 10 | 7 | 1.1487 | 1.1262 | 1.1041 | 1.0824 | 1.0612 | 1.0404 | 1.02 | 1 | 0 | 0 | 0 | 0 | 0 | 0 | 0 | 0 | 0 | 0 | 0 | 0 | 0 | 0 | 0 | 0 | 0 | 0 | 0 | 0 | 0 | 0 | 0 | 0 | 0 | 0 | 0 | 0 | 0 | 0 | 0 | 0 | 0 | 0 | 0 | 0 | 0 | 0 | 0 | 0 | 0 | 0
[8 empty] | PPA_2.0 | 10 | 8 | 1.1717 | 1.1487 | 1.1262 | 1.1041 | 1.0824 | 1.0612 | 1.0404 | 1.02 | 1 | 0 | 0 | 0 | 0 | 0 | 0 | 0 | 0 | 0 | 0 | 0 | 0 | 0 | 0 | 0 | 0 | 0 | 0 | 0 | 0 | 0 | 0 | 0 | 0 | 0 | 0 | 0 | 0 | 0 | 0 | 0 | 0 | 0 | 0 | 0 | 0 | 0 | 0 | 0 | 0 | 0
[8 empty] | PPA_2.0 | 10 | 9 | 1.1951 | 1.1717 | 1.1487 | 1.1262 | 1.1041 | 1.0824 | 1.0612 | 1.0404 | 1.02 | 1 | 0 | 0 | 0 | 0 | 0 | 0 | 0 | 0 | 0 | 0 | 0 | 0 | 0 | 0 | 0 | 0 | 0 | 0 | 0 | 0 | 0 | 0 | 0 | 0 | 0 | 0 | 0 | 0 | 0 | 0 | 0 | 0 | 0 | 0 | 0 | 0 | 0 | 0 | 0 | 0
[8 empty] | PPA_2.0 | 10 | 10 | 1.219 | 1.1951 | 1.1717 | 1.1487 | 1.1262 | 1.1041 | 1.0824 | 1.0612 | 1.0404 | 1.02 | 1 | 0 | 0 | 0 | 0 | 0 | 0 | 0 | 0 | 0 | 0 | 0 | 0 | 0 | 0 | 0 | 0 | 0 | 0 | 0 | 0 | 0 | 0 | 0 | 0 | 0 | 0 | 0 | 0 | 0 | 0 | 0 | 0 | 0 | 0 | 0 | 0 | 0 | 0 | 0
[8 empty] | PPA_2.0 | 10 | 11 | 1.2434 | 1.219 | 1.1951 | 1.1717 | 1.1487 | 1.1262 | 1.1041 | 1.0824 | 1.0612 | 1.0404 | 1.02 | 1 | 0 | 0 | 0 | 0 | 0 | 0 | 0 | 0 | 0 | 0 | 0 | 0 | 0 | 0 | 0 | 0 | 0 | 0 | 0 | 0 | 0 | 0 | 0 | 0 | 0 | 0 | 0 | 0 | 0 | 0 | 0 | 0 | 0 | 0 | 0 | 0 | 0 | 0
[8 empty] | PPA_2.0 | 10 | 12 | 1.2682 | 1.2434 | 1.219 | 1.1951 | 1.1717 | 1.1487 | 1.1262 | 1.1041 | 1.0824 | 1.0612 | 1.0404 | 1.02 | 1 | 0 | 0 | 0 | 0 | 0 | 0 | 0 | 0 | 0 | 0 | 0 | 0 | 0 | 0 | 0 | 0 | 0 | 0 | 0 | 0 | 0 | 0 | 0 | 0 | 0 | 0 | 0 | 0 | 0 | 0 | 0 | 0 | 0 | 0 | 0 | 0 | 0
[8 empty] | PPA_2.0 | 10 | 13 | 1.2936 | 1.2682 | 1.2434 | 1.219 | 1.1951 | 1.1717 | 1.1487 | 1.1262 | 1.1041 | 1.0824 | 1.0612 | 1.0404 | 1.02 | 1 | 0 | 0 | 0 | 0 | 0 | 0 | 0 | 0 | 0 | 0 | 0 | 0 | 0 | 0 | 0 | 0 | 0 | 0 | 0 | 0 | 0 | 0 | 0 | 0 | 0 | 0 | 0 | 0 | 0 | 0 | 0 | 0 | 0 | 0 | 0 | 0
[8 empty] | PPA_2.0 | 10 | 14 | 1.3195 | 1.2936 | 1.2682 | 1.2434 | 1.219 | 1.1951 | 1.1717 | 1.1487 | 1.1262 | 1.1041 | 1.0824 | 1.0612 | 1.0404 | 1.02 | 1 | 0 | 0 | 0 | 0 | 0 | 0 | 0 | 0 | 0 | 0 | 0 | 0 | 0 | 0 | 0 | 0 | 0 | 0 | 0 | 0 | 0 | 0 | 0 | 0 | 0 | 0 | 0 | 0 | 0 | 0 | 0 | 0 | 0 | 0 | 0
[8 empty] | PPA_2.0 | 10 | 15 | 1.3459 | 1.3195 | 1.2936 | 1.2682 | 1.2434 | 1.219 | 1.1951 | 1.1717 | 1.1487 | 1.1262 | 1.1041 | 1.0824 | 1.0612 | 1.0404 | 1.02 | 1 | 0 | 0 | 0 | 0 | 0 | 0 | 0 | 0 | 0 | 0 | 0 | 0 | 0 | 0 | 0 | 0 | 0 | 0 | 0 | 0 | 0 | 0 | 0 | 0 | 0 | 0 | 0 | 0 | 0 | 0 | 0 | 0 | 0 | 0
[8 empty] | PPA_2.0 | 10 | 16 | 1.3728 | 1.3459 | 1.3195 | 1.2936 | 1.2682 | 1.2434 | 1.219 | 1.1951 | 1.1717 | 1.1487 | 1.1262 | 1.1041 | 1.0824 | 1.0612 | 1.0404 | 1.02 | 1 | 0 | 0 | 0 | 0 | 0 | 0 | 0 | 0 | 0 | 0 | 0 | 0 | 0 | 0 | 0 | 0 | 0 | 0 | 0 | 0 | 0 | 0 | 0 | 0 | 0 | 0 | 0 | 0 | 0 | 0 | 0 | 0 | 0
[8 empty] | PPA_2.0 | 10 | 17 | 1.4002 | 1.3728 | 1.3459 | 1.3195 | 1.2936 | 1.2682 | 1.2434 | 1.219 | 1.1951 | 1.1717 | 1.1487 | 1.1262 | 1.1041 | 1.0824 | 1.0612 | 1.0404 | 1.02 | 1 | 0 | 0 | 0 | 0 | 0 | 0 | 0 | 0 | 0 | 0 | 0 | 0 | 0 | 0 | 0 | 0 | 0 | 0 | 0 | 0 | 0 | 0 | 0 | 0 | 0 | 0 | 0 | 0 | 0 | 0 | 0 | 0
[8 empty] | PPA_2.0 | 10 | 18 | 1.4282 | 1.4002 | 1.3728 | 1.3459 | 1.3195 | 1.2936 | 1.2682 | 1.2434 | 1.219 | 1.1951 | 1.1717 | 1.1487 | 1.1262 | 1.1041 | 1.0824 | 1.0612 | 1.0404 | 1.02 | 1 | 0 | 0 | 0 | 0 | 0 | 0 | 0 | 0 | 0 | 0 | 0 | 0 | 0 | 0 | 0 | 0 | 0 | 0 | 0 | 0 | 0 | 0 | 0 | 0 | 0 | 0 | 0 | 0 | 0 | 0 | 0
[8 empty] | PPA_2.0 | 10 | 19 | 1.4568 | 1.4282 | 1.4002 | 1.3728 | 1.3459 | 1.3195 | 1.2936 | 1.2682 | 1.2434 | 1.219 | 1.1951 | 1.1717 | 1.1487 | 1.1262 | 1.1041 | 1.0824 | 1.0612 | 1.0404 | 1.02 | 1 | 0 | 0 | 0 | 0 | 0 | 0 | 0 | 0 | 0 | 0 | 0 | 0 | 0 | 0 | 0 | 0 | 0 | 0 | 0 | 0 | 0 | 0 | 0 | 0 | 0 | 0 | 0 | 0 | 0 | 0
[8 empty] | PPA_2.0 | 10 | 20 | 1.4859 | 1.4568 | 1.4282 | 1.4002 | 1.3728 | 1.3459 | 1.3195 | 1.2936 | 1.2682 | 1.2434 | 1.219 | 1.1951 | 1.1717 | 1.1487 | 1.1262 | 1.1041 | 1.0824 | 1.0612 | 1.0404 | 1.02 | 1 | 0 | 0 | 0 | 0 | 0 | 0 | 0 | 0 | 0 | 0 | 0 | 0 | 0 | 0 | 0 | 0 | 0 | 0 | 0 | 0 | 0 | 0 | 0 | 0 | 0 | 0 | 0 | 0 | 0
[8 empty] | PPA_2.0 | 10 | 21 | 1.5157 | 1.4859 | 1.4568 | 1.4282 | 1.4002 | 1.3728 | 1.3459 | 1.3195 | 1.2936 | 1.2682 | 1.2434 | 1.219 | 1.1951 | 1.1717 | 1.1487 | 1.1262 | 1.1041 | 1.0824 | 1.0612 | 1.0404 | 1.02 | 1 | 0 | 0 | 0 | 0 | 0 | 0 | 0 | 0 | 0 | 0 | 0 | 0 | 0 | 0 | 0 | 0 | 0 | 0 | 0 | 0 | 0 | 0 | 0 | 0 | 0 | 0 | 0 | 0
[8 empty] | PPA_2.0 | 10 | 22 | 1.546 | 1.5157 | 1.4859 | 1.4568 | 1.4282 | 1.4002 | 1.3728 | 1.3459 | 1.3195 | 1.2936 | 1.2682 | 1.2434 | 1.219 | 1.1951 | 1.1717 | 1.1487 | 1.1262 | 1.1041 | 1.0824 | 1.0612 | 1.0404 | 1.02 | 1 | 0 | 0 | 0 | 0 | 0 | 0 | 0 | 0 | 0 | 0 | 0 | 0 | 0 | 0 | 0 | 0 | 0 | 0 | 0 | 0 | 0 | 0 | 0 | 0 | 0 | 0 | 0
[8 empty] | PPA_2.0 | 10 | 23 | 1.5769 | 1.546 | 1.5157 | 1.4859 | 1.4568 | 1.4282 | 1.4002 | 1.3728 | 1.3459 | 1.3195 | 1.2936 | 1.2682 | 1.2434 | 1.219 | 1.1951 | 1.1717 | 1.1487 | 1.1262 | 1.1041 | 1.0824 | 1.0612 | 1.0404 | 1.02 | 1 | 0 | 0 | 0 | 0 | 0 | 0 | 0 | 0 | 0 | 0 | 0 | 0 | 0 | 0 | 0 | 0 | 0 | 0 | 0 | 0 | 0 | 0 | 0 | 0 | 0 | 0
[8 empty] | PPA_2.0 | 10 | 24 | 1.6084 | 1.5769 | 1.546 | 1.5157 | 1.4859 | 1.4568 | 1.4282 | 1.4002 | 1.3728 | 1.3459 | 1.3195 | 1.2936 | 1.2682 | 1.2434 | 1.219 | 1.1951 | 1.1717 | 1.1487 | 1.1262 | 1.1041 | 1.0824 | 1.0612 | 1.0404 | 1.02 | 1 | 0 | 0 | 0 | 0 | 0 | 0 | 0 | 0 | 0 | 0 | 0 | 0 | 0 | 0 | 0 | 0 | 0 | 0 | 0 | 0 | 0 | 0 | 0 | 0 | 0
[8 empty] | PPA_2.0 | 10 | 25 | 1.6406 | 1.6084 | 1.5769 | 1.546 | 1.5157 | 1.4859 | 1.4568 | 1.4282 | 1.4002 | 1.3728 | 1.3459 | 1.3195 | 1.2936 | 1.2682 | 1.2434 | 1.219 | 1.1951 | 1.1717 | 1.1487 | 1.1262 | 1.1041 | 1.0824 | 1.0612 | 1.0404 | 1.02 | 1 | 0 | 0 | 0 | 0 | 0 | 0 | 0 | 0 | 0 | 0 | 0 | 0 | 0 | 0 | 0 | 0 | 0 | 0 | 0 | 0 | 0 | 0 | 0 | 0
[8 empty] | PPA_2.0 | 10 | 26 | 1.6734 | 1.6406 | 1.6084 | 1.5769 | 1.546 | 1.5157 | 1.4859 | 1.4568 | 1.4282 | 1.4002 | 1.3728 | 1.3459 | 1.3195 | 1.2936 | 1.2682 | 1.2434 | 1.219 | 1.1951 | 1.1717 | 1.1487 | 1.1262 | 1.1041 | 1.0824 | 1.0612 | 1.0404 | 1.02 | 1 | 0 | 0 | 0 | 0 | 0 | 0 | 0 | 0 | 0 | 0 | 0 | 0 | 0 | 0 | 0 | 0 | 0 | 0 | 0 | 0 | 0 | 0 | 0
[8 empty] | PPA_2.0 | 10 | 27 | 1.7069 | 1.6734 | 1.6406 | 1.6084 | 1.5769 | 1.546 | 1.5157 | 1.4859 | 1.4568 | 1.4282 | 1.4002 | 1.3728 | 1.3459 | 1.3195 | 1.2936 | 1.2682 | 1.2434 | 1.219 | 1.1951 | 1.1717 | 1.1487 | 1.1262 | 1.1041 | 1.0824 | 1.0612 | 1.0404 | 1.02 | 1 | 0 | 0 | 0 | 0 | 0 | 0 | 0 | 0 | 0 | 0 | 0 | 0 | 0 | 0 | 0 | 0 | 0 | 0 | 0 | 0 | 0 | 0
[8 empty] | PPA_2.0 | 10 | 28 | 1.741 | 1.7069 | 1.6734 | 1.6406 | 1.6084 | 1.5769 | 1.546 | 1.5157 | 1.4859 | 1.4568 | 1.4282 | 1.4002 | 1.3728 | 1.3459 | 1.3195 | 1.2936 | 1.2682 | 1.2434 | 1.219 | 1.1951 | 1.1717 | 1.1487 | 1.1262 | 1.1041 | 1.0824 | 1.0612 | 1.0404 | 1.02 | 1 | 0 | 0 | 0 | 0 | 0 | 0 | 0 | 0 | 0 | 0 | 0 | 0 | 0 | 0 | 0 | 0 | 0 | 0 | 0 | 0 | 0
[8 empty] | PPA_2.0 | 10 | 29 | 1.7758 | 1.741 | 1.7069 | 1.6734 | 1.6406 | 1.6084 | 1.5769 | 1.546 | 1.5157 | 1.4859 | 1.4568 | 1.4282 | 1.4002 | 1.3728 | 1.3459 | 1.3195 | 1.2936 | 1.2682 | 1.2434 | 1.219 | 1.1951 | 1.1717 | 1.1487 | 1.1262 | 1.1041 | 1.0824 | 1.0612 | 1.0404 | 1.02 | 1 | 0 | 0 | 0 | 0 | 0 | 0 | 0 | 0 | 0 | 0 | 0 | 0 | 0 | 0 | 0 | 0 | 0 | 0 | 0 | 0
[8 empty] | PPA_2.0 | 10 | 30 | 1.8114 | 1.7758 | 1.741 | 1.7069 | 1.6734 | 1.6406 | 1.6084 | 1.5769 | 1.546 | 1.5157 | 1.4859 | 1.4568 | 1.4282 | 1.4002 | 1.3728 | 1.3459 | 1.3195 | 1.2936 | 1.2682 | 1.2434 | 1.219 | 1.1951 | 1.1717 | 1.1487 | 1.1262 | 1.1041 | 1.0824 | 1.0612 | 1.0404 | 1.02 | 1 | 0 | 0 | 0 | 0 | 0 | 0 | 0 | 0 | 0 | 0 | 0 | 0 | 0 | 0 | 0 | 0 | 0 | 0 | 0
[8 empty] | PPA_2.0 | 10 | 31 | 1.8476 | 1.8114 | 1.7758 | 1.741 | 1.7069 | 1.6734 | 1.6406 | 1.6084 | 1.5769 | 1.546 | 1.5157 | 1.4859 | 1.4568 | 1.4282 | 1.4002 | 1.3728 | 1.3459 | 1.3195 | 1.2936 | 1.2682 | 1.2434 | 1.219 | 1.1951 | 1.1717 | 1.1487 | 1.1262 | 1.1041 | 1.0824 | 1.0612 | 1.0404 | 1.02 | 1 | 0 | 0 | 0 | 0 | 0 | 0 | 0 | 0 | 0 | 0 | 0 | 0 | 0 | 0 | 0 | 0 | 0 | 0
[8 empty] | PPA_2.0 | 10 | 32 | 1.8845 | 1.8476 | 1.8114 | 1.7758 | 1.741 | 1.7069 | 1.6734 | 1.6406 | 1.6084 | 1.5769 | 1.546 | 1.5157 | 1.4859 | 1.4568 | 1.4282 | 1.4002 | 1.3728 | 1.3459 | 1.3195 | 1.2936 | 1.2682 | 1.2434 | 1.219 | 1.1951 | 1.1717 | 1.1487 | 1.1262 | 1.1041 | 1.0824 | 1.0612 | 1.0404 | 1.02 | 1 | 0 | 0 | 0 | 0 | 0 | 0 | 0 | 0 | 0 | 0 | 0 | 0 | 0 | 0 | 0 | 0 | 0
[8 empty] | PPA_2.0 | 10 | 33 | 1.9222 | 1.8845 | 1.8476 | 1.8114 | 1.7758 | 1.741 | 1.7069 | 1.6734 | 1.6406 | 1.6084 | 1.5769 | 1.546 | 1.5157 | 1.4859 | 1.4568 | 1.4282 | 1.4002 | 1.3728 | 1.3459 | 1.3195 | 1.2936 | 1.2682 | 1.2434 | 1.219 | 1.1951 | 1.1717 | 1.1487 | 1.1262 | 1.1041 | 1.0824 | 1.0612 | 1.0404 | 1.02 | 1 | 0 | 0 | 0 | 0 | 0 | 0 | 0 | 0 | 0 | 0 | 0 | 0 | 0 | 0 | 0 | 0
[8 empty] | PPA_2.0 | 10 | 34 | 1.9607 | 1.9222 | 1.8845 | 1.8476 | 1.8114 | 1.7758 | 1.741 | 1.7069 | 1.6734 | 1.6406 | 1.6084 | 1.5769 | 1.546 | 1.5157 | 1.4859 | 1.4568 | 1.4282 | 1.4002 | 1.3728 | 1.3459 | 1.3195 | 1.2936 | 1.2682 | 1.2434 | 1.219 | 1.1951 | 1.1717 | 1.1487 | 1.1262 | 1.1041 | 1.0824 | 1.0612 | 1.0404 | 1.02 | 1 | 0 | 0 | 0 | 0 | 0 | 0 | 0 | 0 | 0 | 0 | 0 | 0 | 0 | 0 | 0
[8 empty] | PPA_2.0 | 10 | 35 | 1.9999 | 1.9607 | 1.9222 | 1.8845 | 1.8476 | 1.8114 | 1.7758 | 1.741 | 1.7069 | 1.6734 | 1.6406 | 1.6084 | 1.5769 | 1.546 | 1.5157 | 1.4859 | 1.4568 | 1.4282 | 1.4002 | 1.3728 | 1.3459 | 1.3195 | 1.2936 | 1.2682 | 1.2434 | 1.219 | 1.1951 | 1.1717 | 1.1487 | 1.1262 | 1.1041 | 1.0824 | 1.0612 | 1.0404 | 1.02 | 1 | 0 | 0 | 0 | 0 | 0 | 0 | 0 | 0 | 0 | 0 | 0 | 0 | 0 | 0
[8 empty] | PPA_2.0 | 10 | 36 | 2.0399 | 1.9999 | 1.9607 | 1.9222 | 1.8845 | 1.8476 | 1.8114 | 1.7758 | 1.741 | 1.7069 | 1.6734 | 1.6406 | 1.6084 | 1.5769 | 1.546 | 1.5157 | 1.4859 | 1.4568 | 1.4282 | 1.4002 | 1.3728 | 1.3459 | 1.3195 | 1.2936 | 1.2682 | 1.2434 | 1.219 | 1.1951 | 1.1717 | 1.1487 | 1.1262 | 1.1041 | 1.0824 | 1.0612 | 1.0404 | 1.02 | 1 | 0 | 0 | 0 | 0 | 0 | 0 | 0 | 0 | 0 | 0 | 0 | 0 | 0
[8 empty] | PPA_2.0 | 10 | 37 | 2.0807 | 2.0399 | 1.9999 | 1.9607 | 1.9222 | 1.8845 | 1.8476 | 1.8114 | 1.7758 | 1.741 | 1.7069 | 1.6734 | 1.6406 | 1.6084 | 1.5769 | 1.546 | 1.5157 | 1.4859 | 1.4568 | 1.4282 | 1.4002 | 1.3728 | 1.3459 | 1.3195 | 1.2936 | 1.2682 | 1.2434 | 1.219 | 1.1951 | 1.1717 | 1.1487 | 1.1262 | 1.1041 | 1.0824 | 1.0612 | 1.0404 | 1.02 | 1 | 0 | 0 | 0 | 0 | 0 | 0 | 0 | 0 | 0 | 0 | 0 | 0
[8 empty] | PPA_2.0 | 10 | 38 | 2.1223 | 2.0807 | 2.0399 | 1.9999 | 1.9607 | 1.9222 | 1.8845 | 1.8476 | 1.8114 | 1.7758 | 1.741 | 1.7069 | 1.6734 | 1.6406 | 1.6084 | 1.5769 | 1.546 | 1.5157 | 1.4859 | 1.4568 | 1.4282 | 1.4002 | 1.3728 | 1.3459 | 1.3195 | 1.2936 | 1.2682 | 1.2434 | 1.219 | 1.1951 | 1.1717 | 1.1487 | 1.1262 | 1.1041 | 1.0824 | 1.0612 | 1.0404 | 1.02 | 1 | 0 | 0 | 0 | 0 | 0 | 0 | 0 | 0 | 0 | 0 | 0
[8 empty] | PPA_2.0 | 10 | 39 | 2.1647 | 2.1223 | 2.0807 | 2.0399 | 1.9999 | 1.9607 | 1.9222 | 1.8845 | 1.8476 | 1.8114 | 1.7758 | 1.741 | 1.7069 | 1.6734 | 1.6406 | 1.6084 | 1.5769 | 1.546 | 1.5157 | 1.4859 | 1.4568 | 1.4282 | 1.4002 | 1.3728 | 1.3459 | 1.3195 | 1.2936 | 1.2682 | 1.2434 | 1.219 | 1.1951 | 1.1717 | 1.1487 | 1.1262 | 1.1041 | 1.0824 | 1.0612 | 1.0404 | 1.02 | 1 | 0 | 0 | 0 | 0 | 0 | 0 | 0 | 0 | 0 | 0
[8 empty] | PPA_2.0 | 10 | 40 | 2.208 | 2.1647 | 2.1223 | 2.0807 | 2.0399 | 1.9999 | 1.9607 | 1.9222 | 1.8845 | 1.8476 | 1.8114 | 1.7758 | 1.741 | 1.7069 | 1.6734 | 1.6406 | 1.6084 | 1.5769 | 1.546 | 1.5157 | 1.4859 | 1.4568 | 1.4282 | 1.4002 | 1.3728 | 1.3459 | 1.3195 | 1.2936 | 1.2682 | 1.2434 | 1.219 | 1.1951 | 1.1717 | 1.1487 | 1.1262 | 1.1041 | 1.0824 | 1.0612 | 1.0404 | 1.02 | 1 | 0 | 0 | 0 | 0 | 0 | 0 | 0 | 0 | 0
[8 empty] | PPA_2.0 | 10 | 41 | 2.2522 | 2.208 | 2.1647 | 2.1223 | 2.0807 | 2.0399 | 1.9999 | 1.9607 | 1.9222 | 1.8845 | 1.8476 | 1.8114 | 1.7758 | 1.741 | 1.7069 | 1.6734 | 1.6406 | 1.6084 | 1.5769 | 1.546 | 1.5157 | 1.4859 | 1.4568 | 1.4282 | 1.4002 | 1.3728 | 1.3459 | 1.3195 | 1.2936 | 1.2682 | 1.2434 | 1.219 | 1.1951 | 1.1717 | 1.1487 | 1.1262 | 1.1041 | 1.0824 | 1.0612 | 1.0404 | 1.02 | 1 | 0 | 0 | 0 | 0 | 0 | 0 | 0 | 0
[8 empty] | PPA_2.0 | 10 | 42 | 2.2972 | 2.2522 | 2.208 | 2.1647 | 2.1223 | 2.0807 | 2.0399 | 1.9999 | 1.9607 | 1.9222 | 1.8845 | 1.8476 | 1.8114 | 1.7758 | 1.741 | 1.7069 | 1.6734 | 1.6406 | 1.6084 | 1.5769 | 1.546 | 1.5157 | 1.4859 | 1.4568 | 1.4282 | 1.4002 | 1.3728 | 1.3459 | 1.3195 | 1.2936 | 1.2682 | 1.2434 | 1.219 | 1.1951 | 1.1717 | 1.1487 | 1.1262 | 1.1041 | 1.0824 | 1.0612 | 1.0404 | 1.02 | 1 | 0 | 0 | 0 | 0 | 0 | 0 | 0
[8 empty] | PPA_2.0 | 10 | 43 | 2.3432 | 2.2972 | 2.2522 | 2.208 | 2.1647 | 2.1223 | 2.0807 | 2.0399 | 1.9999 | 1.9607 | 1.9222 | 1.8845 | 1.8476 | 1.8114 | 1.7758 | 1.741 | 1.7069 | 1.6734 | 1.6406 | 1.6084 | 1.5769 | 1.546 | 1.5157 | 1.4859 | 1.4568 | 1.4282 | 1.4002 | 1.3728 | 1.3459 | 1.3195 | 1.2936 | 1.2682 | 1.2434 | 1.219 | 1.1951 | 1.1717 | 1.1487 | 1.1262 | 1.1041 | 1.0824 | 1.0612 | 1.0404 | 1.02 | 1 | 0 | 0 | 0 | 0 | 0 | 0
[8 empty] | PPA_2.0 | 10 | 44 | 2.3901 | 2.3432 | 2.2972 | 2.2522 | 2.208 | 2.1647 | 2.1223 | 2.0807 | 2.0399 | 1.9999 | 1.9607 | 1.9222 | 1.8845 | 1.8476 | 1.8114 | 1.7758 | 1.741 | 1.7069 | 1.6734 | 1.6406 | 1.6084 | 1.5769 | 1.546 | 1.5157 | 1.4859 | 1.4568 | 1.4282 | 1.4002 | 1.3728 | 1.3459 | 1.3195 | 1.2936 | 1.2682 | 1.2434 | 1.219 | 1.1951 | 1.1717 | 1.1487 | 1.1262 | 1.1041 | 1.0824 | 1.0612 | 1.0404 | 1.02 | 1 | 0 | 0 | 0 | 0 | 0
[8 empty] | PPA_2.0 | 10 | 45 | 2.4379 | 2.3901 | 2.3432 | 2.2972 | 2.2522 | 2.208 | 2.1647 | 2.1223 | 2.0807 | 2.0399 | 1.9999 | 1.9607 | 1.9222 | 1.8845 | 1.8476 | 1.8114 | 1.7758 | 1.741 | 1.7069 | 1.6734 | 1.6406 | 1.6084 | 1.5769 | 1.546 | 1.5157 | 1.4859 | 1.4568 | 1.4282 | 1.4002 | 1.3728 | 1.3459 | 1.3195 | 1.2936 | 1.2682 | 1.2434 | 1.219 | 1.1951 | 1.1717 | 1.1487 | 1.1262 | 1.1041 | 1.0824 | 1.0612 | 1.0404 | 1.02 | 1 | 0 | 0 | 0 | 0
[8 empty] | PPA_2.0 | 10 | 46 | 2.4866 | 2.4379 | 2.3901 | 2.3432 | 2.2972 | 2.2522 | 2.208 | 2.1647 | 2.1223 | 2.0807 | 2.0399 | 1.9999 | 1.9607 | 1.9222 | 1.8845 | 1.8476 | 1.8114 | 1.7758 | 1.741 | 1.7069 | 1.6734 | 1.6406 | 1.6084 | 1.5769 | 1.546 | 1.5157 | 1.4859 | 1.4568 | 1.4282 | 1.4002 | 1.3728 | 1.3459 | 1.3195 | 1.2936 | 1.2682 | 1.2434 | 1.219 | 1.1951 | 1.1717 | 1.1487 | 1.1262 | 1.1041 | 1.0824 | 1.0612 | 1.0404 | 1.02 | 1 | 0 | 0 | 0
[8 empty] | PPA_2.0 | 10 | 47 | 2.5363 | 2.4866 | 2.4379 | 2.3901 | 2.3432 | 2.2972 | 2.2522 | 2.208 | 2.1647 | 2.1223 | 2.0807 | 2.0399 | 1.9999 | 1.9607 | 1.9222 | 1.8845 | 1.8476 | 1.8114 | 1.7758 | 1.741 | 1.7069 | 1.6734 | 1.6406 | 1.6084 | 1.5769 | 1.546 | 1.5157 | 1.4859 | 1.4568 | 1.4282 | 1.4002 | 1.3728 | 1.3459 | 1.3195 | 1.2936 | 1.2682 | 1.2434 | 1.219 | 1.1951 | 1.1717 | 1.1487 | 1.1262 | 1.1041 | 1.0824 | 1.0612 | 1.0404 | 1.02 | 1 | 0 | 0
[8 empty] | PPA_2.0 | 10 | 48 | 2.5871 | 2.5363 | 2.4866 | 2.4379 | 2.3901 | 2.3432 | 2.2972 | 2.2522 | 2.208 | 2.1647 | 2.1223 | 2.0807 | 2.0399 | 1.9999 | 1.9607 | 1.9222 | 1.8845 | 1.8476 | 1.8114 | 1.7758 | 1.741 | 1.7069 | 1.6734 | 1.6406 | 1.6084 | 1.5769 | 1.546 | 1.5157 | 1.4859 | 1.4568 | 1.4282 | 1.4002 | 1.3728 | 1.3459 | 1.3195 | 1.2936 | 1.2682 | 1.2434 | 1.219 | 1.1951 | 1.1717 | 1.1487 | 1.1262 | 1.1041 | 1.0824 | 1.0612 | 1.0404 | 1.02 | 1 | 0
[8 empty] | PPA_2.0 | 10 | 49 | 2.6388 | 2.5871 | 2.5363 | 2.4866 | 2.4379 | 2.3901 | 2.3432 | 2.2972 | 2.2522 | 2.208 | 2.1647 | 2.1223 | 2.0807 | 2.0399 | 1.9999 | 1.9607 | 1.9222 | 1.8845 | 1.8476 | 1.8114 | 1.7758 | 1.741 | 1.7069 | 1.6734 | 1.6406 | 1.6084 | 1.5769 | 1.546 | 1.5157 | 1.4859 | 1.4568 | 1.4282 | 1.4002 | 1.3728 | 1.3459 | 1.3195 | 1.2936 | 1.2682 | 1.2434 | 1.219 | 1.1951 | 1.1717 | 1.1487 | 1.1262 | 1.1041 | 1.0824 | 1.0612 | 1.0404 | 1.02 | 1
[8 empty] | PPA_2.0 | 10 | 50 | 2.6916 | 2.6388 | 2.5871 | 2.5363 | 2.4866 | 2.4379 | 2.3901 | 2.3432 | 2.2972 | 2.2522 | 2.208 | 2.1647 | 2.1223 | 2.0807 | 2.0399 | 1.9999 | 1.9607 | 1.9222 | 1.8845 | 1.8476 | 1.8114 | 1.7758 | 1.741 | 1.7069 | 1.6734 | 1.6406 | 1.6084 | 1.5769 | 1.546 | 1.5157 | 1.4859 | 1.4568 | 1.4282 | 1.4002 | 1.3728 | 1.3459 | 1.3195 | 1.2936 | 1.2682 | 1.2434 | 1.219 | 1.1951 | 1.1717 | 1.1487 | 1.1262 | 1.1041 | 1.0824 | 1.0612 | 1.0404 | 1.02
[8 empty] | PPA_2.5 | 11 | 0 | 1 | 0 | 0 | 0 | 0 | 0 | 0 | 0 | 0 | 0 | 0 | 0 | 0 | 0 | 0 | 0 | 0 | 0 | 0 | 0 | 0 | 0 | 0 | 0 | 0 | 0 | 0 | 0 | 0 | 0 | 0 | 0 | 0 | 0 | 0 | 0 | 0 | 0 | 0 | 0 | 0 | 0 | 0 | 0 | 0 | 0 | 0 | 0 | 0 | 0
[8 empty] | PPA_2.5 | 11 | 1 | 1.025 | 1 | 0 | 0 | 0 | 0 | 0 | 0 | 0 | 0 | 0 | 0 | 0 | 0 | 0 | 0 | 0 | 0 | 0 | 0 | 0 | 0 | 0 | 0 | 0 | 0 | 0 | 0 | 0 | 0 | 0 | 0 | 0 | 0 | 0 | 0 | 0 | 0 | 0 | 0 | 0 | 0 | 0 | 0 | 0 | 0 | 0 | 0 | 0 | 0
[8 empty] | PPA_2.5 | 11 | 2 | 1.0506 | 1.025 | 1 | 0 | 0 | 0 | 0 | 0 | 0 | 0 | 0 | 0 | 0 | 0 | 0 | 0 | 0 | 0 | 0 | 0 | 0 | 0 | 0 | 0 | 0 | 0 | 0 | 0 | 0 | 0 | 0 | 0 | 0 | 0 | 0 | 0 | 0 | 0 | 0 | 0 | 0 | 0 | 0 | 0 | 0 | 0 | 0 | 0 | 0 | 0
[8 empty] | PPA_2.5 | 11 | 3 | 1.0769 | 1.0506 | 1.025 | 1 | 0 | 0 | 0 | 0 | 0 | 0 | 0 | 0 | 0 | 0 | 0 | 0 | 0 | 0 | 0 | 0 | 0 | 0 | 0 | 0 | 0 | 0 | 0 | 0 | 0 | 0 | 0 | 0 | 0 | 0 | 0 | 0 | 0 | 0 | 0 | 0 | 0 | 0 | 0 | 0 | 0 | 0 | 0 | 0 | 0 | 0
[8 empty] | PPA_2.5 | 11 | 4 | 1.1038 | 1.0769 | 1.0506 | 1.025 | 1 | 0 | 0 | 0 | 0 | 0 | 0 | 0 | 0 | 0 | 0 | 0 | 0 | 0 | 0 | 0 | 0 | 0 | 0 | 0 | 0 | 0 | 0 | 0 | 0 | 0 | 0 | 0 | 0 | 0 | 0 | 0 | 0 | 0 | 0 | 0 | 0 | 0 | 0 | 0 | 0 | 0 | 0 | 0 | 0 | 0
[8 empty] | PPA_2.5 | 11 | 5 | 1.1314 | 1.1038 | 1.0769 | 1.0506 | 1.025 | 1 | 0 | 0 | 0 | 0 | 0 | 0 | 0 | 0 | 0 | 0 | 0 | 0 | 0 | 0 | 0 | 0 | 0 | 0 | 0 | 0 | 0 | 0 | 0 | 0 | 0 | 0 | 0 | 0 | 0 | 0 | 0 | 0 | 0 | 0 | 0 | 0 | 0 | 0 | 0 | 0 | 0 | 0 | 0 | 0
[8 empty] | PPA_2.5 | 11 | 6 | 1.1597 | 1.1314 | 1.1038 | 1.0769 | 1.0506 | 1.025 | 1 | 0 | 0 | 0 | 0 | 0 | 0 | 0 | 0 | 0 | 0 | 0 | 0 | 0 | 0 | 0 | 0 | 0 | 0 | 0 | 0 | 0 | 0 | 0 | 0 | 0 | 0 | 0 | 0 | 0 | 0 | 0 | 0 | 0 | 0 | 0 | 0 | 0 | 0 | 0 | 0 | 0 | 0 | 0
[8 empty] | PPA_2.5 | 11 | 7 | 1.1887 | 1.1597 | 1.1314 | 1.1038 | 1.0769 | 1.0506 | 1.025 | 1 | 0 | 0 | 0 | 0 | 0 | 0 | 0 | 0 | 0 | 0 | 0 | 0 | 0 | 0 | 0 | 0 | 0 | 0 | 0 | 0 | 0 | 0 | 0 | 0 | 0 | 0 | 0 | 0 | 0 | 0 | 0 | 0 | 0 | 0 | 0 | 0 | 0 | 0 | 0 | 0 | 0 | 0
[8 empty] | PPA_2.5 | 11 | 8 | 1.2184 | 1.1887 | 1.1597 | 1.1314 | 1.1038 | 1.0769 | 1.0506 | 1.025 | 1 | 0 | 0 | 0 | 0 | 0 | 0 | 0 | 0 | 0 | 0 | 0 | 0 | 0 | 0 | 0 | 0 | 0 | 0 | 0 | 0 | 0 | 0 | 0 | 0 | 0 | 0 | 0 | 0 | 0 | 0 | 0 | 0 | 0 | 0 | 0 | 0 | 0 | 0 | 0 | 0 | 0
[8 empty] | PPA_2.5 | 11 | 9 | 1.2489 | 1.2184 | 1.1887 | 1.1597 | 1.1314 | 1.1038 | 1.0769 | 1.0506 | 1.025 | 1 | 0 | 0 | 0 | 0 | 0 | 0 | 0 | 0 | 0 | 0 | 0 | 0 | 0 | 0 | 0 | 0 | 0 | 0 | 0 | 0 | 0 | 0 | 0 | 0 | 0 | 0 | 0 | 0 | 0 | 0 | 0 | 0 | 0 | 0 | 0 | 0 | 0 | 0 | 0 | 0
[8 empty] | PPA_2.5 | 11 | 10 | 1.2801 | 1.2489 | 1.2184 | 1.1887 | 1.1597 | 1.1314 | 1.1038 | 1.0769 | 1.0506 | 1.025 | 1 | 0 | 0 | 0 | 0 | 0 | 0 | 0 | 0 | 0 | 0 | 0 | 0 | 0 | 0 | 0 | 0 | 0 | 0 | 0 | 0 | 0 | 0 | 0 | 0 | 0 | 0 | 0 | 0 | 0 | 0 | 0 | 0 | 0 | 0 | 0 | 0 | 0 | 0 | 0
[8 empty] | PPA_2.5 | 11 | 11 | 1.3121 | 1.2801 | 1.2489 | 1.2184 | 1.1887 | 1.1597 | 1.1314 | 1.1038 | 1.0769 | 1.0506 | 1.025 | 1 | 0 | 0 | 0 | 0 | 0 | 0 | 0 | 0 | 0 | 0 | 0 | 0 | 0 | 0 | 0 | 0 | 0 | 0 | 0 | 0 | 0 | 0 | 0 | 0 | 0 | 0 | 0 | 0 | 0 | 0 | 0 | 0 | 0 | 0 | 0 | 0 | 0 | 0
[8 empty] | PPA_2.5 | 11 | 12 | 1.3449 | 1.3121 | 1.2801 | 1.2489 | 1.2184 | 1.1887 | 1.1597 | 1.1314 | 1.1038 | 1.0769 | 1.0506 | 1.025 | 1 | 0 | 0 | 0 | 0 | 0 | 0 | 0 | 0 | 0 | 0 | 0 | 0 | 0 | 0 | 0 | 0 | 0 | 0 | 0 | 0 | 0 | 0 | 0 | 0 | 0 | 0 | 0 | 0 | 0 | 0 | 0 | 0 | 0 | 0 | 0 | 0 | 0
[8 empty] | PPA_2.5 | 11 | 13 | 1.3785 | 1.3449 | 1.3121 | 1.2801 | 1.2489 | 1.2184 | 1.1887 | 1.1597 | 1.1314 | 1.1038 | 1.0769 | 1.0506 | 1.025 | 1 | 0 | 0 | 0 | 0 | 0 | 0 | 0 | 0 | 0 | 0 | 0 | 0 | 0 | 0 | 0 | 0 | 0 | 0 | 0 | 0 | 0 | 0 | 0 | 0 | 0 | 0 | 0 | 0 | 0 | 0 | 0 | 0 | 0 | 0 | 0 | 0
[8 empty] | PPA_2.5 | 11 | 14 | 1.413 | 1.3785 | 1.3449 | 1.3121 | 1.2801 | 1.2489 | 1.2184 | 1.1887 | 1.1597 | 1.1314 | 1.1038 | 1.0769 | 1.0506 | 1.025 | 1 | 0 | 0 | 0 | 0 | 0 | 0 | 0 | 0 | 0 | 0 | 0 | 0 | 0 | 0 | 0 | 0 | 0 | 0 | 0 | 0 | 0 | 0 | 0 | 0 | 0 | 0 | 0 | 0 | 0 | 0 | 0 | 0 | 0 | 0 | 0
[8 empty] | PPA_2.5 | 11 | 15 | 1.4483 | 1.413 | 1.3785 | 1.3449 | 1.3121 | 1.2801 | 1.2489 | 1.2184 | 1.1887 | 1.1597 | 1.1314 | 1.1038 | 1.0769 | 1.0506 | 1.025 | 1 | 0 | 0 | 0 | 0 | 0 | 0 | 0 | 0 | 0 | 0 | 0 | 0 | 0 | 0 | 0 | 0 | 0 | 0 | 0 | 0 | 0 | 0 | 0 | 0 | 0 | 0 | 0 | 0 | 0 | 0 | 0 | 0 | 0 | 0
[8 empty] | PPA_2.5 | 11 | 16 | 1.4845 | 1.4483 | 1.413 | 1.3785 | 1.3449 | 1.3121 | 1.2801 | 1.2489 | 1.2184 | 1.1887 | 1.1597 | 1.1314 | 1.1038 | 1.0769 | 1.0506 | 1.025 | 1 | 0 | 0 | 0 | 0 | 0 | 0 | 0 | 0 | 0 | 0 | 0 | 0 | 0 | 0 | 0 | 0 | 0 | 0 | 0 | 0 | 0 | 0 | 0 | 0 | 0 | 0 | 0 | 0 | 0 | 0 | 0 | 0 | 0
[8 empty] | PPA_2.5 | 11 | 17 | 1.5216 | 1.4845 | 1.4483 | 1.413 | 1.3785 | 1.3449 | 1.3121 | 1.2801 | 1.2489 | 1.2184 | 1.1887 | 1.1597 | 1.1314 | 1.1038 | 1.0769 | 1.0506 | 1.025 | 1 | 0 | 0 | 0 | 0 | 0 | 0 | 0 | 0 | 0 | 0 | 0 | 0 | 0 | 0 | 0 | 0 | 0 | 0 | 0 | 0 | 0 | 0 | 0 | 0 | 0 | 0 | 0 | 0 | 0 | 0 | 0 | 0
[8 empty] | PPA_2.5 | 11 | 18 | 1.5597 | 1.5216 | 1.4845 | 1.4483 | 1.413 | 1.3785 | 1.3449 | 1.3121 | 1.2801 | 1.2489 | 1.2184 | 1.1887 | 1.1597 | 1.1314 | 1.1038 | 1.0769 | 1.0506 | 1.025 | 1 | 0 | 0 | 0 | 0 | 0 | 0 | 0 | 0 | 0 | 0 | 0 | 0 | 0 | 0 | 0 | 0 | 0 | 0 | 0 | 0 | 0 | 0 | 0 | 0 | 0 | 0 | 0 | 0 | 0 | 0 | 0
[8 empty] | PPA_2.5 | 11 | 19 | 1.5987 | 1.5597 | 1.5216 | 1.4845 | 1.4483 | 1.413 | 1.3785 | 1.3449 | 1.3121 | 1.2801 | 1.2489 | 1.2184 | 1.1887 | 1.1597 | 1.1314 | 1.1038 | 1.0769 | 1.0506 | 1.025 | 1 | 0 | 0 | 0 | 0 | 0 | 0 | 0 | 0 | 0 | 0 | 0 | 0 | 0 | 0 | 0 | 0 | 0 | 0 | 0 | 0 | 0 | 0 | 0 | 0 | 0 | 0 | 0 | 0 | 0 | 0
[8 empty] | PPA_2.5 | 11 | 20 | 1.6386 | 1.5987 | 1.5597 | 1.5216 | 1.4845 | 1.4483 | 1.413 | 1.3785 | 1.3449 | 1.3121 | 1.2801 | 1.2489 | 1.2184 | 1.1887 | 1.1597 | 1.1314 | 1.1038 | 1.0769 | 1.0506 | 1.025 | 1 | 0 | 0 | 0 | 0 | 0 | 0 | 0 | 0 | 0 | 0 | 0 | 0 | 0 | 0 | 0 | 0 | 0 | 0 | 0 | 0 | 0 | 0 | 0 | 0 | 0 | 0 | 0 | 0 | 0
[8 empty] | PPA_2.5 | 11 | 21 | 1.6796 | 1.6386 | 1.5987 | 1.5597 | 1.5216 | 1.4845 | 1.4483 | 1.413 | 1.3785 | 1.3449 | 1.3121 | 1.2801 | 1.2489 | 1.2184 | 1.1887 | 1.1597 | 1.1314 | 1.1038 | 1.0769 | 1.0506 | 1.025 | 1 | 0 | 0 | 0 | 0 | 0 | 0 | 0 | 0 | 0 | 0 | 0 | 0 | 0 | 0 | 0 | 0 | 0 | 0 | 0 | 0 | 0 | 0 | 0 | 0 | 0 | 0 | 0 | 0
[8 empty] | PPA_2.5 | 11 | 22 | 1.7216 | 1.6796 | 1.6386 | 1.5987 | 1.5597 | 1.5216 | 1.4845 | 1.4483 | 1.413 | 1.3785 | 1.3449 | 1.3121 | 1.2801 | 1.2489 | 1.2184 | 1.1887 | 1.1597 | 1.1314 | 1.1038 | 1.0769 | 1.0506 | 1.025 | 1 | 0 | 0 | 0 | 0 | 0 | 0 | 0 | 0 | 0 | 0 | 0 | 0 | 0 | 0 | 0 | 0 | 0 | 0 | 0 | 0 | 0 | 0 | 0 | 0 | 0 | 0 | 0
[8 empty] | PPA_2.5 | 11 | 23 | 1.7646 | 1.7216 | 1.6796 | 1.6386 | 1.5987 | 1.5597 | 1.5216 | 1.4845 | 1.4483 | 1.413 | 1.3785 | 1.3449 | 1.3121 | 1.2801 | 1.2489 | 1.2184 | 1.1887 | 1.1597 | 1.1314 | 1.1038 | 1.0769 | 1.0506 | 1.025 | 1 | 0 | 0 | 0 | 0 | 0 | 0 | 0 | 0 | 0 | 0 | 0 | 0 | 0 | 0 | 0 | 0 | 0 | 0 | 0 | 0 | 0 | 0 | 0 | 0 | 0 | 0
[8 empty] | PPA_2.5 | 11 | 24 | 1.8087 | 1.7646 | 1.7216 | 1.6796 | 1.6386 | 1.5987 | 1.5597 | 1.5216 | 1.4845 | 1.4483 | 1.413 | 1.3785 | 1.3449 | 1.3121 | 1.2801 | 1.2489 | 1.2184 | 1.1887 | 1.1597 | 1.1314 | 1.1038 | 1.0769 | 1.0506 | 1.025 | 1 | 0 | 0 | 0 | 0 | 0 | 0 | 0 | 0 | 0 | 0 | 0 | 0 | 0 | 0 | 0 | 0 | 0 | 0 | 0 | 0 | 0 | 0 | 0 | 0 | 0
[8 empty] | PPA_2.5 | 11 | 25 | 1.8539 | 1.8087 | 1.7646 | 1.7216 | 1.6796 | 1.6386 | 1.5987 | 1.5597 | 1.5216 | 1.4845 | 1.4483 | 1.413 | 1.3785 | 1.3449 | 1.3121 | 1.2801 | 1.2489 | 1.2184 | 1.1887 | 1.1597 | 1.1314 | 1.1038 | 1.0769 | 1.0506 | 1.025 | 1 | 0 | 0 | 0 | 0 | 0 | 0 | 0 | 0 | 0 | 0 | 0 | 0 | 0 | 0 | 0 | 0 | 0 | 0 | 0 | 0 | 0 | 0 | 0 | 0
[8 empty] | PPA_2.5 | 11 | 26 | 1.9003 | 1.8539 | 1.8087 | 1.7646 | 1.7216 | 1.6796 | 1.6386 | 1.5987 | 1.5597 | 1.5216 | 1.4845 | 1.4483 | 1.413 | 1.3785 | 1.3449 | 1.3121 | 1.2801 | 1.2489 | 1.2184 | 1.1887 | 1.1597 | 1.1314 | 1.1038 | 1.0769 | 1.0506 | 1.025 | 1 | 0 | 0 | 0 | 0 | 0 | 0 | 0 | 0 | 0 | 0 | 0 | 0 | 0 | 0 | 0 | 0 | 0 | 0 | 0 | 0 | 0 | 0 | 0
[8 empty] | PPA_2.5 | 11 | 27 | 1.9478 | 1.9003 | 1.8539 | 1.8087 | 1.7646 | 1.7216 | 1.6796 | 1.6386 | 1.5987 | 1.5597 | 1.5216 | 1.4845 | 1.4483 | 1.413 | 1.3785 | 1.3449 | 1.3121 | 1.2801 | 1.2489 | 1.2184 | 1.1887 | 1.1597 | 1.1314 | 1.1038 | 1.0769 | 1.0506 | 1.025 | 1 | 0 | 0 | 0 | 0 | 0 | 0 | 0 | 0 | 0 | 0 | 0 | 0 | 0 | 0 | 0 | 0 | 0 | 0 | 0 | 0 | 0 | 0
[8 empty] | PPA_2.5 | 11 | 28 | 1.9965 | 1.9478 | 1.9003 | 1.8539 | 1.8087 | 1.7646 | 1.7216 | 1.6796 | 1.6386 | 1.5987 | 1.5597 | 1.5216 | 1.4845 | 1.4483 | 1.413 | 1.3785 | 1.3449 | 1.3121 | 1.2801 | 1.2489 | 1.2184 | 1.1887 | 1.1597 | 1.1314 | 1.1038 | 1.0769 | 1.0506 | 1.025 | 1 | 0 | 0 | 0 | 0 | 0 | 0 | 0 | 0 | 0 | 0 | 0 | 0 | 0 | 0 | 0 | 0 | 0 | 0 | 0 | 0 | 0
[8 empty] | PPA_2.5 | 11 | 29 | 2.0464 | 1.9965 | 1.9478 | 1.9003 | 1.8539 | 1.8087 | 1.7646 | 1.7216 | 1.6796 | 1.6386 | 1.5987 | 1.5597 | 1.5216 | 1.4845 | 1.4483 | 1.413 | 1.3785 | 1.3449 | 1.3121 | 1.2801 | 1.2489 | 1.2184 | 1.1887 | 1.1597 | 1.1314 | 1.1038 | 1.0769 | 1.0506 | 1.025 | 1 | 0 | 0 | 0 | 0 | 0 | 0 | 0 | 0 | 0 | 0 | 0 | 0 | 0 | 0 | 0 | 0 | 0 | 0 | 0 | 0
[8 empty] | PPA_2.5 | 11 | 30 | 2.0976 | 2.0464 | 1.9965 | 1.9478 | 1.9003 | 1.8539 | 1.8087 | 1.7646 | 1.7216 | 1.6796 | 1.6386 | 1.5987 | 1.5597 | 1.5216 | 1.4845 | 1.4483 | 1.413 | 1.3785 | 1.3449 | 1.3121 | 1.2801 | 1.2489 | 1.2184 | 1.1887 | 1.1597 | 1.1314 | 1.1038 | 1.0769 | 1.0506 | 1.025 | 1 | 0 | 0 | 0 | 0 | 0 | 0 | 0 | 0 | 0 | 0 | 0 | 0 | 0 | 0 | 0 | 0 | 0 | 0 | 0
[8 empty] | PPA_2.5 | 11 | 31 | 2.15 | 2.0976 | 2.0464 | 1.9965 | 1.9478 | 1.9003 | 1.8539 | 1.8087 | 1.7646 | 1.7216 | 1.6796 | 1.6386 | 1.5987 | 1.5597 | 1.5216 | 1.4845 | 1.4483 | 1.413 | 1.3785 | 1.3449 | 1.3121 | 1.2801 | 1.2489 | 1.2184 | 1.1887 | 1.1597 | 1.1314 | 1.1038 | 1.0769 | 1.0506 | 1.025 | 1 | 0 | 0 | 0 | 0 | 0 | 0 | 0 | 0 | 0 | 0 | 0 | 0 | 0 | 0 | 0 | 0 | 0 | 0
[8 empty] | PPA_2.5 | 11 | 32 | 2.2038 | 2.15 | 2.0976 | 2.0464 | 1.9965 | 1.9478 | 1.9003 | 1.8539 | 1.8087 | 1.7646 | 1.7216 | 1.6796 | 1.6386 | 1.5987 | 1.5597 | 1.5216 | 1.4845 | 1.4483 | 1.413 | 1.3785 | 1.3449 | 1.3121 | 1.2801 | 1.2489 | 1.2184 | 1.1887 | 1.1597 | 1.1314 | 1.1038 | 1.0769 | 1.0506 | 1.025 | 1 | 0 | 0 | 0 | 0 | 0 | 0 | 0 | 0 | 0 | 0 | 0 | 0 | 0 | 0 | 0 | 0 | 0
[8 empty] | PPA_2.5 | 11 | 33 | 2.2589 | 2.2038 | 2.15 | 2.0976 | 2.0464 | 1.9965 | 1.9478 | 1.9003 | 1.8539 | 1.8087 | 1.7646 | 1.7216 | 1.6796 | 1.6386 | 1.5987 | 1.5597 | 1.5216 | 1.4845 | 1.4483 | 1.413 | 1.3785 | 1.3449 | 1.3121 | 1.2801 | 1.2489 | 1.2184 | 1.1887 | 1.1597 | 1.1314 | 1.1038 | 1.0769 | 1.0506 | 1.025 | 1 | 0 | 0 | 0 | 0 | 0 | 0 | 0 | 0 | 0 | 0 | 0 | 0 | 0 | 0 | 0 | 0
[8 empty] | PPA_2.5 | 11 | 34 | 2.3153 | 2.2589 | 2.2038 | 2.15 | 2.0976 | 2.0464 | 1.9965 | 1.9478 | 1.9003 | 1.8539 | 1.8087 | 1.7646 | 1.7216 | 1.6796 | 1.6386 | 1.5987 | 1.5597 | 1.5216 | 1.4845 | 1.4483 | 1.413 | 1.3785 | 1.3449 | 1.3121 | 1.2801 | 1.2489 | 1.2184 | 1.1887 | 1.1597 | 1.1314 | 1.1038 | 1.0769 | 1.0506 | 1.025 | 1 | 0 | 0 | 0 | 0 | 0 | 0 | 0 | 0 | 0 | 0 | 0 | 0 | 0 | 0 | 0
[8 empty] | PPA_2.5 | 11 | 35 | 2.3732 | 2.3153 | 2.2589 | 2.2038 | 2.15 | 2.0976 | 2.0464 | 1.9965 | 1.9478 | 1.9003 | 1.8539 | 1.8087 | 1.7646 | 1.7216 | 1.6796 | 1.6386 | 1.5987 | 1.5597 | 1.5216 | 1.4845 | 1.4483 | 1.413 | 1.3785 | 1.3449 | 1.3121 | 1.2801 | 1.2489 | 1.2184 | 1.1887 | 1.1597 | 1.1314 | 1.1038 | 1.0769 | 1.0506 | 1.025 | 1 | 0 | 0 | 0 | 0 | 0 | 0 | 0 | 0 | 0 | 0 | 0 | 0 | 0 | 0
[8 empty] | PPA_2.5 | 11 | 36 | 2.4325 | 2.3732 | 2.3153 | 2.2589 | 2.2038 | 2.15 | 2.0976 | 2.0464 | 1.9965 | 1.9478 | 1.9003 | 1.8539 | 1.8087 | 1.7646 | 1.7216 | 1.6796 | 1.6386 | 1.5987 | 1.5597 | 1.5216 | 1.4845 | 1.4483 | 1.413 | 1.3785 | 1.3449 | 1.3121 | 1.2801 | 1.2489 | 1.2184 | 1.1887 | 1.1597 | 1.1314 | 1.1038 | 1.0769 | 1.0506 | 1.025 | 1 | 0 | 0 | 0 | 0 | 0 | 0 | 0 | 0 | 0 | 0 | 0 | 0 | 0
[8 empty] | PPA_2.5 | 11 | 37 | 2.4933 | 2.4325 | 2.3732 | 2.3153 | 2.2589 | 2.2038 | 2.15 | 2.0976 | 2.0464 | 1.9965 | 1.9478 | 1.9003 | 1.8539 | 1.8087 | 1.7646 | 1.7216 | 1.6796 | 1.6386 | 1.5987 | 1.5597 | 1.5216 | 1.4845 | 1.4483 | 1.413 | 1.3785 | 1.3449 | 1.3121 | 1.2801 | 1.2489 | 1.2184 | 1.1887 | 1.1597 | 1.1314 | 1.1038 | 1.0769 | 1.0506 | 1.025 | 1 | 0 | 0 | 0 | 0 | 0 | 0 | 0 | 0 | 0 | 0 | 0 | 0
[8 empty] | PPA_2.5 | 11 | 38 | 2.5557 | 2.4933 | 2.4325 | 2.3732 | 2.3153 | 2.2589 | 2.2038 | 2.15 | 2.0976 | 2.0464 | 1.9965 | 1.9478 | 1.9003 | 1.8539 | 1.8087 | 1.7646 | 1.7216 | 1.6796 | 1.6386 | 1.5987 | 1.5597 | 1.5216 | 1.4845 | 1.4483 | 1.413 | 1.3785 | 1.3449 | 1.3121 | 1.2801 | 1.2489 | 1.2184 | 1.1887 | 1.1597 | 1.1314 | 1.1038 | 1.0769 | 1.0506 | 1.025 | 1 | 0 | 0 | 0 | 0 | 0 | 0 | 0 | 0 | 0 | 0 | 0
[8 empty] | PPA_2.5 | 11 | 39 | 2.6196 | 2.5557 | 2.4933 | 2.4325 | 2.3732 | 2.3153 | 2.2589 | 2.2038 | 2.15 | 2.0976 | 2.0464 | 1.9965 | 1.9478 | 1.9003 | 1.8539 | 1.8087 | 1.7646 | 1.7216 | 1.6796 | 1.6386 | 1.5987 | 1.5597 | 1.5216 | 1.4845 | 1.4483 | 1.413 | 1.3785 | 1.3449 | 1.3121 | 1.2801 | 1.2489 | 1.2184 | 1.1887 | 1.1597 | 1.1314 | 1.1038 | 1.0769 | 1.0506 | 1.025 | 1 | 0 | 0 | 0 | 0 | 0 | 0 | 0 | 0 | 0 | 0
[8 empty] | PPA_2.5 | 11 | 40 | 2.6851 | 2.6196 | 2.5557 | 2.4933 | 2.4325 | 2.3732 | 2.3153 | 2.2589 | 2.2038 | 2.15 | 2.0976 | 2.0464 | 1.9965 | 1.9478 | 1.9003 | 1.8539 | 1.8087 | 1.7646 | 1.7216 | 1.6796 | 1.6386 | 1.5987 | 1.5597 | 1.5216 | 1.4845 | 1.4483 | 1.413 | 1.3785 | 1.3449 | 1.3121 | 1.2801 | 1.2489 | 1.2184 | 1.1887 | 1.1597 | 1.1314 | 1.1038 | 1.0769 | 1.0506 | 1.025 | 1 | 0 | 0 | 0 | 0 | 0 | 0 | 0 | 0 | 0
[8 empty] | PPA_2.5 | 11 | 41 | 2.7522 | 2.6851 | 2.6196 | 2.5557 | 2.4933 | 2.4325 | 2.3732 | 2.3153 | 2.2589 | 2.2038 | 2.15 | 2.0976 | 2.0464 | 1.9965 | 1.9478 | 1.9003 | 1.8539 | 1.8087 | 1.7646 | 1.7216 | 1.6796 | 1.6386 | 1.5987 | 1.5597 | 1.5216 | 1.4845 | 1.4483 | 1.413 | 1.3785 | 1.3449 | 1.3121 | 1.2801 | 1.2489 | 1.2184 | 1.1887 | 1.1597 | 1.1314 | 1.1038 | 1.0769 | 1.0506 | 1.025 | 1 | 0 | 0 | 0 | 0 | 0 | 0 | 0 | 0
[8 empty] | PPA_2.5 | 11 | 42 | 2.821 | 2.7522 | 2.6851 | 2.6196 | 2.5557 | 2.4933 | 2.4325 | 2.3732 | 2.3153 | 2.2589 | 2.2038 | 2.15 | 2.0976 | 2.0464 | 1.9965 | 1.9478 | 1.9003 | 1.8539 | 1.8087 | 1.7646 | 1.7216 | 1.6796 | 1.6386 | 1.5987 | 1.5597 | 1.5216 | 1.4845 | 1.4483 | 1.413 | 1.3785 | 1.3449 | 1.3121 | 1.2801 | 1.2489 | 1.2184 | 1.1887 | 1.1597 | 1.1314 | 1.1038 | 1.0769 | 1.0506 | 1.025 | 1 | 0 | 0 | 0 | 0 | 0 | 0 | 0
[8 empty] | PPA_2.5 | 11 | 43 | 2.8915 | 2.821 | 2.7522 | 2.6851 | 2.6196 | 2.5557 | 2.4933 | 2.4325 | 2.3732 | 2.3153 | 2.2589 | 2.2038 | 2.15 | 2.0976 | 2.0464 | 1.9965 | 1.9478 | 1.9003 | 1.8539 | 1.8087 | 1.7646 | 1.7216 | 1.6796 | 1.6386 | 1.5987 | 1.5597 | 1.5216 | 1.4845 | 1.4483 | 1.413 | 1.3785 | 1.3449 | 1.3121 | 1.2801 | 1.2489 | 1.2184 | 1.1887 | 1.1597 | 1.1314 | 1.1038 | 1.0769 | 1.0506 | 1.025 | 1 | 0 | 0 | 0 | 0 | 0 | 0
[8 empty] | PPA_2.5 | 11 | 44 | 2.9638 | 2.8915 | 2.821 | 2.7522 | 2.6851 | 2.6196 | 2.5557 | 2.4933 | 2.4325 | 2.3732 | 2.3153 | 2.2589 | 2.2038 | 2.15 | 2.0976 | 2.0464 | 1.9965 | 1.9478 | 1.9003 | 1.8539 | 1.8087 | 1.7646 | 1.7216 | 1.6796 | 1.6386 | 1.5987 | 1.5597 | 1.5216 | 1.4845 | 1.4483 | 1.413 | 1.3785 | 1.3449 | 1.3121 | 1.2801 | 1.2489 | 1.2184 | 1.1887 | 1.1597 | 1.1314 | 1.1038 | 1.0769 | 1.0506 | 1.025 | 1 | 0 | 0 | 0 | 0 | 0
[8 empty] | PPA_2.5 | 11 | 45 | 3.0379 | 2.9638 | 2.8915 | 2.821 | 2.7522 | 2.6851 | 2.6196 | 2.5557 | 2.4933 | 2.4325 | 2.3732 | 2.3153 | 2.2589 | 2.2038 | 2.15 | 2.0976 | 2.0464 | 1.9965 | 1.9478 | 1.9003 | 1.8539 | 1.8087 | 1.7646 | 1.7216 | 1.6796 | 1.6386 | 1.5987 | 1.5597 | 1.5216 | 1.4845 | 1.4483 | 1.413 | 1.3785 | 1.3449 | 1.3121 | 1.2801 | 1.2489 | 1.2184 | 1.1887 | 1.1597 | 1.1314 | 1.1038 | 1.0769 | 1.0506 | 1.025 | 1 | 0 | 0 | 0 | 0
[8 empty] | PPA_2.5 | 11 | 46 | 3.1139 | 3.0379 | 2.9638 | 2.8915 | 2.821 | 2.7522 | 2.6851 | 2.6196 | 2.5557 | 2.4933 | 2.4325 | 2.3732 | 2.3153 | 2.2589 | 2.2038 | 2.15 | 2.0976 | 2.0464 | 1.9965 | 1.9478 | 1.9003 | 1.8539 | 1.8087 | 1.7646 | 1.7216 | 1.6796 | 1.6386 | 1.5987 | 1.5597 | 1.5216 | 1.4845 | 1.4483 | 1.413 | 1.3785 | 1.3449 | 1.3121 | 1.2801 | 1.2489 | 1.2184 | 1.1887 | 1.1597 | 1.1314 | 1.1038 | 1.0769 | 1.0506 | 1.025 | 1 | 0 | 0 | 0
[8 empty] | PPA_2.5 | 11 | 47 | 3.1917 | 3.1139 | 3.0379 | 2.9638 | 2.8915 | 2.821 | 2.7522 | 2.6851 | 2.6196 | 2.5557 | 2.4933 | 2.4325 | 2.3732 | 2.3153 | 2.2589 | 2.2038 | 2.15 | 2.0976 | 2.0464 | 1.9965 | 1.9478 | 1.9003 | 1.8539 | 1.8087 | 1.7646 | 1.7216 | 1.6796 | 1.6386 | 1.5987 | 1.5597 | 1.5216 | 1.4845 | 1.4483 | 1.413 | 1.3785 | 1.3449 | 1.3121 | 1.2801 | 1.2489 | 1.2184 | 1.1887 | 1.1597 | 1.1314 | 1.1038 | 1.0769 | 1.0506 | 1.025 | 1 | 0 | 0
[8 empty] | PPA_2.5 | 11 | 48 | 3.2715 | 3.1917 | 3.1139 | 3.0379 | 2.9638 | 2.8915 | 2.821 | 2.7522 | 2.6851 | 2.6196 | 2.5557 | 2.4933 | 2.4325 | 2.3732 | 2.3153 | 2.2589 | 2.2038 | 2.15 | 2.0976 | 2.0464 | 1.9965 | 1.9478 | 1.9003 | 1.8539 | 1.8087 | 1.7646 | 1.7216 | 1.6796 | 1.6386 | 1.5987 | 1.5597 | 1.5216 | 1.4845 | 1.4483 | 1.413 | 1.3785 | 1.3449 | 1.3121 | 1.2801 | 1.2489 | 1.2184 | 1.1887 | 1.1597 | 1.1314 | 1.1038 | 1.0769 | 1.0506 | 1.025 | 1 | 0
[8 empty] | PPA_2.5 | 11 | 49 | 3.3533 | 3.2715 | 3.1917 | 3.1139 | 3.0379 | 2.9638 | 2.8915 | 2.821 | 2.7522 | 2.6851 | 2.6196 | 2.5557 | 2.4933 | 2.4325 | 2.3732 | 2.3153 | 2.2589 | 2.2038 | 2.15 | 2.0976 | 2.0464 | 1.9965 | 1.9478 | 1.9003 | 1.8539 | 1.8087 | 1.7646 | 1.7216 | 1.6796 | 1.6386 | 1.5987 | 1.5597 | 1.5216 | 1.4845 | 1.4483 | 1.413 | 1.3785 | 1.3449 | 1.3121 | 1.2801 | 1.2489 | 1.2184 | 1.1887 | 1.1597 | 1.1314 | 1.1038 | 1.0769 | 1.0506 | 1.025 | 1
[8 empty] | PPA_2.5 | 11 | 50 | 3.4371 | 3.3533 | 3.2715 | 3.1917 | 3.1139 | 3.0379 | 2.9638 | 2.8915 | 2.821 | 2.7522 | 2.6851 | 2.6196 | 2.5557 | 2.4933 | 2.4325 | 2.3732 | 2.3153 | 2.2589 | 2.2038 | 2.15 | 2.0976 | 2.0464 | 1.9965 | 1.9478 | 1.9003 | 1.8539 | 1.8087 | 1.7646 | 1.7216 | 1.6796 | 1.6386 | 1.5987 | 1.5597 | 1.5216 | 1.4845 | 1.4483 | 1.413 | 1.3785 | 1.3449 | 1.3121 | 1.2801 | 1.2489 | 1.2184 | 1.1887 | 1.1597 | 1.1314 | 1.1038 | 1.0769 | 1.0506 | 1.025
[8 empty] | PPA_3.0 | 12 | 0 | 1 | 0 | 0 | 0 | 0 | 0 | 0 | 0 | 0 | 0 | 0 | 0 | 0 | 0 | 0 | 0 | 0 | 0 | 0 | 0 | 0 | 0 | 0 | 0 | 0 | 0 | 0 | 0 | 0 | 0 | 0 | 0 | 0 | 0 | 0 | 0 | 0 | 0 | 0 | 0 | 0 | 0 | 0 | 0 | 0 | 0 | 0 | 0 | 0 | 0
[8 empty] | PPA_3.0 | 12 | 1 | 1.03 | 1 | 0 | 0 | 0 | 0 | 0 | 0 | 0 | 0 | 0 | 0 | 0 | 0 | 0 | 0 | 0 | 0 | 0 | 0 | 0 | 0 | 0 | 0 | 0 | 0 | 0 | 0 | 0 | 0 | 0 | 0 | 0 | 0 | 0 | 0 | 0 | 0 | 0 | 0 | 0 | 0 | 0 | 0 | 0 | 0 | 0 | 0 | 0 | 0
[8 empty] | PPA_3.0 | 12 | 2 | 1.0609 | 1.03 | 1 | 0 | 0 | 0 | 0 | 0 | 0 | 0 | 0 | 0 | 0 | 0 | 0 | 0 | 0 | 0 | 0 | 0 | 0 | 0 | 0 | 0 | 0 | 0 | 0 | 0 | 0 | 0 | 0 | 0 | 0 | 0 | 0 | 0 | 0 | 0 | 0 | 0 | 0 | 0 | 0 | 0 | 0 | 0 | 0 | 0 | 0 | 0
[8 empty] | PPA_3.0 | 12 | 3 | 1.0927 | 1.0609 | 1.03 | 1 | 0 | 0 | 0 | 0 | 0 | 0 | 0 | 0 | 0 | 0 | 0 | 0 | 0 | 0 | 0 | 0 | 0 | 0 | 0 | 0 | 0 | 0 | 0 | 0 | 0 | 0 | 0 | 0 | 0 | 0 | 0 | 0 | 0 | 0 | 0 | 0 | 0 | 0 | 0 | 0 | 0 | 0 | 0 | 0 | 0 | 0
[8 empty] | PPA_3.0 | 12 | 4 | 1.1255 | 1.0927 | 1.0609 | 1.03 | 1 | 0 | 0 | 0 | 0 | 0 | 0 | 0 | 0 | 0 | 0 | 0 | 0 | 0 | 0 | 0 | 0 | 0 | 0 | 0 | 0 | 0 | 0 | 0 | 0 | 0 | 0 | 0 | 0 | 0 | 0 | 0 | 0 | 0 | 0 | 0 | 0 | 0 | 0 | 0 | 0 | 0 | 0 | 0 | 0 | 0
[8 empty] | PPA_3.0 | 12 | 5 | 1.1593 | 1.1255 | 1.0927 | 1.0609 | 1.03 | 1 | 0 | 0 | 0 | 0 | 0 | 0 | 0 | 0 | 0 | 0 | 0 | 0 | 0 | 0 | 0 | 0 | 0 | 0 | 0 | 0 | 0 | 0 | 0 | 0 | 0 | 0 | 0 | 0 | 0 | 0 | 0 | 0 | 0 | 0 | 0 | 0 | 0 | 0 | 0 | 0 | 0 | 0 | 0 | 0
[8 empty] | PPA_3.0 | 12 | 6 | 1.1941 | 1.1593 | 1.1255 | 1.0927 | 1.0609 | 1.03 | 1 | 0 | 0 | 0 | 0 | 0 | 0 | 0 | 0 | 0 | 0 | 0 | 0 | 0 | 0 | 0 | 0 | 0 | 0 | 0 | 0 | 0 | 0 | 0 | 0 | 0 | 0 | 0 | 0 | 0 | 0 | 0 | 0 | 0 | 0 | 0 | 0 | 0 | 0 | 0 | 0 | 0 | 0 | 0
[8 empty] | PPA_3.0 | 12 | 7 | 1.2299 | 1.1941 | 1.1593 | 1.1255 | 1.0927 | 1.0609 | 1.03 | 1 | 0 | 0 | 0 | 0 | 0 | 0 | 0 | 0 | 0 | 0 | 0 | 0 | 0 | 0 | 0 | 0 | 0 | 0 | 0 | 0 | 0 | 0 | 0 | 0 | 0 | 0 | 0 | 0 | 0 | 0 | 0 | 0 | 0 | 0 | 0 | 0 | 0 | 0 | 0 | 0 | 0 | 0
[8 empty] | PPA_3.0 | 12 | 8 | 1.2668 | 1.2299 | 1.1941 | 1.1593 | 1.1255 | 1.0927 | 1.0609 | 1.03 | 1 | 0 | 0 | 0 | 0 | 0 | 0 | 0 | 0 | 0 | 0 | 0 | 0 | 0 | 0 | 0 | 0 | 0 | 0 | 0 | 0 | 0 | 0 | 0 | 0 | 0 | 0 | 0 | 0 | 0 | 0 | 0 | 0 | 0 | 0 | 0 | 0 | 0 | 0 | 0 | 0 | 0
[8 empty] | PPA_3.0 | 12 | 9 | 1.3048 | 1.2668 | 1.2299 | 1.1941 | 1.1593 | 1.1255 | 1.0927 | 1.0609 | 1.03 | 1 | 0 | 0 | 0 | 0 | 0 | 0 | 0 | 0 | 0 | 0 | 0 | 0 | 0 | 0 | 0 | 0 | 0 | 0 | 0 | 0 | 0 | 0 | 0 | 0 | 0 | 0 | 0 | 0 | 0 | 0 | 0 | 0 | 0 | 0 | 0 | 0 | 0 | 0 | 0 | 0
[8 empty] | PPA_3.0 | 12 | 10 | 1.3439 | 1.3048 | 1.2668 | 1.2299 | 1.1941 | 1.1593 | 1.1255 | 1.0927 | 1.0609 | 1.03 | 1 | 0 | 0 | 0 | 0 | 0 | 0 | 0 | 0 | 0 | 0 | 0 | 0 | 0 | 0 | 0 | 0 | 0 | 0 | 0 | 0 | 0 | 0 | 0 | 0 | 0 | 0 | 0 | 0 | 0 | 0 | 0 | 0 | 0 | 0 | 0 | 0 | 0 | 0 | 0
[8 empty] | PPA_3.0 | 12 | 11 | 1.3842 | 1.3439 | 1.3048 | 1.2668 | 1.2299 | 1.1941 | 1.1593 | 1.1255 | 1.0927 | 1.0609 | 1.03 | 1 | 0 | 0 | 0 | 0 | 0 | 0 | 0 | 0 | 0 | 0 | 0 | 0 | 0 | 0 | 0 | 0 | 0 | 0 | 0 | 0 | 0 | 0 | 0 | 0 | 0 | 0 | 0 | 0 | 0 | 0 | 0 | 0 | 0 | 0 | 0 | 0 | 0 | 0
[8 empty] | PPA_3.0 | 12 | 12 | 1.4258 | 1.3842 | 1.3439 | 1.3048 | 1.2668 | 1.2299 | 1.1941 | 1.1593 | 1.1255 | 1.0927 | 1.0609 | 1.03 | 1 | 0 | 0 | 0 | 0 | 0 | 0 | 0 | 0 | 0 | 0 | 0 | 0 | 0 | 0 | 0 | 0 | 0 | 0 | 0 | 0 | 0 | 0 | 0 | 0 | 0 | 0 | 0 | 0 | 0 | 0 | 0 | 0 | 0 | 0 | 0 | 0 | 0
[8 empty] | PPA_3.0 | 12 | 13 | 1.4685 | 1.4258 | 1.3842 | 1.3439 | 1.3048 | 1.2668 | 1.2299 | 1.1941 | 1.1593 | 1.1255 | 1.0927 | 1.0609 | 1.03 | 1 | 0 | 0 | 0 | 0 | 0 | 0 | 0 | 0 | 0 | 0 | 0 | 0 | 0 | 0 | 0 | 0 | 0 | 0 | 0 | 0 | 0 | 0 | 0 | 0 | 0 | 0 | 0 | 0 | 0 | 0 | 0 | 0 | 0 | 0 | 0 | 0
[8 empty] | PPA_3.0 | 12 | 14 | 1.5126 | 1.4685 | 1.4258 | 1.3842 | 1.3439 | 1.3048 | 1.2668 | 1.2299 | 1.1941 | 1.1593 | 1.1255 | 1.0927 | 1.0609 | 1.03 | 1 | 0 | 0 | 0 | 0 | 0 | 0 | 0 | 0 | 0 | 0 | 0 | 0 | 0 | 0 | 0 | 0 | 0 | 0 | 0 | 0 | 0 | 0 | 0 | 0 | 0 | 0 | 0 | 0 | 0 | 0 | 0 | 0 | 0 | 0 | 0
[8 empty] | PPA_3.0 | 12 | 15 | 1.558 | 1.5126 | 1.4685 | 1.4258 | 1.3842 | 1.3439 | 1.3048 | 1.2668 | 1.2299 | 1.1941 | 1.1593 | 1.1255 | 1.0927 | 1.0609 | 1.03 | 1 | 0 | 0 | 0 | 0 | 0 | 0 | 0 | 0 | 0 | 0 | 0 | 0 | 0 | 0 | 0 | 0 | 0 | 0 | 0 | 0 | 0 | 0 | 0 | 0 | 0 | 0 | 0 | 0 | 0 | 0 | 0 | 0 | 0 | 0
[8 empty] | PPA_3.0 | 12 | 16 | 1.6047 | 1.558 | 1.5126 | 1.4685 | 1.4258 | 1.3842 | 1.3439 | 1.3048 | 1.2668 | 1.2299 | 1.1941 | 1.1593 | 1.1255 | 1.0927 | 1.0609 | 1.03 | 1 | 0 | 0 | 0 | 0 | 0 | 0 | 0 | 0 | 0 | 0 | 0 | 0 | 0 | 0 | 0 | 0 | 0 | 0 | 0 | 0 | 0 | 0 | 0 | 0 | 0 | 0 | 0 | 0 | 0 | 0 | 0 | 0 | 0
[8 empty] | PPA_3.0 | 12 | 17 | 1.6528 | 1.6047 | 1.558 | 1.5126 | 1.4685 | 1.4258 | 1.3842 | 1.3439 | 1.3048 | 1.2668 | 1.2299 | 1.1941 | 1.1593 | 1.1255 | 1.0927 | 1.0609 | 1.03 | 1 | 0 | 0 | 0 | 0 | 0 | 0 | 0 | 0 | 0 | 0 | 0 | 0 | 0 | 0 | 0 | 0 | 0 | 0 | 0 | 0 | 0 | 0 | 0 | 0 | 0 | 0 | 0 | 0 | 0 | 0 | 0 | 0
[8 empty] | PPA_3.0 | 12 | 18 | 1.7024 | 1.6528 | 1.6047 | 1.558 | 1.5126 | 1.4685 | 1.4258 | 1.3842 | 1.3439 | 1.3048 | 1.2668 | 1.2299 | 1.1941 | 1.1593 | 1.1255 | 1.0927 | 1.0609 | 1.03 | 1 | 0 | 0 | 0 | 0 | 0 | 0 | 0 | 0 | 0 | 0 | 0 | 0 | 0 | 0 | 0 | 0 | 0 | 0 | 0 | 0 | 0 | 0 | 0 | 0 | 0 | 0 | 0 | 0 | 0 | 0 | 0
[8 empty] | PPA_3.0 | 12 | 19 | 1.7535 | 1.7024 | 1.6528 | 1.6047 | 1.558 | 1.5126 | 1.4685 | 1.4258 | 1.3842 | 1.3439 | 1.3048 | 1.2668 | 1.2299 | 1.1941 | 1.1593 | 1.1255 | 1.0927 | 1.0609 | 1.03 | 1 | 0 | 0 | 0 | 0 | 0 | 0 | 0 | 0 | 0 | 0 | 0 | 0 | 0 | 0 | 0 | 0 | 0 | 0 | 0 | 0 | 0 | 0 | 0 | 0 | 0 | 0 | 0 | 0 | 0 | 0
[8 empty] | PPA_3.0 | 12 | 20 | 1.8061 | 1.7535 | 1.7024 | 1.6528 | 1.6047 | 1.558 | 1.5126 | 1.4685 | 1.4258 | 1.3842 | 1.3439 | 1.3048 | 1.2668 | 1.2299 | 1.1941 | 1.1593 | 1.1255 | 1.0927 | 1.0609 | 1.03 | 1 | 0 | 0 | 0 | 0 | 0 | 0 | 0 | 0 | 0 | 0 | 0 | 0 | 0 | 0 | 0 | 0 | 0 | 0 | 0 | 0 | 0 | 0 | 0 | 0 | 0 | 0 | 0 | 0 | 0
[8 empty] | PPA_3.0 | 12 | 21 | 1.8603 | 1.8061 | 1.7535 | 1.7024 | 1.6528 | 1.6047 | 1.558 | 1.5126 | 1.4685 | 1.4258 | 1.3842 | 1.3439 | 1.3048 | 1.2668 | 1.2299 | 1.1941 | 1.1593 | 1.1255 | 1.0927 | 1.0609 | 1.03 | 1 | 0 | 0 | 0 | 0 | 0 | 0 | 0 | 0 | 0 | 0 | 0 | 0 | 0 | 0 | 0 | 0 | 0 | 0 | 0 | 0 | 0 | 0 | 0 | 0 | 0 | 0 | 0 | 0
[8 empty] | PPA_3.0 | 12 | 22 | 1.9161 | 1.8603 | 1.8061 | 1.7535 | 1.7024 | 1.6528 | 1.6047 | 1.558 | 1.5126 | 1.4685 | 1.4258 | 1.3842 | 1.3439 | 1.3048 | 1.2668 | 1.2299 | 1.1941 | 1.1593 | 1.1255 | 1.0927 | 1.0609 | 1.03 | 1 | 0 | 0 | 0 | 0 | 0 | 0 | 0 | 0 | 0 | 0 | 0 | 0 | 0 | 0 | 0 | 0 | 0 | 0 | 0 | 0 | 0 | 0 | 0 | 0 | 0 | 0 | 0
[8 empty] | PPA_3.0 | 12 | 23 | 1.9736 | 1.9161 | 1.8603 | 1.8061 | 1.7535 | 1.7024 | 1.6528 | 1.6047 | 1.558 | 1.5126 | 1.4685 | 1.4258 | 1.3842 | 1.3439 | 1.3048 | 1.2668 | 1.2299 | 1.1941 | 1.1593 | 1.1255 | 1.0927 | 1.0609 | 1.03 | 1 | 0 | 0 | 0 | 0 | 0 | 0 | 0 | 0 | 0 | 0 | 0 | 0 | 0 | 0 | 0 | 0 | 0 | 0 | 0 | 0 | 0 | 0 | 0 | 0 | 0 | 0
[8 empty] | PPA_3.0 | 12 | 24 | 2.0328 | 1.9736 | 1.9161 | 1.8603 | 1.8061 | 1.7535 | 1.7024 | 1.6528 | 1.6047 | 1.558 | 1.5126 | 1.4685 | 1.4258 | 1.3842 | 1.3439 | 1.3048 | 1.2668 | 1.2299 | 1.1941 | 1.1593 | 1.1255 | 1.0927 | 1.0609 | 1.03 | 1 | 0 | 0 | 0 | 0 | 0 | 0 | 0 | 0 | 0 | 0 | 0 | 0 | 0 | 0 | 0 | 0 | 0 | 0 | 0 | 0 | 0 | 0 | 0 | 0 | 0
[8 empty] | PPA_3.0 | 12 | 25 | 2.0938 | 2.0328 | 1.9736 | 1.9161 | 1.8603 | 1.8061 | 1.7535 | 1.7024 | 1.6528 | 1.6047 | 1.558 | 1.5126 | 1.4685 | 1.4258 | 1.3842 | 1.3439 | 1.3048 | 1.2668 | 1.2299 | 1.1941 | 1.1593 | 1.1255 | 1.0927 | 1.0609 | 1.03 | 1 | 0 | 0 | 0 | 0 | 0 | 0 | 0 | 0 | 0 | 0 | 0 | 0 | 0 | 0 | 0 | 0 | 0 | 0 | 0 | 0 | 0 | 0 | 0 | 0
[8 empty] | PPA_3.0 | 12 | 26 | 2.1566 | 2.0938 | 2.0328 | 1.9736 | 1.9161 | 1.8603 | 1.8061 | 1.7535 | 1.7024 | 1.6528 | 1.6047 | 1.558 | 1.5126 | 1.4685 | 1.4258 | 1.3842 | 1.3439 | 1.3048 | 1.2668 | 1.2299 | 1.1941 | 1.1593 | 1.1255 | 1.0927 | 1.0609 | 1.03 | 1 | 0 | 0 | 0 | 0 | 0 | 0 | 0 | 0 | 0 | 0 | 0 | 0 | 0 | 0 | 0 | 0 | 0 | 0 | 0 | 0 | 0 | 0 | 0
[8 empty] | PPA_3.0 | 12 | 27 | 2.2213 | 2.1566 | 2.0938 | 2.0328 | 1.9736 | 1.9161 | 1.8603 | 1.8061 | 1.7535 | 1.7024 | 1.6528 | 1.6047 | 1.558 | 1.5126 | 1.4685 | 1.4258 | 1.3842 | 1.3439 | 1.3048 | 1.2668 | 1.2299 | 1.1941 | 1.1593 | 1.1255 | 1.0927 | 1.0609 | 1.03 | 1 | 0 | 0 | 0 | 0 | 0 | 0 | 0 | 0 | 0 | 0 | 0 | 0 | 0 | 0 | 0 | 0 | 0 | 0 | 0 | 0 | 0 | 0
[8 empty] | PPA_3.0 | 12 | 28 | 2.2879 | 2.2213 | 2.1566 | 2.0938 | 2.0328 | 1.9736 | 1.9161 | 1.8603 | 1.8061 | 1.7535 | 1.7024 | 1.6528 | 1.6047 | 1.558 | 1.5126 | 1.4685 | 1.4258 | 1.3842 | 1.3439 | 1.3048 | 1.2668 | 1.2299 | 1.1941 | 1.1593 | 1.1255 | 1.0927 | 1.0609 | 1.03 | 1 | 0 | 0 | 0 | 0 | 0 | 0 | 0 | 0 | 0 | 0 | 0 | 0 | 0 | 0 | 0 | 0 | 0 | 0 | 0 | 0 | 0
[8 empty] | PPA_3.0 | 12 | 29 | 2.3566 | 2.2879 | 2.2213 | 2.1566 | 2.0938 | 2.0328 | 1.9736 | 1.9161 | 1.8603 | 1.8061 | 1.7535 | 1.7024 | 1.6528 | 1.6047 | 1.558 | 1.5126 | 1.4685 | 1.4258 | 1.3842 | 1.3439 | 1.3048 | 1.2668 | 1.2299 | 1.1941 | 1.1593 | 1.1255 | 1.0927 | 1.0609 | 1.03 | 1 | 0 | 0 | 0 | 0 | 0 | 0 | 0 | 0 | 0 | 0 | 0 | 0 | 0 | 0 | 0 | 0 | 0 | 0 | 0 | 0
[8 empty] | PPA_3.0 | 12 | 30 | 2.4273 | 2.3566 | 2.2879 | 2.2213 | 2.1566 | 2.0938 | 2.0328 | 1.9736 | 1.9161 | 1.8603 | 1.8061 | 1.7535 | 1.7024 | 1.6528 | 1.6047 | 1.558 | 1.5126 | 1.4685 | 1.4258 | 1.3842 | 1.3439 | 1.3048 | 1.2668 | 1.2299 | 1.1941 | 1.1593 | 1.1255 | 1.0927 | 1.0609 | 1.03 | 1 | 0 | 0 | 0 | 0 | 0 | 0 | 0 | 0 | 0 | 0 | 0 | 0 | 0 | 0 | 0 | 0 | 0 | 0 | 0
[8 empty] | PPA_3.0 | 12 | 31 | 2.5001 | 2.4273 | 2.3566 | 2.2879 | 2.2213 | 2.1566 | 2.0938 | 2.0328 | 1.9736 | 1.9161 | 1.8603 | 1.8061 | 1.7535 | 1.7024 | 1.6528 | 1.6047 | 1.558 | 1.5126 | 1.4685 | 1.4258 | 1.3842 | 1.3439 | 1.3048 | 1.2668 | 1.2299 | 1.1941 | 1.1593 | 1.1255 | 1.0927 | 1.0609 | 1.03 | 1 | 0 | 0 | 0 | 0 | 0 | 0 | 0 | 0 | 0 | 0 | 0 | 0 | 0 | 0 | 0 | 0 | 0 | 0
[8 empty] | PPA_3.0 | 12 | 32 | 2.5751 | 2.5001 | 2.4273 | 2.3566 | 2.2879 | 2.2213 | 2.1566 | 2.0938 | 2.0328 | 1.9736 | 1.9161 | 1.8603 | 1.8061 | 1.7535 | 1.7024 | 1.6528 | 1.6047 | 1.558 | 1.5126 | 1.4685 | 1.4258 | 1.3842 | 1.3439 | 1.3048 | 1.2668 | 1.2299 | 1.1941 | 1.1593 | 1.1255 | 1.0927 | 1.0609 | 1.03 | 1 | 0 | 0 | 0 | 0 | 0 | 0 | 0 | 0 | 0 | 0 | 0 | 0 | 0 | 0 | 0 | 0 | 0
[8 empty] | PPA_3.0 | 12 | 33 | 2.6523 | 2.5751 | 2.5001 | 2.4273 | 2.3566 | 2.2879 | 2.2213 | 2.1566 | 2.0938 | 2.0328 | 1.9736 | 1.9161 | 1.8603 | 1.8061 | 1.7535 | 1.7024 | 1.6528 | 1.6047 | 1.558 | 1.5126 | 1.4685 | 1.4258 | 1.3842 | 1.3439 | 1.3048 | 1.2668 | 1.2299 | 1.1941 | 1.1593 | 1.1255 | 1.0927 | 1.0609 | 1.03 | 1 | 0 | 0 | 0 | 0 | 0 | 0 | 0 | 0 | 0 | 0 | 0 | 0 | 0 | 0 | 0 | 0
[8 empty] | PPA_3.0 | 12 | 34 | 2.7319 | 2.6523 | 2.5751 | 2.5001 | 2.4273 | 2.3566 | 2.2879 | 2.2213 | 2.1566 | 2.0938 | 2.0328 | 1.9736 | 1.9161 | 1.8603 | 1.8061 | 1.7535 | 1.7024 | 1.6528 | 1.6047 | 1.558 | 1.5126 | 1.4685 | 1.4258 | 1.3842 | 1.3439 | 1.3048 | 1.2668 | 1.2299 | 1.1941 | 1.1593 | 1.1255 | 1.0927 | 1.0609 | 1.03 | 1 | 0 | 0 | 0 | 0 | 0 | 0 | 0 | 0 | 0 | 0 | 0 | 0 | 0 | 0 | 0
[8 empty] | PPA_3.0 | 12 | 35 | 2.8139 | 2.7319 | 2.6523 | 2.5751 | 2.5001 | 2.4273 | 2.3566 | 2.2879 | 2.2213 | 2.1566 | 2.0938 | 2.0328 | 1.9736 | 1.9161 | 1.8603 | 1.8061 | 1.7535 | 1.7024 | 1.6528 | 1.6047 | 1.558 | 1.5126 | 1.4685 | 1.4258 | 1.3842 | 1.3439 | 1.3048 | 1.2668 | 1.2299 | 1.1941 | 1.1593 | 1.1255 | 1.0927 | 1.0609 | 1.03 | 1 | 0 | 0 | 0 | 0 | 0 | 0 | 0 | 0 | 0 | 0 | 0 | 0 | 0 | 0
[8 empty] | PPA_3.0 | 12 | 36 | 2.8983 | 2.8139 | 2.7319 | 2.6523 | 2.5751 | 2.5001 | 2.4273 | 2.3566 | 2.2879 | 2.2213 | 2.1566 | 2.0938 | 2.0328 | 1.9736 | 1.9161 | 1.8603 | 1.8061 | 1.7535 | 1.7024 | 1.6528 | 1.6047 | 1.558 | 1.5126 | 1.4685 | 1.4258 | 1.3842 | 1.3439 | 1.3048 | 1.2668 | 1.2299 | 1.1941 | 1.1593 | 1.1255 | 1.0927 | 1.0609 | 1.03 | 1 | 0 | 0 | 0 | 0 | 0 | 0 | 0 | 0 | 0 | 0 | 0 | 0 | 0
[8 empty] | PPA_3.0 | 12 | 37 | 2.9852 | 2.8983 | 2.8139 | 2.7319 | 2.6523 | 2.5751 | 2.5001 | 2.4273 | 2.3566 | 2.2879 | 2.2213 | 2.1566 | 2.0938 | 2.0328 | 1.9736 | 1.9161 | 1.8603 | 1.8061 | 1.7535 | 1.7024 | 1.6528 | 1.6047 | 1.558 | 1.5126 | 1.4685 | 1.4258 | 1.3842 | 1.3439 | 1.3048 | 1.2668 | 1.2299 | 1.1941 | 1.1593 | 1.1255 | 1.0927 | 1.0609 | 1.03 | 1 | 0 | 0 | 0 | 0 | 0 | 0 | 0 | 0 | 0 | 0 | 0 | 0
[8 empty] | PPA_3.0 | 12 | 38 | 3.0748 | 2.9852 | 2.8983 | 2.8139 | 2.7319 | 2.6523 | 2.5751 | 2.5001 | 2.4273 | 2.3566 | 2.2879 | 2.2213 | 2.1566 | 2.0938 | 2.0328 | 1.9736 | 1.9161 | 1.8603 | 1.8061 | 1.7535 | 1.7024 | 1.6528 | 1.6047 | 1.558 | 1.5126 | 1.4685 | 1.4258 | 1.3842 | 1.3439 | 1.3048 | 1.2668 | 1.2299 | 1.1941 | 1.1593 | 1.1255 | 1.0927 | 1.0609 | 1.03 | 1 | 0 | 0 | 0 | 0 | 0 | 0 | 0 | 0 | 0 | 0 | 0
[8 empty] | PPA_3.0 | 12 | 39 | 3.167 | 3.0748 | 2.9852 | 2.8983 | 2.8139 | 2.7319 | 2.6523 | 2.5751 | 2.5001 | 2.4273 | 2.3566 | 2.2879 | 2.2213 | 2.1566 | 2.0938 | 2.0328 | 1.9736 | 1.9161 | 1.8603 | 1.8061 | 1.7535 | 1.7024 | 1.6528 | 1.6047 | 1.558 | 1.5126 | 1.4685 | 1.4258 | 1.3842 | 1.3439 | 1.3048 | 1.2668 | 1.2299 | 1.1941 | 1.1593 | 1.1255 | 1.0927 | 1.0609 | 1.03 | 1 | 0 | 0 | 0 | 0 | 0 | 0 | 0 | 0 | 0 | 0
[8 empty] | PPA_3.0 | 12 | 40 | 3.262 | 3.167 | 3.0748 | 2.9852 | 2.8983 | 2.8139 | 2.7319 | 2.6523 | 2.5751 | 2.5001 | 2.4273 | 2.3566 | 2.2879 | 2.2213 | 2.1566 | 2.0938 | 2.0328 | 1.9736 | 1.9161 | 1.8603 | 1.8061 | 1.7535 | 1.7024 | 1.6528 | 1.6047 | 1.558 | 1.5126 | 1.4685 | 1.4258 | 1.3842 | 1.3439 | 1.3048 | 1.2668 | 1.2299 | 1.1941 | 1.1593 | 1.1255 | 1.0927 | 1.0609 | 1.03 | 1 | 0 | 0 | 0 | 0 | 0 | 0 | 0 | 0 | 0
[8 empty] | PPA_3.0 | 12 | 41 | 3.3599 | 3.262 | 3.167 | 3.0748 | 2.9852 | 2.8983 | 2.8139 | 2.7319 | 2.6523 | 2.5751 | 2.5001 | 2.4273 | 2.3566 | 2.2879 | 2.2213 | 2.1566 | 2.0938 | 2.0328 | 1.9736 | 1.9161 | 1.8603 | 1.8061 | 1.7535 | 1.7024 | 1.6528 | 1.6047 | 1.558 | 1.5126 | 1.4685 | 1.4258 | 1.3842 | 1.3439 | 1.3048 | 1.2668 | 1.2299 | 1.1941 | 1.1593 | 1.1255 | 1.0927 | 1.0609 | 1.03 | 1 | 0 | 0 | 0 | 0 | 0 | 0 | 0 | 0
[8 empty] | PPA_3.0 | 12 | 42 | 3.4607 | 3.3599 | 3.262 | 3.167 | 3.0748 | 2.9852 | 2.8983 | 2.8139 | 2.7319 | 2.6523 | 2.5751 | 2.5001 | 2.4273 | 2.3566 | 2.2879 | 2.2213 | 2.1566 | 2.0938 | 2.0328 | 1.9736 | 1.9161 | 1.8603 | 1.8061 | 1.7535 | 1.7024 | 1.6528 | 1.6047 | 1.558 | 1.5126 | 1.4685 | 1.4258 | 1.3842 | 1.3439 | 1.3048 | 1.2668 | 1.2299 | 1.1941 | 1.1593 | 1.1255 | 1.0927 | 1.0609 | 1.03 | 1 | 0 | 0 | 0 | 0 | 0 | 0 | 0
[8 empty] | PPA_3.0 | 12 | 43 | 3.5645 | 3.4607 | 3.3599 | 3.262 | 3.167 | 3.0748 | 2.9852 | 2.8983 | 2.8139 | 2.7319 | 2.6523 | 2.5751 | 2.5001 | 2.4273 | 2.3566 | 2.2879 | 2.2213 | 2.1566 | 2.0938 | 2.0328 | 1.9736 | 1.9161 | 1.8603 | 1.8061 | 1.7535 | 1.7024 | 1.6528 | 1.6047 | 1.558 | 1.5126 | 1.4685 | 1.4258 | 1.3842 | 1.3439 | 1.3048 | 1.2668 | 1.2299 | 1.1941 | 1.1593 | 1.1255 | 1.0927 | 1.0609 | 1.03 | 1 | 0 | 0 | 0 | 0 | 0 | 0
[8 empty] | PPA_3.0 | 12 | 44 | 3.6715 | 3.5645 | 3.4607 | 3.3599 | 3.262 | 3.167 | 3.0748 | 2.9852 | 2.8983 | 2.8139 | 2.7319 | 2.6523 | 2.5751 | 2.5001 | 2.4273 | 2.3566 | 2.2879 | 2.2213 | 2.1566 | 2.0938 | 2.0328 | 1.9736 | 1.9161 | 1.8603 | 1.8061 | 1.7535 | 1.7024 | 1.6528 | 1.6047 | 1.558 | 1.5126 | 1.4685 | 1.4258 | 1.3842 | 1.3439 | 1.3048 | 1.2668 | 1.2299 | 1.1941 | 1.1593 | 1.1255 | 1.0927 | 1.0609 | 1.03 | 1 | 0 | 0 | 0 | 0 | 0
[8 empty] | PPA_3.0 | 12 | 45 | 3.7816 | 3.6715 | 3.5645 | 3.4607 | 3.3599 | 3.262 | 3.167 | 3.0748 | 2.9852 | 2.8983 | 2.8139 | 2.7319 | 2.6523 | 2.5751 | 2.5001 | 2.4273 | 2.3566 | 2.2879 | 2.2213 | 2.1566 | 2.0938 | 2.0328 | 1.9736 | 1.9161 | 1.8603 | 1.8061 | 1.7535 | 1.7024 | 1.6528 | 1.6047 | 1.558 | 1.5126 | 1.4685 | 1.4258 | 1.3842 | 1.3439 | 1.3048 | 1.2668 | 1.2299 | 1.1941 | 1.1593 | 1.1255 | 1.0927 | 1.0609 | 1.03 | 1 | 0 | 0 | 0 | 0
[8 empty] | PPA_3.0 | 12 | 46 | 3.895 | 3.7816 | 3.6715 | 3.5645 | 3.4607 | 3.3599 | 3.262 | 3.167 | 3.0748 | 2.9852 | 2.8983 | 2.8139 | 2.7319 | 2.6523 | 2.5751 | 2.5001 | 2.4273 | 2.3566 | 2.2879 | 2.2213 | 2.1566 | 2.0938 | 2.0328 | 1.9736 | 1.9161 | 1.8603 | 1.8061 | 1.7535 | 1.7024 | 1.6528 | 1.6047 | 1.558 | 1.5126 | 1.4685 | 1.4258 | 1.3842 | 1.3439 | 1.3048 | 1.2668 | 1.2299 | 1.1941 | 1.1593 | 1.1255 | 1.0927 | 1.0609 | 1.03 | 1 | 0 | 0 | 0
[8 empty] | PPA_3.0 | 12 | 47 | 4.0119 | 3.895 | 3.7816 | 3.6715 | 3.5645 | 3.4607 | 3.3599 | 3.262 | 3.167 | 3.0748 | 2.9852 | 2.8983 | 2.8139 | 2.7319 | 2.6523 | 2.5751 | 2.5001 | 2.4273 | 2.3566 | 2.2879 | 2.2213 | 2.1566 | 2.0938 | 2.0328 | 1.9736 | 1.9161 | 1.8603 | 1.8061 | 1.7535 | 1.7024 | 1.6528 | 1.6047 | 1.558 | 1.5126 | 1.4685 | 1.4258 | 1.3842 | 1.3439 | 1.3048 | 1.2668 | 1.2299 | 1.1941 | 1.1593 | 1.1255 | 1.0927 | 1.0609 | 1.03 | 1 | 0 | 0
[8 empty] | PPA_3.0 | 12 | 48 | 4.1323 | 4.0119 | 3.895 | 3.7816 | 3.6715 | 3.5645 | 3.4607 | 3.3599 | 3.262 | 3.167 | 3.0748 | 2.9852 | 2.8983 | 2.8139 | 2.7319 | 2.6523 | 2.5751 | 2.5001 | 2.4273 | 2.3566 | 2.2879 | 2.2213 | 2.1566 | 2.0938 | 2.0328 | 1.9736 | 1.9161 | 1.8603 | 1.8061 | 1.7535 | 1.7024 | 1.6528 | 1.6047 | 1.558 | 1.5126 | 1.4685 | 1.4258 | 1.3842 | 1.3439 | 1.3048 | 1.2668 | 1.2299 | 1.1941 | 1.1593 | 1.1255 | 1.0927 | 1.0609 | 1.03 | 1 | 0
[8 empty] | PPA_3.0 | 12 | 49 | 4.2562 | 4.1323 | 4.0119 | 3.895 | 3.7816 | 3.6715 | 3.5645 | 3.4607 | 3.3599 | 3.262 | 3.167 | 3.0748 | 2.9852 | 2.8983 | 2.8139 | 2.7319 | 2.6523 | 2.5751 | 2.5001 | 2.4273 | 2.3566 | 2.2879 | 2.2213 | 2.1566 | 2.0938 | 2.0328 | 1.9736 | 1.9161 | 1.8603 | 1.8061 | 1.7535 | 1.7024 | 1.6528 | 1.6047 | 1.558 | 1.5126 | 1.4685 | 1.4258 | 1.3842 | 1.3439 | 1.3048 | 1.2668 | 1.2299 | 1.1941 | 1.1593 | 1.1255 | 1.0927 | 1.0609 | 1.03 | 1
[8 empty] | PPA_3.0 | 12 | 50 | 4.3839 | 4.2562 | 4.1323 | 4.0119 | 3.895 | 3.7816 | 3.6715 | 3.5645 | 3.4607 | 3.3599 | 3.262 | 3.167 | 3.0748 | 2.9852 | 2.8983 | 2.8139 | 2.7319 | 2.6523 | 2.5751 | 2.5001 | 2.4273 | 2.3566 | 2.2879 | 2.2213 | 2.1566 | 2.0938 | 2.0328 | 1.9736 | 1.9161 | 1.8603 | 1.8061 | 1.7535 | 1.7024 | 1.6528 | 1.6047 | 1.558 | 1.5126 | 1.4685 | 1.4258 | 1.3842 | 1.3439 | 1.3048 | 1.2668 | 1.2299 | 1.1941 | 1.1593 | 1.1255 | 1.0927 | 1.0609 | 1.03
[8 empty] | Inflation | 13 | 0 | 1 | 0 | 0 | 0 | 0 | 0 | 0 | 0 | 0 | 0 | 0 | 0 | 0 | 0 | 0 | 0 | 0 | 0 | 0 | 0 | 0 | 0 | 0 | 0 | 0 | 0 | 0 | 0 | 0 | 0 | 0 | 0 | 0 | 0 | 0 | 0 | 0 | 0 | 0 | 0 | 0 | 0 | 0 | 0 | 0 | 0 | 0 | 0 | 0 | 0
[8 empty] | Inflation | 13 | 1 | 1.02 | 1 | 0 | 0 | 0 | 0 | 0 | 0 | 0 | 0 | 0 | 0 | 0 | 0 | 0 | 0 | 0 | 0 | 0 | 0 | 0 | 0 | 0 | 0 | 0 | 0 | 0 | 0 | 0 | 0 | 0 | 0 | 0 | 0 | 0 | 0 | 0 | 0 | 0 | 0 | 0 | 0 | 0 | 0 | 0 | 0 | 0 | 0 | 0 | 0
[8 empty] | Inflation | 13 | 2 | 1.0404 | 1.02 | 1 | 0 | 0 | 0 | 0 | 0 | 0 | 0 | 0 | 0 | 0 | 0 | 0 | 0 | 0 | 0 | 0 | 0 | 0 | 0 | 0 | 0 | 0 | 0 | 0 | 0 | 0 | 0 | 0 | 0 | 0 | 0 | 0 | 0 | 0 | 0 | 0 | 0 | 0 | 0 | 0 | 0 | 0 | 0 | 0 | 0 | 0 | 0
[8 empty] | Inflation | 13 | 3 | 1.0612 | 1.0404 | 1.02 | 1 | 0 | 0 | 0 | 0 | 0 | 0 | 0 | 0 | 0 | 0 | 0 | 0 | 0 | 0 | 0 | 0 | 0 | 0 | 0 | 0 | 0 | 0 | 0 | 0 | 0 | 0 | 0 | 0 | 0 | 0 | 0 | 0 | 0 | 0 | 0 | 0 | 0 | 0 | 0 | 0 | 0 | 0 | 0 | 0 | 0 | 0
[8 empty] | Inflation | 13 | 4 | 1.0824 | 1.0612 | 1.0404 | 1.02 | 1 | 0 | 0 | 0 | 0 | 0 | 0 | 0 | 0 | 0 | 0 | 0 | 0 | 0 | 0 | 0 | 0 | 0 | 0 | 0 | 0 | 0 | 0 | 0 | 0 | 0 | 0 | 0 | 0 | 0 | 0 | 0 | 0 | 0 | 0 | 0 | 0 | 0 | 0 | 0 | 0 | 0 | 0 | 0 | 0 | 0
[8 empty] | Inflation | 13 | 5 | 1.1041 | 1.0824 | 1.0612 | 1.0404 | 1.02 | 1 | 0 | 0 | 0 | 0 | 0 | 0 | 0 | 0 | 0 | 0 | 0 | 0 | 0 | 0 | 0 | 0 | 0 | 0 | 0 | 0 | 0 | 0 | 0 | 0 | 0 | 0 | 0 | 0 | 0 | 0 | 0 | 0 | 0 | 0 | 0 | 0 | 0 | 0 | 0 | 0 | 0 | 0 | 0 | 0
[8 empty] | Inflation | 13 | 6 | 1.1262 | 1.1041 | 1.0824 | 1.0612 | 1.0404 | 1.02 | 1 | 0 | 0 | 0 | 0 | 0 | 0 | 0 | 0 | 0 | 0 | 0 | 0 | 0 | 0 | 0 | 0 | 0 | 0 | 0 | 0 | 0 | 0 | 0 | 0 | 0 | 0 | 0 | 0 | 0 | 0 | 0 | 0 | 0 | 0 | 0 | 0 | 0 | 0 | 0 | 0 | 0 | 0 | 0
[8 empty] | Inflation | 13 | 7 | 1.1487 | 1.1262 | 1.1041 | 1.0824 | 1.0612 | 1.0404 | 1.02 | 1 | 0 | 0 | 0 | 0 | 0 | 0 | 0 | 0 | 0 | 0 | 0 | 0 | 0 | 0 | 0 | 0 | 0 | 0 | 0 | 0 | 0 | 0 | 0 | 0 | 0 | 0 | 0 | 0 | 0 | 0 | 0 | 0 | 0 | 0 | 0 | 0 | 0 | 0 | 0 | 0 | 0 | 0
[8 empty] | Inflation | 13 | 8 | 1.1717 | 1.1487 | 1.1262 | 1.1041 | 1.0824 | 1.0612 | 1.0404 | 1.02 | 1 | 0 | 0 | 0 | 0 | 0 | 0 | 0 | 0 | 0 | 0 | 0 | 0 | 0 | 0 | 0 | 0 | 0 | 0 | 0 | 0 | 0 | 0 | 0 | 0 | 0 | 0 | 0 | 0 | 0 | 0 | 0 | 0 | 0 | 0 | 0 | 0 | 0 | 0 | 0 | 0 | 0
[8 empty] | Inflation | 13 | 9 | 1.1951 | 1.1717 | 1.1487 | 1.1262 | 1.1041 | 1.0824 | 1.0612 | 1.0404 | 1.02 | 1 | 0 | 0 | 0 | 0 | 0 | 0 | 0 | 0 | 0 | 0 | 0 | 0 | 0 | 0 | 0 | 0 | 0 | 0 | 0 | 0 | 0 | 0 | 0 | 0 | 0 | 0 | 0 | 0 | 0 | 0 | 0 | 0 | 0 | 0 | 0 | 0 | 0 | 0 | 0 | 0
[8 empty] | Inflation | 13 | 10 | 1.219 | 1.1951 | 1.1717 | 1.1487 | 1.1262 | 1.1041 | 1.0824 | 1.0612 | 1.0404 | 1.02 | 1 | 0 | 0 | 0 | 0 | 0 | 0 | 0 | 0 | 0 | 0 | 0 | 0 | 0 | 0 | 0 | 0 | 0 | 0 | 0 | 0 | 0 | 0 | 0 | 0 | 0 | 0 | 0 | 0 | 0 | 0 | 0 | 0 | 0 | 0 | 0 | 0 | 0 | 0 | 0
[8 empty] | Inflation | 13 | 11 | 1.2434 | 1.219 | 1.1951 | 1.1717 | 1.1487 | 1.1262 | 1.1041 | 1.0824 | 1.0612 | 1.0404 | 1.02 | 1 | 0 | 0 | 0 | 0 | 0 | 0 | 0 | 0 | 0 | 0 | 0 | 0 | 0 | 0 | 0 | 0 | 0 | 0 | 0 | 0 | 0 | 0 | 0 | 0 | 0 | 0 | 0 | 0 | 0 | 0 | 0 | 0 | 0 | 0 | 0 | 0 | 0 | 0
[8 empty] | Inflation | 13 | 12 | 1.2682 | 1.2434 | 1.219 | 1.1951 | 1.1717 | 1.1487 | 1.1262 | 1.1041 | 1.0824 | 1.0612 | 1.0404 | 1.02 | 1 | 0 | 0 | 0 | 0 | 0 | 0 | 0 | 0 | 0 | 0 | 0 | 0 | 0 | 0 | 0 | 0 | 0 | 0 | 0 | 0 | 0 | 0 | 0 | 0 | 0 | 0 | 0 | 0 | 0 | 0 | 0 | 0 | 0 | 0 | 0 | 0 | 0
[8 empty] | Inflation | 13 | 13 | 1.2936 | 1.2682 | 1.2434 | 1.219 | 1.1951 | 1.1717 | 1.1487 | 1.1262 | 1.1041 | 1.0824 | 1.0612 | 1.0404 | 1.02 | 1 | 0 | 0 | 0 | 0 | 0 | 0 | 0 | 0 | 0 | 0 | 0 | 0 | 0 | 0 | 0 | 0 | 0 | 0 | 0 | 0 | 0 | 0 | 0 | 0 | 0 | 0 | 0 | 0 | 0 | 0 | 0 | 0 | 0 | 0 | 0 | 0
[8 empty] | Inflation | 13 | 14 | 1.3195 | 1.2936 | 1.2682 | 1.2434 | 1.219 | 1.1951 | 1.1717 | 1.1487 | 1.1262 | 1.1041 | 1.0824 | 1.0612 | 1.0404 | 1.02 | 1 | 0 | 0 | 0 | 0 | 0 | 0 | 0 | 0 | 0 | 0 | 0 | 0 | 0 | 0 | 0 | 0 | 0 | 0 | 0 | 0 | 0 | 0 | 0 | 0 | 0 | 0 | 0 | 0 | 0 | 0 | 0 | 0 | 0 | 0 | 0
[8 empty] | Inflation | 13 | 15 | 1.3459 | 1.3195 | 1.2936 | 1.2682 | 1.2434 | 1.219 | 1.1951 | 1.1717 | 1.1487 | 1.1262 | 1.1041 | 1.0824 | 1.0612 | 1.0404 | 1.02 | 1 | 0 | 0 | 0 | 0 | 0 | 0 | 0 | 0 | 0 | 0 | 0 | 0 | 0 | 0 | 0 | 0 | 0 | 0 | 0 | 0 | 0 | 0 | 0 | 0 | 0 | 0 | 0 | 0 | 0 | 0 | 0 | 0 | 0 | 0
[8 empty] | Inflation | 13 | 16 | 1.3728 | 1.3459 | 1.3195 | 1.2936 | 1.2682 | 1.2434 | 1.219 | 1.1951 | 1.1717 | 1.1487 | 1.1262 | 1.1041 | 1.0824 | 1.0612 | 1.0404 | 1.02 | 1 | 0 | 0 | 0 | 0 | 0 | 0 | 0 | 0 | 0 | 0 | 0 | 0 | 0 | 0 | 0 | 0 | 0 | 0 | 0 | 0 | 0 | 0 | 0 | 0 | 0 | 0 | 0 | 0 | 0 | 0 | 0 | 0 | 0
[8 empty] | Inflation | 13 | 17 | 1.4002 | 1.3728 | 1.3459 | 1.3195 | 1.2936 | 1.2682 | 1.2434 | 1.219 | 1.1951 | 1.1717 | 1.1487 | 1.1262 | 1.1041 | 1.0824 | 1.0612 | 1.0404 | 1.02 | 1 | 0 | 0 | 0 | 0 | 0 | 0 | 0 | 0 | 0 | 0 | 0 | 0 | 0 | 0 | 0 | 0 | 0 | 0 | 0 | 0 | 0 | 0 | 0 | 0 | 0 | 0 | 0 | 0 | 0 | 0 | 0 | 0
[8 empty] | Inflation | 13 | 18 | 1.4282 | 1.4002 | 1.3728 | 1.3459 | 1.3195 | 1.2936 | 1.2682 | 1.2434 | 1.219 | 1.1951 | 1.1717 | 1.1487 | 1.1262 | 1.1041 | 1.0824 | 1.0612 | 1.0404 | 1.02 | 1 | 0 | 0 | 0 | 0 | 0 | 0 | 0 | 0 | 0 | 0 | 0 | 0 | 0 | 0 | 0 | 0 | 0 | 0 | 0 | 0 | 0 | 0 | 0 | 0 | 0 | 0 | 0 | 0 | 0 | 0 | 0
[8 empty] | Inflation | 13 | 19 | 1.4568 | 1.4282 | 1.4002 | 1.3728 | 1.3459 | 1.3195 | 1.2936 | 1.2682 | 1.2434 | 1.219 | 1.1951 | 1.1717 | 1.1487 | 1.1262 | 1.1041 | 1.0824 | 1.0612 | 1.0404 | 1.02 | 1 | 0 | 0 | 0 | 0 | 0 | 0 | 0 | 0 | 0 | 0 | 0 | 0 | 0 | 0 | 0 | 0 | 0 | 0 | 0 | 0 | 0 | 0 | 0 | 0 | 0 | 0 | 0 | 0 | 0 | 0
[8 empty] | Inflation | 13 | 20 | 1.4859 | 1.4568 | 1.4282 | 1.4002 | 1.3728 | 1.3459 | 1.3195 | 1.2936 | 1.2682 | 1.2434 | 1.219 | 1.1951 | 1.1717 | 1.1487 | 1.1262 | 1.1041 | 1.0824 | 1.0612 | 1.0404 | 1.02 | 1 | 0 | 0 | 0 | 0 | 0 | 0 | 0 | 0 | 0 | 0 | 0 | 0 | 0 | 0 | 0 | 0 | 0 | 0 | 0 | 0 | 0 | 0 | 0 | 0 | 0 | 0 | 0 | 0 | 0
[8 empty] | Inflation | 13 | 21 | 1.5157 | 1.4859 | 1.4568 | 1.4282 | 1.4002 | 1.3728 | 1.3459 | 1.3195 | 1.2936 | 1.2682 | 1.2434 | 1.219 | 1.1951 | 1.1717 | 1.1487 | 1.1262 | 1.1041 | 1.0824 | 1.0612 | 1.0404 | 1.02 | 1 | 0 | 0 | 0 | 0 | 0 | 0 | 0 | 0 | 0 | 0 | 0 | 0 | 0 | 0 | 0 | 0 | 0 | 0 | 0 | 0 | 0 | 0 | 0 | 0 | 0 | 0 | 0 | 0
[8 empty] | Inflation | 13 | 22 | 1.546 | 1.5157 | 1.4859 | 1.4568 | 1.4282 | 1.4002 | 1.3728 | 1.3459 | 1.3195 | 1.2936 | 1.2682 | 1.2434 | 1.219 | 1.1951 | 1.1717 | 1.1487 | 1.1262 | 1.1041 | 1.0824 | 1.0612 | 1.0404 | 1.02 | 1 | 0 | 0 | 0 | 0 | 0 | 0 | 0 | 0 | 0 | 0 | 0 | 0 | 0 | 0 | 0 | 0 | 0 | 0 | 0 | 0 | 0 | 0 | 0 | 0 | 0 | 0 | 0
[8 empty] | Inflation | 13 | 23 | 1.5769 | 1.546 | 1.5157 | 1.4859 | 1.4568 | 1.4282 | 1.4002 | 1.3728 | 1.3459 | 1.3195 | 1.2936 | 1.2682 | 1.2434 | 1.219 | 1.1951 | 1.1717 | 1.1487 | 1.1262 | 1.1041 | 1.0824 | 1.0612 | 1.0404 | 1.02 | 1 | 0 | 0 | 0 | 0 | 0 | 0 | 0 | 0 | 0 | 0 | 0 | 0 | 0 | 0 | 0 | 0 | 0 | 0 | 0 | 0 | 0 | 0 | 0 | 0 | 0 | 0
[8 empty] | Inflation | 13 | 24 | 1.6084 | 1.5769 | 1.546 | 1.5157 | 1.4859 | 1.4568 | 1.4282 | 1.4002 | 1.3728 | 1.3459 | 1.3195 | 1.2936 | 1.2682 | 1.2434 | 1.219 | 1.1951 | 1.1717 | 1.1487 | 1.1262 | 1.1041 | 1.0824 | 1.0612 | 1.0404 | 1.02 | 1 | 0 | 0 | 0 | 0 | 0 | 0 | 0 | 0 | 0 | 0 | 0 | 0 | 0 | 0 | 0 | 0 | 0 | 0 | 0 | 0 | 0 | 0 | 0 | 0 | 0
[8 empty] | Inflation | 13 | 25 | 1.6406 | 1.6084 | 1.5769 | 1.546 | 1.5157 | 1.4859 | 1.4568 | 1.4282 | 1.4002 | 1.3728 | 1.3459 | 1.3195 | 1.2936 | 1.2682 | 1.2434 | 1.219 | 1.1951 | 1.1717 | 1.1487 | 1.1262 | 1.1041 | 1.0824 | 1.0612 | 1.0404 | 1.02 | 1 | 0 | 0 | 0 | 0 | 0 | 0 | 0 | 0 | 0 | 0 | 0 | 0 | 0 | 0 | 0 | 0 | 0 | 0 | 0 | 0 | 0 | 0 | 0 | 0
[8 empty] | Inflation | 13 | 26 | 1.6734 | 1.6406 | 1.6084 | 1.5769 | 1.546 | 1.5157 | 1.4859 | 1.4568 | 1.4282 | 1.4002 | 1.3728 | 1.3459 | 1.3195 | 1.2936 | 1.2682 | 1.2434 | 1.219 | 1.1951 | 1.1717 | 1.1487 | 1.1262 | 1.1041 | 1.0824 | 1.0612 | 1.0404 | 1.02 | 1 | 0 | 0 | 0 | 0 | 0 | 0 | 0 | 0 | 0 | 0 | 0 | 0 | 0 | 0 | 0 | 0 | 0 | 0 | 0 | 0 | 0 | 0 | 0
[8 empty] | Inflation | 13 | 27 | 1.7069 | 1.6734 | 1.6406 | 1.6084 | 1.5769 | 1.546 | 1.5157 | 1.4859 | 1.4568 | 1.4282 | 1.4002 | 1.3728 | 1.3459 | 1.3195 | 1.2936 | 1.2682 | 1.2434 | 1.219 | 1.1951 | 1.1717 | 1.1487 | 1.1262 | 1.1041 | 1.0824 | 1.0612 | 1.0404 | 1.02 | 1 | 0 | 0 | 0 | 0 | 0 | 0 | 0 | 0 | 0 | 0 | 0 | 0 | 0 | 0 | 0 | 0 | 0 | 0 | 0 | 0 | 0 | 0
[8 empty] | Inflation | 13 | 28 | 1.741 | 1.7069 | 1.6734 | 1.6406 | 1.6084 | 1.5769 | 1.546 | 1.5157 | 1.4859 | 1.4568 | 1.4282 | 1.4002 | 1.3728 | 1.3459 | 1.3195 | 1.2936 | 1.2682 | 1.2434 | 1.219 | 1.1951 | 1.1717 | 1.1487 | 1.1262 | 1.1041 | 1.0824 | 1.0612 | 1.0404 | 1.02 | 1 | 0 | 0 | 0 | 0 | 0 | 0 | 0 | 0 | 0 | 0 | 0 | 0 | 0 | 0 | 0 | 0 | 0 | 0 | 0 | 0 | 0
[8 empty] | Inflation | 13 | 29 | 1.7758 | 1.741 | 1.7069 | 1.6734 | 1.6406 | 1.6084 | 1.5769 | 1.546 | 1.5157 | 1.4859 | 1.4568 | 1.4282 | 1.4002 | 1.3728 | 1.3459 | 1.3195 | 1.2936 | 1.2682 | 1.2434 | 1.219 | 1.1951 | 1.1717 | 1.1487 | 1.1262 | 1.1041 | 1.0824 | 1.0612 | 1.0404 | 1.02 | 1 | 0 | 0 | 0 | 0 | 0 | 0 | 0 | 0 | 0 | 0 | 0 | 0 | 0 | 0 | 0 | 0 | 0 | 0 | 0 | 0
[8 empty] | Inflation | 13 | 30 | 1.8114 | 1.7758 | 1.741 | 1.7069 | 1.6734 | 1.6406 | 1.6084 | 1.5769 | 1.546 | 1.5157 | 1.4859 | 1.4568 | 1.4282 | 1.4002 | 1.3728 | 1.3459 | 1.3195 | 1.2936 | 1.2682 | 1.2434 | 1.219 | 1.1951 | 1.1717 | 1.1487 | 1.1262 | 1.1041 | 1.0824 | 1.0612 | 1.0404 | 1.02 | 1 | 0 | 0 | 0 | 0 | 0 | 0 | 0 | 0 | 0 | 0 | 0 | 0 | 0 | 0 | 0 | 0 | 0 | 0 | 0
[8 empty] | Inflation | 13 | 31 | 1.8476 | 1.8114 | 1.7758 | 1.741 | 1.7069 | 1.6734 | 1.6406 | 1.6084 | 1.5769 | 1.546 | 1.5157 | 1.4859 | 1.4568 | 1.4282 | 1.4002 | 1.3728 | 1.3459 | 1.3195 | 1.2936 | 1.2682 | 1.2434 | 1.219 | 1.1951 | 1.1717 | 1.1487 | 1.1262 | 1.1041 | 1.0824 | 1.0612 | 1.0404 | 1.02 | 1 | 0 | 0 | 0 | 0 | 0 | 0 | 0 | 0 | 0 | 0 | 0 | 0 | 0 | 0 | 0 | 0 | 0 | 0
[8 empty] | Inflation | 13 | 32 | 1.8845 | 1.8476 | 1.8114 | 1.7758 | 1.741 | 1.7069 | 1.6734 | 1.6406 | 1.6084 | 1.5769 | 1.546 | 1.5157 | 1.4859 | 1.4568 | 1.4282 | 1.4002 | 1.3728 | 1.3459 | 1.3195 | 1.2936 | 1.2682 | 1.2434 | 1.219 | 1.1951 | 1.1717 | 1.1487 | 1.1262 | 1.1041 | 1.0824 | 1.0612 | 1.0404 | 1.02 | 1 | 0 | 0 | 0 | 0 | 0 | 0 | 0 | 0 | 0 | 0 | 0 | 0 | 0 | 0 | 0 | 0 | 0
[8 empty] | Inflation | 13 | 33 | 1.9222 | 1.8845 | 1.8476 | 1.8114 | 1.7758 | 1.741 | 1.7069 | 1.6734 | 1.6406 | 1.6084 | 1.5769 | 1.546 | 1.5157 | 1.4859 | 1.4568 | 1.4282 | 1.4002 | 1.3728 | 1.3459 | 1.3195 | 1.2936 | 1.2682 | 1.2434 | 1.219 | 1.1951 | 1.1717 | 1.1487 | 1.1262 | 1.1041 | 1.0824 | 1.0612 | 1.0404 | 1.02 | 1 | 0 | 0 | 0 | 0 | 0 | 0 | 0 | 0 | 0 | 0 | 0 | 0 | 0 | 0 | 0 | 0
[8 empty] | Inflation | 13 | 34 | 1.9607 | 1.9222 | 1.8845 | 1.8476 | 1.8114 | 1.7758 | 1.741 | 1.7069 | 1.6734 | 1.6406 | 1.6084 | 1.5769 | 1.546 | 1.5157 | 1.4859 | 1.4568 | 1.4282 | 1.4002 | 1.3728 | 1.3459 | 1.3195 | 1.2936 | 1.2682 | 1.2434 | 1.219 | 1.1951 | 1.1717 | 1.1487 | 1.1262 | 1.1041 | 1.0824 | 1.0612 | 1.0404 | 1.02 | 1 | 0 | 0 | 0 | 0 | 0 | 0 | 0 | 0 | 0 | 0 | 0 | 0 | 0 | 0 | 0
[8 empty] | Inflation | 13 | 35 | 1.9999 | 1.9607 | 1.9222 | 1.8845 | 1.8476 | 1.8114 | 1.7758 | 1.741 | 1.7069 | 1.6734 | 1.6406 | 1.6084 | 1.5769 | 1.546 | 1.5157 | 1.4859 | 1.4568 | 1.4282 | 1.4002 | 1.3728 | 1.3459 | 1.3195 | 1.2936 | 1.2682 | 1.2434 | 1.219 | 1.1951 | 1.1717 | 1.1487 | 1.1262 | 1.1041 | 1.0824 | 1.0612 | 1.0404 | 1.02 | 1 | 0 | 0 | 0 | 0 | 0 | 0 | 0 | 0 | 0 | 0 | 0 | 0 | 0 | 0
[8 empty] | Inflation | 13 | 36 | 2.0399 | 1.9999 | 1.9607 | 1.9222 | 1.8845 | 1.8476 | 1.8114 | 1.7758 | 1.741 | 1.7069 | 1.6734 | 1.6406 | 1.6084 | 1.5769 | 1.546 | 1.5157 | 1.4859 | 1.4568 | 1.4282 | 1.4002 | 1.3728 | 1.3459 | 1.3195 | 1.2936 | 1.2682 | 1.2434 | 1.219 | 1.1951 | 1.1717 | 1.1487 | 1.1262 | 1.1041 | 1.0824 | 1.0612 | 1.0404 | 1.02 | 1 | 0 | 0 | 0 | 0 | 0 | 0 | 0 | 0 | 0 | 0 | 0 | 0 | 0
[8 empty] | Inflation | 13 | 37 | 2.0807 | 2.0399 | 1.9999 | 1.9607 | 1.9222 | 1.8845 | 1.8476 | 1.8114 | 1.7758 | 1.741 | 1.7069 | 1.6734 | 1.6406 | 1.6084 | 1.5769 | 1.546 | 1.5157 | 1.4859 | 1.4568 | 1.4282 | 1.4002 | 1.3728 | 1.3459 | 1.3195 | 1.2936 | 1.2682 | 1.2434 | 1.219 | 1.1951 | 1.1717 | 1.1487 | 1.1262 | 1.1041 | 1.0824 | 1.0612 | 1.0404 | 1.02 | 1 | 0 | 0 | 0 | 0 | 0 | 0 | 0 | 0 | 0 | 0 | 0 | 0
[8 empty] | Inflation | 13 | 38 | 2.1223 | 2.0807 | 2.0399 | 1.9999 | 1.9607 | 1.9222 | 1.8845 | 1.8476 | 1.8114 | 1.7758 | 1.741 | 1.7069 | 1.6734 | 1.6406 | 1.6084 | 1.5769 | 1.546 | 1.5157 | 1.4859 | 1.4568 | 1.4282 | 1.4002 | 1.3728 | 1.3459 | 1.3195 | 1.2936 | 1.2682 | 1.2434 | 1.219 | 1.1951 | 1.1717 | 1.1487 | 1.1262 | 1.1041 | 1.0824 | 1.0612 | 1.0404 | 1.02 | 1 | 0 | 0 | 0 | 0 | 0 | 0 | 0 | 0 | 0 | 0 | 0
[8 empty] | Inflation | 13 | 39 | 2.1647 | 2.1223 | 2.0807 | 2.0399 | 1.9999 | 1.9607 | 1.9222 | 1.8845 | 1.8476 | 1.8114 | 1.7758 | 1.741 | 1.7069 | 1.6734 | 1.6406 | 1.6084 | 1.5769 | 1.546 | 1.5157 | 1.4859 | 1.4568 | 1.4282 | 1.4002 | 1.3728 | 1.3459 | 1.3195 | 1.2936 | 1.2682 | 1.2434 | 1.219 | 1.1951 | 1.1717 | 1.1487 | 1.1262 | 1.1041 | 1.0824 | 1.0612 | 1.0404 | 1.02 | 1 | 0 | 0 | 0 | 0 | 0 | 0 | 0 | 0 | 0 | 0
[8 empty] | Inflation | 13 | 40 | 2.208 | 2.1647 | 2.1223 | 2.0807 | 2.0399 | 1.9999 | 1.9607 | 1.9222 | 1.8845 | 1.8476 | 1.8114 | 1.7758 | 1.741 | 1.7069 | 1.6734 | 1.6406 | 1.6084 | 1.5769 | 1.546 | 1.5157 | 1.4859 | 1.4568 | 1.4282 | 1.4002 | 1.3728 | 1.3459 | 1.3195 | 1.2936 | 1.2682 | 1.2434 | 1.219 | 1.1951 | 1.1717 | 1.1487 | 1.1262 | 1.1041 | 1.0824 | 1.0612 | 1.0404 | 1.02 | 1 | 0 | 0 | 0 | 0 | 0 | 0 | 0 | 0 | 0
[8 empty] | Inflation | 13 | 41 | 2.2522 | 2.208 | 2.1647 | 2.1223 | 2.0807 | 2.0399 | 1.9999 | 1.9607 | 1.9222 | 1.8845 | 1.8476 | 1.8114 | 1.7758 | 1.741 | 1.7069 | 1.6734 | 1.6406 | 1.6084 | 1.5769 | 1.546 | 1.5157 | 1.4859 | 1.4568 | 1.4282 | 1.4002 | 1.3728 | 1.3459 | 1.3195 | 1.2936 | 1.2682 | 1.2434 | 1.219 | 1.1951 | 1.1717 | 1.1487 | 1.1262 | 1.1041 | 1.0824 | 1.0612 | 1.0404 | 1.02 | 1 | 0 | 0 | 0 | 0 | 0 | 0 | 0 | 0
[8 empty] | Inflation | 13 | 42 | 2.2972 | 2.2522 | 2.208 | 2.1647 | 2.1223 | 2.0807 | 2.0399 | 1.9999 | 1.9607 | 1.9222 | 1.8845 | 1.8476 | 1.8114 | 1.7758 | 1.741 | 1.7069 | 1.6734 | 1.6406 | 1.6084 | 1.5769 | 1.546 | 1.5157 | 1.4859 | 1.4568 | 1.4282 | 1.4002 | 1.3728 | 1.3459 | 1.3195 | 1.2936 | 1.2682 | 1.2434 | 1.219 | 1.1951 | 1.1717 | 1.1487 | 1.1262 | 1.1041 | 1.0824 | 1.0612 | 1.0404 | 1.02 | 1 | 0 | 0 | 0 | 0 | 0 | 0 | 0
[8 empty] | Inflation | 13 | 43 | 2.3432 | 2.2972 | 2.2522 | 2.208 | 2.1647 | 2.1223 | 2.0807 | 2.0399 | 1.9999 | 1.9607 | 1.9222 | 1.8845 | 1.8476 | 1.8114 | 1.7758 | 1.741 | 1.7069 | 1.6734 | 1.6406 | 1.6084 | 1.5769 | 1.546 | 1.5157 | 1.4859 | 1.4568 | 1.4282 | 1.4002 | 1.3728 | 1.3459 | 1.3195 | 1.2936 | 1.2682 | 1.2434 | 1.219 | 1.1951 | 1.1717 | 1.1487 | 1.1262 | 1.1041 | 1.0824 | 1.0612 | 1.0404 | 1.02 | 1 | 0 | 0 | 0 | 0 | 0 | 0
[8 empty] | Inflation | 13 | 44 | 2.3901 | 2.3432 | 2.2972 | 2.2522 | 2.208 | 2.1647 | 2.1223 | 2.0807 | 2.0399 | 1.9999 | 1.9607 | 1.9222 | 1.8845 | 1.8476 | 1.8114 | 1.7758 | 1.741 | 1.7069 | 1.6734 | 1.6406 | 1.6084 | 1.5769 | 1.546 | 1.5157 | 1.4859 | 1.4568 | 1.4282 | 1.4002 | 1.3728 | 1.3459 | 1.3195 | 1.2936 | 1.2682 | 1.2434 | 1.219 | 1.1951 | 1.1717 | 1.1487 | 1.1262 | 1.1041 | 1.0824 | 1.0612 | 1.0404 | 1.02 | 1 | 0 | 0 | 0 | 0 | 0
[8 empty] | Inflation | 13 | 45 | 2.4379 | 2.3901 | 2.3432 | 2.2972 | 2.2522 | 2.208 | 2.1647 | 2.1223 | 2.0807 | 2.0399 | 1.9999 | 1.9607 | 1.9222 | 1.8845 | 1.8476 | 1.8114 | 1.7758 | 1.741 | 1.7069 | 1.6734 | 1.6406 | 1.6084 | 1.5769 | 1.546 | 1.5157 | 1.4859 | 1.4568 | 1.4282 | 1.4002 | 1.3728 | 1.3459 | 1.3195 | 1.2936 | 1.2682 | 1.2434 | 1.219 | 1.1951 | 1.1717 | 1.1487 | 1.1262 | 1.1041 | 1.0824 | 1.0612 | 1.0404 | 1.02 | 1 | 0 | 0 | 0 | 0
[8 empty] | Inflation | 13 | 46 | 2.4866 | 2.4379 | 2.3901 | 2.3432 | 2.2972 | 2.2522 | 2.208 | 2.1647 | 2.1223 | 2.0807 | 2.0399 | 1.9999 | 1.9607 | 1.9222 | 1.8845 | 1.8476 | 1.8114 | 1.7758 | 1.741 | 1.7069 | 1.6734 | 1.6406 | 1.6084 | 1.5769 | 1.546 | 1.5157 | 1.4859 | 1.4568 | 1.4282 | 1.4002 | 1.3728 | 1.3459 | 1.3195 | 1.2936 | 1.2682 | 1.2434 | 1.219 | 1.1951 | 1.1717 | 1.1487 | 1.1262 | 1.1041 | 1.0824 | 1.0612 | 1.0404 | 1.02 | 1 | 0 | 0 | 0
[8 empty] | Inflation | 13 | 47 | 2.5363 | 2.4866 | 2.4379 | 2.3901 | 2.3432 | 2.2972 | 2.2522 | 2.208 | 2.1647 | 2.1223 | 2.0807 | 2.0399 | 1.9999 | 1.9607 | 1.9222 | 1.8845 | 1.8476 | 1.8114 | 1.7758 | 1.741 | 1.7069 | 1.6734 | 1.6406 | 1.6084 | 1.5769 | 1.546 | 1.5157 | 1.4859 | 1.4568 | 1.4282 | 1.4002 | 1.3728 | 1.3459 | 1.3195 | 1.2936 | 1.2682 | 1.2434 | 1.219 | 1.1951 | 1.1717 | 1.1487 | 1.1262 | 1.1041 | 1.0824 | 1.0612 | 1.0404 | 1.02 | 1 | 0 | 0
[8 empty] | Inflation | 13 | 48 | 2.5871 | 2.5363 | 2.4866 | 2.4379 | 2.3901 | 2.3432 | 2.2972 | 2.2522 | 2.208 | 2.1647 | 2.1223 | 2.0807 | 2.0399 | 1.9999 | 1.9607 | 1.9222 | 1.8845 | 1.8476 | 1.8114 | 1.7758 | 1.741 | 1.7069 | 1.6734 | 1.6406 | 1.6084 | 1.5769 | 1.546 | 1.5157 | 1.4859 | 1.4568 | 1.4282 | 1.4002 | 1.3728 | 1.3459 | 1.3195 | 1.2936 | 1.2682 | 1.2434 | 1.219 | 1.1951 | 1.1717 | 1.1487 | 1.1262 | 1.1041 | 1.0824 | 1.0612 | 1.0404 | 1.02 | 1 | 0
[8 empty] | Inflation | 13 | 49 | 2.6388 | 2.5871 | 2.5363 | 2.4866 | 2.4379 | 2.3901 | 2.3432 | 2.2972 | 2.2522 | 2.208 | 2.1647 | 2.1223 | 2.0807 | 2.0399 | 1.9999 | 1.9607 | 1.9222 | 1.8845 | 1.8476 | 1.8114 | 1.7758 | 1.741 | 1.7069 | 1.6734 | 1.6406 | 1.6084 | 1.5769 | 1.546 | 1.5157 | 1.4859 | 1.4568 | 1.4282 | 1.4002 | 1.3728 | 1.3459 | 1.3195 | 1.2936 | 1.2682 | 1.2434 | 1.219 | 1.1951 | 1.1717 | 1.1487 | 1.1262 | 1.1041 | 1.0824 | 1.0612 | 1.0404 | 1.02 | 1
[8 empty] | Inflation | 13 | 50 | 2.6916 | 2.6388 | 2.5871 | 2.5363 | 2.4866 | 2.4379 | 2.3901 | 2.3432 | 2.2972 | 2.2522 | 2.208 | 2.1647 | 2.1223 | 2.0807 | 2.0399 | 1.9999 | 1.9607 | 1.9222 | 1.8845 | 1.8476 | 1.8114 | 1.7758 | 1.741 | 1.7069 | 1.6734 | 1.6406 | 1.6084 | 1.5769 | 1.546 | 1.5157 | 1.4859 | 1.4568 | 1.4282 | 1.4002 | 1.3728 | 1.3459 | 1.3195 | 1.2936 | 1.2682 | 1.2434 | 1.219 | 1.1951 | 1.1717 | 1.1487 | 1.1262 | 1.1041 | 1.0824 | 1.0612 | 1.0404 | 1.02
[8 empty] | O&M | 14 | 0 | 1 | 0 | 0 | 0 | 0 | 0 | 0 | 0 | 0 | 0 | 0 | 0 | 0 | 0 | 0 | 0 | 0 | 0 | 0 | 0 | 0 | 0 | 0 | 0 | 0 | 0 | 0 | 0 | 0 | 0 | 0 | 0 | 0 | 0 | 0 | 0 | 0 | 0 | 0 | 0 | 0 | 0 | 0 | 0 | 0 | 0 | 0 | 0 | 0 | 0
[8 empty] | O&M | 14 | 1 | 1.02 | 1 | 0 | 0 | 0 | 0 | 0 | 0 | 0 | 0 | 0 | 0 | 0 | 0 | 0 | 0 | 0 | 0 | 0 | 0 | 0 | 0 | 0 | 0 | 0 | 0 | 0 | 0 | 0 | 0 | 0 | 0 | 0 | 0 | 0 | 0 | 0 | 0 | 0 | 0 | 0 | 0 | 0 | 0 | 0 | 0 | 0 | 0 | 0 | 0
[8 empty] | O&M | 14 | 2 | 1.0404 | 1.02 | 1 | 0 | 0 | 0 | 0 | 0 | 0 | 0 | 0 | 0 | 0 | 0 | 0 | 0 | 0 | 0 | 0 | 0 | 0 | 0 | 0 | 0 | 0 | 0 | 0 | 0 | 0 | 0 | 0 | 0 | 0 | 0 | 0 | 0 | 0 | 0 | 0 | 0 | 0 | 0 | 0 | 0 | 0 | 0 | 0 | 0 | 0 | 0
[8 empty] | O&M | 14 | 3 | 1.0612 | 1.0404 | 1.02 | 1 | 0 | 0 | 0 | 0 | 0 | 0 | 0 | 0 | 0 | 0 | 0 | 0 | 0 | 0 | 0 | 0 | 0 | 0 | 0 | 0 | 0 | 0 | 0 | 0 | 0 | 0 | 0 | 0 | 0 | 0 | 0 | 0 | 0 | 0 | 0 | 0 | 0 | 0 | 0 | 0 | 0 | 0 | 0 | 0 | 0 | 0
[8 empty] | O&M | 14 | 4 | 1.0824 | 1.0612 | 1.0404 | 1.02 | 1 | 0 | 0 | 0 | 0 | 0 | 0 | 0 | 0 | 0 | 0 | 0 | 0 | 0 | 0 | 0 | 0 | 0 | 0 | 0 | 0 | 0 | 0 | 0 | 0 | 0 | 0 | 0 | 0 | 0 | 0 | 0 | 0 | 0 | 0 | 0 | 0 | 0 | 0 | 0 | 0 | 0 | 0 | 0 | 0 | 0
[8 empty] | O&M | 14 | 5 | 1.1041 | 1.0824 | 1.0612 | 1.0404 | 1.02 | 1 | 0 | 0 | 0 | 0 | 0 | 0 | 0 | 0 | 0 | 0 | 0 | 0 | 0 | 0 | 0 | 0 | 0 | 0 | 0 | 0 | 0 | 0 | 0 | 0 | 0 | 0 | 0 | 0 | 0 | 0 | 0 | 0 | 0 | 0 | 0 | 0 | 0 | 0 | 0 | 0 | 0 | 0 | 0 | 0
[8 empty] | O&M | 14 | 6 | 1.1262 | 1.1041 | 1.0824 | 1.0612 | 1.0404 | 1.02 | 1 | 0 | 0 | 0 | 0 | 0 | 0 | 0 | 0 | 0 | 0 | 0 | 0 | 0 | 0 | 0 | 0 | 0 | 0 | 0 | 0 | 0 | 0 | 0 | 0 | 0 | 0 | 0 | 0 | 0 | 0 | 0 | 0 | 0 | 0 | 0 | 0 | 0 | 0 | 0 | 0 | 0 | 0 | 0
[8 empty] | O&M | 14 | 7 | 1.1487 | 1.1262 | 1.1041 | 1.0824 | 1.0612 | 1.0404 | 1.02 | 1 | 0 | 0 | 0 | 0 | 0 | 0 | 0 | 0 | 0 | 0 | 0 | 0 | 0 | 0 | 0 | 0 | 0 | 0 | 0 | 0 | 0 | 0 | 0 | 0 | 0 | 0 | 0 | 0 | 0 | 0 | 0 | 0 | 0 | 0 | 0 | 0 | 0 | 0 | 0 | 0 | 0 | 0
[8 empty] | O&M | 14 | 8 | 1.1717 | 1.1487 | 1.1262 | 1.1041 | 1.0824 | 1.0612 | 1.0404 | 1.02 | 1 | 0 | 0 | 0 | 0 | 0 | 0 | 0 | 0 | 0 | 0 | 0 | 0 | 0 | 0 | 0 | 0 | 0 | 0 | 0 | 0 | 0 | 0 | 0 | 0 | 0 | 0 | 0 | 0 | 0 | 0 | 0 | 0 | 0 | 0 | 0 | 0 | 0 | 0 | 0 | 0 | 0
[8 empty] | O&M | 14 | 9 | 1.1951 | 1.1717 | 1.1487 | 1.1262 | 1.1041 | 1.0824 | 1.0612 | 1.0404 | 1.02 | 1 | 0 | 0 | 0 | 0 | 0 | 0 | 0 | 0 | 0 | 0 | 0 | 0 | 0 | 0 | 0 | 0 | 0 | 0 | 0 | 0 | 0 | 0 | 0 | 0 | 0 | 0 | 0 | 0 | 0 | 0 | 0 | 0 | 0 | 0 | 0 | 0 | 0 | 0 | 0 | 0
[8 empty] | O&M | 14 | 10 | 1.219 | 1.1951 | 1.1717 | 1.1487 | 1.1262 | 1.1041 | 1.0824 | 1.0612 | 1.0404 | 1.02 | 1 | 0 | 0 | 0 | 0 | 0 | 0 | 0 | 0 | 0 | 0 | 0 | 0 | 0 | 0 | 0 | 0 | 0 | 0 | 0 | 0 | 0 | 0 | 0 | 0 | 0 | 0 | 0 | 0 | 0 | 0 | 0 | 0 | 0 | 0 | 0 | 0 | 0 | 0 | 0
[8 empty] | O&M | 14 | 11 | 1.2434 | 1.219 | 1.1951 | 1.1717 | 1.1487 | 1.1262 | 1.1041 | 1.0824 | 1.0612 | 1.0404 | 1.02 | 1 | 0 | 0 | 0 | 0 | 0 | 0 | 0 | 0 | 0 | 0 | 0 | 0 | 0 | 0 | 0 | 0 | 0 | 0 | 0 | 0 | 0 | 0 | 0 | 0 | 0 | 0 | 0 | 0 | 0 | 0 | 0 | 0 | 0 | 0 | 0 | 0 | 0 | 0
[8 empty] | O&M | 14 | 12 | 1.2682 | 1.2434 | 1.219 | 1.1951 | 1.1717 | 1.1487 | 1.1262 | 1.1041 | 1.0824 | 1.0612 | 1.0404 | 1.02 | 1 | 0 | 0 | 0 | 0 | 0 | 0 | 0 | 0 | 0 | 0 | 0 | 0 | 0 | 0 | 0 | 0 | 0 | 0 | 0 | 0 | 0 | 0 | 0 | 0 | 0 | 0 | 0 | 0 | 0 | 0 | 0 | 0 | 0 | 0 | 0 | 0 | 0
[8 empty] | O&M | 14 | 13 | 1.2936 | 1.2682 | 1.2434 | 1.219 | 1.1951 | 1.1717 | 1.1487 | 1.1262 | 1.1041 | 1.0824 | 1.0612 | 1.0404 | 1.02 | 1 | 0 | 0 | 0 | 0 | 0 | 0 | 0 | 0 | 0 | 0 | 0 | 0 | 0 | 0 | 0 | 0 | 0 | 0 | 0 | 0 | 0 | 0 | 0 | 0 | 0 | 0 | 0 | 0 | 0 | 0 | 0 | 0 | 0 | 0 | 0 | 0
[8 empty] | O&M | 14 | 14 | 1.3195 | 1.2936 | 1.2682 | 1.2434 | 1.219 | 1.1951 | 1.1717 | 1.1487 | 1.1262 | 1.1041 | 1.0824 | 1.0612 | 1.0404 | 1.02 | 1 | 0 | 0 | 0 | 0 | 0 | 0 | 0 | 0 | 0 | 0 | 0 | 0 | 0 | 0 | 0 | 0 | 0 | 0 | 0 | 0 | 0 | 0 | 0 | 0 | 0 | 0 | 0 | 0 | 0 | 0 | 0 | 0 | 0 | 0 | 0
[8 empty] | O&M | 14 | 15 | 1.3459 | 1.3195 | 1.2936 | 1.2682 | 1.2434 | 1.219 | 1.1951 | 1.1717 | 1.1487 | 1.1262 | 1.1041 | 1.0824 | 1.0612 | 1.0404 | 1.02 | 1 | 0 | 0 | 0 | 0 | 0 | 0 | 0 | 0 | 0 | 0 | 0 | 0 | 0 | 0 | 0 | 0 | 0 | 0 | 0 | 0 | 0 | 0 | 0 | 0 | 0 | 0 | 0 | 0 | 0 | 0 | 0 | 0 | 0 | 0
[8 empty] | O&M | 14 | 16 | 1.3728 | 1.3459 | 1.3195 | 1.2936 | 1.2682 | 1.2434 | 1.219 | 1.1951 | 1.1717 | 1.1487 | 1.1262 | 1.1041 | 1.0824 | 1.0612 | 1.0404 | 1.02 | 1 | 0 | 0 | 0 | 0 | 0 | 0 | 0 | 0 | 0 | 0 | 0 | 0 | 0 | 0 | 0 | 0 | 0 | 0 | 0 | 0 | 0 | 0 | 0 | 0 | 0 | 0 | 0 | 0 | 0 | 0 | 0 | 0 | 0
[8 empty] | O&M | 14 | 17 | 1.4002 | 1.3728 | 1.3459 | 1.3195 | 1.2936 | 1.2682 | 1.2434 | 1.219 | 1.1951 | 1.1717 | 1.1487 | 1.1262 | 1.1041 | 1.0824 | 1.0612 | 1.0404 | 1.02 | 1 | 0 | 0 | 0 | 0 | 0 | 0 | 0 | 0 | 0 | 0 | 0 | 0 | 0 | 0 | 0 | 0 | 0 | 0 | 0 | 0 | 0 | 0 | 0 | 0 | 0 | 0 | 0 | 0 | 0 | 0 | 0 | 0
[8 empty] | O&M | 14 | 18 | 1.4282 | 1.4002 | 1.3728 | 1.3459 | 1.3195 | 1.2936 | 1.2682 | 1.2434 | 1.219 | 1.1951 | 1.1717 | 1.1487 | 1.1262 | 1.1041 | 1.0824 | 1.0612 | 1.0404 | 1.02 | 1 | 0 | 0 | 0 | 0 | 0 | 0 | 0 | 0 | 0 | 0 | 0 | 0 | 0 | 0 | 0 | 0 | 0 | 0 | 0 | 0 | 0 | 0 | 0 | 0 | 0 | 0 | 0 | 0 | 0 | 0 | 0
[8 empty] | O&M | 14 | 19 | 1.4568 | 1.4282 | 1.4002 | 1.3728 | 1.3459 | 1.3195 | 1.2936 | 1.2682 | 1.2434 | 1.219 | 1.1951 | 1.1717 | 1.1487 | 1.1262 | 1.1041 | 1.0824 | 1.0612 | 1.0404 | 1.02 | 1 | 0 | 0 | 0 | 0 | 0 | 0 | 0 | 0 | 0 | 0 | 0 | 0 | 0 | 0 | 0 | 0 | 0 | 0 | 0 | 0 | 0 | 0 | 0 | 0 | 0 | 0 | 0 | 0 | 0 | 0
[8 empty] | O&M | 14 | 20 | 1.4859 | 1.4568 | 1.4282 | 1.4002 | 1.3728 | 1.3459 | 1.3195 | 1.2936 | 1.2682 | 1.2434 | 1.219 | 1.1951 | 1.1717 | 1.1487 | 1.1262 | 1.1041 | 1.0824 | 1.0612 | 1.0404 | 1.02 | 1 | 0 | 0 | 0 | 0 | 0 | 0 | 0 | 0 | 0 | 0 | 0 | 0 | 0 | 0 | 0 | 0 | 0 | 0 | 0 | 0 | 0 | 0 | 0 | 0 | 0 | 0 | 0 | 0 | 0
[8 empty] | O&M | 14 | 21 | 1.5157 | 1.4859 | 1.4568 | 1.4282 | 1.4002 | 1.3728 | 1.3459 | 1.3195 | 1.2936 | 1.2682 | 1.2434 | 1.219 | 1.1951 | 1.1717 | 1.1487 | 1.1262 | 1.1041 | 1.0824 | 1.0612 | 1.0404 | 1.02 | 1 | 0 | 0 | 0 | 0 | 0 | 0 | 0 | 0 | 0 | 0 | 0 | 0 | 0 | 0 | 0 | 0 | 0 | 0 | 0 | 0 | 0 | 0 | 0 | 0 | 0 | 0 | 0 | 0
[8 empty] | O&M | 14 | 22 | 1.546 | 1.5157 | 1.4859 | 1.4568 | 1.4282 | 1.4002 | 1.3728 | 1.3459 | 1.3195 | 1.2936 | 1.2682 | 1.2434 | 1.219 | 1.1951 | 1.1717 | 1.1487 | 1.1262 | 1.1041 | 1.0824 | 1.0612 | 1.0404 | 1.02 | 1 | 0 | 0 | 0 | 0 | 0 | 0 | 0 | 0 | 0 | 0 | 0 | 0 | 0 | 0 | 0 | 0 | 0 | 0 | 0 | 0 | 0 | 0 | 0 | 0 | 0 | 0 | 0
[8 empty] | O&M | 14 | 23 | 1.5769 | 1.546 | 1.5157 | 1.4859 | 1.4568 | 1.4282 | 1.4002 | 1.3728 | 1.3459 | 1.3195 | 1.2936 | 1.2682 | 1.2434 | 1.219 | 1.1951 | 1.1717 | 1.1487 | 1.1262 | 1.1041 | 1.0824 | 1.0612 | 1.0404 | 1.02 | 1 | 0 | 0 | 0 | 0 | 0 | 0 | 0 | 0 | 0 | 0 | 0 | 0 | 0 | 0 | 0 | 0 | 0 | 0 | 0 | 0 | 0 | 0 | 0 | 0 | 0 | 0
[8 empty] | O&M | 14 | 24 | 1.6084 | 1.5769 | 1.546 | 1.5157 | 1.4859 | 1.4568 | 1.4282 | 1.4002 | 1.3728 | 1.3459 | 1.3195 | 1.2936 | 1.2682 | 1.2434 | 1.219 | 1.1951 | 1.1717 | 1.1487 | 1.1262 | 1.1041 | 1.0824 | 1.0612 | 1.0404 | 1.02 | 1 | 0 | 0 | 0 | 0 | 0 | 0 | 0 | 0 | 0 | 0 | 0 | 0 | 0 | 0 | 0 | 0 | 0 | 0 | 0 | 0 | 0 | 0 | 0 | 0 | 0
[8 empty] | O&M | 14 | 25 | 1.6406 | 1.6084 | 1.5769 | 1.546 | 1.5157 | 1.4859 | 1.4568 | 1.4282 | 1.4002 | 1.3728 | 1.3459 | 1.3195 | 1.2936 | 1.2682 | 1.2434 | 1.219 | 1.1951 | 1.1717 | 1.1487 | 1.1262 | 1.1041 | 1.0824 | 1.0612 | 1.0404 | 1.02 | 1 | 0 | 0 | 0 | 0 | 0 | 0 | 0 | 0 | 0 | 0 | 0 | 0 | 0 | 0 | 0 | 0 | 0 | 0 | 0 | 0 | 0 | 0 | 0 | 0
[8 empty] | O&M | 14 | 26 | 1.6734 | 1.6406 | 1.6084 | 1.5769 | 1.546 | 1.5157 | 1.4859 | 1.4568 | 1.4282 | 1.4002 | 1.3728 | 1.3459 | 1.3195 | 1.2936 | 1.2682 | 1.2434 | 1.219 | 1.1951 | 1.1717 | 1.1487 | 1.1262 | 1.1041 | 1.0824 | 1.0612 | 1.0404 | 1.02 | 1 | 0 | 0 | 0 | 0 | 0 | 0 | 0 | 0 | 0 | 0 | 0 | 0 | 0 | 0 | 0 | 0 | 0 | 0 | 0 | 0 | 0 | 0 | 0
[8 empty] | O&M | 14 | 27 | 1.7069 | 1.6734 | 1.6406 | 1.6084 | 1.5769 | 1.546 | 1.5157 | 1.4859 | 1.4568 | 1.4282 | 1.4002 | 1.3728 | 1.3459 | 1.3195 | 1.2936 | 1.2682 | 1.2434 | 1.219 | 1.1951 | 1.1717 | 1.1487 | 1.1262 | 1.1041 | 1.0824 | 1.0612 | 1.0404 | 1.02 | 1 | 0 | 0 | 0 | 0 | 0 | 0 | 0 | 0 | 0 | 0 | 0 | 0 | 0 | 0 | 0 | 0 | 0 | 0 | 0 | 0 | 0 | 0
[8 empty] | O&M | 14 | 28 | 1.741 | 1.7069 | 1.6734 | 1.6406 | 1.6084 | 1.5769 | 1.546 | 1.5157 | 1.4859 | 1.4568 | 1.4282 | 1.4002 | 1.3728 | 1.3459 | 1.3195 | 1.2936 | 1.2682 | 1.2434 | 1.219 | 1.1951 | 1.1717 | 1.1487 | 1.1262 | 1.1041 | 1.0824 | 1.0612 | 1.0404 | 1.02 | 1 | 0 | 0 | 0 | 0 | 0 | 0 | 0 | 0 | 0 | 0 | 0 | 0 | 0 | 0 | 0 | 0 | 0 | 0 | 0 | 0 | 0
[8 empty] | O&M | 14 | 29 | 1.7758 | 1.741 | 1.7069 | 1.6734 | 1.6406 | 1.6084 | 1.5769 | 1.546 | 1.5157 | 1.4859 | 1.4568 | 1.4282 | 1.4002 | 1.3728 | 1.3459 | 1.3195 | 1.2936 | 1.2682 | 1.2434 | 1.219 | 1.1951 | 1.1717 | 1.1487 | 1.1262 | 1.1041 | 1.0824 | 1.0612 | 1.0404 | 1.02 | 1 | 0 | 0 | 0 | 0 | 0 | 0 | 0 | 0 | 0 | 0 | 0 | 0 | 0 | 0 | 0 | 0 | 0 | 0 | 0 | 0
[8 empty] | O&M | 14 | 30 | 1.8114 | 1.7758 | 1.741 | 1.7069 | 1.6734 | 1.6406 | 1.6084 | 1.5769 | 1.546 | 1.5157 | 1.4859 | 1.4568 | 1.4282 | 1.4002 | 1.3728 | 1.3459 | 1.3195 | 1.2936 | 1.2682 | 1.2434 | 1.219 | 1.1951 | 1.1717 | 1.1487 | 1.1262 | 1.1041 | 1.0824 | 1.0612 | 1.0404 | 1.02 | 1 | 0 | 0 | 0 | 0 | 0 | 0 | 0 | 0 | 0 | 0 | 0 | 0 | 0 | 0 | 0 | 0 | 0 | 0 | 0
[8 empty] | O&M | 14 | 31 | 1.8476 | 1.8114 | 1.7758 | 1.741 | 1.7069 | 1.6734 | 1.6406 | 1.6084 | 1.5769 | 1.546 | 1.5157 | 1.4859 | 1.4568 | 1.4282 | 1.4002 | 1.3728 | 1.3459 | 1.3195 | 1.2936 | 1.2682 | 1.2434 | 1.219 | 1.1951 | 1.1717 | 1.1487 | 1.1262 | 1.1041 | 1.0824 | 1.0612 | 1.0404 | 1.02 | 1 | 0 | 0 | 0 | 0 | 0 | 0 | 0 | 0 | 0 | 0 | 0 | 0 | 0 | 0 | 0 | 0 | 0 | 0
[8 empty] | O&M | 14 | 32 | 1.8845 | 1.8476 | 1.8114 | 1.7758 | 1.741 | 1.7069 | 1.6734 | 1.6406 | 1.6084 | 1.5769 | 1.546 | 1.5157 | 1.4859 | 1.4568 | 1.4282 | 1.4002 | 1.3728 | 1.3459 | 1.3195 | 1.2936 | 1.2682 | 1.2434 | 1.219 | 1.1951 | 1.1717 | 1.1487 | 1.1262 | 1.1041 | 1.0824 | 1.0612 | 1.0404 | 1.02 | 1 | 0 | 0 | 0 | 0 | 0 | 0 | 0 | 0 | 0 | 0 | 0 | 0 | 0 | 0 | 0 | 0 | 0
[8 empty] | O&M | 14 | 33 | 1.9222 | 1.8845 | 1.8476 | 1.8114 | 1.7758 | 1.741 | 1.7069 | 1.6734 | 1.6406 | 1.6084 | 1.5769 | 1.546 | 1.5157 | 1.4859 | 1.4568 | 1.4282 | 1.4002 | 1.3728 | 1.3459 | 1.3195 | 1.2936 | 1.2682 | 1.2434 | 1.219 | 1.1951 | 1.1717 | 1.1487 | 1.1262 | 1.1041 | 1.0824 | 1.0612 | 1.0404 | 1.02 | 1 | 0 | 0 | 0 | 0 | 0 | 0 | 0 | 0 | 0 | 0 | 0 | 0 | 0 | 0 | 0 | 0
[8 empty] | O&M | 14 | 34 | 1.9607 | 1.9222 | 1.8845 | 1.8476 | 1.8114 | 1.7758 | 1.741 | 1.7069 | 1.6734 | 1.6406 | 1.6084 | 1.5769 | 1.546 | 1.5157 | 1.4859 | 1.4568 | 1.4282 | 1.4002 | 1.3728 | 1.3459 | 1.3195 | 1.2936 | 1.2682 | 1.2434 | 1.219 | 1.1951 | 1.1717 | 1.1487 | 1.1262 | 1.1041 | 1.0824 | 1.0612 | 1.0404 | 1.02 | 1 | 0 | 0 | 0 | 0 | 0 | 0 | 0 | 0 | 0 | 0 | 0 | 0 | 0 | 0 | 0
[8 empty] | O&M | 14 | 35 | 1.9999 | 1.9607 | 1.9222 | 1.8845 | 1.8476 | 1.8114 | 1.7758 | 1.741 | 1.7069 | 1.6734 | 1.6406 | 1.6084 | 1.5769 | 1.546 | 1.5157 | 1.4859 | 1.4568 | 1.4282 | 1.4002 | 1.3728 | 1.3459 | 1.3195 | 1.2936 | 1.2682 | 1.2434 | 1.219 | 1.1951 | 1.1717 | 1.1487 | 1.1262 | 1.1041 | 1.0824 | 1.0612 | 1.0404 | 1.02 | 1 | 0 | 0 | 0 | 0 | 0 | 0 | 0 | 0 | 0 | 0 | 0 | 0 | 0 | 0
[8 empty] | O&M | 14 | 36 | 2.0399 | 1.9999 | 1.9607 | 1.9222 | 1.8845 | 1.8476 | 1.8114 | 1.7758 | 1.741 | 1.7069 | 1.6734 | 1.6406 | 1.6084 | 1.5769 | 1.546 | 1.5157 | 1.4859 | 1.4568 | 1.4282 | 1.4002 | 1.3728 | 1.3459 | 1.3195 | 1.2936 | 1.2682 | 1.2434 | 1.219 | 1.1951 | 1.1717 | 1.1487 | 1.1262 | 1.1041 | 1.0824 | 1.0612 | 1.0404 | 1.02 | 1 | 0 | 0 | 0 | 0 | 0 | 0 | 0 | 0 | 0 | 0 | 0 | 0 | 0
[8 empty] | O&M | 14 | 37 | 2.0807 | 2.0399 | 1.9999 | 1.9607 | 1.9222 | 1.8845 | 1.8476 | 1.8114 | 1.7758 | 1.741 | 1.7069 | 1.6734 | 1.6406 | 1.6084 | 1.5769 | 1.546 | 1.5157 | 1.4859 | 1.4568 | 1.4282 | 1.4002 | 1.3728 | 1.3459 | 1.3195 | 1.2936 | 1.2682 | 1.2434 | 1.219 | 1.1951 | 1.1717 | 1.1487 | 1.1262 | 1.1041 | 1.0824 | 1.0612 | 1.0404 | 1.02 | 1 | 0 | 0 | 0 | 0 | 0 | 0 | 0 | 0 | 0 | 0 | 0 | 0
[8 empty] | O&M | 14 | 38 | 2.1223 | 2.0807 | 2.0399 | 1.9999 | 1.9607 | 1.9222 | 1.8845 | 1.8476 | 1.8114 | 1.7758 | 1.741 | 1.7069 | 1.6734 | 1.6406 | 1.6084 | 1.5769 | 1.546 | 1.5157 | 1.4859 | 1.4568 | 1.4282 | 1.4002 | 1.3728 | 1.3459 | 1.3195 | 1.2936 | 1.2682 | 1.2434 | 1.219 | 1.1951 | 1.1717 | 1.1487 | 1.1262 | 1.1041 | 1.0824 | 1.0612 | 1.0404 | 1.02 | 1 | 0 | 0 | 0 | 0 | 0 | 0 | 0 | 0 | 0 | 0 | 0
[8 empty] | O&M | 14 | 39 | 2.1647 | 2.1223 | 2.0807 | 2.0399 | 1.9999 | 1.9607 | 1.9222 | 1.8845 | 1.8476 | 1.8114 | 1.7758 | 1.741 | 1.7069 | 1.6734 | 1.6406 | 1.6084 | 1.5769 | 1.546 | 1.5157 | 1.4859 | 1.4568 | 1.4282 | 1.4002 | 1.3728 | 1.3459 | 1.3195 | 1.2936 | 1.2682 | 1.2434 | 1.219 | 1.1951 | 1.1717 | 1.1487 | 1.1262 | 1.1041 | 1.0824 | 1.0612 | 1.0404 | 1.02 | 1 | 0 | 0 | 0 | 0 | 0 | 0 | 0 | 0 | 0 | 0
[8 empty] | O&M | 14 | 40 | 2.208 | 2.1647 | 2.1223 | 2.0807 | 2.0399 | 1.9999 | 1.9607 | 1.9222 | 1.8845 | 1.8476 | 1.8114 | 1.7758 | 1.741 | 1.7069 | 1.6734 | 1.6406 | 1.6084 | 1.5769 | 1.546 | 1.5157 | 1.4859 | 1.4568 | 1.4282 | 1.4002 | 1.3728 | 1.3459 | 1.3195 | 1.2936 | 1.2682 | 1.2434 | 1.219 | 1.1951 | 1.1717 | 1.1487 | 1.1262 | 1.1041 | 1.0824 | 1.0612 | 1.0404 | 1.02 | 1 | 0 | 0 | 0 | 0 | 0 | 0 | 0 | 0 | 0
[8 empty] | O&M | 14 | 41 | 2.2522 | 2.208 | 2.1647 | 2.1223 | 2.0807 | 2.0399 | 1.9999 | 1.9607 | 1.9222 | 1.8845 | 1.8476 | 1.8114 | 1.7758 | 1.741 | 1.7069 | 1.6734 | 1.6406 | 1.6084 | 1.5769 | 1.546 | 1.5157 | 1.4859 | 1.4568 | 1.4282 | 1.4002 | 1.3728 | 1.3459 | 1.3195 | 1.2936 | 1.2682 | 1.2434 | 1.219 | 1.1951 | 1.1717 | 1.1487 | 1.1262 | 1.1041 | 1.0824 | 1.0612 | 1.0404 | 1.02 | 1 | 0 | 0 | 0 | 0 | 0 | 0 | 0 | 0
[8 empty] | O&M | 14 | 42 | 2.2972 | 2.2522 | 2.208 | 2.1647 | 2.1223 | 2.0807 | 2.0399 | 1.9999 | 1.9607 | 1.9222 | 1.8845 | 1.8476 | 1.8114 | 1.7758 | 1.741 | 1.7069 | 1.6734 | 1.6406 | 1.6084 | 1.5769 | 1.546 | 1.5157 | 1.4859 | 1.4568 | 1.4282 | 1.4002 | 1.3728 | 1.3459 | 1.3195 | 1.2936 | 1.2682 | 1.2434 | 1.219 | 1.1951 | 1.1717 | 1.1487 | 1.1262 | 1.1041 | 1.0824 | 1.0612 | 1.0404 | 1.02 | 1 | 0 | 0 | 0 | 0 | 0 | 0 | 0
[8 empty] | O&M | 14 | 43 | 2.3432 | 2.2972 | 2.2522 | 2.208 | 2.1647 | 2.1223 | 2.0807 | 2.0399 | 1.9999 | 1.9607 | 1.9222 | 1.8845 | 1.8476 | 1.8114 | 1.7758 | 1.741 | 1.7069 | 1.6734 | 1.6406 | 1.6084 | 1.5769 | 1.546 | 1.5157 | 1.4859 | 1.4568 | 1.4282 | 1.4002 | 1.3728 | 1.3459 | 1.3195 | 1.2936 | 1.2682 | 1.2434 | 1.219 | 1.1951 | 1.1717 | 1.1487 | 1.1262 | 1.1041 | 1.0824 | 1.0612 | 1.0404 | 1.02 | 1 | 0 | 0 | 0 | 0 | 0 | 0
[8 empty] | O&M | 14 | 44 | 2.3901 | 2.3432 | 2.2972 | 2.2522 | 2.208 | 2.1647 | 2.1223 | 2.0807 | 2.0399 | 1.9999 | 1.9607 | 1.9222 | 1.8845 | 1.8476 | 1.8114 | 1.7758 | 1.741 | 1.7069 | 1.6734 | 1.6406 | 1.6084 | 1.5769 | 1.546 | 1.5157 | 1.4859 | 1.4568 | 1.4282 | 1.4002 | 1.3728 | 1.3459 | 1.3195 | 1.2936 | 1.2682 | 1.2434 | 1.219 | 1.1951 | 1.1717 | 1.1487 | 1.1262 | 1.1041 | 1.0824 | 1.0612 | 1.0404 | 1.02 | 1 | 0 | 0 | 0 | 0 | 0
[8 empty] | O&M | 14 | 45 | 2.4379 | 2.3901 | 2.3432 | 2.2972 | 2.2522 | 2.208 | 2.1647 | 2.1223 | 2.0807 | 2.0399 | 1.9999 | 1.9607 | 1.9222 | 1.8845 | 1.8476 | 1.8114 | 1.7758 | 1.741 | 1.7069 | 1.6734 | 1.6406 | 1.6084 | 1.5769 | 1.546 | 1.5157 | 1.4859 | 1.4568 | 1.4282 | 1.4002 | 1.3728 | 1.3459 | 1.3195 | 1.2936 | 1.2682 | 1.2434 | 1.219 | 1.1951 | 1.1717 | 1.1487 | 1.1262 | 1.1041 | 1.0824 | 1.0612 | 1.0404 | 1.02 | 1 | 0 | 0 | 0 | 0
[8 empty] | O&M | 14 | 46 | 2.4866 | 2.4379 | 2.3901 | 2.3432 | 2.2972 | 2.2522 | 2.208 | 2.1647 | 2.1223 | 2.0807 | 2.0399 | 1.9999 | 1.9607 | 1.9222 | 1.8845 | 1.8476 | 1.8114 | 1.7758 | 1.741 | 1.7069 | 1.6734 | 1.6406 | 1.6084 | 1.5769 | 1.546 | 1.5157 | 1.4859 | 1.4568 | 1.4282 | 1.4002 | 1.3728 | 1.3459 | 1.3195 | 1.2936 | 1.2682 | 1.2434 | 1.219 | 1.1951 | 1.1717 | 1.1487 | 1.1262 | 1.1041 | 1.0824 | 1.0612 | 1.0404 | 1.02 | 1 | 0 | 0 | 0
[8 empty] | O&M | 14 | 47 | 2.5363 | 2.4866 | 2.4379 | 2.3901 | 2.3432 | 2.2972 | 2.2522 | 2.208 | 2.1647 | 2.1223 | 2.0807 | 2.0399 | 1.9999 | 1.9607 | 1.9222 | 1.8845 | 1.8476 | 1.8114 | 1.7758 | 1.741 | 1.7069 | 1.6734 | 1.6406 | 1.6084 | 1.5769 | 1.546 | 1.5157 | 1.4859 | 1.4568 | 1.4282 | 1.4002 | 1.3728 | 1.3459 | 1.3195 | 1.2936 | 1.2682 | 1.2434 | 1.219 | 1.1951 | 1.1717 | 1.1487 | 1.1262 | 1.1041 | 1.0824 | 1.0612 | 1.0404 | 1.02 | 1 | 0 | 0
[8 empty] | O&M | 14 | 48 | 2.5871 | 2.5363 | 2.4866 | 2.4379 | 2.3901 | 2.3432 | 2.2972 | 2.2522 | 2.208 | 2.1647 | 2.1223 | 2.0807 | 2.0399 | 1.9999 | 1.9607 | 1.9222 | 1.8845 | 1.8476 | 1.8114 | 1.7758 | 1.741 | 1.7069 | 1.6734 | 1.6406 | 1.6084 | 1.5769 | 1.546 | 1.5157 | 1.4859 | 1.4568 | 1.4282 | 1.4002 | 1.3728 | 1.3459 | 1.3195 | 1.2936 | 1.2682 | 1.2434 | 1.219 | 1.1951 | 1.1717 | 1.1487 | 1.1262 | 1.1041 | 1.0824 | 1.0612 | 1.0404 | 1.02 | 1 | 0
[8 empty] | O&M | 14 | 49 | 2.6388 | 2.5871 | 2.5363 | 2.4866 | 2.4379 | 2.3901 | 2.3432 | 2.2972 | 2.2522 | 2.208 | 2.1647 | 2.1223 | 2.0807 | 2.0399 | 1.9999 | 1.9607 | 1.9222 | 1.8845 | 1.8476 | 1.8114 | 1.7758 | 1.741 | 1.7069 | 1.6734 | 1.6406 | 1.6084 | 1.5769 | 1.546 | 1.5157 | 1.4859 | 1.4568 | 1.4282 | 1.4002 | 1.3728 | 1.3459 | 1.3195 | 1.2936 | 1.2682 | 1.2434 | 1.219 | 1.1951 | 1.1717 | 1.1487 | 1.1262 | 1.1041 | 1.0824 | 1.0612 | 1.0404 | 1.02 | 1
[8 empty] | O&M | 14 | 50 | 2.6916 | 2.6388 | 2.5871 | 2.5363 | 2.4866 | 2.4379 | 2.3901 | 2.3432 | 2.2972 | 2.2522 | 2.208 | 2.1647 | 2.1223 | 2.0807 | 2.0399 | 1.9999 | 1.9607 | 1.9222 | 1.8845 | 1.8476 | 1.8114 | 1.7758 | 1.741 | 1.7069 | 1.6734 | 1.6406 | 1.6084 | 1.5769 | 1.546 | 1.5157 | 1.4859 | 1.4568 | 1.4282 | 1.4002 | 1.3728 | 1.3459 | 1.3195 | 1.2936 | 1.2682 | 1.2434 | 1.219 | 1.1951 | 1.1717 | 1.1487 | 1.1262 | 1.1041 | 1.0824 | 1.0612 | 1.0404 | 1.02
[8 empty] | Open | 15 | 0 | 1 | 0 | 0 | 0 | 0 | 0 | 0 | 0 | 0 | 0 | 0 | 0 | 0 | 0 | 0 | 0 | 0 | 0 | 0 | 0 | 0 | 0 | 0 | 0 | 0 | 0 | 0 | 0 | 0 | 0 | 0 | 0 | 0 | 0 | 0 | 0 | 0 | 0 | 0 | 0 | 0 | 0 | 0 | 0 | 0 | 0 | 0 | 0 | 0 | 0
[8 empty] | Open | 15 | 1 | 1 | 1 | 0 | 0 | 0 | 0 | 0 | 0 | 0 | 0 | 0 | 0 | 0 | 0 | 0 | 0 | 0 | 0 | 0 | 0 | 0 | 0 | 0 | 0 | 0 | 0 | 0 | 0 | 0 | 0 | 0 | 0 | 0 | 0 | 0 | 0 | 0 | 0 | 0 | 0 | 0 | 0 | 0 | 0 | 0 | 0 | 0 | 0 | 0 | 0
[8 empty] | Open | 15 | 2 | 1 | 1 | 1 | 0 | 0 | 0 | 0 | 0 | 0 | 0 | 0 | 0 | 0 | 0 | 0 | 0 | 0 | 0 | 0 | 0 | 0 | 0 | 0 | 0 | 0 | 0 | 0 | 0 | 0 | 0 | 0 | 0 | 0 | 0 | 0 | 0 | 0 | 0 | 0 | 0 | 0 | 0 | 0 | 0 | 0 | 0 | 0 | 0 | 0 | 0
[8 empty] | Open | 15 | 3 | 1 | 1 | 1 | 1 | 0 | 0 | 0 | 0 | 0 | 0 | 0 | 0 | 0 | 0 | 0 | 0 | 0 | 0 | 0 | 0 | 0 | 0 | 0 | 0 | 0 | 0 | 0 | 0 | 0 | 0 | 0 | 0 | 0 | 0 | 0 | 0 | 0 | 0 | 0 | 0 | 0 | 0 | 0 | 0 | 0 | 0 | 0 | 0 | 0 | 0
[8 empty] | Open | 15 | 4 | 1 | 1 | 1 | 1 | 1 | 0 | 0 | 0 | 0 | 0 | 0 | 0 | 0 | 0 | 0 | 0 | 0 | 0 | 0 | 0 | 0 | 0 | 0 | 0 | 0 | 0 | 0 | 0 | 0 | 0 | 0 | 0 | 0 | 0 | 0 | 0 | 0 | 0 | 0 | 0 | 0 | 0 | 0 | 0 | 0 | 0 | 0 | 0 | 0 | 0
[8 empty] | Open | 15 | 5 | 1 | 1 | 1 | 1 | 1 | 1 | 0 | 0 | 0 | 0 | 0 | 0 | 0 | 0 | 0 | 0 | 0 | 0 | 0 | 0 | 0 | 0 | 0 | 0 | 0 | 0 | 0 | 0 | 0 | 0 | 0 | 0 | 0 | 0 | 0 | 0 | 0 | 0 | 0 | 0 | 0 | 0 | 0 | 0 | 0 | 0 | 0 | 0 | 0 | 0
[8 empty] | Open | 15 | 6 | 1 | 1 | 1 | 1 | 1 | 1 | 1 | 0 | 0 | 0 | 0 | 0 | 0 | 0 | 0 | 0 | 0 | 0 | 0 | 0 | 0 | 0 | 0 | 0 | 0 | 0 | 0 | 0 | 0 | 0 | 0 | 0 | 0 | 0 | 0 | 0 | 0 | 0 | 0 | 0 | 0 | 0 | 0 | 0 | 0 | 0 | 0 | 0 | 0 | 0
[8 empty] | Open | 15 | 7 | 1 | 1 | 1 | 1 | 1 | 1 | 1 | 1 | 0 | 0 | 0 | 0 | 0 | 0 | 0 | 0 | 0 | 0 | 0 | 0 | 0 | 0 | 0 | 0 | 0 | 0 | 0 | 0 | 0 | 0 | 0 | 0 | 0 | 0 | 0 | 0 | 0 | 0 | 0 | 0 | 0 | 0 | 0 | 0 | 0 | 0 | 0 | 0 | 0 | 0
[8 empty] | Open | 15 | 8 | 1 | 1 | 1 | 1 | 1 | 1 | 1 | 1 | 1 | 0 | 0 | 0 | 0 | 0 | 0 | 0 | 0 | 0 | 0 | 0 | 0 | 0 | 0 | 0 | 0 | 0 | 0 | 0 | 0 | 0 | 0 | 0 | 0 | 0 | 0 | 0 | 0 | 0 | 0 | 0 | 0 | 0 | 0 | 0 | 0 | 0 | 0 | 0 | 0 | 0
[8 empty] | Open | 15 | 9 | 1 | 1 | 1 | 1 | 1 | 1 | 1 | 1 | 1 | 1 | 0 | 0 | 0 | 0 | 0 | 0 | 0 | 0 | 0 | 0 | 0 | 0 | 0 | 0 | 0 | 0 | 0 | 0 | 0 | 0 | 0 | 0 | 0 | 0 | 0 | 0 | 0 | 0 | 0 | 0 | 0 | 0 | 0 | 0 | 0 | 0 | 0 | 0 | 0 | 0
[8 empty] | Open | 15 | 10 | 1 | 1 | 1 | 1 | 1 | 1 | 1 | 1 | 1 | 1 | 1 | 0 | 0 | 0 | 0 | 0 | 0 | 0 | 0 | 0 | 0 | 0 | 0 | 0 | 0 | 0 | 0 | 0 | 0 | 0 | 0 | 0 | 0 | 0 | 0 | 0 | 0 | 0 | 0 | 0 | 0 | 0 | 0 | 0 | 0 | 0 | 0 | 0 | 0 | 0
[8 empty] | Open | 15 | 11 | 1 | 1 | 1 | 1 | 1 | 1 | 1 | 1 | 1 | 1 | 1 | 1 | 0 | 0 | 0 | 0 | 0 | 0 | 0 | 0 | 0 | 0 | 0 | 0 | 0 | 0 | 0 | 0 | 0 | 0 | 0 | 0 | 0 | 0 | 0 | 0 | 0 | 0 | 0 | 0 | 0 | 0 | 0 | 0 | 0 | 0 | 0 | 0 | 0 | 0
[8 empty] | Open | 15 | 12 | 1 | 1 | 1 | 1 | 1 | 1 | 1 | 1 | 1 | 1 | 1 | 1 | 1 | 0 | 0 | 0 | 0 | 0 | 0 | 0 | 0 | 0 | 0 | 0 | 0 | 0 | 0 | 0 | 0 | 0 | 0 | 0 | 0 | 0 | 0 | 0 | 0 | 0 | 0 | 0 | 0 | 0 | 0 | 0 | 0 | 0 | 0 | 0 | 0 | 0
[8 empty] | Open | 15 | 13 | 1 | 1 | 1 | 1 | 1 | 1 | 1 | 1 | 1 | 1 | 1 | 1 | 1 | 1 | 0 | 0 | 0 | 0 | 0 | 0 | 0 | 0 | 0 | 0 | 0 | 0 | 0 | 0 | 0 | 0 | 0 | 0 | 0 | 0 | 0 | 0 | 0 | 0 | 0 | 0 | 0 | 0 | 0 | 0 | 0 | 0 | 0 | 0 | 0 | 0
[8 empty] | Open | 15 | 14 | 1 | 1 | 1 | 1 | 1 | 1 | 1 | 1 | 1 | 1 | 1 | 1 | 1 | 1 | 1 | 0 | 0 | 0 | 0 | 0 | 0 | 0 | 0 | 0 | 0 | 0 | 0 | 0 | 0 | 0 | 0 | 0 | 0 | 0 | 0 | 0 | 0 | 0 | 0 | 0 | 0 | 0 | 0 | 0 | 0 | 0 | 0 | 0 | 0 | 0
[8 empty] | Open | 15 | 15 | 1 | 1 | 1 | 1 | 1 | 1 | 1 | 1 | 1 | 1 | 1 | 1 | 1 | 1 | 1 | 1 | 0 | 0 | 0 | 0 | 0 | 0 | 0 | 0 | 0 | 0 | 0 | 0 | 0 | 0 | 0 | 0 | 0 | 0 | 0 | 0 | 0 | 0 | 0 | 0 | 0 | 0 | 0 | 0 | 0 | 0 | 0 | 0 | 0 | 0
[8 empty] | Open | 15 | 16 | 1 | 1 | 1 | 1 | 1 | 1 | 1 | 1 | 1 | 1 | 1 | 1 | 1 | 1 | 1 | 1 | 1 | 0 | 0 | 0 | 0 | 0 | 0 | 0 | 0 | 0 | 0 | 0 | 0 | 0 | 0 | 0 | 0 | 0 | 0 | 0 | 0 | 0 | 0 | 0 | 0 | 0 | 0 | 0 | 0 | 0 | 0 | 0 | 0 | 0
[8 empty] | Open | 15 | 17 | 1 | 1 | 1 | 1 | 1 | 1 | 1 | 1 | 1 | 1 | 1 | 1 | 1 | 1 | 1 | 1 | 1 | 1 | 0 | 0 | 0 | 0 | 0 | 0 | 0 | 0 | 0 | 0 | 0 | 0 | 0 | 0 | 0 | 0 | 0 | 0 | 0 | 0 | 0 | 0 | 0 | 0 | 0 | 0 | 0 | 0 | 0 | 0 | 0 | 0
[8 empty] | Open | 15 | 18 | 1 | 1 | 1 | 1 | 1 | 1 | 1 | 1 | 1 | 1 | 1 | 1 | 1 | 1 | 1 | 1 | 1 | 1 | 1 | 0 | 0 | 0 | 0 | 0 | 0 | 0 | 0 | 0 | 0 | 0 | 0 | 0 | 0 | 0 | 0 | 0 | 0 | 0 | 0 | 0 | 0 | 0 | 0 | 0 | 0 | 0 | 0 | 0 | 0 | 0
[8 empty] | Open | 15 | 19 | 1 | 1 | 1 | 1 | 1 | 1 | 1 | 1 | 1 | 1 | 1 | 1 | 1 | 1 | 1 | 1 | 1 | 1 | 1 | 1 | 0 | 0 | 0 | 0 | 0 | 0 | 0 | 0 | 0 | 0 | 0 | 0 | 0 | 0 | 0 | 0 | 0 | 0 | 0 | 0 | 0 | 0 | 0 | 0 | 0 | 0 | 0 | 0 | 0 | 0
[8 empty] | Open | 15 | 20 | 1 | 1 | 1 | 1 | 1 | 1 | 1 | 1 | 1 | 1 | 1 | 1 | 1 | 1 | 1 | 1 | 1 | 1 | 1 | 1 | 1 | 0 | 0 | 0 | 0 | 0 | 0 | 0 | 0 | 0 | 0 | 0 | 0 | 0 | 0 | 0 | 0 | 0 | 0 | 0 | 0 | 0 | 0 | 0 | 0 | 0 | 0 | 0 | 0 | 0
[8 empty] | Open | 15 | 21 | 1 | 1 | 1 | 1 | 1 | 1 | 1 | 1 | 1 | 1 | 1 | 1 | 1 | 1 | 1 | 1 | 1 | 1 | 1 | 1 | 1 | 1 | 0 | 0 | 0 | 0 | 0 | 0 | 0 | 0 | 0 | 0 | 0 | 0 | 0 | 0 | 0 | 0 | 0 | 0 | 0 | 0 | 0 | 0 | 0 | 0 | 0 | 0 | 0 | 0
[8 empty] | Open | 15 | 22 | 1 | 1 | 1 | 1 | 1 | 1 | 1 | 1 | 1 | 1 | 1 | 1 | 1 | 1 | 1 | 1 | 1 | 1 | 1 | 1 | 1 | 1 | 1 | 0 | 0 | 0 | 0 | 0 | 0 | 0 | 0 | 0 | 0 | 0 | 0 | 0 | 0 | 0 | 0 | 0 | 0 | 0 | 0 | 0 | 0 | 0 | 0 | 0 | 0 | 0
[8 empty] | Open | 15 | 23 | 1 | 1 | 1 | 1 | 1 | 1 | 1 | 1 | 1 | 1 | 1 | 1 | 1 | 1 | 1 | 1 | 1 | 1 | 1 | 1 | 1 | 1 | 1 | 1 | 0 | 0 | 0 | 0 | 0 | 0 | 0 | 0 | 0 | 0 | 0 | 0 | 0 | 0 | 0 | 0 | 0 | 0 | 0 | 0 | 0 | 0 | 0 | 0 | 0 | 0
[8 empty] | Open | 15 | 24 | 1 | 1 | 1 | 1 | 1 | 1 | 1 | 1 | 1 | 1 | 1 | 1 | 1 | 1 | 1 | 1 | 1 | 1 | 1 | 1 | 1 | 1 | 1 | 1 | 1 | 0 | 0 | 0 | 0 | 0 | 0 | 0 | 0 | 0 | 0 | 0 | 0 | 0 | 0 | 0 | 0 | 0 | 0 | 0 | 0 | 0 | 0 | 0 | 0 | 0
[8 empty] | Open | 15 | 25 | 1 | 1 | 1 | 1 | 1 | 1 | 1 | 1 | 1 | 1 | 1 | 1 | 1 | 1 | 1 | 1 | 1 | 1 | 1 | 1 | 1 | 1 | 1 | 1 | 1 | 1 | 0 | 0 | 0 | 0 | 0 | 0 | 0 | 0 | 0 | 0 | 0 | 0 | 0 | 0 | 0 | 0 | 0 | 0 | 0 | 0 | 0 | 0 | 0 | 0
[8 empty] | Open | 15 | 26 | 1 | 1 | 1 | 1 | 1 | 1 | 1 | 1 | 1 | 1 | 1 | 1 | 1 | 1 | 1 | 1 | 1 | 1 | 1 | 1 | 1 | 1 | 1 | 1 | 1 | 1 | 1 | 0 | 0 | 0 | 0 | 0 | 0 | 0 | 0 | 0 | 0 | 0 | 0 | 0 | 0 | 0 | 0 | 0 | 0 | 0 | 0 | 0 | 0 | 0
[8 empty] | Open | 15 | 27 | 1 | 1 | 1 | 1 | 1 | 1 | 1 | 1 | 1 | 1 | 1 | 1 | 1 | 1 | 1 | 1 | 1 | 1 | 1 | 1 | 1 | 1 | 1 | 1 | 1 | 1 | 1 | 1 | 0 | 0 | 0 | 0 | 0 | 0 | 0 | 0 | 0 | 0 | 0 | 0 | 0 | 0 | 0 | 0 | 0 | 0 | 0 | 0 | 0 | 0
[8 empty] | Open | 15 | 28 | 1 | 1 | 1 | 1 | 1 | 1 | 1 | 1 | 1 | 1 | 1 | 1 | 1 | 1 | 1 | 1 | 1 | 1 | 1 | 1 | 1 | 1 | 1 | 1 | 1 | 1 | 1 | 1 | 1 | 0 | 0 | 0 | 0 | 0 | 0 | 0 | 0 | 0 | 0 | 0 | 0 | 0 | 0 | 0 | 0 | 0 | 0 | 0 | 0 | 0
[8 empty] | Open | 15 | 29 | 1 | 1 | 1 | 1 | 1 | 1 | 1 | 1 | 1 | 1 | 1 | 1 | 1 | 1 | 1 | 1 | 1 | 1 | 1 | 1 | 1 | 1 | 1 | 1 | 1 | 1 | 1 | 1 | 1 | 1 | 0 | 0 | 0 | 0 | 0 | 0 | 0 | 0 | 0 | 0 | 0 | 0 | 0 | 0 | 0 | 0 | 0 | 0 | 0 | 0
[8 empty] | Open | 15 | 30 | 1 | 1 | 1 | 1 | 1 | 1 | 1 | 1 | 1 | 1 | 1 | 1 | 1 | 1 | 1 | 1 | 1 | 1 | 1 | 1 | 1 | 1 | 1 | 1 | 1 | 1 | 1 | 1 | 1 | 1 | 1 | 0 | 0 | 0 | 0 | 0 | 0 | 0 | 0 | 0 | 0 | 0 | 0 | 0 | 0 | 0 | 0 | 0 | 0 | 0
[8 empty] | Open | 15 | 31 | 1 | 1 | 1 | 1 | 1 | 1 | 1 | 1 | 1 | 1 | 1 | 1 | 1 | 1 | 1 | 1 | 1 | 1 | 1 | 1 | 1 | 1 | 1 | 1 | 1 | 1 | 1 | 1 | 1 | 1 | 1 | 1 | 0 | 0 | 0 | 0 | 0 | 0 | 0 | 0 | 0 | 0 | 0 | 0 | 0 | 0 | 0 | 0 | 0 | 0
[8 empty] | Open | 15 | 32 | 1 | 1 | 1 | 1 | 1 | 1 | 1 | 1 | 1 | 1 | 1 | 1 | 1 | 1 | 1 | 1 | 1 | 1 | 1 | 1 | 1 | 1 | 1 | 1 | 1 | 1 | 1 | 1 | 1 | 1 | 1 | 1 | 1 | 0 | 0 | 0 | 0 | 0 | 0 | 0 | 0 | 0 | 0 | 0 | 0 | 0 | 0 | 0 | 0 | 0
[8 empty] | Open | 15 | 33 | 1 | 1 | 1 | 1 | 1 | 1 | 1 | 1 | 1 | 1 | 1 | 1 | 1 | 1 | 1 | 1 | 1 | 1 | 1 | 1 | 1 | 1 | 1 | 1 | 1 | 1 | 1 | 1 | 1 | 1 | 1 | 1 | 1 | 1 | 0 | 0 | 0 | 0 | 0 | 0 | 0 | 0 | 0 | 0 | 0 | 0 | 0 | 0 | 0 | 0
[8 empty] | Open | 15 | 34 | 1 | 1 | 1 | 1 | 1 | 1 | 1 | 1 | 1 | 1 | 1 | 1 | 1 | 1 | 1 | 1 | 1 | 1 | 1 | 1 | 1 | 1 | 1 | 1 | 1 | 1 | 1 | 1 | 1 | 1 | 1 | 1 | 1 | 1 | 1 | 0 | 0 | 0 | 0 | 0 | 0 | 0 | 0 | 0 | 0 | 0 | 0 | 0 | 0 | 0
[8 empty] | Open | 15 | 35 | 1 | 1 | 1 | 1 | 1 | 1 | 1 | 1 | 1 | 1 | 1 | 1 | 1 | 1 | 1 | 1 | 1 | 1 | 1 | 1 | 1 | 1 | 1 | 1 | 1 | 1 | 1 | 1 | 1 | 1 | 1 | 1 | 1 | 1 | 1 | 1 | 0 | 0 | 0 | 0 | 0 | 0 | 0 | 0 | 0 | 0 | 0 | 0 | 0 | 0
[8 empty] | Open | 15 | 36 | 1 | 1 | 1 | 1 | 1 | 1 | 1 | 1 | 1 | 1 | 1 | 1 | 1 | 1 | 1 | 1 | 1 | 1 | 1 | 1 | 1 | 1 | 1 | 1 | 1 | 1 | 1 | 1 | 1 | 1 | 1 | 1 | 1 | 1 | 1 | 1 | 1 | 0 | 0 | 0 | 0 | 0 | 0 | 0 | 0 | 0 | 0 | 0 | 0 | 0
[8 empty] | Open | 15 | 37 | 1 | 1 | 1 | 1 | 1 | 1 | 1 | 1 | 1 | 1 | 1 | 1 | 1 | 1 | 1 | 1 | 1 | 1 | 1 | 1 | 1 | 1 | 1 | 1 | 1 | 1 | 1 | 1 | 1 | 1 | 1 | 1 | 1 | 1 | 1 | 1 | 1 | 1 | 0 | 0 | 0 | 0 | 0 | 0 | 0 | 0 | 0 | 0 | 0 | 0
[8 empty] | Open | 15 | 38 | 1 | 1 | 1 | 1 | 1 | 1 | 1 | 1 | 1 | 1 | 1 | 1 | 1 | 1 | 1 | 1 | 1 | 1 | 1 | 1 | 1 | 1 | 1 | 1 | 1 | 1 | 1 | 1 | 1 | 1 | 1 | 1 | 1 | 1 | 1 | 1 | 1 | 1 | 1 | 0 | 0 | 0 | 0 | 0 | 0 | 0 | 0 | 0 | 0 | 0
[8 empty] | Open | 15 | 39 | 1 | 1 | 1 | 1 | 1 | 1 | 1 | 1 | 1 | 1 | 1 | 1 | 1 | 1 | 1 | 1 | 1 | 1 | 1 | 1 | 1 | 1 | 1 | 1 | 1 | 1 | 1 | 1 | 1 | 1 | 1 | 1 | 1 | 1 | 1 | 1 | 1 | 1 | 1 | 1 | 0 | 0 | 0 | 0 | 0 | 0 | 0 | 0 | 0 | 0
[8 empty] | Open | 15 | 40 | 1 | 1 | 1 | 1 | 1 | 1 | 1 | 1 | 1 | 1 | 1 | 1 | 1 | 1 | 1 | 1 | 1 | 1 | 1 | 1 | 1 | 1 | 1 | 1 | 1 | 1 | 1 | 1 | 1 | 1 | 1 | 1 | 1 | 1 | 1 | 1 | 1 | 1 | 1 | 1 | 1 | 0 | 0 | 0 | 0 | 0 | 0 | 0 | 0 | 0
[8 empty] | Open | 15 | 41 | 1 | 1 | 1 | 1 | 1 | 1 | 1 | 1 | 1 | 1 | 1 | 1 | 1 | 1 | 1 | 1 | 1 | 1 | 1 | 1 | 1 | 1 | 1 | 1 | 1 | 1 | 1 | 1 | 1 | 1 | 1 | 1 | 1 | 1 | 1 | 1 | 1 | 1 | 1 | 1 | 1 | 1 | 0 | 0 | 0 | 0 | 0 | 0 | 0 | 0
[8 empty] | Open | 15 | 42 | 1 | 1 | 1 | 1 | 1 | 1 | 1 | 1 | 1 | 1 | 1 | 1 | 1 | 1 | 1 | 1 | 1 | 1 | 1 | 1 | 1 | 1 | 1 | 1 | 1 | 1 | 1 | 1 | 1 | 1 | 1 | 1 | 1 | 1 | 1 | 1 | 1 | 1 | 1 | 1 | 1 | 1 | 1 | 0 | 0 | 0 | 0 | 0 | 0 | 0
[8 empty] | Open | 15 | 43 | 1 | 1 | 1 | 1 | 1 | 1 | 1 | 1 | 1 | 1 | 1 | 1 | 1 | 1 | 1 | 1 | 1 | 1 | 1 | 1 | 1 | 1 | 1 | 1 | 1 | 1 | 1 | 1 | 1 | 1 | 1 | 1 | 1 | 1 | 1 | 1 | 1 | 1 | 1 | 1 | 1 | 1 | 1 | 1 | 0 | 0 | 0 | 0 | 0 | 0
[8 empty] | Open | 15 | 44 | 1 | 1 | 1 | 1 | 1 | 1 | 1 | 1 | 1 | 1 | 1 | 1 | 1 | 1 | 1 | 1 | 1 | 1 | 1 | 1 | 1 | 1 | 1 | 1 | 1 | 1 | 1 | 1 | 1 | 1 | 1 | 1 | 1 | 1 | 1 | 1 | 1 | 1 | 1 | 1 | 1 | 1 | 1 | 1 | 1 | 0 | 0 | 0 | 0 | 0
[8 empty] | Open | 15 | 45 | 1 | 1 | 1 | 1 | 1 | 1 | 1 | 1 | 1 | 1 | 1 | 1 | 1 | 1 | 1 | 1 | 1 | 1 | 1 | 1 | 1 | 1 | 1 | 1 | 1 | 1 | 1 | 1 | 1 | 1 | 1 | 1 | 1 | 1 | 1 | 1 | 1 | 1 | 1 | 1 | 1 | 1 | 1 | 1 | 1 | 1 | 0 | 0 | 0 | 0
[8 empty] | Open | 15 | 46 | 1 | 1 | 1 | 1 | 1 | 1 | 1 | 1 | 1 | 1 | 1 | 1 | 1 | 1 | 1 | 1 | 1 | 1 | 1 | 1 | 1 | 1 | 1 | 1 | 1 | 1 | 1 | 1 | 1 | 1 | 1 | 1 | 1 | 1 | 1 | 1 | 1 | 1 | 1 | 1 | 1 | 1 | 1 | 1 | 1 | 1 | 1 | 0 | 0 | 0
[8 empty] | Open | 15 | 47 | 1 | 1 | 1 | 1 | 1 | 1 | 1 | 1 | 1 | 1 | 1 | 1 | 1 | 1 | 1 | 1 | 1 | 1 | 1 | 1 | 1 | 1 | 1 | 1 | 1 | 1 | 1 | 1 | 1 | 1 | 1 | 1 | 1 | 1 | 1 | 1 | 1 | 1 | 1 | 1 | 1 | 1 | 1 | 1 | 1 | 1 | 1 | 1 | 0 | 0
[8 empty] | Open | 15 | 48 | 1 | 1 | 1 | 1 | 1 | 1 | 1 | 1 | 1 | 1 | 1 | 1 | 1 | 1 | 1 | 1 | 1 | 1 | 1 | 1 | 1 | 1 | 1 | 1 | 1 | 1 | 1 | 1 | 1 | 1 | 1 | 1 | 1 | 1 | 1 | 1 | 1 | 1 | 1 | 1 | 1 | 1 | 1 | 1 | 1 | 1 | 1 | 1 | 1 | 0
[8 empty] | Open | 15 | 49 | bar: 2021 0 to 2070 49
[8 empty] | Open | 15 | 50 | bar: 2021 0 to 2070 49
[8 empty] | #REF! | 16 | 0 | 0 | 0 | 0 | 0 | 0 | 0 | 0 | 0 | 0 | 0 | 0 | 0 | 0 | 0 | 0 | 0 | 0 | 0 | 0 | 0 | 0 | 0 | 0 | 0 | 0 | 0 | 0 | 0 | 0 | 0 | 0 | 0 | 0 | 0 | 0 | 0 | 0 | 0 | 0 | 0 | 0 | 0 | 0 | 0 | 0 | 0 | 0 | 0 | 0 | 0
[8 empty] | #REF! | 16 | 1 | 0 | 0 | 0 | 0 | 0 | 0 | 0 | 0 | 0 | 0 | 0 | 0 | 0 | 0 | 0 | 0 | 0 | 0 | 0 | 0 | 0 | 0 | 0 | 0 | 0 | 0 | 0 | 0 | 0 | 0 | 0 | 0 | 0 | 0 | 0 | 0 | 0 | 0 | 0 | 0 | 0 | 0 | 0 | 0 | 0 | 0 | 0 | 0 | 0 | 0
[8 empty] | #REF! | 16 | 2 | 0 | 0 | 0 | 0 | 0 | 0 | 0 | 0 | 0 | 0 | 0 | 0 | 0 | 0 | 0 | 0 | 0 | 0 | 0 | 0 | 0 | 0 | 0 | 0 | 0 | 0 | 0 | 0 | 0 | 0 | 0 | 0 | 0 | 0 | 0 | 0 | 0 | 0 | 0 | 0 | 0 | 0 | 0 | 0 | 0 | 0 | 0 | 0 | 0 | 0
[8 empty] | #REF! | 16 | 3 | 0 | 0 | 0 | 0 | 0 | 0 | 0 | 0 | 0 | 0 | 0 | 0 | 0 | 0 | 0 | 0 | 0 | 0 | 0 | 0 | 0 | 0 | 0 | 0 | 0 | 0 | 0 | 0 | 0 | 0 | 0 | 0 | 0 | 0 | 0 | 0 | 0 | 0 | 0 | 0 | 0 | 0 | 0 | 0 | 0 | 0 | 0 | 0 | 0 | 0
[8 empty] | #REF! | 16 | 4 | 0 | 0 | 0 | 0 | 0 | 0 | 0 | 0 | 0 | 0 | 0 | 0 | 0 | 0 | 0 | 0 | 0 | 0 | 0 | 0 | 0 | 0 | 0 | 0 | 0 | 0 | 0 | 0 | 0 | 0 | 0 | 0 | 0 | 0 | 0 | 0 | 0 | 0 | 0 | 0 | 0 | 0 | 0 | 0 | 0 | 0 | 0 | 0 | 0 | 0
[8 empty] | #REF! | 16 | 5 | 0 | 0 | 0 | 0 | 0 | 0 | 0 | 0 | 0 | 0 | 0 | 0 | 0 | 0 | 0 | 0 | 0 | 0 | 0 | 0 | 0 | 0 | 0 | 0 | 0 | 0 | 0 | 0 | 0 | 0 | 0 | 0 | 0 | 0 | 0 | 0 | 0 | 0 | 0 | 0 | 0 | 0 | 0 | 0 | 0 | 0 | 0 | 0 | 0 | 0
[8 empty] | #REF! | 16 | 6 | 0 | 0 | 0 | 0 | 0 | 0 | 0 | 0 | 0 | 0 | 0 | 0 | 0 | 0 | 0 | 0 | 0 | 0 | 0 | 0 | 0 | 0 | 0 | 0 | 0 | 0 | 0 | 0 | 0 | 0 | 0 | 0 | 0 | 0 | 0 | 0 | 0 | 0 | 0 | 0 | 0 | 0 | 0 | 0 | 0 | 0 | 0 | 0 | 0 | 0
[8 empty] | #REF! | 16 | 7 | 0 | 0 | 0 | 0 | 0 | 0 | 0 | 0 | 0 | 0 | 0 | 0 | 0 | 0 | 0 | 0 | 0 | 0 | 0 | 0 | 0 | 0 | 0 | 0 | 0 | 0 | 0 | 0 | 0 | 0 | 0 | 0 | 0 | 0 | 0 | 0 | 0 | 0 | 0 | 0 | 0 | 0 | 0 | 0 | 0 | 0 | 0 | 0 | 0 | 0
[8 empty] | #REF! | 16 | 8 | 0 | 0 | 0 | 0 | 0 | 0 | 0 | 0 | 0 | 0 | 0 | 0 | 0 | 0 | 0 | 0 | 0 | 0 | 0 | 0 | 0 | 0 | 0 | 0 | 0 | 0 | 0 | 0 | 0 | 0 | 0 | 0 | 0 | 0 | 0 | 0 | 0 | 0 | 0 | 0 | 0 | 0 | 0 | 0 | 0 | 0 | 0 | 0 | 0 | 0
[8 empty] | #REF! | 16 | 9 | 0 | 0 | 0 | 0 | 0 | 0 | 0 | 0 | 0 | 0 | 0 | 0 | 0 | 0 | 0 | 0 | 0 | 0 | 0 | 0 | 0 | 0 | 0 | 0 | 0 | 0 | 0 | 0 | 0 | 0 | 0 | 0 | 0 | 0 | 0 | 0 | 0 | 0 | 0 | 0 | 0 | 0 | 0 | 0 | 0 | 0 | 0 | 0 | 0 | 0
[8 empty] | #REF! | 16 | 10 | 0 | 0 | 0 | 0 | 0 | 0 | 0 | 0 | 0 | 0 | 0 | 0 | 0 | 0 | 0 | 0 | 0 | 0 | 0 | 0 | 0 | 0 | 0 | 0 | 0 | 0 | 0 | 0 | 0 | 0 | 0 | 0 | 0 | 0 | 0 | 0 | 0 | 0 | 0 | 0 | 0 | 0 | 0 | 0 | 0 | 0 | 0 | 0 | 0 | 0
[8 empty] | #REF! | 16 | 11 | 0 | 0 | 0 | 0 | 0 | 0 | 0 | 0 | 0 | 0 | 0 | 0 | 0 | 0 | 0 | 0 | 0 | 0 | 0 | 0 | 0 | 0 | 0 | 0 | 0 | 0 | 0 | 0 | 0 | 0 | 0 | 0 | 0 | 0 | 0 | 0 | 0 | 0 | 0 | 0 | 0 | 0 | 0 | 0 | 0 | 0 | 0 | 0 | 0 | 0
[8 empty] | #REF! | 16 | 12 | 0 | 0 | 0 | 0 | 0 | 0 | 0 | 0 | 0 | 0 | 0 | 0 | 0 | 0 | 0 | 0 | 0 | 0 | 0 | 0 | 0 | 0 | 0 | 0 | 0 | 0 | 0 | 0 | 0 | 0 | 0 | 0 | 0 | 0 | 0 | 0 | 0 | 0 | 0 | 0 | 0 | 0 | 0 | 0 | 0 | 0 | 0 | 0 | 0 | 0
[8 empty] | #REF! | 16 | 13 | 0 | 0 | 0 | 0 | 0 | 0 | 0 | 0 | 0 | 0 | 0 | 0 | 0 | 0 | 0 | 0 | 0 | 0 | 0 | 0 | 0 | 0 | 0 | 0 | 0 | 0 | 0 | 0 | 0 | 0 | 0 | 0 | 0 | 0 | 0 | 0 | 0 | 0 | 0 | 0 | 0 | 0 | 0 | 0 | 0 | 0 | 0 | 0 | 0 | 0
[8 empty] | #REF! | 16 | 14 | 0 | 0 | 0 | 0 | 0 | 0 | 0 | 0 | 0 | 0 | 0 | 0 | 0 | 0 | 0 | 0 | 0 | 0 | 0 | 0 | 0 | 0 | 0 | 0 | 0 | 0 | 0 | 0 | 0 | 0 | 0 | 0 | 0 | 0 | 0 | 0 | 0 | 0 | 0 | 0 | 0 | 0 | 0 | 0 | 0 | 0 | 0 | 0 | 0 | 0
[8 empty] | #REF! | 16 | 15 | 0 | 0 | 0 | 0 | 0 | 0 | 0 | 0 | 0 | 0 | 0 | 0 | 0 | 0 | 0 | 0 | 0 | 0 | 0 | 0 | 0 | 0 | 0 | 0 | 0 | 0 | 0 | 0 | 0 | 0 | 0 | 0 | 0 | 0 | 0 | 0 | 0 | 0 | 0 | 0 | 0 | 0 | 0 | 0 | 0 | 0 | 0 | 0 | 0 | 0
[8 empty] | #REF! | 16 | 16 | 0 | 0 | 0 | 0 | 0 | 0 | 0 | 0 | 0 | 0 | 0 | 0 | 0 | 0 | 0 | 0 | 0 | 0 | 0 | 0 | 0 | 0 | 0 | 0 | 0 | 0 | 0 | 0 | 0 | 0 | 0 | 0 | 0 | 0 | 0 | 0 | 0 | 0 | 0 | 0 | 0 | 0 | 0 | 0 | 0 | 0 | 0 | 0 | 0 | 0
[8 empty] | #REF! | 16 | 17 | 0 | 0 | 0 | 0 | 0 | 0 | 0 | 0 | 0 | 0 | 0 | 0 | 0 | 0 | 0 | 0 | 0 | 0 | 0 | 0 | 0 | 0 | 0 | 0 | 0 | 0 | 0 | 0 | 0 | 0 | 0 | 0 | 0 | 0 | 0 | 0 | 0 | 0 | 0 | 0 | 0 | 0 | 0 | 0 | 0 | 0 | 0 | 0 | 0 | 0
[8 empty] | #REF! | 16 | 18 | 0 | 0 | 0 | 0 | 0 | 0 | 0 | 0 | 0 | 0 | 0 | 0 | 0 | 0 | 0 | 0 | 0 | 0 | 0 | 0 | 0 | 0 | 0 | 0 | 0 | 0 | 0 | 0 | 0 | 0 | 0 | 0 | 0 | 0 | 0 | 0 | 0 | 0 | 0 | 0 | 0 | 0 | 0 | 0 | 0 | 0 | 0 | 0 | 0 | 0
[8 empty] | #REF! | 16 | 19 | 0 | 0 | 0 | 0 | 0 | 0 | 0 | 0 | 0 | 0 | 0 | 0 | 0 | 0 | 0 | 0 | 0 | 0 | 0 | 0 | 0 | 0 | 0 | 0 | 0 | 0 | 0 | 0 | 0 | 0 | 0 | 0 | 0 | 0 | 0 | 0 | 0 | 0 | 0 | 0 | 0 | 0 | 0 | 0 | 0 | 0 | 0 | 0 | 0 | 0
[8 empty] | #REF! | 16 | 20 | 0 | 0 | 0 | 0 | 0 | 0 | 0 | 0 | 0 | 0 | 0 | 0 | 0 | 0 | 0 | 0 | 0 | 0 | 0 | 0 | 0 | 0 | 0 | 0 | 0 | 0 | 0 | 0 | 0 | 0 | 0 | 0 | 0 | 0 | 0 | 0 | 0 | 0 | 0 | 0 | 0 | 0 | 0 | 0 | 0 | 0 | 0 | 0 | 0 | 0
[8 empty] | #REF! | 16 | 21 | 0 | 0 | 0 | 0 | 0 | 0 | 0 | 0 | 0 | 0 | 0 | 0 | 0 | 0 | 0 | 0 | 0 | 0 | 0 | 0 | 0 | 0 | 0 | 0 | 0 | 0 | 0 | 0 | 0 | 0 | 0 | 0 | 0 | 0 | 0 | 0 | 0 | 0 | 0 | 0 | 0 | 0 | 0 | 0 | 0 | 0 | 0 | 0 | 0 | 0
[8 empty] | #REF! | 16 | 22 | 0 | 0 | 0 | 0 | 0 | 0 | 0 | 0 | 0 | 0 | 0 | 0 | 0 | 0 | 0 | 0 | 0 | 0 | 0 | 0 | 0 | 0 | 0 | 0 | 0 | 0 | 0 | 0 | 0 | 0 | 0 | 0 | 0 | 0 | 0 | 0 | 0 | 0 | 0 | 0 | 0 | 0 | 0 | 0 | 0 | 0 | 0 | 0 | 0 | 0
[8 empty] | #REF! | 16 | 23 | 0 | 0 | 0 | 0 | 0 | 0 | 0 | 0 | 0 | 0 | 0 | 0 | 0 | 0 | 0 | 0 | 0 | 0 | 0 | 0 | 0 | 0 | 0 | 0 | 0 | 0 | 0 | 0 | 0 | 0 | 0 | 0 | 0 | 0 | 0 | 0 | 0 | 0 | 0 | 0 | 0 | 0 | 0 | 0 | 0 | 0 | 0 | 0 | 0 | 0
[8 empty] | #REF! | 16 | 24 | 0 | 0 | 0 | 0 | 0 | 0 | 0 | 0 | 0 | 0 | 0 | 0 | 0 | 0 | 0 | 0 | 0 | 0 | 0 | 0 | 0 | 0 | 0 | 0 | 0 | 0 | 0 | 0 | 0 | 0 | 0 | 0 | 0 | 0 | 0 | 0 | 0 | 0 | 0 | 0 | 0 | 0 | 0 | 0 | 0 | 0 | 0 | 0 | 0 | 0
[8 empty] | #REF! | 16 | 25 | 0 | 0 | 0 | 0 | 0 | 0 | 0 | 0 | 0 | 0 | 0 | 0 | 0 | 0 | 0 | 0 | 0 | 0 | 0 | 0 | 0 | 0 | 0 | 0 | 0 | 0 | 0 | 0 | 0 | 0 | 0 | 0 | 0 | 0 | 0 | 0 | 0 | 0 | 0 | 0 | 0 | 0 | 0 | 0 | 0 | 0 | 0 | 0 | 0 | 0
[8 empty] | #REF! | 16 | 26 | 0 | 0 | 0 | 0 | 0 | 0 | 0 | 0 | 0 | 0 | 0 | 0 | 0 | 0 | 0 | 0 | 0 | 0 | 0 | 0 | 0 | 0 | 0 | 0 | 0 | 0 | 0 | 0 | 0 | 0 | 0 | 0 | 0 | 0 | 0 | 0 | 0 | 0 | 0 | 0 | 0 | 0 | 0 | 0 | 0 | 0 | 0 | 0 | 0 | 0
[8 empty] | #REF! | 16 | 27 | 0 | 0 | 0 | 0 | 0 | 0 | 0 | 0 | 0 | 0 | 0 | 0 | 0 | 0 | 0 | 0 | 0 | 0 | 0 | 0 | 0 | 0 | 0 | 0 | 0 | 0 | 0 | 0 | 0 | 0 | 0 | 0 | 0 | 0 | 0 | 0 | 0 | 0 | 0 | 0 | 0 | 0 | 0 | 0 | 0 | 0 | 0 | 0 | 0 | 0
[8 empty] | #REF! | 16 | 28 | 0 | 0 | 0 | 0 | 0 | 0 | 0 | 0 | 0 | 0 | 0 | 0 | 0 | 0 | 0 | 0 | 0 | 0 | 0 | 0 | 0 | 0 | 0 | 0 | 0 | 0 | 0 | 0 | 0 | 0 | 0 | 0 | 0 | 0 | 0 | 0 | 0 | 0 | 0 | 0 | 0 | 0 | 0 | 0 | 0 | 0 | 0 | 0 | 0 | 0
[8 empty] | #REF! | 16 | 29 | 0 | 0 | 0 | 0 | 0 | 0 | 0 | 0 | 0 | 0 | 0 | 0 | 0 | 0 | 0 | 0 | 0 | 0 | 0 | 0 | 0 | 0 | 0 | 0 | 0 | 0 | 0 | 0 | 0 | 0 | 0 | 0 | 0 | 0 | 0 | 0 | 0 | 0 | 0 | 0 | 0 | 0 | 0 | 0 | 0 | 0 | 0 | 0 | 0 | 0
[8 empty] | #REF! | 16 | 30 | 0 | 0 | 0 | 0 | 0 | 0 | 0 | 0 | 0 | 0 | 0 | 0 | 0 | 0 | 0 | 0 | 0 | 0 | 0 | 0 | 0 | 0 | 0 | 0 | 0 | 0 | 0 | 0 | 0 | 0 | 0 | 0 | 0 | 0 | 0 | 0 | 0 | 0 | 0 | 0 | 0 | 0 | 0 | 0 | 0 | 0 | 0 | 0 | 0 | 0
[8 empty] | #REF! | 16 | 31 | 0 | 0 | 0 | 0 | 0 | 0 | 0 | 0 | 0 | 0 | 0 | 0 | 0 | 0 | 0 | 0 | 0 | 0 | 0 | 0 | 0 | 0 | 0 | 0 | 0 | 0 | 0 | 0 | 0 | 0 | 0 | 0 | 0 | 0 | 0 | 0 | 0 | 0 | 0 | 0 | 0 | 0 | 0 | 0 | 0 | 0 | 0 | 0 | 0 | 0
[8 empty] | #REF! | 16 | 32 | 0 | 0 | 0 | 0 | 0 | 0 | 0 | 0 | 0 | 0 | 0 | 0 | 0 | 0 | 0 | 0 | 0 | 0 | 0 | 0 | 0 | 0 | 0 | 0 | 0 | 0 | 0 | 0 | 0 | 0 | 0 | 0 | 0 | 0 | 0 | 0 | 0 | 0 | 0 | 0 | 0 | 0 | 0 | 0 | 0 | 0 | 0 | 0 | 0 | 0
[8 empty] | #REF! | 16 | 33 | 0 | 0 | 0 | 0 | 0 | 0 | 0 | 0 | 0 | 0 | 0 | 0 | 0 | 0 | 0 | 0 | 0 | 0 | 0 | 0 | 0 | 0 | 0 | 0 | 0 | 0 | 0 | 0 | 0 | 0 | 0 | 0 | 0 | 0 | 0 | 0 | 0 | 0 | 0 | 0 | 0 | 0 | 0 | 0 | 0 | 0 | 0 | 0 | 0 | 0
[8 empty] | #REF! | 16 | 34 | 0 | 0 | 0 | 0 | 0 | 0 | 0 | 0 | 0 | 0 | 0 | 0 | 0 | 0 | 0 | 0 | 0 | 0 | 0 | 0 | 0 | 0 | 0 | 0 | 0 | 0 | 0 | 0 | 0 | 0 | 0 | 0 | 0 | 0 | 0 | 0 | 0 | 0 | 0 | 0 | 0 | 0 | 0 | 0 | 0 | 0 | 0 | 0 | 0 | 0
[8 empty] | #REF! | 16 | 35 | 0 | 0 | 0 | 0 | 0 | 0 | 0 | 0 | 0 | 0 | 0 | 0 | 0 | 0 | 0 | 0 | 0 | 0 | 0 | 0 | 0 | 0 | 0 | 0 | 0 | 0 | 0 | 0 | 0 | 0 | 0 | 0 | 0 | 0 | 0 | 0 | 0 | 0 | 0 | 0 | 0 | 0 | 0 | 0 | 0 | 0 | 0 | 0 | 0 | 0
[8 empty] | #REF! | 16 | 36 | 0 | 0 | 0 | 0 | 0 | 0 | 0 | 0 | 0 | 0 | 0 | 0 | 0 | 0 | 0 | 0 | 0 | 0 | 0 | 0 | 0 | 0 | 0 | 0 | 0 | 0 | 0 | 0 | 0 | 0 | 0 | 0 | 0 | 0 | 0 | 0 | 0 | 0 | 0 | 0 | 0 | 0 | 0 | 0 | 0 | 0 | 0 | 0 | 0 | 0
[8 empty] | #REF! | 16 | 37 | 0 | 0 | 0 | 0 | 0 | 0 | 0 | 0 | 0 | 0 | 0 | 0 | 0 | 0 | 0 | 0 | 0 | 0 | 0 | 0 | 0 | 0 | 0 | 0 | 0 | 0 | 0 | 0 | 0 | 0 | 0 | 0 | 0 | 0 | 0 | 0 | 0 | 0 | 0 | 0 | 0 | 0 | 0 | 0 | 0 | 0 | 0 | 0 | 0 | 0
[8 empty] | #REF! | 16 | 38 | 0 | 0 | 0 | 0 | 0 | 0 | 0 | 0 | 0 | 0 | 0 | 0 | 0 | 0 | 0 | 0 | 0 | 0 | 0 | 0 | 0 | 0 | 0 | 0 | 0 | 0 | 0 | 0 | 0 | 0 | 0 | 0 | 0 | 0 | 0 | 0 | 0 | 0 | 0 | 0 | 0 | 0 | 0 | 0 | 0 | 0 | 0 | 0 | 0 | 0
[8 empty] | #REF! | 16 | 39 | 0 | 0 | 0 | 0 | 0 | 0 | 0 | 0 | 0 | 0 | 0 | 0 | 0 | 0 | 0 | 0 | 0 | 0 | 0 | 0 | 0 | 0 | 0 | 0 | 0 | 0 | 0 | 0 | 0 | 0 | 0 | 0 | 0 | 0 | 0 | 0 | 0 | 0 | 0 | 0 | 0 | 0 | 0 | 0 | 0 | 0 | 0 | 0 | 0 | 0
[8 empty] | #REF! | 16 | 40 | 0 | 0 | 0 | 0 | 0 | 0 | 0 | 0 | 0 | 0 | 0 | 0 | 0 | 0 | 0 | 0 | 0 | 0 | 0 | 0 | 0 | 0 | 0 | 0 | 0 | 0 | 0 | 0 | 0 | 0 | 0 | 0 | 0 | 0 | 0 | 0 | 0 | 0 | 0 | 0 | 0 | 0 | 0 | 0 | 0 | 0 | 0 | 0 | 0 | 0
[8 empty] | #REF! | 16 | 41 | 0 | 0 | 0 | 0 | 0 | 0 | 0 | 0 | 0 | 0 | 0 | 0 | 0 | 0 | 0 | 0 | 0 | 0 | 0 | 0 | 0 | 0 | 0 | 0 | 0 | 0 | 0 | 0 | 0 | 0 | 0 | 0 | 0 | 0 | 0 | 0 | 0 | 0 | 0 | 0 | 0 | 0 | 0 | 0 | 0 | 0 | 0 | 0 | 0 | 0
[8 empty] | #REF! | 16 | 42 | 0 | 0 | 0 | 0 | 0 | 0 | 0 | 0 | 0 | 0 | 0 | 0 | 0 | 0 | 0 | 0 | 0 | 0 | 0 | 0 | 0 | 0 | 0 | 0 | 0 | 0 | 0 | 0 | 0 | 0 | 0 | 0 | 0 | 0 | 0 | 0 | 0 | 0 | 0 | 0 | 0 | 0 | 0 | 0 | 0 | 0 | 0 | 0 | 0 | 0
[8 empty] | #REF! | 16 | 43 | 0 | 0 | 0 | 0 | 0 | 0 | 0 | 0 | 0 | 0 | 0 | 0 | 0 | 0 | 0 | 0 | 0 | 0 | 0 | 0 | 0 | 0 | 0 | 0 | 0 | 0 | 0 | 0 | 0 | 0 | 0 | 0 | 0 | 0 | 0 | 0 | 0 | 0 | 0 | 0 | 0 | 0 | 0 | 0 | 0 | 0 | 0 | 0 | 0 | 0
[8 empty] | #REF! | 16 | 44 | 0 | 0 | 0 | 0 | 0 | 0 | 0 | 0 | 0 | 0 | 0 | 0 | 0 | 0 | 0 | 0 | 0 | 0 | 0 | 0 | 0 | 0 | 0 | 0 | 0 | 0 | 0 | 0 | 0 | 0 | 0 | 0 | 0 | 0 | 0 | 0 | 0 | 0 | 0 | 0 | 0 | 0 | 0 | 0 | 0 | 0 | 0 | 0 | 0 | 0
[8 empty] | #REF! | 16 | 45 | 0 | 0 | 0 | 0 | 0 | 0 | 0 | 0 | 0 | 0 | 0 | 0 | 0 | 0 | 0 | 0 | 0 | 0 | 0 | 0 | 0 | 0 | 0 | 0 | 0 | 0 | 0 | 0 | 0 | 0 | 0 | 0 | 0 | 0 | 0 | 0 | 0 | 0 | 0 | 0 | 0 | 0 | 0 | 0 | 0 | 0 | 0 | 0 | 0 | 0
[8 empty] | #REF! | 16 | 46 | 0 | 0 | 0 | 0 | 0 | 0 | 0 | 0 | 0 | 0 | 0 | 0 | 0 | 0 | 0 | 0 | 0 | 0 | 0 | 0 | 0 | 0 | 0 | 0 | 0 | 0 | 0 | 0 | 0 | 0 | 0 | 0 | 0 | 0 | 0 | 0 | 0 | 0 | 0 | 0 | 0 | 0 | 0 | 0 | 0 | 0 | 0 | 0 | 0 | 0
[8 empty] | #REF! | 16 | 47 | 0 | 0 | 0 | 0 | 0 | 0 | 0 | 0 | 0 | 0 | 0 | 0 | 0 | 0 | 0 | 0 | 0 | 0 | 0 | 0 | 0 | 0 | 0 | 0 | 0 | 0 | 0 | 0 | 0 | 0 | 0 | 0 | 0 | 0 | 0 | 0 | 0 | 0 | 0 | 0 | 0 | 0 | 0 | 0 | 0 | 0 | 0 | 0 | 0 | 0
[8 empty] | #REF! | 16 | 48 | 0 | 0 | 0 | 0 | 0 | 0 | 0 | 0 | 0 | 0 | 0 | 0 | 0 | 0 | 0 | 0 | 0 | 0 | 0 | 0 | 0 | 0 | 0 | 0 | 0 | 0 | 0 | 0 | 0 | 0 | 0 | 0 | 0 | 0 | 0 | 0 | 0 | 0 | 0 | 0 | 0 | 0 | 0 | 0 | 0 | 0 | 0 | 0 | 0 | 0
[8 empty] | #REF! | 16 | 49 | 0 | 0 | 0 | 0 | 0 | 0 | 0 | 0 | 0 | 0 | 0 | 0 | 0 | 0 | 0 | 0 | 0 | 0 | 0 | 0 | 0 | 0 | 0 | 0 | 0 | 0 | 0 | 0 | 0 | 0 | 0 | 0 | 0 | 0 | 0 | 0 | 0 | 0 | 0 | 0 | 0 | 0 | 0 | 0 | 0 | 0 | 0 | 0 | 0 | 0
[8 empty] | #REF! | 16 | 50 | 0 | 0 | 0 | 0 | 0 | 0 | 0 | 0 | 0 | 0 | 0 | 0 | 0 | 0 | 0 | 0 | 0 | 0 | 0 | 0 | 0 | 0 | 0 | 0 | 0 | 0 | 0 | 0 | 0 | 0 | 0 | 0 | 0 | 0 | 0 | 0 | 0 | 0 | 0 | 0 | 0 | 0 | 0 | 0 | 0 | 0 | 0 | 0 | 0 | 0
[8 empty] | #REF! | 17 | 0 | 0 | 0 | 0 | 0 | 0 | 0 | 0 | 0 | 0 | 0 | 0 | 0 | 0 | 0 | 0 | 0 | 0 | 0 | 0 | 0 | 0 | 0 | 0 | 0 | 0 | 0 | 0 | 0 | 0 | 0 | 0 | 0 | 0 | 0 | 0 | 0 | 0 | 0 | 0 | 0 | 0 | 0 | 0 | 0 | 0 | 0 | 0 | 0 | 0 | 0
[8 empty] | #REF! | 17 | 1 | 0 | 0 | 0 | 0 | 0 | 0 | 0 | 0 | 0 | 0 | 0 | 0 | 0 | 0 | 0 | 0 | 0 | 0 | 0 | 0 | 0 | 0 | 0 | 0 | 0 | 0 | 0 | 0 | 0 | 0 | 0 | 0 | 0 | 0 | 0 | 0 | 0 | 0 | 0 | 0 | 0 | 0 | 0 | 0 | 0 | 0 | 0 | 0 | 0 | 0
[8 empty] | #REF! | 17 | 2 | 0 | 0 | 0 | 0 | 0 | 0 | 0 | 0 | 0 | 0 | 0 | 0 | 0 | 0 | 0 | 0 | 0 | 0 | 0 | 0 | 0 | 0 | 0 | 0 | 0 | 0 | 0 | 0 | 0 | 0 | 0 | 0 | 0 | 0 | 0 | 0 | 0 | 0 | 0 | 0 | 0 | 0 | 0 | 0 | 0 | 0 | 0 | 0 | 0 | 0
[8 empty] | #REF! | 17 | 3 | 0 | 0 | 0 | 0 | 0 | 0 | 0 | 0 | 0 | 0 | 0 | 0 | 0 | 0 | 0 | 0 | 0 | 0 | 0 | 0 | 0 | 0 | 0 | 0 | 0 | 0 | 0 | 0 | 0 | 0 | 0 | 0 | 0 | 0 | 0 | 0 | 0 | 0 | 0 | 0 | 0 | 0 | 0 | 0 | 0 | 0 | 0 | 0 | 0 | 0
[8 empty] | #REF! | 17 | 4 | 0 | 0 | 0 | 0 | 0 | 0 | 0 | 0 | 0 | 0 | 0 | 0 | 0 | 0 | 0 | 0 | 0 | 0 | 0 | 0 | 0 | 0 | 0 | 0 | 0 | 0 | 0 | 0 | 0 | 0 | 0 | 0 | 0 | 0 | 0 | 0 | 0 | 0 | 0 | 0 | 0 | 0 | 0 | 0 | 0 | 0 | 0 | 0 | 0 | 0
[8 empty] | #REF! | 17 | 5 | 0 | 0 | 0 | 0 | 0 | 0 | 0 | 0 | 0 | 0 | 0 | 0 | 0 | 0 | 0 | 0 | 0 | 0 | 0 | 0 | 0 | 0 | 0 | 0 | 0 | 0 | 0 | 0 | 0 | 0 | 0 | 0 | 0 | 0 | 0 | 0 | 0 | 0 | 0 | 0 | 0 | 0 | 0 | 0 | 0 | 0 | 0 | 0 | 0 | 0
[8 empty] | #REF! | 17 | 6 | 0 | 0 | 0 | 0 | 0 | 0 | 0 | 0 | 0 | 0 | 0 | 0 | 0 | 0 | 0 | 0 | 0 | 0 | 0 | 0 | 0 | 0 | 0 | 0 | 0 | 0 | 0 | 0 | 0 | 0 | 0 | 0 | 0 | 0 | 0 | 0 | 0 | 0 | 0 | 0 | 0 | 0 | 0 | 0 | 0 | 0 | 0 | 0 | 0 | 0
[8 empty] | #REF! | 17 | 7 | 0 | 0 | 0 | 0 | 0 | 0 | 0 | 0 | 0 | 0 | 0 | 0 | 0 | 0 | 0 | 0 | 0 | 0 | 0 | 0 | 0 | 0 | 0 | 0 | 0 | 0 | 0 | 0 | 0 | 0 | 0 | 0 | 0 | 0 | 0 | 0 | 0 | 0 | 0 | 0 | 0 | 0 | 0 | 0 | 0 | 0 | 0 | 0 | 0 | 0
[8 empty] | #REF! | 17 | 8 | 0 | 0 | 0 | 0 | 0 | 0 | 0 | 0 | 0 | 0 | 0 | 0 | 0 | 0 | 0 | 0 | 0 | 0 | 0 | 0 | 0 | 0 | 0 | 0 | 0 | 0 | 0 | 0 | 0 | 0 | 0 | 0 | 0 | 0 | 0 | 0 | 0 | 0 | 0 | 0 | 0 | 0 | 0 | 0 | 0 | 0 | 0 | 0 | 0 | 0
[8 empty] | #REF! | 17 | 9 | 0 | 0 | 0 | 0 | 0 | 0 | 0 | 0 | 0 | 0 | 0 | 0 | 0 | 0 | 0 | 0 | 0 | 0 | 0 | 0 | 0 | 0 | 0 | 0 | 0 | 0 | 0 | 0 | 0 | 0 | 0 | 0 | 0 | 0 | 0 | 0 | 0 | 0 | 0 | 0 | 0 | 0 | 0 | 0 | 0 | 0 | 0 | 0 | 0 | 0
[8 empty] | #REF! | 17 | 10 | 0 | 0 | 0 | 0 | 0 | 0 | 0 | 0 | 0 | 0 | 0 | 0 | 0 | 0 | 0 | 0 | 0 | 0 | 0 | 0 | 0 | 0 | 0 | 0 | 0 | 0 | 0 | 0 | 0 | 0 | 0 | 0 | 0 | 0 | 0 | 0 | 0 | 0 | 0 | 0 | 0 | 0 | 0 | 0 | 0 | 0 | 0 | 0 | 0 | 0
[8 empty] | #REF! | 17 | 11 | 0 | 0 | 0 | 0 | 0 | 0 | 0 | 0 | 0 | 0 | 0 | 0 | 0 | 0 | 0 | 0 | 0 | 0 | 0 | 0 | 0 | 0 | 0 | 0 | 0 | 0 | 0 | 0 | 0 | 0 | 0 | 0 | 0 | 0 | 0 | 0 | 0 | 0 | 0 | 0 | 0 | 0 | 0 | 0 | 0 | 0 | 0 | 0 | 0 | 0
[8 empty] | #REF! | 17 | 12 | 0 | 0 | 0 | 0 | 0 | 0 | 0 | 0 | 0 | 0 | 0 | 0 | 0 | 0 | 0 | 0 | 0 | 0 | 0 | 0 | 0 | 0 | 0 | 0 | 0 | 0 | 0 | 0 | 0 | 0 | 0 | 0 | 0 | 0 | 0 | 0 | 0 | 0 | 0 | 0 | 0 | 0 | 0 | 0 | 0 | 0 | 0 | 0 | 0 | 0
[8 empty] | #REF! | 17 | 13 | 0 | 0 | 0 | 0 | 0 | 0 | 0 | 0 | 0 | 0 | 0 | 0 | 0 | 0 | 0 | 0 | 0 | 0 | 0 | 0 | 0 | 0 | 0 | 0 | 0 | 0 | 0 | 0 | 0 | 0 | 0 | 0 | 0 | 0 | 0 | 0 | 0 | 0 | 0 | 0 | 0 | 0 | 0 | 0 | 0 | 0 | 0 | 0 | 0 | 0
[8 empty] | #REF! | 17 | 14 | 0 | 0 | 0 | 0 | 0 | 0 | 0 | 0 | 0 | 0 | 0 | 0 | 0 | 0 | 0 | 0 | 0 | 0 | 0 | 0 | 0 | 0 | 0 | 0 | 0 | 0 | 0 | 0 | 0 | 0 | 0 | 0 | 0 | 0 | 0 | 0 | 0 | 0 | 0 | 0 | 0 | 0 | 0 | 0 | 0 | 0 | 0 | 0 | 0 | 0
[8 empty] | #REF! | 17 | 15 | 0 | 0 | 0 | 0 | 0 | 0 | 0 | 0 | 0 | 0 | 0 | 0 | 0 | 0 | 0 | 0 | 0 | 0 | 0 | 0 | 0 | 0 | 0 | 0 | 0 | 0 | 0 | 0 | 0 | 0 | 0 | 0 | 0 | 0 | 0 | 0 | 0 | 0 | 0 | 0 | 0 | 0 | 0 | 0 | 0 | 0 | 0 | 0 | 0 | 0
[8 empty] | #REF! | 17 | 16 | 0 | 0 | 0 | 0 | 0 | 0 | 0 | 0 | 0 | 0 | 0 | 0 | 0 | 0 | 0 | 0 | 0 | 0 | 0 | 0 | 0 | 0 | 0 | 0 | 0 | 0 | 0 | 0 | 0 | 0 | 0 | 0 | 0 | 0 | 0 | 0 | 0 | 0 | 0 | 0 | 0 | 0 | 0 | 0 | 0 | 0 | 0 | 0 | 0 | 0
[8 empty] | #REF! | 17 | 17 | 0 | 0 | 0 | 0 | 0 | 0 | 0 | 0 | 0 | 0 | 0 | 0 | 0 | 0 | 0 | 0 | 0 | 0 | 0 | 0 | 0 | 0 | 0 | 0 | 0 | 0 | 0 | 0 | 0 | 0 | 0 | 0 | 0 | 0 | 0 | 0 | 0 | 0 | 0 | 0 | 0 | 0 | 0 | 0 | 0 | 0 | 0 | 0 | 0 | 0
[8 empty] | #REF! | 17 | 18 | 0 | 0 | 0 | 0 | 0 | 0 | 0 | 0 | 0 | 0 | 0 | 0 | 0 | 0 | 0 | 0 | 0 | 0 | 0 | 0 | 0 | 0 | 0 | 0 | 0 | 0 | 0 | 0 | 0 | 0 | 0 | 0 | 0 | 0 | 0 | 0 | 0 | 0 | 0 | 0 | 0 | 0 | 0 | 0 | 0 | 0 | 0 | 0 | 0 | 0
[8 empty] | #REF! | 17 | 19 | 0 | 0 | 0 | 0 | 0 | 0 | 0 | 0 | 0 | 0 | 0 | 0 | 0 | 0 | 0 | 0 | 0 | 0 | 0 | 0 | 0 | 0 | 0 | 0 | 0 | 0 | 0 | 0 | 0 | 0 | 0 | 0 | 0 | 0 | 0 | 0 | 0 | 0 | 0 | 0 | 0 | 0 | 0 | 0 | 0 | 0 | 0 | 0 | 0 | 0
[8 empty] | #REF! | 17 | 20 | 0 | 0 | 0 | 0 | 0 | 0 | 0 | 0 | 0 | 0 | 0 | 0 | 0 | 0 | 0 | 0 | 0 | 0 | 0 | 0 | 0 | 0 | 0 | 0 | 0 | 0 | 0 | 0 | 0 | 0 | 0 | 0 | 0 | 0 | 0 | 0 | 0 | 0 | 0 | 0 | 0 | 0 | 0 | 0 | 0 | 0 | 0 | 0 | 0 | 0
[8 empty] | #REF! | 17 | 21 | 0 | 0 | 0 | 0 | 0 | 0 | 0 | 0 | 0 | 0 | 0 | 0 | 0 | 0 | 0 | 0 | 0 | 0 | 0 | 0 | 0 | 0 | 0 | 0 | 0 | 0 | 0 | 0 | 0 | 0 | 0 | 0 | 0 | 0 | 0 | 0 | 0 | 0 | 0 | 0 | 0 | 0 | 0 | 0 | 0 | 0 | 0 | 0 | 0 | 0
[8 empty] | #REF! | 17 | 22 | 0 | 0 | 0 | 0 | 0 | 0 | 0 | 0 | 0 | 0 | 0 | 0 | 0 | 0 | 0 | 0 | 0 | 0 | 0 | 0 | 0 | 0 | 0 | 0 | 0 | 0 | 0 | 0 | 0 | 0 | 0 | 0 | 0 | 0 | 0 | 0 | 0 | 0 | 0 | 0 | 0 | 0 | 0 | 0 | 0 | 0 | 0 | 0 | 0 | 0
[8 empty] | #REF! | 17 | 23 | 0 | 0 | 0 | 0 | 0 | 0 | 0 | 0 | 0 | 0 | 0 | 0 | 0 | 0 | 0 | 0 | 0 | 0 | 0 | 0 | 0 | 0 | 0 | 0 | 0 | 0 | 0 | 0 | 0 | 0 | 0 | 0 | 0 | 0 | 0 | 0 | 0 | 0 | 0 | 0 | 0 | 0 | 0 | 0 | 0 | 0 | 0 | 0 | 0 | 0
[8 empty] | #REF! | 17 | 24 | 0 | 0 | 0 | 0 | 0 | 0 | 0 | 0 | 0 | 0 | 0 | 0 | 0 | 0 | 0 | 0 | 0 | 0 | 0 | 0 | 0 | 0 | 0 | 0 | 0 | 0 | 0 | 0 | 0 | 0 | 0 | 0 | 0 | 0 | 0 | 0 | 0 | 0 | 0 | 0 | 0 | 0 | 0 | 0 | 0 | 0 | 0 | 0 | 0 | 0
[8 empty] | #REF! | 17 | 25 | 0 | 0 | 0 | 0 | 0 | 0 | 0 | 0 | 0 | 0 | 0 | 0 | 0 | 0 | 0 | 0 | 0 | 0 | 0 | 0 | 0 | 0 | 0 | 0 | 0 | 0 | 0 | 0 | 0 | 0 | 0 | 0 | 0 | 0 | 0 | 0 | 0 | 0 | 0 | 0 | 0 | 0 | 0 | 0 | 0 | 0 | 0 | 0 | 0 | 0
[8 empty] | #REF! | 17 | 26 | 0 | 0 | 0 | 0 | 0 | 0 | 0 | 0 | 0 | 0 | 0 | 0 | 0 | 0 | 0 | 0 | 0 | 0 | 0 | 0 | 0 | 0 | 0 | 0 | 0 | 0 | 0 | 0 | 0 | 0 | 0 | 0 | 0 | 0 | 0 | 0 | 0 | 0 | 0 | 0 | 0 | 0 | 0 | 0 | 0 | 0 | 0 | 0 | 0 | 0
[8 empty] | #REF! | 17 | 27 | 0 | 0 | 0 | 0 | 0 | 0 | 0 | 0 | 0 | 0 | 0 | 0 | 0 | 0 | 0 | 0 | 0 | 0 | 0 | 0 | 0 | 0 | 0 | 0 | 0 | 0 | 0 | 0 | 0 | 0 | 0 | 0 | 0 | 0 | 0 | 0 | 0 | 0 | 0 | 0 | 0 | 0 | 0 | 0 | 0 | 0 | 0 | 0 | 0 | 0
[8 empty] | #REF! | 17 | 28 | 0 | 0 | 0 | 0 | 0 | 0 | 0 | 0 | 0 | 0 | 0 | 0 | 0 | 0 | 0 | 0 | 0 | 0 | 0 | 0 | 0 | 0 | 0 | 0 | 0 | 0 | 0 | 0 | 0 | 0 | 0 | 0 | 0 | 0 | 0 | 0 | 0 | 0 | 0 | 0 | 0 | 0 | 0 | 0 | 0 | 0 | 0 | 0 | 0 | 0
[8 empty] | #REF! | 17 | 29 | 0 | 0 | 0 | 0 | 0 | 0 | 0 | 0 | 0 | 0 | 0 | 0 | 0 | 0 | 0 | 0 | 0 | 0 | 0 | 0 | 0 | 0 | 0 | 0 | 0 | 0 | 0 | 0 | 0 | 0 | 0 | 0 | 0 | 0 | 0 | 0 | 0 | 0 | 0 | 0 | 0 | 0 | 0 | 0 | 0 | 0 | 0 | 0 | 0 | 0
[8 empty] | #REF! | 17 | 30 | 0 | 0 | 0 | 0 | 0 | 0 | 0 | 0 | 0 | 0 | 0 | 0 | 0 | 0 | 0 | 0 | 0 | 0 | 0 | 0 | 0 | 0 | 0 | 0 | 0 | 0 | 0 | 0 | 0 | 0 | 0 | 0 | 0 | 0 | 0 | 0 | 0 | 0 | 0 | 0 | 0 | 0 | 0 | 0 | 0 | 0 | 0 | 0 | 0 | 0
[8 empty] | #REF! | 17 | 31 | 0 | 0 | 0 | 0 | 0 | 0 | 0 | 0 | 0 | 0 | 0 | 0 | 0 | 0 | 0 | 0 | 0 | 0 | 0 | 0 | 0 | 0 | 0 | 0 | 0 | 0 | 0 | 0 | 0 | 0 | 0 | 0 | 0 | 0 | 0 | 0 | 0 | 0 | 0 | 0 | 0 | 0 | 0 | 0 | 0 | 0 | 0 | 0 | 0 | 0
[8 empty] | #REF! | 17 | 32 | 0 | 0 | 0 | 0 | 0 | 0 | 0 | 0 | 0 | 0 | 0 | 0 | 0 | 0 | 0 | 0 | 0 | 0 | 0 | 0 | 0 | 0 | 0 | 0 | 0 | 0 | 0 | 0 | 0 | 0 | 0 | 0 | 0 | 0 | 0 | 0 | 0 | 0 | 0 | 0 | 0 | 0 | 0 | 0 | 0 | 0 | 0 | 0 | 0 | 0
[8 empty] | #REF! | 17 | 33 | 0 | 0 | 0 | 0 | 0 | 0 | 0 | 0 | 0 | 0 | 0 | 0 | 0 | 0 | 0 | 0 | 0 | 0 | 0 | 0 | 0 | 0 | 0 | 0 | 0 | 0 | 0 | 0 | 0 | 0 | 0 | 0 | 0 | 0 | 0 | 0 | 0 | 0 | 0 | 0 | 0 | 0 | 0 | 0 | 0 | 0 | 0 | 0 | 0 | 0
[8 empty] | #REF! | 17 | 34 | 0 | 0 | 0 | 0 | 0 | 0 | 0 | 0 | 0 | 0 | 0 | 0 | 0 | 0 | 0 | 0 | 0 | 0 | 0 | 0 | 0 | 0 | 0 | 0 | 0 | 0 | 0 | 0 | 0 | 0 | 0 | 0 | 0 | 0 | 0 | 0 | 0 | 0 | 0 | 0 | 0 | 0 | 0 | 0 | 0 | 0 | 0 | 0 | 0 | 0
[8 empty] | #REF! | 17 | 35 | 0 | 0 | 0 | 0 | 0 | 0 | 0 | 0 | 0 | 0 | 0 | 0 | 0 | 0 | 0 | 0 | 0 | 0 | 0 | 0 | 0 | 0 | 0 | 0 | 0 | 0 | 0 | 0 | 0 | 0 | 0 | 0 | 0 | 0 | 0 | 0 | 0 | 0 | 0 | 0 | 0 | 0 | 0 | 0 | 0 | 0 | 0 | 0 | 0 | 0
[8 empty] | #REF! | 17 | 36 | 0 | 0 | 0 | 0 | 0 | 0 | 0 | 0 | 0 | 0 | 0 | 0 | 0 | 0 | 0 | 0 | 0 | 0 | 0 | 0 | 0 | 0 | 0 | 0 | 0 | 0 | 0 | 0 | 0 | 0 | 0 | 0 | 0 | 0 | 0 | 0 | 0 | 0 | 0 | 0 | 0 | 0 | 0 | 0 | 0 | 0 | 0 | 0 | 0 | 0
[8 empty] | #REF! | 17 | 37 | 0 | 0 | 0 | 0 | 0 | 0 | 0 | 0 | 0 | 0 | 0 | 0 | 0 | 0 | 0 | 0 | 0 | 0 | 0 | 0 | 0 | 0 | 0 | 0 | 0 | 0 | 0 | 0 | 0 | 0 | 0 | 0 | 0 | 0 | 0 | 0 | 0 | 0 | 0 | 0 | 0 | 0 | 0 | 0 | 0 | 0 | 0 | 0 | 0 | 0
[8 empty] | #REF! | 17 | 38 | 0 | 0 | 0 | 0 | 0 | 0 | 0 | 0 | 0 | 0 | 0 | 0 | 0 | 0 | 0 | 0 | 0 | 0 | 0 | 0 | 0 | 0 | 0 | 0 | 0 | 0 | 0 | 0 | 0 | 0 | 0 | 0 | 0 | 0 | 0 | 0 | 0 | 0 | 0 | 0 | 0 | 0 | 0 | 0 | 0 | 0 | 0 | 0 | 0 | 0
[8 empty] | #REF! | 17 | 39 | 0 | 0 | 0 | 0 | 0 | 0 | 0 | 0 | 0 | 0 | 0 | 0 | 0 | 0 | 0 | 0 | 0 | 0 | 0 | 0 | 0 | 0 | 0 | 0 | 0 | 0 | 0 | 0 | 0 | 0 | 0 | 0 | 0 | 0 | 0 | 0 | 0 | 0 | 0 | 0 | 0 | 0 | 0 | 0 | 0 | 0 | 0 | 0 | 0 | 0
[8 empty] | #REF! | 17 | 40 | 0 | 0 | 0 | 0 | 0 | 0 | 0 | 0 | 0 | 0 | 0 | 0 | 0 | 0 | 0 | 0 | 0 | 0 | 0 | 0 | 0 | 0 | 0 | 0 | 0 | 0 | 0 | 0 | 0 | 0 | 0 | 0 | 0 | 0 | 0 | 0 | 0 | 0 | 0 | 0 | 0 | 0 | 0 | 0 | 0 | 0 | 0 | 0 | 0 | 0
[8 empty] | #REF! | 17 | 41 | 0 | 0 | 0 | 0 | 0 | 0 | 0 | 0 | 0 | 0 | 0 | 0 | 0 | 0 | 0 | 0 | 0 | 0 | 0 | 0 | 0 | 0 | 0 | 0 | 0 | 0 | 0 | 0 | 0 | 0 | 0 | 0 | 0 | 0 | 0 | 0 | 0 | 0 | 0 | 0 | 0 | 0 | 0 | 0 | 0 | 0 | 0 | 0 | 0 | 0
[8 empty] | #REF! | 17 | 42 | 0 | 0 | 0 | 0 | 0 | 0 | 0 | 0 | 0 | 0 | 0 | 0 | 0 | 0 | 0 | 0 | 0 | 0 | 0 | 0 | 0 | 0 | 0 | 0 | 0 | 0 | 0 | 0 | 0 | 0 | 0 | 0 | 0 | 0 | 0 | 0 | 0 | 0 | 0 | 0 | 0 | 0 | 0 | 0 | 0 | 0 | 0 | 0 | 0 | 0
[8 empty] | #REF! | 17 | 43 | 0 | 0 | 0 | 0 | 0 | 0 | 0 | 0 | 0 | 0 | 0 | 0 | 0 | 0 | 0 | 0 | 0 | 0 | 0 | 0 | 0 | 0 | 0 | 0 | 0 | 0 | 0 | 0 | 0 | 0 | 0 | 0 | 0 | 0 | 0 | 0 | 0 | 0 | 0 | 0 | 0 | 0 | 0 | 0 | 0 | 0 | 0 | 0 | 0 | 0
[8 empty] | #REF! | 17 | 44 | 0 | 0 | 0 | 0 | 0 | 0 | 0 | 0 | 0 | 0 | 0 | 0 | 0 | 0 | 0 | 0 | 0 | 0 | 0 | 0 | 0 | 0 | 0 | 0 | 0 | 0 | 0 | 0 | 0 | 0 | 0 | 0 | 0 | 0 | 0 | 0 | 0 | 0 | 0 | 0 | 0 | 0 | 0 | 0 | 0 | 0 | 0 | 0 | 0 | 0
[8 empty] | #REF! | 17 | 45 | 0 | 0 | 0 | 0 | 0 | 0 | 0 | 0 | 0 | 0 | 0 | 0 | 0 | 0 | 0 | 0 | 0 | 0 | 0 | 0 | 0 | 0 | 0 | 0 | 0 | 0 | 0 | 0 | 0 | 0 | 0 | 0 | 0 | 0 | 0 | 0 | 0 | 0 | 0 | 0 | 0 | 0 | 0 | 0 | 0 | 0 | 0 | 0 | 0 | 0
[8 empty] | #REF! | 17 | 46 | 0 | 0 | 0 | 0 | 0 | 0 | 0 | 0 | 0 | 0 | 0 | 0 | 0 | 0 | 0 | 0 | 0 | 0 | 0 | 0 | 0 | 0 | 0 | 0 | 0 | 0 | 0 | 0 | 0 | 0 | 0 | 0 | 0 | 0 | 0 | 0 | 0 | 0 | 0 | 0 | 0 | 0 | 0 | 0 | 0 | 0 | 0 | 0 | 0 | 0
[8 empty] | #REF! | 17 | 47 | 0 | 0 | 0 | 0 | 0 | 0 | 0 | 0 | 0 | 0 | 0 | 0 | 0 | 0 | 0 | 0 | 0 | 0 | 0 | 0 | 0 | 0 | 0 | 0 | 0 | 0 | 0 | 0 | 0 | 0 | 0 | 0 | 0 | 0 | 0 | 0 | 0 | 0 | 0 | 0 | 0 | 0 | 0 | 0 | 0 | 0 | 0 | 0 | 0 | 0
[8 empty] | #REF! | 17 | 48 | 0 | 0 | 0 | 0 | 0 | 0 | 0 | 0 | 0 | 0 | 0 | 0 | 0 | 0 | 0 | 0 | 0 | 0 | 0 | 0 | 0 | 0 | 0 | 0 | 0 | 0 | 0 | 0 | 0 | 0 | 0 | 0 | 0 | 0 | 0 | 0 | 0 | 0 | 0 | 0 | 0 | 0 | 0 | 0 | 0 | 0 | 0 | 0 | 0 | 0
[8 empty] | #REF! | 17 | 49 | 0 | 0 | 0 | 0 | 0 | 0 | 0 | 0 | 0 | 0 | 0 | 0 | 0 | 0 | 0 | 0 | 0 | 0 | 0 | 0 | 0 | 0 | 0 | 0 | 0 | 0 | 0 | 0 | 0 | 0 | 0 | 0 | 0 | 0 | 0 | 0 | 0 | 0 | 0 | 0 | 0 | 0 | 0 | 0 | 0 | 0 | 0 | 0 | 0 | 0
[8 empty] | #REF! | 17 | 50 | 0 | 0 | 0 | 0 | 0 | 0 | 0 | 0 | 0 | 0 | 0 | 0 | 0 | 0 | 0 | 0 | 0 | 0 | 0 | 0 | 0 | 0 | 0 | 0 | 0 | 0 | 0 | 0 | 0 | 0 | 0 | 0 | 0 | 0 | 0 | 0 | 0 | 0 | 0 | 0 | 0 | 0 | 0 | 0 | 0 | 0 | 0 | 0 | 0 | 0
[8 empty] | #REF! | 18 | 0 | 0 | 0 | 0 | 0 | 0 | 0 | 0 | 0 | 0 | 0 | 0 | 0 | 0 | 0 | 0 | 0 | 0 | 0 | 0 | 0 | 0 | 0 | 0 | 0 | 0 | 0 | 0 | 0 | 0 | 0 | 0 | 0 | 0 | 0 | 0 | 0 | 0 | 0 | 0 | 0 | 0 | 0 | 0 | 0 | 0 | 0 | 0 | 0 | 0 | 0
[8 empty] | #REF! | 18 | 1 | 0 | 0 | 0 | 0 | 0 | 0 | 0 | 0 | 0 | 0 | 0 | 0 | 0 | 0 | 0 | 0 | 0 | 0 | 0 | 0 | 0 | 0 | 0 | 0 | 0 | 0 | 0 | 0 | 0 | 0 | 0 | 0 | 0 | 0 | 0 | 0 | 0 | 0 | 0 | 0 | 0 | 0 | 0 | 0 | 0 | 0 | 0 | 0 | 0 | 0
[8 empty] | #REF! | 18 | 2 | 0 | 0 | 0 | 0 | 0 | 0 | 0 | 0 | 0 | 0 | 0 | 0 | 0 | 0 | 0 | 0 | 0 | 0 | 0 | 0 | 0 | 0 | 0 | 0 | 0 | 0 | 0 | 0 | 0 | 0 | 0 | 0 | 0 | 0 | 0 | 0 | 0 | 0 | 0 | 0 | 0 | 0 | 0 | 0 | 0 | 0 | 0 | 0 | 0 | 0
[8 empty] | #REF! | 18 | 3 | 0 | 0 | 0 | 0 | 0 | 0 | 0 | 0 | 0 | 0 | 0 | 0 | 0 | 0 | 0 | 0 | 0 | 0 | 0 | 0 | 0 | 0 | 0 | 0 | 0 | 0 | 0 | 0 | 0 | 0 | 0 | 0 | 0 | 0 | 0 | 0 | 0 | 0 | 0 | 0 | 0 | 0 | 0 | 0 | 0 | 0 | 0 | 0 | 0 | 0
[8 empty] | #REF! | 18 | 4 | 0 | 0 | 0 | 0 | 0 | 0 | 0 | 0 | 0 | 0 | 0 | 0 | 0 | 0 | 0 | 0 | 0 | 0 | 0 | 0 | 0 | 0 | 0 | 0 | 0 | 0 | 0 | 0 | 0 | 0 | 0 | 0 | 0 | 0 | 0 | 0 | 0 | 0 | 0 | 0 | 0 | 0 | 0 | 0 | 0 | 0 | 0 | 0 | 0 | 0
[8 empty] | #REF! | 18 | 5 | 0 | 0 | 0 | 0 | 0 | 0 | 0 | 0 | 0 | 0 | 0 | 0 | 0 | 0 | 0 | 0 | 0 | 0 | 0 | 0 | 0 | 0 | 0 | 0 | 0 | 0 | 0 | 0 | 0 | 0 | 0 | 0 | 0 | 0 | 0 | 0 | 0 | 0 | 0 | 0 | 0 | 0 | 0 | 0 | 0 | 0 | 0 | 0 | 0 | 0
[8 empty] | #REF! | 18 | 6 | 0 | 0 | 0 | 0 | 0 | 0 | 0 | 0 | 0 | 0 | 0 | 0 | 0 | 0 | 0 | 0 | 0 | 0 | 0 | 0 | 0 | 0 | 0 | 0 | 0 | 0 | 0 | 0 | 0 | 0 | 0 | 0 | 0 | 0 | 0 | 0 | 0 | 0 | 0 | 0 | 0 | 0 | 0 | 0 | 0 | 0 | 0 | 0 | 0 | 0
[8 empty] | #REF! | 18 | 7 | 0 | 0 | 0 | 0 | 0 | 0 | 0 | 0 | 0 | 0 | 0 | 0 | 0 | 0 | 0 | 0 | 0 | 0 | 0 | 0 | 0 | 0 | 0 | 0 | 0 | 0 | 0 | 0 | 0 | 0 | 0 | 0 | 0 | 0 | 0 | 0 | 0 | 0 | 0 | 0 | 0 | 0 | 0 | 0 | 0 | 0 | 0 | 0 | 0 | 0
[8 empty] | #REF! | 18 | 8 | 0 | 0 | 0 | 0 | 0 | 0 | 0 | 0 | 0 | 0 | 0 | 0 | 0 | 0 | 0 | 0 | 0 | 0 | 0 | 0 | 0 | 0 | 0 | 0 | 0 | 0 | 0 | 0 | 0 | 0 | 0 | 0 | 0 | 0 | 0 | 0 | 0 | 0 | 0 | 0 | 0 | 0 | 0 | 0 | 0 | 0 | 0 | 0 | 0 | 0
[8 empty] | #REF! | 18 | 9 | 0 | 0 | 0 | 0 | 0 | 0 | 0 | 0 | 0 | 0 | 0 | 0 | 0 | 0 | 0 | 0 | 0 | 0 | 0 | 0 | 0 | 0 | 0 | 0 | 0 | 0 | 0 | 0 | 0 | 0 | 0 | 0 | 0 | 0 | 0 | 0 | 0 | 0 | 0 | 0 | 0 | 0 | 0 | 0 | 0 | 0 | 0 | 0 | 0 | 0
[8 empty] | #REF! | 18 | 10 | 0 | 0 | 0 | 0 | 0 | 0 | 0 | 0 | 0 | 0 | 0 | 0 | 0 | 0 | 0 | 0 | 0 | 0 | 0 | 0 | 0 | 0 | 0 | 0 | 0 | 0 | 0 | 0 | 0 | 0 | 0 | 0 | 0 | 0 | 0 | 0 | 0 | 0 | 0 | 0 | 0 | 0 | 0 | 0 | 0 | 0 | 0 | 0 | 0 | 0
[8 empty] | #REF! | 18 | 11 | 0 | 0 | 0 | 0 | 0 | 0 | 0 | 0 | 0 | 0 | 0 | 0 | 0 | 0 | 0 | 0 | 0 | 0 | 0 | 0 | 0 | 0 | 0 | 0 | 0 | 0 | 0 | 0 | 0 | 0 | 0 | 0 | 0 | 0 | 0 | 0 | 0 | 0 | 0 | 0 | 0 | 0 | 0 | 0 | 0 | 0 | 0 | 0 | 0 | 0
[8 empty] | #REF! | 18 | 12 | 0 | 0 | 0 | 0 | 0 | 0 | 0 | 0 | 0 | 0 | 0 | 0 | 0 | 0 | 0 | 0 | 0 | 0 | 0 | 0 | 0 | 0 | 0 | 0 | 0 | 0 | 0 | 0 | 0 | 0 | 0 | 0 | 0 | 0 | 0 | 0 | 0 | 0 | 0 | 0 | 0 | 0 | 0 | 0 | 0 | 0 | 0 | 0 | 0 | 0
[8 empty] | #REF! | 18 | 13 | 0 | 0 | 0 | 0 | 0 | 0 | 0 | 0 | 0 | 0 | 0 | 0 | 0 | 0 | 0 | 0 | 0 | 0 | 0 | 0 | 0 | 0 | 0 | 0 | 0 | 0 | 0 | 0 | 0 | 0 | 0 | 0 | 0 | 0 | 0 | 0 | 0 | 0 | 0 | 0 | 0 | 0 | 0 | 0 | 0 | 0 | 0 | 0 | 0 | 0
[8 empty] | #REF! | 18 | 14 | 0 | 0 | 0 | 0 | 0 | 0 | 0 | 0 | 0 | 0 | 0 | 0 | 0 | 0 | 0 | 0 | 0 | 0 | 0 | 0 | 0 | 0 | 0 | 0 | 0 | 0 | 0 | 0 | 0 | 0 | 0 | 0 | 0 | 0 | 0 | 0 | 0 | 0 | 0 | 0 | 0 | 0 | 0 | 0 | 0 | 0 | 0 | 0 | 0 | 0
[8 empty] | #REF! | 18 | 15 | 0 | 0 | 0 | 0 | 0 | 0 | 0 | 0 | 0 | 0 | 0 | 0 | 0 | 0 | 0 | 0 | 0 | 0 | 0 | 0 | 0 | 0 | 0 | 0 | 0 | 0 | 0 | 0 | 0 | 0 | 0 | 0 | 0 | 0 | 0 | 0 | 0 | 0 | 0 | 0 | 0 | 0 | 0 | 0 | 0 | 0 | 0 | 0 | 0 | 0
[8 empty] | #REF! | 18 | 16 | 0 | 0 | 0 | 0 | 0 | 0 | 0 | 0 | 0 | 0 | 0 | 0 | 0 | 0 | 0 | 0 | 0 | 0 | 0 | 0 | 0 | 0 | 0 | 0 | 0 | 0 | 0 | 0 | 0 | 0 | 0 | 0 | 0 | 0 | 0 | 0 | 0 | 0 | 0 | 0 | 0 | 0 | 0 | 0 | 0 | 0 | 0 | 0 | 0 | 0
[8 empty] | #REF! | 18 | 17 | 0 | 0 | 0 | 0 | 0 | 0 | 0 | 0 | 0 | 0 | 0 | 0 | 0 | 0 | 0 | 0 | 0 | 0 | 0 | 0 | 0 | 0 | 0 | 0 | 0 | 0 | 0 | 0 | 0 | 0 | 0 | 0 | 0 | 0 | 0 | 0 | 0 | 0 | 0 | 0 | 0 | 0 | 0 | 0 | 0 | 0 | 0 | 0 | 0 | 0
[8 empty] | #REF! | 18 | 18 | 0 | 0 | 0 | 0 | 0 | 0 | 0 | 0 | 0 | 0 | 0 | 0 | 0 | 0 | 0 | 0 | 0 | 0 | 0 | 0 | 0 | 0 | 0 | 0 | 0 | 0 | 0 | 0 | 0 | 0 | 0 | 0 | 0 | 0 | 0 | 0 | 0 | 0 | 0 | 0 | 0 | 0 | 0 | 0 | 0 | 0 | 0 | 0 | 0 | 0
[8 empty] | #REF! | 18 | 19 | 0 | 0 | 0 | 0 | 0 | 0 | 0 | 0 | 0 | 0 | 0 | 0 | 0 | 0 | 0 | 0 | 0 | 0 | 0 | 0 | 0 | 0 | 0 | 0 | 0 | 0 | 0 | 0 | 0 | 0 | 0 | 0 | 0 | 0 | 0 | 0 | 0 | 0 | 0 | 0 | 0 | 0 | 0 | 0 | 0 | 0 | 0 | 0 | 0 | 0
[8 empty] | #REF! | 18 | 20 | 0 | 0 | 0 | 0 | 0 | 0 | 0 | 0 | 0 | 0 | 0 | 0 | 0 | 0 | 0 | 0 | 0 | 0 | 0 | 0 | 0 | 0 | 0 | 0 | 0 | 0 | 0 | 0 | 0 | 0 | 0 | 0 | 0 | 0 | 0 | 0 | 0 | 0 | 0 | 0 | 0 | 0 | 0 | 0 | 0 | 0 | 0 | 0 | 0 | 0
[8 empty] | #REF! | 18 | 21 | 0 | 0 | 0 | 0 | 0 | 0 | 0 | 0 | 0 | 0 | 0 | 0 | 0 | 0 | 0 | 0 | 0 | 0 | 0 | 0 | 0 | 0 | 0 | 0 | 0 | 0 | 0 | 0 | 0 | 0 | 0 | 0 | 0 | 0 | 0 | 0 | 0 | 0 | 0 | 0 | 0 | 0 | 0 | 0 | 0 | 0 | 0 | 0 | 0 | 0
[8 empty] | #REF! | 18 | 22 | 0 | 0 | 0 | 0 | 0 | 0 | 0 | 0 | 0 | 0 | 0 | 0 | 0 | 0 | 0 | 0 | 0 | 0 | 0 | 0 | 0 | 0 | 0 | 0 | 0 | 0 | 0 | 0 | 0 | 0 | 0 | 0 | 0 | 0 | 0 | 0 | 0 | 0 | 0 | 0 | 0 | 0 | 0 | 0 | 0 | 0 | 0 | 0 | 0 | 0
[8 empty] | #REF! | 18 | 23 | 0 | 0 | 0 | 0 | 0 | 0 | 0 | 0 | 0 | 0 | 0 | 0 | 0 | 0 | 0 | 0 | 0 | 0 | 0 | 0 | 0 | 0 | 0 | 0 | 0 | 0 | 0 | 0 | 0 | 0 | 0 | 0 | 0 | 0 | 0 | 0 | 0 | 0 | 0 | 0 | 0 | 0 | 0 | 0 | 0 | 0 | 0 | 0 | 0 | 0
[8 empty] | #REF! | 18 | 24 | 0 | 0 | 0 | 0 | 0 | 0 | 0 | 0 | 0 | 0 | 0 | 0 | 0 | 0 | 0 | 0 | 0 | 0 | 0 | 0 | 0 | 0 | 0 | 0 | 0 | 0 | 0 | 0 | 0 | 0 | 0 | 0 | 0 | 0 | 0 | 0 | 0 | 0 | 0 | 0 | 0 | 0 | 0 | 0 | 0 | 0 | 0 | 0 | 0 | 0
[8 empty] | #REF! | 18 | 25 | 0 | 0 | 0 | 0 | 0 | 0 | 0 | 0 | 0 | 0 | 0 | 0 | 0 | 0 | 0 | 0 | 0 | 0 | 0 | 0 | 0 | 0 | 0 | 0 | 0 | 0 | 0 | 0 | 0 | 0 | 0 | 0 | 0 | 0 | 0 | 0 | 0 | 0 | 0 | 0 | 0 | 0 | 0 | 0 | 0 | 0 | 0 | 0 | 0 | 0
[8 empty] | #REF! | 18 | 26 | 0 | 0 | 0 | 0 | 0 | 0 | 0 | 0 | 0 | 0 | 0 | 0 | 0 | 0 | 0 | 0 | 0 | 0 | 0 | 0 | 0 | 0 | 0 | 0 | 0 | 0 | 0 | 0 | 0 | 0 | 0 | 0 | 0 | 0 | 0 | 0 | 0 | 0 | 0 | 0 | 0 | 0 | 0 | 0 | 0 | 0 | 0 | 0 | 0 | 0
[8 empty] | #REF! | 18 | 27 | 0 | 0 | 0 | 0 | 0 | 0 | 0 | 0 | 0 | 0 | 0 | 0 | 0 | 0 | 0 | 0 | 0 | 0 | 0 | 0 | 0 | 0 | 0 | 0 | 0 | 0 | 0 | 0 | 0 | 0 | 0 | 0 | 0 | 0 | 0 | 0 | 0 | 0 | 0 | 0 | 0 | 0 | 0 | 0 | 0 | 0 | 0 | 0 | 0 | 0
[8 empty] | #REF! | 18 | 28 | 0 | 0 | 0 | 0 | 0 | 0 | 0 | 0 | 0 | 0 | 0 | 0 | 0 | 0 | 0 | 0 | 0 | 0 | 0 | 0 | 0 | 0 | 0 | 0 | 0 | 0 | 0 | 0 | 0 | 0 | 0 | 0 | 0 | 0 | 0 | 0 | 0 | 0 | 0 | 0 | 0 | 0 | 0 | 0 | 0 | 0 | 0 | 0 | 0 | 0
[8 empty] | #REF! | 18 | 29 | 0 | 0 | 0 | 0 | 0 | 0 | 0 | 0 | 0 | 0 | 0 | 0 | 0 | 0 | 0 | 0 | 0 | 0 | 0 | 0 | 0 | 0 | 0 | 0 | 0 | 0 | 0 | 0 | 0 | 0 | 0 | 0 | 0 | 0 | 0 | 0 | 0 | 0 | 0 | 0 | 0 | 0 | 0 | 0 | 0 | 0 | 0 | 0 | 0 | 0
[8 empty] | #REF! | 18 | 30 | 0 | 0 | 0 | 0 | 0 | 0 | 0 | 0 | 0 | 0 | 0 | 0 | 0 | 0 | 0 | 0 | 0 | 0 | 0 | 0 | 0 | 0 | 0 | 0 | 0 | 0 | 0 | 0 | 0 | 0 | 0 | 0 | 0 | 0 | 0 | 0 | 0 | 0 | 0 | 0 | 0 | 0 | 0 | 0 | 0 | 0 | 0 | 0 | 0 | 0
[8 empty] | #REF! | 18 | 31 | 0 | 0 | 0 | 0 | 0 | 0 | 0 | 0 | 0 | 0 | 0 | 0 | 0 | 0 | 0 | 0 | 0 | 0 | 0 | 0 | 0 | 0 | 0 | 0 | 0 | 0 | 0 | 0 | 0 | 0 | 0 | 0 | 0 | 0 | 0 | 0 | 0 | 0 | 0 | 0 | 0 | 0 | 0 | 0 | 0 | 0 | 0 | 0 | 0 | 0
[8 empty] | #REF! | 18 | 32 | 0 | 0 | 0 | 0 | 0 | 0 | 0 | 0 | 0 | 0 | 0 | 0 | 0 | 0 | 0 | 0 | 0 | 0 | 0 | 0 | 0 | 0 | 0 | 0 | 0 | 0 | 0 | 0 | 0 | 0 | 0 | 0 | 0 | 0 | 0 | 0 | 0 | 0 | 0 | 0 | 0 | 0 | 0 | 0 | 0 | 0 | 0 | 0 | 0 | 0
[8 empty] | #REF! | 18 | 33 | 0 | 0 | 0 | 0 | 0 | 0 | 0 | 0 | 0 | 0 | 0 | 0 | 0 | 0 | 0 | 0 | 0 | 0 | 0 | 0 | 0 | 0 | 0 | 0 | 0 | 0 | 0 | 0 | 0 | 0 | 0 | 0 | 0 | 0 | 0 | 0 | 0 | 0 | 0 | 0 | 0 | 0 | 0 | 0 | 0 | 0 | 0 | 0 | 0 | 0
[8 empty] | #REF! | 18 | 34 | 0 | 0 | 0 | 0 | 0 | 0 | 0 | 0 | 0 | 0 | 0 | 0 | 0 | 0 | 0 | 0 | 0 | 0 | 0 | 0 | 0 | 0 | 0 | 0 | 0 | 0 | 0 | 0 | 0 | 0 | 0 | 0 | 0 | 0 | 0 | 0 | 0 | 0 | 0 | 0 | 0 | 0 | 0 | 0 | 0 | 0 | 0 | 0 | 0 | 0
[8 empty] | #REF! | 18 | 35 | 0 | 0 | 0 | 0 | 0 | 0 | 0 | 0 | 0 | 0 | 0 | 0 | 0 | 0 | 0 | 0 | 0 | 0 | 0 | 0 | 0 | 0 | 0 | 0 | 0 | 0 | 0 | 0 | 0 | 0 | 0 | 0 | 0 | 0 | 0 | 0 | 0 | 0 | 0 | 0 | 0 | 0 | 0 | 0 | 0 | 0 | 0 | 0 | 0 | 0
[8 empty] | #REF! | 18 | 36 | 0 | 0 | 0 | 0 | 0 | 0 | 0 | 0 | 0 | 0 | 0 | 0 | 0 | 0 | 0 | 0 | 0 | 0 | 0 | 0 | 0 | 0 | 0 | 0 | 0 | 0 | 0 | 0 | 0 | 0 | 0 | 0 | 0 | 0 | 0 | 0 | 0 | 0 | 0 | 0 | 0 | 0 | 0 | 0 | 0 | 0 | 0 | 0 | 0 | 0
[8 empty] | #REF! | 18 | 37 | 0 | 0 | 0 | 0 | 0 | 0 | 0 | 0 | 0 | 0 | 0 | 0 | 0 | 0 | 0 | 0 | 0 | 0 | 0 | 0 | 0 | 0 | 0 | 0 | 0 | 0 | 0 | 0 | 0 | 0 | 0 | 0 | 0 | 0 | 0 | 0 | 0 | 0 | 0 | 0 | 0 | 0 | 0 | 0 | 0 | 0 | 0 | 0 | 0 | 0
[8 empty] | #REF! | 18 | 38 | 0 | 0 | 0 | 0 | 0 | 0 | 0 | 0 | 0 | 0 | 0 | 0 | 0 | 0 | 0 | 0 | 0 | 0 | 0 | 0 | 0 | 0 | 0 | 0 | 0 | 0 | 0 | 0 | 0 | 0 | 0 | 0 | 0 | 0 | 0 | 0 | 0 | 0 | 0 | 0 | 0 | 0 | 0 | 0 | 0 | 0 | 0 | 0 | 0 | 0
[8 empty] | #REF! | 18 | 39 | 0 | 0 | 0 | 0 | 0 | 0 | 0 | 0 | 0 | 0 | 0 | 0 | 0 | 0 | 0 | 0 | 0 | 0 | 0 | 0 | 0 | 0 | 0 | 0 | 0 | 0 | 0 | 0 | 0 | 0 | 0 | 0 | 0 | 0 | 0 | 0 | 0 | 0 | 0 | 0 | 0 | 0 | 0 | 0 | 0 | 0 | 0 | 0 | 0 | 0
[8 empty] | #REF! | 18 | 40 | 0 | 0 | 0 | 0 | 0 | 0 | 0 | 0 | 0 | 0 | 0 | 0 | 0 | 0 | 0 | 0 | 0 | 0 | 0 | 0 | 0 | 0 | 0 | 0 | 0 | 0 | 0 | 0 | 0 | 0 | 0 | 0 | 0 | 0 | 0 | 0 | 0 | 0 | 0 | 0 | 0 | 0 | 0 | 0 | 0 | 0 | 0 | 0 | 0 | 0
[8 empty] | #REF! | 18 | 41 | 0 | 0 | 0 | 0 | 0 | 0 | 0 | 0 | 0 | 0 | 0 | 0 | 0 | 0 | 0 | 0 | 0 | 0 | 0 | 0 | 0 | 0 | 0 | 0 | 0 | 0 | 0 | 0 | 0 | 0 | 0 | 0 | 0 | 0 | 0 | 0 | 0 | 0 | 0 | 0 | 0 | 0 | 0 | 0 | 0 | 0 | 0 | 0 | 0 | 0
[8 empty] | #REF! | 18 | 42 | 0 | 0 | 0 | 0 | 0 | 0 | 0 | 0 | 0 | 0 | 0 | 0 | 0 | 0 | 0 | 0 | 0 | 0 | 0 | 0 | 0 | 0 | 0 | 0 | 0 | 0 | 0 | 0 | 0 | 0 | 0 | 0 | 0 | 0 | 0 | 0 | 0 | 0 | 0 | 0 | 0 | 0 | 0 | 0 | 0 | 0 | 0 | 0 | 0 | 0
[8 empty] | #REF! | 18 | 43 | 0 | 0 | 0 | 0 | 0 | 0 | 0 | 0 | 0 | 0 | 0 | 0 | 0 | 0 | 0 | 0 | 0 | 0 | 0 | 0 | 0 | 0 | 0 | 0 | 0 | 0 | 0 | 0 | 0 | 0 | 0 | 0 | 0 | 0 | 0 | 0 | 0 | 0 | 0 | 0 | 0 | 0 | 0 | 0 | 0 | 0 | 0 | 0 | 0 | 0
[8 empty] | #REF! | 18 | 44 | 0 | 0 | 0 | 0 | 0 | 0 | 0 | 0 | 0 | 0 | 0 | 0 | 0 | 0 | 0 | 0 | 0 | 0 | 0 | 0 | 0 | 0 | 0 | 0 | 0 | 0 | 0 | 0 | 0 | 0 | 0 | 0 | 0 | 0 | 0 | 0 | 0 | 0 | 0 | 0 | 0 | 0 | 0 | 0 | 0 | 0 | 0 | 0 | 0 | 0
[8 empty] | #REF! | 18 | 45 | 0 | 0 | 0 | 0 | 0 | 0 | 0 | 0 | 0 | 0 | 0 | 0 | 0 | 0 | 0 | 0 | 0 | 0 | 0 | 0 | 0 | 0 | 0 | 0 | 0 | 0 | 0 | 0 | 0 | 0 | 0 | 0 | 0 | 0 | 0 | 0 | 0 | 0 | 0 | 0 | 0 | 0 | 0 | 0 | 0 | 0 | 0 | 0 | 0 | 0
[8 empty] | #REF! | 18 | 46 | 0 | 0 | 0 | 0 | 0 | 0 | 0 | 0 | 0 | 0 | 0 | 0 | 0 | 0 | 0 | 0 | 0 | 0 | 0 | 0 | 0 | 0 | 0 | 0 | 0 | 0 | 0 | 0 | 0 | 0 | 0 | 0 | 0 | 0 | 0 | 0 | 0 | 0 | 0 | 0 | 0 | 0 | 0 | 0 | 0 | 0 | 0 | 0 | 0 | 0
[8 empty] | #REF! | 18 | 47 | 0 | 0 | 0 | 0 | 0 | 0 | 0 | 0 | 0 | 0 | 0 | 0 | 0 | 0 | 0 | 0 | 0 | 0 | 0 | 0 | 0 | 0 | 0 | 0 | 0 | 0 | 0 | 0 | 0 | 0 | 0 | 0 | 0 | 0 | 0 | 0 | 0 | 0 | 0 | 0 | 0 | 0 | 0 | 0 | 0 | 0 | 0 | 0 | 0 | 0
[8 empty] | #REF! | 18 | 48 | 0 | 0 | 0 | 0 | 0 | 0 | 0 | 0 | 0 | 0 | 0 | 0 | 0 | 0 | 0 | 0 | 0 | 0 | 0 | 0 | 0 | 0 | 0 | 0 | 0 | 0 | 0 | 0 | 0 | 0 | 0 | 0 | 0 | 0 | 0 | 0 | 0 | 0 | 0 | 0 | 0 | 0 | 0 | 0 | 0 | 0 | 0 | 0 | 0 | 0
[8 empty] | #REF! | 18 | 49 | 0 | 0 | 0 | 0 | 0 | 0 | 0 | 0 | 0 | 0 | 0 | 0 | 0 | 0 | 0 | 0 | 0 | 0 | 0 | 0 | 0 | 0 | 0 | 0 | 0 | 0 | 0 | 0 | 0 | 0 | 0 | 0 | 0 | 0 | 0 | 0 | 0 | 0 | 0 | 0 | 0 | 0 | 0 | 0 | 0 | 0 | 0 | 0 | 0 | 0
[8 empty] | #REF! | 18 | 50 | 0 | 0 | 0 | 0 | 0 | 0 | 0 | 0 | 0 | 0 | 0 | 0 | 0 | 0 | 0 | 0 | 0 | 0 | 0 | 0 | 0 | 0 | 0 | 0 | 0 | 0 | 0 | 0 | 0 | 0 | 0 | 0 | 0 | 0 | 0 | 0 | 0 | 0 | 0 | 0 | 0 | 0 | 0 | 0 | 0 | 0 | 0 | 0 | 0 | 0
[8 empty] | #REF! | 19 | 0 | 0 | 0 | 0 | 0 | 0 | 0 | 0 | 0 | 0 | 0 | 0 | 0 | 0 | 0 | 0 | 0 | 0 | 0 | 0 | 0 | 0 | 0 | 0 | 0 | 0 | 0 | 0 | 0 | 0 | 0 | 0 | 0 | 0 | 0 | 0 | 0 | 0 | 0 | 0 | 0 | 0 | 0 | 0 | 0 | 0 | 0 | 0 | 0 | 0 | 0
[8 empty] | #REF! | 19 | 1 | 0 | 0 | 0 | 0 | 0 | 0 | 0 | 0 | 0 | 0 | 0 | 0 | 0 | 0 | 0 | 0 | 0 | 0 | 0 | 0 | 0 | 0 | 0 | 0 | 0 | 0 | 0 | 0 | 0 | 0 | 0 | 0 | 0 | 0 | 0 | 0 | 0 | 0 | 0 | 0 | 0 | 0 | 0 | 0 | 0 | 0 | 0 | 0 | 0 | 0
[8 empty] | #REF! | 19 | 2 | 0 | 0 | 0 | 0 | 0 | 0 | 0 | 0 | 0 | 0 | 0 | 0 | 0 | 0 | 0 | 0 | 0 | 0 | 0 | 0 | 0 | 0 | 0 | 0 | 0 | 0 | 0 | 0 | 0 | 0 | 0 | 0 | 0 | 0 | 0 | 0 | 0 | 0 | 0 | 0 | 0 | 0 | 0 | 0 | 0 | 0 | 0 | 0 | 0 | 0
[8 empty] | #REF! | 19 | 3 | 0 | 0 | 0 | 0 | 0 | 0 | 0 | 0 | 0 | 0 | 0 | 0 | 0 | 0 | 0 | 0 | 0 | 0 | 0 | 0 | 0 | 0 | 0 | 0 | 0 | 0 | 0 | 0 | 0 | 0 | 0 | 0 | 0 | 0 | 0 | 0 | 0 | 0 | 0 | 0 | 0 | 0 | 0 | 0 | 0 | 0 | 0 | 0 | 0 | 0
[8 empty] | #REF! | 19 | 4 | 0 | 0 | 0 | 0 | 0 | 0 | 0 | 0 | 0 | 0 | 0 | 0 | 0 | 0 | 0 | 0 | 0 | 0 | 0 | 0 | 0 | 0 | 0 | 0 | 0 | 0 | 0 | 0 | 0 | 0 | 0 | 0 | 0 | 0 | 0 | 0 | 0 | 0 | 0 | 0 | 0 | 0 | 0 | 0 | 0 | 0 | 0 | 0 | 0 | 0
[8 empty] | #REF! | 19 | 5 | 0 | 0 | 0 | 0 | 0 | 0 | 0 | 0 | 0 | 0 | 0 | 0 | 0 | 0 | 0 | 0 | 0 | 0 | 0 | 0 | 0 | 0 | 0 | 0 | 0 | 0 | 0 | 0 | 0 | 0 | 0 | 0 | 0 | 0 | 0 | 0 | 0 | 0 | 0 | 0 | 0 | 0 | 0 | 0 | 0 | 0 | 0 | 0 | 0 | 0
[8 empty] | #REF! | 19 | 6 | 0 | 0 | 0 | 0 | 0 | 0 | 0 | 0 | 0 | 0 | 0 | 0 | 0 | 0 | 0 | 0 | 0 | 0 | 0 | 0 | 0 | 0 | 0 | 0 | 0 | 0 | 0 | 0 | 0 | 0 | 0 | 0 | 0 | 0 | 0 | 0 | 0 | 0 | 0 | 0 | 0 | 0 | 0 | 0 | 0 | 0 | 0 | 0 | 0 | 0
[8 empty] | #REF! | 19 | 7 | 0 | 0 | 0 | 0 | 0 | 0 | 0 | 0 | 0 | 0 | 0 | 0 | 0 | 0 | 0 | 0 | 0 | 0 | 0 | 0 | 0 | 0 | 0 | 0 | 0 | 0 | 0 | 0 | 0 | 0 | 0 | 0 | 0 | 0 | 0 | 0 | 0 | 0 | 0 | 0 | 0 | 0 | 0 | 0 | 0 | 0 | 0 | 0 | 0 | 0
[8 empty] | #REF! | 19 | 8 | 0 | 0 | 0 | 0 | 0 | 0 | 0 | 0 | 0 | 0 | 0 | 0 | 0 | 0 | 0 | 0 | 0 | 0 | 0 | 0 | 0 | 0 | 0 | 0 | 0 | 0 | 0 | 0 | 0 | 0 | 0 | 0 | 0 | 0 | 0 | 0 | 0 | 0 | 0 | 0 | 0 | 0 | 0 | 0 | 0 | 0 | 0 | 0 | 0 | 0
[8 empty] | #REF! | 19 | 9 | 0 | 0 | 0 | 0 | 0 | 0 | 0 | 0 | 0 | 0 | 0 | 0 | 0 | 0 | 0 | 0 | 0 | 0 | 0 | 0 | 0 | 0 | 0 | 0 | 0 | 0 | 0 | 0 | 0 | 0 | 0 | 0 | 0 | 0 | 0 | 0 | 0 | 0 | 0 | 0 | 0 | 0 | 0 | 0 | 0 | 0 | 0 | 0 | 0 | 0
[8 empty] | #REF! | 19 | 10 | 0 | 0 | 0 | 0 | 0 | 0 | 0 | 0 | 0 | 0 | 0 | 0 | 0 | 0 | 0 | 0 | 0 | 0 | 0 | 0 | 0 | 0 | 0 | 0 | 0 | 0 | 0 | 0 | 0 | 0 | 0 | 0 | 0 | 0 | 0 | 0 | 0 | 0 | 0 | 0 | 0 | 0 | 0 | 0 | 0 | 0 | 0 | 0 | 0 | 0
[8 empty] | #REF! | 19 | 11 | 0 | 0 | 0 | 0 | 0 | 0 | 0 | 0 | 0 | 0 | 0 | 0 | 0 | 0 | 0 | 0 | 0 | 0 | 0 | 0 | 0 | 0 | 0 | 0 | 0 | 0 | 0 | 0 | 0 | 0 | 0 | 0 | 0 | 0 | 0 | 0 | 0 | 0 | 0 | 0 | 0 | 0 | 0 | 0 | 0 | 0 | 0 | 0 | 0 | 0
[8 empty] | #REF! | 19 | 12 | 0 | 0 | 0 | 0 | 0 | 0 | 0 | 0 | 0 | 0 | 0 | 0 | 0 | 0 | 0 | 0 | 0 | 0 | 0 | 0 | 0 | 0 | 0 | 0 | 0 | 0 | 0 | 0 | 0 | 0 | 0 | 0 | 0 | 0 | 0 | 0 | 0 | 0 | 0 | 0 | 0 | 0 | 0 | 0 | 0 | 0 | 0 | 0 | 0 | 0
[8 empty] | #REF! | 19 | 13 | 0 | 0 | 0 | 0 | 0 | 0 | 0 | 0 | 0 | 0 | 0 | 0 | 0 | 0 | 0 | 0 | 0 | 0 | 0 | 0 | 0 | 0 | 0 | 0 | 0 | 0 | 0 | 0 | 0 | 0 | 0 | 0 | 0 | 0 | 0 | 0 | 0 | 0 | 0 | 0 | 0 | 0 | 0 | 0 | 0 | 0 | 0 | 0 | 0 | 0
[8 empty] | #REF! | 19 | 14 | 0 | 0 | 0 | 0 | 0 | 0 | 0 | 0 | 0 | 0 | 0 | 0 | 0 | 0 | 0 | 0 | 0 | 0 | 0 | 0 | 0 | 0 | 0 | 0 | 0 | 0 | 0 | 0 | 0 | 0 | 0 | 0 | 0 | 0 | 0 | 0 | 0 | 0 | 0 | 0 | 0 | 0 | 0 | 0 | 0 | 0 | 0 | 0 | 0 | 0
[8 empty] | #REF! | 19 | 15 | 0 | 0 | 0 | 0 | 0 | 0 | 0 | 0 | 0 | 0 | 0 | 0 | 0 | 0 | 0 | 0 | 0 | 0 | 0 | 0 | 0 | 0 | 0 | 0 | 0 | 0 | 0 | 0 | 0 | 0 | 0 | 0 | 0 | 0 | 0 | 0 | 0 | 0 | 0 | 0 | 0 | 0 | 0 | 0 | 0 | 0 | 0 | 0 | 0 | 0
[8 empty] | #REF! | 19 | 16 | 0 | 0 | 0 | 0 | 0 | 0 | 0 | 0 | 0 | 0 | 0 | 0 | 0 | 0 | 0 | 0 | 0 | 0 | 0 | 0 | 0 | 0 | 0 | 0 | 0 | 0 | 0 | 0 | 0 | 0 | 0 | 0 | 0 | 0 | 0 | 0 | 0 | 0 | 0 | 0 | 0 | 0 | 0 | 0 | 0 | 0 | 0 | 0 | 0 | 0
[8 empty] | #REF! | 19 | 17 | 0 | 0 | 0 | 0 | 0 | 0 | 0 | 0 | 0 | 0 | 0 | 0 | 0 | 0 | 0 | 0 | 0 | 0 | 0 | 0 | 0 | 0 | 0 | 0 | 0 | 0 | 0 | 0 | 0 | 0 | 0 | 0 | 0 | 0 | 0 | 0 | 0 | 0 | 0 | 0 | 0 | 0 | 0 | 0 | 0 | 0 | 0 | 0 | 0 | 0
[8 empty] | #REF! | 19 | 18 | 0 | 0 | 0 | 0 | 0 | 0 | 0 | 0 | 0 | 0 | 0 | 0 | 0 | 0 | 0 | 0 | 0 | 0 | 0 | 0 | 0 | 0 | 0 | 0 | 0 | 0 | 0 | 0 | 0 | 0 | 0 | 0 | 0 | 0 | 0 | 0 | 0 | 0 | 0 | 0 | 0 | 0 | 0 | 0 | 0 | 0 | 0 | 0 | 0 | 0
[8 empty] | #REF! | 19 | 19 | 0 | 0 | 0 | 0 | 0 | 0 | 0 | 0 | 0 | 0 | 0 | 0 | 0 | 0 | 0 | 0 | 0 | 0 | 0 | 0 | 0 | 0 | 0 | 0 | 0 | 0 | 0 | 0 | 0 | 0 | 0 | 0 | 0 | 0 | 0 | 0 | 0 | 0 | 0 | 0 | 0 | 0 | 0 | 0 | 0 | 0 | 0 | 0 | 0 | 0
[8 empty] | #REF! | 19 | 20 | 0 | 0 | 0 | 0 | 0 | 0 | 0 | 0 | 0 | 0 | 0 | 0 | 0 | 0 | 0 | 0 | 0 | 0 | 0 | 0 | 0 | 0 | 0 | 0 | 0 | 0 | 0 | 0 | 0 | 0 | 0 | 0 | 0 | 0 | 0 | 0 | 0 | 0 | 0 | 0 | 0 | 0 | 0 | 0 | 0 | 0 | 0 | 0 | 0 | 0
[8 empty] | #REF! | 19 | 21 | 0 | 0 | 0 | 0 | 0 | 0 | 0 | 0 | 0 | 0 | 0 | 0 | 0 | 0 | 0 | 0 | 0 | 0 | 0 | 0 | 0 | 0 | 0 | 0 | 0 | 0 | 0 | 0 | 0 | 0 | 0 | 0 | 0 | 0 | 0 | 0 | 0 | 0 | 0 | 0 | 0 | 0 | 0 | 0 | 0 | 0 | 0 | 0 | 0 | 0
[8 empty] | #REF! | 19 | 22 | 0 | 0 | 0 | 0 | 0 | 0 | 0 | 0 | 0 | 0 | 0 | 0 | 0 | 0 | 0 | 0 | 0 | 0 | 0 | 0 | 0 | 0 | 0 | 0 | 0 | 0 | 0 | 0 | 0 | 0 | 0 | 0 | 0 | 0 | 0 | 0 | 0 | 0 | 0 | 0 | 0 | 0 | 0 | 0 | 0 | 0 | 0 | 0 | 0 | 0
[8 empty] | #REF! | 19 | 23 | 0 | 0 | 0 | 0 | 0 | 0 | 0 | 0 | 0 | 0 | 0 | 0 | 0 | 0 | 0 | 0 | 0 | 0 | 0 | 0 | 0 | 0 | 0 | 0 | 0 | 0 | 0 | 0 | 0 | 0 | 0 | 0 | 0 | 0 | 0 | 0 | 0 | 0 | 0 | 0 | 0 | 0 | 0 | 0 | 0 | 0 | 0 | 0 | 0 | 0
[8 empty] | #REF! | 19 | 24 | 0 | 0 | 0 | 0 | 0 | 0 | 0 | 0 | 0 | 0 | 0 | 0 | 0 | 0 | 0 | 0 | 0 | 0 | 0 | 0 | 0 | 0 | 0 | 0 | 0 | 0 | 0 | 0 | 0 | 0 | 0 | 0 | 0 | 0 | 0 | 0 | 0 | 0 | 0 | 0 | 0 | 0 | 0 | 0 | 0 | 0 | 0 | 0 | 0 | 0
[8 empty] | #REF! | 19 | 25 | 0 | 0 | 0 | 0 | 0 | 0 | 0 | 0 | 0 | 0 | 0 | 0 | 0 | 0 | 0 | 0 | 0 | 0 | 0 | 0 | 0 | 0 | 0 | 0 | 0 | 0 | 0 | 0 | 0 | 0 | 0 | 0 | 0 | 0 | 0 | 0 | 0 | 0 | 0 | 0 | 0 | 0 | 0 | 0 | 0 | 0 | 0 | 0 | 0 | 0
[8 empty] | #REF! | 19 | 26 | 0 | 0 | 0 | 0 | 0 | 0 | 0 | 0 | 0 | 0 | 0 | 0 | 0 | 0 | 0 | 0 | 0 | 0 | 0 | 0 | 0 | 0 | 0 | 0 | 0 | 0 | 0 | 0 | 0 | 0 | 0 | 0 | 0 | 0 | 0 | 0 | 0 | 0 | 0 | 0 | 0 | 0 | 0 | 0 | 0 | 0 | 0 | 0 | 0 | 0
[8 empty] | #REF! | 19 | 27 | 0 | 0 | 0 | 0 | 0 | 0 | 0 | 0 | 0 | 0 | 0 | 0 | 0 | 0 | 0 | 0 | 0 | 0 | 0 | 0 | 0 | 0 | 0 | 0 | 0 | 0 | 0 | 0 | 0 | 0 | 0 | 0 | 0 | 0 | 0 | 0 | 0 | 0 | 0 | 0 | 0 | 0 | 0 | 0 | 0 | 0 | 0 | 0 | 0 | 0
[8 empty] | #REF! | 19 | 28 | 0 | 0 | 0 | 0 | 0 | 0 | 0 | 0 | 0 | 0 | 0 | 0 | 0 | 0 | 0 | 0 | 0 | 0 | 0 | 0 | 0 | 0 | 0 | 0 | 0 | 0 | 0 | 0 | 0 | 0 | 0 | 0 | 0 | 0 | 0 | 0 | 0 | 0 | 0 | 0 | 0 | 0 | 0 | 0 | 0 | 0 | 0 | 0 | 0 | 0
[8 empty] | #REF! | 19 | 29 | 0 | 0 | 0 | 0 | 0 | 0 | 0 | 0 | 0 | 0 | 0 | 0 | 0 | 0 | 0 | 0 | 0 | 0 | 0 | 0 | 0 | 0 | 0 | 0 | 0 | 0 | 0 | 0 | 0 | 0 | 0 | 0 | 0 | 0 | 0 | 0 | 0 | 0 | 0 | 0 | 0 | 0 | 0 | 0 | 0 | 0 | 0 | 0 | 0 | 0
[8 empty] | #REF! | 19 | 30 | 0 | 0 | 0 | 0 | 0 | 0 | 0 | 0 | 0 | 0 | 0 | 0 | 0 | 0 | 0 | 0 | 0 | 0 | 0 | 0 | 0 | 0 | 0 | 0 | 0 | 0 | 0 | 0 | 0 | 0 | 0 | 0 | 0 | 0 | 0 | 0 | 0 | 0 | 0 | 0 | 0 | 0 | 0 | 0 | 0 | 0 | 0 | 0 | 0 | 0
[8 empty] | #REF! | 19 | 31 | 0 | 0 | 0 | 0 | 0 | 0 | 0 | 0 | 0 | 0 | 0 | 0 | 0 | 0 | 0 | 0 | 0 | 0 | 0 | 0 | 0 | 0 | 0 | 0 | 0 | 0 | 0 | 0 | 0 | 0 | 0 | 0 | 0 | 0 | 0 | 0 | 0 | 0 | 0 | 0 | 0 | 0 | 0 | 0 | 0 | 0 | 0 | 0 | 0 | 0
[8 empty] | #REF! | 19 | 32 | 0 | 0 | 0 | 0 | 0 | 0 | 0 | 0 | 0 | 0 | 0 | 0 | 0 | 0 | 0 | 0 | 0 | 0 | 0 | 0 | 0 | 0 | 0 | 0 | 0 | 0 | 0 | 0 | 0 | 0 | 0 | 0 | 0 | 0 | 0 | 0 | 0 | 0 | 0 | 0 | 0 | 0 | 0 | 0 | 0 | 0 | 0 | 0 | 0 | 0
[8 empty] | #REF! | 19 | 33 | 0 | 0 | 0 | 0 | 0 | 0 | 0 | 0 | 0 | 0 | 0 | 0 | 0 | 0 | 0 | 0 | 0 | 0 | 0 | 0 | 0 | 0 | 0 | 0 | 0 | 0 | 0 | 0 | 0 | 0 | 0 | 0 | 0 | 0 | 0 | 0 | 0 | 0 | 0 | 0 | 0 | 0 | 0 | 0 | 0 | 0 | 0 | 0 | 0 | 0
[8 empty] | #REF! | 19 | 34 | 0 | 0 | 0 | 0 | 0 | 0 | 0 | 0 | 0 | 0 | 0 | 0 | 0 | 0 | 0 | 0 | 0 | 0 | 0 | 0 | 0 | 0 | 0 | 0 | 0 | 0 | 0 | 0 | 0 | 0 | 0 | 0 | 0 | 0 | 0 | 0 | 0 | 0 | 0 | 0 | 0 | 0 | 0 | 0 | 0 | 0 | 0 | 0 | 0 | 0
[8 empty] | #REF! | 19 | 35 | 0 | 0 | 0 | 0 | 0 | 0 | 0 | 0 | 0 | 0 | 0 | 0 | 0 | 0 | 0 | 0 | 0 | 0 | 0 | 0 | 0 | 0 | 0 | 0 | 0 | 0 | 0 | 0 | 0 | 0 | 0 | 0 | 0 | 0 | 0 | 0 | 0 | 0 | 0 | 0 | 0 | 0 | 0 | 0 | 0 | 0 | 0 | 0 | 0 | 0
[8 empty] | #REF! | 19 | 36 | 0 | 0 | 0 | 0 | 0 | 0 | 0 | 0 | 0 | 0 | 0 | 0 | 0 | 0 | 0 | 0 | 0 | 0 | 0 | 0 | 0 | 0 | 0 | 0 | 0 | 0 | 0 | 0 | 0 | 0 | 0 | 0 | 0 | 0 | 0 | 0 | 0 | 0 | 0 | 0 | 0 | 0 | 0 | 0 | 0 | 0 | 0 | 0 | 0 | 0
[8 empty] | #REF! | 19 | 37 | 0 | 0 | 0 | 0 | 0 | 0 | 0 | 0 | 0 | 0 | 0 | 0 | 0 | 0 | 0 | 0 | 0 | 0 | 0 | 0 | 0 | 0 | 0 | 0 | 0 | 0 | 0 | 0 | 0 | 0 | 0 | 0 | 0 | 0 | 0 | 0 | 0 | 0 | 0 | 0 | 0 | 0 | 0 | 0 | 0 | 0 | 0 | 0 | 0 | 0
[8 empty] | #REF! | 19 | 38 | 0 | 0 | 0 | 0 | 0 | 0 | 0 | 0 | 0 | 0 | 0 | 0 | 0 | 0 | 0 | 0 | 0 | 0 | 0 | 0 | 0 | 0 | 0 | 0 | 0 | 0 | 0 | 0 | 0 | 0 | 0 | 0 | 0 | 0 | 0 | 0 | 0 | 0 | 0 | 0 | 0 | 0 | 0 | 0 | 0 | 0 | 0 | 0 | 0 | 0
[8 empty] | #REF! | 19 | 39 | 0 | 0 | 0 | 0 | 0 | 0 | 0 | 0 | 0 | 0 | 0 | 0 | 0 | 0 | 0 | 0 | 0 | 0 | 0 | 0 | 0 | 0 | 0 | 0 | 0 | 0 | 0 | 0 | 0 | 0 | 0 | 0 | 0 | 0 | 0 | 0 | 0 | 0 | 0 | 0 | 0 | 0 | 0 | 0 | 0 | 0 | 0 | 0 | 0 | 0
[8 empty] | #REF! | 19 | 40 | 0 | 0 | 0 | 0 | 0 | 0 | 0 | 0 | 0 | 0 | 0 | 0 | 0 | 0 | 0 | 0 | 0 | 0 | 0 | 0 | 0 | 0 | 0 | 0 | 0 | 0 | 0 | 0 | 0 | 0 | 0 | 0 | 0 | 0 | 0 | 0 | 0 | 0 | 0 | 0 | 0 | 0 | 0 | 0 | 0 | 0 | 0 | 0 | 0 | 0
[8 empty] | #REF! | 19 | 41 | 0 | 0 | 0 | 0 | 0 | 0 | 0 | 0 | 0 | 0 | 0 | 0 | 0 | 0 | 0 | 0 | 0 | 0 | 0 | 0 | 0 | 0 | 0 | 0 | 0 | 0 | 0 | 0 | 0 | 0 | 0 | 0 | 0 | 0 | 0 | 0 | 0 | 0 | 0 | 0 | 0 | 0 | 0 | 0 | 0 | 0 | 0 | 0 | 0 | 0
[8 empty] | #REF! | 19 | 42 | 0 | 0 | 0 | 0 | 0 | 0 | 0 | 0 | 0 | 0 | 0 | 0 | 0 | 0 | 0 | 0 | 0 | 0 | 0 | 0 | 0 | 0 | 0 | 0 | 0 | 0 | 0 | 0 | 0 | 0 | 0 | 0 | 0 | 0 | 0 | 0 | 0 | 0 | 0 | 0 | 0 | 0 | 0 | 0 | 0 | 0 | 0 | 0 | 0 | 0
[8 empty] | #REF! | 19 | 43 | 0 | 0 | 0 | 0 | 0 | 0 | 0 | 0 | 0 | 0 | 0 | 0 | 0 | 0 | 0 | 0 | 0 | 0 | 0 | 0 | 0 | 0 | 0 | 0 | 0 | 0 | 0 | 0 | 0 | 0 | 0 | 0 | 0 | 0 | 0 | 0 | 0 | 0 | 0 | 0 | 0 | 0 | 0 | 0 | 0 | 0 | 0 | 0 | 0 | 0
[8 empty] | #REF! | 19 | 44 | 0 | 0 | 0 | 0 | 0 | 0 | 0 | 0 | 0 | 0 | 0 | 0 | 0 | 0 | 0 | 0 | 0 | 0 | 0 | 0 | 0 | 0 | 0 | 0 | 0 | 0 | 0 | 0 | 0 | 0 | 0 | 0 | 0 | 0 | 0 | 0 | 0 | 0 | 0 | 0 | 0 | 0 | 0 | 0 | 0 | 0 | 0 | 0 | 0 | 0
[8 empty] | #REF! | 19 | 45 | 0 | 0 | 0 | 0 | 0 | 0 | 0 | 0 | 0 | 0 | 0 | 0 | 0 | 0 | 0 | 0 | 0 | 0 | 0 | 0 | 0 | 0 | 0 | 0 | 0 | 0 | 0 | 0 | 0 | 0 | 0 | 0 | 0 | 0 | 0 | 0 | 0 | 0 | 0 | 0 | 0 | 0 | 0 | 0 | 0 | 0 | 0 | 0 | 0 | 0
[8 empty] | #REF! | 19 | 46 | 0 | 0 | 0 | 0 | 0 | 0 | 0 | 0 | 0 | 0 | 0 | 0 | 0 | 0 | 0 | 0 | 0 | 0 | 0 | 0 | 0 | 0 | 0 | 0 | 0 | 0 | 0 | 0 | 0 | 0 | 0 | 0 | 0 | 0 | 0 | 0 | 0 | 0 | 0 | 0 | 0 | 0 | 0 | 0 | 0 | 0 | 0 | 0 | 0 | 0
[8 empty] | #REF! | 19 | 47 | 0 | 0 | 0 | 0 | 0 | 0 | 0 | 0 | 0 | 0 | 0 | 0 | 0 | 0 | 0 | 0 | 0 | 0 | 0 | 0 | 0 | 0 | 0 | 0 | 0 | 0 | 0 | 0 | 0 | 0 | 0 | 0 | 0 | 0 | 0 | 0 | 0 | 0 | 0 | 0 | 0 | 0 | 0 | 0 | 0 | 0 | 0 | 0 | 0 | 0
[8 empty] | #REF! | 19 | 48 | 0 | 0 | 0 | 0 | 0 | 0 | 0 | 0 | 0 | 0 | 0 | 0 | 0 | 0 | 0 | 0 | 0 | 0 | 0 | 0 | 0 | 0 | 0 | 0 | 0 | 0 | 0 | 0 | 0 | 0 | 0 | 0 | 0 | 0 | 0 | 0 | 0 | 0 | 0 | 0 | 0 | 0 | 0 | 0 | 0 | 0 | 0 | 0 | 0 | 0
[8 empty] | #REF! | 19 | 49 | 0 | 0 | 0 | 0 | 0 | 0 | 0 | 0 | 0 | 0 | 0 | 0 | 0 | 0 | 0 | 0 | 0 | 0 | 0 | 0 | 0 | 0 | 0 | 0 | 0 | 0 | 0 | 0 | 0 | 0 | 0 | 0 | 0 | 0 | 0 | 0 | 0 | 0 | 0 | 0 | 0 | 0 | 0 | 0 | 0 | 0 | 0 | 0 | 0 | 0
[8 empty] | #REF! | 19 | 50 | 0 | 0 | 0 | 0 | 0 | 0 | 0 | 0 | 0 | 0 | 0 | 0 | 0 | 0 | 0 | 0 | 0 | 0 | 0 | 0 | 0 | 0 | 0 | 0 | 0 | 0 | 0 | 0 | 0 | 0 | 0 | 0 | 0 | 0 | 0 | 0 | 0 | 0 | 0 | 0 | 0 | 0 | 0 | 0 | 0 | 0 | 0 | 0 | 0 | 0
[8 empty] | #REF! | 20 | 0 | 2021 | 0 | 0 | 0 | 0 | 0 | 0 | 0 | 0 | 0 | 0 | 0 | 0 | 0 | 0 | 0 | 0 | 0 | 0 | 0 | 0 | 0 | 0 | 0 | 0 | 0 | 0 | 0 | 0 | 0 | 0 | 0 | 0 | 0 | 0 | 0 | 0 | 0 | 0 | 0 | 0 | 0 | 0 | 0 | 0 | 0 | 0 | 0 | 0 | 0
[8 empty] | #REF! | 20 | 1 | 2022 | 2021 | 0 | 0 | 0 | 0 | 0 | 0 | 0 | 0 | 0 | 0 | 0 | 0 | 0 | 0 | 0 | 0 | 0 | 0 | 0 | 0 | 0 | 0 | 0 | 0 | 0 | 0 | 0 | 0 | 0 | 0 | 0 | 0 | 0 | 0 | 0 | 0 | 0 | 0 | 0 | 0 | 0 | 0 | 0 | 0 | 0 | 0 | 0 | 0
[8 empty] | #REF! | 20 | 2 | 2023 | 2022 | 2021 | 0 | 0 | 0 | 0 | 0 | 0 | 0 | 0 | 0 | 0 | 0 | 0 | 0 | 0 | 0 | 0 | 0 | 0 | 0 | 0 | 0 | 0 | 0 | 0 | 0 | 0 | 0 | 0 | 0 | 0 | 0 | 0 | 0 | 0 | 0 | 0 | 0 | 0 | 0 | 0 | 0 | 0 | 0 | 0 | 0 | 0 | 0
[8 empty] | #REF! | 20 | 3 | 2024 | 2023 | 2022 | 2021 | 0 | 0 | 0 | 0 | 0 | 0 | 0 | 0 | 0 | 0 | 0 | 0 | 0 | 0 | 0 | 0 | 0 | 0 | 0 | 0 | 0 | 0 | 0 | 0 | 0 | 0 | 0 | 0 | 0 | 0 | 0 | 0 | 0 | 0 | 0 | 0 | 0 | 0 | 0 | 0 | 0 | 0 | 0 | 0 | 0 | 0
[8 empty] | #REF! | 20 | 4 | 2025 | 2024 | 2023 | 2022 | 2021 | 0 | 0 | 0 | 0 | 0 | 0 | 0 | 0 | 0 | 0 | 0 | 0 | 0 | 0 | 0 | 0 | 0 | 0 | 0 | 0 | 0 | 0 | 0 | 0 | 0 | 0 | 0 | 0 | 0 | 0 | 0 | 0 | 0 | 0 | 0 | 0 | 0 | 0 | 0 | 0 | 0 | 0 | 0 | 0 | 0
[8 empty] | #REF! | 20 | 5 | 2026 | 2025 | 2024 | 2023 | 2022 | 2021 | 0 | 0 | 0 | 0 | 0 | 0 | 0 | 0 | 0 | 0 | 0 | 0 | 0 | 0 | 0 | 0 | 0 | 0 | 0 | 0 | 0 | 0 | 0 | 0 | 0 | 0 | 0 | 0 | 0 | 0 | 0 | 0 | 0 | 0 | 0 | 0 | 0 | 0 | 0 | 0 | 0 | 0 | 0 | 0
[8 empty] | #REF! | 20 | 6 | 2027 | 2026 | 2025 | 2024 | 2023 | 2022 | 2021 | 0 | 0 | 0 | 0 | 0 | 0 | 0 | 0 | 0 | 0 | 0 | 0 | 0 | 0 | 0 | 0 | 0 | 0 | 0 | 0 | 0 | 0 | 0 | 0 | 0 | 0 | 0 | 0 | 0 | 0 | 0 | 0 | 0 | 0 | 0 | 0 | 0 | 0 | 0 | 0 | 0 | 0 | 0
[8 empty] | #REF! | 20 | 7 | 2028 | 2027 | 2026 | 2025 | 2024 | 2023 | 2022 | 2021 | 0 | 0 | 0 | 0 | 0 | 0 | 0 | 0 | 0 | 0 | 0 | 0 | 0 | 0 | 0 | 0 | 0 | 0 | 0 | 0 | 0 | 0 | 0 | 0 | 0 | 0 | 0 | 0 | 0 | 0 | 0 | 0 | 0 | 0 | 0 | 0 | 0 | 0 | 0 | 0 | 0 | 0
[8 empty] | #REF! | 20 | 8 | 2029 | 2028 | 2027 | 2026 | 2025 | 2024 | 2023 | 2022 | 2021 | 0 | 0 | 0 | 0 | 0 | 0 | 0 | 0 | 0 | 0 | 0 | 0 | 0 | 0 | 0 | 0 | 0 | 0 | 0 | 0 | 0 | 0 | 0 | 0 | 0 | 0 | 0 | 0 | 0 | 0 | 0 | 0 | 0 | 0 | 0 | 0 | 0 | 0 | 0 | 0 | 0
[8 empty] | #REF! | 20 | 9 | 2030 | 2029 | 2028 | 2027 | 2026 | 2025 | 2024 | 2023 | 2022 | 2021 | 0 | 0 | 0 | 0 | 0 | 0 | 0 | 0 | 0 | 0 | 0 | 0 | 0 | 0 | 0 | 0 | 0 | 0 | 0 | 0 | 0 | 0 | 0 | 0 | 0 | 0 | 0 | 0 | 0 | 0 | 0 | 0 | 0 | 0 | 0 | 0 | 0 | 0 | 0 | 0
[8 empty] | #REF! | 20 | 10 | 2031 | 2030 | 2029 | 2028 | 2027 | 2026 | 2025 | 2024 | 2023 | 2022 | 2021 | 0 | 0 | 0 | 0 | 0 | 0 | 0 | 0 | 0 | 0 | 0 | 0 | 0 | 0 | 0 | 0 | 0 | 0 | 0 | 0 | 0 | 0 | 0 | 0 | 0 | 0 | 0 | 0 | 0 | 0 | 0 | 0 | 0 | 0 | 0 | 0 | 0 | 0 | 0
[8 empty] | #REF! | 20 | 11 | 2032 | 2031 | 2030 | 2029 | 2028 | 2027 | 2026 | 2025 | 2024 | 2023 | 2022 | 2021 | 0 | 0 | 0 | 0 | 0 | 0 | 0 | 0 | 0 | 0 | 0 | 0 | 0 | 0 | 0 | 0 | 0 | 0 | 0 | 0 | 0 | 0 | 0 | 0 | 0 | 0 | 0 | 0 | 0 | 0 | 0 | 0 | 0 | 0 | 0 | 0 | 0 | 0
[8 empty] | #REF! | 20 | 12 | 2033 | 2032 | 2031 | 2030 | 2029 | 2028 | 2027 | 2026 | 2025 | 2024 | 2023 | 2022 | 2021 | 0 | 0 | 0 | 0 | 0 | 0 | 0 | 0 | 0 | 0 | 0 | 0 | 0 | 0 | 0 | 0 | 0 | 0 | 0 | 0 | 0 | 0 | 0 | 0 | 0 | 0 | 0 | 0 | 0 | 0 | 0 | 0 | 0 | 0 | 0 | 0 | 0
[8 empty] | #REF! | 20 | 13 | 2034 | 2033 | 2032 | 2031 | 2030 | 2029 | 2028 | 2027 | 2026 | 2025 | 2024 | 2023 | 2022 | 2021 | 0 | 0 | 0 | 0 | 0 | 0 | 0 | 0 | 0 | 0 | 0 | 0 | 0 | 0 | 0 | 0 | 0 | 0 | 0 | 0 | 0 | 0 | 0 | 0 | 0 | 0 | 0 | 0 | 0 | 0 | 0 | 0 | 0 | 0 | 0 | 0
[8 empty] | #REF! | 20 | 14 | 2035 | 2034 | 2033 | 2032 | 2031 | 2030 | 2029 | 2028 | 2027 | 2026 | 2025 | 2024 | 2023 | 2022 | 2021 | 0 | 0 | 0 | 0 | 0 | 0 | 0 | 0 | 0 | 0 | 0 | 0 | 0 | 0 | 0 | 0 | 0 | 0 | 0 | 0 | 0 | 0 | 0 | 0 | 0 | 0 | 0 | 0 | 0 | 0 | 0 | 0 | 0 | 0 | 0
[8 empty] | #REF! | 20 | 15 | 2036 | 2035 | 2034 | 2033 | 2032 | 2031 | 2030 | 2029 | 2028 | 2027 | 2026 | 2025 | 2024 | 2023 | 2022 | 2021 | 0 | 0 | 0 | 0 | 0 | 0 | 0 | 0 | 0 | 0 | 0 | 0 | 0 | 0 | 0 | 0 | 0 | 0 | 0 | 0 | 0 | 0 | 0 | 0 | 0 | 0 | 0 | 0 | 0 | 0 | 0 | 0 | 0 | 0
[8 empty] | #REF! | 20 | 16 | 2037 | 2036 | 2035 | 2034 | 2033 | 2032 | 2031 | 2030 | 2029 | 2028 | 2027 | 2026 | 2025 | 2024 | 2023 | 2022 | 2021 | 0 | 0 | 0 | 0 | 0 | 0 | 0 | 0 | 0 | 0 | 0 | 0 | 0 | 0 | 0 | 0 | 0 | 0 | 0 | 0 | 0 | 0 | 0 | 0 | 0 | 0 | 0 | 0 | 0 | 0 | 0 | 0 | 0
[8 empty] | #REF! | 20 | 17 | 2038 | 2037 | 2036 | 2035 | 2034 | 2033 | 2032 | 2031 | 2030 | 2029 | 2028 | 2027 | 2026 | 2025 | 2024 | 2023 | 2022 | 2021 | 0 | 0 | 0 | 0 | 0 | 0 | 0 | 0 | 0 | 0 | 0 | 0 | 0 | 0 | 0 | 0 | 0 | 0 | 0 | 0 | 0 | 0 | 0 | 0 | 0 | 0 | 0 | 0 | 0 | 0 | 0 | 0
[8 empty] | #REF! | 20 | 18 | 2039 | 2038 | 2037 | 2036 | 2035 | 2034 | 2033 | 2032 | 2031 | 2030 | 2029 | 2028 | 2027 | 2026 | 2025 | 2024 | 2023 | 2022 | 2021 | 0 | 0 | 0 | 0 | 0 | 0 | 0 | 0 | 0 | 0 | 0 | 0 | 0 | 0 | 0 | 0 | 0 | 0 | 0 | 0 | 0 | 0 | 0 | 0 | 0 | 0 | 0 | 0 | 0 | 0 | 0
[8 empty] | #REF! | 20 | 19 | 2040 | 2039 | 2038 | 2037 | 2036 | 2035 | 2034 | 2033 | 2032 | 2031 | 2030 | 2029 | 2028 | 2027 | 2026 | 2025 | 2024 | 2023 | 2022 | 2021 | 0 | 0 | 0 | 0 | 0 | 0 | 0 | 0 | 0 | 0 | 0 | 0 | 0 | 0 | 0 | 0 | 0 | 0 | 0 | 0 | 0 | 0 | 0 | 0 | 0 | 0 | 0 | 0 | 0 | 0
[8 empty] | #REF! | 20 | 20 | 2041 | 2040 | 2039 | 2038 | 2037 | 2036 | 2035 | 2034 | 2033 | 2032 | 2031 | 2030 | 2029 | 2028 | 2027 | 2026 | 2025 | 2024 | 2023 | 2022 | 2021 | 0 | 0 | 0 | 0 | 0 | 0 | 0 | 0 | 0 | 0 | 0 | 0 | 0 | 0 | 0 | 0 | 0 | 0 | 0 | 0 | 0 | 0 | 0 | 0 | 0 | 0 | 0 | 0 | 0
[8 empty] | #REF! | 20 | 21 | 2042 | 2041 | 2040 | 2039 | 2038 | 2037 | 2036 | 2035 | 2034 | 2033 | 2032 | 2031 | 2030 | 2029 | 2028 | 2027 | 2026 | 2025 | 2024 | 2023 | 2022 | 2021 | 0 | 0 | 0 | 0 | 0 | 0 | 0 | 0 | 0 | 0 | 0 | 0 | 0 | 0 | 0 | 0 | 0 | 0 | 0 | 0 | 0 | 0 | 0 | 0 | 0 | 0 | 0 | 0
[8 empty] | #REF! | 20 | 22 | 2043 | 2042 | 2041 | 2040 | 2039 | 2038 | 2037 | 2036 | 2035 | 2034 | 2033 | 2032 | 2031 | 2030 | 2029 | 2028 | 2027 | 2026 | 2025 | 2024 | 2023 | 2022 | 2021 | 0 | 0 | 0 | 0 | 0 | 0 | 0 | 0 | 0 | 0 | 0 | 0 | 0 | 0 | 0 | 0 | 0 | 0 | 0 | 0 | 0 | 0 | 0 | 0 | 0 | 0 | 0
[8 empty] | #REF! | 20 | 23 | 2044 | 2043 | 2042 | 2041 | 2040 | 2039 | 2038 | 2037 | 2036 | 2035 | 2034 | 2033 | 2032 | 2031 | 2030 | 2029 | 2028 | 2027 | 2026 | 2025 | 2024 | 2023 | 2022 | 2021 | 0 | 0 | 0 | 0 | 0 | 0 | 0 | 0 | 0 | 0 | 0 | 0 | 0 | 0 | 0 | 0 | 0 | 0 | 0 | 0 | 0 | 0 | 0 | 0 | 0 | 0
[8 empty] | #REF! | 20 | 24 | 2045 | 2044 | 2043 | 2042 | 2041 | 2040 | 2039 | 2038 | 2037 | 2036 | 2035 | 2034 | 2033 | 2032 | 2031 | 2030 | 2029 | 2028 | 2027 | 2026 | 2025 | 2024 | 2023 | 2022 | 2021 | 0 | 0 | 0 | 0 | 0 | 0 | 0 | 0 | 0 | 0 | 0 | 0 | 0 | 0 | 0 | 0 | 0 | 0 | 0 | 0 | 0 | 0 | 0 | 0 | 0
[8 empty] | #REF! | 20 | 25 | 2046 | 2045 | 2044 | 2043 | 2042 | 2041 | 2040 | 2039 | 2038 | 2037 | 2036 | 2035 | 2034 | 2033 | 2032 | 2031 | 2030 | 2029 | 2028 | 2027 | 2026 | 2025 | 2024 | 2023 | 2022 | 2021 | 0 | 0 | 0 | 0 | 0 | 0 | 0 | 0 | 0 | 0 | 0 | 0 | 0 | 0 | 0 | 0 | 0 | 0 | 0 | 0 | 0 | 0 | 0 | 0
[8 empty] | #REF! | 20 | 26 | 2047 | 2046 | 2045 | 2044 | 2043 | 2042 | 2041 | 2040 | 2039 | 2038 | 2037 | 2036 | 2035 | 2034 | 2033 | 2032 | 2031 | 2030 | 2029 | 2028 | 2027 | 2026 | 2025 | 2024 | 2023 | 2022 | 2021 | 0 | 0 | 0 | 0 | 0 | 0 | 0 | 0 | 0 | 0 | 0 | 0 | 0 | 0 | 0 | 0 | 0 | 0 | 0 | 0 | 0 | 0 | 0
[8 empty] | #REF! | 20 | 27 | 2048 | 2047 | 2046 | 2045 | 2044 | 2043 | 2042 | 2041 | 2040 | 2039 | 2038 | 2037 | 2036 | 2035 | 2034 | 2033 | 2032 | 2031 | 2030 | 2029 | 2028 | 2027 | 2026 | 2025 | 2024 | 2023 | 2022 | 2021 | 0 | 0 | 0 | 0 | 0 | 0 | 0 | 0 | 0 | 0 | 0 | 0 | 0 | 0 | 0 | 0 | 0 | 0 | 0 | 0 | 0 | 0
[8 empty] | #REF! | 20 | 28 | 2049 | 2048 | 2047 | 2046 | 2045 | 2044 | 2043 | 2042 | 2041 | 2040 | 2039 | 2038 | 2037 | 2036 | 2035 | 2034 | 2033 | 2032 | 2031 | 2030 | 2029 | 2028 | 2027 | 2026 | 2025 | 2024 | 2023 | 2022 | 2021 | 0 | 0 | 0 | 0 | 0 | 0 | 0 | 0 | 0 | 0 | 0 | 0 | 0 | 0 | 0 | 0 | 0 | 0 | 0 | 0 | 0
[8 empty] | #REF! | 20 | 29 | 2050 | 2049 | 2048 | 2047 | 2046 | 2045 | 2044 | 2043 | 2042 | 2041 | 2040 | 2039 | 2038 | 2037 | 2036 | 2035 | 2034 | 2033 | 2032 | 2031 | 2030 | 2029 | 2028 | 2027 | 2026 | 2025 | 2024 | 2023 | 2022 | 2021 | 0 | 0 | 0 | 0 | 0 | 0 | 0 | 0 | 0 | 0 | 0 | 0 | 0 | 0 | 0 | 0 | 0 | 0 | 0 | 0
[8 empty] | #REF! | 20 | 30 | 2051 | 2050 | 2049 | 2048 | 2047 | 2046 | 2045 | 2044 | 2043 | 2042 | 2041 | 2040 | 2039 | 2038 | 2037 | 2036 | 2035 | 2034 | 2033 | 2032 | 2031 | 2030 | 2029 | 2028 | 2027 | 2026 | 2025 | 2024 | 2023 | 2022 | 2021 | 0 | 0 | 0 | 0 | 0 | 0 | 0 | 0 | 0 | 0 | 0 | 0 | 0 | 0 | 0 | 0 | 0 | 0 | 0
[8 empty] | #REF! | 20 | 31 | 2052 | 2051 | 2050 | 2049 | 2048 | 2047 | 2046 | 2045 | 2044 | 2043 | 2042 | 2041 | 2040 | 2039 | 2038 | 2037 | 2036 | 2035 | 2034 | 2033 | 2032 | 2031 | 2030 | 2029 | 2028 | 2027 | 2026 | 2025 | 2024 | 2023 | 2022 | 2021 | 0 | 0 | 0 | 0 | 0 | 0 | 0 | 0 | 0 | 0 | 0 | 0 | 0 | 0 | 0 | 0 | 0 | 0
[8 empty] | #REF! | 20 | 32 | 2053 | 2052 | 2051 | 2050 | 2049 | 2048 | 2047 | 2046 | 2045 | 2044 | 2043 | 2042 | 2041 | 2040 | 2039 | 2038 | 2037 | 2036 | 2035 | 2034 | 2033 | 2032 | 2031 | 2030 | 2029 | 2028 | 2027 | 2026 | 2025 | 2024 | 2023 | 2022 | 2021 | 0 | 0 | 0 | 0 | 0 | 0 | 0 | 0 | 0 | 0 | 0 | 0 | 0 | 0 | 0 | 0 | 0
[8 empty] | #REF! | 20 | 33 | 2054 | 2053 | 2052 | 2051 | 2050 | 2049 | 2048 | 2047 | 2046 | 2045 | 2044 | 2043 | 2042 | 2041 | 2040 | 2039 | 2038 | 2037 | 2036 | 2035 | 2034 | 2033 | 2032 | 2031 | 2030 | 2029 | 2028 | 2027 | 2026 | 2025 | 2024 | 2023 | 2022 | 2021 | 0 | 0 | 0 | 0 | 0 | 0 | 0 | 0 | 0 | 0 | 0 | 0 | 0 | 0 | 0 | 0
[8 empty] | #REF! | 20 | 34 | 2055 | 2054 | 2053 | 2052 | 2051 | 2050 | 2049 | 2048 | 2047 | 2046 | 2045 | 2044 | 2043 | 2042 | 2041 | 2040 | 2039 | 2038 | 2037 | 2036 | 2035 | 2034 | 2033 | 2032 | 2031 | 2030 | 2029 | 2028 | 2027 | 2026 | 2025 | 2024 | 2023 | 2022 | 2021 | 0 | 0 | 0 | 0 | 0 | 0 | 0 | 0 | 0 | 0 | 0 | 0 | 0 | 0 | 0
[8 empty] | #REF! | 20 | 35 | 2056 | 2055 | 2054 | 2053 | 2052 | 2051 | 2050 | 2049 | 2048 | 2047 | 2046 | 2045 | 2044 | 2043 | 2042 | 2041 | 2040 | 2039 | 2038 | 2037 | 2036 | 2035 | 2034 | 2033 | 2032 | 2031 | 2030 | 2029 | 2028 | 2027 | 2026 | 2025 | 2024 | 2023 | 2022 | 2021 | 0 | 0 | 0 | 0 | 0 | 0 | 0 | 0 | 0 | 0 | 0 | 0 | 0 | 0
[8 empty] | #REF! | 20 | 36 | 2057 | 2056 | 2055 | 2054 | 2053 | 2052 | 2051 | 2050 | 2049 | 2048 | 2047 | 2046 | 2045 | 2044 | 2043 | 2042 | 2041 | 2040 | 2039 | 2038 | 2037 | 2036 | 2035 | 2034 | 2033 | 2032 | 2031 | 2030 | 2029 | 2028 | 2027 | 2026 | 2025 | 2024 | 2023 | 2022 | 2021 | 0 | 0 | 0 | 0 | 0 | 0 | 0 | 0 | 0 | 0 | 0 | 0 | 0
[8 empty] | #REF! | 20 | 37 | 2058 | 2057 | 2056 | 2055 | 2054 | 2053 | 2052 | 2051 | 2050 | 2049 | 2048 | 2047 | 2046 | 2045 | 2044 | 2043 | 2042 | 2041 | 2040 | 2039 | 2038 | 2037 | 2036 | 2035 | 2034 | 2033 | 2032 | 2031 | 2030 | 2029 | 2028 | 2027 | 2026 | 2025 | 2024 | 2023 | 2022 | 2021 | 0 | 0 | 0 | 0 | 0 | 0 | 0 | 0 | 0 | 0 | 0 | 0
[8 empty] | #REF! | 20 | 38 | 2059 | 2058 | 2057 | 2056 | 2055 | 2054 | 2053 | 2052 | 2051 | 2050 | 2049 | 2048 | 2047 | 2046 | 2045 | 2044 | 2043 | 2042 | 2041 | 2040 | 2039 | 2038 | 2037 | 2036 | 2035 | 2034 | 2033 | 2032 | 2031 | 2030 | 2029 | 2028 | 2027 | 2026 | 2025 | 2024 | 2023 | 2022 | 2021 | 0 | 0 | 0 | 0 | 0 | 0 | 0 | 0 | 0 | 0 | 0
[8 empty] | #REF! | 20 | 39 | 2060 | 2059 | 2058 | 2057 | 2056 | 2055 | 2054 | 2053 | 2052 | 2051 | 2050 | 2049 | 2048 | 2047 | 2046 | 2045 | 2044 | 2043 | 2042 | 2041 | 2040 | 2039 | 2038 | 2037 | 2036 | 2035 | 2034 | 2033 | 2032 | 2031 | 2030 | 2029 | 2028 | 2027 | 2026 | 2025 | 2024 | 2023 | 2022 | 2021 | 0 | 0 | 0 | 0 | 0 | 0 | 0 | 0 | 0 | 0
[8 empty] | #REF! | 20 | 40 | 2061 | 2060 | 2059 | 2058 | 2057 | 2056 | 2055 | 2054 | 2053 | 2052 | 2051 | 2050 | 2049 | 2048 | 2047 | 2046 | 2045 | 2044 | 2043 | 2042 | 2041 | 2040 | 2039 | 2038 | 2037 | 2036 | 2035 | 2034 | 2033 | 2032 | 2031 | 2030 | 2029 | 2028 | 2027 | 2026 | 2025 | 2024 | 2023 | 2022 | 2021 | 0 | 0 | 0 | 0 | 0 | 0 | 0 | 0 | 0
[8 empty] | #REF! | 20 | 41 | 2062 | 2061 | 2060 | 2059 | 2058 | 2057 | 2056 | 2055 | 2054 | 2053 | 2052 | 2051 | 2050 | 2049 | 2048 | 2047 | 2046 | 2045 | 2044 | 2043 | 2042 | 2041 | 2040 | 2039 | 2038 | 2037 | 2036 | 2035 | 2034 | 2033 | 2032 | 2031 | 2030 | 2029 | 2028 | 2027 | 2026 | 2025 | 2024 | 2023 | 2022 | 2021 | 0 | 0 | 0 | 0 | 0 | 0 | 0 | 0
[8 empty] | #REF! | 20 | 42 | 2063 | 2062 | 2061 | 2060 | 2059 | 2058 | 2057 | 2056 | 2055 | 2054 | 2053 | 2052 | 2051 | 2050 | 2049 | 2048 | 2047 | 2046 | 2045 | 2044 | 2043 | 2042 | 2041 | 2040 | 2039 | 2038 | 2037 | 2036 | 2035 | 2034 | 2033 | 2032 | 2031 | 2030 | 2029 | 2028 | 2027 | 2026 | 2025 | 2024 | 2023 | 2022 | 2021 | 0 | 0 | 0 | 0 | 0 | 0 | 0
[8 empty] | #REF! | 20 | 43 | 2064 | 2063 | 2062 | 2061 | 2060 | 2059 | 2058 | 2057 | 2056 | 2055 | 2054 | 2053 | 2052 | 2051 | 2050 | 2049 | 2048 | 2047 | 2046 | 2045 | 2044 | 2043 | 2042 | 2041 | 2040 | 2039 | 2038 | 2037 | 2036 | 2035 | 2034 | 2033 | 2032 | 2031 | 2030 | 2029 | 2028 | 2027 | 2026 | 2025 | 2024 | 2023 | 2022 | 2021 | 0 | 0 | 0 | 0 | 0 | 0
[8 empty] | #REF! | 20 | 44 | 2065 | 2064 | 2063 | 2062 | 2061 | 2060 | 2059 | 2058 | 2057 | 2056 | 2055 | 2054 | 2053 | 2052 | 2051 | 2050 | 2049 | 2048 | 2047 | 2046 | 2045 | 2044 | 2043 | 2042 | 2041 | 2040 | 2039 | 2038 | 2037 | 2036 | 2035 | 2034 | 2033 | 2032 | 2031 | 2030 | 2029 | 2028 | 2027 | 2026 | 2025 | 2024 | 2023 | 2022 | 2021 | 0 | 0 | 0 | 0 | 0
[8 empty] | #REF! | 20 | 45 | 2066 | 2065 | 2064 | 2063 | 2062 | 2061 | 2060 | 2059 | 2058 | 2057 | 2056 | 2055 | 2054 | 2053 | 2052 | 2051 | 2050 | 2049 | 2048 | 2047 | 2046 | 2045 | 2044 | 2043 | 2042 | 2041 | 2040 | 2039 | 2038 | 2037 | 2036 | 2035 | 2034 | 2033 | 2032 | 2031 | 2030 | 2029 | 2028 | 2027 | 2026 | 2025 | 2024 | 2023 | 2022 | 2021 | 0 | 0 | 0 | 0
[8 empty] | #REF! | 20 | 46 | 2067 | 2066 | 2065 | 2064 | 2063 | 2062 | 2061 | 2060 | 2059 | 2058 | 2057 | 2056 | 2055 | 2054 | 2053 | 2052 | 2051 | 2050 | 2049 | 2048 | 2047 | 2046 | 2045 | 2044 | 2043 | 2042 | 2041 | 2040 | 2039 | 2038 | 2037 | 2036 | 2035 | 2034 | 2033 | 2032 | 2031 | 2030 | 2029 | 2028 | 2027 | 2026 | 2025 | 2024 | 2023 | 2022 | 2021 | 0 | 0 | 0
[8 empty] | #REF! | 20 | 47 | 2068 | 2067 | 2066 | 2065 | 2064 | 2063 | 2062 | 2061 | 2060 | 2059 | 2058 | 2057 | 2056 | 2055 | 2054 | 2053 | 2052 | 2051 | 2050 | 2049 | 2048 | 2047 | 2046 | 2045 | 2044 | 2043 | 2042 | 2041 | 2040 | 2039 | 2038 | 2037 | 2036 | 2035 | 2034 | 2033 | 2032 | 2031 | 2030 | 2029 | 2028 | 2027 | 2026 | 2025 | 2024 | 2023 | 2022 | 2021 | 0 | 0
[8 empty] | #REF! | 20 | 48 | 2069 | 2068 | 2067 | 2066 | 2065 | 2064 | 2063 | 2062 | 2061 | 2060 | 2059 | 2058 | 2057 | 2056 | 2055 | 2054 | 2053 | 2052 | 2051 | 2050 | 2049 | 2048 | 2047 | 2046 | 2045 | 2044 | 2043 | 2042 | 2041 | 2040 | 2039 | 2038 | 2037 | 2036 | 2035 | 2034 | 2033 | 2032 | 2031 | 2030 | 2029 | 2028 | 2027 | 2026 | 2025 | 2024 | 2023 | 2022 | 2021 | 0
[8 empty] | #REF! | 20 | 49 | 2070 | 2069 | 2068 | 2067 | 2066 | 2065 | 2064 | 2063 | 2062 | 2061 | 2060 | 2059 | 2058 | 2057 | 2056 | 2055 | 2054 | 2053 | 2052 | 2051 | 2050 | 2049 | 2048 | 2047 | 2046 | 2045 | 2044 | 2043 | 2042 | 2041 | 2040 | 2039 | 2038 | 2037 | 2036 | 2035 | 2034 | 2033 | 2032 | 2031 | 2030 | 2029 | 2028 | 2027 | 2026 | 2025 | 2024 | 2023 | 2022 | 2021
[8 empty] | #REF! | 20 | 50 | 0 | 2070 | 2069 | 2068 | 2067 | 2066 | 2065 | 2064 | 2063 | 2062 | 2061 | 2060 | 2059 | 2058 | 2057 | 2056 | 2055 | 2054 | 2053 | 2052 | 2051 | 2050 | 2049 | 2048 | 2047 | 2046 | 2045 | 2044 | 2043 | 2042 | 2041 | 2040 | 2039 | 2038 | 2037 | 2036 | 2035 | 2034 | 2033 | 2032 | 2031 | 2030 | 2029 | 2028 | 2027 | 2026 | 2025 | 2024 | 2023 | 2022
[8 empty] | #REF! | 21 | 0 | 0 | 0 | 0 | 0 | 0 | 0 | 0 | 0 | 0 | 0 | 0 | 0 | 0 | 0 | 0 | 0 | 0 | 0 | 0 | 0 | 0 | 0 | 0 | 0 | 0 | 0 | 0 | 0 | 0 | 0 | 0 | 0 | 0 | 0 | 0 | 0 | 0 | 0 | 0 | 0 | 0 | 0 | 0 | 0 | 0 | 0 | 0 | 0 | 0 | 0
[8 empty] | #REF! | 21 | 1 | 1 | 0 | 0 | 0 | 0 | 0 | 0 | 0 | 0 | 0 | 0 | 0 | 0 | 0 | 0 | 0 | 0 | 0 | 0 | 0 | 0 | 0 | 0 | 0 | 0 | 0 | 0 | 0 | 0 | 0 | 0 | 0 | 0 | 0 | 0 | 0 | 0 | 0 | 0 | 0 | 0 | 0 | 0 | 0 | 0 | 0 | 0 | 0 | 0 | 0
[8 empty] | #REF! | 21 | 2 | 2 | 1 | 0 | 0 | 0 | 0 | 0 | 0 | 0 | 0 | 0 | 0 | 0 | 0 | 0 | 0 | 0 | 0 | 0 | 0 | 0 | 0 | 0 | 0 | 0 | 0 | 0 | 0 | 0 | 0 | 0 | 0 | 0 | 0 | 0 | 0 | 0 | 0 | 0 | 0 | 0 | 0 | 0 | 0 | 0 | 0 | 0 | 0 | 0 | 0
[8 empty] | #REF! | 21 | 3 | 3 | 2 | 1 | 0 | 0 | 0 | 0 | 0 | 0 | 0 | 0 | 0 | 0 | 0 | 0 | 0 | 0 | 0 | 0 | 0 | 0 | 0 | 0 | 0 | 0 | 0 | 0 | 0 | 0 | 0 | 0 | 0 | 0 | 0 | 0 | 0 | 0 | 0 | 0 | 0 | 0 | 0 | 0 | 0 | 0 | 0 | 0 | 0 | 0 | 0
[8 empty] | #REF! | 21 | 4 | 4 | 3 | 2 | 1 | 0 | 0 | 0 | 0 | 0 | 0 | 0 | 0 | 0 | 0 | 0 | 0 | 0 | 0 | 0 | 0 | 0 | 0 | 0 | 0 | 0 | 0 | 0 | 0 | 0 | 0 | 0 | 0 | 0 | 0 | 0 | 0 | 0 | 0 | 0 | 0 | 0 | 0 | 0 | 0 | 0 | 0 | 0 | 0 | 0 | 0
[8 empty] | #REF! | 21 | 5 | 5 | 4 | 3 | 2 | 1 | 0 | 0 | 0 | 0 | 0 | 0 | 0 | 0 | 0 | 0 | 0 | 0 | 0 | 0 | 0 | 0 | 0 | 0 | 0 | 0 | 0 | 0 | 0 | 0 | 0 | 0 | 0 | 0 | 0 | 0 | 0 | 0 | 0 | 0 | 0 | 0 | 0 | 0 | 0 | 0 | 0 | 0 | 0 | 0 | 0
[8 empty] | #REF! | 21 | 6 | 6 | 5 | 4 | 3 | 2 | 1 | 0 | 0 | 0 | 0 | 0 | 0 | 0 | 0 | 0 | 0 | 0 | 0 | 0 | 0 | 0 | 0 | 0 | 0 | 0 | 0 | 0 | 0 | 0 | 0 | 0 | 0 | 0 | 0 | 0 | 0 | 0 | 0 | 0 | 0 | 0 | 0 | 0 | 0 | 0 | 0 | 0 | 0 | 0 | 0
[8 empty] | #REF! | 21 | 7 | 7 | 6 | 5 | 4 | 3 | 2 | 1 | 0 | 0 | 0 | 0 | 0 | 0 | 0 | 0 | 0 | 0 | 0 | 0 | 0 | 0 | 0 | 0 | 0 | 0 | 0 | 0 | 0 | 0 | 0 | 0 | 0 | 0 | 0 | 0 | 0 | 0 | 0 | 0 | 0 | 0 | 0 | 0 | 0 | 0 | 0 | 0 | 0 | 0 | 0
[8 empty] | #REF! | 21 | 8 | 8 | 7 | 6 | 5 | 4 | 3 | 2 | 1 | 0 | 0 | 0 | 0 | 0 | 0 | 0 | 0 | 0 | 0 | 0 | 0 | 0 | 0 | 0 | 0 | 0 | 0 | 0 | 0 | 0 | 0 | 0 | 0 | 0 | 0 | 0 | 0 | 0 | 0 | 0 | 0 | 0 | 0 | 0 | 0 | 0 | 0 | 0 | 0 | 0 | 0
[8 empty] | #REF! | 21 | 9 | 9 | 8 | 7 | 6 | 5 | 4 | 3 | 2 | 1 | 0 | 0 | 0 | 0 | 0 | 0 | 0 | 0 | 0 | 0 | 0 | 0 | 0 | 0 | 0 | 0 | 0 | 0 | 0 | 0 | 0 | 0 | 0 | 0 | 0 | 0 | 0 | 0 | 0 | 0 | 0 | 0 | 0 | 0 | 0 | 0 | 0 | 0 | 0 | 0 | 0
[8 empty] | #REF! | 21 | 10 | 10 | 9 | 8 | 7 | 6 | 5 | 4 | 3 | 2 | 1 | 0 | 0 | 0 | 0 | 0 | 0 | 0 | 0 | 0 | 0 | 0 | 0 | 0 | 0 | 0 | 0 | 0 | 0 | 0 | 0 | 0 | 0 | 0 | 0 | 0 | 0 | 0 | 0 | 0 | 0 | 0 | 0 | 0 | 0 | 0 | 0 | 0 | 0 | 0 | 0
[8 empty] | #REF! | 21 | 11 | 11 | 10 | 9 | 8 | 7 | 6 | 5 | 4 | 3 | 2 | 1 | 0 | 0 | 0 | 0 | 0 | 0 | 0 | 0 | 0 | 0 | 0 | 0 | 0 | 0 | 0 | 0 | 0 | 0 | 0 | 0 | 0 | 0 | 0 | 0 | 0 | 0 | 0 | 0 | 0 | 0 | 0 | 0 | 0 | 0 | 0 | 0 | 0 | 0 | 0
[8 empty] | #REF! | 21 | 12 | 12 | 11 | 10 | 9 | 8 | 7 | 6 | 5 | 4 | 3 | 2 | 1 | 0 | 0 | 0 | 0 | 0 | 0 | 0 | 0 | 0 | 0 | 0 | 0 | 0 | 0 | 0 | 0 | 0 | 0 | 0 | 0 | 0 | 0 | 0 | 0 | 0 | 0 | 0 | 0 | 0 | 0 | 0 | 0 | 0 | 0 | 0 | 0 | 0 | 0
[8 empty] | #REF! | 21 | 13 | 13 | 12 | 11 | 10 | 9 | 8 | 7 | 6 | 5 | 4 | 3 | 2 | 1 | 0 | 0 | 0 | 0 | 0 | 0 | 0 | 0 | 0 | 0 | 0 | 0 | 0 | 0 | 0 | 0 | 0 | 0 | 0 | 0 | 0 | 0 | 0 | 0 | 0 | 0 | 0 | 0 | 0 | 0 | 0 | 0 | 0 | 0 | 0 | 0 | 0
[8 empty] | #REF! | 21 | 14 | 14 | 13 | 12 | 11 | 10 | 9 | 8 | 7 | 6 | 5 | 4 | 3 | 2 | 1 | 0 | 0 | 0 | 0 | 0 | 0 | 0 | 0 | 0 | 0 | 0 | 0 | 0 | 0 | 0 | 0 | 0 | 0 | 0 | 0 | 0 | 0 | 0 | 0 | 0 | 0 | 0 | 0 | 0 | 0 | 0 | 0 | 0 | 0 | 0 | 0
[8 empty] | #REF! | 21 | 15 | 15 | 14 | 13 | 12 | 11 | 10 | 9 | 8 | 7 | 6 | 5 | 4 | 3 | 2 | 1 | 0 | 0 | 0 | 0 | 0 | 0 | 0 | 0 | 0 | 0 | 0 | 0 | 0 | 0 | 0 | 0 | 0 | 0 | 0 | 0 | 0 | 0 | 0 | 0 | 0 | 0 | 0 | 0 | 0 | 0 | 0 | 0 | 0 | 0 | 0
[8 empty] | #REF! | 21 | 16 | 16 | 15 | 14 | 13 | 12 | 11 | 10 | 9 | 8 | 7 | 6 | 5 | 4 | 3 | 2 | 1 | 0 | 0 | 0 | 0 | 0 | 0 | 0 | 0 | 0 | 0 | 0 | 0 | 0 | 0 | 0 | 0 | 0 | 0 | 0 | 0 | 0 | 0 | 0 | 0 | 0 | 0 | 0 | 0 | 0 | 0 | 0 | 0 | 0 | 0
[8 empty] | #REF! | 21 | 17 | 17 | 16 | 15 | 14 | 13 | 12 | 11 | 10 | 9 | 8 | 7 | 6 | 5 | 4 | 3 | 2 | 1 | 0 | 0 | 0 | 0 | 0 | 0 | 0 | 0 | 0 | 0 | 0 | 0 | 0 | 0 | 0 | 0 | 0 | 0 | 0 | 0 | 0 | 0 | 0 | 0 | 0 | 0 | 0 | 0 | 0 | 0 | 0 | 0 | 0
[8 empty] | #REF! | 21 | 18 | 18 | 17 | 16 | 15 | 14 | 13 | 12 | 11 | 10 | 9 | 8 | 7 | 6 | 5 | 4 | 3 | 2 | 1 | 0 | 0 | 0 | 0 | 0 | 0 | 0 | 0 | 0 | 0 | 0 | 0 | 0 | 0 | 0 | 0 | 0 | 0 | 0 | 0 | 0 | 0 | 0 | 0 | 0 | 0 | 0 | 0 | 0 | 0 | 0 | 0
[8 empty] | #REF! | 21 | 19 | 19 | 18 | 17 | 16 | 15 | 14 | 13 | 12 | 11 | 10 | 9 | 8 | 7 | 6 | 5 | 4 | 3 | 2 | 1 | 0 | 0 | 0 | 0 | 0 | 0 | 0 | 0 | 0 | 0 | 0 | 0 | 0 | 0 | 0 | 0 | 0 | 0 | 0 | 0 | 0 | 0 | 0 | 0 | 0 | 0 | 0 | 0 | 0 | 0 | 0
[8 empty] | #REF! | 21 | 20 | 20 | 19 | 18 | 17 | 16 | 15 | 14 | 13 | 12 | 11 | 10 | 9 | 8 | 7 | 6 | 5 | 4 | 3 | 2 | 1 | 0 | 0 | 0 | 0 | 0 | 0 | 0 | 0 | 0 | 0 | 0 | 0 | 0 | 0 | 0 | 0 | 0 | 0 | 0 | 0 | 0 | 0 | 0 | 0 | 0 | 0 | 0 | 0 | 0 | 0
[8 empty] | #REF! | 21 | 21 | 21 | 20 | 19 | 18 | 17 | 16 | 15 | 14 | 13 | 12 | 11 | 10 | 9 | 8 | 7 | 6 | 5 | 4 | 3 | 2 | 1 | 0 | 0 | 0 | 0 | 0 | 0 | 0 | 0 | 0 | 0 | 0 | 0 | 0 | 0 | 0 | 0 | 0 | 0 | 0 | 0 | 0 | 0 | 0 | 0 | 0 | 0 | 0 | 0 | 0
[8 empty] | #REF! | 21 | 22 | 22 | 21 | 20 | 19 | 18 | 17 | 16 | 15 | 14 | 13 | 12 | 11 | 10 | 9 | 8 | 7 | 6 | 5 | 4 | 3 | 2 | 1 | 0 | 0 | 0 | 0 | 0 | 0 | 0 | 0 | 0 | 0 | 0 | 0 | 0 | 0 | 0 | 0 | 0 | 0 | 0 | 0 | 0 | 0 | 0 | 0 | 0 | 0 | 0 | 0
[8 empty] | #REF! | 21 | 23 | 23 | 22 | 21 | 20 | 19 | 18 | 17 | 16 | 15 | 14 | 13 | 12 | 11 | 10 | 9 | 8 | 7 | 6 | 5 | 4 | 3 | 2 | 1 | 0 | 0 | 0 | 0 | 0 | 0 | 0 | 0 | 0 | 0 | 0 | 0 | 0 | 0 | 0 | 0 | 0 | 0 | 0 | 0 | 0 | 0 | 0 | 0 | 0 | 0 | 0
[8 empty] | #REF! | 21 | 24 | 24 | 23 | 22 | 21 | 20 | 19 | 18 | 17 | 16 | 15 | 14 | 13 | 12 | 11 | 10 | 9 | 8 | 7 | 6 | 5 | 4 | 3 | 2 | 1 | 0 | 0 | 0 | 0 | 0 | 0 | 0 | 0 | 0 | 0 | 0 | 0 | 0 | 0 | 0 | 0 | 0 | 0 | 0 | 0 | 0 | 0 | 0 | 0 | 0 | 0
[8 empty] | #REF! | 21 | 25 | 25 | 24 | 23 | 22 | 21 | 20 | 19 | 18 | 17 | 16 | 15 | 14 | 13 | 12 | 11 | 10 | 9 | 8 | 7 | 6 | 5 | 4 | 3 | 2 | 1 | 0 | 0 | 0 | 0 | 0 | 0 | 0 | 0 | 0 | 0 | 0 | 0 | 0 | 0 | 0 | 0 | 0 | 0 | 0 | 0 | 0 | 0 | 0 | 0 | 0
[8 empty] | #REF! | 21 | 26 | 26 | 25 | 24 | 23 | 22 | 21 | 20 | 19 | 18 | 17 | 16 | 15 | 14 | 13 | 12 | 11 | 10 | 9 | 8 | 7 | 6 | 5 | 4 | 3 | 2 | 1 | 0 | 0 | 0 | 0 | 0 | 0 | 0 | 0 | 0 | 0 | 0 | 0 | 0 | 0 | 0 | 0 | 0 | 0 | 0 | 0 | 0 | 0 | 0 | 0
[8 empty] | #REF! | 21 | 27 | 27 | 26 | 25 | 24 | 23 | 22 | 21 | 20 | 19 | 18 | 17 | 16 | 15 | 14 | 13 | 12 | 11 | 10 | 9 | 8 | 7 | 6 | 5 | 4 | 3 | 2 | 1 | 0 | 0 | 0 | 0 | 0 | 0 | 0 | 0 | 0 | 0 | 0 | 0 | 0 | 0 | 0 | 0 | 0 | 0 | 0 | 0 | 0 | 0 | 0
[8 empty] | #REF! | 21 | 28 | 28 | 27 | 26 | 25 | 24 | 23 | 22 | 21 | 20 | 19 | 18 | 17 | 16 | 15 | 14 | 13 | 12 | 11 | 10 | 9 | 8 | 7 | 6 | 5 | 4 | 3 | 2 | 1 | 0 | 0 | 0 | 0 | 0 | 0 | 0 | 0 | 0 | 0 | 0 | 0 | 0 | 0 | 0 | 0 | 0 | 0 | 0 | 0 | 0 | 0
[8 empty] | #REF! | 21 | 29 | 29 | 28 | 27 | 26 | 25 | 24 | 23 | 22 | 21 | 20 | 19 | 18 | 17 | 16 | 15 | 14 | 13 | 12 | 11 | 10 | 9 | 8 | 7 | 6 | 5 | 4 | 3 | 2 | 1 | 0 | 0 | 0 | 0 | 0 | 0 | 0 | 0 | 0 | 0 | 0 | 0 | 0 | 0 | 0 | 0 | 0 | 0 | 0 | 0 | 0
[8 empty] | #REF! | 21 | 30 | 30 | 29 | 28 | 27 | 26 | 25 | 24 | 23 | 22 | 21 | 20 | 19 | 18 | 17 | 16 | 15 | 14 | 13 | 12 | 11 | 10 | 9 | 8 | 7 | 6 | 5 | 4 | 3 | 2 | 1 | 0 | 0 | 0 | 0 | 0 | 0 | 0 | 0 | 0 | 0 | 0 | 0 | 0 | 0 | 0 | 0 | 0 | 0 | 0 | 0
[8 empty] | #REF! | 21 | 31 | 31 | 30 | 29 | 28 | 27 | 26 | 25 | 24 | 23 | 22 | 21 | 20 | 19 | 18 | 17 | 16 | 15 | 14 | 13 | 12 | 11 | 10 | 9 | 8 | 7 | 6 | 5 | 4 | 3 | 2 | 1 | 0 | 0 | 0 | 0 | 0 | 0 | 0 | 0 | 0 | 0 | 0 | 0 | 0 | 0 | 0 | 0 | 0 | 0 | 0
[8 empty] | #REF! | 21 | 32 | 32 | 31 | 30 | 29 | 28 | 27 | 26 | 25 | 24 | 23 | 22 | 21 | 20 | 19 | 18 | 17 | 16 | 15 | 14 | 13 | 12 | 11 | 10 | 9 | 8 | 7 | 6 | 5 | 4 | 3 | 2 | 1 | 0 | 0 | 0 | 0 | 0 | 0 | 0 | 0 | 0 | 0 | 0 | 0 | 0 | 0 | 0 | 0 | 0 | 0
[8 empty] | #REF! | 21 | 33 | 33 | 32 | 31 | 30 | 29 | 28 | 27 | 26 | 25 | 24 | 23 | 22 | 21 | 20 | 19 | 18 | 17 | 16 | 15 | 14 | 13 | 12 | 11 | 10 | 9 | 8 | 7 | 6 | 5 | 4 | 3 | 2 | 1 | 0 | 0 | 0 | 0 | 0 | 0 | 0 | 0 | 0 | 0 | 0 | 0 | 0 | 0 | 0 | 0 | 0
[8 empty] | #REF! | 21 | 34 | 34 | 33 | 32 | 31 | 30 | 29 | 28 | 27 | 26 | 25 | 24 | 23 | 22 | 21 | 20 | 19 | 18 | 17 | 16 | 15 | 14 | 13 | 12 | 11 | 10 | 9 | 8 | 7 | 6 | 5 | 4 | 3 | 2 | 1 | 0 | 0 | 0 | 0 | 0 | 0 | 0 | 0 | 0 | 0 | 0 | 0 | 0 | 0 | 0 | 0
[8 empty] | #REF! | 21 | 35 | 35 | 34 | 33 | 32 | 31 | 30 | 29 | 28 | 27 | 26 | 25 | 24 | 23 | 22 | 21 | 20 | 19 | 18 | 17 | 16 | 15 | 14 | 13 | 12 | 11 | 10 | 9 | 8 | 7 | 6 | 5 | 4 | 3 | 2 | 1 | 0 | 0 | 0 | 0 | 0 | 0 | 0 | 0 | 0 | 0 | 0 | 0 | 0 | 0 | 0
[8 empty] | #REF! | 21 | 36 | 36 | 35 | 34 | 33 | 32 | 31 | 30 | 29 | 28 | 27 | 26 | 25 | 24 | 23 | 22 | 21 | 20 | 19 | 18 | 17 | 16 | 15 | 14 | 13 | 12 | 11 | 10 | 9 | 8 | 7 | 6 | 5 | 4 | 3 | 2 | 1 | 0 | 0 | 0 | 0 | 0 | 0 | 0 | 0 | 0 | 0 | 0 | 0 | 0 | 0
[8 empty] | #REF! | 21 | 37 | 37 | 36 | 35 | 34 | 33 | 32 | 31 | 30 | 29 | 28 | 27 | 26 | 25 | 24 | 23 | 22 | 21 | 20 | 19 | 18 | 17 | 16 | 15 | 14 | 13 | 12 | 11 | 10 | 9 | 8 | 7 | 6 | 5 | 4 | 3 | 2 | 1 | 0 | 0 | 0 | 0 | 0 | 0 | 0 | 0 | 0 | 0 | 0 | 0 | 0
[8 empty] | #REF! | 21 | 38 | 38 | 37 | 36 | 35 | 34 | 33 | 32 | 31 | 30 | 29 | 28 | 27 | 26 | 25 | 24 | 23 | 22 | 21 | 20 | 19 | 18 | 17 | 16 | 15 | 14 | 13 | 12 | 11 | 10 | 9 | 8 | 7 | 6 | 5 | 4 | 3 | 2 | 1 | 0 | 0 | 0 | 0 | 0 | 0 | 0 | 0 | 0 | 0 | 0 | 0
[8 empty] | #REF! | 21 | 39 | 39 | 38 | 37 | 36 | 35 | 34 | 33 | 32 | 31 | 30 | 29 | 28 | 27 | 26 | 25 | 24 | 23 | 22 | 21 | 20 | 19 | 18 | 17 | 16 | 15 | 14 | 13 | 12 | 11 | 10 | 9 | 8 | 7 | 6 | 5 | 4 | 3 | 2 | 1 | 0 | 0 | 0 | 0 | 0 | 0 | 0 | 0 | 0 | 0 | 0
[8 empty] | #REF! | 21 | 40 | 40 | 39 | 38 | 37 | 36 | 35 | 34 | 33 | 32 | 31 | 30 | 29 | 28 | 27 | 26 | 25 | 24 | 23 | 22 | 21 | 20 | 19 | 18 | 17 | 16 | 15 | 14 | 13 | 12 | 11 | 10 | 9 | 8 | 7 | 6 | 5 | 4 | 3 | 2 | 1 | 0 | 0 | 0 | 0 | 0 | 0 | 0 | 0 | 0 | 0
[8 empty] | #REF! | 21 | 41 | 41 | 40 | 39 | 38 | 37 | 36 | 35 | 34 | 33 | 32 | 31 | 30 | 29 | 28 | 27 | 26 | 25 | 24 | 23 | 22 | 21 | 20 | 19 | 18 | 17 | 16 | 15 | 14 | 13 | 12 | 11 | 10 | 9 | 8 | 7 | 6 | 5 | 4 | 3 | 2 | 1 | 0 | 0 | 0 | 0 | 0 | 0 | 0 | 0 | 0
[8 empty] | #REF! | 21 | 42 | 42 | 41 | 40 | 39 | 38 | 37 | 36 | 35 | 34 | 33 | 32 | 31 | 30 | 29 | 28 | 27 | 26 | 25 | 24 | 23 | 22 | 21 | 20 | 19 | 18 | 17 | 16 | 15 | 14 | 13 | 12 | 11 | 10 | 9 | 8 | 7 | 6 | 5 | 4 | 3 | 2 | 1 | 0 | 0 | 0 | 0 | 0 | 0 | 0 | 0
[8 empty] | #REF! | 21 | 43 | 43 | 42 | 41 | 40 | 39 | 38 | 37 | 36 | 35 | 34 | 33 | 32 | 31 | 30 | 29 | 28 | 27 | 26 | 25 | 24 | 23 | 22 | 21 | 20 | 19 | 18 | 17 | 16 | 15 | 14 | 13 | 12 | 11 | 10 | 9 | 8 | 7 | 6 | 5 | 4 | 3 | 2 | 1 | 0 | 0 | 0 | 0 | 0 | 0 | 0
[8 empty] | #REF! | 21 | 44 | 44 | 43 | 42 | 41 | 40 | 39 | 38 | 37 | 36 | 35 | 34 | 33 | 32 | 31 | 30 | 29 | 28 | 27 | 26 | 25 | 24 | 23 | 22 | 21 | 20 | 19 | 18 | 17 | 16 | 15 | 14 | 13 | 12 | 11 | 10 | 9 | 8 | 7 | 6 | 5 | 4 | 3 | 2 | 1 | 0 | 0 | 0 | 0 | 0 | 0
[8 empty] | #REF! | 21 | 45 | 45 | 44 | 43 | 42 | 41 | 40 | 39 | 38 | 37 | 36 | 35 | 34 | 33 | 32 | 31 | 30 | 29 | 28 | 27 | 26 | 25 | 24 | 23 | 22 | 21 | 20 | 19 | 18 | 17 | 16 | 15 | 14 | 13 | 12 | 11 | 10 | 9 | 8 | 7 | 6 | 5 | 4 | 3 | 2 | 1 | 0 | 0 | 0 | 0 | 0
[8 empty] | #REF! | 21 | 46 | 46 | 45 | 44 | 43 | 42 | 41 | 40 | 39 | 38 | 37 | 36 | 35 | 34 | 33 | 32 | 31 | 30 | 29 | 28 | 27 | 26 | 25 | 24 | 23 | 22 | 21 | 20 | 19 | 18 | 17 | 16 | 15 | 14 | 13 | 12 | 11 | 10 | 9 | 8 | 7 | 6 | 5 | 4 | 3 | 2 | 1 | 0 | 0 | 0 | 0
[8 empty] | #REF! | 21 | 47 | 47 | 46 | 45 | 44 | 43 | 42 | 41 | 40 | 39 | 38 | 37 | 36 | 35 | 34 | 33 | 32 | 31 | 30 | 29 | 28 | 27 | 26 | 25 | 24 | 23 | 22 | 21 | 20 | 19 | 18 | 17 | 16 | 15 | 14 | 13 | 12 | 11 | 10 | 9 | 8 | 7 | 6 | 5 | 4 | 3 | 2 | 1 | 0 | 0 | 0
[8 empty] | #REF! | 21 | 48 | 48 | 47 | 46 | 45 | 44 | 43 | 42 | 41 | 40 | 39 | 38 | 37 | 36 | 35 | 34 | 33 | 32 | 31 | 30 | 29 | 28 | 27 | 26 | 25 | 24 | 23 | 22 | 21 | 20 | 19 | 18 | 17 | 16 | 15 | 14 | 13 | 12 | 11 | 10 | 9 | 8 | 7 | 6 | 5 | 4 | 3 | 2 | 1 | 0 | 0
[8 empty] | #REF! | 21 | 49 | 49 | 48 | 47 | 46 | 45 | 44 | 43 | 42 | 41 | 40 | 39 | 38 | 37 | 36 | 35 | 34 | 33 | 32 | 31 | 30 | 29 | 28 | 27 | 26 | 25 | 24 | 23 | 22 | 21 | 20 | 19 | 18 | 17 | 16 | 15 | 14 | 13 | 12 | 11 | 10 | 9 | 8 | 7 | 6 | 5 | 4 | 3 | 2 | 1 | 0
[8 empty] | #REF! | 21 | 50 | 0 | 49 | 48 | 47 | 46 | 45 | 44 | 43 | 42 | 41 | 40 | 39 | 38 | 37 | 36 | 35 | 34 | 33 | 32 | 31 | 30 | 29 | 28 | 27 | 26 | 25 | 24 | 23 | 22 | 21 | 20 | 19 | 18 | 17 | 16 | 15 | 14 | 13 | 12 | 11 | 10 | 9 | 8 | 7 | 6 | 5 | 4 | 3 | 2 | 1
[8 empty] | #REF! | 22 | 0 | 1 | 0 | 0 | 0 | 0 | 0 | 0 | 0 | 0 | 0 | 0 | 0 | 0 | 0 | 0 | 0 | 0 | 0 | 0 | 0 | 0 | 0 | 0 | 0 | 0 | 0 | 0 | 0 | 0 | 0 | 0 | 0 | 0 | 0 | 0 | 0 | 0 | 0 | 0 | 0 | 0 | 0 | 0 | 0 | 0 | 0 | 0 | 0 | 0 | 0
[8 empty] | #REF! | 22 | 1 | 0 | 1 | 0 | 0 | 0 | 0 | 0 | 0 | 0 | 0 | 0 | 0 | 0 | 0 | 0 | 0 | 0 | 0 | 0 | 0 | 0 | 0 | 0 | 0 | 0 | 0 | 0 | 0 | 0 | 0 | 0 | 0 | 0 | 0 | 0 | 0 | 0 | 0 | 0 | 0 | 0 | 0 | 0 | 0 | 0 | 0 | 0 | 0 | 0 | 0
[8 empty] | #REF! | 22 | 2 | 0 | 0 | 1 | 0 | 0 | 0 | 0 | 0 | 0 | 0 | 0 | 0 | 0 | 0 | 0 | 0 | 0 | 0 | 0 | 0 | 0 | 0 | 0 | 0 | 0 | 0 | 0 | 0 | 0 | 0 | 0 | 0 | 0 | 0 | 0 | 0 | 0 | 0 | 0 | 0 | 0 | 0 | 0 | 0 | 0 | 0 | 0 | 0 | 0 | 0
[8 empty] | #REF! | 22 | 3 | 0 | 0 | 0 | 1 | 0 | 0 | 0 | 0 | 0 | 0 | 0 | 0 | 0 | 0 | 0 | 0 | 0 | 0 | 0 | 0 | 0 | 0 | 0 | 0 | 0 | 0 | 0 | 0 | 0 | 0 | 0 | 0 | 0 | 0 | 0 | 0 | 0 | 0 | 0 | 0 | 0 | 0 | 0 | 0 | 0 | 0 | 0 | 0 | 0 | 0
[8 empty] | #REF! | 22 | 4 | 0 | 0 | 0 | 0 | 1 | 0 | 0 | 0 | 0 | 0 | 0 | 0 | 0 | 0 | 0 | 0 | 0 | 0 | 0 | 0 | 0 | 0 | 0 | 0 | 0 | 0 | 0 | 0 | 0 | 0 | 0 | 0 | 0 | 0 | 0 | 0 | 0 | 0 | 0 | 0 | 0 | 0 | 0 | 0 | 0 | 0 | 0 | 0 | 0 | 0
[8 empty] | #REF! | 22 | 5 | 0 | 0 | 0 | 0 | 0 | 1 | 0 | 0 | 0 | 0 | 0 | 0 | 0 | 0 | 0 | 0 | 0 | 0 | 0 | 0 | 0 | 0 | 0 | 0 | 0 | 0 | 0 | 0 | 0 | 0 | 0 | 0 | 0 | 0 | 0 | 0 | 0 | 0 | 0 | 0 | 0 | 0 | 0 | 0 | 0 | 0 | 0 | 0 | 0 | 0
[8 empty] | #REF! | 22 | 6 | 0 | 0 | 0 | 0 | 0 | 0 | 1 | 0 | 0 | 0 | 0 | 0 | 0 | 0 | 0 | 0 | 0 | 0 | 0 | 0 | 0 | 0 | 0 | 0 | 0 | 0 | 0 | 0 | 0 | 0 | 0 | 0 | 0 | 0 | 0 | 0 | 0 | 0 | 0 | 0 | 0 | 0 | 0 | 0 | 0 | 0 | 0 | 0 | 0 | 0
[8 empty] | #REF! | 22 | 7 | 0 | 0 | 0 | 0 | 0 | 0 | 0 | 1 | 0 | 0 | 0 | 0 | 0 | 0 | 0 | 0 | 0 | 0 | 0 | 0 | 0 | 0 | 0 | 0 | 0 | 0 | 0 | 0 | 0 | 0 | 0 | 0 | 0 | 0 | 0 | 0 | 0 | 0 | 0 | 0 | 0 | 0 | 0 | 0 | 0 | 0 | 0 | 0 | 0 | 0
[8 empty] | #REF! | 22 | 8 | 0 | 0 | 0 | 0 | 0 | 0 | 0 | 0 | 1 | 0 | 0 | 0 | 0 | 0 | 0 | 0 | 0 | 0 | 0 | 0 | 0 | 0 | 0 | 0 | 0 | 0 | 0 | 0 | 0 | 0 | 0 | 0 | 0 | 0 | 0 | 0 | 0 | 0 | 0 | 0 | 0 | 0 | 0 | 0 | 0 | 0 | 0 | 0 | 0 | 0
[8 empty] | #REF! | 22 | 9 | 0 | 0 | 0 | 0 | 0 | 0 | 0 | 0 | 0 | 1 | 0 | 0 | 0 | 0 | 0 | 0 | 0 | 0 | 0 | 0 | 0 | 0 | 0 | 0 | 0 | 0 | 0 | 0 | 0 | 0 | 0 | 0 | 0 | 0 | 0 | 0 | 0 | 0 | 0 | 0 | 0 | 0 | 0 | 0 | 0 | 0 | 0 | 0 | 0 | 0
[8 empty] | #REF! | 22 | 10 | 0 | 0 | 0 | 0 | 0 | 0 | 0 | 0 | 0 | 0 | 1 | 0 | 0 | 0 | 0 | 0 | 0 | 0 | 0 | 0 | 0 | 0 | 0 | 0 | 0 | 0 | 0 | 0 | 0 | 0 | 0 | 0 | 0 | 0 | 0 | 0 | 0 | 0 | 0 | 0 | 0 | 0 | 0 | 0 | 0 | 0 | 0 | 0 | 0 | 0
[8 empty] | #REF! | 22 | 11 | 0 | 0 | 0 | 0 | 0 | 0 | 0 | 0 | 0 | 0 | 0 | 1 | 0 | 0 | 0 | 0 | 0 | 0 | 0 | 0 | 0 | 0 | 0 | 0 | 0 | 0 | 0 | 0 | 0 | 0 | 0 | 0 | 0 | 0 | 0 | 0 | 0 | 0 | 0 | 0 | 0 | 0 | 0 | 0 | 0 | 0 | 0 | 0 | 0 | 0
[8 empty] | #REF! | 22 | 12 | 0 | 0 | 0 | 0 | 0 | 0 | 0 | 0 | 0 | 0 | 0 | 0 | 1 | 0 | 0 | 0 | 0 | 0 | 0 | 0 | 0 | 0 | 0 | 0 | 0 | 0 | 0 | 0 | 0 | 0 | 0 | 0 | 0 | 0 | 0 | 0 | 0 | 0 | 0 | 0 | 0 | 0 | 0 | 0 | 0 | 0 | 0 | 0 | 0 | 0
[8 empty] | #REF! | 22 | 13 | 0 | 0 | 0 | 0 | 0 | 0 | 0 | 0 | 0 | 0 | 0 | 0 | 0 | 1 | 0 | 0 | 0 | 0 | 0 | 0 | 0 | 0 | 0 | 0 | 0 | 0 | 0 | 0 | 0 | 0 | 0 | 0 | 0 | 0 | 0 | 0 | 0 | 0 | 0 | 0 | 0 | 0 | 0 | 0 | 0 | 0 | 0 | 0 | 0 | 0
[8 empty] | #REF! | 22 | 14 | 0 | 0 | 0 | 0 | 0 | 0 | 0 | 0 | 0 | 0 | 0 | 0 | 0 | 0 | 1 | 0 | 0 | 0 | 0 | 0 | 0 | 0 | 0 | 0 | 0 | 0 | 0 | 0 | 0 | 0 | 0 | 0 | 0 | 0 | 0 | 0 | 0 | 0 | 0 | 0 | 0 | 0 | 0 | 0 | 0 | 0 | 0 | 0 | 0 | 0
[8 empty] | #REF! | 22 | 15 | 0 | 0 | 0 | 0 | 0 | 0 | 0 | 0 | 0 | 0 | 0 | 0 | 0 | 0 | 0 | 1 | 0 | 0 | 0 | 0 | 0 | 0 | 0 | 0 | 0 | 0 | 0 | 0 | 0 | 0 | 0 | 0 | 0 | 0 | 0 | 0 | 0 | 0 | 0 | 0 | 0 | 0 | 0 | 0 | 0 | 0 | 0 | 0 | 0 | 0
[8 empty] | #REF! | 22 | 16 | 0 | 0 | 0 | 0 | 0 | 0 | 0 | 0 | 0 | 0 | 0 | 0 | 0 | 0 | 0 | 0 | 1 | 0 | 0 | 0 | 0 | 0 | 0 | 0 | 0 | 0 | 0 | 0 | 0 | 0 | 0 | 0 | 0 | 0 | 0 | 0 | 0 | 0 | 0 | 0 | 0 | 0 | 0 | 0 | 0 | 0 | 0 | 0 | 0 | 0
[8 empty] | #REF! | 22 | 17 | 0 | 0 | 0 | 0 | 0 | 0 | 0 | 0 | 0 | 0 | 0 | 0 | 0 | 0 | 0 | 0 | 0 | 1 | 0 | 0 | 0 | 0 | 0 | 0 | 0 | 0 | 0 | 0 | 0 | 0 | 0 | 0 | 0 | 0 | 0 | 0 | 0 | 0 | 0 | 0 | 0 | 0 | 0 | 0 | 0 | 0 | 0 | 0 | 0 | 0
[8 empty] | #REF! | 22 | 18 | 0 | 0 | 0 | 0 | 0 | 0 | 0 | 0 | 0 | 0 | 0 | 0 | 0 | 0 | 0 | 0 | 0 | 0 | 1 | 0 | 0 | 0 | 0 | 0 | 0 | 0 | 0 | 0 | 0 | 0 | 0 | 0 | 0 | 0 | 0 | 0 | 0 | 0 | 0 | 0 | 0 | 0 | 0 | 0 | 0 | 0 | 0 | 0 | 0 | 0
[8 empty] | #REF! | 22 | 19 | 0 | 0 | 0 | 0 | 0 | 0 | 0 | 0 | 0 | 0 | 0 | 0 | 0 | 0 | 0 | 0 | 0 | 0 | 0 | 1 | 0 | 0 | 0 | 0 | 0 | 0 | 0 | 0 | 0 | 0 | 0 | 0 | 0 | 0 | 0 | 0 | 0 | 0 | 0 | 0 | 0 | 0 | 0 | 0 | 0 | 0 | 0 | 0 | 0 | 0
[8 empty] | #REF! | 22 | 20 | 0 | 0 | 0 | 0 | 0 | 0 | 0 | 0 | 0 | 0 | 0 | 0 | 0 | 0 | 0 | 0 | 0 | 0 | 0 | 0 | 1 | 0 | 0 | 0 | 0 | 0 | 0 | 0 | 0 | 0 | 0 | 0 | 0 | 0 | 0 | 0 | 0 | 0 | 0 | 0 | 0 | 0 | 0 | 0 | 0 | 0 | 0 | 0 | 0 | 0
[8 empty] | #REF! | 22 | 21 | 0 | 0 | 0 | 0 | 0 | 0 | 0 | 0 | 0 | 0 | 0 | 0 | 0 | 0 | 0 | 0 | 0 | 0 | 0 | 0 | 0 | 1 | 0 | 0 | 0 | 0 | 0 | 0 | 0 | 0 | 0 | 0 | 0 | 0 | 0 | 0 | 0 | 0 | 0 | 0 | 0 | 0 | 0 | 0 | 0 | 0 | 0 | 0 | 0 | 0
[8 empty] | #REF! | 22 | 22 | 0 | 0 | 0 | 0 | 0 | 0 | 0 | 0 | 0 | 0 | 0 | 0 | 0 | 0 | 0 | 0 | 0 | 0 | 0 | 0 | 0 | 0 | 1 | 0 | 0 | 0 | 0 | 0 | 0 | 0 | 0 | 0 | 0 | 0 | 0 | 0 | 0 | 0 | 0 | 0 | 0 | 0 | 0 | 0 | 0 | 0 | 0 | 0 | 0 | 0
[8 empty] | #REF! | 22 | 23 | 0 | 0 | 0 | 0 | 0 | 0 | 0 | 0 | 0 | 0 | 0 | 0 | 0 | 0 | 0 | 0 | 0 | 0 | 0 | 0 | 0 | 0 | 0 | 1 | 0 | 0 | 0 | 0 | 0 | 0 | 0 | 0 | 0 | 0 | 0 | 0 | 0 | 0 | 0 | 0 | 0 | 0 | 0 | 0 | 0 | 0 | 0 | 0 | 0 | 0
[8 empty] | #REF! | 22 | 24 | 0 | 0 | 0 | 0 | 0 | 0 | 0 | 0 | 0 | 0 | 0 | 0 | 0 | 0 | 0 | 0 | 0 | 0 | 0 | 0 | 0 | 0 | 0 | 0 | 1 | 0 | 0 | 0 | 0 | 0 | 0 | 0 | 0 | 0 | 0 | 0 | 0 | 0 | 0 | 0 | 0 | 0 | 0 | 0 | 0 | 0 | 0 | 0 | 0 | 0
[8 empty] | #REF! | 22 | 25 | 0 | 0 | 0 | 0 | 0 | 0 | 0 | 0 | 0 | 0 | 0 | 0 | 0 | 0 | 0 | 0 | 0 | 0 | 0 | 0 | 0 | 0 | 0 | 0 | 0 | 1 | 0 | 0 | 0 | 0 | 0 | 0 | 0 | 0 | 0 | 0 | 0 | 0 | 0 | 0 | 0 | 0 | 0 | 0 | 0 | 0 | 0 | 0 | 0 | 0
[8 empty] | #REF! | 22 | 26 | 0 | 0 | 0 | 0 | 0 | 0 | 0 | 0 | 0 | 0 | 0 | 0 | 0 | 0 | 0 | 0 | 0 | 0 | 0 | 0 | 0 | 0 | 0 | 0 | 0 | 0 | 1 | 0 | 0 | 0 | 0 | 0 | 0 | 0 | 0 | 0 | 0 | 0 | 0 | 0 | 0 | 0 | 0 | 0 | 0 | 0 | 0 | 0 | 0 | 0
[8 empty] | #REF! | 22 | 27 | 0 | 0 | 0 | 0 | 0 | 0 | 0 | 0 | 0 | 0 | 0 | 0 | 0 | 0 | 0 | 0 | 0 | 0 | 0 | 0 | 0 | 0 | 0 | 0 | 0 | 0 | 0 | 1 | 0 | 0 | 0 | 0 | 0 | 0 | 0 | 0 | 0 | 0 | 0 | 0 | 0 | 0 | 0 | 0 | 0 | 0 | 0 | 0 | 0 | 0
[8 empty] | #REF! | 22 | 28 | 0 | 0 | 0 | 0 | 0 | 0 | 0 | 0 | 0 | 0 | 0 | 0 | 0 | 0 | 0 | 0 | 0 | 0 | 0 | 0 | 0 | 0 | 0 | 0 | 0 | 0 | 0 | 0 | 1 | 0 | 0 | 0 | 0 | 0 | 0 | 0 | 0 | 0 | 0 | 0 | 0 | 0 | 0 | 0 | 0 | 0 | 0 | 0 | 0 | 0
[8 empty] | #REF! | 22 | 29 | 0 | 0 | 0 | 0 | 0 | 0 | 0 | 0 | 0 | 0 | 0 | 0 | 0 | 0 | 0 | 0 | 0 | 0 | 0 | 0 | 0 | 0 | 0 | 0 | 0 | 0 | 0 | 0 | 0 | 1 | 0 | 0 | 0 | 0 | 0 | 0 | 0 | 0 | 0 | 0 | 0 | 0 | 0 | 0 | 0 | 0 | 0 | 0 | 0 | 0
[8 empty] | #REF! | 22 | 30 | 0 | 0 | 0 | 0 | 0 | 0 | 0 | 0 | 0 | 0 | 0 | 0 | 0 | 0 | 0 | 0 | 0 | 0 | 0 | 0 | 0 | 0 | 0 | 0 | 0 | 0 | 0 | 0 | 0 | 0 | 1 | 0 | 0 | 0 | 0 | 0 | 0 | 0 | 0 | 0 | 0 | 0 | 0 | 0 | 0 | 0 | 0 | 0 | 0 | 0
[8 empty] | #REF! | 22 | 31 | 0 | 0 | 0 | 0 | 0 | 0 | 0 | 0 | 0 | 0 | 0 | 0 | 0 | 0 | 0 | 0 | 0 | 0 | 0 | 0 | 0 | 0 | 0 | 0 | 0 | 0 | 0 | 0 | 0 | 0 | 0 | 1 | 0 | 0 | 0 | 0 | 0 | 0 | 0 | 0 | 0 | 0 | 0 | 0 | 0 | 0 | 0 | 0 | 0 | 0
[8 empty] | #REF! | 22 | 32 | 0 | 0 | 0 | 0 | 0 | 0 | 0 | 0 | 0 | 0 | 0 | 0 | 0 | 0 | 0 | 0 | 0 | 0 | 0 | 0 | 0 | 0 | 0 | 0 | 0 | 0 | 0 | 0 | 0 | 0 | 0 | 0 | 1 | 0 | 0 | 0 | 0 | 0 | 0 | 0 | 0 | 0 | 0 | 0 | 0 | 0 | 0 | 0 | 0 | 0
[8 empty] | #REF! | 22 | 33 | 0 | 0 | 0 | 0 | 0 | 0 | 0 | 0 | 0 | 0 | 0 | 0 | 0 | 0 | 0 | 0 | 0 | 0 | 0 | 0 | 0 | 0 | 0 | 0 | 0 | 0 | 0 | 0 | 0 | 0 | 0 | 0 | 0 | 1 | 0 | 0 | 0 | 0 | 0 | 0 | 0 | 0 | 0 | 0 | 0 | 0 | 0 | 0 | 0 | 0
[8 empty] | #REF! | 22 | 34 | 0 | 0 | 0 | 0 | 0 | 0 | 0 | 0 | 0 | 0 | 0 | 0 | 0 | 0 | 0 | 0 | 0 | 0 | 0 | 0 | 0 | 0 | 0 | 0 | 0 | 0 | 0 | 0 | 0 | 0 | 0 | 0 | 0 | 0 | 1 | 0 | 0 | 0 | 0 | 0 | 0 | 0 | 0 | 0 | 0 | 0 | 0 | 0 | 0 | 0
[8 empty] | #REF! | 22 | 35 | 0 | 0 | 0 | 0 | 0 | 0 | 0 | 0 | 0 | 0 | 0 | 0 | 0 | 0 | 0 | 0 | 0 | 0 | 0 | 0 | 0 | 0 | 0 | 0 | 0 | 0 | 0 | 0 | 0 | 0 | 0 | 0 | 0 | 0 | 0 | 1 | 0 | 0 | 0 | 0 | 0 | 0 | 0 | 0 | 0 | 0 | 0 | 0 | 0 | 0
[8 empty] | #REF! | 22 | 36 | 0 | 0 | 0 | 0 | 0 | 0 | 0 | 0 | 0 | 0 | 0 | 0 | 0 | 0 | 0 | 0 | 0 | 0 | 0 | 0 | 0 | 0 | 0 | 0 | 0 | 0 | 0 | 0 | 0 | 0 | 0 | 0 | 0 | 0 | 0 | 0 | 1 | 0 | 0 | 0 | 0 | 0 | 0 | 0 | 0 | 0 | 0 | 0 | 0 | 0
[8 empty] | #REF! | 22 | 37 | 0 | 0 | 0 | 0 | 0 | 0 | 0 | 0 | 0 | 0 | 0 | 0 | 0 | 0 | 0 | 0 | 0 | 0 | 0 | 0 | 0 | 0 | 0 | 0 | 0 | 0 | 0 | 0 | 0 | 0 | 0 | 0 | 0 | 0 | 0 | 0 | 0 | 1 | 0 | 0 | 0 | 0 | 0 | 0 | 0 | 0 | 0 | 0 | 0 | 0
[8 empty] | #REF! | 22 | 38 | 0 | 0 | 0 | 0 | 0 | 0 | 0 | 0 | 0 | 0 | 0 | 0 | 0 | 0 | 0 | 0 | 0 | 0 | 0 | 0 | 0 | 0 | 0 | 0 | 0 | 0 | 0 | 0 | 0 | 0 | 0 | 0 | 0 | 0 | 0 | 0 | 0 | 0 | 1 | 0 | 0 | 0 | 0 | 0 | 0 | 0 | 0 | 0 | 0 | 0
[8 empty] | #REF! | 22 | 39 | 0 | 0 | 0 | 0 | 0 | 0 | 0 | 0 | 0 | 0 | 0 | 0 | 0 | 0 | 0 | 0 | 0 | 0 | 0 | 0 | 0 | 0 | 0 | 0 | 0 | 0 | 0 | 0 | 0 | 0 | 0 | 0 | 0 | 0 | 0 | 0 | 0 | 0 | 0 | 1 | 0 | 0 | 0 | 0 | 0 | 0 | 0 | 0 | 0 | 0
[8 empty] | #REF! | 22 | 40 | 0 | 0 | 0 | 0 | 0 | 0 | 0 | 0 | 0 | 0 | 0 | 0 | 0 | 0 | 0 | 0 | 0 | 0 | 0 | 0 | 0 | 0 | 0 | 0 | 0 | 0 | 0 | 0 | 0 | 0 | 0 | 0 | 0 | 0 | 0 | 0 | 0 | 0 | 0 | 0 | 1 | 0 | 0 | 0 | 0 | 0 | 0 | 0 | 0 | 0
[8 empty] | #REF! | 22 | 41 | 0 | 0 | 0 | 0 | 0 | 0 | 0 | 0 | 0 | 0 | 0 | 0 | 0 | 0 | 0 | 0 | 0 | 0 | 0 | 0 | 0 | 0 | 0 | 0 | 0 | 0 | 0 | 0 | 0 | 0 | 0 | 0 | 0 | 0 | 0 | 0 | 0 | 0 | 0 | 0 | 0 | 1 | 0 | 0 | 0 | 0 | 0 | 0 | 0 | 0
[8 empty] | #REF! | 22 | 42 | 0 | 0 | 0 | 0 | 0 | 0 | 0 | 0 | 0 | 0 | 0 | 0 | 0 | 0 | 0 | 0 | 0 | 0 | 0 | 0 | 0 | 0 | 0 | 0 | 0 | 0 | 0 | 0 | 0 | 0 | 0 | 0 | 0 | 0 | 0 | 0 | 0 | 0 | 0 | 0 | 0 | 0 | 1 | 0 | 0 | 0 | 0 | 0 | 0 | 0
[8 empty] | #REF! | 22 | 43 | 0 | 0 | 0 | 0 | 0 | 0 | 0 | 0 | 0 | 0 | 0 | 0 | 0 | 0 | 0 | 0 | 0 | 0 | 0 | 0 | 0 | 0 | 0 | 0 | 0 | 0 | 0 | 0 | 0 | 0 | 0 | 0 | 0 | 0 | 0 | 0 | 0 | 0 | 0 | 0 | 0 | 0 | 0 | 1 | 0 | 0 | 0 | 0 | 0 | 0
[8 empty] | #REF! | 22 | 44 | 0 | 0 | 0 | 0 | 0 | 0 | 0 | 0 | 0 | 0 | 0 | 0 | 0 | 0 | 0 | 0 | 0 | 0 | 0 | 0 | 0 | 0 | 0 | 0 | 0 | 0 | 0 | 0 | 0 | 0 | 0 | 0 | 0 | 0 | 0 | 0 | 0 | 0 | 0 | 0 | 0 | 0 | 0 | 0 | 1 | 0 | 0 | 0 | 0 | 0
[8 empty] | #REF! | 22 | 45 | 0 | 0 | 0 | 0 | 0 | 0 | 0 | 0 | 0 | 0 | 0 | 0 | 0 | 0 | 0 | 0 | 0 | 0 | 0 | 0 | 0 | 0 | 0 | 0 | 0 | 0 | 0 | 0 | 0 | 0 | 0 | 0 | 0 | 0 | 0 | 0 | 0 | 0 | 0 | 0 | 0 | 0 | 0 | 0 | 0 | 1 | 0 | 0 | 0 | 0
[8 empty] | #REF! | 22 | 46 | 0 | 0 | 0 | 0 | 0 | 0 | 0 | 0 | 0 | 0 | 0 | 0 | 0 | 0 | 0 | 0 | 0 | 0 | 0 | 0 | 0 | 0 | 0 | 0 | 0 | 0 | 0 | 0 | 0 | 0 | 0 | 0 | 0 | 0 | 0 | 0 | 0 | 0 | 0 | 0 | 0 | 0 | 0 | 0 | 0 | 0 | 1 | 0 | 0 | 0
[8 empty] | #REF! | 22 | 47 | 0 | 0 | 0 | 0 | 0 | 0 | 0 | 0 | 0 | 0 | 0 | 0 | 0 | 0 | 0 | 0 | 0 | 0 | 0 | 0 | 0 | 0 | 0 | 0 | 0 | 0 | 0 | 0 | 0 | 0 | 0 | 0 | 0 | 0 | 0 | 0 | 0 | 0 | 0 | 0 | 0 | 0 | 0 | 0 | 0 | 0 | 0 | 1 | 0 | 0
[8 empty] | #REF! | 22 | 48 | 0 | 0 | 0 | 0 | 0 | 0 | 0 | 0 | 0 | 0 | 0 | 0 | 0 | 0 | 0 | 0 | 0 | 0 | 0 | 0 | 0 | 0 | 0 | 0 | 0 | 0 | 0 | 0 | 0 | 0 | 0 | 0 | 0 | 0 | 0 | 0 | 0 | 0 | 0 | 0 | 0 | 0 | 0 | 0 | 0 | 0 | 0 | 0 | 1 | 0
[8 empty] | #REF! | 22 | 49 | 0 | 0 | 0 | 0 | 0 | 0 | 0 | 0 | 0 | 0 | 0 | 0 | 0 | 0 | 0 | 0 | 0 | 0 | 0 | 0 | 0 | 0 | 0 | 0 | 0 | 0 | 0 | 0 | 0 | 0 | 0 | 0 | 0 | 0 | 0 | 0 | 0 | 0 | 0 | 0 | 0 | 0 | 0 | 0 | 0 | 0 | 0 | 0 | 0 | 1
[8 empty] | #REF! | 22 | 50 | 0 | 0 | 0 | 0 | 0 | 0 | 0 | 0 | 0 | 0 | 0 | 0 | 0 | 0 | 0 | 0 | 0 | 0 | 0 | 0 | 0 | 0 | 0 | 0 | 0 | 0 | 0 | 0 | 0 | 0 | 0 | 0 | 0 | 0 | 0 | 0 | 0 | 0 | 0 | 0 | 0 | 0 | 0 | 0 | 0 | 0 | 0 | 0 | 0 | 0

## NREL
Source: 2020 NREL ATB
Year | SCCT: Overnight Capital ($/kW; Real 2018$) | SCCT: Fixed O&M ($/kW-yr; Real 2018$) | SCCT: Overnight Capital ($/kW; Nominal $) | SCCT: Fixed O&M ($/kW-yr; Nominal $) | SCCT Capital Esc. | SCCT O&M Esc.
2018 | 943.2428 | 11.3949 | 943.2428 | 11.3949
2019 | 938.7535 | 11.3949 | 957.5285 | 11.6228
2020 | 934.2642 | 11.3949 | 972.0084 | 11.8552
2021 | 929.7748 | 11.3949 | 986.6845 | 12.0924
2022 | 925.2855 | 11.3949 | 1001.5588 | 12.3342
2023 | 914.6525 | 11.3949 | 1009.8503 | 12.5809
2024 | 898.2122 | 11.3949 | 1011.5328 | 12.8325
2025 | 887.3566 | 11.3949 | 1019.2938 | 13.0891
2026 | 880.8081 | 11.3949 | 1032.007 | 13.3509
2027 | 873.7398 | 11.3949 | 1044.2 | 13.618
2028 | 869.1271 | 11.3949 | 1059.4611 | 13.8903
2029 | 866.0214 | 11.3949 | 1076.7887 | 14.1681 | 1.636% | 2%
2030 | 861.7043 | 11.3949 | 1092.8494 | 14.4515 | 1.492% | 2%
2031 | 858.0048 | 11.3949 | 1109.9207 | 14.7405 | 1.562% | 2%
2032 | 854.0472 | 11.3949 | 1126.8972 | 15.0353 | 1.53% | 2%
2033 | 849.5303 | 11.3949 | 1143.3559 | 15.336 | 1.461% | 2%
2034 | 846.2652 | 11.3949 | 1161.7408 | 15.6427 | 1.608% | 2%
2035 | 843.911 | 11.3949 | 1181.6791 | 15.9556 | 1.716% | 2%
2036 | 840.7272 | 11.3949 | 1200.7655 | 16.2747 | 1.615% | 2%
2037 | 838.7715 | 11.3949 | 1221.9317 | 16.6002 | 1.763% | 2%
2038 | 836.4984 | 11.3949 | 1242.9926 | 16.9322 | 1.724% | 2%
2039 | 833.5735 | 11.3949 | 1263.4192 | 17.2709 | 1.643% | 2%
2040 | 830.4878 | 11.3949 | 1283.9173 | 17.6163 | 1.622% | 2%
2041 | 828.8562 | 11.3949 | 1307.0228 | 17.9686 | 1.8% | 2%
2042 | 826.0844 | 11.3949 | 1328.7049 | 18.328 | 1.659% | 2%
2043 | 823.8803 | 11.3949 | 1351.663 | 18.6945 | 1.728% | 2%
2044 | 821.6374 | 11.3949 | 1374.943 | 19.0684 | 1.722% | 2%
2045 | 819.8562 | 11.3949 | 1399.4014 | 19.4498 | 1.779% | 2%
2046 | 816.5796 | 11.3949 | 1421.6849 | 19.8388 | 1.592% | 2%
2047 | 814.3814 | 11.3949 | 1446.2148 | 20.2356 | 1.725% | 2%
2048 | 812.1495 | 11.3949 | 1471.0964 | 20.6403 | 1.72% | 2%
2049 | 809.9006 | 11.3949 | 1496.3633 | 21.0531 | 1.718% | 2%
2050 | 800.6763 | 11.3949 | 1508.907 | 21.4741 | 0.8383% | 2%

## Profiles
Note: Overnight profiles must begin with "ON_" and be listed first.
Profile | Notes | -8 | -7 | -6 | -5 | -4 | -3 | -2 | -1 | 0 | 1 | 2 | 3 | 4 | 5 | 6 | 7 | 8 | 9 | 10 | 11 | 12 | 13 | 14 | 15 | 16 | 17 | 18 | 19 | 20 | 21 | 22 | 23 | 24 | 25 | 26 | 27 | 28 | 29 | 30 | 31 | 32 | 33 | 34 | 35 | 36 | 37 | 38 | 39 | 40 | 41 | 42 | 43 | 44 | 45 | 46 | 47 | 48 | 49
ON_SCCT |  | Note: Overnight profiles must begin with "ON_" and be listed first. 0: 12.38%; Note: Overnight profiles must begin with "ON_" and be listed first. 1: 11.99%; Note: Overnight profiles must begin with "ON_" and be listed first. 2: 11.55%; Note: Overnight profiles must begin with "ON_" and be listed first. 3: 11.14%; Note: Overnight profiles must begin with "ON_" and be listed first. 4: 10.75%; Note: Overnight profiles must begin with "ON_" and be listed first. 5: 10.37%; Note: Overnight profiles must begin with "ON_" and be listed first. 6: 10.01%; Note: Overnight profiles must begin with "ON_" and be listed first. 7: 9.645%; Note: Overnight profiles must begin with "ON_" and be listed first. 8: 9.283%; Note: Overnight profiles must begin with "ON_" and be listed first. 9: 8.921%; Note: Overnight profiles must begin with "ON_" and be listed first. 10: 8.559%; Note: Overnight profiles must begin with "ON_" and be listed first. 11: 8.197%; Note: Overnight profiles must begin with "ON_" and be listed first. 12: 7.835%; Note: Overnight profiles must begin with "ON_" and be listed first. 13: 7.473%; Note: Overnight profiles must begin with "ON_" and be listed first. 14: 7.112%; Note: Overnight profiles must begin with "ON_" and be listed first. 15: 6.783%; Note: Overnight profiles must begin with "ON_" and be listed first. 16: 6.52%; Note: Overnight profiles must begin with "ON_" and be listed first. 17: 6.29%; Note: Overnight profiles must begin with "ON_" and be listed first. 18: 6.061%; Note: Overnight profiles must begin with "ON_" and be listed first. 19: 5.831%; Note: Overnight profiles must begin with "ON_" and be listed first. 20: 5.602%; Note: Overnight profiles must begin with "ON_" and be listed first. 21: 5.372%; Note: Overnight profiles must begin with "ON_" and be listed first. 22: 5.142%; Note: Overnight profiles must begin with "ON_" and be listed first. 23: 4.913%; Note: Overnight profiles must begin with "ON_" and be listed first. 24: 4.683%; Note: Overnight profiles must begin with "ON_" and be listed first. 25: 4.453%; Note: Overnight profiles must begin with "ON_" and be listed first. 26: 4.224%; Note: Overnight profiles must begin with "ON_" and be listed first. 27: 3.994%; Note: Overnight profiles must begin with "ON_" and be listed first. 28: 3.765%; Note: Overnight profiles must begin with "ON_" and be listed first. 29: 3.535%
NG_LGE | 0 = 1st Yr of Analysis Pd | [8 empty] | 2.514 | 2.3753 | 2.3694 | 2.4258 | 2.5022 | 2.5946 | 2.6925 | 2.8202 | 2.9591 | 3.0922 | 3.2388 | 3.3121 | 3.3854 | 3.4587 | 3.532 | 3.6052 | 3.6785 | 3.7518 | 3.8251 | 3.8983 | 3.9716 | 4.0449 | 4.1182 | 4.1914 | 4.2647 | 4.338 | 4.4113 | 4.4845 | 4.5578 | 4.6311 | 4.7044 | 4.7777 | 4.8509 | 4.9242 | 4.9975 | 5.0708 | 5.144 | 5.2173 | 5.2906 | 5.3639 | 5.4371
Open
Open
Open
Transformed Profiles
[7 empty] | Model Years | 50
[10 empty] | 2021 | 2022 | 2023 | 2024 | 2025 | 2026 | 2027 | 2028 | 2029 | 2030 | 2031 | 2032 | 2033 | 2034 | 2035 | 2036 | 2037 | 2038 | 2039 | 2040 | 2041 | 2042 | 2043 | 2044 | 2045 | 2046 | 2047 | 2048 | 2049 | 2050 | 2051 | 2052 | 2053 | 2054 | 2055 | 2056 | 2057 | 2058 | 2059 | 2060 | 2061 | 2062 | 2063 | 2064 | 2065 | 2066 | 2067 | 2068 | 2069 | 2070 | 2071
[8 empty] | Index |  | 0 | 1 | 2 | 3 | 4 | 5 | 6 | 7 | 8 | 9 | 10 | 11 | 12 | 13 | 14 | 15 | 16 | 17 | 18 | 19 | 20 | 21 | 22 | 23 | 24 | 25 | 26 | 27 | 28 | 29 | 30 | 31 | 32 | 33 | 34 | 35 | 36 | 37 | 38 | 39 | 40 | 41 | 42 | 43 | 44 | 45 | 46 | 47 | 48 | 49 | 50
[7 empty] | ON_SCCT | 1 | 0 | 0.12378 | 0 | 0 | 0 | 0 | 0 | 0 | 0 | 0 | 0 | 0 | 0 | 0 | 0 | 0 | 0 | 0 | 0 | 0 | 0 | 0 | 0 | 0 | 0 | 0 | 0 | 0 | 0 | 0 | 0 | 0 | 0 | 0 | 0 | 0 | 0 | 0 | 0 | 0 | 0 | 0 | 0 | 0 | 0 | 0 | 0 | 0 | 0 | 0 | 0 | 0
[7 empty] | ON_SCCT | 1 | 1 | 0.11986 | 0.12378 | 0 | 0 | 0 | 0 | 0 | 0 | 0 | 0 | 0 | 0 | 0 | 0 | 0 | 0 | 0 | 0 | 0 | 0 | 0 | 0 | 0 | 0 | 0 | 0 | 0 | 0 | 0 | 0 | 0 | 0 | 0 | 0 | 0 | 0 | 0 | 0 | 0 | 0 | 0 | 0 | 0 | 0 | 0 | 0 | 0 | 0 | 0 | 0 | 0
[7 empty] | ON_SCCT | 1 | 2 | 0.11554 | 0.11986 | 0.12378 | 0 | 0 | 0 | 0 | 0 | 0 | 0 | 0 | 0 | 0 | 0 | 0 | 0 | 0 | 0 | 0 | 0 | 0 | 0 | 0 | 0 | 0 | 0 | 0 | 0 | 0 | 0 | 0 | 0 | 0 | 0 | 0 | 0 | 0 | 0 | 0 | 0 | 0 | 0 | 0 | 0 | 0 | 0 | 0 | 0 | 0 | 0 | 0
[7 empty] | ON_SCCT | 1 | 3 | 0.11143 | 0.11554 | 0.11986 | 0.12378 | 0 | 0 | 0 | 0 | 0 | 0 | 0 | 0 | 0 | 0 | 0 | 0 | 0 | 0 | 0 | 0 | 0 | 0 | 0 | 0 | 0 | 0 | 0 | 0 | 0 | 0 | 0 | 0 | 0 | 0 | 0 | 0 | 0 | 0 | 0 | 0 | 0 | 0 | 0 | 0 | 0 | 0 | 0 | 0 | 0 | 0 | 0
[7 empty] | ON_SCCT | 1 | 4 | 0.10749 | 0.11143 | 0.11554 | 0.11986 | 0.12378 | 0 | 0 | 0 | 0 | 0 | 0 | 0 | 0 | 0 | 0 | 0 | 0 | 0 | 0 | 0 | 0 | 0 | 0 | 0 | 0 | 0 | 0 | 0 | 0 | 0 | 0 | 0 | 0 | 0 | 0 | 0 | 0 | 0 | 0 | 0 | 0 | 0 | 0 | 0 | 0 | 0 | 0 | 0 | 0 | 0 | 0
[7 empty] | ON_SCCT | 1 | 5 | 0.10372 | 0.10749 | 0.11143 | 0.11554 | 0.11986 | 0.12378 | 0 | 0 | 0 | 0 | 0 | 0 | 0 | 0 | 0 | 0 | 0 | 0 | 0 | 0 | 0 | 0 | 0 | 0 | 0 | 0 | 0 | 0 | 0 | 0 | 0 | 0 | 0 | 0 | 0 | 0 | 0 | 0 | 0 | 0 | 0 | 0 | 0 | 0 | 0 | 0 | 0 | 0 | 0 | 0 | 0
[7 empty] | ON_SCCT | 1 | 6 | 0.10007 | 0.10372 | 0.10749 | 0.11143 | 0.11554 | 0.11986 | 0.12378 | 0 | 0 | 0 | 0 | 0 | 0 | 0 | 0 | 0 | 0 | 0 | 0 | 0 | 0 | 0 | 0 | 0 | 0 | 0 | 0 | 0 | 0 | 0 | 0 | 0 | 0 | 0 | 0 | 0 | 0 | 0 | 0 | 0 | 0 | 0 | 0 | 0 | 0 | 0 | 0 | 0 | 0 | 0 | 0
[7 empty] | ON_SCCT | 1 | 7 | 0.096448 | 0.10007 | 0.10372 | 0.10749 | 0.11143 | 0.11554 | 0.11986 | 0.12378 | 0 | 0 | 0 | 0 | 0 | 0 | 0 | 0 | 0 | 0 | 0 | 0 | 0 | 0 | 0 | 0 | 0 | 0 | 0 | 0 | 0 | 0 | 0 | 0 | 0 | 0 | 0 | 0 | 0 | 0 | 0 | 0 | 0 | 0 | 0 | 0 | 0 | 0 | 0 | 0 | 0 | 0 | 0
[7 empty] | ON_SCCT | 1 | 8 | 0.092829 | 0.096448 | 0.10007 | 0.10372 | 0.10749 | 0.11143 | 0.11554 | 0.11986 | 0.12378 | 0 | 0 | 0 | 0 | 0 | 0 | 0 | 0 | 0 | 0 | 0 | 0 | 0 | 0 | 0 | 0 | 0 | 0 | 0 | 0 | 0 | 0 | 0 | 0 | 0 | 0 | 0 | 0 | 0 | 0 | 0 | 0 | 0 | 0 | 0 | 0 | 0 | 0 | 0 | 0 | 0 | 0
[7 empty] | ON_SCCT | 1 | 9 | 0.08921 | 0.092829 | 0.096448 | 0.10007 | 0.10372 | 0.10749 | 0.11143 | 0.11554 | 0.11986 | 0.12378 | 0 | 0 | 0 | 0 | 0 | 0 | 0 | 0 | 0 | 0 | 0 | 0 | 0 | 0 | 0 | 0 | 0 | 0 | 0 | 0 | 0 | 0 | 0 | 0 | 0 | 0 | 0 | 0 | 0 | 0 | 0 | 0 | 0 | 0 | 0 | 0 | 0 | 0 | 0 | 0 | 0
[7 empty] | ON_SCCT | 1 | 10 | 0.085591 | 0.08921 | 0.092829 | 0.096448 | 0.10007 | 0.10372 | 0.10749 | 0.11143 | 0.11554 | 0.11986 | 0.12378 | 0 | 0 | 0 | 0 | 0 | 0 | 0 | 0 | 0 | 0 | 0 | 0 | 0 | 0 | 0 | 0 | 0 | 0 | 0 | 0 | 0 | 0 | 0 | 0 | 0 | 0 | 0 | 0 | 0 | 0 | 0 | 0 | 0 | 0 | 0 | 0 | 0 | 0 | 0 | 0
[7 empty] | ON_SCCT | 1 | 11 | 0.081972 | 0.085591 | 0.08921 | 0.092829 | 0.096448 | 0.10007 | 0.10372 | 0.10749 | 0.11143 | 0.11554 | 0.11986 | 0.12378 | 0 | 0 | 0 | 0 | 0 | 0 | 0 | 0 | 0 | 0 | 0 | 0 | 0 | 0 | 0 | 0 | 0 | 0 | 0 | 0 | 0 | 0 | 0 | 0 | 0 | 0 | 0 | 0 | 0 | 0 | 0 | 0 | 0 | 0 | 0 | 0 | 0 | 0 | 0
[7 empty] | ON_SCCT | 1 | 12 | 0.078353 | 0.081972 | 0.085591 | 0.08921 | 0.092829 | 0.096448 | 0.10007 | 0.10372 | 0.10749 | 0.11143 | 0.11554 | 0.11986 | 0.12378 | 0 | 0 | 0 | 0 | 0 | 0 | 0 | 0 | 0 | 0 | 0 | 0 | 0 | 0 | 0 | 0 | 0 | 0 | 0 | 0 | 0 | 0 | 0 | 0 | 0 | 0 | 0 | 0 | 0 | 0 | 0 | 0 | 0 | 0 | 0 | 0 | 0 | 0
[7 empty] | ON_SCCT | 1 | 13 | 0.074734 | 0.078353 | 0.081972 | 0.085591 | 0.08921 | 0.092829 | 0.096448 | 0.10007 | 0.10372 | 0.10749 | 0.11143 | 0.11554 | 0.11986 | 0.12378 | 0 | 0 | 0 | 0 | 0 | 0 | 0 | 0 | 0 | 0 | 0 | 0 | 0 | 0 | 0 | 0 | 0 | 0 | 0 | 0 | 0 | 0 | 0 | 0 | 0 | 0 | 0 | 0 | 0 | 0 | 0 | 0 | 0 | 0 | 0 | 0 | 0
[7 empty] | ON_SCCT | 1 | 14 | 0.071115 | 0.074734 | 0.078353 | 0.081972 | 0.085591 | 0.08921 | 0.092829 | 0.096448 | 0.10007 | 0.10372 | 0.10749 | 0.11143 | 0.11554 | 0.11986 | 0.12378 | 0 | 0 | 0 | 0 | 0 | 0 | 0 | 0 | 0 | 0 | 0 | 0 | 0 | 0 | 0 | 0 | 0 | 0 | 0 | 0 | 0 | 0 | 0 | 0 | 0 | 0 | 0 | 0 | 0 | 0 | 0 | 0 | 0 | 0 | 0 | 0
[7 empty] | ON_SCCT | 1 | 15 | 0.067827 | 0.071115 | 0.074734 | 0.078353 | 0.081972 | 0.085591 | 0.08921 | 0.092829 | 0.096448 | 0.10007 | 0.10372 | 0.10749 | 0.11143 | 0.11554 | 0.11986 | 0.12378 | 0 | 0 | 0 | 0 | 0 | 0 | 0 | 0 | 0 | 0 | 0 | 0 | 0 | 0 | 0 | 0 | 0 | 0 | 0 | 0 | 0 | 0 | 0 | 0 | 0 | 0 | 0 | 0 | 0 | 0 | 0 | 0 | 0 | 0 | 0
[7 empty] | ON_SCCT | 1 | 16 | 0.0652 | 0.067827 | 0.071115 | 0.074734 | 0.078353 | 0.081972 | 0.085591 | 0.08921 | 0.092829 | 0.096448 | 0.10007 | 0.10372 | 0.10749 | 0.11143 | 0.11554 | 0.11986 | 0.12378 | 0 | 0 | 0 | 0 | 0 | 0 | 0 | 0 | 0 | 0 | 0 | 0 | 0 | 0 | 0 | 0 | 0 | 0 | 0 | 0 | 0 | 0 | 0 | 0 | 0 | 0 | 0 | 0 | 0 | 0 | 0 | 0 | 0 | 0
[7 empty] | ON_SCCT | 1 | 17 | 0.062904 | 0.0652 | 0.067827 | 0.071115 | 0.074734 | 0.078353 | 0.081972 | 0.085591 | 0.08921 | 0.092829 | 0.096448 | 0.10007 | 0.10372 | 0.10749 | 0.11143 | 0.11554 | 0.11986 | 0.12378 | 0 | 0 | 0 | 0 | 0 | 0 | 0 | 0 | 0 | 0 | 0 | 0 | 0 | 0 | 0 | 0 | 0 | 0 | 0 | 0 | 0 | 0 | 0 | 0 | 0 | 0 | 0 | 0 | 0 | 0 | 0 | 0 | 0
[7 empty] | ON_SCCT | 1 | 18 | 0.060608 | 0.062904 | 0.0652 | 0.067827 | 0.071115 | 0.074734 | 0.078353 | 0.081972 | 0.085591 | 0.08921 | 0.092829 | 0.096448 | 0.10007 | 0.10372 | 0.10749 | 0.11143 | 0.11554 | 0.11986 | 0.12378 | 0 | 0 | 0 | 0 | 0 | 0 | 0 | 0 | 0 | 0 | 0 | 0 | 0 | 0 | 0 | 0 | 0 | 0 | 0 | 0 | 0 | 0 | 0 | 0 | 0 | 0 | 0 | 0 | 0 | 0 | 0 | 0
[7 empty] | ON_SCCT | 1 | 19 | 0.058311 | 0.060608 | 0.062904 | 0.0652 | 0.067827 | 0.071115 | 0.074734 | 0.078353 | 0.081972 | 0.085591 | 0.08921 | 0.092829 | 0.096448 | 0.10007 | 0.10372 | 0.10749 | 0.11143 | 0.11554 | 0.11986 | 0.12378 | 0 | 0 | 0 | 0 | 0 | 0 | 0 | 0 | 0 | 0 | 0 | 0 | 0 | 0 | 0 | 0 | 0 | 0 | 0 | 0 | 0 | 0 | 0 | 0 | 0 | 0 | 0 | 0 | 0 | 0 | 0
[7 empty] | ON_SCCT | 1 | 20 | 0.056015 | 0.058311 | 0.060608 | 0.062904 | 0.0652 | 0.067827 | 0.071115 | 0.074734 | 0.078353 | 0.081972 | 0.085591 | 0.08921 | 0.092829 | 0.096448 | 0.10007 | 0.10372 | 0.10749 | 0.11143 | 0.11554 | 0.11986 | 0.12378 | 0 | 0 | 0 | 0 | 0 | 0 | 0 | 0 | 0 | 0 | 0 | 0 | 0 | 0 | 0 | 0 | 0 | 0 | 0 | 0 | 0 | 0 | 0 | 0 | 0 | 0 | 0 | 0 | 0 | 0
[7 empty] | ON_SCCT | 1 | 21 | 0.053719 | 0.056015 | 0.058311 | 0.060608 | 0.062904 | 0.0652 | 0.067827 | 0.071115 | 0.074734 | 0.078353 | 0.081972 | 0.085591 | 0.08921 | 0.092829 | 0.096448 | 0.10007 | 0.10372 | 0.10749 | 0.11143 | 0.11554 | 0.11986 | 0.12378 | 0 | 0 | 0 | 0 | 0 | 0 | 0 | 0 | 0 | 0 | 0 | 0 | 0 | 0 | 0 | 0 | 0 | 0 | 0 | 0 | 0 | 0 | 0 | 0 | 0 | 0 | 0 | 0 | 0
[7 empty] | ON_SCCT | 1 | 22 | 0.051423 | 0.053719 | 0.056015 | 0.058311 | 0.060608 | 0.062904 | 0.0652 | 0.067827 | 0.071115 | 0.074734 | 0.078353 | 0.081972 | 0.085591 | 0.08921 | 0.092829 | 0.096448 | 0.10007 | 0.10372 | 0.10749 | 0.11143 | 0.11554 | 0.11986 | 0.12378 | 0 | 0 | 0 | 0 | 0 | 0 | 0 | 0 | 0 | 0 | 0 | 0 | 0 | 0 | 0 | 0 | 0 | 0 | 0 | 0 | 0 | 0 | 0 | 0 | 0 | 0 | 0 | 0
[7 empty] | ON_SCCT | 1 | 23 | 0.049127 | 0.051423 | 0.053719 | 0.056015 | 0.058311 | 0.060608 | 0.062904 | 0.0652 | 0.067827 | 0.071115 | 0.074734 | 0.078353 | 0.081972 | 0.085591 | 0.08921 | 0.092829 | 0.096448 | 0.10007 | 0.10372 | 0.10749 | 0.11143 | 0.11554 | 0.11986 | 0.12378 | 0 | 0 | 0 | 0 | 0 | 0 | 0 | 0 | 0 | 0 | 0 | 0 | 0 | 0 | 0 | 0 | 0 | 0 | 0 | 0 | 0 | 0 | 0 | 0 | 0 | 0 | 0
[7 empty] | ON_SCCT | 1 | 24 | 0.04683 | 0.049127 | 0.051423 | 0.053719 | 0.056015 | 0.058311 | 0.060608 | 0.062904 | 0.0652 | 0.067827 | 0.071115 | 0.074734 | 0.078353 | 0.081972 | 0.085591 | 0.08921 | 0.092829 | 0.096448 | 0.10007 | 0.10372 | 0.10749 | 0.11143 | 0.11554 | 0.11986 | 0.12378 | 0 | 0 | 0 | 0 | 0 | 0 | 0 | 0 | 0 | 0 | 0 | 0 | 0 | 0 | 0 | 0 | 0 | 0 | 0 | 0 | 0 | 0 | 0 | 0 | 0 | 0
[7 empty] | ON_SCCT | 1 | 25 | 0.044534 | 0.04683 | 0.049127 | 0.051423 | 0.053719 | 0.056015 | 0.058311 | 0.060608 | 0.062904 | 0.0652 | 0.067827 | 0.071115 | 0.074734 | 0.078353 | 0.081972 | 0.085591 | 0.08921 | 0.092829 | 0.096448 | 0.10007 | 0.10372 | 0.10749 | 0.11143 | 0.11554 | 0.11986 | 0.12378 | 0 | 0 | 0 | 0 | 0 | 0 | 0 | 0 | 0 | 0 | 0 | 0 | 0 | 0 | 0 | 0 | 0 | 0 | 0 | 0 | 0 | 0 | 0 | 0 | 0
[7 empty] | ON_SCCT | 1 | 26 | 0.042238 | 0.044534 | 0.04683 | 0.049127 | 0.051423 | 0.053719 | 0.056015 | 0.058311 | 0.060608 | 0.062904 | 0.0652 | 0.067827 | 0.071115 | 0.074734 | 0.078353 | 0.081972 | 0.085591 | 0.08921 | 0.092829 | 0.096448 | 0.10007 | 0.10372 | 0.10749 | 0.11143 | 0.11554 | 0.11986 | 0.12378 | 0 | 0 | 0 | 0 | 0 | 0 | 0 | 0 | 0 | 0 | 0 | 0 | 0 | 0 | 0 | 0 | 0 | 0 | 0 | 0 | 0 | 0 | 0 | 0
[7 empty] | ON_SCCT | 1 | 27 | 0.039942 | 0.042238 | 0.044534 | 0.04683 | 0.049127 | 0.051423 | 0.053719 | 0.056015 | 0.058311 | 0.060608 | 0.062904 | 0.0652 | 0.067827 | 0.071115 | 0.074734 | 0.078353 | 0.081972 | 0.085591 | 0.08921 | 0.092829 | 0.096448 | 0.10007 | 0.10372 | 0.10749 | 0.11143 | 0.11554 | 0.11986 | 0.12378 | 0 | 0 | 0 | 0 | 0 | 0 | 0 | 0 | 0 | 0 | 0 | 0 | 0 | 0 | 0 | 0 | 0 | 0 | 0 | 0 | 0 | 0 | 0
[7 empty] | ON_SCCT | 1 | 28 | 0.037646 | 0.039942 | 0.042238 | 0.044534 | 0.04683 | 0.049127 | 0.051423 | 0.053719 | 0.056015 | 0.058311 | 0.060608 | 0.062904 | 0.0652 | 0.067827 | 0.071115 | 0.074734 | 0.078353 | 0.081972 | 0.085591 | 0.08921 | 0.092829 | 0.096448 | 0.10007 | 0.10372 | 0.10749 | 0.11143 | 0.11554 | 0.11986 | 0.12378 | 0 | 0 | 0 | 0 | 0 | 0 | 0 | 0 | 0 | 0 | 0 | 0 | 0 | 0 | 0 | 0 | 0 | 0 | 0 | 0 | 0 | 0
[7 empty] | ON_SCCT | 1 | 29 | 0.035349 | 0.037646 | 0.039942 | 0.042238 | 0.044534 | 0.04683 | 0.049127 | 0.051423 | 0.053719 | 0.056015 | 0.058311 | 0.060608 | 0.062904 | 0.0652 | 0.067827 | 0.071115 | 0.074734 | 0.078353 | 0.081972 | 0.085591 | 0.08921 | 0.092829 | 0.096448 | 0.10007 | 0.10372 | 0.10749 | 0.11143 | 0.11554 | 0.11986 | 0.12378 | 0 | 0 | 0 | 0 | 0 | 0 | 0 | 0 | 0 | 0 | 0 | 0 | 0 | 0 | 0 | 0 | 0 | 0 | 0 | 0 | 0
[7 empty] | ON_SCCT | 1 | 30 | 0 | 0.035349 | 0.037646 | 0.039942 | 0.042238 | 0.044534 | 0.04683 | 0.049127 | 0.051423 | 0.053719 | 0.056015 | 0.058311 | 0.060608 | 0.062904 | 0.0652 | 0.067827 | 0.071115 | 0.074734 | 0.078353 | 0.081972 | 0.085591 | 0.08921 | 0.092829 | 0.096448 | 0.10007 | 0.10372 | 0.10749 | 0.11143 | 0.11554 | 0.11986 | 0.12378 | 0 | 0 | 0 | 0 | 0 | 0 | 0 | 0 | 0 | 0 | 0 | 0 | 0 | 0 | 0 | 0 | 0 | 0 | 0 | 0
[7 empty] | ON_SCCT | 1 | 31 | 0 | 0 | 0.035349 | 0.037646 | 0.039942 | 0.042238 | 0.044534 | 0.04683 | 0.049127 | 0.051423 | 0.053719 | 0.056015 | 0.058311 | 0.060608 | 0.062904 | 0.0652 | 0.067827 | 0.071115 | 0.074734 | 0.078353 | 0.081972 | 0.085591 | 0.08921 | 0.092829 | 0.096448 | 0.10007 | 0.10372 | 0.10749 | 0.11143 | 0.11554 | 0.11986 | 0.12378 | 0 | 0 | 0 | 0 | 0 | 0 | 0 | 0 | 0 | 0 | 0 | 0 | 0 | 0 | 0 | 0 | 0 | 0 | 0
[7 empty] | ON_SCCT | 1 | 32 | 0 | 0 | 0 | 0.035349 | 0.037646 | 0.039942 | 0.042238 | 0.044534 | 0.04683 | 0.049127 | 0.051423 | 0.053719 | 0.056015 | 0.058311 | 0.060608 | 0.062904 | 0.0652 | 0.067827 | 0.071115 | 0.074734 | 0.078353 | 0.081972 | 0.085591 | 0.08921 | 0.092829 | 0.096448 | 0.10007 | 0.10372 | 0.10749 | 0.11143 | 0.11554 | 0.11986 | 0.12378 | 0 | 0 | 0 | 0 | 0 | 0 | 0 | 0 | 0 | 0 | 0 | 0 | 0 | 0 | 0 | 0 | 0 | 0
[7 empty] | ON_SCCT | 1 | 33 | 0 | 0 | 0 | 0 | 0.035349 | 0.037646 | 0.039942 | 0.042238 | 0.044534 | 0.04683 | 0.049127 | 0.051423 | 0.053719 | 0.056015 | 0.058311 | 0.060608 | 0.062904 | 0.0652 | 0.067827 | 0.071115 | 0.074734 | 0.078353 | 0.081972 | 0.085591 | 0.08921 | 0.092829 | 0.096448 | 0.10007 | 0.10372 | 0.10749 | 0.11143 | 0.11554 | 0.11986 | 0.12378 | 0 | 0 | 0 | 0 | 0 | 0 | 0 | 0 | 0 | 0 | 0 | 0 | 0 | 0 | 0 | 0 | 0
[7 empty] | ON_SCCT | 1 | 34 | 0 | 0 | 0 | 0 | 0 | 0.035349 | 0.037646 | 0.039942 | 0.042238 | 0.044534 | 0.04683 | 0.049127 | 0.051423 | 0.053719 | 0.056015 | 0.058311 | 0.060608 | 0.062904 | 0.0652 | 0.067827 | 0.071115 | 0.074734 | 0.078353 | 0.081972 | 0.085591 | 0.08921 | 0.092829 | 0.096448 | 0.10007 | 0.10372 | 0.10749 | 0.11143 | 0.11554 | 0.11986 | 0.12378 | 0 | 0 | 0 | 0 | 0 | 0 | 0 | 0 | 0 | 0 | 0 | 0 | 0 | 0 | 0 | 0
[7 empty] | ON_SCCT | 1 | 35 | 0 | 0 | 0 | 0 | 0 | 0 | 0.035349 | 0.037646 | 0.039942 | 0.042238 | 0.044534 | 0.04683 | 0.049127 | 0.051423 | 0.053719 | 0.056015 | 0.058311 | 0.060608 | 0.062904 | 0.0652 | 0.067827 | 0.071115 | 0.074734 | 0.078353 | 0.081972 | 0.085591 | 0.08921 | 0.092829 | 0.096448 | 0.10007 | 0.10372 | 0.10749 | 0.11143 | 0.11554 | 0.11986 | 0.12378 | 0 | 0 | 0 | 0 | 0 | 0 | 0 | 0 | 0 | 0 | 0 | 0 | 0 | 0 | 0
[7 empty] | ON_SCCT | 1 | 36 | 0 | 0 | 0 | 0 | 0 | 0 | 0 | 0.035349 | 0.037646 | 0.039942 | 0.042238 | 0.044534 | 0.04683 | 0.049127 | 0.051423 | 0.053719 | 0.056015 | 0.058311 | 0.060608 | 0.062904 | 0.0652 | 0.067827 | 0.071115 | 0.074734 | 0.078353 | 0.081972 | 0.085591 | 0.08921 | 0.092829 | 0.096448 | 0.10007 | 0.10372 | 0.10749 | 0.11143 | 0.11554 | 0.11986 | 0.12378 | 0 | 0 | 0 | 0 | 0 | 0 | 0 | 0 | 0 | 0 | 0 | 0 | 0 | 0
[7 empty] | ON_SCCT | 1 | 37 | 0 | 0 | 0 | 0 | 0 | 0 | 0 | 0 | 0.035349 | 0.037646 | 0.039942 | 0.042238 | 0.044534 | 0.04683 | 0.049127 | 0.051423 | 0.053719 | 0.056015 | 0.058311 | 0.060608 | 0.062904 | 0.0652 | 0.067827 | 0.071115 | 0.074734 | 0.078353 | 0.081972 | 0.085591 | 0.08921 | 0.092829 | 0.096448 | 0.10007 | 0.10372 | 0.10749 | 0.11143 | 0.11554 | 0.11986 | 0.12378 | 0 | 0 | 0 | 0 | 0 | 0 | 0 | 0 | 0 | 0 | 0 | 0 | 0
[7 empty] | ON_SCCT | 1 | 38 | 0 | 0 | 0 | 0 | 0 | 0 | 0 | 0 | 0 | 0.035349 | 0.037646 | 0.039942 | 0.042238 | 0.044534 | 0.04683 | 0.049127 | 0.051423 | 0.053719 | 0.056015 | 0.058311 | 0.060608 | 0.062904 | 0.0652 | 0.067827 | 0.071115 | 0.074734 | 0.078353 | 0.081972 | 0.085591 | 0.08921 | 0.092829 | 0.096448 | 0.10007 | 0.10372 | 0.10749 | 0.11143 | 0.11554 | 0.11986 | 0.12378 | 0 | 0 | 0 | 0 | 0 | 0 | 0 | 0 | 0 | 0 | 0 | 0
[7 empty] | ON_SCCT | 1 | 39 | 0 | 0 | 0 | 0 | 0 | 0 | 0 | 0 | 0 | 0 | 0.035349 | 0.037646 | 0.039942 | 0.042238 | 0.044534 | 0.04683 | 0.049127 | 0.051423 | 0.053719 | 0.056015 | 0.058311 | 0.060608 | 0.062904 | 0.0652 | 0.067827 | 0.071115 | 0.074734 | 0.078353 | 0.081972 | 0.085591 | 0.08921 | 0.092829 | 0.096448 | 0.10007 | 0.10372 | 0.10749 | 0.11143 | 0.11554 | 0.11986 | 0.12378 | 0 | 0 | 0 | 0 | 0 | 0 | 0 | 0 | 0 | 0 | 0
[7 empty] | ON_SCCT | 1 | 40 | 0 | 0 | 0 | 0 | 0 | 0 | 0 | 0 | 0 | 0 | 0 | 0.035349 | 0.037646 | 0.039942 | 0.042238 | 0.044534 | 0.04683 | 0.049127 | 0.051423 | 0.053719 | 0.056015 | 0.058311 | 0.060608 | 0.062904 | 0.0652 | 0.067827 | 0.071115 | 0.074734 | 0.078353 | 0.081972 | 0.085591 | 0.08921 | 0.092829 | 0.096448 | 0.10007 | 0.10372 | 0.10749 | 0.11143 | 0.11554 | 0.11986 | 0.12378 | 0 | 0 | 0 | 0 | 0 | 0 | 0 | 0 | 0 | 0
[7 empty] | ON_SCCT | 1 | 41 | 0 | 0 | 0 | 0 | 0 | 0 | 0 | 0 | 0 | 0 | 0 | 0 | 0.035349 | 0.037646 | 0.039942 | 0.042238 | 0.044534 | 0.04683 | 0.049127 | 0.051423 | 0.053719 | 0.056015 | 0.058311 | 0.060608 | 0.062904 | 0.0652 | 0.067827 | 0.071115 | 0.074734 | 0.078353 | 0.081972 | 0.085591 | 0.08921 | 0.092829 | 0.096448 | 0.10007 | 0.10372 | 0.10749 | 0.11143 | 0.11554 | 0.11986 | 0.12378 | 0 | 0 | 0 | 0 | 0 | 0 | 0 | 0 | 0
[7 empty] | ON_SCCT | 1 | 42 | 0 | 0 | 0 | 0 | 0 | 0 | 0 | 0 | 0 | 0 | 0 | 0 | 0 | 0.035349 | 0.037646 | 0.039942 | 0.042238 | 0.044534 | 0.04683 | 0.049127 | 0.051423 | 0.053719 | 0.056015 | 0.058311 | 0.060608 | 0.062904 | 0.0652 | 0.067827 | 0.071115 | 0.074734 | 0.078353 | 0.081972 | 0.085591 | 0.08921 | 0.092829 | 0.096448 | 0.10007 | 0.10372 | 0.10749 | 0.11143 | 0.11554 | 0.11986 | 0.12378 | 0 | 0 | 0 | 0 | 0 | 0 | 0 | 0
[7 empty] | ON_SCCT | 1 | 43 | 0 | 0 | 0 | 0 | 0 | 0 | 0 | 0 | 0 | 0 | 0 | 0 | 0 | 0 | 0.035349 | 0.037646 | 0.039942 | 0.042238 | 0.044534 | 0.04683 | 0.049127 | 0.051423 | 0.053719 | 0.056015 | 0.058311 | 0.060608 | 0.062904 | 0.0652 | 0.067827 | 0.071115 | 0.074734 | 0.078353 | 0.081972 | 0.085591 | 0.08921 | 0.092829 | 0.096448 | 0.10007 | 0.10372 | 0.10749 | 0.11143 | 0.11554 | 0.11986 | 0.12378 | 0 | 0 | 0 | 0 | 0 | 0 | 0
[7 empty] | ON_SCCT | 1 | 44 | 0 | 0 | 0 | 0 | 0 | 0 | 0 | 0 | 0 | 0 | 0 | 0 | 0 | 0 | 0 | 0.035349 | 0.037646 | 0.039942 | 0.042238 | 0.044534 | 0.04683 | 0.049127 | 0.051423 | 0.053719 | 0.056015 | 0.058311 | 0.060608 | 0.062904 | 0.0652 | 0.067827 | 0.071115 | 0.074734 | 0.078353 | 0.081972 | 0.085591 | 0.08921 | 0.092829 | 0.096448 | 0.10007 | 0.10372 | 0.10749 | 0.11143 | 0.11554 | 0.11986 | 0.12378 | 0 | 0 | 0 | 0 | 0 | 0
[7 empty] | ON_SCCT | 1 | 45 | 0 | 0 | 0 | 0 | 0 | 0 | 0 | 0 | 0 | 0 | 0 | 0 | 0 | 0 | 0 | 0 | 0.035349 | 0.037646 | 0.039942 | 0.042238 | 0.044534 | 0.04683 | 0.049127 | 0.051423 | 0.053719 | 0.056015 | 0.058311 | 0.060608 | 0.062904 | 0.0652 | 0.067827 | 0.071115 | 0.074734 | 0.078353 | 0.081972 | 0.085591 | 0.08921 | 0.092829 | 0.096448 | 0.10007 | 0.10372 | 0.10749 | 0.11143 | 0.11554 | 0.11986 | 0.12378 | 0 | 0 | 0 | 0 | 0
[7 empty] | ON_SCCT | 1 | 46 | 0 | 0 | 0 | 0 | 0 | 0 | 0 | 0 | 0 | 0 | 0 | 0 | 0 | 0 | 0 | 0 | 0 | 0.035349 | 0.037646 | 0.039942 | 0.042238 | 0.044534 | 0.04683 | 0.049127 | 0.051423 | 0.053719 | 0.056015 | 0.058311 | 0.060608 | 0.062904 | 0.0652 | 0.067827 | 0.071115 | 0.074734 | 0.078353 | 0.081972 | 0.085591 | 0.08921 | 0.092829 | 0.096448 | 0.10007 | 0.10372 | 0.10749 | 0.11143 | 0.11554 | 0.11986 | 0.12378 | 0 | 0 | 0 | 0
[7 empty] | ON_SCCT | 1 | 47 | 0 | 0 | 0 | 0 | 0 | 0 | 0 | 0 | 0 | 0 | 0 | 0 | 0 | 0 | 0 | 0 | 0 | 0 | 0.035349 | 0.037646 | 0.039942 | 0.042238 | 0.044534 | 0.04683 | 0.049127 | 0.051423 | 0.053719 | 0.056015 | 0.058311 | 0.060608 | 0.062904 | 0.0652 | 0.067827 | 0.071115 | 0.074734 | 0.078353 | 0.081972 | 0.085591 | 0.08921 | 0.092829 | 0.096448 | 0.10007 | 0.10372 | 0.10749 | 0.11143 | 0.11554 | 0.11986 | 0.12378 | 0 | 0 | 0
[7 empty] | ON_SCCT | 1 | 48 | 0 | 0 | 0 | 0 | 0 | 0 | 0 | 0 | 0 | 0 | 0 | 0 | 0 | 0 | 0 | 0 | 0 | 0 | 0 | 0.035349 | 0.037646 | 0.039942 | 0.042238 | 0.044534 | 0.04683 | 0.049127 | 0.051423 | 0.053719 | 0.056015 | 0.058311 | 0.060608 | 0.062904 | 0.0652 | 0.067827 | 0.071115 | 0.074734 | 0.078353 | 0.081972 | 0.085591 | 0.08921 | 0.092829 | 0.096448 | 0.10007 | 0.10372 | 0.10749 | 0.11143 | 0.11554 | 0.11986 | 0.12378 | 0 | 0
[7 empty] | ON_SCCT | 1 | 49 | 0 | 0 | 0 | 0 | 0 | 0 | 0 | 0 | 0 | 0 | 0 | 0 | 0 | 0 | 0 | 0 | 0 | 0 | 0 | 0 | 0.035349 | 0.037646 | 0.039942 | 0.042238 | 0.044534 | 0.04683 | 0.049127 | 0.051423 | 0.053719 | 0.056015 | 0.058311 | 0.060608 | 0.062904 | 0.0652 | 0.067827 | 0.071115 | 0.074734 | 0.078353 | 0.081972 | 0.085591 | 0.08921 | 0.092829 | 0.096448 | 0.10007 | 0.10372 | 0.10749 | 0.11143 | 0.11554 | 0.11986 | 0.12378 | 0
[7 empty] | ON_SCCT | 1 | 50 | 0 | 0 | 0 | 0 | 0 | 0 | 0 | 0 | 0 | 0 | 0 | 0 | 0 | 0 | 0 | 0 | 0 | 0 | 0 | 0 | 0 | 0.035349 | 0.037646 | 0.039942 | 0.042238 | 0.044534 | 0.04683 | 0.049127 | 0.051423 | 0.053719 | 0.056015 | 0.058311 | 0.060608 | 0.062904 | 0.0652 | 0.067827 | 0.071115 | 0.074734 | 0.078353 | 0.081972 | 0.085591 | 0.08921 | 0.092829 | 0.096448 | 0.10007 | 0.10372 | 0.10749 | 0.11143 | 0.11554 | 0.11986 | 0.12378
[7 empty] | NG_LGE | 2 | 0 | 2.514 | 0 | 0 | 0 | 0 | 0 | 0 | 0 | 0 | 0 | 0 | 0 | 0 | 0 | 0 | 0 | 0 | 0 | 0 | 0 | 0 | 0 | 0 | 0 | 0 | 0 | 0 | 0 | 0 | 0 | 0 | 0 | 0 | 0 | 0 | 0 | 0 | 0 | 0 | 0 | 0 | 0 | 0 | 0 | 0 | 0 | 0 | 0 | 0 | 0 | 0
[7 empty] | NG_LGE | 2 | 1 | 2.3753 | 2.514 | 0 | 0 | 0 | 0 | 0 | 0 | 0 | 0 | 0 | 0 | 0 | 0 | 0 | 0 | 0 | 0 | 0 | 0 | 0 | 0 | 0 | 0 | 0 | 0 | 0 | 0 | 0 | 0 | 0 | 0 | 0 | 0 | 0 | 0 | 0 | 0 | 0 | 0 | 0 | 0 | 0 | 0 | 0 | 0 | 0 | 0 | 0 | 0 | 0
[7 empty] | NG_LGE | 2 | 2 | 2.3694 | 2.3753 | 2.514 | 0 | 0 | 0 | 0 | 0 | 0 | 0 | 0 | 0 | 0 | 0 | 0 | 0 | 0 | 0 | 0 | 0 | 0 | 0 | 0 | 0 | 0 | 0 | 0 | 0 | 0 | 0 | 0 | 0 | 0 | 0 | 0 | 0 | 0 | 0 | 0 | 0 | 0 | 0 | 0 | 0 | 0 | 0 | 0 | 0 | 0 | 0 | 0
[7 empty] | NG_LGE | 2 | 3 | 2.4258 | 2.3694 | 2.3753 | 2.514 | 0 | 0 | 0 | 0 | 0 | 0 | 0 | 0 | 0 | 0 | 0 | 0 | 0 | 0 | 0 | 0 | 0 | 0 | 0 | 0 | 0 | 0 | 0 | 0 | 0 | 0 | 0 | 0 | 0 | 0 | 0 | 0 | 0 | 0 | 0 | 0 | 0 | 0 | 0 | 0 | 0 | 0 | 0 | 0 | 0 | 0 | 0
[7 empty] | NG_LGE | 2 | 4 | 2.5022 | 2.4258 | 2.3694 | 2.3753 | 2.514 | 0 | 0 | 0 | 0 | 0 | 0 | 0 | 0 | 0 | 0 | 0 | 0 | 0 | 0 | 0 | 0 | 0 | 0 | 0 | 0 | 0 | 0 | 0 | 0 | 0 | 0 | 0 | 0 | 0 | 0 | 0 | 0 | 0 | 0 | 0 | 0 | 0 | 0 | 0 | 0 | 0 | 0 | 0 | 0 | 0 | 0
[7 empty] | NG_LGE | 2 | 5 | 2.5946 | 2.5022 | 2.4258 | 2.3694 | 2.3753 | 2.514 | 0 | 0 | 0 | 0 | 0 | 0 | 0 | 0 | 0 | 0 | 0 | 0 | 0 | 0 | 0 | 0 | 0 | 0 | 0 | 0 | 0 | 0 | 0 | 0 | 0 | 0 | 0 | 0 | 0 | 0 | 0 | 0 | 0 | 0 | 0 | 0 | 0 | 0 | 0 | 0 | 0 | 0 | 0 | 0 | 0
[7 empty] | NG_LGE | 2 | 6 | 2.6925 | 2.5946 | 2.5022 | 2.4258 | 2.3694 | 2.3753 | 2.514 | 0 | 0 | 0 | 0 | 0 | 0 | 0 | 0 | 0 | 0 | 0 | 0 | 0 | 0 | 0 | 0 | 0 | 0 | 0 | 0 | 0 | 0 | 0 | 0 | 0 | 0 | 0 | 0 | 0 | 0 | 0 | 0 | 0 | 0 | 0 | 0 | 0 | 0 | 0 | 0 | 0 | 0 | 0 | 0
[7 empty] | NG_LGE | 2 | 7 | 2.8202 | 2.6925 | 2.5946 | 2.5022 | 2.4258 | 2.3694 | 2.3753 | 2.514 | 0 | 0 | 0 | 0 | 0 | 0 | 0 | 0 | 0 | 0 | 0 | 0 | 0 | 0 | 0 | 0 | 0 | 0 | 0 | 0 | 0 | 0 | 0 | 0 | 0 | 0 | 0 | 0 | 0 | 0 | 0 | 0 | 0 | 0 | 0 | 0 | 0 | 0 | 0 | 0 | 0 | 0 | 0
[7 empty] | NG_LGE | 2 | 8 | 2.9591 | 2.8202 | 2.6925 | 2.5946 | 2.5022 | 2.4258 | 2.3694 | 2.3753 | 2.514 | 0 | 0 | 0 | 0 | 0 | 0 | 0 | 0 | 0 | 0 | 0 | 0 | 0 | 0 | 0 | 0 | 0 | 0 | 0 | 0 | 0 | 0 | 0 | 0 | 0 | 0 | 0 | 0 | 0 | 0 | 0 | 0 | 0 | 0 | 0 | 0 | 0 | 0 | 0 | 0 | 0 | 0
[7 empty] | NG_LGE | 2 | 9 | 3.0922 | 2.9591 | 2.8202 | 2.6925 | 2.5946 | 2.5022 | 2.4258 | 2.3694 | 2.3753 | 2.514 | 0 | 0 | 0 | 0 | 0 | 0 | 0 | 0 | 0 | 0 | 0 | 0 | 0 | 0 | 0 | 0 | 0 | 0 | 0 | 0 | 0 | 0 | 0 | 0 | 0 | 0 | 0 | 0 | 0 | 0 | 0 | 0 | 0 | 0 | 0 | 0 | 0 | 0 | 0 | 0 | 0
[7 empty] | NG_LGE | 2 | 10 | 3.2388 | 3.0922 | 2.9591 | 2.8202 | 2.6925 | 2.5946 | 2.5022 | 2.4258 | 2.3694 | 2.3753 | 2.514 | 0 | 0 | 0 | 0 | 0 | 0 | 0 | 0 | 0 | 0 | 0 | 0 | 0 | 0 | 0 | 0 | 0 | 0 | 0 | 0 | 0 | 0 | 0 | 0 | 0 | 0 | 0 | 0 | 0 | 0 | 0 | 0 | 0 | 0 | 0 | 0 | 0 | 0 | 0 | 0
[7 empty] | NG_LGE | 2 | 11 | 3.3121 | 3.2388 | 3.0922 | 2.9591 | 2.8202 | 2.6925 | 2.5946 | 2.5022 | 2.4258 | 2.3694 | 2.3753 | 2.514 | 0 | 0 | 0 | 0 | 0 | 0 | 0 | 0 | 0 | 0 | 0 | 0 | 0 | 0 | 0 | 0 | 0 | 0 | 0 | 0 | 0 | 0 | 0 | 0 | 0 | 0 | 0 | 0 | 0 | 0 | 0 | 0 | 0 | 0 | 0 | 0 | 0 | 0 | 0
[7 empty] | NG_LGE | 2 | 12 | 3.3854 | 3.3121 | 3.2388 | 3.0922 | 2.9591 | 2.8202 | 2.6925 | 2.5946 | 2.5022 | 2.4258 | 2.3694 | 2.3753 | 2.514 | 0 | 0 | 0 | 0 | 0 | 0 | 0 | 0 | 0 | 0 | 0 | 0 | 0 | 0 | 0 | 0 | 0 | 0 | 0 | 0 | 0 | 0 | 0 | 0 | 0 | 0 | 0 | 0 | 0 | 0 | 0 | 0 | 0 | 0 | 0 | 0 | 0 | 0
[7 empty] | NG_LGE | 2 | 13 | 3.4587 | 3.3854 | 3.3121 | 3.2388 | 3.0922 | 2.9591 | 2.8202 | 2.6925 | 2.5946 | 2.5022 | 2.4258 | 2.3694 | 2.3753 | 2.514 | 0 | 0 | 0 | 0 | 0 | 0 | 0 | 0 | 0 | 0 | 0 | 0 | 0 | 0 | 0 | 0 | 0 | 0 | 0 | 0 | 0 | 0 | 0 | 0 | 0 | 0 | 0 | 0 | 0 | 0 | 0 | 0 | 0 | 0 | 0 | 0 | 0
[7 empty] | NG_LGE | 2 | 14 | 3.532 | 3.4587 | 3.3854 | 3.3121 | 3.2388 | 3.0922 | 2.9591 | 2.8202 | 2.6925 | 2.5946 | 2.5022 | 2.4258 | 2.3694 | 2.3753 | 2.514 | 0 | 0 | 0 | 0 | 0 | 0 | 0 | 0 | 0 | 0 | 0 | 0 | 0 | 0 | 0 | 0 | 0 | 0 | 0 | 0 | 0 | 0 | 0 | 0 | 0 | 0 | 0 | 0 | 0 | 0 | 0 | 0 | 0 | 0 | 0 | 0
[7 empty] | NG_LGE | 2 | 15 | 3.6052 | 3.532 | 3.4587 | 3.3854 | 3.3121 | 3.2388 | 3.0922 | 2.9591 | 2.8202 | 2.6925 | 2.5946 | 2.5022 | 2.4258 | 2.3694 | 2.3753 | 2.514 | 0 | 0 | 0 | 0 | 0 | 0 | 0 | 0 | 0 | 0 | 0 | 0 | 0 | 0 | 0 | 0 | 0 | 0 | 0 | 0 | 0 | 0 | 0 | 0 | 0 | 0 | 0 | 0 | 0 | 0 | 0 | 0 | 0 | 0 | 0
[7 empty] | NG_LGE | 2 | 16 | 3.6785 | 3.6052 | 3.532 | 3.4587 | 3.3854 | 3.3121 | 3.2388 | 3.0922 | 2.9591 | 2.8202 | 2.6925 | 2.5946 | 2.5022 | 2.4258 | 2.3694 | 2.3753 | 2.514 | 0 | 0 | 0 | 0 | 0 | 0 | 0 | 0 | 0 | 0 | 0 | 0 | 0 | 0 | 0 | 0 | 0 | 0 | 0 | 0 | 0 | 0 | 0 | 0 | 0 | 0 | 0 | 0 | 0 | 0 | 0 | 0 | 0 | 0
[7 empty] | NG_LGE | 2 | 17 | 3.7518 | 3.6785 | 3.6052 | 3.532 | 3.4587 | 3.3854 | 3.3121 | 3.2388 | 3.0922 | 2.9591 | 2.8202 | 2.6925 | 2.5946 | 2.5022 | 2.4258 | 2.3694 | 2.3753 | 2.514 | 0 | 0 | 0 | 0 | 0 | 0 | 0 | 0 | 0 | 0 | 0 | 0 | 0 | 0 | 0 | 0 | 0 | 0 | 0 | 0 | 0 | 0 | 0 | 0 | 0 | 0 | 0 | 0 | 0 | 0 | 0 | 0 | 0
[7 empty] | NG_LGE | 2 | 18 | 3.8251 | 3.7518 | 3.6785 | 3.6052 | 3.532 | 3.4587 | 3.3854 | 3.3121 | 3.2388 | 3.0922 | 2.9591 | 2.8202 | 2.6925 | 2.5946 | 2.5022 | 2.4258 | 2.3694 | 2.3753 | 2.514 | 0 | 0 | 0 | 0 | 0 | 0 | 0 | 0 | 0 | 0 | 0 | 0 | 0 | 0 | 0 | 0 | 0 | 0 | 0 | 0 | 0 | 0 | 0 | 0 | 0 | 0 | 0 | 0 | 0 | 0 | 0 | 0
[7 empty] | NG_LGE | 2 | 19 | 3.8983 | 3.8251 | 3.7518 | 3.6785 | 3.6052 | 3.532 | 3.4587 | 3.3854 | 3.3121 | 3.2388 | 3.0922 | 2.9591 | 2.8202 | 2.6925 | 2.5946 | 2.5022 | 2.4258 | 2.3694 | 2.3753 | 2.514 | 0 | 0 | 0 | 0 | 0 | 0 | 0 | 0 | 0 | 0 | 0 | 0 | 0 | 0 | 0 | 0 | 0 | 0 | 0 | 0 | 0 | 0 | 0 | 0 | 0 | 0 | 0 | 0 | 0 | 0 | 0
[7 empty] | NG_LGE | 2 | 20 | 3.9716 | 3.8983 | 3.8251 | 3.7518 | 3.6785 | 3.6052 | 3.532 | 3.4587 | 3.3854 | 3.3121 | 3.2388 | 3.0922 | 2.9591 | 2.8202 | 2.6925 | 2.5946 | 2.5022 | 2.4258 | 2.3694 | 2.3753 | 2.514 | 0 | 0 | 0 | 0 | 0 | 0 | 0 | 0 | 0 | 0 | 0 | 0 | 0 | 0 | 0 | 0 | 0 | 0 | 0 | 0 | 0 | 0 | 0 | 0 | 0 | 0 | 0 | 0 | 0 | 0
[7 empty] | NG_LGE | 2 | 21 | 4.0449 | 3.9716 | 3.8983 | 3.8251 | 3.7518 | 3.6785 | 3.6052 | 3.532 | 3.4587 | 3.3854 | 3.3121 | 3.2388 | 3.0922 | 2.9591 | 2.8202 | 2.6925 | 2.5946 | 2.5022 | 2.4258 | 2.3694 | 2.3753 | 2.514 | 0 | 0 | 0 | 0 | 0 | 0 | 0 | 0 | 0 | 0 | 0 | 0 | 0 | 0 | 0 | 0 | 0 | 0 | 0 | 0 | 0 | 0 | 0 | 0 | 0 | 0 | 0 | 0 | 0
[7 empty] | NG_LGE | 2 | 22 | 4.1182 | 4.0449 | 3.9716 | 3.8983 | 3.8251 | 3.7518 | 3.6785 | 3.6052 | 3.532 | 3.4587 | 3.3854 | 3.3121 | 3.2388 | 3.0922 | 2.9591 | 2.8202 | 2.6925 | 2.5946 | 2.5022 | 2.4258 | 2.3694 | 2.3753 | 2.514 | 0 | 0 | 0 | 0 | 0 | 0 | 0 | 0 | 0 | 0 | 0 | 0 | 0 | 0 | 0 | 0 | 0 | 0 | 0 | 0 | 0 | 0 | 0 | 0 | 0 | 0 | 0 | 0
[7 empty] | NG_LGE | 2 | 23 | 4.1914 | 4.1182 | 4.0449 | 3.9716 | 3.8983 | 3.8251 | 3.7518 | 3.6785 | 3.6052 | 3.532 | 3.4587 | 3.3854 | 3.3121 | 3.2388 | 3.0922 | 2.9591 | 2.8202 | 2.6925 | 2.5946 | 2.5022 | 2.4258 | 2.3694 | 2.3753 | 2.514 | 0 | 0 | 0 | 0 | 0 | 0 | 0 | 0 | 0 | 0 | 0 | 0 | 0 | 0 | 0 | 0 | 0 | 0 | 0 | 0 | 0 | 0 | 0 | 0 | 0 | 0 | 0
[7 empty] | NG_LGE | 2 | 24 | 4.2647 | 4.1914 | 4.1182 | 4.0449 | 3.9716 | 3.8983 | 3.8251 | 3.7518 | 3.6785 | 3.6052 | 3.532 | 3.4587 | 3.3854 | 3.3121 | 3.2388 | 3.0922 | 2.9591 | 2.8202 | 2.6925 | 2.5946 | 2.5022 | 2.4258 | 2.3694 | 2.3753 | 2.514 | 0 | 0 | 0 | 0 | 0 | 0 | 0 | 0 | 0 | 0 | 0 | 0 | 0 | 0 | 0 | 0 | 0 | 0 | 0 | 0 | 0 | 0 | 0 | 0 | 0 | 0
[7 empty] | NG_LGE | 2 | 25 | 4.338 | 4.2647 | 4.1914 | 4.1182 | 4.0449 | 3.9716 | 3.8983 | 3.8251 | 3.7518 | 3.6785 | 3.6052 | 3.532 | 3.4587 | 3.3854 | 3.3121 | 3.2388 | 3.0922 | 2.9591 | 2.8202 | 2.6925 | 2.5946 | 2.5022 | 2.4258 | 2.3694 | 2.3753 | 2.514 | 0 | 0 | 0 | 0 | 0 | 0 | 0 | 0 | 0 | 0 | 0 | 0 | 0 | 0 | 0 | 0 | 0 | 0 | 0 | 0 | 0 | 0 | 0 | 0 | 0
[7 empty] | NG_LGE | 2 | 26 | 4.4113 | 4.338 | 4.2647 | 4.1914 | 4.1182 | 4.0449 | 3.9716 | 3.8983 | 3.8251 | 3.7518 | 3.6785 | 3.6052 | 3.532 | 3.4587 | 3.3854 | 3.3121 | 3.2388 | 3.0922 | 2.9591 | 2.8202 | 2.6925 | 2.5946 | 2.5022 | 2.4258 | 2.3694 | 2.3753 | 2.514 | 0 | 0 | 0 | 0 | 0 | 0 | 0 | 0 | 0 | 0 | 0 | 0 | 0 | 0 | 0 | 0 | 0 | 0 | 0 | 0 | 0 | 0 | 0 | 0
[7 empty] | NG_LGE | 2 | 27 | 4.4845 | 4.4113 | 4.338 | 4.2647 | 4.1914 | 4.1182 | 4.0449 | 3.9716 | 3.8983 | 3.8251 | 3.7518 | 3.6785 | 3.6052 | 3.532 | 3.4587 | 3.3854 | 3.3121 | 3.2388 | 3.0922 | 2.9591 | 2.8202 | 2.6925 | 2.5946 | 2.5022 | 2.4258 | 2.3694 | 2.3753 | 2.514 | 0 | 0 | 0 | 0 | 0 | 0 | 0 | 0 | 0 | 0 | 0 | 0 | 0 | 0 | 0 | 0 | 0 | 0 | 0 | 0 | 0 | 0 | 0
[7 empty] | NG_LGE | 2 | 28 | 4.5578 | 4.4845 | 4.4113 | 4.338 | 4.2647 | 4.1914 | 4.1182 | 4.0449 | 3.9716 | 3.8983 | 3.8251 | 3.7518 | 3.6785 | 3.6052 | 3.532 | 3.4587 | 3.3854 | 3.3121 | 3.2388 | 3.0922 | 2.9591 | 2.8202 | 2.6925 | 2.5946 | 2.5022 | 2.4258 | 2.3694 | 2.3753 | 2.514 | 0 | 0 | 0 | 0 | 0 | 0 | 0 | 0 | 0 | 0 | 0 | 0 | 0 | 0 | 0 | 0 | 0 | 0 | 0 | 0 | 0 | 0
[7 empty] | NG_LGE | 2 | 29 | 4.6311 | 4.5578 | 4.4845 | 4.4113 | 4.338 | 4.2647 | 4.1914 | 4.1182 | 4.0449 | 3.9716 | 3.8983 | 3.8251 | 3.7518 | 3.6785 | 3.6052 | 3.532 | 3.4587 | 3.3854 | 3.3121 | 3.2388 | 3.0922 | 2.9591 | 2.8202 | 2.6925 | 2.5946 | 2.5022 | 2.4258 | 2.3694 | 2.3753 | 2.514 | 0 | 0 | 0 | 0 | 0 | 0 | 0 | 0 | 0 | 0 | 0 | 0 | 0 | 0 | 0 | 0 | 0 | 0 | 0 | 0 | 0
[7 empty] | NG_LGE | 2 | 30 | 4.7044 | 4.6311 | 4.5578 | 4.4845 | 4.4113 | 4.338 | 4.2647 | 4.1914 | 4.1182 | 4.0449 | 3.9716 | 3.8983 | 3.8251 | 3.7518 | 3.6785 | 3.6052 | 3.532 | 3.4587 | 3.3854 | 3.3121 | 3.2388 | 3.0922 | 2.9591 | 2.8202 | 2.6925 | 2.5946 | 2.5022 | 2.4258 | 2.3694 | 2.3753 | 2.514 | 0 | 0 | 0 | 0 | 0 | 0 | 0 | 0 | 0 | 0 | 0 | 0 | 0 | 0 | 0 | 0 | 0 | 0 | 0 | 0
[7 empty] | NG_LGE | 2 | 31 | 4.7777 | 4.7044 | 4.6311 | 4.5578 | 4.4845 | 4.4113 | 4.338 | 4.2647 | 4.1914 | 4.1182 | 4.0449 | 3.9716 | 3.8983 | 3.8251 | 3.7518 | 3.6785 | 3.6052 | 3.532 | 3.4587 | 3.3854 | 3.3121 | 3.2388 | 3.0922 | 2.9591 | 2.8202 | 2.6925 | 2.5946 | 2.5022 | 2.4258 | 2.3694 | 2.3753 | 2.514 | 0 | 0 | 0 | 0 | 0 | 0 | 0 | 0 | 0 | 0 | 0 | 0 | 0 | 0 | 0 | 0 | 0 | 0 | 0
[7 empty] | NG_LGE | 2 | 32 | 4.8509 | 4.7777 | 4.7044 | 4.6311 | 4.5578 | 4.4845 | 4.4113 | 4.338 | 4.2647 | 4.1914 | 4.1182 | 4.0449 | 3.9716 | 3.8983 | 3.8251 | 3.7518 | 3.6785 | 3.6052 | 3.532 | 3.4587 | 3.3854 | 3.3121 | 3.2388 | 3.0922 | 2.9591 | 2.8202 | 2.6925 | 2.5946 | 2.5022 | 2.4258 | 2.3694 | 2.3753 | 2.514 | 0 | 0 | 0 | 0 | 0 | 0 | 0 | 0 | 0 | 0 | 0 | 0 | 0 | 0 | 0 | 0 | 0 | 0
[7 empty] | NG_LGE | 2 | 33 | 4.9242 | 4.8509 | 4.7777 | 4.7044 | 4.6311 | 4.5578 | 4.4845 | 4.4113 | 4.338 | 4.2647 | 4.1914 | 4.1182 | 4.0449 | 3.9716 | 3.8983 | 3.8251 | 3.7518 | 3.6785 | 3.6052 | 3.532 | 3.4587 | 3.3854 | 3.3121 | 3.2388 | 3.0922 | 2.9591 | 2.8202 | 2.6925 | 2.5946 | 2.5022 | 2.4258 | 2.3694 | 2.3753 | 2.514 | 0 | 0 | 0 | 0 | 0 | 0 | 0 | 0 | 0 | 0 | 0 | 0 | 0 | 0 | 0 | 0 | 0
[7 empty] | NG_LGE | 2 | 34 | 4.9975 | 4.9242 | 4.8509 | 4.7777 | 4.7044 | 4.6311 | 4.5578 | 4.4845 | 4.4113 | 4.338 | 4.2647 | 4.1914 | 4.1182 | 4.0449 | 3.9716 | 3.8983 | 3.8251 | 3.7518 | 3.6785 | 3.6052 | 3.532 | 3.4587 | 3.3854 | 3.3121 | 3.2388 | 3.0922 | 2.9591 | 2.8202 | 2.6925 | 2.5946 | 2.5022 | 2.4258 | 2.3694 | 2.3753 | 2.514 | 0 | 0 | 0 | 0 | 0 | 0 | 0 | 0 | 0 | 0 | 0 | 0 | 0 | 0 | 0 | 0
[7 empty] | NG_LGE | 2 | 35 | 5.0708 | 4.9975 | 4.9242 | 4.8509 | 4.7777 | 4.7044 | 4.6311 | 4.5578 | 4.4845 | 4.4113 | 4.338 | 4.2647 | 4.1914 | 4.1182 | 4.0449 | 3.9716 | 3.8983 | 3.8251 | 3.7518 | 3.6785 | 3.6052 | 3.532 | 3.4587 | 3.3854 | 3.3121 | 3.2388 | 3.0922 | 2.9591 | 2.8202 | 2.6925 | 2.5946 | 2.5022 | 2.4258 | 2.3694 | 2.3753 | 2.514 | 0 | 0 | 0 | 0 | 0 | 0 | 0 | 0 | 0 | 0 | 0 | 0 | 0 | 0 | 0
[7 empty] | NG_LGE | 2 | 36 | 5.144 | 5.0708 | 4.9975 | 4.9242 | 4.8509 | 4.7777 | 4.7044 | 4.6311 | 4.5578 | 4.4845 | 4.4113 | 4.338 | 4.2647 | 4.1914 | 4.1182 | 4.0449 | 3.9716 | 3.8983 | 3.8251 | 3.7518 | 3.6785 | 3.6052 | 3.532 | 3.4587 | 3.3854 | 3.3121 | 3.2388 | 3.0922 | 2.9591 | 2.8202 | 2.6925 | 2.5946 | 2.5022 | 2.4258 | 2.3694 | 2.3753 | 2.514 | 0 | 0 | 0 | 0 | 0 | 0 | 0 | 0 | 0 | 0 | 0 | 0 | 0 | 0
[7 empty] | NG_LGE | 2 | 37 | 5.2173 | 5.144 | 5.0708 | 4.9975 | 4.9242 | 4.8509 | 4.7777 | 4.7044 | 4.6311 | 4.5578 | 4.4845 | 4.4113 | 4.338 | 4.2647 | 4.1914 | 4.1182 | 4.0449 | 3.9716 | 3.8983 | 3.8251 | 3.7518 | 3.6785 | 3.6052 | 3.532 | 3.4587 | 3.3854 | 3.3121 | 3.2388 | 3.0922 | 2.9591 | 2.8202 | 2.6925 | 2.5946 | 2.5022 | 2.4258 | 2.3694 | 2.3753 | 2.514 | 0 | 0 | 0 | 0 | 0 | 0 | 0 | 0 | 0 | 0 | 0 | 0 | 0
[7 empty] | NG_LGE | 2 | 38 | 5.2906 | 5.2173 | 5.144 | 5.0708 | 4.9975 | 4.9242 | 4.8509 | 4.7777 | 4.7044 | 4.6311 | 4.5578 | 4.4845 | 4.4113 | 4.338 | 4.2647 | 4.1914 | 4.1182 | 4.0449 | 3.9716 | 3.8983 | 3.8251 | 3.7518 | 3.6785 | 3.6052 | 3.532 | 3.4587 | 3.3854 | 3.3121 | 3.2388 | 3.0922 | 2.9591 | 2.8202 | 2.6925 | 2.5946 | 2.5022 | 2.4258 | 2.3694 | 2.3753 | 2.514 | 0 | 0 | 0 | 0 | 0 | 0 | 0 | 0 | 0 | 0 | 0 | 0
[7 empty] | NG_LGE | 2 | 39 | 5.3639 | 5.2906 | 5.2173 | 5.144 | 5.0708 | 4.9975 | 4.9242 | 4.8509 | 4.7777 | 4.7044 | 4.6311 | 4.5578 | 4.4845 | 4.4113 | 4.338 | 4.2647 | 4.1914 | 4.1182 | 4.0449 | 3.9716 | 3.8983 | 3.8251 | 3.7518 | 3.6785 | 3.6052 | 3.532 | 3.4587 | 3.3854 | 3.3121 | 3.2388 | 3.0922 | 2.9591 | 2.8202 | 2.6925 | 2.5946 | 2.5022 | 2.4258 | 2.3694 | 2.3753 | 2.514 | 0 | 0 | 0 | 0 | 0 | 0 | 0 | 0 | 0 | 0 | 0
[7 empty] | NG_LGE | 2 | 40 | 5.4371 | 5.3639 | 5.2906 | 5.2173 | 5.144 | 5.0708 | 4.9975 | 4.9242 | 4.8509 | 4.7777 | 4.7044 | 4.6311 | 4.5578 | 4.4845 | 4.4113 | 4.338 | 4.2647 | 4.1914 | 4.1182 | 4.0449 | 3.9716 | 3.8983 | 3.8251 | 3.7518 | 3.6785 | 3.6052 | 3.532 | 3.4587 | 3.3854 | 3.3121 | 3.2388 | 3.0922 | 2.9591 | 2.8202 | 2.6925 | 2.5946 | 2.5022 | 2.4258 | 2.3694 | 2.3753 | 2.514 | 0 | 0 | 0 | 0 | 0 | 0 | 0 | 0 | 0 | 0
[7 empty] | NG_LGE | 2 | 41 | 0 | 5.4371 | 5.3639 | 5.2906 | 5.2173 | 5.144 | 5.0708 | 4.9975 | 4.9242 | 4.8509 | 4.7777 | 4.7044 | 4.6311 | 4.5578 | 4.4845 | 4.4113 | 4.338 | 4.2647 | 4.1914 | 4.1182 | 4.0449 | 3.9716 | 3.8983 | 3.8251 | 3.7518 | 3.6785 | 3.6052 | 3.532 | 3.4587 | 3.3854 | 3.3121 | 3.2388 | 3.0922 | 2.9591 | 2.8202 | 2.6925 | 2.5946 | 2.5022 | 2.4258 | 2.3694 | 2.3753 | 2.514 | 0 | 0 | 0 | 0 | 0 | 0 | 0 | 0 | 0
[7 empty] | NG_LGE | 2 | 42 | 0 | 0 | 5.4371 | 5.3639 | 5.2906 | 5.2173 | 5.144 | 5.0708 | 4.9975 | 4.9242 | 4.8509 | 4.7777 | 4.7044 | 4.6311 | 4.5578 | 4.4845 | 4.4113 | 4.338 | 4.2647 | 4.1914 | 4.1182 | 4.0449 | 3.9716 | 3.8983 | 3.8251 | 3.7518 | 3.6785 | 3.6052 | 3.532 | 3.4587 | 3.3854 | 3.3121 | 3.2388 | 3.0922 | 2.9591 | 2.8202 | 2.6925 | 2.5946 | 2.5022 | 2.4258 | 2.3694 | 2.3753 | 2.514 | 0 | 0 | 0 | 0 | 0 | 0 | 0 | 0
[7 empty] | NG_LGE | 2 | 43 | 0 | 0 | 0 | 5.4371 | 5.3639 | 5.2906 | 5.2173 | 5.144 | 5.0708 | 4.9975 | 4.9242 | 4.8509 | 4.7777 | 4.7044 | 4.6311 | 4.5578 | 4.4845 | 4.4113 | 4.338 | 4.2647 | 4.1914 | 4.1182 | 4.0449 | 3.9716 | 3.8983 | 3.8251 | 3.7518 | 3.6785 | 3.6052 | 3.532 | 3.4587 | 3.3854 | 3.3121 | 3.2388 | 3.0922 | 2.9591 | 2.8202 | 2.6925 | 2.5946 | 2.5022 | 2.4258 | 2.3694 | 2.3753 | 2.514 | 0 | 0 | 0 | 0 | 0 | 0 | 0
[7 empty] | NG_LGE | 2 | 44 | 0 | 0 | 0 | 0 | 5.4371 | 5.3639 | 5.2906 | 5.2173 | 5.144 | 5.0708 | 4.9975 | 4.9242 | 4.8509 | 4.7777 | 4.7044 | 4.6311 | 4.5578 | 4.4845 | 4.4113 | 4.338 | 4.2647 | 4.1914 | 4.1182 | 4.0449 | 3.9716 | 3.8983 | 3.8251 | 3.7518 | 3.6785 | 3.6052 | 3.532 | 3.4587 | 3.3854 | 3.3121 | 3.2388 | 3.0922 | 2.9591 | 2.8202 | 2.6925 | 2.5946 | 2.5022 | 2.4258 | 2.3694 | 2.3753 | 2.514 | 0 | 0 | 0 | 0 | 0 | 0
[7 empty] | NG_LGE | 2 | 45 | 0 | 0 | 0 | 0 | 0 | 5.4371 | 5.3639 | 5.2906 | 5.2173 | 5.144 | 5.0708 | 4.9975 | 4.9242 | 4.8509 | 4.7777 | 4.7044 | 4.6311 | 4.5578 | 4.4845 | 4.4113 | 4.338 | 4.2647 | 4.1914 | 4.1182 | 4.0449 | 3.9716 | 3.8983 | 3.8251 | 3.7518 | 3.6785 | 3.6052 | 3.532 | 3.4587 | 3.3854 | 3.3121 | 3.2388 | 3.0922 | 2.9591 | 2.8202 | 2.6925 | 2.5946 | 2.5022 | 2.4258 | 2.3694 | 2.3753 | 2.514 | 0 | 0 | 0 | 0 | 0
[7 empty] | NG_LGE | 2 | 46 | 0 | 0 | 0 | 0 | 0 | 0 | 5.4371 | 5.3639 | 5.2906 | 5.2173 | 5.144 | 5.0708 | 4.9975 | 4.9242 | 4.8509 | 4.7777 | 4.7044 | 4.6311 | 4.5578 | 4.4845 | 4.4113 | 4.338 | 4.2647 | 4.1914 | 4.1182 | 4.0449 | 3.9716 | 3.8983 | 3.8251 | 3.7518 | 3.6785 | 3.6052 | 3.532 | 3.4587 | 3.3854 | 3.3121 | 3.2388 | 3.0922 | 2.9591 | 2.8202 | 2.6925 | 2.5946 | 2.5022 | 2.4258 | 2.3694 | 2.3753 | 2.514 | 0 | 0 | 0 | 0
[7 empty] | NG_LGE | 2 | 47 | 0 | 0 | 0 | 0 | 0 | 0 | 0 | 5.4371 | 5.3639 | 5.2906 | 5.2173 | 5.144 | 5.0708 | 4.9975 | 4.9242 | 4.8509 | 4.7777 | 4.7044 | 4.6311 | 4.5578 | 4.4845 | 4.4113 | 4.338 | 4.2647 | 4.1914 | 4.1182 | 4.0449 | 3.9716 | 3.8983 | 3.8251 | 3.7518 | 3.6785 | 3.6052 | 3.532 | 3.4587 | 3.3854 | 3.3121 | 3.2388 | 3.0922 | 2.9591 | 2.8202 | 2.6925 | 2.5946 | 2.5022 | 2.4258 | 2.3694 | 2.3753 | 2.514 | 0 | 0 | 0
[7 empty] | NG_LGE | 2 | 48 | 0 | 0 | 0 | 0 | 0 | 0 | 0 | 0 | 5.4371 | 5.3639 | 5.2906 | 5.2173 | 5.144 | 5.0708 | 4.9975 | 4.9242 | 4.8509 | 4.7777 | 4.7044 | 4.6311 | 4.5578 | 4.4845 | 4.4113 | 4.338 | 4.2647 | 4.1914 | 4.1182 | 4.0449 | 3.9716 | 3.8983 | 3.8251 | 3.7518 | 3.6785 | 3.6052 | 3.532 | 3.4587 | 3.3854 | 3.3121 | 3.2388 | 3.0922 | 2.9591 | 2.8202 | 2.6925 | 2.5946 | 2.5022 | 2.4258 | 2.3694 | 2.3753 | 2.514 | 0 | 0
[7 empty] | NG_LGE | 2 | 49 | 0 | 0 | 0 | 0 | 0 | 0 | 0 | 0 | 0 | 5.4371 | 5.3639 | 5.2906 | 5.2173 | 5.144 | 5.0708 | 4.9975 | 4.9242 | 4.8509 | 4.7777 | 4.7044 | 4.6311 | 4.5578 | 4.4845 | 4.4113 | 4.338 | 4.2647 | 4.1914 | 4.1182 | 4.0449 | 3.9716 | 3.8983 | 3.8251 | 3.7518 | 3.6785 | 3.6052 | 3.532 | 3.4587 | 3.3854 | 3.3121 | 3.2388 | 3.0922 | 2.9591 | 2.8202 | 2.6925 | 2.5946 | 2.5022 | 2.4258 | 2.3694 | 2.3753 | 2.514 | 0
[7 empty] | NG_LGE | 2 | 50 | 0 | 0 | 0 | 0 | 0 | 0 | 0 | 0 | 0 | 0 | 5.4371 | 5.3639 | 5.2906 | 5.2173 | 5.144 | 5.0708 | 4.9975 | 4.9242 | 4.8509 | 4.7777 | 4.7044 | 4.6311 | 4.5578 | 4.4845 | 4.4113 | 4.338 | 4.2647 | 4.1914 | 4.1182 | 4.0449 | 3.9716 | 3.8983 | 3.8251 | 3.7518 | 3.6785 | 3.6052 | 3.532 | 3.4587 | 3.3854 | 3.3121 | 3.2388 | 3.0922 | 2.9591 | 2.8202 | 2.6925 | 2.5946 | 2.5022 | 2.4258 | 2.3694 | 2.3753 | 2.514
[7 empty] | Open | 3 | 0 | 0 | 0 | 0 | 0 | 0 | 0 | 0 | 0 | 0 | 0 | 0 | 0 | 0 | 0 | 0 | 0 | 0 | 0 | 0 | 0 | 0 | 0 | 0 | 0 | 0 | 0 | 0 | 0 | 0 | 0 | 0 | 0 | 0 | 0 | 0 | 0 | 0 | 0 | 0 | 0 | 0 | 0 | 0 | 0 | 0 | 0 | 0 | 0 | 0 | 0 | 0
[7 empty] | Open | 3 | 1 | 0 | 0 | 0 | 0 | 0 | 0 | 0 | 0 | 0 | 0 | 0 | 0 | 0 | 0 | 0 | 0 | 0 | 0 | 0 | 0 | 0 | 0 | 0 | 0 | 0 | 0 | 0 | 0 | 0 | 0 | 0 | 0 | 0 | 0 | 0 | 0 | 0 | 0 | 0 | 0 | 0 | 0 | 0 | 0 | 0 | 0 | 0 | 0 | 0 | 0 | 0
[7 empty] | Open | 3 | 2 | 0 | 0 | 0 | 0 | 0 | 0 | 0 | 0 | 0 | 0 | 0 | 0 | 0 | 0 | 0 | 0 | 0 | 0 | 0 | 0 | 0 | 0 | 0 | 0 | 0 | 0 | 0 | 0 | 0 | 0 | 0 | 0 | 0 | 0 | 0 | 0 | 0 | 0 | 0 | 0 | 0 | 0 | 0 | 0 | 0 | 0 | 0 | 0 | 0 | 0 | 0
[7 empty] | Open | 3 | 3 | 0 | 0 | 0 | 0 | 0 | 0 | 0 | 0 | 0 | 0 | 0 | 0 | 0 | 0 | 0 | 0 | 0 | 0 | 0 | 0 | 0 | 0 | 0 | 0 | 0 | 0 | 0 | 0 | 0 | 0 | 0 | 0 | 0 | 0 | 0 | 0 | 0 | 0 | 0 | 0 | 0 | 0 | 0 | 0 | 0 | 0 | 0 | 0 | 0 | 0 | 0
[7 empty] | Open | 3 | 4 | 0 | 0 | 0 | 0 | 0 | 0 | 0 | 0 | 0 | 0 | 0 | 0 | 0 | 0 | 0 | 0 | 0 | 0 | 0 | 0 | 0 | 0 | 0 | 0 | 0 | 0 | 0 | 0 | 0 | 0 | 0 | 0 | 0 | 0 | 0 | 0 | 0 | 0 | 0 | 0 | 0 | 0 | 0 | 0 | 0 | 0 | 0 | 0 | 0 | 0 | 0
[7 empty] | Open | 3 | 5 | 0 | 0 | 0 | 0 | 0 | 0 | 0 | 0 | 0 | 0 | 0 | 0 | 0 | 0 | 0 | 0 | 0 | 0 | 0 | 0 | 0 | 0 | 0 | 0 | 0 | 0 | 0 | 0 | 0 | 0 | 0 | 0 | 0 | 0 | 0 | 0 | 0 | 0 | 0 | 0 | 0 | 0 | 0 | 0 | 0 | 0 | 0 | 0 | 0 | 0 | 0
[7 empty] | Open | 3 | 6 | 0 | 0 | 0 | 0 | 0 | 0 | 0 | 0 | 0 | 0 | 0 | 0 | 0 | 0 | 0 | 0 | 0 | 0 | 0 | 0 | 0 | 0 | 0 | 0 | 0 | 0 | 0 | 0 | 0 | 0 | 0 | 0 | 0 | 0 | 0 | 0 | 0 | 0 | 0 | 0 | 0 | 0 | 0 | 0 | 0 | 0 | 0 | 0 | 0 | 0 | 0
[7 empty] | Open | 3 | 7 | 0 | 0 | 0 | 0 | 0 | 0 | 0 | 0 | 0 | 0 | 0 | 0 | 0 | 0 | 0 | 0 | 0 | 0 | 0 | 0 | 0 | 0 | 0 | 0 | 0 | 0 | 0 | 0 | 0 | 0 | 0 | 0 | 0 | 0 | 0 | 0 | 0 | 0 | 0 | 0 | 0 | 0 | 0 | 0 | 0 | 0 | 0 | 0 | 0 | 0 | 0
[7 empty] | Open | 3 | 8 | 0 | 0 | 0 | 0 | 0 | 0 | 0 | 0 | 0 | 0 | 0 | 0 | 0 | 0 | 0 | 0 | 0 | 0 | 0 | 0 | 0 | 0 | 0 | 0 | 0 | 0 | 0 | 0 | 0 | 0 | 0 | 0 | 0 | 0 | 0 | 0 | 0 | 0 | 0 | 0 | 0 | 0 | 0 | 0 | 0 | 0 | 0 | 0 | 0 | 0 | 0
[7 empty] | Open | 3 | 9 | 0 | 0 | 0 | 0 | 0 | 0 | 0 | 0 | 0 | 0 | 0 | 0 | 0 | 0 | 0 | 0 | 0 | 0 | 0 | 0 | 0 | 0 | 0 | 0 | 0 | 0 | 0 | 0 | 0 | 0 | 0 | 0 | 0 | 0 | 0 | 0 | 0 | 0 | 0 | 0 | 0 | 0 | 0 | 0 | 0 | 0 | 0 | 0 | 0 | 0 | 0
[7 empty] | Open | 3 | 10 | 0 | 0 | 0 | 0 | 0 | 0 | 0 | 0 | 0 | 0 | 0 | 0 | 0 | 0 | 0 | 0 | 0 | 0 | 0 | 0 | 0 | 0 | 0 | 0 | 0 | 0 | 0 | 0 | 0 | 0 | 0 | 0 | 0 | 0 | 0 | 0 | 0 | 0 | 0 | 0 | 0 | 0 | 0 | 0 | 0 | 0 | 0 | 0 | 0 | 0 | 0
[7 empty] | Open | 3 | 11 | 0 | 0 | 0 | 0 | 0 | 0 | 0 | 0 | 0 | 0 | 0 | 0 | 0 | 0 | 0 | 0 | 0 | 0 | 0 | 0 | 0 | 0 | 0 | 0 | 0 | 0 | 0 | 0 | 0 | 0 | 0 | 0 | 0 | 0 | 0 | 0 | 0 | 0 | 0 | 0 | 0 | 0 | 0 | 0 | 0 | 0 | 0 | 0 | 0 | 0 | 0
[7 empty] | Open | 3 | 12 | 0 | 0 | 0 | 0 | 0 | 0 | 0 | 0 | 0 | 0 | 0 | 0 | 0 | 0 | 0 | 0 | 0 | 0 | 0 | 0 | 0 | 0 | 0 | 0 | 0 | 0 | 0 | 0 | 0 | 0 | 0 | 0 | 0 | 0 | 0 | 0 | 0 | 0 | 0 | 0 | 0 | 0 | 0 | 0 | 0 | 0 | 0 | 0 | 0 | 0 | 0
[7 empty] | Open | 3 | 13 | 0 | 0 | 0 | 0 | 0 | 0 | 0 | 0 | 0 | 0 | 0 | 0 | 0 | 0 | 0 | 0 | 0 | 0 | 0 | 0 | 0 | 0 | 0 | 0 | 0 | 0 | 0 | 0 | 0 | 0 | 0 | 0 | 0 | 0 | 0 | 0 | 0 | 0 | 0 | 0 | 0 | 0 | 0 | 0 | 0 | 0 | 0 | 0 | 0 | 0 | 0
[7 empty] | Open | 3 | 14 | 0 | 0 | 0 | 0 | 0 | 0 | 0 | 0 | 0 | 0 | 0 | 0 | 0 | 0 | 0 | 0 | 0 | 0 | 0 | 0 | 0 | 0 | 0 | 0 | 0 | 0 | 0 | 0 | 0 | 0 | 0 | 0 | 0 | 0 | 0 | 0 | 0 | 0 | 0 | 0 | 0 | 0 | 0 | 0 | 0 | 0 | 0 | 0 | 0 | 0 | 0
[7 empty] | Open | 3 | 15 | 0 | 0 | 0 | 0 | 0 | 0 | 0 | 0 | 0 | 0 | 0 | 0 | 0 | 0 | 0 | 0 | 0 | 0 | 0 | 0 | 0 | 0 | 0 | 0 | 0 | 0 | 0 | 0 | 0 | 0 | 0 | 0 | 0 | 0 | 0 | 0 | 0 | 0 | 0 | 0 | 0 | 0 | 0 | 0 | 0 | 0 | 0 | 0 | 0 | 0 | 0
[7 empty] | Open | 3 | 16 | 0 | 0 | 0 | 0 | 0 | 0 | 0 | 0 | 0 | 0 | 0 | 0 | 0 | 0 | 0 | 0 | 0 | 0 | 0 | 0 | 0 | 0 | 0 | 0 | 0 | 0 | 0 | 0 | 0 | 0 | 0 | 0 | 0 | 0 | 0 | 0 | 0 | 0 | 0 | 0 | 0 | 0 | 0 | 0 | 0 | 0 | 0 | 0 | 0 | 0 | 0
[7 empty] | Open | 3 | 17 | 0 | 0 | 0 | 0 | 0 | 0 | 0 | 0 | 0 | 0 | 0 | 0 | 0 | 0 | 0 | 0 | 0 | 0 | 0 | 0 | 0 | 0 | 0 | 0 | 0 | 0 | 0 | 0 | 0 | 0 | 0 | 0 | 0 | 0 | 0 | 0 | 0 | 0 | 0 | 0 | 0 | 0 | 0 | 0 | 0 | 0 | 0 | 0 | 0 | 0 | 0
[7 empty] | Open | 3 | 18 | 0 | 0 | 0 | 0 | 0 | 0 | 0 | 0 | 0 | 0 | 0 | 0 | 0 | 0 | 0 | 0 | 0 | 0 | 0 | 0 | 0 | 0 | 0 | 0 | 0 | 0 | 0 | 0 | 0 | 0 | 0 | 0 | 0 | 0 | 0 | 0 | 0 | 0 | 0 | 0 | 0 | 0 | 0 | 0 | 0 | 0 | 0 | 0 | 0 | 0 | 0
[7 empty] | Open | 3 | 19 | 0 | 0 | 0 | 0 | 0 | 0 | 0 | 0 | 0 | 0 | 0 | 0 | 0 | 0 | 0 | 0 | 0 | 0 | 0 | 0 | 0 | 0 | 0 | 0 | 0 | 0 | 0 | 0 | 0 | 0 | 0 | 0 | 0 | 0 | 0 | 0 | 0 | 0 | 0 | 0 | 0 | 0 | 0 | 0 | 0 | 0 | 0 | 0 | 0 | 0 | 0
[7 empty] | Open | 3 | 20 | 0 | 0 | 0 | 0 | 0 | 0 | 0 | 0 | 0 | 0 | 0 | 0 | 0 | 0 | 0 | 0 | 0 | 0 | 0 | 0 | 0 | 0 | 0 | 0 | 0 | 0 | 0 | 0 | 0 | 0 | 0 | 0 | 0 | 0 | 0 | 0 | 0 | 0 | 0 | 0 | 0 | 0 | 0 | 0 | 0 | 0 | 0 | 0 | 0 | 0 | 0
[7 empty] | Open | 3 | 21 | 0 | 0 | 0 | 0 | 0 | 0 | 0 | 0 | 0 | 0 | 0 | 0 | 0 | 0 | 0 | 0 | 0 | 0 | 0 | 0 | 0 | 0 | 0 | 0 | 0 | 0 | 0 | 0 | 0 | 0 | 0 | 0 | 0 | 0 | 0 | 0 | 0 | 0 | 0 | 0 | 0 | 0 | 0 | 0 | 0 | 0 | 0 | 0 | 0 | 0 | 0
[7 empty] | Open | 3 | 22 | 0 | 0 | 0 | 0 | 0 | 0 | 0 | 0 | 0 | 0 | 0 | 0 | 0 | 0 | 0 | 0 | 0 | 0 | 0 | 0 | 0 | 0 | 0 | 0 | 0 | 0 | 0 | 0 | 0 | 0 | 0 | 0 | 0 | 0 | 0 | 0 | 0 | 0 | 0 | 0 | 0 | 0 | 0 | 0 | 0 | 0 | 0 | 0 | 0 | 0 | 0
[7 empty] | Open | 3 | 23 | 0 | 0 | 0 | 0 | 0 | 0 | 0 | 0 | 0 | 0 | 0 | 0 | 0 | 0 | 0 | 0 | 0 | 0 | 0 | 0 | 0 | 0 | 0 | 0 | 0 | 0 | 0 | 0 | 0 | 0 | 0 | 0 | 0 | 0 | 0 | 0 | 0 | 0 | 0 | 0 | 0 | 0 | 0 | 0 | 0 | 0 | 0 | 0 | 0 | 0 | 0
[7 empty] | Open | 3 | 24 | 0 | 0 | 0 | 0 | 0 | 0 | 0 | 0 | 0 | 0 | 0 | 0 | 0 | 0 | 0 | 0 | 0 | 0 | 0 | 0 | 0 | 0 | 0 | 0 | 0 | 0 | 0 | 0 | 0 | 0 | 0 | 0 | 0 | 0 | 0 | 0 | 0 | 0 | 0 | 0 | 0 | 0 | 0 | 0 | 0 | 0 | 0 | 0 | 0 | 0 | 0
[7 empty] | Open | 3 | 25 | 0 | 0 | 0 | 0 | 0 | 0 | 0 | 0 | 0 | 0 | 0 | 0 | 0 | 0 | 0 | 0 | 0 | 0 | 0 | 0 | 0 | 0 | 0 | 0 | 0 | 0 | 0 | 0 | 0 | 0 | 0 | 0 | 0 | 0 | 0 | 0 | 0 | 0 | 0 | 0 | 0 | 0 | 0 | 0 | 0 | 0 | 0 | 0 | 0 | 0 | 0
[7 empty] | Open | 3 | 26 | 0 | 0 | 0 | 0 | 0 | 0 | 0 | 0 | 0 | 0 | 0 | 0 | 0 | 0 | 0 | 0 | 0 | 0 | 0 | 0 | 0 | 0 | 0 | 0 | 0 | 0 | 0 | 0 | 0 | 0 | 0 | 0 | 0 | 0 | 0 | 0 | 0 | 0 | 0 | 0 | 0 | 0 | 0 | 0 | 0 | 0 | 0 | 0 | 0 | 0 | 0
[7 empty] | Open | 3 | 27 | 0 | 0 | 0 | 0 | 0 | 0 | 0 | 0 | 0 | 0 | 0 | 0 | 0 | 0 | 0 | 0 | 0 | 0 | 0 | 0 | 0 | 0 | 0 | 0 | 0 | 0 | 0 | 0 | 0 | 0 | 0 | 0 | 0 | 0 | 0 | 0 | 0 | 0 | 0 | 0 | 0 | 0 | 0 | 0 | 0 | 0 | 0 | 0 | 0 | 0 | 0
[7 empty] | Open | 3 | 28 | 0 | 0 | 0 | 0 | 0 | 0 | 0 | 0 | 0 | 0 | 0 | 0 | 0 | 0 | 0 | 0 | 0 | 0 | 0 | 0 | 0 | 0 | 0 | 0 | 0 | 0 | 0 | 0 | 0 | 0 | 0 | 0 | 0 | 0 | 0 | 0 | 0 | 0 | 0 | 0 | 0 | 0 | 0 | 0 | 0 | 0 | 0 | 0 | 0 | 0 | 0
[7 empty] | Open | 3 | 29 | 0 | 0 | 0 | 0 | 0 | 0 | 0 | 0 | 0 | 0 | 0 | 0 | 0 | 0 | 0 | 0 | 0 | 0 | 0 | 0 | 0 | 0 | 0 | 0 | 0 | 0 | 0 | 0 | 0 | 0 | 0 | 0 | 0 | 0 | 0 | 0 | 0 | 0 | 0 | 0 | 0 | 0 | 0 | 0 | 0 | 0 | 0 | 0 | 0 | 0 | 0
[7 empty] | Open | 3 | 30 | 0 | 0 | 0 | 0 | 0 | 0 | 0 | 0 | 0 | 0 | 0 | 0 | 0 | 0 | 0 | 0 | 0 | 0 | 0 | 0 | 0 | 0 | 0 | 0 | 0 | 0 | 0 | 0 | 0 | 0 | 0 | 0 | 0 | 0 | 0 | 0 | 0 | 0 | 0 | 0 | 0 | 0 | 0 | 0 | 0 | 0 | 0 | 0 | 0 | 0 | 0
[7 empty] | Open | 3 | 31 | 0 | 0 | 0 | 0 | 0 | 0 | 0 | 0 | 0 | 0 | 0 | 0 | 0 | 0 | 0 | 0 | 0 | 0 | 0 | 0 | 0 | 0 | 0 | 0 | 0 | 0 | 0 | 0 | 0 | 0 | 0 | 0 | 0 | 0 | 0 | 0 | 0 | 0 | 0 | 0 | 0 | 0 | 0 | 0 | 0 | 0 | 0 | 0 | 0 | 0 | 0
[7 empty] | Open | 3 | 32 | 0 | 0 | 0 | 0 | 0 | 0 | 0 | 0 | 0 | 0 | 0 | 0 | 0 | 0 | 0 | 0 | 0 | 0 | 0 | 0 | 0 | 0 | 0 | 0 | 0 | 0 | 0 | 0 | 0 | 0 | 0 | 0 | 0 | 0 | 0 | 0 | 0 | 0 | 0 | 0 | 0 | 0 | 0 | 0 | 0 | 0 | 0 | 0 | 0 | 0 | 0
[7 empty] | Open | 3 | 33 | 0 | 0 | 0 | 0 | 0 | 0 | 0 | 0 | 0 | 0 | 0 | 0 | 0 | 0 | 0 | 0 | 0 | 0 | 0 | 0 | 0 | 0 | 0 | 0 | 0 | 0 | 0 | 0 | 0 | 0 | 0 | 0 | 0 | 0 | 0 | 0 | 0 | 0 | 0 | 0 | 0 | 0 | 0 | 0 | 0 | 0 | 0 | 0 | 0 | 0 | 0
[7 empty] | Open | 3 | 34 | 0 | 0 | 0 | 0 | 0 | 0 | 0 | 0 | 0 | 0 | 0 | 0 | 0 | 0 | 0 | 0 | 0 | 0 | 0 | 0 | 0 | 0 | 0 | 0 | 0 | 0 | 0 | 0 | 0 | 0 | 0 | 0 | 0 | 0 | 0 | 0 | 0 | 0 | 0 | 0 | 0 | 0 | 0 | 0 | 0 | 0 | 0 | 0 | 0 | 0 | 0
[7 empty] | Open | 3 | 35 | 0 | 0 | 0 | 0 | 0 | 0 | 0 | 0 | 0 | 0 | 0 | 0 | 0 | 0 | 0 | 0 | 0 | 0 | 0 | 0 | 0 | 0 | 0 | 0 | 0 | 0 | 0 | 0 | 0 | 0 | 0 | 0 | 0 | 0 | 0 | 0 | 0 | 0 | 0 | 0 | 0 | 0 | 0 | 0 | 0 | 0 | 0 | 0 | 0 | 0 | 0
[7 empty] | Open | 3 | 36 | 0 | 0 | 0 | 0 | 0 | 0 | 0 | 0 | 0 | 0 | 0 | 0 | 0 | 0 | 0 | 0 | 0 | 0 | 0 | 0 | 0 | 0 | 0 | 0 | 0 | 0 | 0 | 0 | 0 | 0 | 0 | 0 | 0 | 0 | 0 | 0 | 0 | 0 | 0 | 0 | 0 | 0 | 0 | 0 | 0 | 0 | 0 | 0 | 0 | 0 | 0
[7 empty] | Open | 3 | 37 | 0 | 0 | 0 | 0 | 0 | 0 | 0 | 0 | 0 | 0 | 0 | 0 | 0 | 0 | 0 | 0 | 0 | 0 | 0 | 0 | 0 | 0 | 0 | 0 | 0 | 0 | 0 | 0 | 0 | 0 | 0 | 0 | 0 | 0 | 0 | 0 | 0 | 0 | 0 | 0 | 0 | 0 | 0 | 0 | 0 | 0 | 0 | 0 | 0 | 0 | 0
[7 empty] | Open | 3 | 38 | 0 | 0 | 0 | 0 | 0 | 0 | 0 | 0 | 0 | 0 | 0 | 0 | 0 | 0 | 0 | 0 | 0 | 0 | 0 | 0 | 0 | 0 | 0 | 0 | 0 | 0 | 0 | 0 | 0 | 0 | 0 | 0 | 0 | 0 | 0 | 0 | 0 | 0 | 0 | 0 | 0 | 0 | 0 | 0 | 0 | 0 | 0 | 0 | 0 | 0 | 0
[7 empty] | Open | 3 | 39 | 0 | 0 | 0 | 0 | 0 | 0 | 0 | 0 | 0 | 0 | 0 | 0 | 0 | 0 | 0 | 0 | 0 | 0 | 0 | 0 | 0 | 0 | 0 | 0 | 0 | 0 | 0 | 0 | 0 | 0 | 0 | 0 | 0 | 0 | 0 | 0 | 0 | 0 | 0 | 0 | 0 | 0 | 0 | 0 | 0 | 0 | 0 | 0 | 0 | 0 | 0
[7 empty] | Open | 3 | 40 | 0 | 0 | 0 | 0 | 0 | 0 | 0 | 0 | 0 | 0 | 0 | 0 | 0 | 0 | 0 | 0 | 0 | 0 | 0 | 0 | 0 | 0 | 0 | 0 | 0 | 0 | 0 | 0 | 0 | 0 | 0 | 0 | 0 | 0 | 0 | 0 | 0 | 0 | 0 | 0 | 0 | 0 | 0 | 0 | 0 | 0 | 0 | 0 | 0 | 0 | 0
[7 empty] | Open | 3 | 41 | 0 | 0 | 0 | 0 | 0 | 0 | 0 | 0 | 0 | 0 | 0 | 0 | 0 | 0 | 0 | 0 | 0 | 0 | 0 | 0 | 0 | 0 | 0 | 0 | 0 | 0 | 0 | 0 | 0 | 0 | 0 | 0 | 0 | 0 | 0 | 0 | 0 | 0 | 0 | 0 | 0 | 0 | 0 | 0 | 0 | 0 | 0 | 0 | 0 | 0 | 0
[7 empty] | Open | 3 | 42 | 0 | 0 | 0 | 0 | 0 | 0 | 0 | 0 | 0 | 0 | 0 | 0 | 0 | 0 | 0 | 0 | 0 | 0 | 0 | 0 | 0 | 0 | 0 | 0 | 0 | 0 | 0 | 0 | 0 | 0 | 0 | 0 | 0 | 0 | 0 | 0 | 0 | 0 | 0 | 0 | 0 | 0 | 0 | 0 | 0 | 0 | 0 | 0 | 0 | 0 | 0
[7 empty] | Open | 3 | 43 | 0 | 0 | 0 | 0 | 0 | 0 | 0 | 0 | 0 | 0 | 0 | 0 | 0 | 0 | 0 | 0 | 0 | 0 | 0 | 0 | 0 | 0 | 0 | 0 | 0 | 0 | 0 | 0 | 0 | 0 | 0 | 0 | 0 | 0 | 0 | 0 | 0 | 0 | 0 | 0 | 0 | 0 | 0 | 0 | 0 | 0 | 0 | 0 | 0 | 0 | 0
[7 empty] | Open | 3 | 44 | 0 | 0 | 0 | 0 | 0 | 0 | 0 | 0 | 0 | 0 | 0 | 0 | 0 | 0 | 0 | 0 | 0 | 0 | 0 | 0 | 0 | 0 | 0 | 0 | 0 | 0 | 0 | 0 | 0 | 0 | 0 | 0 | 0 | 0 | 0 | 0 | 0 | 0 | 0 | 0 | 0 | 0 | 0 | 0 | 0 | 0 | 0 | 0 | 0 | 0 | 0
[7 empty] | Open | 3 | 45 | 0 | 0 | 0 | 0 | 0 | 0 | 0 | 0 | 0 | 0 | 0 | 0 | 0 | 0 | 0 | 0 | 0 | 0 | 0 | 0 | 0 | 0 | 0 | 0 | 0 | 0 | 0 | 0 | 0 | 0 | 0 | 0 | 0 | 0 | 0 | 0 | 0 | 0 | 0 | 0 | 0 | 0 | 0 | 0 | 0 | 0 | 0 | 0 | 0 | 0 | 0
[7 empty] | Open | 3 | 46 | 0 | 0 | 0 | 0 | 0 | 0 | 0 | 0 | 0 | 0 | 0 | 0 | 0 | 0 | 0 | 0 | 0 | 0 | 0 | 0 | 0 | 0 | 0 | 0 | 0 | 0 | 0 | 0 | 0 | 0 | 0 | 0 | 0 | 0 | 0 | 0 | 0 | 0 | 0 | 0 | 0 | 0 | 0 | 0 | 0 | 0 | 0 | 0 | 0 | 0 | 0
[7 empty] | Open | 3 | 47 | 0 | 0 | 0 | 0 | 0 | 0 | 0 | 0 | 0 | 0 | 0 | 0 | 0 | 0 | 0 | 0 | 0 | 0 | 0 | 0 | 0 | 0 | 0 | 0 | 0 | 0 | 0 | 0 | 0 | 0 | 0 | 0 | 0 | 0 | 0 | 0 | 0 | 0 | 0 | 0 | 0 | 0 | 0 | 0 | 0 | 0 | 0 | 0 | 0 | 0 | 0
[7 empty] | Open | 3 | 48 | 0 | 0 | 0 | 0 | 0 | 0 | 0 | 0 | 0 | 0 | 0 | 0 | 0 | 0 | 0 | 0 | 0 | 0 | 0 | 0 | 0 | 0 | 0 | 0 | 0 | 0 | 0 | 0 | 0 | 0 | 0 | 0 | 0 | 0 | 0 | 0 | 0 | 0 | 0 | 0 | 0 | 0 | 0 | 0 | 0 | 0 | 0 | 0 | 0 | 0 | 0
[7 empty] | Open | 3 | 49 | 0 | 0 | 0 | 0 | 0 | 0 | 0 | 0 | 0 | 0 | 0 | 0 | 0 | 0 | 0 | 0 | 0 | 0 | 0 | 0 | 0 | 0 | 0 | 0 | 0 | 0 | 0 | 0 | 0 | 0 | 0 | 0 | 0 | 0 | 0 | 0 | 0 | 0 | 0 | 0 | 0 | 0 | 0 | 0 | 0 | 0 | 0 | 0 | 0 | 0 | 0
[7 empty] | Open | 3 | 50 | 0 | 0 | 0 | 0 | 0 | 0 | 0 | 0 | 0 | 0 | 0 | 0 | 0 | 0 | 0 | 0 | 0 | 0 | 0 | 0 | 0 | 0 | 0 | 0 | 0 | 0 | 0 | 0 | 0 | 0 | 0 | 0 | 0 | 0 | 0 | 0 | 0 | 0 | 0 | 0 | 0 | 0 | 0 | 0 | 0 | 0 | 0 | 0 | 0 | 0 | 0
[7 empty] | Open | 4 | 0 | 0 | 0 | 0 | 0 | 0 | 0 | 0 | 0 | 0 | 0 | 0 | 0 | 0 | 0 | 0 | 0 | 0 | 0 | 0 | 0 | 0 | 0 | 0 | 0 | 0 | 0 | 0 | 0 | 0 | 0 | 0 | 0 | 0 | 0 | 0 | 0 | 0 | 0 | 0 | 0 | 0 | 0 | 0 | 0 | 0 | 0 | 0 | 0 | 0 | 0 | 0
[7 empty] | Open | 4 | 1 | 0 | 0 | 0 | 0 | 0 | 0 | 0 | 0 | 0 | 0 | 0 | 0 | 0 | 0 | 0 | 0 | 0 | 0 | 0 | 0 | 0 | 0 | 0 | 0 | 0 | 0 | 0 | 0 | 0 | 0 | 0 | 0 | 0 | 0 | 0 | 0 | 0 | 0 | 0 | 0 | 0 | 0 | 0 | 0 | 0 | 0 | 0 | 0 | 0 | 0 | 0
[7 empty] | Open | 4 | 2 | 0 | 0 | 0 | 0 | 0 | 0 | 0 | 0 | 0 | 0 | 0 | 0 | 0 | 0 | 0 | 0 | 0 | 0 | 0 | 0 | 0 | 0 | 0 | 0 | 0 | 0 | 0 | 0 | 0 | 0 | 0 | 0 | 0 | 0 | 0 | 0 | 0 | 0 | 0 | 0 | 0 | 0 | 0 | 0 | 0 | 0 | 0 | 0 | 0 | 0 | 0
[7 empty] | Open | 4 | 3 | 0 | 0 | 0 | 0 | 0 | 0 | 0 | 0 | 0 | 0 | 0 | 0 | 0 | 0 | 0 | 0 | 0 | 0 | 0 | 0 | 0 | 0 | 0 | 0 | 0 | 0 | 0 | 0 | 0 | 0 | 0 | 0 | 0 | 0 | 0 | 0 | 0 | 0 | 0 | 0 | 0 | 0 | 0 | 0 | 0 | 0 | 0 | 0 | 0 | 0 | 0
[7 empty] | Open | 4 | 4 | 0 | 0 | 0 | 0 | 0 | 0 | 0 | 0 | 0 | 0 | 0 | 0 | 0 | 0 | 0 | 0 | 0 | 0 | 0 | 0 | 0 | 0 | 0 | 0 | 0 | 0 | 0 | 0 | 0 | 0 | 0 | 0 | 0 | 0 | 0 | 0 | 0 | 0 | 0 | 0 | 0 | 0 | 0 | 0 | 0 | 0 | 0 | 0 | 0 | 0 | 0
[7 empty] | Open | 4 | 5 | 0 | 0 | 0 | 0 | 0 | 0 | 0 | 0 | 0 | 0 | 0 | 0 | 0 | 0 | 0 | 0 | 0 | 0 | 0 | 0 | 0 | 0 | 0 | 0 | 0 | 0 | 0 | 0 | 0 | 0 | 0 | 0 | 0 | 0 | 0 | 0 | 0 | 0 | 0 | 0 | 0 | 0 | 0 | 0 | 0 | 0 | 0 | 0 | 0 | 0 | 0
[7 empty] | Open | 4 | 6 | 0 | 0 | 0 | 0 | 0 | 0 | 0 | 0 | 0 | 0 | 0 | 0 | 0 | 0 | 0 | 0 | 0 | 0 | 0 | 0 | 0 | 0 | 0 | 0 | 0 | 0 | 0 | 0 | 0 | 0 | 0 | 0 | 0 | 0 | 0 | 0 | 0 | 0 | 0 | 0 | 0 | 0 | 0 | 0 | 0 | 0 | 0 | 0 | 0 | 0 | 0
[7 empty] | Open | 4 | 7 | 0 | 0 | 0 | 0 | 0 | 0 | 0 | 0 | 0 | 0 | 0 | 0 | 0 | 0 | 0 | 0 | 0 | 0 | 0 | 0 | 0 | 0 | 0 | 0 | 0 | 0 | 0 | 0 | 0 | 0 | 0 | 0 | 0 | 0 | 0 | 0 | 0 | 0 | 0 | 0 | 0 | 0 | 0 | 0 | 0 | 0 | 0 | 0 | 0 | 0 | 0
[7 empty] | Open | 4 | 8 | 0 | 0 | 0 | 0 | 0 | 0 | 0 | 0 | 0 | 0 | 0 | 0 | 0 | 0 | 0 | 0 | 0 | 0 | 0 | 0 | 0 | 0 | 0 | 0 | 0 | 0 | 0 | 0 | 0 | 0 | 0 | 0 | 0 | 0 | 0 | 0 | 0 | 0 | 0 | 0 | 0 | 0 | 0 | 0 | 0 | 0 | 0 | 0 | 0 | 0 | 0
[7 empty] | Open | 4 | 9 | 0 | 0 | 0 | 0 | 0 | 0 | 0 | 0 | 0 | 0 | 0 | 0 | 0 | 0 | 0 | 0 | 0 | 0 | 0 | 0 | 0 | 0 | 0 | 0 | 0 | 0 | 0 | 0 | 0 | 0 | 0 | 0 | 0 | 0 | 0 | 0 | 0 | 0 | 0 | 0 | 0 | 0 | 0 | 0 | 0 | 0 | 0 | 0 | 0 | 0 | 0
[7 empty] | Open | 4 | 10 | 0 | 0 | 0 | 0 | 0 | 0 | 0 | 0 | 0 | 0 | 0 | 0 | 0 | 0 | 0 | 0 | 0 | 0 | 0 | 0 | 0 | 0 | 0 | 0 | 0 | 0 | 0 | 0 | 0 | 0 | 0 | 0 | 0 | 0 | 0 | 0 | 0 | 0 | 0 | 0 | 0 | 0 | 0 | 0 | 0 | 0 | 0 | 0 | 0 | 0 | 0
[7 empty] | Open | 4 | 11 | 0 | 0 | 0 | 0 | 0 | 0 | 0 | 0 | 0 | 0 | 0 | 0 | 0 | 0 | 0 | 0 | 0 | 0 | 0 | 0 | 0 | 0 | 0 | 0 | 0 | 0 | 0 | 0 | 0 | 0 | 0 | 0 | 0 | 0 | 0 | 0 | 0 | 0 | 0 | 0 | 0 | 0 | 0 | 0 | 0 | 0 | 0 | 0 | 0 | 0 | 0
[7 empty] | Open | 4 | 12 | 0 | 0 | 0 | 0 | 0 | 0 | 0 | 0 | 0 | 0 | 0 | 0 | 0 | 0 | 0 | 0 | 0 | 0 | 0 | 0 | 0 | 0 | 0 | 0 | 0 | 0 | 0 | 0 | 0 | 0 | 0 | 0 | 0 | 0 | 0 | 0 | 0 | 0 | 0 | 0 | 0 | 0 | 0 | 0 | 0 | 0 | 0 | 0 | 0 | 0 | 0
[7 empty] | Open | 4 | 13 | 0 | 0 | 0 | 0 | 0 | 0 | 0 | 0 | 0 | 0 | 0 | 0 | 0 | 0 | 0 | 0 | 0 | 0 | 0 | 0 | 0 | 0 | 0 | 0 | 0 | 0 | 0 | 0 | 0 | 0 | 0 | 0 | 0 | 0 | 0 | 0 | 0 | 0 | 0 | 0 | 0 | 0 | 0 | 0 | 0 | 0 | 0 | 0 | 0 | 0 | 0
[7 empty] | Open | 4 | 14 | 0 | 0 | 0 | 0 | 0 | 0 | 0 | 0 | 0 | 0 | 0 | 0 | 0 | 0 | 0 | 0 | 0 | 0 | 0 | 0 | 0 | 0 | 0 | 0 | 0 | 0 | 0 | 0 | 0 | 0 | 0 | 0 | 0 | 0 | 0 | 0 | 0 | 0 | 0 | 0 | 0 | 0 | 0 | 0 | 0 | 0 | 0 | 0 | 0 | 0 | 0
[7 empty] | Open | 4 | 15 | 0 | 0 | 0 | 0 | 0 | 0 | 0 | 0 | 0 | 0 | 0 | 0 | 0 | 0 | 0 | 0 | 0 | 0 | 0 | 0 | 0 | 0 | 0 | 0 | 0 | 0 | 0 | 0 | 0 | 0 | 0 | 0 | 0 | 0 | 0 | 0 | 0 | 0 | 0 | 0 | 0 | 0 | 0 | 0 | 0 | 0 | 0 | 0 | 0 | 0 | 0
[7 empty] | Open | 4 | 16 | 0 | 0 | 0 | 0 | 0 | 0 | 0 | 0 | 0 | 0 | 0 | 0 | 0 | 0 | 0 | 0 | 0 | 0 | 0 | 0 | 0 | 0 | 0 | 0 | 0 | 0 | 0 | 0 | 0 | 0 | 0 | 0 | 0 | 0 | 0 | 0 | 0 | 0 | 0 | 0 | 0 | 0 | 0 | 0 | 0 | 0 | 0 | 0 | 0 | 0 | 0
[7 empty] | Open | 4 | 17 | 0 | 0 | 0 | 0 | 0 | 0 | 0 | 0 | 0 | 0 | 0 | 0 | 0 | 0 | 0 | 0 | 0 | 0 | 0 | 0 | 0 | 0 | 0 | 0 | 0 | 0 | 0 | 0 | 0 | 0 | 0 | 0 | 0 | 0 | 0 | 0 | 0 | 0 | 0 | 0 | 0 | 0 | 0 | 0 | 0 | 0 | 0 | 0 | 0 | 0 | 0
[7 empty] | Open | 4 | 18 | 0 | 0 | 0 | 0 | 0 | 0 | 0 | 0 | 0 | 0 | 0 | 0 | 0 | 0 | 0 | 0 | 0 | 0 | 0 | 0 | 0 | 0 | 0 | 0 | 0 | 0 | 0 | 0 | 0 | 0 | 0 | 0 | 0 | 0 | 0 | 0 | 0 | 0 | 0 | 0 | 0 | 0 | 0 | 0 | 0 | 0 | 0 | 0 | 0 | 0 | 0
[7 empty] | Open | 4 | 19 | 0 | 0 | 0 | 0 | 0 | 0 | 0 | 0 | 0 | 0 | 0 | 0 | 0 | 0 | 0 | 0 | 0 | 0 | 0 | 0 | 0 | 0 | 0 | 0 | 0 | 0 | 0 | 0 | 0 | 0 | 0 | 0 | 0 | 0 | 0 | 0 | 0 | 0 | 0 | 0 | 0 | 0 | 0 | 0 | 0 | 0 | 0 | 0 | 0 | 0 | 0
[7 empty] | Open | 4 | 20 | 0 | 0 | 0 | 0 | 0 | 0 | 0 | 0 | 0 | 0 | 0 | 0 | 0 | 0 | 0 | 0 | 0 | 0 | 0 | 0 | 0 | 0 | 0 | 0 | 0 | 0 | 0 | 0 | 0 | 0 | 0 | 0 | 0 | 0 | 0 | 0 | 0 | 0 | 0 | 0 | 0 | 0 | 0 | 0 | 0 | 0 | 0 | 0 | 0 | 0 | 0
[7 empty] | Open | 4 | 21 | 0 | 0 | 0 | 0 | 0 | 0 | 0 | 0 | 0 | 0 | 0 | 0 | 0 | 0 | 0 | 0 | 0 | 0 | 0 | 0 | 0 | 0 | 0 | 0 | 0 | 0 | 0 | 0 | 0 | 0 | 0 | 0 | 0 | 0 | 0 | 0 | 0 | 0 | 0 | 0 | 0 | 0 | 0 | 0 | 0 | 0 | 0 | 0 | 0 | 0 | 0
[7 empty] | Open | 4 | 22 | 0 | 0 | 0 | 0 | 0 | 0 | 0 | 0 | 0 | 0 | 0 | 0 | 0 | 0 | 0 | 0 | 0 | 0 | 0 | 0 | 0 | 0 | 0 | 0 | 0 | 0 | 0 | 0 | 0 | 0 | 0 | 0 | 0 | 0 | 0 | 0 | 0 | 0 | 0 | 0 | 0 | 0 | 0 | 0 | 0 | 0 | 0 | 0 | 0 | 0 | 0
[7 empty] | Open | 4 | 23 | 0 | 0 | 0 | 0 | 0 | 0 | 0 | 0 | 0 | 0 | 0 | 0 | 0 | 0 | 0 | 0 | 0 | 0 | 0 | 0 | 0 | 0 | 0 | 0 | 0 | 0 | 0 | 0 | 0 | 0 | 0 | 0 | 0 | 0 | 0 | 0 | 0 | 0 | 0 | 0 | 0 | 0 | 0 | 0 | 0 | 0 | 0 | 0 | 0 | 0 | 0
[7 empty] | Open | 4 | 24 | 0 | 0 | 0 | 0 | 0 | 0 | 0 | 0 | 0 | 0 | 0 | 0 | 0 | 0 | 0 | 0 | 0 | 0 | 0 | 0 | 0 | 0 | 0 | 0 | 0 | 0 | 0 | 0 | 0 | 0 | 0 | 0 | 0 | 0 | 0 | 0 | 0 | 0 | 0 | 0 | 0 | 0 | 0 | 0 | 0 | 0 | 0 | 0 | 0 | 0 | 0
[7 empty] | Open | 4 | 25 | 0 | 0 | 0 | 0 | 0 | 0 | 0 | 0 | 0 | 0 | 0 | 0 | 0 | 0 | 0 | 0 | 0 | 0 | 0 | 0 | 0 | 0 | 0 | 0 | 0 | 0 | 0 | 0 | 0 | 0 | 0 | 0 | 0 | 0 | 0 | 0 | 0 | 0 | 0 | 0 | 0 | 0 | 0 | 0 | 0 | 0 | 0 | 0 | 0 | 0 | 0
[7 empty] | Open | 4 | 26 | 0 | 0 | 0 | 0 | 0 | 0 | 0 | 0 | 0 | 0 | 0 | 0 | 0 | 0 | 0 | 0 | 0 | 0 | 0 | 0 | 0 | 0 | 0 | 0 | 0 | 0 | 0 | 0 | 0 | 0 | 0 | 0 | 0 | 0 | 0 | 0 | 0 | 0 | 0 | 0 | 0 | 0 | 0 | 0 | 0 | 0 | 0 | 0 | 0 | 0 | 0
[7 empty] | Open | 4 | 27 | 0 | 0 | 0 | 0 | 0 | 0 | 0 | 0 | 0 | 0 | 0 | 0 | 0 | 0 | 0 | 0 | 0 | 0 | 0 | 0 | 0 | 0 | 0 | 0 | 0 | 0 | 0 | 0 | 0 | 0 | 0 | 0 | 0 | 0 | 0 | 0 | 0 | 0 | 0 | 0 | 0 | 0 | 0 | 0 | 0 | 0 | 0 | 0 | 0 | 0 | 0
[7 empty] | Open | 4 | 28 | 0 | 0 | 0 | 0 | 0 | 0 | 0 | 0 | 0 | 0 | 0 | 0 | 0 | 0 | 0 | 0 | 0 | 0 | 0 | 0 | 0 | 0 | 0 | 0 | 0 | 0 | 0 | 0 | 0 | 0 | 0 | 0 | 0 | 0 | 0 | 0 | 0 | 0 | 0 | 0 | 0 | 0 | 0 | 0 | 0 | 0 | 0 | 0 | 0 | 0 | 0
[7 empty] | Open | 4 | 29 | 0 | 0 | 0 | 0 | 0 | 0 | 0 | 0 | 0 | 0 | 0 | 0 | 0 | 0 | 0 | 0 | 0 | 0 | 0 | 0 | 0 | 0 | 0 | 0 | 0 | 0 | 0 | 0 | 0 | 0 | 0 | 0 | 0 | 0 | 0 | 0 | 0 | 0 | 0 | 0 | 0 | 0 | 0 | 0 | 0 | 0 | 0 | 0 | 0 | 0 | 0
[7 empty] | Open | 4 | 30 | 0 | 0 | 0 | 0 | 0 | 0 | 0 | 0 | 0 | 0 | 0 | 0 | 0 | 0 | 0 | 0 | 0 | 0 | 0 | 0 | 0 | 0 | 0 | 0 | 0 | 0 | 0 | 0 | 0 | 0 | 0 | 0 | 0 | 0 | 0 | 0 | 0 | 0 | 0 | 0 | 0 | 0 | 0 | 0 | 0 | 0 | 0 | 0 | 0 | 0 | 0
[7 empty] | Open | 4 | 31 | 0 | 0 | 0 | 0 | 0 | 0 | 0 | 0 | 0 | 0 | 0 | 0 | 0 | 0 | 0 | 0 | 0 | 0 | 0 | 0 | 0 | 0 | 0 | 0 | 0 | 0 | 0 | 0 | 0 | 0 | 0 | 0 | 0 | 0 | 0 | 0 | 0 | 0 | 0 | 0 | 0 | 0 | 0 | 0 | 0 | 0 | 0 | 0 | 0 | 0 | 0
[7 empty] | Open | 4 | 32 | 0 | 0 | 0 | 0 | 0 | 0 | 0 | 0 | 0 | 0 | 0 | 0 | 0 | 0 | 0 | 0 | 0 | 0 | 0 | 0 | 0 | 0 | 0 | 0 | 0 | 0 | 0 | 0 | 0 | 0 | 0 | 0 | 0 | 0 | 0 | 0 | 0 | 0 | 0 | 0 | 0 | 0 | 0 | 0 | 0 | 0 | 0 | 0 | 0 | 0 | 0
[7 empty] | Open | 4 | 33 | 0 | 0 | 0 | 0 | 0 | 0 | 0 | 0 | 0 | 0 | 0 | 0 | 0 | 0 | 0 | 0 | 0 | 0 | 0 | 0 | 0 | 0 | 0 | 0 | 0 | 0 | 0 | 0 | 0 | 0 | 0 | 0 | 0 | 0 | 0 | 0 | 0 | 0 | 0 | 0 | 0 | 0 | 0 | 0 | 0 | 0 | 0 | 0 | 0 | 0 | 0
[7 empty] | Open | 4 | 34 | 0 | 0 | 0 | 0 | 0 | 0 | 0 | 0 | 0 | 0 | 0 | 0 | 0 | 0 | 0 | 0 | 0 | 0 | 0 | 0 | 0 | 0 | 0 | 0 | 0 | 0 | 0 | 0 | 0 | 0 | 0 | 0 | 0 | 0 | 0 | 0 | 0 | 0 | 0 | 0 | 0 | 0 | 0 | 0 | 0 | 0 | 0 | 0 | 0 | 0 | 0
[7 empty] | Open | 4 | 35 | 0 | 0 | 0 | 0 | 0 | 0 | 0 | 0 | 0 | 0 | 0 | 0 | 0 | 0 | 0 | 0 | 0 | 0 | 0 | 0 | 0 | 0 | 0 | 0 | 0 | 0 | 0 | 0 | 0 | 0 | 0 | 0 | 0 | 0 | 0 | 0 | 0 | 0 | 0 | 0 | 0 | 0 | 0 | 0 | 0 | 0 | 0 | 0 | 0 | 0 | 0
[7 empty] | Open | 4 | 36 | 0 | 0 | 0 | 0 | 0 | 0 | 0 | 0 | 0 | 0 | 0 | 0 | 0 | 0 | 0 | 0 | 0 | 0 | 0 | 0 | 0 | 0 | 0 | 0 | 0 | 0 | 0 | 0 | 0 | 0 | 0 | 0 | 0 | 0 | 0 | 0 | 0 | 0 | 0 | 0 | 0 | 0 | 0 | 0 | 0 | 0 | 0 | 0 | 0 | 0 | 0
[7 empty] | Open | 4 | 37 | 0 | 0 | 0 | 0 | 0 | 0 | 0 | 0 | 0 | 0 | 0 | 0 | 0 | 0 | 0 | 0 | 0 | 0 | 0 | 0 | 0 | 0 | 0 | 0 | 0 | 0 | 0 | 0 | 0 | 0 | 0 | 0 | 0 | 0 | 0 | 0 | 0 | 0 | 0 | 0 | 0 | 0 | 0 | 0 | 0 | 0 | 0 | 0 | 0 | 0 | 0
[7 empty] | Open | 4 | 38 | 0 | 0 | 0 | 0 | 0 | 0 | 0 | 0 | 0 | 0 | 0 | 0 | 0 | 0 | 0 | 0 | 0 | 0 | 0 | 0 | 0 | 0 | 0 | 0 | 0 | 0 | 0 | 0 | 0 | 0 | 0 | 0 | 0 | 0 | 0 | 0 | 0 | 0 | 0 | 0 | 0 | 0 | 0 | 0 | 0 | 0 | 0 | 0 | 0 | 0 | 0
[7 empty] | Open | 4 | 39 | 0 | 0 | 0 | 0 | 0 | 0 | 0 | 0 | 0 | 0 | 0 | 0 | 0 | 0 | 0 | 0 | 0 | 0 | 0 | 0 | 0 | 0 | 0 | 0 | 0 | 0 | 0 | 0 | 0 | 0 | 0 | 0 | 0 | 0 | 0 | 0 | 0 | 0 | 0 | 0 | 0 | 0 | 0 | 0 | 0 | 0 | 0 | 0 | 0 | 0 | 0
[7 empty] | Open | 4 | 40 | 0 | 0 | 0 | 0 | 0 | 0 | 0 | 0 | 0 | 0 | 0 | 0 | 0 | 0 | 0 | 0 | 0 | 0 | 0 | 0 | 0 | 0 | 0 | 0 | 0 | 0 | 0 | 0 | 0 | 0 | 0 | 0 | 0 | 0 | 0 | 0 | 0 | 0 | 0 | 0 | 0 | 0 | 0 | 0 | 0 | 0 | 0 | 0 | 0 | 0 | 0
[7 empty] | Open | 4 | 41 | 0 | 0 | 0 | 0 | 0 | 0 | 0 | 0 | 0 | 0 | 0 | 0 | 0 | 0 | 0 | 0 | 0 | 0 | 0 | 0 | 0 | 0 | 0 | 0 | 0 | 0 | 0 | 0 | 0 | 0 | 0 | 0 | 0 | 0 | 0 | 0 | 0 | 0 | 0 | 0 | 0 | 0 | 0 | 0 | 0 | 0 | 0 | 0 | 0 | 0 | 0
[7 empty] | Open | 4 | 42 | 0 | 0 | 0 | 0 | 0 | 0 | 0 | 0 | 0 | 0 | 0 | 0 | 0 | 0 | 0 | 0 | 0 | 0 | 0 | 0 | 0 | 0 | 0 | 0 | 0 | 0 | 0 | 0 | 0 | 0 | 0 | 0 | 0 | 0 | 0 | 0 | 0 | 0 | 0 | 0 | 0 | 0 | 0 | 0 | 0 | 0 | 0 | 0 | 0 | 0 | 0
[7 empty] | Open | 4 | 43 | 0 | 0 | 0 | 0 | 0 | 0 | 0 | 0 | 0 | 0 | 0 | 0 | 0 | 0 | 0 | 0 | 0 | 0 | 0 | 0 | 0 | 0 | 0 | 0 | 0 | 0 | 0 | 0 | 0 | 0 | 0 | 0 | 0 | 0 | 0 | 0 | 0 | 0 | 0 | 0 | 0 | 0 | 0 | 0 | 0 | 0 | 0 | 0 | 0 | 0 | 0
[7 empty] | Open | 4 | 44 | 0 | 0 | 0 | 0 | 0 | 0 | 0 | 0 | 0 | 0 | 0 | 0 | 0 | 0 | 0 | 0 | 0 | 0 | 0 | 0 | 0 | 0 | 0 | 0 | 0 | 0 | 0 | 0 | 0 | 0 | 0 | 0 | 0 | 0 | 0 | 0 | 0 | 0 | 0 | 0 | 0 | 0 | 0 | 0 | 0 | 0 | 0 | 0 | 0 | 0 | 0
[7 empty] | Open | 4 | 45 | 0 | 0 | 0 | 0 | 0 | 0 | 0 | 0 | 0 | 0 | 0 | 0 | 0 | 0 | 0 | 0 | 0 | 0 | 0 | 0 | 0 | 0 | 0 | 0 | 0 | 0 | 0 | 0 | 0 | 0 | 0 | 0 | 0 | 0 | 0 | 0 | 0 | 0 | 0 | 0 | 0 | 0 | 0 | 0 | 0 | 0 | 0 | 0 | 0 | 0 | 0
[7 empty] | Open | 4 | 46 | 0 | 0 | 0 | 0 | 0 | 0 | 0 | 0 | 0 | 0 | 0 | 0 | 0 | 0 | 0 | 0 | 0 | 0 | 0 | 0 | 0 | 0 | 0 | 0 | 0 | 0 | 0 | 0 | 0 | 0 | 0 | 0 | 0 | 0 | 0 | 0 | 0 | 0 | 0 | 0 | 0 | 0 | 0 | 0 | 0 | 0 | 0 | 0 | 0 | 0 | 0
[7 empty] | Open | 4 | 47 | 0 | 0 | 0 | 0 | 0 | 0 | 0 | 0 | 0 | 0 | 0 | 0 | 0 | 0 | 0 | 0 | 0 | 0 | 0 | 0 | 0 | 0 | 0 | 0 | 0 | 0 | 0 | 0 | 0 | 0 | 0 | 0 | 0 | 0 | 0 | 0 | 0 | 0 | 0 | 0 | 0 | 0 | 0 | 0 | 0 | 0 | 0 | 0 | 0 | 0 | 0
[7 empty] | Open | 4 | 48 | 0 | 0 | 0 | 0 | 0 | 0 | 0 | 0 | 0 | 0 | 0 | 0 | 0 | 0 | 0 | 0 | 0 | 0 | 0 | 0 | 0 | 0 | 0 | 0 | 0 | 0 | 0 | 0 | 0 | 0 | 0 | 0 | 0 | 0 | 0 | 0 | 0 | 0 | 0 | 0 | 0 | 0 | 0 | 0 | 0 | 0 | 0 | 0 | 0 | 0 | 0
[7 empty] | Open | 4 | 49 | 0 | 0 | 0 | 0 | 0 | 0 | 0 | 0 | 0 | 0 | 0 | 0 | 0 | 0 | 0 | 0 | 0 | 0 | 0 | 0 | 0 | 0 | 0 | 0 | 0 | 0 | 0 | 0 | 0 | 0 | 0 | 0 | 0 | 0 | 0 | 0 | 0 | 0 | 0 | 0 | 0 | 0 | 0 | 0 | 0 | 0 | 0 | 0 | 0 | 0 | 0
[7 empty] | Open | 4 | 50 | 0 | 0 | 0 | 0 | 0 | 0 | 0 | 0 | 0 | 0 | 0 | 0 | 0 | 0 | 0 | 0 | 0 | 0 | 0 | 0 | 0 | 0 | 0 | 0 | 0 | 0 | 0 | 0 | 0 | 0 | 0 | 0 | 0 | 0 | 0 | 0 | 0 | 0 | 0 | 0 | 0 | 0 | 0 | 0 | 0 | 0 | 0 | 0 | 0 | 0 | 0
[7 empty] | Open | 5 | 0 | 0 | 0 | 0 | 0 | 0 | 0 | 0 | 0 | 0 | 0 | 0 | 0 | 0 | 0 | 0 | 0 | 0 | 0 | 0 | 0 | 0 | 0 | 0 | 0 | 0 | 0 | 0 | 0 | 0 | 0 | 0 | 0 | 0 | 0 | 0 | 0 | 0 | 0 | 0 | 0 | 0 | 0 | 0 | 0 | 0 | 0 | 0 | 0 | 0 | 0 | 0
[7 empty] | Open | 5 | 1 | 0 | 0 | 0 | 0 | 0 | 0 | 0 | 0 | 0 | 0 | 0 | 0 | 0 | 0 | 0 | 0 | 0 | 0 | 0 | 0 | 0 | 0 | 0 | 0 | 0 | 0 | 0 | 0 | 0 | 0 | 0 | 0 | 0 | 0 | 0 | 0 | 0 | 0 | 0 | 0 | 0 | 0 | 0 | 0 | 0 | 0 | 0 | 0 | 0 | 0 | 0
[7 empty] | Open | 5 | 2 | 0 | 0 | 0 | 0 | 0 | 0 | 0 | 0 | 0 | 0 | 0 | 0 | 0 | 0 | 0 | 0 | 0 | 0 | 0 | 0 | 0 | 0 | 0 | 0 | 0 | 0 | 0 | 0 | 0 | 0 | 0 | 0 | 0 | 0 | 0 | 0 | 0 | 0 | 0 | 0 | 0 | 0 | 0 | 0 | 0 | 0 | 0 | 0 | 0 | 0 | 0
[7 empty] | Open | 5 | 3 | 0 | 0 | 0 | 0 | 0 | 0 | 0 | 0 | 0 | 0 | 0 | 0 | 0 | 0 | 0 | 0 | 0 | 0 | 0 | 0 | 0 | 0 | 0 | 0 | 0 | 0 | 0 | 0 | 0 | 0 | 0 | 0 | 0 | 0 | 0 | 0 | 0 | 0 | 0 | 0 | 0 | 0 | 0 | 0 | 0 | 0 | 0 | 0 | 0 | 0 | 0
[7 empty] | Open | 5 | 4 | 0 | 0 | 0 | 0 | 0 | 0 | 0 | 0 | 0 | 0 | 0 | 0 | 0 | 0 | 0 | 0 | 0 | 0 | 0 | 0 | 0 | 0 | 0 | 0 | 0 | 0 | 0 | 0 | 0 | 0 | 0 | 0 | 0 | 0 | 0 | 0 | 0 | 0 | 0 | 0 | 0 | 0 | 0 | 0 | 0 | 0 | 0 | 0 | 0 | 0 | 0
[7 empty] | Open | 5 | 5 | 0 | 0 | 0 | 0 | 0 | 0 | 0 | 0 | 0 | 0 | 0 | 0 | 0 | 0 | 0 | 0 | 0 | 0 | 0 | 0 | 0 | 0 | 0 | 0 | 0 | 0 | 0 | 0 | 0 | 0 | 0 | 0 | 0 | 0 | 0 | 0 | 0 | 0 | 0 | 0 | 0 | 0 | 0 | 0 | 0 | 0 | 0 | 0 | 0 | 0 | 0
[7 empty] | Open | 5 | 6 | 0 | 0 | 0 | 0 | 0 | 0 | 0 | 0 | 0 | 0 | 0 | 0 | 0 | 0 | 0 | 0 | 0 | 0 | 0 | 0 | 0 | 0 | 0 | 0 | 0 | 0 | 0 | 0 | 0 | 0 | 0 | 0 | 0 | 0 | 0 | 0 | 0 | 0 | 0 | 0 | 0 | 0 | 0 | 0 | 0 | 0 | 0 | 0 | 0 | 0 | 0
[7 empty] | Open | 5 | 7 | 0 | 0 | 0 | 0 | 0 | 0 | 0 | 0 | 0 | 0 | 0 | 0 | 0 | 0 | 0 | 0 | 0 | 0 | 0 | 0 | 0 | 0 | 0 | 0 | 0 | 0 | 0 | 0 | 0 | 0 | 0 | 0 | 0 | 0 | 0 | 0 | 0 | 0 | 0 | 0 | 0 | 0 | 0 | 0 | 0 | 0 | 0 | 0 | 0 | 0 | 0
[7 empty] | Open | 5 | 8 | 0 | 0 | 0 | 0 | 0 | 0 | 0 | 0 | 0 | 0 | 0 | 0 | 0 | 0 | 0 | 0 | 0 | 0 | 0 | 0 | 0 | 0 | 0 | 0 | 0 | 0 | 0 | 0 | 0 | 0 | 0 | 0 | 0 | 0 | 0 | 0 | 0 | 0 | 0 | 0 | 0 | 0 | 0 | 0 | 0 | 0 | 0 | 0 | 0 | 0 | 0
[7 empty] | Open | 5 | 9 | 0 | 0 | 0 | 0 | 0 | 0 | 0 | 0 | 0 | 0 | 0 | 0 | 0 | 0 | 0 | 0 | 0 | 0 | 0 | 0 | 0 | 0 | 0 | 0 | 0 | 0 | 0 | 0 | 0 | 0 | 0 | 0 | 0 | 0 | 0 | 0 | 0 | 0 | 0 | 0 | 0 | 0 | 0 | 0 | 0 | 0 | 0 | 0 | 0 | 0 | 0
[7 empty] | Open | 5 | 10 | 0 | 0 | 0 | 0 | 0 | 0 | 0 | 0 | 0 | 0 | 0 | 0 | 0 | 0 | 0 | 0 | 0 | 0 | 0 | 0 | 0 | 0 | 0 | 0 | 0 | 0 | 0 | 0 | 0 | 0 | 0 | 0 | 0 | 0 | 0 | 0 | 0 | 0 | 0 | 0 | 0 | 0 | 0 | 0 | 0 | 0 | 0 | 0 | 0 | 0 | 0
[7 empty] | Open | 5 | 11 | 0 | 0 | 0 | 0 | 0 | 0 | 0 | 0 | 0 | 0 | 0 | 0 | 0 | 0 | 0 | 0 | 0 | 0 | 0 | 0 | 0 | 0 | 0 | 0 | 0 | 0 | 0 | 0 | 0 | 0 | 0 | 0 | 0 | 0 | 0 | 0 | 0 | 0 | 0 | 0 | 0 | 0 | 0 | 0 | 0 | 0 | 0 | 0 | 0 | 0 | 0
[7 empty] | Open | 5 | 12 | 0 | 0 | 0 | 0 | 0 | 0 | 0 | 0 | 0 | 0 | 0 | 0 | 0 | 0 | 0 | 0 | 0 | 0 | 0 | 0 | 0 | 0 | 0 | 0 | 0 | 0 | 0 | 0 | 0 | 0 | 0 | 0 | 0 | 0 | 0 | 0 | 0 | 0 | 0 | 0 | 0 | 0 | 0 | 0 | 0 | 0 | 0 | 0 | 0 | 0 | 0
[7 empty] | Open | 5 | 13 | 0 | 0 | 0 | 0 | 0 | 0 | 0 | 0 | 0 | 0 | 0 | 0 | 0 | 0 | 0 | 0 | 0 | 0 | 0 | 0 | 0 | 0 | 0 | 0 | 0 | 0 | 0 | 0 | 0 | 0 | 0 | 0 | 0 | 0 | 0 | 0 | 0 | 0 | 0 | 0 | 0 | 0 | 0 | 0 | 0 | 0 | 0 | 0 | 0 | 0 | 0
[7 empty] | Open | 5 | 14 | 0 | 0 | 0 | 0 | 0 | 0 | 0 | 0 | 0 | 0 | 0 | 0 | 0 | 0 | 0 | 0 | 0 | 0 | 0 | 0 | 0 | 0 | 0 | 0 | 0 | 0 | 0 | 0 | 0 | 0 | 0 | 0 | 0 | 0 | 0 | 0 | 0 | 0 | 0 | 0 | 0 | 0 | 0 | 0 | 0 | 0 | 0 | 0 | 0 | 0 | 0
[7 empty] | Open | 5 | 15 | 0 | 0 | 0 | 0 | 0 | 0 | 0 | 0 | 0 | 0 | 0 | 0 | 0 | 0 | 0 | 0 | 0 | 0 | 0 | 0 | 0 | 0 | 0 | 0 | 0 | 0 | 0 | 0 | 0 | 0 | 0 | 0 | 0 | 0 | 0 | 0 | 0 | 0 | 0 | 0 | 0 | 0 | 0 | 0 | 0 | 0 | 0 | 0 | 0 | 0 | 0
[7 empty] | Open | 5 | 16 | 0 | 0 | 0 | 0 | 0 | 0 | 0 | 0 | 0 | 0 | 0 | 0 | 0 | 0 | 0 | 0 | 0 | 0 | 0 | 0 | 0 | 0 | 0 | 0 | 0 | 0 | 0 | 0 | 0 | 0 | 0 | 0 | 0 | 0 | 0 | 0 | 0 | 0 | 0 | 0 | 0 | 0 | 0 | 0 | 0 | 0 | 0 | 0 | 0 | 0 | 0
[7 empty] | Open | 5 | 17 | 0 | 0 | 0 | 0 | 0 | 0 | 0 | 0 | 0 | 0 | 0 | 0 | 0 | 0 | 0 | 0 | 0 | 0 | 0 | 0 | 0 | 0 | 0 | 0 | 0 | 0 | 0 | 0 | 0 | 0 | 0 | 0 | 0 | 0 | 0 | 0 | 0 | 0 | 0 | 0 | 0 | 0 | 0 | 0 | 0 | 0 | 0 | 0 | 0 | 0 | 0
[7 empty] | Open | 5 | 18 | 0 | 0 | 0 | 0 | 0 | 0 | 0 | 0 | 0 | 0 | 0 | 0 | 0 | 0 | 0 | 0 | 0 | 0 | 0 | 0 | 0 | 0 | 0 | 0 | 0 | 0 | 0 | 0 | 0 | 0 | 0 | 0 | 0 | 0 | 0 | 0 | 0 | 0 | 0 | 0 | 0 | 0 | 0 | 0 | 0 | 0 | 0 | 0 | 0 | 0 | 0
[7 empty] | Open | 5 | 19 | 0 | 0 | 0 | 0 | 0 | 0 | 0 | 0 | 0 | 0 | 0 | 0 | 0 | 0 | 0 | 0 | 0 | 0 | 0 | 0 | 0 | 0 | 0 | 0 | 0 | 0 | 0 | 0 | 0 | 0 | 0 | 0 | 0 | 0 | 0 | 0 | 0 | 0 | 0 | 0 | 0 | 0 | 0 | 0 | 0 | 0 | 0 | 0 | 0 | 0 | 0
[7 empty] | Open | 5 | 20 | 0 | 0 | 0 | 0 | 0 | 0 | 0 | 0 | 0 | 0 | 0 | 0 | 0 | 0 | 0 | 0 | 0 | 0 | 0 | 0 | 0 | 0 | 0 | 0 | 0 | 0 | 0 | 0 | 0 | 0 | 0 | 0 | 0 | 0 | 0 | 0 | 0 | 0 | 0 | 0 | 0 | 0 | 0 | 0 | 0 | 0 | 0 | 0 | 0 | 0 | 0
[7 empty] | Open | 5 | 21 | 0 | 0 | 0 | 0 | 0 | 0 | 0 | 0 | 0 | 0 | 0 | 0 | 0 | 0 | 0 | 0 | 0 | 0 | 0 | 0 | 0 | 0 | 0 | 0 | 0 | 0 | 0 | 0 | 0 | 0 | 0 | 0 | 0 | 0 | 0 | 0 | 0 | 0 | 0 | 0 | 0 | 0 | 0 | 0 | 0 | 0 | 0 | 0 | 0 | 0 | 0
[7 empty] | Open | 5 | 22 | 0 | 0 | 0 | 0 | 0 | 0 | 0 | 0 | 0 | 0 | 0 | 0 | 0 | 0 | 0 | 0 | 0 | 0 | 0 | 0 | 0 | 0 | 0 | 0 | 0 | 0 | 0 | 0 | 0 | 0 | 0 | 0 | 0 | 0 | 0 | 0 | 0 | 0 | 0 | 0 | 0 | 0 | 0 | 0 | 0 | 0 | 0 | 0 | 0 | 0 | 0
[7 empty] | Open | 5 | 23 | 0 | 0 | 0 | 0 | 0 | 0 | 0 | 0 | 0 | 0 | 0 | 0 | 0 | 0 | 0 | 0 | 0 | 0 | 0 | 0 | 0 | 0 | 0 | 0 | 0 | 0 | 0 | 0 | 0 | 0 | 0 | 0 | 0 | 0 | 0 | 0 | 0 | 0 | 0 | 0 | 0 | 0 | 0 | 0 | 0 | 0 | 0 | 0 | 0 | 0 | 0
[7 empty] | Open | 5 | 24 | 0 | 0 | 0 | 0 | 0 | 0 | 0 | 0 | 0 | 0 | 0 | 0 | 0 | 0 | 0 | 0 | 0 | 0 | 0 | 0 | 0 | 0 | 0 | 0 | 0 | 0 | 0 | 0 | 0 | 0 | 0 | 0 | 0 | 0 | 0 | 0 | 0 | 0 | 0 | 0 | 0 | 0 | 0 | 0 | 0 | 0 | 0 | 0 | 0 | 0 | 0
[7 empty] | Open | 5 | 25 | 0 | 0 | 0 | 0 | 0 | 0 | 0 | 0 | 0 | 0 | 0 | 0 | 0 | 0 | 0 | 0 | 0 | 0 | 0 | 0 | 0 | 0 | 0 | 0 | 0 | 0 | 0 | 0 | 0 | 0 | 0 | 0 | 0 | 0 | 0 | 0 | 0 | 0 | 0 | 0 | 0 | 0 | 0 | 0 | 0 | 0 | 0 | 0 | 0 | 0 | 0
[7 empty] | Open | 5 | 26 | 0 | 0 | 0 | 0 | 0 | 0 | 0 | 0 | 0 | 0 | 0 | 0 | 0 | 0 | 0 | 0 | 0 | 0 | 0 | 0 | 0 | 0 | 0 | 0 | 0 | 0 | 0 | 0 | 0 | 0 | 0 | 0 | 0 | 0 | 0 | 0 | 0 | 0 | 0 | 0 | 0 | 0 | 0 | 0 | 0 | 0 | 0 | 0 | 0 | 0 | 0
[7 empty] | Open | 5 | 27 | 0 | 0 | 0 | 0 | 0 | 0 | 0 | 0 | 0 | 0 | 0 | 0 | 0 | 0 | 0 | 0 | 0 | 0 | 0 | 0 | 0 | 0 | 0 | 0 | 0 | 0 | 0 | 0 | 0 | 0 | 0 | 0 | 0 | 0 | 0 | 0 | 0 | 0 | 0 | 0 | 0 | 0 | 0 | 0 | 0 | 0 | 0 | 0 | 0 | 0 | 0
[7 empty] | Open | 5 | 28 | 0 | 0 | 0 | 0 | 0 | 0 | 0 | 0 | 0 | 0 | 0 | 0 | 0 | 0 | 0 | 0 | 0 | 0 | 0 | 0 | 0 | 0 | 0 | 0 | 0 | 0 | 0 | 0 | 0 | 0 | 0 | 0 | 0 | 0 | 0 | 0 | 0 | 0 | 0 | 0 | 0 | 0 | 0 | 0 | 0 | 0 | 0 | 0 | 0 | 0 | 0
[7 empty] | Open | 5 | 29 | 0 | 0 | 0 | 0 | 0 | 0 | 0 | 0 | 0 | 0 | 0 | 0 | 0 | 0 | 0 | 0 | 0 | 0 | 0 | 0 | 0 | 0 | 0 | 0 | 0 | 0 | 0 | 0 | 0 | 0 | 0 | 0 | 0 | 0 | 0 | 0 | 0 | 0 | 0 | 0 | 0 | 0 | 0 | 0 | 0 | 0 | 0 | 0 | 0 | 0 | 0
[7 empty] | Open | 5 | 30 | 0 | 0 | 0 | 0 | 0 | 0 | 0 | 0 | 0 | 0 | 0 | 0 | 0 | 0 | 0 | 0 | 0 | 0 | 0 | 0 | 0 | 0 | 0 | 0 | 0 | 0 | 0 | 0 | 0 | 0 | 0 | 0 | 0 | 0 | 0 | 0 | 0 | 0 | 0 | 0 | 0 | 0 | 0 | 0 | 0 | 0 | 0 | 0 | 0 | 0 | 0
[7 empty] | Open | 5 | 31 | 0 | 0 | 0 | 0 | 0 | 0 | 0 | 0 | 0 | 0 | 0 | 0 | 0 | 0 | 0 | 0 | 0 | 0 | 0 | 0 | 0 | 0 | 0 | 0 | 0 | 0 | 0 | 0 | 0 | 0 | 0 | 0 | 0 | 0 | 0 | 0 | 0 | 0 | 0 | 0 | 0 | 0 | 0 | 0 | 0 | 0 | 0 | 0 | 0 | 0 | 0
[7 empty] | Open | 5 | 32 | 0 | 0 | 0 | 0 | 0 | 0 | 0 | 0 | 0 | 0 | 0 | 0 | 0 | 0 | 0 | 0 | 0 | 0 | 0 | 0 | 0 | 0 | 0 | 0 | 0 | 0 | 0 | 0 | 0 | 0 | 0 | 0 | 0 | 0 | 0 | 0 | 0 | 0 | 0 | 0 | 0 | 0 | 0 | 0 | 0 | 0 | 0 | 0 | 0 | 0 | 0
[7 empty] | Open | 5 | 33 | 0 | 0 | 0 | 0 | 0 | 0 | 0 | 0 | 0 | 0 | 0 | 0 | 0 | 0 | 0 | 0 | 0 | 0 | 0 | 0 | 0 | 0 | 0 | 0 | 0 | 0 | 0 | 0 | 0 | 0 | 0 | 0 | 0 | 0 | 0 | 0 | 0 | 0 | 0 | 0 | 0 | 0 | 0 | 0 | 0 | 0 | 0 | 0 | 0 | 0 | 0
[7 empty] | Open | 5 | 34 | 0 | 0 | 0 | 0 | 0 | 0 | 0 | 0 | 0 | 0 | 0 | 0 | 0 | 0 | 0 | 0 | 0 | 0 | 0 | 0 | 0 | 0 | 0 | 0 | 0 | 0 | 0 | 0 | 0 | 0 | 0 | 0 | 0 | 0 | 0 | 0 | 0 | 0 | 0 | 0 | 0 | 0 | 0 | 0 | 0 | 0 | 0 | 0 | 0 | 0 | 0
[7 empty] | Open | 5 | 35 | 0 | 0 | 0 | 0 | 0 | 0 | 0 | 0 | 0 | 0 | 0 | 0 | 0 | 0 | 0 | 0 | 0 | 0 | 0 | 0 | 0 | 0 | 0 | 0 | 0 | 0 | 0 | 0 | 0 | 0 | 0 | 0 | 0 | 0 | 0 | 0 | 0 | 0 | 0 | 0 | 0 | 0 | 0 | 0 | 0 | 0 | 0 | 0 | 0 | 0 | 0
[7 empty] | Open | 5 | 36 | 0 | 0 | 0 | 0 | 0 | 0 | 0 | 0 | 0 | 0 | 0 | 0 | 0 | 0 | 0 | 0 | 0 | 0 | 0 | 0 | 0 | 0 | 0 | 0 | 0 | 0 | 0 | 0 | 0 | 0 | 0 | 0 | 0 | 0 | 0 | 0 | 0 | 0 | 0 | 0 | 0 | 0 | 0 | 0 | 0 | 0 | 0 | 0 | 0 | 0 | 0
[7 empty] | Open | 5 | 37 | 0 | 0 | 0 | 0 | 0 | 0 | 0 | 0 | 0 | 0 | 0 | 0 | 0 | 0 | 0 | 0 | 0 | 0 | 0 | 0 | 0 | 0 | 0 | 0 | 0 | 0 | 0 | 0 | 0 | 0 | 0 | 0 | 0 | 0 | 0 | 0 | 0 | 0 | 0 | 0 | 0 | 0 | 0 | 0 | 0 | 0 | 0 | 0 | 0 | 0 | 0
[7 empty] | Open | 5 | 38 | 0 | 0 | 0 | 0 | 0 | 0 | 0 | 0 | 0 | 0 | 0 | 0 | 0 | 0 | 0 | 0 | 0 | 0 | 0 | 0 | 0 | 0 | 0 | 0 | 0 | 0 | 0 | 0 | 0 | 0 | 0 | 0 | 0 | 0 | 0 | 0 | 0 | 0 | 0 | 0 | 0 | 0 | 0 | 0 | 0 | 0 | 0 | 0 | 0 | 0 | 0
[7 empty] | Open | 5 | 39 | 0 | 0 | 0 | 0 | 0 | 0 | 0 | 0 | 0 | 0 | 0 | 0 | 0 | 0 | 0 | 0 | 0 | 0 | 0 | 0 | 0 | 0 | 0 | 0 | 0 | 0 | 0 | 0 | 0 | 0 | 0 | 0 | 0 | 0 | 0 | 0 | 0 | 0 | 0 | 0 | 0 | 0 | 0 | 0 | 0 | 0 | 0 | 0 | 0 | 0 | 0
[7 empty] | Open | 5 | 40 | 0 | 0 | 0 | 0 | 0 | 0 | 0 | 0 | 0 | 0 | 0 | 0 | 0 | 0 | 0 | 0 | 0 | 0 | 0 | 0 | 0 | 0 | 0 | 0 | 0 | 0 | 0 | 0 | 0 | 0 | 0 | 0 | 0 | 0 | 0 | 0 | 0 | 0 | 0 | 0 | 0 | 0 | 0 | 0 | 0 | 0 | 0 | 0 | 0 | 0 | 0
[7 empty] | Open | 5 | 41 | 0 | 0 | 0 | 0 | 0 | 0 | 0 | 0 | 0 | 0 | 0 | 0 | 0 | 0 | 0 | 0 | 0 | 0 | 0 | 0 | 0 | 0 | 0 | 0 | 0 | 0 | 0 | 0 | 0 | 0 | 0 | 0 | 0 | 0 | 0 | 0 | 0 | 0 | 0 | 0 | 0 | 0 | 0 | 0 | 0 | 0 | 0 | 0 | 0 | 0 | 0
[7 empty] | Open | 5 | 42 | 0 | 0 | 0 | 0 | 0 | 0 | 0 | 0 | 0 | 0 | 0 | 0 | 0 | 0 | 0 | 0 | 0 | 0 | 0 | 0 | 0 | 0 | 0 | 0 | 0 | 0 | 0 | 0 | 0 | 0 | 0 | 0 | 0 | 0 | 0 | 0 | 0 | 0 | 0 | 0 | 0 | 0 | 0 | 0 | 0 | 0 | 0 | 0 | 0 | 0 | 0
[7 empty] | Open | 5 | 43 | 0 | 0 | 0 | 0 | 0 | 0 | 0 | 0 | 0 | 0 | 0 | 0 | 0 | 0 | 0 | 0 | 0 | 0 | 0 | 0 | 0 | 0 | 0 | 0 | 0 | 0 | 0 | 0 | 0 | 0 | 0 | 0 | 0 | 0 | 0 | 0 | 0 | 0 | 0 | 0 | 0 | 0 | 0 | 0 | 0 | 0 | 0 | 0 | 0 | 0 | 0
[7 empty] | Open | 5 | 44 | 0 | 0 | 0 | 0 | 0 | 0 | 0 | 0 | 0 | 0 | 0 | 0 | 0 | 0 | 0 | 0 | 0 | 0 | 0 | 0 | 0 | 0 | 0 | 0 | 0 | 0 | 0 | 0 | 0 | 0 | 0 | 0 | 0 | 0 | 0 | 0 | 0 | 0 | 0 | 0 | 0 | 0 | 0 | 0 | 0 | 0 | 0 | 0 | 0 | 0 | 0
[7 empty] | Open | 5 | 45 | 0 | 0 | 0 | 0 | 0 | 0 | 0 | 0 | 0 | 0 | 0 | 0 | 0 | 0 | 0 | 0 | 0 | 0 | 0 | 0 | 0 | 0 | 0 | 0 | 0 | 0 | 0 | 0 | 0 | 0 | 0 | 0 | 0 | 0 | 0 | 0 | 0 | 0 | 0 | 0 | 0 | 0 | 0 | 0 | 0 | 0 | 0 | 0 | 0 | 0 | 0
[7 empty] | Open | 5 | 46 | 0 | 0 | 0 | 0 | 0 | 0 | 0 | 0 | 0 | 0 | 0 | 0 | 0 | 0 | 0 | 0 | 0 | 0 | 0 | 0 | 0 | 0 | 0 | 0 | 0 | 0 | 0 | 0 | 0 | 0 | 0 | 0 | 0 | 0 | 0 | 0 | 0 | 0 | 0 | 0 | 0 | 0 | 0 | 0 | 0 | 0 | 0 | 0 | 0 | 0 | 0
[7 empty] | Open | 5 | 47 | 0 | 0 | 0 | 0 | 0 | 0 | 0 | 0 | 0 | 0 | 0 | 0 | 0 | 0 | 0 | 0 | 0 | 0 | 0 | 0 | 0 | 0 | 0 | 0 | 0 | 0 | 0 | 0 | 0 | 0 | 0 | 0 | 0 | 0 | 0 | 0 | 0 | 0 | 0 | 0 | 0 | 0 | 0 | 0 | 0 | 0 | 0 | 0 | 0 | 0 | 0
[7 empty] | Open | 5 | 48 | 0 | 0 | 0 | 0 | 0 | 0 | 0 | 0 | 0 | 0 | 0 | 0 | 0 | 0 | 0 | 0 | 0 | 0 | 0 | 0 | 0 | 0 | 0 | 0 | 0 | 0 | 0 | 0 | 0 | 0 | 0 | 0 | 0 | 0 | 0 | 0 | 0 | 0 | 0 | 0 | 0 | 0 | 0 | 0 | 0 | 0 | 0 | 0 | 0 | 0 | 0
[7 empty] | Open | 5 | 49 | 0 | 0 | 0 | 0 | 0 | 0 | 0 | 0 | 0 | 0 | 0 | 0 | 0 | 0 | 0 | 0 | 0 | 0 | 0 | 0 | 0 | 0 | 0 | 0 | 0 | 0 | 0 | 0 | 0 | 0 | 0 | 0 | 0 | 0 | 0 | 0 | 0 | 0 | 0 | 0 | 0 | 0 | 0 | 0 | 0 | 0 | 0 | 0 | 0 | 0 | 0
[7 empty] | Open | 5 | 50 | 0 | 0 | 0 | 0 | 0 | 0 | 0 | 0 | 0 | 0 | 0 | 0 | 0 | 0 | 0 | 0 | 0 | 0 | 0 | 0 | 0 | 0 | 0 | 0 | 0 | 0 | 0 | 0 | 0 | 0 | 0 | 0 | 0 | 0 | 0 | 0 | 0 | 0 | 0 | 0 | 0 | 0 | 0 | 0 | 0 | 0 | 0 | 0 | 0 | 0 | 0

## FixTime
Fixed-Time Inputs
Forecast / Resource | Item | Notes | 2021 | 2022 | 2023 | 2024 | 2025 | 2026 | 2027 | 2028 | 2029 | 2030 | 2031 | 2032 | 2033 | 2034 | 2035 | 2036 | 2037 | 2038 | 2039 | 2040 | 2041 | 2042 | 2043 | 2044 | 2045 | 2046 | 2047 | 2048 | 2049 | 2050 | 2051 | 2052 | 2053 | 2054 | 2055 | 2056 | 2057 | 2058 | 2059 | 2060 | 2061 | 2062 | 2063 | 2064 | 2065 | 2066 | 2067 | 2068 | 2069 | 2070
NG_LGE | CR7/TC NG Fcst | 2021 Base Gas CR7 INV | 2.514 | 2.3753 | 2.3694 | 2.4258 | 2.5022 | 2.5946 | 2.6925 | 2.8202 | 2.9591 | 3.0922 | 3.2388 | 3.3121 | 3.3854 | 3.4587 | 3.532 | 3.6052 | 3.6785 | 3.7518 | 3.8251 | 3.8983 | 3.9716 | 4.0449 | 4.1182 | 4.1914 | 4.2647 | 4.338 | 4.4113 | 4.4845 | 4.5578 | 4.6311 | 4.7044 | 4.7777 | 4.8509 | 4.9242 | 4.9975 | 5.0708 | 5.144 | 5.2173 | 5.2906 | 5.3639 | 5.4371 | 5.5104 | 5.5837 | 5.657 | 5.7302 | 5.8035 | 5.8768 | 5.9501 | 6.0234 | 6.0966
Open
Open
Open

## OpScenarios
Operating Scenario | 1 |  |  | 2 |  |  | 3
Technology | CF | Starts | Hours | CF | Starts | Hours | CF | Starts | Hours
NGCC | 85% | 50 | 7446 | 60% | 100 | 5256 | 40% | 250 | 3504
SCCT | 15% | 110 | 1314 | 10% | 80 | 876 | 5% | 50 | 438
Open

## ECCExample
WACC | 6.75%
Capital Escalation | 2%
BL | 30
FCR | 8.845%
YR1 ECC | 6.378%
NPV (K Factor) | 1.1257 | 1.1257 | 1.1257
| A | B | C | D | E | D*E
| RRProfile | Level | ECC% | NPV*YR1 ECC | Esc | ECC%
0 | 12.38% | 8.845% | 7.18% | 7.18% | 1 | 7.18% | 0
1 | 11.99% | 8.845% | 7.323% | 7.18% | 1.02 | 7.323% | 0
2 | 11.55% | 8.845% | 7.47% | 7.18% | 1.0404 | 7.47% | 0
3 | 11.14% | 8.845% | 7.619% | 7.18% | 1.0612 | 7.619% | 0
4 | 10.75% | 8.845% | 7.772% | 7.18% | 1.0824 | 7.772% | 0
5 | 10.37% | 8.845% | 7.927% | 7.18% | 1.1041 | 7.927% | 0
6 | 10.01% | 8.845% | 8.086% | 7.18% | 1.1262 | 8.086% | 0
7 | 9.645% | 8.845% | 8.247% | 7.18% | 1.1487 | 8.247% | 0
8 | 9.283% | 8.845% | 8.412% | 7.18% | 1.1717 | 8.412% | 0
9 | 8.921% | 8.845% | 8.581% | 7.18% | 1.1951 | 8.581% | 0
10 | 8.559% | 8.845% | 8.752% | 7.18% | 1.219 | 8.752% | 0
11 | 8.197% | 8.845% | 8.927% | 7.18% | 1.2434 | 8.927% | 0
12 | 7.835% | 8.845% | 9.106% | 7.18% | 1.2682 | 9.106% | 0
13 | 7.473% | 8.845% | 9.288% | 7.18% | 1.2936 | 9.288% | 0
14 | 7.112% | 8.845% | 9.474% | 7.18% | 1.3195 | 9.474% | 0
15 | 6.783% | 8.845% | 9.663% | 7.18% | 1.3459 | 9.663% | 0
16 | 6.52% | 8.845% | 9.856% | 7.18% | 1.3728 | 9.856% | 0
17 | 6.29% | 8.845% | 10.05% | 7.18% | 1.4002 | 10.05% | 0
18 | 6.061% | 8.845% | 10.25% | 7.18% | 1.4282 | 10.25% | 0
19 | 5.831% | 8.845% | 10.46% | 7.18% | 1.4568 | 10.46% | 0
20 | 5.602% | 8.845% | 10.67% | 7.18% | 1.4859 | 10.67% | 0
21 | 5.372% | 8.845% | 10.88% | 7.18% | 1.5157 | 10.88% | 0
22 | 5.142% | 8.845% | 11.1% | 7.18% | 1.546 | 11.1% | 0
23 | 4.913% | 8.845% | 11.32% | 7.18% | 1.5769 | 11.32% | 0
24 | 4.683% | 8.845% | 11.55% | 7.18% | 1.6084 | 11.55% | 0
25 | 4.453% | 8.845% | 11.78% | 7.18% | 1.6406 | 11.78% | 0
26 | 4.224% | 8.845% | 12.01% | 7.18% | 1.6734 | 12.01% | 0
27 | 3.994% | 8.845% | 12.26% | 7.18% | 1.7069 | 12.26% | 0
28 | 3.765% | 8.845% | 12.5% | 7.18% | 1.741 | 12.5% | 0
29 | 3.535% | 8.845% | 12.75% | 7.18% | 1.7758 | 12.75% | 0
30 |  | 8.845% | 13.01% | 7.18% | 1.8114 | 13.01% | 0
31 |  | 8.845% | 13.27% | 7.18% | 1.8476 | 13.27% | 0
32 |  | 8.845% | 13.53% | 7.18% | 1.8845 | 13.53% | 0
33 |  | 8.845% | 13.8% | 7.18% | 1.9222 | 13.8% | 0
34 |  | 8.845% | 14.08% | 7.18% | 1.9607 | 14.08% | 0
35 |  | 8.845% | 14.36% | 7.18% | 1.9999 | 14.36% | 0
36 |  | 8.845% | 14.65% | 7.18% | 2.0399 | 14.65% | 0
37 |  | 8.845% | 14.94% | 7.18% | 2.0807 | 14.94% | 0
38 |  | 8.845% | 15.24% | 7.18% | 2.1223 | 15.24% | 0
39 |  | 8.845% | 15.54% | 7.18% | 2.1647 | 15.54% | 0