## COS 1
|  | NORTHERN KENTUCKY WATER DISTRICT | [16 empty] | NORTHERN KENTUCKY WATER DISTRICT
|  | COST OF SERVICE FOR THE TWELVE MONTHS ENDED DECEMBER 31, 2009, ALLOCATED TO CUSTOMER CLASSIFICATIONS | [16 empty] | COST OF SERVICE FOR THE TWELVE MONTHS ENDED DECEMBER 31, 2009, ALLOCATED TO COST FUNCTION
|  |  | Factor | Cost of | [7 empty] | Public |  | Wholesale |  | Fire | [16 empty] | Billing & |  | Fire
| Account No. | Account | Ref. | Service |  | Residential |  | Commercial |  | Industrial |  | Authorities |  | Customers |  | Protection | [6 empty] | Base |  | Max Day |  | Max Hour |  | Meters |  | Services |  | Collecting |  | Protection
|  | -1 | -2 | -3 |  | -4 |  | -5 |  | -6 |  | -7 |  | -8 |  | -9
|  | OPERATION AND MAINTENANCE EXPENSES | [16 empty] | OPERATION AND MAINTENANCE EXPENSES
|  | Source of Supply | [16 empty] | Source of Supply
|  | Operations | [16 empty] | Operations
| 615.1 | Puchased Power | 1 | 760270.57 |  | 397545.4811 |  | 198126.5105 |  | 78383.8958 |  | 44399.8013 |  | 37253.2579 |  | 4561.6234 |  | 615.1 | Puchased Power | 1 | 760270.57 |  | 755708.9466 |  | 0 |  | 0 |  | 0 |  | 0 |  | 0 |  | 4561.6234
| 635.1 | Contractual Service | 2 | 2404.94 |  | 1314.0592 |  | 605.8044 |  | 233.0387 |  | 132.0312 |  | 110.8677 |  | 9.1388 |  | 635.1 | Contractual Service | 2 | 2404.94 |  | 1493.9487 |  | 901.8525 |  | 0 |  | 0 |  | 0 |  | 0 |  | 9.1388
|  | Total Operations |  | 762675.51 |  | 398859.5403 |  | 198732.3149 |  | 78616.9345 |  | 44531.8325 |  | 37364.1257 |  | 4570.7622 |  |  | Total Operations |  | 762675.51 |  | 757202.8953 |  | 901.8525 |  | 0 |  | 0 |  | 0 |  | 0 |  | 4570.7622
|  | Maintenance | [16 empty] | Maintenance
| 620.2 | Materials and Supplies | 2 | 3312 |  | 1809.6768 |  | 834.2928 |  | 320.9328 |  | 181.8288 |  | 152.6832 |  | 12.5856 |  | 620.2 | Materials and Supplies | 2 | 3312 |  | 2057.4144 |  | 1242 |  | 0 |  | 0 |  | 0 |  | 0 |  | 12.5856
| 635.2 | Contractual Service | 2 | 7095 |  | 3876.708 |  | 1787.2305 |  | 687.5055 |  | 389.5155 |  | 327.0795 |  | 26.961 |  | 635.2 | Contractual Service | 2 | 7095 |  | 4407.414 |  | 2660.625 |  | 0 |  | 0 |  | 0 |  | 0 |  | 26.961
|  | Total Maintenance |  | 10407 |  | 5686.3848 |  | 2621.5233 |  | 1008.4383 |  | 571.3443 |  | 479.7627 |  | 39.5466 |  |  | Total Maintenance |  | 10407 |  | 6464.8284 |  | 3902.625 |  | 0 |  | 0 |  | 0 |  | 0 |  | 39.5466
|  | Total Source of Supply |  | 773082.51 |  | 404545.9251 |  | 201353.8382 |  | 79625.3728 |  | 45103.1768 |  | 37843.8884 |  | 4610.3088 |  |  | Total Source of Supply |  | 773082.51 |  | 763667.7237 |  | 4804.4775 |  | 0 |  | 0 |  | 0 |  | 0 |  | 4610.3088
|  | Water Treatment | [16 empty] | Water Treatment
|  | Operations | [16 empty] | Operations
| 601.3 | Labor | 2 | 1243463.0998 |  | 679428.2377 |  | 313228.3548 |  | 120491.5744 |  | 68266.1242 |  | 57323.6489 |  | 4725.1598 |  | 601.3 | Labor | 2 | 1243463.0998 |  | 772439.2776 |  | 466298.6624 |  | 0 |  | 0 |  | 0 |  | 0 |  | 4725.1598
| 601.3 | Labor - Lab | 2 | 433779.3152 |  | 237017.0178 |  | 109269.0095 |  | 42033.2156 |  | 23814.4844 |  | 19997.2264 |  | 1648.3614 |  | 601.3 | Labor - Lab | 2 | 433779.3152 |  | 269463.7106 |  | 162667.2432 |  | 0 |  | 0 |  | 0 |  | 0 |  | 1648.3614
| 615.3 | Puchased Power | 1 | 201253.3 |  | 105235.3506 |  | 52446.61 |  | 20749.2152 |  | 11753.1927 |  | 9861.4117 |  | 1207.5198 |  | 615.3 | Puchased Power | 1 | 201253.3 |  | 200045.7802 |  | 0 |  | 0 |  | 0 |  | 0 |  | 0 |  | 1207.5198
| 616.3 | Gas | 1 | 126539.27 |  | 66167.3843 |  | 32976.1338 |  | 13046.1987 |  | 7389.8934 |  | 6200.4242 |  | 759.2356 |  | 616.3 | Gas | 1 | 126539.27 |  | 125780.0344 |  | 0 |  | 0 |  | 0 |  | 0 |  | 0 |  | 759.2356
| 618.3 | Chemicals | 1 | 1857066.6 |  | 971060.1251 |  | 483951.556 |  | 191463.5665 |  | 108452.6894 |  | 90996.2634 |  | 11142.3996 |  | 618.3 | Chemicals | 1 | 1857066.6 |  | 1845924.2004 |  | 0 |  | 0 |  | 0 |  | 0 |  | 0 |  | 11142.3996
| 620.3 | Materials and Supplies | 2 | 199637.24 |  | 109081.7879 |  | 50288.6208 |  | 19344.8486 |  | 10960.0845 |  | 9203.2768 |  | 758.6215 |  | 620.3 | Materials and Supplies | 2 | 199637.24 |  | 124014.6535 |  | 74863.965 |  | 0 |  | 0 |  | 0 |  | 0 |  | 758.6215
| 631.3 | Contractual Services - Engineering | 2 | 16379.62 |  | 8949.8244 |  | 4126.0263 |  | 1587.1852 |  | 899.2411 |  | 755.1005 |  | 62.2426 |  | 631.3 | Contractual Services - Engineering | 2 | 16379.62 |  | 10175.0199 |  | 6142.3575 |  | 0 |  | 0 |  | 0 |  | 0 |  | 62.2426
| 633.3 | Contractual Services | 2 | 1396.5 |  | 763.0476 |  | 351.7784 |  | 135.3209 |  | 76.6679 |  | 64.3787 |  | 5.3067 |  | 633.3 | Contractual Services | 2 | 1396.5 |  | 867.5058 |  | 523.6875 |  | 0 |  | 0 |  | 0 |  | 0 |  | 5.3067
| 635.3 | Contractual Services - Sludge | 2 | 128085.63 |  | 69985.9882 |  | 32264.7702 |  | 12411.4975 |  | 7031.9011 |  | 5904.7475 |  | 486.7254 |  | 635.3 | Contractual Services - Sludge | 2 | 128085.63 |  | 79566.7934 |  | 48032.1113 |  | 0 |  | 0 |  | 0 |  | 0 |  | 486.7254
| 635.3 | Contractual Services - Laboratory | 2 | 56571.31 |  | 30910.5638 |  | 14250.313 |  | 5481.7599 |  | 3105.7649 |  | 2607.9374 |  | 214.971 |  | 635.3 | Contractual Services - Laboratory | 2 | 56571.31 |  | 35142.0978 |  | 21214.2412 |  | 0 |  | 0 |  | 0 |  | 0 |  | 214.971
| 635.3 | Contractual Services - Other | 2 | 182252.46 |  | 99582.7441 |  | 45909.3947 |  | 17660.2634 |  | 10005.6601 |  | 8401.8384 |  | 692.5593 |  | 635.3 | Contractual Services - Other | 2 | 182252.46 |  | 113215.2282 |  | 68344.6725 |  | 0 |  | 0 |  | 0 |  | 0 |  | 692.5593
| 650.3 | Transportation Expense | 2 | 48567.93 |  | 26537.517 |  | 12234.2616 |  | 4706.2324 |  | 2666.3794 |  | 2238.9816 |  | 184.5581 |  | 650.3 | Transportation Expense | 2 | 48567.93 |  | 30170.3981 |  | 18212.9738 |  | 0 |  | 0 |  | 0 |  | 0 |  | 184.5581
|  | Total Operations |  | 4494992.275 |  | 2404719.5886 |  | 1151296.8289 |  | 449110.8783 |  | 254422.083 |  | 213555.2355 |  | 21887.6608 |  |  | Total Operations |  | 4494992.275 |  | 3606804.6998 |  | 866299.9144 |  | 0 |  | 0 |  | 0 |  | 0 |  | 21887.6608
|  | Maintenance | [16 empty] | Maintenance
| 601.4 | Labor | 2 | 756821.5742 |  | 413527.3081 |  | 190643.3545 |  | 73336.0105 |  | 41549.5044 |  | 34889.4746 |  | 2875.922 |  | 601.4 | Labor | 2 | 756821.5742 |  | 470137.5619 |  | 283808.0903 |  | 0 |  | 0 |  | 0 |  | 0 |  | 2875.922
| 620.4 | Materials and Supplies | 2 | 191116.59 |  | 104426.1048 |  | 48142.269 |  | 18519.1976 |  | 10492.3008 |  | 8810.4748 |  | 726.243 |  | 620.4 | Materials and Supplies | 2 | 191116.59 |  | 118721.6257 |  | 71668.7213 |  | 0 |  | 0 |  | 0 |  | 0 |  | 726.243
| 635.4 | Contractual Services - Other | 2 | 304397.4 |  | 166322.7394 |  | 76677.7051 |  | 29496.1081 |  | 16711.4173 |  | 14032.7201 |  | 1156.7101 |  | 635.4 | Contractual Services - Other | 2 | 304397.4 |  | 189091.6649 |  | 114149.025 |  | 0 |  | 0 |  | 0 |  | 0 |  | 1156.7101
| 650.4 | Transportation Expense | 2 | 93.5 |  | 51.0884 |  | 23.5526 |  | 9.0602 |  | 5.1331 |  | 4.3104 |  | 0.3553 |  | 650.4 | Transportation Expense | 2 | 93.5 |  | 58.0822 |  | 35.0625 |  | 0 |  | 0 |  | 0 |  | 0 |  | 0.3553
|  | Total Maintenance |  | 1252429.0642 |  | 684327.2407 |  | 315486.8813 |  | 121360.3763 |  | 68758.3556 |  | 57736.9799 |  | 4759.2304 |  |  | Total Maintenance |  | 1252429.0642 |  | 778008.9347 |  | 469660.8991 |  | 0 |  | 0 |  | 0 |  | 0 |  | 4759.2304
|  | Total Water Treatment |  | 5747421.3392 |  | 3089046.8292 |  | 1466783.7101 |  | 570471.2546 |  | 323180.4386 |  | 271292.2153 |  | 26646.8913 |  |  | Total Water Treatment |  | 5747421.3392 |  | 4384813.6345 |  | 1335960.8134 |  | 0 |  | 0 |  | 0 |  | 0 |  | 26646.8913
|  | Transmission and Distribution | [16 empty] | Transmission and Distribution
|  | Operations | [16 empty] | Operations
| 601.5 | Labor | 6 | 813920.914 |  | 390356.4704 |  | 167911.8846 |  | 56811.6798 |  | 32149.8761 |  | 7895.0329 |  | 158795.9703 |  | 601.5 | Labor | 6 | 813920.914 |  | 307580.7134 |  | 64136.968 |  | 283407.2623 |  | 0 |  | 0 |  | 0 |  | 158795.9703
| 615.5 | Puchased Power | 1 | 1266476.04 |  | 662240.3213 |  | 330043.656 |  | 130573.6797 |  | 73962.2007 |  | 62057.326 |  | 7598.8562 |  | 615.5 | Puchased Power | 1 | 1266476.04 |  | 1258877.1838 |  | 0 |  | 0 |  | 0 |  | 0 |  | 0 |  | 7598.8562
| 616.5 | Gas | 6 | 3372.8 |  | 1617.5949 |  | 695.8086 |  | 235.4214 |  | 133.2256 |  | 32.7162 |  | 658.0333 |  | 616.5 | Gas | 6 | 3372.8 |  | 1274.5811 |  | 265.7766 |  | 1174.409 |  | 0 |  | 0 |  | 0 |  | 658.0333
| 620.5 | Materials and Supplies | 6 | 127498.05 |  | 61148.0648 |  | 26302.8477 |  | 8899.3639 |  | 5036.173 |  | 1236.7311 |  | 24874.8696 |  | 620.5 | Materials and Supplies | 6 | 127498.05 |  | 48181.5131 |  | 10046.8463 |  | 44394.821 |  | 0 |  | 0 |  | 0 |  | 24874.8696
| 631.5 | Contractual Services - Engineering | 6 | 6345.09 |  | 3043.1052 |  | 1308.9921 |  | 442.8873 |  | 250.6311 |  | 61.5474 |  | 1237.9271 |  | 631.5 | Contractual Services - Engineering | 6 | 6345.09 |  | 2397.8095 |  | 499.9931 |  | 2209.3603 |  | 0 |  | 0 |  | 0 |  | 1237.9271
| 633.5 | Contractual Services | 6 | 19920.94 |  | 9554.0828 |  | 4109.6899 |  | 1390.4816 |  | 786.8771 |  | 193.2331 |  | 3886.5754 |  | 633.5 | Contractual Services | 6 | 19920.94 |  | 7528.1232 |  | 1569.7701 |  | 6936.4713 |  | 0 |  | 0 |  | 0 |  | 3886.5754
| 635.5 | Contractual Services - Other | 6 | 59138.42 |  | 28362.7862 |  | 12200.256 |  | 4127.8617 |  | 2335.9676 |  | 573.6427 |  | 11537.9057 |  | 635.5 | Contractual Services - Other | 6 | 59138.42 |  | 22348.4089 |  | 4660.1075 |  | 20591.9978 |  | 0 |  | 0 |  | 0 |  | 11537.9057
| 650.5 | Transportation Expense | 6 | 42011.13 |  | 20148.5379 |  | 8666.8961 |  | 2932.3769 |  | 1659.4396 |  | 407.508 |  | 8196.3715 |  | 650.5 | Transportation Expense | 6 | 42011.13 |  | 15876.006 |  | 3310.477 |  | 14628.2755 |  | 0 |  | 0 |  | 0 |  | 8196.3715
|  | Total Operations |  | 2338683.384 |  | 1176470.9635 |  | 551240.0311 |  | 205413.7523 |  | 116314.3908 |  | 72457.7372 |  | 216786.5091 |  |  | Total Operations |  | 2338683.384 |  | 1664064.3391 |  | 84489.9387 |  | 373342.5972 |  | 0 |  | 0 |  | 0 |  | 216786.5091
|  | Maintenance | [16 empty] | Maintenance
| 601.6 | Labor | 11 | 657014.653 |  | 340990.6049 |  | 118591.1449 |  | 35084.5825 |  | 21812.8865 |  | 6175.9377 |  | 134359.4965 |  | 601.6 | Labor | 11 | 657014.653 |  | 184489.7146 |  | 34099.0605 |  | 180350.5222 |  | 65.7015 |  | 123650.1577 |  | 0 |  | 134359.4965
| 601.6 | Labor - Mains | 6 | 1450898.7354 |  | 695851.0335 |  | 299320.4091 |  | 101272.7317 |  | 57310.5 |  | 14073.7177 |  | 283070.3433 |  | 601.6 | Labor - Mains | 6 | 1450898.7354 |  | 548294.6321 |  | 114330.8204 |  | 505202.9397 |  | 0 |  | 0 |  | 0 |  | 283070.3433
| 601.6 | Labor - Services | 9 | 242983.0295 |  | 203692.6736 |  | 32875.6039 |  | 1627.9863 |  | 4713.8708 |  | 72.8949 |  | 0 |  | 601.6 | Labor - Services | 9 | 242983.0295 |  | 0 |  | 0 |  | 0 |  | 0 |  | 242983.0295 |  | 0 |  | 0
| 601.6 | Labor - Hydrants | 7 | 74016.9117 |  | 0 |  | 0 |  | 0 |  | 0 |  | 0 |  | 74016.9117 |  | 601.6 | Labor - Hydrants | 7 | 74016.9117 |  | 0 |  | 0 |  | 0 |  | 0 |  | 0 |  | 0 |  | 74016.9117
| 620.6 | Materials and Supplies - Mains | 6 | 524741.59 |  | 251666.0666 |  | 108254.19 |  | 36626.963 |  | 20727.2928 |  | 5089.9934 |  | 102377.0842 |  | 620.6 | Materials and Supplies - Mains | 6 | 524741.59 |  | 198299.8469 |  | 41349.6373 |  | 182715.0216 |  | 0 |  | 0 |  | 0 |  | 102377.0842
| 620.6 | Materials and Supplies - Services | 9 | 294898.82 |  | 247213.6808 |  | 39899.8103 |  | 1975.8221 |  | 5721.0371 |  | 88.4696 |  | 0 |  | 620.6 | Materials and Supplies - Services | 9 | 294898.82 |  | 0 |  | 0 |  | 0 |  | 0 |  | 294898.82 |  | 0 |  | 0
| 620.6 | Materials and Supplies - Meters | 8 | 317.37 |  | 246.533 |  | 56.6823 |  | 4.3797 |  | 9.5211 |  | 0.2539 |  | 0 |  | 620.6 | Materials and Supplies - Meters | 8 | 317.37 |  | 0 |  | 0 |  | 0 |  | 317.37 |  | 0 |  | 0 |  | 0
| 620.6 | Materials and Supplies - Hydrants | 7 | 86168.22 |  | 0 |  | 0 |  | 0 |  | 0 |  | 0 |  | 86168.22 |  | 620.6 | Materials and Supplies - Hydrants | 7 | 86168.22 |  | 0 |  | 0 |  | 0 |  | 0 |  | 0 |  | 0 |  | 86168.22
| 620.6 | Materials and Supplies | 11 | 19921.14 |  | 10339.0717 |  | 3595.7658 |  | 1063.7889 |  | 661.3818 |  | 187.2587 |  | 4073.8731 |  | 620.6 | Materials and Supplies | 11 | 19921.14 |  | 5593.8561 |  | 1033.9072 |  | 5468.3529 |  | 1.9921 |  | 3749.1585 |  | 0 |  | 4073.8731
| 631.6 | Contractual Services - Engineering | 11 | 3133.91 |  | 1626.4993 |  | 565.6708 |  | 167.3508 |  | 104.0458 |  | 29.4588 |  | 640.8846 |  | 631.6 | Contractual Services - Engineering | 11 | 3133.91 |  | 880.0019 |  | 162.6499 |  | 860.2583 |  | 0.31339 |  | 589.8019 |  | 0 |  | 640.8846
| 635.6 | Contractual Services - Other | 11 | 365828.27 |  | 189864.8721 |  | 66032.0027 |  | 19535.2296 |  | 12145.4986 |  | 3438.7857 |  | 74811.8812 |  | 635.6 | Contractual Services - Other | 11 | 365828.27 |  | 102724.5782 |  | 18986.4872 |  | 100419.8601 |  | 36.5828 |  | 68848.8804 |  | 0 |  | 74811.8812
| 635.6 | Water Tower Painting Write-off | 5 | 370176.09 |  | 157583.9615 |  | 66187.4849 |  | 21285.1252 |  | 12067.7405 |  | 10105.8073 |  | 102945.9706 |  | 635.6 | Water Tower Painting Write-off | 5 | 370176.09 |  | 110941.7742 |  | 0 |  | 156288.3452 |  | 0 |  | 0 |  | 0 |  | 102945.9706
| 635.6 | Contractual Services - Water Towers | 5 | 1829.46 |  | 778.8011 |  | 327.1074 |  | 105.194 |  | 59.6404 |  | 49.9443 |  | 508.7728 |  | 635.6 | Contractual Services - Water Towers | 5 | 1829.46 |  | 548.2892 |  | 0 |  | 772.398 |  | 0 |  | 0 |  | 0 |  | 508.7728
| 635.6 | Contractual Services - Mains | 6 | 306867.29 |  | 147173.5523 |  | 63306.7219 |  | 21419.3368 |  | 12121.258 |  | 2976.6127 |  | 59869.8083 |  | 635.6 | Contractual Services - Mains | 6 | 306867.29 |  | 115965.1489 |  | 24181.1425 |  | 106851.1904 |  | 0 |  | 0 |  | 0 |  | 59869.8083
| 635.6 | Contractual Services - Services | 9 | 114547.16 |  | 96024.8842 |  | 15498.2307 |  | 767.466 |  | 2222.2149 |  | 34.3641 |  | 0 |  | 635.6 | Contractual Services - Services | 9 | 114547.16 |  | 0 |  | 0 |  | 0 |  | 0 |  | 114547.16 |  | 0 |  | 0
| 642.6 | Rental | 11 | 750 |  | 389.25 |  | 135.375 |  | 40.05 |  | 24.9 |  | 7.05 |  | 153.375 |  | 642.6 | Rental | 11 | 750 |  | 210.6 |  | 38.925 |  | 205.875 |  | 0.075 |  | 141.15 |  | 0 |  | 153.375
| 650.6 | Transportation Expense | 11 | 269588.87 |  | 139916.6235 |  | 48660.791 |  | 14396.0457 |  | 8950.3505 |  | 2534.1354 |  | 55130.9239 |  | 650.6 | Transportation Expense | 11 | 269588.87 |  | 75700.5547 |  | 13991.6624 |  | 74002.1448 |  | 26.9589 |  | 50736.6253 |  | 0 |  | 55130.9239
|  | Total Maintenance |  | 4783681.5196 |  | 2483358.1082 |  | 863306.9908 |  | 255372.0522 |  | 158652.1388 |  | 44864.6843 |  | 978127.5453 |  |  | Total Maintenance |  | 4783681.5196 |  | 1343648.9967 |  | 248174.2922 |  | 1313136.9083 |  | 448.9937 |  | 900144.7833 |  | 0 |  | 978127.5453
|  | Total Transmission and Distribution |  | 7122364.9036 |  | 3659829.0717 |  | 1414547.0219 |  | 460785.8045 |  | 274966.5296 |  | 117322.4215 |  | 1194914.0543 |  |  | Total Transmission and Distribution |  | 7122364.9036 |  | 3007713.3358 |  | 332664.231 |  | 1686479.5055 |  | 448.9937 |  | 900144.7833 |  | 0 |  | 1194914.0543
|  | Customer Accounting | [16 empty] | Customer Accounting
| 601.7 | Labor - Meter Reading | 12 | 55924.3995 |  | 51298.8924 |  | 4180.3489 |  | 84.4458 |  | 357.9162 |  | 2.7962 |  | 0 |  | 601.7 | Labor - Meter Reading | 12 | 55924.3995 |  | 0 |  | 0 |  | 0 |  | 0 |  | 0 |  | 55924.3995 |  | 0
| 601.7 | Labor - Meter Shop | 8 | 190954.2796 |  | 148333.2844 |  | 34104.4343 |  | 2635.1691 |  | 5728.6284 |  | 152.7634 |  | 0 |  | 601.7 | Labor - Meter Shop | 8 | 190954.2796 |  | 0 |  | 0 |  | 0 |  | 190954.2796 |  | 0 |  | 0 |  | 0
| 601.7 | Labor Field Service | 8 | 667525.597 |  | 518533.8837 |  | 119220.0716 |  | 9211.8532 |  | 20025.7679 |  | 534.0205 |  | 0 |  | 601.7 | Labor Field Service | 8 | 667525.597 |  | 0 |  | 0 |  | 0 |  | 667525.597 |  | 0 |  | 0 |  | 0
| 601.7 | Labor - Account Service | 12 | 715178.8095 |  | 656026.3702 |  | 53459.616 |  | 1079.92 |  | 4577.1444 |  | 35.7589 |  | 0 |  | 601.7 | Labor - Account Service | 12 | 715178.8095 |  | 0 |  | 0 |  | 0 |  | 0 |  | 0 |  | 715178.8095 |  | 0
| 601.7 | Labor - Courier | 12 | 31836.8873 |  | 29203.6584 |  | 2379.8073 |  | 48.0737 |  | 203.7561 |  | 1.5918 |  | 0 |  | 601.7 | Labor - Courier | 12 | 31836.8873 |  | 0 |  | 0 |  | 0 |  | 0 |  | 0 |  | 31836.8873 |  | 0
| 620.7 | Materials and Supplies | 12 | 80801.71 |  | 74118.6006 |  | 6039.9278 |  | 122.0106 |  | 517.1309 |  | 4.0401 |  | 0 |  | 620.7 | Materials and Supplies | 12 | 80801.71 |  | 0 |  | 0 |  | 0 |  | 0 |  | 0 |  | 80801.71 |  | 0
| 620.7 | Postage | 12 | 49486.32 |  | 45393.3065 |  | 3699.1024 |  | 74.7243 |  | 316.7124 |  | 2.4743 |  | 0 |  | 620.7 | Postage | 12 | 49486.32 |  | 0 |  | 0 |  | 0 |  | 0 |  | 0 |  | 49486.32 |  | 0
| 633.7 | Contractual Services - Account Service | 12 | 2508 |  | 2300.5633 |  | 187.473 |  | 3.7871 |  | 16.0512 |  | 0.1254 |  | 0 |  | 633.7 | Contractual Services - Account Service | 12 | 2508 |  | 0 |  | 0 |  | 0 |  | 0 |  | 0 |  | 2508 |  | 0
| 633.7 | Legal Fees | 12 | 45.39 |  | 41.6358 |  | 3.3929 |  | 0.068539 |  | 0.2905 |  | 0.0022695 |  | 0 |  | 633.7 | Legal Fees | 12 | 45.39 |  | 0 |  | 0 |  | 0 |  | 0 |  | 0 |  | 45.39 |  | 0
| 635.7 | Contractual Services - Meter Reading | 12 | 3161.88 |  | 2900.3609 |  | 236.3505 |  | 4.7744 |  | 20.236 |  | 0.15809 |  | 0 |  | 635.7 | Contractual Services - Meter Reading | 12 | 3161.88 |  | 0 |  | 0 |  | 0 |  | 0 |  | 0 |  | 3161.88 |  | 0
| 635.7 | Contractual Services - Bill Printing/Mailing | 12 | 175502.31 |  | 160986.5139 |  | 13118.7977 |  | 265.0085 |  | 1123.2148 |  | 8.7751 |  | 0 |  | 635.7 | Contractual Services - Bill Printing/Mailing | 12 | 175502.31 |  | 0 |  | 0 |  | 0 |  | 0 |  | 0 |  | 175502.31 |  | 0
| 635.7 | Contractual Services - Collections | 12 | 11166.7 |  | 10243.1022 |  | 834.7108 |  | 16.8617 |  | 71.4669 |  | 0.55834 |  | 0 |  | 635.7 | Contractual Services - Collections | 12 | 11166.7 |  | 0 |  | 0 |  | 0 |  | 0 |  | 0 |  | 11166.7 |  | 0
| 635.7 | Contractual Services - Credit Card Processing | 12 | 105254.45 |  | 96548.8544 |  | 7867.7701 |  | 158.9342 |  | 673.6285 |  | 5.2627 |  | 0 |  | 635.7 | Contractual Services - Credit Card Processing | 12 | 105254.45 |  | 0 |  | 0 |  | 0 |  | 0 |  | 0 |  | 105254.45 |  | 0
| 635.7 | Contractual Services - Lock Box Processing | 12 | 33424 |  | 30659.501 |  | 2498.444 |  | 50.4702 |  | 213.9136 |  | 1.6712 |  | 0 |  | 635.7 | Contractual Services - Lock Box Processing | 12 | 33424 |  | 0 |  | 0 |  | 0 |  | 0 |  | 0 |  | 33424 |  | 0
| 635.7 | Contractual Services - Other | 12 | 67703.67 |  | 62103.8995 |  | 5060.8493 |  | 102.2325 |  | 433.3035 |  | 3.3852 |  | 0 |  | 635.7 | Contractual Services - Other | 12 | 67703.67 |  | 0 |  | 0 |  | 0 |  | 0 |  | 0 |  | 67703.67 |  | 0
| 650.7 | Transportation Expense | 12 | 90893.35 |  | 83375.561 |  | 6794.2779 |  | 137.249 |  | 581.7174 |  | 4.5447 |  | 0 |  | 650.7 | Transportation Expense | 12 | 90893.35 |  | 0 |  | 0 |  | 0 |  | 0 |  | 0 |  | 90893.35 |  | 0
|  | Total Customer Accounting |  | 2281367.753 |  | 1972067.9883 |  | 259685.3747 |  | 13995.583 |  | 34860.8787 |  | 757.9283 |  | 0 |  |  | Total Customer Accounting |  | 2281367.753 |  | 0 |  | 0 |  | 0 |  | 858479.8766 |  | 0 |  | 1422887.8764 |  | 0
|  | Administrative and General | [16 empty] | Administrative and General
| 601.8 | Labor | 14 | 1134185.6843 |  | 670984.2508 |  | 216629.4657 |  | 66349.8625 |  | 41624.6146 |  | 21095.8537 |  | 117501.6369 |  | 601.8 | Labor | 14 | 1134185.6843 |  | 380972.9713 |  | 159126.2515 |  | 165137.4356 |  | 84043.1592 |  | 88126.2277 |  | 139278.002 |  | 117501.6369
| 604 | Employee Benefits | 16 | 3773334.83 |  | 2243624.8899 |  | 740328.2936 |  | 227154.7568 |  | 143386.7235 |  | 72448.0287 |  | 346392.1374 |  | 604 | Employee Benefits | 16 | 3773334.83 |  | 1306705.8516 |  | 572414.8937 |  | 505249.5337 |  | 419972.1666 |  | 202628.0804 |  | 419972.1666 |  | 346392.1374
| 615.8 | Utilities | 14 | 161416.84 |  | 95494.2025 |  | 30830.6164 |  | 9442.8851 |  | 5923.998 |  | 3002.3532 |  | 16722.7846 |  | 615.8 | Utilities | 14 | 161416.84 |  | 54219.9166 |  | 22646.7827 |  | 23502.2919 |  | 11960.9878 |  | 12542.0885 |  | 19821.988 |  | 16722.7846
| 620.8 | Materials and Supplies | 14 | 171817.07 |  | 101646.9786 |  | 32817.0604 |  | 10051.2986 |  | 6305.6865 |  | 3195.7975 |  | 17800.2485 |  | 620.8 | Materials and Supplies | 14 | 171817.07 |  | 57713.3538 |  | 24105.9349 |  | 25016.5654 |  | 12731.6449 |  | 13350.1863 |  | 21099.1362 |  | 17800.2485
| 631.8 | Contractual Services - Engineering | 14 | 126833.36 |  | 75034.6158 |  | 24225.1718 |  | 7419.7516 |  | 4654.7843 |  | 2359.1005 |  | 13139.9361 |  | 631.8 | Contractual Services - Engineering | 14 | 126833.36 |  | 42603.3256 |  | 17794.7204 |  | 18466.9372 |  | 9398.352 |  | 9854.9521 |  | 15575.1366 |  | 13139.9361
| 632.8 | Contract Service Accounting/Audit | 14 | 28255 |  | 16715.658 |  | 5396.705 |  | 1652.9175 |  | 1036.9585 |  | 525.543 |  | 2927.218 |  | 632.8 | Contract Service Accounting/Audit | 14 | 28255 |  | 9490.8545 |  | 3964.1765 |  | 4113.928 |  | 2093.6955 |  | 2195.4135 |  | 3469.714 |  | 2927.218
| 633.8 | Legal Fees | 14 | 142184.25 |  | 84116.2023 |  | 27157.1918 |  | 8317.7786 |  | 5218.162 |  | 2644.627 |  | 14730.2883 |  | 633.8 | Legal Fees | 14 | 142184.25 |  | 47759.6896 |  | 19948.4503 |  | 20702.0268 |  | 10535.8529 |  | 11047.7162 |  | 17460.2259 |  | 14730.2883
| 634.8 | Contractual Fees | 14 | 70690.91 |  | 41820.7424 |  | 13501.9638 |  | 4135.4182 |  | 2594.3564 |  | 1314.8509 |  | 7323.5783 |  | 634.8 | Contractual Fees | 14 | 70690.91 |  | 23745.0767 |  | 9917.9347 |  | 10292.5965 |  | 5238.1964 |  | 5492.6837 |  | 8680.8437 |  | 7323.5783
| 635.8 | Contractual Services - HR/Infor Systems | 16 | 200547.38 |  | 119245.4721 |  | 39347.396 |  | 12072.9523 |  | 7620.8004 |  | 3850.5097 |  | 18410.2495 |  | 635.8 | Contractual Services - HR/Infor Systems | 16 | 200547.38 |  | 69449.5577 |  | 30423.0375 |  | 26853.2942 |  | 22320.9234 |  | 10769.3943 |  | 22320.9234 |  | 18410.2495
| 635.8 | Contractual Services | 14 | 596883.59 |  | 353116.3318 |  | 114004.7657 |  | 34917.69 |  | 21905.6278 |  | 11102.0348 |  | 61837.1399 |  | 635.8 | Contractual Services | 14 | 596883.59 |  | 200493.1979 |  | 83742.7677 |  | 86906.2507 |  | 44229.074 |  | 46377.8549 |  | 73297.3049 |  | 61837.1399
| 650.8 | Transportation Expense | 14 | 6971.15 |  | 4124.1323 |  | 1331.4896 |  | 407.8123 |  | 255.8412 |  | 129.6634 |  | 722.2111 |  | 650.8 | Transportation Expense | 14 | 6971.15 |  | 2341.6093 |  | 978.0523 |  | 1014.9994 |  | 516.5622 |  | 541.6584 |  | 856.0572 |  | 722.2111
| 656 | Vehicle Insurance | 14 | 34280.36 |  | 20280.261 |  | 6547.5488 |  | 2005.4011 |  | 1258.0892 |  | 637.6147 |  | 3551.4453 |  | 656 | Vehicle Insurance | 14 | 34280.36 |  | 11514.7729 |  | 4809.5345 |  | 4991.2204 |  | 2540.1747 |  | 2663.584 |  | 4209.6282 |  | 3551.4453
| 657 | General Liability Insurance | 14 | 250390.04 |  | 148130.7477 |  | 47824.4976 |  | 14647.8173 |  | 9189.3145 |  | 4657.2547 |  | 25940.4081 |  | 657 | General Liability Insurance | 14 | 250390.04 |  | 84106.0144 |  | 35129.7226 |  | 36456.7898 |  | 18553.902 |  | 19455.3061 |  | 30747.8969 |  | 25940.4081
| 658 | Workers Comp Insurance | 16 | 73911.05 |  | 43947.5103 |  | 14501.348 |  | 4449.4452 |  | 2808.6199 |  | 1419.0922 |  | 6785.0344 |  | 658 | Workers Comp Insurance | 16 | 73911.05 |  | 25595.3966 |  | 11212.3063 |  | 9896.6896 |  | 8226.2999 |  | 3969.0234 |  | 8226.2999 |  | 6785.0344
| 659 | Other Insurance | 14 | 124307.46 |  | 73540.2933 |  | 23742.7249 |  | 7271.9864 |  | 4562.0838 |  | 2312.1188 |  | 12878.2529 |  | 659 | Other Insurance | 14 | 124307.46 |  | 41754.8758 |  | 17440.3366 |  | 18099.1662 |  | 9211.1828 |  | 9658.6896 |  | 15264.9561 |  | 12878.2529
| 660 | Advertising Expense | 14 | 19968.61 |  | 11813.4297 |  | 3814.0045 |  | 1168.1637 |  | 732.848 |  | 371.4161 |  | 2068.748 |  | 660 | Advertising Expense | 14 | 19968.61 |  | 6707.4561 |  | 2801.596 |  | 2907.4296 |  | 1479.674 |  | 1551.561 |  | 2452.1453 |  | 2068.748
| 667 | PSC Expense- Rate Case Expense | 19 | 122617.56 |  | 68347.0279 |  | 25296.0026 |  | 8448.3499 |  | 5100.8905 |  | 3175.7948 |  | 12249.4942 |  | 667 | PSC Expense- Rate Case Expense | 19 | 122617.56 |  | 53731.0148 |  | 20930.8175 |  | 13242.6965 |  | 7185.389 |  | 7933.3561 |  | 7344.7918 |  | 12249.4942
| 670 | Bad Debt Expense | 12 | 649059.83 |  | 595376.0915 |  | 48517.2223 |  | 980.0803 |  | 4153.9829 |  | 32.453 |  | 0 |  | 670 | Bad Debt Expense | 12 | 649059.83 |  | 0 |  | 0 |  | 0 |  | 0 |  | 0 |  | 649059.83 |  | 0
| 675 | Miscellaneous Expense | 14 | 203289.84 |  | 120266.2693 |  | 38828.3594 |  | 11892.4556 |  | 7460.7371 |  | 3781.191 |  | 21060.8274 |  | 675 | Miscellaneous Expense | 14 | 203289.84 |  | 68285.0573 |  | 28521.5646 |  | 29599.0007 |  | 15063.7771 |  | 15795.6206 |  | 24963.9924 |  | 21060.8274
|  | Total Adminstrative and General |  | 7890944.8143 |  | 4887625.1074 |  | 1454641.8279 |  | 432786.8231 |  | 275794.1191 |  | 138055.2978 |  | 702041.6389 |  |  | Total Adminstrative and General |  | 7890944.8143 |  | 2487189.9925 |  | 1065908.8803 |  | 1002448.8523 |  | 685301.0144 |  | 463953.3968 |  | 1484101.0391 |  | 702041.6389
|  | Total Operation & Maintenance Expenses |  | 23815181.32 |  | 14013114.9216 |  | 4797011.7729 |  | 1557664.838 |  | 953905.1429 |  | 565271.7513 |  | 1928212.8933 |  |  | Total Operation & Maintenance Expenses |  | 23815181.32 |  | 10643384.6865 |  | 2739338.4022 |  | 2688928.3578 |  | 1544229.8847 |  | 1364098.1801 |  | 2906988.9154 |  | 1928212.8933
|  | DEPRECIATION EXPENSE | [16 empty] | DEPRECIATION EXPENSE
| 304.1 | Power and Pumping Structures - Intake | 2 | 461557.26 |  | 252194.8869 |  | 116266.2738 |  | 44724.8985 |  | 25339.4936 |  | 21277.7897 |  | 1753.9176 |  | 304.1 | Power and Pumping Structures - Intake | 2 | 461557.26 |  | 286719.3699 |  | 173083.9725 |  | 0 |  | 0 |  | 0 |  | 0 |  | 1753.9176
| 304.2 | Water Treatment Plant | 2 | 1195729.36 |  | 653346.5223 |  | 301204.2258 |  | 115866.175 |  | 65645.5419 |  | 55123.1235 |  | 4543.7716 |  | 304.2 | Water Treatment Plant | 2 | 1195729.36 |  | 742787.0784 |  | 448398.51 |  | 0 |  | 0 |  | 0 |  | 0 |  | 4543.7716
| 304.3 | Pumping Structures | 3 | 254976.8 |  | 119558.6215 |  | 55100.4865 |  | 21214.0698 |  | 12009.4073 |  | 10097.0813 |  | 36997.1337 |  | 304.3 | Pumping Structures | 3 | 254976.8 |  | 135953.6298 |  | 82026.0366 |  | 0 |  | 0 |  | 0 |  | 0 |  | 36997.1337
| 304.4 | Office Buildings | 14 | 464589.11 |  | 274850.9175 |  | 88736.52 |  | 27178.4629 |  | 17050.4203 |  | 8641.3574 |  | 48131.4318 |  | 304.4 | Office Buildings | 14 | 464589.11 |  | 156055.482 |  | 65181.8521 |  | 67644.1744 |  | 34426.0531 |  | 36098.5738 |  | 57051.5427 |  | 48131.4318
| 304.5 | Other Structures | 14 | 1460.94 |  | 864.2921 |  | 279.0395 |  | 85.465 |  | 53.6165 |  | 27.1735 |  | 151.3534 |  | 304.5 | Other Structures | 14 | 1460.94 |  | 490.7297 |  | 204.9699 |  | 212.7129 |  | 108.2557 |  | 113.515 |  | 179.4034 |  | 151.3534
| 304.6 | Structures - Water Treatment | 2 | 158673.27 |  | 86699.0747 |  | 39969.7967 |  | 15375.4399 |  | 8711.1625 |  | 7314.8377 |  | 602.9584 |  | 304.6 | Structures - Water Treatment | 2 | 158673.27 |  | 98567.8353 |  | 59502.4762 |  | 0 |  | 0 |  | 0 |  | 0 |  | 602.9584
| 306 | Lake, River and Other Intakes | 2 | 27567.45 |  | 15062.8547 |  | 6944.2407 |  | 2671.2859 |  | 1513.453 |  | 1270.8594 |  | 104.7563 |  | 306 | Lake, River and Other Intakes | 2 | 27567.45 |  | 17124.8999 |  | 10337.7938 |  | 0 |  | 0 |  | 0 |  | 0 |  | 104.7563
| 309 | Supply Mains | 2 | 57952.46 |  | 31665.2241 |  | 14598.2247 |  | 5615.5934 |  | 3181.5901 |  | 2671.6084 |  | 220.2193 |  | 309 | Supply Mains | 2 | 57952.46 |  | 36000.0682 |  | 21732.1725 |  | 0 |  | 0 |  | 0 |  | 0 |  | 220.2193
| 310.3 | Power Generation Equipment | 3 | 18747.72 |  | 8790.8059 |  | 4051.3823 |  | 1559.8103 |  | 883.0176 |  | 742.4097 |  | 2720.2942 |  | 310.3 | Power Generation Equipment | 3 | 18747.72 |  | 9996.2843 |  | 6031.1415 |  | 0 |  | 0 |  | 0 |  | 0 |  | 2720.2942
| 311.1 | Pumping Equipment | 3 | 190078.62 |  | 89127.8649 |  | 41075.9898 |  | 15814.5412 |  | 8952.703 |  | 7527.1134 |  | 27580.4078 |  | 311.1 | Pumping Equipment | 3 | 190078.62 |  | 101349.9202 |  | 61148.2921 |  | 0 |  | 0 |  | 0 |  | 0 |  | 27580.4078
| 311.2 | Pumping Equipment | 3 | 64179.03 |  | 30093.5472 |  | 13869.0884 |  | 5339.6953 |  | 3022.8323 |  | 2541.4896 |  | 9312.3773 |  | 311.2 | Pumping Equipment | 3 | 64179.03 |  | 34220.2588 |  | 20646.394 |  | 0 |  | 0 |  | 0 |  | 0 |  | 9312.3773
| 311.3 | Pumping Equipment | 3 | 300831.45 |  | 141059.8669 |  | 65009.6763 |  | 25029.1766 |  | 14169.1613 |  | 11912.9254 |  | 43650.6434 |  | 311.3 | Pumping Equipment | 3 | 300831.45 |  | 160403.3291 |  | 96777.4775 |  | 0 |  | 0 |  | 0 |  | 0 |  | 43650.6434
| 320.1 | Purification System | 2 | 383597.34 |  | 209597.5866 |  | 96628.1699 |  | 37170.5822 |  | 21059.494 |  | 17683.8374 |  | 1457.6699 |  | 320.1 | Purification System | 2 | 383597.34 |  | 238290.6676 |  | 143849.0025 |  | 0 |  | 0 |  | 0 |  | 0 |  | 1457.6699
| 320.2 | Purification System - Equipment | 2 | 4247.32 |  | 2320.7356 |  | 1069.8999 |  | 411.5653 |  | 233.1779 |  | 195.8015 |  | 16.1398 |  | 320.2 | Purification System - Equipment | 2 | 4247.32 |  | 2638.4352 |  | 1592.745 |  | 0 |  | 0 |  | 0 |  | 0 |  | 16.1398
| 330.1 | Distribution Reservoirs and Standpipes | 5 | 304197.43 |  | 129496.846 |  | 54390.5005 |  | 17491.3522 |  | 9916.8362 |  | 8304.5898 |  | 84597.3053 |  | 330.1 | Distribution Reservoirs and Standpipes | 5 | 304197.43 |  | 91167.9698 |  | 0 |  | 128432.1549 |  | 0 |  | 0 |  | 0 |  | 84597.3053
| 330.3 | Distribution Reservoirs and Standpipes - Taylor Mill | 5 | 2068.97 |  | 880.7605 |  | 369.9318 |  | 118.9658 |  | 67.4484 |  | 56.4829 |  | 575.3806 |  | 330.3 | Distribution Reservoirs and Standpipes - Taylor Mill | 5 | 2068.97 |  | 620.0703 |  | 0 |  | 873.5191 |  | 0 |  | 0 |  | 0 |  | 575.3806
| 331.1 | Mains and Accessories - 10" and larger | 3 | 960736.9777 |  | 450489.5688 |  | 207615.2609 |  | 79933.3165 |  | 45250.7116 |  | 38045.1843 |  | 139402.9355 |  | 331.1 | Mains and Accessories - Transmission | 3 | 960736.9777 |  | 512264.9565 |  | 309069.0857 |  | 0 |  | 0 |  | 0 |  | 0 |  | 139402.9355
| 331.1 | Mains and Accessories - Less than 10" | 4 | 1197737.4723 |  | 578507.1991 |  | 243260.4806 |  | 78451.8044 |  | 44436.0602 |  | 0 |  | 253081.9279 |  | 331.1 | Mains and Accessories - Distribution | 4 | 1197737.4723 |  | 392139.2484 |  | 0 |  | 552516.296 |  | 0 |  | 0 |  | 0 |  | 253081.9279
| 331.2 | Mains and Accessories - 10" and larger | 3 | 47591.138 |  | 22315.4846 |  | 10284.4449 |  | 3959.5827 |  | 2241.5426 |  | 1884.6091 |  | 6905.4741 |  | 331.2 | Mains and Accessories - Transmission | 3 | 47591.138 |  | 25375.5948 |  | 15310.0691 |  | 0 |  | 0 |  | 0 |  | 0 |  | 6905.4741
| 331.2 | Mains and Accessories - Less than 10" | 4 | 59331.212 |  | 28656.9754 |  | 12050.1692 |  | 3886.1944 |  | 2201.188 |  | 0 |  | 12536.6851 |  | 331.2 | Mains and Accessories - Distribution | 4 | 59331.212 |  | 19425.0388 |  | 0 |  | 27369.4881 |  | 0 |  | 0 |  | 0 |  | 12536.6851
| 331.3 | Mains and Accessories - 10" and larger | 3 | 18081.3507 |  | 8478.3453 |  | 3907.3799 |  | 1504.3684 |  | 851.6316 |  | 716.0215 |  | 2623.604 |  | 331.3 | Mains and Accessories - Taylor Mill - Transmission | 3 | 18081.3507 |  | 9640.9762 |  | 5816.7705 |  | 0 |  | 0 |  | 0 |  | 0 |  | 2623.604
| 331.3 | Mains and Accessories - Less than 10" | 4 | 22541.7693 |  | 10887.6746 |  | 4578.2333 |  | 1476.4859 |  | 836.2996 |  | 0 |  | 4763.0759 |  | 331.3 | Mains and Accessories - Taylor Mill - Distribution | 4 | 22541.7693 |  | 7380.1753 |  | 0 |  | 10398.5182 |  | 0 |  | 0 |  | 0 |  | 4763.0759
| 333.1 | Services | 9 | 566612.22 |  | 474991.024 |  | 76662.6334 |  | 3796.3019 |  | 10992.2771 |  | 169.9837 |  | 0 |  | 333.1 | Services | 9 | 566612.22 |  | 0 |  | 0 |  | 0 |  | 0 |  | 566612.22 |  | 0 |  | 0
| 333.2 | Services - Taylor Mill | 9 | 9750 |  | 8173.425 |  | 1319.175 |  | 65.325 |  | 189.15 |  | 2.925 |  | 0 |  | 333.2 | Services - Taylor Mill | 9 | 9750 |  | 0 |  | 0 |  | 0 |  | 0 |  | 9750 |  | 0 |  | 0
| 334.1 | Meters | 8 | 201060 |  | 156183.408 |  | 35909.316 |  | 2774.628 |  | 6031.8 |  | 160.848 |  | 0 |  | 334.1 | Meters | 8 | 201060 |  | 0 |  | 0 |  | 0 |  | 201060 |  | 0 |  | 0 |  | 0
| 334.2 | Meters | 8 | 261.6 |  | 203.2109 |  | 46.7218 |  | 3.6101 |  | 7.848 |  | 0.20928 |  | 0 |  | 334.2 | Meters | 8 | 261.6 |  | 0 |  | 0 |  | 0 |  | 261.6 |  | 0 |  | 0 |  | 0
| 335.1 | Fire Hydrants | 7 | 160682.98 |  | 0 |  | 0 |  | 0 |  | 0 |  | 0 |  | 160682.98 |  | 335.1 | Fire Hydrants | 7 | 160682.98 |  | 0 |  | 0 |  | 0 |  | 0 |  | 0 |  | 0 |  | 160682.98
| 335.3 | Fire Hydrants - Taylor Mill | 7 | 4166.67 |  | 0 |  | 0 |  | 0 |  | 0 |  | 0 |  | 4166.67 |  | 335.3 | Fire Hydrants - Taylor Mill | 7 | 4166.67 |  | 0 |  | 0 |  | 0 |  | 0 |  | 0 |  | 0 |  | 4166.67
| 339.1 | Miscellaneous Equipment | 14 | 323660.64 |  | 191477.6346 |  | 61819.1822 |  | 18934.1474 |  | 11878.3455 |  | 6020.0879 |  | 33531.2423 |  | 339.1 | Miscellaneous Equipment | 14 | 323660.64 |  | 108717.609 |  | 45409.5878 |  | 47124.9892 |  | 23983.2534 |  | 25148.4317 |  | 39745.5266 |  | 33531.2423
| 339.2 | Miscellaneous Equipment | 14 | 942.35 |  | 557.4943 |  | 179.9889 |  | 55.1275 |  | 34.5842 |  | 17.5277 |  | 97.6275 |  | 339.2 | Miscellaneous Equipment | 14 | 942.35 |  | 316.5354 |  | 132.2117 |  | 137.2062 |  | 69.8281 |  | 73.2206 |  | 115.7206 |  | 97.6275
| 340.1 | Office Furniture and Equipment | 14 | 223043.63 |  | 131952.6115 |  | 42601.3333 |  | 13048.0524 |  | 8185.7012 |  | 4148.6115 |  | 23107.3201 |  | 340.1 | Office Furniture and Equipment | 14 | 223043.63 |  | 74920.3553 |  | 31293.0213 |  | 32475.1525 |  | 16527.533 |  | 17330.4901 |  | 27389.7578 |  | 23107.3201
| 340.2 | Office Furniture and Equipment | 14 | 1043.77 |  | 617.4943 |  | 199.3601 |  | 61.0605 |  | 38.3064 |  | 19.4141 |  | 108.1346 |  | 340.2 | Office Furniture and Equipment | 14 | 1043.77 |  | 350.6023 |  | 146.4409 |  | 151.9729 |  | 77.3434 |  | 81.1009 |  | 128.175 |  | 108.1346
| 341.1 | Transportation Equipment | 14 | 241904.36 |  | 143110.6194 |  | 46203.7328 |  | 14151.4051 |  | 8877.89 |  | 4499.4211 |  | 25061.2917 |  | 341.1 | Transportation Equipment | 14 | 241904.36 |  | 81255.6745 |  | 33939.1817 |  | 35221.2748 |  | 17925.1131 |  | 18795.9688 |  | 29705.8554 |  | 25061.2917
| 341.2 | Transportation Equipment | 14 | 0 |  | 0 |  | 0 |  | 0 |  | 0 |  | 0 |  | 0 |  | 341.2 | Transportation Equipment | 14 | 0 |  | 0 |  | 0 |  | 0 |  | 0 |  | 0 |  | 0 |  | 0
| 342.1 | Stores Equipment | 14 | 296.33 |  | 175.3088 |  | 56.599 |  | 17.3353 |  | 10.8753 |  | 5.5117 |  | 30.6998 |  | 342.1 | Stores Equipment | 14 | 296.33 |  | 99.5372 |  | 41.5751 |  | 43.1456 |  | 21.9581 |  | 23.0248 |  | 36.3893 |  | 30.6998
| 343.1 | Tools,Shop and Garage Equipment | 14 | 20017.26 |  | 11842.211 |  | 3823.2967 |  | 1171.0097 |  | 734.6334 |  | 372.321 |  | 2073.7881 |  | 343.1 | Tools,Shop and Garage Equipment | 14 | 20017.26 |  | 6723.7976 |  | 2808.4216 |  | 2914.5131 |  | 1483.279 |  | 1555.3411 |  | 2458.1195 |  | 2073.7881
| 344.1 | Laboratory Equipment | 2 | 11176.51 |  | 6106.8451 |  | 2815.3629 |  | 1083.0038 |  | 613.5904 |  | 515.2371 |  | 42.4707 |  | 344.1 | Laboratory Equipment | 2 | 11176.51 |  | 6942.848 |  | 4191.1912 |  | 0 |  | 0 |  | 0 |  | 0 |  | 42.4707
| 345.1 | Power Operated Equipment | 14 | 53122 |  | 31426.9752 |  | 10146.302 |  | 3107.637 |  | 1949.5774 |  | 988.0692 |  | 5503.4392 |  | 345.1 | Power Operated Equipment | 14 | 53122 |  | 17843.6798 |  | 7453.0166 |  | 7734.5632 |  | 3936.3402 |  | 4127.5794 |  | 6523.3816 |  | 5503.4392
| 346.1 | Communication Equipment | 14 | 8694.23 |  | 5143.5065 |  | 1660.5979 |  | 508.6125 |  | 319.0782 |  | 161.7127 |  | 900.7222 |  | 346.1 | Communication Equipment | 14 | 8694.23 |  | 2920.3919 |  | 1219.8005 |  | 1265.8799 |  | 644.2424 |  | 675.5417 |  | 1067.6514 |  | 900.7222
| 346.2 | Communication Equipment | 14 | 0 |  | 0 |  | 0 |  | 0 |  | 0 |  | 0 |  | 0 |  | 346.2 | Communication Equipment | 14 | 0 |  | 0 |  | 0 |  | 0 |  | 0 |  | 0 |  | 0 |  | 0
| 347.1 | Miscellaneous Equipment | 14 | 534.44 |  | 316.1747 |  | 102.078 |  | 31.2647 |  | 19.6139 |  | 9.9406 |  | 55.368 |  | 347.1 | Miscellaneous Equipment | 14 | 534.44 |  | 179.5184 |  | 74.9819 |  | 77.8145 |  | 39.602 |  | 41.526 |  | 65.6292 |  | 55.368
|  | Total Depreciation Expense |  | 8023443.44 |  | 4307223.5986 |  | 1664805.0953 |  | 563687.3525 |  | 337510.0607 |  | 213126.1161 |  | 937091.2168 |  |  | Total Depreciation Expense |  | 8023443.44 |  | 3378882.5681 |  | 1647418.1918 |  | 914593.3755 |  | 300564.4013 |  | 680426.534 |  | 164467.1526 |  | 937091.2168
|  | Amort of Acq. Adj. | 18 | 201120 |  | 106332.144 |  | 42597.216 |  | 14601.312 |  | 8728.608 |  | 5691.696 |  | 23169.024 |  |  | Amort-Other UP | 18 | 201120 |  | 88030.224 |  | 44588.304 |  | 19971.216 |  | 11664.96 |  | 13233.696 |  | 462.576 |  | 23169.024
|  | Debt Service | 18 | 17314762 |  | 9154314.6694 |  | 3667266.5916 |  | 1257051.7212 |  | 751460.6708 |  | 490007.7646 |  | 1994660.5824 |  |  | Debt Service | 18 | 17314762 |  | 7578671.3274 |  | 3838682.7354 |  | 1719355.8666 |  | 1004256.196 |  | 1139311.3396 |  | 39823.9526 |  | 1994660.5824
|  | Debt Service Coverage | 18 | 3462952.4 |  | 1830862.9339 |  | 733453.3183 |  | 251410.3442 |  | 150292.1342 |  | 98001.5529 |  | 398932.1165 |  |  | Debt Service Coverage | 18 | 3462952.4 |  | 1515734.2655 |  | 767736.5471 |  | 343871.1733 |  | 200851.2392 |  | 227862.2679 |  | 7964.7905 |  | 398932.1165
|  | Total Debt Service Requirements |  | 20777714.4 |  | 10985177.6033 |  | 4400719.9099 |  | 1508462.0654 |  | 901752.805 |  | 588009.3175 |  | 2393592.6989 |  |  | Total Debt Service Requirements |  | 20777714.4 |  | 9094405.5929 |  | 4606419.2825 |  | 2063227.0399 |  | 1205107.4352 |  | 1367173.6075 |  | 47788.7431 |  | 2393592.6989
|  | Taxes Other Than Income | [16 empty] | Taxes Other Than Income
|  | Utility Reg Assessment Fee | 19 | 63773.87 |  | 35547.5551 |  | 13156.5494 |  | 4394.0196 |  | 2652.993 |  | 1651.7432 |  | 6371.0096 |  |  | Utility Reg Assessment Fee | 19 | 63773.87 |  | 27945.7098 |  | 10886.1996 |  | 6887.578 |  | 3737.1488 |  | 4126.1694 |  | 3820.0548 |  | 6371.0096
|  | Employment Taxes | 16 | 600167.06 |  | 356859.3339 |  | 117752.7772 |  | 36130.057 |  | 22806.3483 |  | 11523.2076 |  | 55095.3361 |  |  | Employment Taxes | 16 | 600167.06 |  | 207837.8529 |  | 91045.343 |  | 80362.3693 |  | 66798.5938 |  | 32228.9711 |  | 66798.5938 |  | 55095.3361
|  | Total Taxes, Other Than Income |  | 663940.93 |  | 392406.889 |  | 130909.3266 |  | 40524.0767 |  | 25459.3413 |  | 13174.9508 |  | 61466.3457 |  |  | Total Taxes, Other Than Income |  | 663940.93 |  | 235783.5627 |  | 101931.5426 |  | 87249.9473 |  | 70535.7426 |  | 36355.1405 |  | 70618.6486 |  | 61466.3457
|  | Total Cost of Service |  | 53481400.09 |  | 29804255.1565 |  | 11036043.3207 |  | 3684939.6445 |  | 2227355.9578 |  | 1385273.8318 |  | 5343532.1788 |  |  | Total Cost of Service |  | 53481400.09 |  | 23440486.6341 |  | 9139695.723 |  | 5773969.9365 |  | 3132102.4238 |  | 3461287.1581 |  | 3190326.0357 |  | 5343532.1788
|  | Less: Other Water Revenues | [16 empty] | Less: Other Water Revenues
|  | Penalties | 19 | 765148.89 |  | 426493.9913 |  | 157850.216 |  | 52718.7585 |  | 31830.1938 |  | 19817.3563 |  | 76438.3741 |  |  | Penalties | 19 | 765148.89 |  | 335288.2436 |  | 130610.9155 |  | 82636.0801 |  | 44837.725 |  | 49505.1332 |  | 45832.4185 |  | 76438.3741
|  | Turn On Fees | 8 | 309380 |  | 240326.384 |  | 55255.268 |  | 4269.444 |  | 9281.4 |  | 247.504 |  | 0 |  |  | Turn On Fees | 8 | 309380 |  | 0 |  | 0 |  | 0 |  | 309380 |  | 0 |  | 0 |  | 0
|  | Rent | 19 | 540701.59 |  | 301387.0663 |  | 111546.738 |  | 37254.3396 |  | 22493.1861 |  | 14004.1712 |  | 54016.0888 |  |  | Rent | 19 | 540701.59 |  | 236935.4367 |  | 92297.7614 |  | 58395.7717 |  | 31685.1132 |  | 34983.3929 |  | 32388.0252 |  | 54016.0888
|  | Lab Test Fees | 2 | 34855.4 |  | 19044.9906 |  | 8780.0753 |  | 3377.4883 |  | 1913.5615 |  | 1606.8339 |  | 132.4505 |  |  | Lab Test Fees | 2 | 34855.4 |  | 21652.1745 |  | 13070.775 |  | 0 |  | 0 |  | 0 |  | 0 |  | 132.4505
|  | Material Sold | 14 | 87022.92 |  | 51482.7595 |  | 16621.3777 |  | 5090.8408 |  | 3193.7412 |  | 1618.6263 |  | 9015.5745 |  |  | Material Sold | 14 | 87022.92 |  | 29230.9988 |  | 12209.3157 |  | 12670.5372 |  | 6448.3984 |  | 6761.6809 |  | 10686.4146 |  | 9015.5745
|  | Subdivison Revenue | 18 | 612708 |  | 323938.7196 |  | 129771.5544 |  | 44482.6008 |  | 26591.5272 |  | 17339.6364 |  | 70583.9616 |  |  | Subdivison Revenue | 18 | 612708 |  | 268182.2916 |  | 135837.3636 |  | 60841.9044 |  | 35537.064 |  | 40316.1864 |  | 1409.2284 |  | 70583.9616
|  | Boone Florence Settlement | 19 | 438584 |  | 244466.7216 |  | 90479.8792 |  | 30218.4376 |  | 18245.0944 |  | 11359.3256 |  | 43814.5416 |  |  | Boone Florence Settlement | 19 | 438584 |  | 192187.5088 |  | 74866.2888 |  | 47367.072 |  | 25701.0224 |  | 28376.3848 |  | 26271.1816 |  | 43814.5416
|  | Bulk Sales | 19 | 92255 |  | 51422.937 |  | 19032.2065 |  | 6356.3695 |  | 3837.808 |  | 2389.4045 |  | 9216.2745 |  |  | Bulk Sales | 19 | 92255 |  | 40426.141 |  | 15747.9285 |  | 9963.54 |  | 5406.143 |  | 5968.8985 |  | 5526.0745 |  | 9216.2745
|  | Interest Earnings | 19 | 638600.9 |  | 355956.1417 |  | 131743.3657 |  | 43999.602 |  | 26565.7974 |  | 16539.7633 |  | 63796.2299 |  |  | Interest Earnings | 19 | 638600.9 |  | 279834.9144 |  | 109009.1736 |  | 68968.8972 |  | 37422.0127 |  | 41317.4782 |  | 38252.1939 |  | 63796.2299
|  | Miscellaneous Revenue | 19 | 158618.7 |  | 88414.0634 |  | 32723.0378 |  | 10928.8284 |  | 6598.5379 |  | 4108.2243 |  | 15846.0081 |  |  | Miscellaneous Revenue | 19 | 158618.7 |  | 69506.7143 |  | 27076.2121 |  | 17130.8196 |  | 9295.0558 |  | 10262.6299 |  | 9501.2601 |  | 15846.0081
|  | Total Other Water Revenues |  | 3677875.4 |  | 2102933.7748 |  | 753803.7186 |  | 238696.7095 |  | 150550.8476 |  | 89030.8458 |  | 342859.5037 |  |  | Total Other Water Revenues |  | 3677875.4 |  | 1473244.4238 |  | 610725.7342 |  | 357974.6222 |  | 505712.5345 |  | 217491.7848 |  | 169866.7969 |  | 342859.5037
|  | Total Cost of Service Related to | [16 empty] | Total Cost of Service Related to
|  | Sales of Water |  | 49803524.69 |  | 27701321.3817 |  | 10282239.6021 |  | 3446242.935 |  | 2076805.1102 |  | 1296242.9859 |  | 5000672.675 |  |  | Sales of Water |  | 49803524.69 |  | 21967242.2104 |  | 8528969.9888 |  | 5415995.3143 |  | 2626389.8894 |  | 3243795.3733 |  | 3020459.2388 |  | 5000672.675
|  | Reallocation of Fire Protection | 20 |  |  | 3887522.9376 |  | 894120.2743 |  | 69009.2829 |  | 150020.1803 |  | 0 |  | -5000672.675 |  |  | Reallocation of Fire Protection | 20 | 0 |  | 0 |  | 0 |  | 0 |  | 5000672.675 |  | 0 |  | 0 |  | -5000672.675
|  | Total |  | 49803524.69 |  | 31588844.3192 |  | 11176359.8764 |  | 3515252.2179 |  | 2226825.2905 |  | 1296242.9859 |  | 0 |  |  | Total |  | 49803524.69 |  | 21967242.2104 |  | 8528969.9888 |  | 5415995.3143 |  | 7627062.5644 |  | 3243795.3733 |  | 3020459.2388 |  | 0
10936130
|  | boone florence | [20 empty] | 2.0087
|  | RATE BASE | [16 empty] | RATE BASE
| 301 | Organization | 17 | 3323.34 |  | 1720.8255 |  | 697.9014 |  | 239.9451 |  | 141.5743 |  | 82.4188 |  | 440.6749 |  |  | Organization | 17 | 3323.34 |  | 1423.3865 |  | 650.3776 |  | 487.2016 |  | 92.7212 |  | 223.9931 |  | 4.985 |  | 440.6749
| 303.1 | Land - Intake | 2 | 29200 |  | 15954.88 |  | 7355.48 |  | 2829.48 |  | 1603.08 |  | 1346.12 |  | 110.96 |  |  | Land - Intake | 2 | 29200 |  | 18139.04 |  | 10950 |  | 0 |  | 0 |  | 0 |  | 0 |  | 110.96
| 303.2 | Land - Treatment Plant | 2 | 365165.51 |  | 199526.4347 |  | 91985.192 |  | 35384.5379 |  | 20047.5865 |  | 16834.13 |  | 1387.6289 |  |  | Land - Treatment Plant | 2 | 365165.51 |  | 226840.8148 |  | 136937.0663 |  | 0 |  | 0 |  | 0 |  | 0 |  | 1387.6289
| 303.3 | Land - Pump Station and Transmission | 3 | 190530.49 |  | 89339.7468 |  | 41173.6389 |  | 15852.1368 |  | 8973.9861 |  | 7545.0074 |  | 27645.9741 |  |  | Land - Pump Station and Transmission | 3 | 190530.49 |  | 101590.8573 |  | 61293.6586 |  | 0 |  | 0 |  | 0 |  | 0 |  | 27645.9741
| 303.4 | Land - CC | 2 | 2596224.91 |  | 1418577.2908 |  | 653989.0548 |  | 251574.1938 |  | 142532.7476 |  | 119685.9684 |  | 9865.6547 |  |  | Land - CC | 2 | 2596224.91 |  | 1612774.9141 |  | 973584.3413 |  | 0 |  | 0 |  | 0 |  | 0 |  | 9865.6547
| 304.1 | Power and Pumping Structures - Intake | 2 | 12353320.84 |  | 6749854.507 |  | 3111801.5196 |  | 1197036.7894 |  | 678197.3141 |  | 569488.0907 |  | 46942.6192 |  |  | Power and Pumping Structures - Intake | 2 | 12353320.84 |  | 7673882.9058 |  | 4632495.315 |  | 0 |  | 0 |  | 0 |  | 0 |  | 46942.6192
| 304.2 | Water Treatment Plant | 2 | 31255873.77 |  | 17078209.4279 |  | 7873354.6027 |  | 3028694.1683 |  | 1715947.47 |  | 1440895.7808 |  | 118772.3203 |  |  | Water Treatment Plant | 2 | 31255873.77 |  | 19416148.7859 |  | 11720952.6638 |  | 0 |  | 0 |  | 0 |  | 0 |  | 118772.3203
| 304.3 | Pumping Structures | 3 | 5017888.23 |  | 2352887.791 |  | 1084365.6465 |  | 417488.3007 |  | 236342.5356 |  | 198708.3739 |  | 728095.5822 |  |  | Pumping Structures | 3 | 5017888.23 |  | 2675538.0042 |  | 1614254.6436 |  | 0 |  | 0 |  | 0 |  | 0 |  | 728095.5822
| 304.4 | Office Buildings | 2 | 8688923.37 |  | 4747627.7294 |  | 2188739.7969 |  | 841956.6746 |  | 477021.893 |  | 400559.3674 |  | 33017.9088 |  |  | Office Buildings | 2 | 8688923.37 |  | 5397559.1974 |  | 3258346.2637 |  | 0 |  | 0 |  | 0 |  | 0 |  | 33017.9088
| 304.5 | Other Structures | 6 | 25913.82 |  | 12428.2681 |  | 5346.0211 |  | 1808.7846 |  | 1023.5959 |  | 251.3641 |  | 5055.7863 |  |  | Other Structures | 6 | 25913.82 |  | 9792.8326 |  | 2042.009 |  | 9023.1921 |  | 0 |  | 0 |  | 0 |  | 5055.7863
| 304.6 | Structures - Water Treatment | 6 | 4081594.07 |  | 1957532.516 |  | 842032.8566 |  | 284895.2661 |  | 161222.9658 |  | 39591.4625 |  | 796319.0031 |  |  | Structures - Water Treatment | 6 | 4081594.07 |  | 1542434.3991 |  | 321629.6127 |  | 1421211.0552 |  | 0 |  | 0 |  | 0 |  | 796319.0031
| 306 | Lake, River and Other Intakes | 2 | 594024.99 |  | 324575.2545 |  | 149634.895 |  | 57561.0215 |  | 32611.972 |  | 27384.552 |  | 2257.295 |  |  | Lake, River and Other Intakes | 2 | 594024.99 |  | 369008.3238 |  | 222759.3712 |  | 0 |  | 0 |  | 0 |  | 0 |  | 2257.295
| 309 | Supply Mains | 2 | 2335615.61 |  | 1276180.3693 |  | 588341.5722 |  | 226321.1526 |  | 128225.297 |  | 107671.8796 |  | 8875.3393 |  |  | Supply Mains | 2 | 2335615.61 |  | 1450884.4169 |  | 875855.8538 |  | 0 |  | 0 |  | 0 |  | 0 |  | 8875.3393
| 310.3 | Power Generation Equipment | 3 | 1387331.43 |  | 650519.7075 |  | 299802.322 |  | 115425.975 |  | 65343.3104 |  | 54938.3246 |  | 201301.7905 |  |  | Power Generation Equipment | 3 | 1387331.43 |  | 739725.1185 |  | 446304.521 |  | 0 |  | 0 |  | 0 |  | 0 |  | 201301.7905
| 311.1 | Pumping Equipment | 3 | 2518915.31 |  | 1181119.3889 |  | 544337.5985 |  | 209573.7538 |  | 118640.9111 |  | 99749.0463 |  | 365494.6115 |  |  | Pumping Equipment | 3 | 2518915.31 |  | 1343085.6433 |  | 810335.0552 |  | 0 |  | 0 |  | 0 |  | 0 |  | 365494.6115
| 311.2 | Pumping Equipment | 3 | 307663.12 |  | 144263.237 |  | 66486.0002 |  | 25597.5716 |  | 14490.933 |  | 12183.4596 |  | 44641.9187 |  |  | Pumping Equipment | 3 | 307663.12 |  | 164045.9756 |  | 98975.2257 |  | 0 |  | 0 |  | 0 |  | 0 |  | 44641.9187
| 311.3 | Pumping Equipment | 3 | 2356264.4 |  | 1104852.3772 |  | 509188.7368 |  | 196041.1981 |  | 110980.0532 |  | 93308.0702 |  | 341893.9644 |  |  | Pumping Equipment | 3 | 2356264.4 |  | 1256360.1781 |  | 758010.2575 |  | 0 |  | 0 |  | 0 |  | 0 |  | 341893.9644
| 320.1 | Purification System | 2 | 7362919.86 |  | 4023099.4115 |  | 1854719.5127 |  | 713466.9344 |  | 404224.3003 |  | 339430.6055 |  | 27979.0955 |  |  | Purification System | 2 | 7362919.86 |  | 4573845.817 |  | 2761094.9475 |  | 0 |  | 0 |  | 0 |  | 0 |  | 27979.0955
| 320.2 | Purification System - Equipment | 2 | 37073.48 |  | 20256.9495 |  | 9338.8096 |  | 3592.4202 |  | 2035.3341 |  | 1709.0874 |  | 140.8792 |  |  | Purification System - Equipment | 2 | 37073.48 |  | 23030.0458 |  | 13902.555 |  | 0 |  | 0 |  | 0 |  | 0 |  | 140.8792
| 330.1 | Distribution Reservoirs and Standpipes | 5 | 6060940.38 |  | 2580142.3198 |  | 1083696.1399 |  | 348504.0718 |  | 197586.6564 |  | 165463.6724 |  | 1685547.5197 |  |  | Distribution Reservoirs and Standpipes | 5 | 6060940.38 |  | 1816463.8319 |  | 0 |  | 2558929.0284 |  | 0 |  | 0 |  | 0 |  | 1685547.5197
| 330.3 | Distribution Reservoirs and Standpipes - Taylor Mill | 5 | 52112.06 |  | 22184.1039 |  | 9317.6363 |  | 2996.4434 |  | 1698.8532 |  | 1422.6592 |  | 14492.3639 |  |  | Distribution Reservoirs and Standpipes - Taylor Mill | 5 | 52112.06 |  | 15617.9844 |  | 0 |  | 22001.7117 |  | 0 |  | 0 |  | 0 |  | 14492.3639
| 331.1 | Mains and Accessories - 10" and larger | 3 | 48581514.6301 |  | 22779872.2101 |  | 10498465.3116 |  | 4041982.0172 |  | 2288189.3391 |  | 1923827.9794 |  | 7049177.7728 |  |  | Mains and Accessories - Transmission | 3 | 48581514.6301 |  | 25903663.6008 |  | 15628673.2565 |  | 0 |  | 0 |  | 0 |  | 0 |  | 7049177.7728
| 331.1 | Mains and Accessories - Less than 10" | 4 | 60565900.8499 |  | 29253330.1105 |  | 12300934.4626 |  | 3967066.5057 |  | 2246994.9215 |  | 0 |  | 12797574.8496 |  |  | Mains and Accessories - Distribution | 4 | 60565900.8499 |  | 19829275.9382 |  | 0 |  | 27939050.062 |  | 0 |  | 0 |  | 0 |  | 12797574.8496
| 331.2 | Mains and Accessories - 10" and larger | 3 | 2484295.1117 |  | 1164885.9779 |  | 536856.1736 |  | 206693.3533 |  | 117010.2998 |  | 98378.0864 |  | 360471.2207 |  |  | Mains and Accessories - Transmission | 3 | 2484295.1117 |  | 1324626.1536 |  | 799197.7374 |  | 0 |  | 0 |  | 0 |  | 0 |  | 360471.2207
| 331.2 | Mains and Accessories - Less than 10" | 4 | 3097136.2783 |  | 1495916.8224 |  | 629028.3781 |  | 202862.4262 |  | 114903.7559 |  | 0 |  | 654424.8956 |  |  | Mains and Accessories - Distribution | 4 | 3097136.2783 |  | 1014002.4175 |  | 0 |  | 1428708.9652 |  | 0 |  | 0 |  | 0 |  | 654424.8956
| 331.3 | Mains and Accessories - 10" and larger | 3 | 972831.3862 |  | 456160.637 |  | 210228.8626 |  | 80939.5713 |  | 45820.3583 |  | 38524.1229 |  | 141157.8341 |  |  | Mains and Accessories - Taylor Mill - Transmission | 3 | 972831.3862 |  | 518713.6951 |  | 312959.8569 |  | 0 |  | 0 |  | 0 |  | 0 |  | 141157.8341
| 331.3 | Mains and Accessories - Less than 10" | 4 | 1212815.4038 |  | 585789.84 |  | 246322.8085 |  | 79439.4089 |  | 44995.4515 |  | 0 |  | 256267.8948 |  |  | Mains and Accessories - Taylor Mill - Distribution | 4 | 1212815.4038 |  | 397075.7632 |  | 0 |  | 559471.7458 |  | 0 |  | 0 |  | 0 |  | 256267.8948
| 333.1 | Services | 9 | 15233886.86 |  | 12770567.3547 |  | 2061144.8922 |  | 102067.042 |  | 295537.4051 |  | 4570.1661 |  | 0 |  |  | Services | 9 | 15233886.86 |  | 0 |  | 0 |  | 0 |  | 0 |  | 15233886.86 |  | 0 |  | 0
| 333.2 | Services - Taylor Mill | 9 | 333937.5 |  | 279939.8063 |  | 45181.7438 |  | 2237.3812 |  | 6478.3875 |  | 100.1812 |  | 0 |  |  | Services - Taylor Mill | 9 | 333937.5 |  | 0 |  | 0 |  | 0 |  | 0 |  | 333937.5 |  | 0 |  | 0
| 334.1 | Meters | 8 | 6311871.55 |  | 4903061.82 |  | 1127300.2588 |  | 87103.8274 |  | 189356.1465 |  | 5049.4972 |  | 0 |  |  | Meters | 8 | 6311871.55 |  | 0 |  | 0 |  | 0 |  | 6311871.55 |  | 0 |  | 0 |  | 0
| 334.2 | Meters | 8 | 2379.2 |  | 1848.1626 |  | 424.9251 |  | 32.833 |  | 71.376 |  | 1.9034 |  | 0 |  |  | Meters | 8 | 2379.2 |  | 0 |  | 0 |  | 0 |  | 2379.2 |  | 0 |  | 0 |  | 0
| 335.1 | Fire Hydrants | 7 | 4929344.2 |  | 0 |  | 0 |  | 0 |  | 0 |  | 0 |  | 4929344.2 |  |  | Fire Hydrants | 7 | 4929344.2 |  | 0 |  | 0 |  | 0 |  | 0 |  | 0 |  | 0 |  | 4929344.2
| 335.3 | Fire Hydrants - Taylor Mill | 7 | 130416.66 |  | 0 |  | 0 |  | 0 |  | 0 |  | 0 |  | 130416.66 |  |  | Fire Hydrants - Taylor Mill | 7 | 130416.66 |  | 0 |  | 0 |  | 0 |  | 0 |  | 0 |  | 0 |  | 130416.66
| 339.1 | Miscellaneous Equipment | 14 | 760860.23 |  | 450124.9121 |  | 145324.3039 |  | 44510.3235 |  | 27923.5704 |  | 14152.0003 |  | 78825.1198 |  |  | Miscellaneous Equipment | 14 | 760860.23 |  | 255572.9513 |  | 106748.6903 |  | 110781.2495 |  | 56379.743 |  | 59118.8399 |  | 93433.6362 |  | 78825.1198
| 339.2 | Miscellaneous Equipment | 14 | 1285.38 |  | 760.4308 |  | 245.5076 |  | 75.1947 |  | 47.1734 |  | 23.9081 |  | 133.1654 |  |  | Miscellaneous Equipment | 14 | 1285.38 |  | 431.7591 |  | 180.3388 |  | 187.1513 |  | 95.2467 |  | 99.874 |  | 157.8447 |  | 133.1654
| 340.1 | Office Furniture and Equipment | 14 | 1239688.6 |  | 733399.7758 |  | 236780.5226 |  | 72521.7831 |  | 45496.5716 |  | 23058.208 |  | 128431.739 |  |  | Office Furniture and Equipment | 14 | 1239688.6 |  | 416411.4007 |  | 173928.3106 |  | 180498.6602 |  | 91860.9253 |  | 96323.8042 |  | 152233.7601 |  | 128431.739
| 340.2 | Office Furniture and Equipment | 14 | 9262.97 |  | 5479.9731 |  | 1769.2273 |  | 541.8837 |  | 339.951 |  | 172.2912 |  | 959.6437 |  |  | Office Furniture and Equipment | 14 | 9262.97 |  | 3111.4316 |  | 1299.5947 |  | 1348.6884 |  | 686.3861 |  | 719.7328 |  | 1137.4927 |  | 959.6437
| 341.1 | Transportation Equipment | 14 | 529746.14 |  | 313397.8164 |  | 101181.5127 |  | 30990.1492 |  | 19441.6833 |  | 9853.2782 |  | 54881.7001 |  |  | Transportation Equipment | 14 | 529746.14 |  | 177941.7284 |  | 74323.3834 |  | 77131.038 |  | 39254.189 |  | 41161.2751 |  | 65052.826 |  | 54881.7001
| 341.2 | Transportation Equipment | 14 | 0 |  | 0 |  | 0 |  | 0 |  | 0 |  | 0 |  | 0 |  |  | Transportation Equipment | 14 | 0 |  | 0 |  | 0 |  | 0 |  | 0 |  | 0 |  | 0 |  | 0
| 342.1 | Stores Equipment | 14 | 444.48 |  | 262.9544 |  | 84.8957 |  | 26.0021 |  | 16.3124 |  | 8.2673 |  | 46.0481 |  |  | Stores Equipment | 14 | 444.48 |  | 149.3008 |  | 62.3605 |  | 64.7163 |  | 32.936 |  | 34.5361 |  | 54.5821 |  | 46.0481
| 343.1 | Tools,Shop and Garage Equipment | 14 | 117250.05 |  | 69365.1296 |  | 22394.7596 |  | 6859.1279 |  | 4303.0768 |  | 2180.8509 |  | 12147.1052 |  |  | Tools,Shop and Garage Equipment | 14 | 117250.05 |  | 39384.2918 |  | 16450.182 |  | 17071.6073 |  | 8688.2287 |  | 9110.3289 |  | 14398.3061 |  | 12147.1052
| 344.1 | Laboratory Equipment | 2 | 42514.13 |  | 23229.7206 |  | 10709.3093 |  | 4119.6192 |  | 2334.0257 |  | 1959.9014 |  | 161.5537 |  |  | Laboratory Equipment | 2 | 42514.13 |  | 26409.7776 |  | 15942.7987 |  | 0 |  | 0 |  | 0 |  | 0 |  | 161.5537
| 345.1 | Power Operated Equipment | 14 | 204360.31 |  | 120899.5594 |  | 39032.8192 |  | 11955.0781 |  | 7500.0234 |  | 3801.1018 |  | 21171.7281 |  |  | Power Operated Equipment | 14 | 204360.31 |  | 68644.6281 |  | 28671.7515 |  | 29754.8611 |  | 15143.099 |  | 15878.7961 |  | 25095.4461 |  | 21171.7281
| 346.1 | Communication Equipment | 14 | 66883.52 |  | 39568.2904 |  | 12774.7523 |  | 3912.6859 |  | 2454.6252 |  | 1244.0335 |  | 6929.1327 |  |  | Communication Equipment | 14 | 66883.52 |  | 22466.1744 |  | 9383.7579 |  | 9738.2405 |  | 4956.0688 |  | 5196.8495 |  | 8213.2963 |  | 6929.1327
| 346.2 | Communication Equipment | 14 | 0 |  | 0 |  | 0 |  | 0 |  | 0 |  | 0 |  | 0 |  |  | Communication Equipment | 14 | 0 |  | 0 |  | 0 |  | 0 |  | 0 |  | 0 |  | 0 |  | 0
| 347.1 | Miscellaneous Equipment | 14 | 4455 |  | 2635.578 |  | 850.905 |  | 260.6175 |  | 163.4985 |  | 82.863 |  | 461.538 |  |  | Miscellaneous Equipment | 14 | 4455 |  | 1496.4345 |  | 625.0365 |  | 648.648 |  | 330.1155 |  | 346.1535 |  | 547.074 |  | 461.538
0 |  | Total Utility Plant in Service |  | 234453899.43 |  | 121401349.4181 |  | 49242741.2659 |  | 16923037.6511 |  | 9978270.3224 |  | 5825238.0811 |  | 31083262.6915 |  |  | Total Utility Plant in Service |  | 234453899.43 |  | 100427569.9198 |  | 45888820.7944 |  | 34366107.8227 |  | 6531770.4092 |  | 15796038.5432 |  | 360329.2493 |  | 31083262.6915
|  | Construction Work In Progress | [16 empty] | Construction Work In Progress
|  | Mains and Accessories - 10" and larger | 3 | 6754778.225 |  | 3167315.5097 |  | 1459707.5744 |  | 561997.5483 |  | 318150.0544 |  | 267489.2177 |  | 980118.3204 |  |  | Mains and Accessories - 10" and larger | 3 | 6754778.225 |  | 3601647.7496 |  | 2173012.155 |  | 0 |  | 0 |  | 0 |  | 0 |  | 980118.3204
|  | Mains and Accessories - Less than 10" | 4 | 8242334.445 |  | 3981047.5369 |  | 1674018.1258 |  | 539872.9061 |  | 305790.6079 |  | 0 |  | 1741605.2682 |  |  | Mains and Accessories - Less than 10" | 4 | 8242334.445 |  | 2698540.2973 |  | 0 |  | 3802188.8795 |  | 0 |  | 0 |  | 0 |  | 1741605.2682
|  | Pumping Equipment | 3 | 2307422.72 |  | 1081950.5134 |  | 498634.0498 |  | 191977.5703 |  | 108679.6101 |  | 91373.9397 |  | 334807.0367 |  |  | Pumps | 3 | 2307422.72 |  | 1230317.7943 |  | 742297.889 |  | 0 |  | 0 |  | 0 |  | 0 |  | 334807.0367
|  | Water Treatment Plant | 2 | 13240809.29 |  | 7234778.1961 |  | 3335359.8602 |  | 1283034.4202 |  | 726920.43 |  | 610401.3083 |  | 50315.0753 |  |  | Water Treatment | 2 | 13240809.29 |  | 8225190.7309 |  | 4965303.4838 |  | 0 |  | 0 |  | 0 |  | 0 |  | 50315.0753
|  | Distribution Reservoirs and Standpipes | 5 | 27319 |  | 11629.6983 |  | 4884.6372 |  | 1570.8425 |  | 890.5994 |  | 745.8087 |  | 7597.4139 |  |  | Storage | 5 | 27319 |  | 8187.5043 |  | 0 |  | 11534.0818 |  | 0 |  | 0 |  | 0 |  | 7597.4139
|  | Meters | 8 | 7695584.94 |  | 5977930.3814 |  | 1374431.4703 |  | 106199.0722 |  | 230867.5482 |  | 6156.468 |  | 0 |  |  | Metering | 8 | 7695584.94 |  | 0 |  | 0 |  | 0 |  | 7695584.94 |  | 0 |  | 0 |  | 0
|  | General | 14 | 111525.1 |  | 65978.2492 |  | 21301.2941 |  | 6524.2184 |  | 4092.9712 |  | 2074.3669 |  | 11554.0004 |  |  | General | 14 | 111525.1 |  | 37461.2811 |  | 15646.9715 |  | 16238.0546 |  | 8264.0099 |  | 8665.5003 |  | 13695.2823 |  | 11554.0004
|  | Total Construction Work in Progress |  | 38379773.72 |  | 21520630.085 |  | 8368337.0117 |  | 2691176.578 |  | 1695391.8212 |  | 978241.1092 |  | 3125997.1149 |  |  | Total Construction Work in Progress |  | 38379773.72 |  | 15801345.3575 |  | 7896260.4993 |  | 3829961.0158 |  | 7703848.9499 |  | 8665.5003 |  | 13695.2823 |  | 3125997.1149
|  | Contributions in Aid of Construction | 4 | -33948960.62 |  | -16397347.9795 |  | -6895033.9019 |  | -2223656.9206 |  | -1259506.439 |  | 0 |  | -7173415.379 |  |  | Contributions in Aid of Construction | 4 | -33948960.62 |  | -11114889.707 |  | 0 |  | -15660655.534 |  | 0 |  | 0 |  | 0 |  | -7173415.379
|  | Other Rate Base Items | [16 empty] | Other Rate Base Items
|  | Add: | [16 empty] | Add:
|  | Other Utility Plant Acquistions/Adjustments | 17 | 3464111 |  | 1793716.6758 |  | 727463.31 |  | 250108.8142 |  | 147571.1286 |  | 85909.9528 |  | 459341.1186 |  |  | Other Utility Plant Adjustments | 17 | 3464111 |  | 1483678.7413 |  | 677926.5227 |  | 507838.6726 |  | 96648.6969 |  | 233481.0814 |  | 5196.1665 |  | 459341.1186
|  | Materials and Supplies | 14 | 1251888.55 |  | 740617.2662 |  | 239110.7131 |  | 73235.4802 |  | 45944.3098 |  | 23285.127 |  | 129695.6538 |  |  | Materials and Supplies | 14 | 1251888.55 |  | 420509.3639 |  | 175639.9636 |  | 182274.9729 |  | 92764.9416 |  | 97271.7403 |  | 153731.9139 |  | 129695.6538
|  | Prepayments | 14 | 316138.03 |  | 187027.2585 |  | 60382.3637 |  | 18494.0748 |  | 11602.2657 |  | 5880.1674 |  | 32751.8999 |  |  | Prepayments | 14 | 316138.03 |  | 106190.7643 |  | 44354.1656 |  | 46029.6972 |  | 23425.828 |  | 24563.9249 |  | 38821.7501 |  | 32751.8999
|  | Prepayments - Tank Cleaning/Painting | 5 | 2002184.1 |  | 852329.7714 |  | 357990.5171 |  | 115125.5857 |  | 65271.2017 |  | 54659.6259 |  | 556807.3982 |  |  | Prepayments - Tank Cleaning/Painting | 5 | 2002184.1 |  | 600054.5748 |  | 0 |  | 845322.127 |  | 0 |  | 0 |  | 0 |  | 556807.3982
|  | Unamortized Debt Discount and Expense | 17 | 3356586.29 |  | 1738040.381 |  | 704883.1209 |  | 242345.5301 |  | 142990.576 |  | 83243.34 |  | 445083.3421 |  |  | Unamortized Debt Discount and Expense | 17 | 3356586.29 |  | 1437625.908 |  | 656883.937 |  | 492075.5501 |  | 93648.7575 |  | 226233.9159 |  | 5034.8794 |  | 445083.3421
|  | Deferred Credits | 17 | 2887791.18 |  | 1495298.273 |  | 606436.1478 |  | 208498.5232 |  | 123019.9043 |  | 71617.2213 |  | 382921.1105 |  |  | Deferred Credits | 17 | 2887791.18 |  | 1236840.9624 |  | 565140.7339 |  | 423350.187 |  | 80569.3739 |  | 194637.1255 |  | 4331.6868 |  | 382921.1105
|  | Regulatory Deferrals | 19 | 46124.36 |  | 25709.7183 |  | 9515.4555 |  | 3177.9684 |  | 1918.7734 |  | 1194.6209 |  | 4607.8236 |  |  | Regulatory Deferrals | 19 | 46124.36 |  | 20211.6946 |  | 7873.4283 |  | 4981.4309 |  | 2702.8875 |  | 2984.2461 |  | 2762.8492 |  | 4607.8236
|  | Total Other Rate Base Elements |  | 13324823.51 |  | 6832739.3441 |  | 2705781.628 |  | 910985.9766 |  | 538318.1593 |  | 325790.0553 |  | 2011208.3466 |  |  | Total Other Rate Base Elements |  | 13324823.51 |  | 5305112.0092 |  | 2127818.751 |  | 2501872.6376 |  | 389760.4854 |  | 779172.0342 |  | 209879.2459 |  | 2011208.3466
|  | Total Original Cost Measure of Value |  | 252209536.04 |  | 133357370.8677 |  | 53421826.0037 |  | 18301543.2851 |  | 10952473.8639 |  | 7129269.2456 |  | 29047052.774 |  |  | Total Original Cost Measure of Value |  | 252209536.04 |  | 110419137.5795 |  | 55912900.0447 |  | 25037285.9422 |  | 14625379.8445 |  | 16583876.0777 |  | 583903.7775 |  | 29047052.774
|  | T&D OP BASIS FOR FACTOR 10 | [16 empty] | T&D OP BASIS FOR FACTOR 10 |  | 7890944.8143
|  | FACTOR 10 | [16 empty] | FACTOR 10
|  | T&D Mnt BASIS FOR FACTOR 11 |  | 3467444.6766 |  | 1800231.1867 |  | 625726.2407 |  | 185085.0048 |  | 114953.0756 |  | 32492.058 |  | 708957.1109 | 0 |  | T&D Mnt BASIS FOR FACTOR 11 |  | 3467444.6766 |  | 974049.6912 |  | 179861.6001 |  | 951829.8949 |  | 317.37 |  | 652429.0095 |  | 0 |  | 708957.1109 | 0
|  | FACTOR 11 |  |  |  | 0.519 |  | 0.1805 |  | 0.0534 |  | 0.0332 |  | 0.0094 |  | 0.2045 | 1 |  | FACTOR 11 |  |  |  | 0.2808 |  | 0.0519 |  | 0.2745 |  | 0.0001 |  | 0.1882 |  | 0 |  | 0.2045 | 1
|  | A&G BASIS FOR FACTOR 14 |  | 11584545.0957 |  | 6853255.1636 |  | 2212560.7085 |  | 678249.9614 |  | 425121.3451 |  | 214943.0227 |  | 1200414.8943 | 0 |  | A&G BASIS FOR FACTOR 14 |  | 11584545.0957 |  | 3890291.7553 |  | 1625397.4106 |  | 1686479.5055 |  | 858928.8703 |  | 900144.7833 |  | 1422887.8764 |  | 1200414.8943 | 0
|  | FACTOR 14 |  |  |  | 0.5916 |  | 0.191 |  | 0.0585 |  | 0.0367 |  | 0.0186 |  | 0.1036 | 1 |  | FACTOR 14 |  |  |  | 0.3359 |  | 0.1403 |  | 0.1456 |  | 0.0741 |  | 0.0777 |  | 0.1228 |  | 0.1036 | 1
|  | CASH WORKING CAPITAL FOR FACTOR 15 |  | 23815181.32 |  | 14013114.9216 |  | 4797011.7729 |  | 1557664.838 |  | 953905.1429 |  | 565271.7513 |  | 1928212.8933 | 0 |  | CASH WORKING CAPITAL FOR FACTOR 15 |  | 23815181.32 |  | 10643384.6865 |  | 2739338.4022 |  | 2688928.3578 |  | 1544229.8847 |  | 1364098.1801 |  | 2906988.9154 |  | 1928212.8933 | 0
|  | FACTOR 15 |  |  |  | 0.5884 |  | 0.2014 |  | 0.0654 |  | 0.0401 |  | 0.0237 |  | 0.081 | 1 |  | FACTOR 15 |  |  |  | 0.4469 |  | 0.115 |  | 0.1129 |  | 0.0648 |  | 0.0573 |  | 0.1221 |  | 0.081 | 1
|  | LABOR BASIS FOR FACTOR 16 |  | 8468503.89 |  | 5035243.686 |  | 1661813.5052 |  | 510067.1052 |  | 322135.0739 |  | 162250.7178 |  | 776993.8019 | 0 |  | LABOR BASIS FOR FACTOR 16 |  | 8468503.89 |  | 2933378.5815 |  | 1284467.0963 |  | 1134098.1598 |  | 942588.7373 |  | 454759.4148 |  | 942218.0984 |  | 776993.8019 | 0
|  | FACTOR 16 |  |  |  | 0.5946 |  | 0.1962 |  | 0.0602 |  | 0.038 |  | 0.0192 |  | 0.0918 | 1 |  | FACTOR 16 |  |  |  | 0.3463 |  | 0.1517 |  | 0.1339 |  | 0.1113 |  | 0.0537 |  | 0.1113 |  | 0.0918 | 1
|  | UPIS BASIS FOR FACTOR 17 |  | 234450576.09 |  | 121399628.5926 |  | 49242043.3645 |  | 16922797.7059 |  | 9978128.7481 |  | 5825155.6622 |  | 31082822.0166 | 0 |  | UPIS BASIS FOR FACTOR 17 |  | 234450576.09 |  | 100426146.5333 |  | 45888170.4168 |  | 34365620.6211 |  | 6531677.688 |  | 15795814.55 |  | 360324.2643 |  | 31082822.0166 | 0
|  | FACTOR 17 |  |  |  | 0.5178 |  | 0.21 |  | 0.0722 |  | 0.0426 |  | 0.0248 |  | 0.1326 | 1 |  | FACTOR 17 |  |  |  | 0.4283 |  | 0.1957 |  | 0.1466 |  | 0.0279 |  | 0.0674 |  | 0.0015 |  | 0.1326 | 1
|  | RATE BASE BASIS FOR FACTOR 18 |  | 252209536.04 |  | 133357370.8677 |  | 53421826.0037 |  | 18301543.2851 |  | 10952473.8639 |  | 7129269.2456 |  | 29047052.774 | 0 |  | RATE BASE BASIS FOR FACTOR 18 |  | 252209536.04 |  | 110419137.5795 |  | 55912900.0447 |  | 25037285.9422 |  | 14625379.8445 |  | 16583876.0777 |  | 583903.7775 |  | 29047052.774 | 0
|  | FACTOR 18 |  |  |  | 0.5287 |  | 0.2118 |  | 0.0726 |  | 0.0434 |  | 0.0283 |  | 0.1152 | 1 |  | FACTOR 18 |  |  |  | 0.4377 |  | 0.2217 |  | 0.0993 |  | 0.058 |  | 0.0658 |  | 0.0023 |  | 0.1152 | 1
|  | TOTAL COS BASIS FOR FACTOR 19 |  | 53093888.66 |  | 29594028.4294 |  | 10954993.5527 |  | 3657495.963 |  | 2210873.4663 |  | 1374754.5977 |  | 5301742.6509 | 0 |  | TOTAL COS BASIS FOR FACTOR 19 |  | 53093888.66 |  | 23270779.6855 |  | 9063290.4019 |  | 5733868.446 |  | 3109514.926 |  | 3435993.9366 |  | 3178698.613 |  | 5301742.6509 | 0
|  | FACTOR 19 |  |  |  | 0.5574 |  | 0.2063 |  | 0.0689 |  | 0.0416 |  | 0.0259 |  | 0.0999 | 1 |  | FACTOR 19 |  |  |  | 0.4382 |  | 0.1707 |  | 0.108 |  | 0.0586 |  | 0.0647 |  | 0.0599 |  | 0.0999 | 1
Table of Factors - Table Name "FACTORS"
[6 empty] | 2 |  | 4 |  | 6 |  | 8 |  | 10 |  | 12 | 14 | [5 empty] | 2 |  | 4 |  | 6 |  | 8 |  | 10 |  | 12 |  | 14
[6 empty] | Residential |  | Commercial |  | Industrial |  | Public |  | Resale |  | Fire | Total | [15 empty] | Billing & |  | Fire
[23 empty] | Base |  | Max Day |  | Max Hour |  | Meters |  | Services |  | Collecting |  | Service
[5 empty] | 1 | 0.5229 |  | 0.2606 |  | 0.1031 |  | 0.0584 |  | 0.049 |  | 0.006 | 1 |  |  |  |  | 1 | 0.994 |  | 0 |  | 0 |  | 0 |  | 0 |  | 0 |  | 0.006 | 1
[5 empty] | 2 | 0.5464 |  | 0.2519 |  | 0.0969 |  | 0.0549 |  | 0.0461 |  | 0.0038 | 1 |  |  |  |  | 2 | 0.6212 |  | 0.375 |  | 0 |  | 0 |  | 0 |  | 0 |  | 0.0038 | 1
[5 empty] | 3 | 0.4689 |  | 0.2161 |  | 0.0832 |  | 0.0471 |  | 0.0396 |  | 0.1451 | 1 |  |  |  |  | 3 | 0.5332 |  | 0.3217 |  | 0 |  | 0 |  | 0 |  | 0 |  | 0.1451 | 1
[5 empty] | 4 | 0.483 |  | 0.2031 |  | 0.0655 |  | 0.0371 |  | 0 |  | 0.2113 | 1 |  |  |  |  | 4 | 0.3274 |  | 0 |  | 0.4613 |  | 0 |  | 0 |  | 0 |  | 0.2113 | 1
[5 empty] | 5 | 0.4257 |  | 0.1788 |  | 0.0575 |  | 0.0326 |  | 0.0273 |  | 0.2781 | 1 |  |  |  |  | 5 | 0.2997 |  | 0 |  | 0.4222 |  | 0 |  | 0 |  | 0 |  | 0.2781 | 1
[5 empty] | 6 | 0.4796 |  | 0.2063 |  | 0.0698 |  | 0.0395 |  | 0.0097 |  | 0.1951 | 1 |  |  |  |  | 6 | 0.3779 |  | 0.0788 |  | 0.3482 | [7 empty] | 0.1951 | 1
[5 empty] | 7 | 0 |  | 0 |  | 0 |  | 0 |  | 0 |  | 1 | 1 |  |  |  |  | 7 | 0 |  | 0 |  | 0 |  | 0 |  | 0 |  | 0 |  | 1 | 1
[5 empty] | 8 | 0.7768 |  | 0.1786 |  | 0.0138 |  | 0.03 |  | 0.0008 |  | 0 | 1 |  |  |  |  | 8 | 0 |  | 0 |  | 0 |  | 1 |  | 0 |  | 0 |  | 0 | 1
[5 empty] | 9 | 0.8383 |  | 0.1353 |  | 0.0067 |  | 0.0194 |  | 0.0003 |  | 0 | 1 |  |  |  |  | 9 | 0 |  | 0 |  | 0 |  | 0 |  | 1 |  | 0 |  |  | 1
[23 empty] | 0 | 0 | 0 | 0 | 0 | 0 | 0 | 0 | 0 | 0 | 0 | 0 | 0 | 0
[5 empty] | 11 | 0.519 |  | 0.1805 |  | 0.0534 |  | 0.0332 |  | 0.0094 |  | 0.2045 | 1 |  |  |  |  | 11 | 0.2808 | 0 | 0.0519 | 0 | 0.2745 | 0 | 0.0001 | 0 | 0.1882 | 0 | 0 | 0 | 0.2045 | 1
[5 empty] | 12 | 0.91729 |  | 0.07475 |  | 0.00151 |  | 0.0064 |  | 5e-05 |  | 0 | 1 |  |  |  |  | 12 | 0 |  | 0 |  | 0 | 0 | 0 |  | 0 |  | 1 |  |  | 1
[5 empty] | 13 | [10 empty] | 0 | [5 empty] | 13
[5 empty] | 14 | 0.5916 | 0 | 0.191 | 0 | 0.0585 | 0 | 0.0367 | 0 | 0.0186 | 0 | 0.1036 | 1 |  |  |  |  | 14 | 0.3359 | 0 | 0.1403 | 0 | 0.1456 | 0 | 0.0741 | 0 | 0.0777 | 0 | 0.1228 | 0 | 0.1036 | 1
[5 empty] | 15 | 0.5884 |  | 0.2014 |  | 0.0654 |  | 0.0401 |  | 0.0237 |  | 0.081 | 1 |  |  |  |  | 15 | 0.4469 |  | 0.115 |  | 0.1129 |  | 0.0648 |  | 0.0573 |  | 0.1221 |  | 0.081 | 1
[5 empty] | 16 | 0.5946 | 0 | 0.1962 | 0 | 0.0602 | 0 | 0.038 | 0 | 0.0192 | 0 | 0.0918 | 1 |  |  |  |  | 16 | 0.3463 | 0 | 0.1517 | 0 | 0.1339 | 0 | 0.1113 | 0 | 0.0537 | 0 | 0.1113 | 0 | 0.0918 | 1
[5 empty] | 17 | 0.5178 | 0 | 0.21 | 0 | 0.0722 | 0 | 0.0426 | 0 | 0.0248 | 0 | 0.1326 | 1 |  |  |  |  | 17 | 0.4283 | 0 | 0.1957 | 0 | 0.1466 | 0 | 0.0279 | 0 | 0.0674 | 0 | 0.0015 | 0 | 0.1326 | 1
[5 empty] | 18 | 0.5287 |  | 0.2118 |  | 0.0726 |  | 0.0434 |  | 0.0283 |  | 0.1152 | 1 |  |  |  |  | 18 | 0.4377 | 0 | 0.2217 | 0 | 0.0993 | 0 | 0.058 | 0 | 0.0658 | 0 | 0.0023 | 0 | 0.1152 | 1
[5 empty] | 19 | 0.5574 |  | 0.2063 |  | 0.0689 |  | 0.0416 |  | 0.0259 |  | 0.0999 | 1 |  |  |  |  | 19 | 0.4382 | 0 | 0.1707 | 0 | 0.108 | 0 | 0.0586 | 0 | 0.0647 | 0 | 0.0599 | 0 | 0.0999 | 1
[5 empty] | 20 | 0.7774 |  | 0.1788 |  | 0.0138 |  | 0.03 |  | 0 |  | 0 | 1 |  |  |  |  | 20 | [6 empty] | 1 | [6 empty] | 1
Note on A30: Kathy Malarich: This and "gas" adds up to "purchased pow er".
Note on A34: Kathy Malarich: This amount is found under "accounting", not "engineering"
Note on A35: Kathy Malarich: This is found under "engineering'
Note on A115: This item and the next sum to their "water testing" svcs.
Note on A113: This amt corresponds to their entry for "engineering" svcs
Note on A111: This item and the next sum to their entry for "acctg" svcs
Note on A94: This item and the following equal their "engineering" svcs
Note on A96: This and all remaining svcs equal their "water testing" svcs
Note on A74: Their table says "acctg"
Note on A75: This and subsequent svcs (acct 636) sum to their "water testing"

## F 1-2
NORTHERN KENTUCKY WATER DISTRICT
FACTORS FOR ALLOCATING COST OF SERVICE TO CUSTOMER CLASSIFICATIONS
FACTOR 1. ALLOCATION OF COSTS WHICH VARY WITH THE AMOUNT OF WATER CONSUMED.
Factors are based on the pro forma test year average daily consumption for each customer classification.
Average Daily
Customer |  | Consumption, |  |  | Allocation
Classification |  | CCF |  |  | Factor
(1) |  | (2) |  |  | (3)
Residential |  |  | 15760 |  |  | 0.5229
Commercial/Multi-Family |  |  | 7857 |  |  | 0.2606
Industrial |  |  | 3107 |  |  | 0.1031
Other Public Authority |  |  | 1761 |  |  | 0.0584
Wholesale Customers |  |  | 1477 |  |  | 0.049
Private Fire Protection |  |  | 0 |  |  | 0
Fire Protection |  |  | 182 |  |  | 0.006
Total |  |  | 30144 |  |  | 1
FACTOR 2. ALLOCATION OF COSTS ASSOCIATED WITH FACILITIES SERVING BASE AND
MAXIMUM DAY EXTRA CAPACITY FUNCTIONS.
Factors are based on the weighting of the factors for average daily consumption (Factor 1) and the factors derived from maximum day extra capacity demand for each customer classification, as follows:
| Average Daily |  |  | Maximum Day
| Consumption |  |  | Extra Capacity
Customer | Allocation |  | Weighted | Allocation |  | Weighted | Allocation
Classification | Factor 1 |  | Factor | Factor |  | Factor | Factor
(1) | (2) |  | (3)=(2)x | (4) |  | (5)=(4)x | (6)=(3)+(5)
|  |  | 0.625 |  |  | 0.375
Residential | 0.5229 |  | 0.3268 | 0.5858 |  | 0.2196 | 0.5464
Commercial/Multi-Family | 0.2606 |  | 0.1629 | 0.2373 |  | 0.089 | 0.2519
Industrial | 0.1031 |  | 0.0644 | 0.0866 |  | 0.0325 | 0.0969
Other Public Authority | 0.0584 |  | 0.0365 | 0.0491 |  | 0.0184 | 0.0549
Wholesale Customers | 0.049 |  | 0.0306 | 0.0412 |  | 0.0155 | 0.0461
Private Fire Protection | 0 |  | 0 |  |  |  | 0
Fire Protection | 0.006 |  | 0.0038 |  |  |  | 0.0038
Total | 1 |  | 0.625 | 1 |  | 0.375 | 1
The derivation of the maximum day extra capacity factors in column 4 and the basis for the column 3 and 5 weightings are presented on the following page.
::

## F 2 B
NORTHERN KENTUCKY WATER DISTRICT
FACTORS FOR ALLOCATING COST OF SERVICE TO CUSTOMER CLASSIFICATIONS, cont.
FACTOR 2. ALLOCATION OF COSTS ASSOCIATED WITH FACILITIES SERVING BASE AND
MAXIMUM DAY EXTRA CAPACITY FUNCTIONS, cont.
Maximum Day Extra Capacity
| Average Daily |  | Rate of Flow,
Customer | Consumption, |  | CCF | Allocation
Classification | CCF | Factor* | Per Day | Factor
(1) | (2) | (3) | (4)=(2)x(3) | (5)
Residential | 15760 | 0.8 | 12608 | 0.5858
Commercial/Multi-Family | 7857 | 0.65 | 5107 | 0.2373
Industrial | 3107 | 0.6 | 1864 | 0.0866
Other Public Authority | 1761 | 0.6 | 1057 | 0.0491
Wholesale Customers | 1477 | 0.6 | 886 | 0.0412
Total | 29962 |  | 21522 | 1
The weighting of the factors is based on the maximum day ratio of 1.60, based on a review of maximum day ratios experienced during the period 1998 through 2009 (see Schedule D).
Maximum
Day
|  | Ratio | Weight
| Average Day | 1 | 0.625
Maximum Day
| Extra Capacity | 0.6 | 0.375
| Total | 1.6 | 1
* Ratio of maximum day to average day minus 1.0.

## F 3-4
NORTHERN KENTUCKY WATER DISTRICT
FACTORS FOR ALLOCATING COST OF SERVICE TO CUSTOMER CLASSIFICATIONS, cont.
FACTOR 3. ALLOCATION OF COSTS ASSOCIATED WITH FACILITIES SERVING BASE, MAXIMUM DAY EXTRA CAPACITY
AND FIRE PROTECTION FUNCTIONS.
Factors are based on the weighting of the average daily consumption, the maximum day extra capacity demand, and the fire protection demand for each customer classification.
| Average Daily |  | Maximum Day
| Consumption |  | Extra Capacity |  | Fire Protection
Customer | Allocation | Weighted | Allocation | Weighted | Allocation | Weighted | Allocation
Classification | Factor | Factor | Factor | Factor | Factor | Factor | Factor
(1) | (2) | (3)=(2) X | (4) | (5)=(4) X | (6) | (7)=(6) X | (8)=(3)+(5)+(7)
|  | 0.5364 |  | 0.3217 |  | 0.1419
Residential | 0.5229 | 0.2805 | 0.5858 | 0.1884 |  |  | 0.4689
Commercial | 0.2606 | 0.1398 | 0.2373 | 0.0763 |  |  | 0.2161
Industrial | 0.1031 | 0.0553 | 0.0866 | 0.0279 |  |  | 0.0832
Other Public Authority | 0.0584 | 0.0313 | 0.0491 | 0.0158 |  |  | 0.0471
Sales for Resale | 0.049 | 0.0263 | 0.0412 | 0.0133 |  |  | 0.0396
Fire Protection | 0.006 | 0.0032 |  |  | 1 | 0.1419 | 0.1451
Total | 1 | 0.5364 | 1 | 0.3217 | 1 | 0.1419 | 1
NORTHERN KENTUCKY WATER DISTRICT
FACTORS FOR ALLOCATING COST OF SERVICE TO CUSTOMER CLASSIFICATIONS, cont.
FACTOR 4. ALLOCATION OF COSTS ASSOCIATED WITH FACILITIES SERVING BASE AND MAXIMUM HOUR EXTRA CAPACITY FUNCTIONS.
Factors are based on the weighting of the average daily consumption, the maximum day extra capacity demand, and the fire protection demand for each customer classification.
Maximum Hour
| Average Hourly Consumption |  |  | Extra Capacity |  | Fire Protection
Customer |  | Allocation | Weighted | Allocation | Weighted | Allocation | Weighted | Allocation
Classification | CCF | Factor | Factor | Factor | Factor | Factor | Factor | Factor
(1) | (2) | (3) | (4)=(3) X | (5) | (6)=(5) X | (7) | (8)=(7) X | (9)=(4)+(6)+(8)
|  |  | 0.3295 |  | 0.4613 |  | 0.2092
Residential | 656.7 | 0.5497 | 0.1812 | 0.6543 | 0.3018 |  |  | 0.483
Commercial/Multi-Family | 327.4 | 0.2741 | 0.0903 | 0.2446 | 0.1128 |  |  | 0.2031
Industrial | 129.5 | 0.1084 | 0.0357 | 0.0645 | 0.0298 |  |  | 0.0655
Other Public Authority | 73.4 | 0.0614 | 0.0202 | 0.0366 | 0.0169 |  |  | 0.0371
Wholesale Customers | 0 | 0 | 0 | 0 | 0 |  |  | 0
Private Fire Protection | 0 | 0 | 0 |  |  | 0 | 0 | 0
Fire Protection | 7.6 | 0.0064 | 0.0021 |  |  | 1 | 0.2092 | 0.2113
Total | 1194.6 | 1 | 0.3295 | 1 | 0.4613 | 1 | 0.2092 | 1
The maximum hour extra capacity factors in column 5 are determined on the next page.

## F 3B 4B
NORTHERN KENTUCKY WATER DISTRICT
FACTORS FOR ALLOCATING COST OF SERVICE TO CUSTOMER CLASSIFICATIONS, cont.
FACTOR 3. ALLOCATION OF COSTS ASSOCIATED WITH FACILITIES SERVING BASE, MAXIMUM
DAY EXTRA CAPACITY AND FIRE PROTECTION FUNCTIONS, cont.
The weighting of the factors is based on the potential demand of general and fire protection service. The bases for the potential demand of general service are the maximum day ratio of 1.60 and the average daily system sendout for 2009 of 27.216 MGD. The system demand for fire protection is 12,000 Gallons per minute for 10 hours.
Rate of Flow,
|  | Ratio | (GPD) | Weight
| Average Day | 1 | 27216000 | 0.5364
Maximum Day
| Extra Capacity | 0.6 | 16329600 | 0.3217
| Subtotal | 1.6 | 43545600 | 0.8581
| Fire Protection |  | 7200000 | 0.1419
| Total |  | 50745600 | 1
NORTHERN KENTUCKY WATER DISTRICT
FACTORS FOR ALLOCATING COST OF SERVICE TO CUSTOMER CLASSIFICATIONS, cont.
FACTOR 4. ALLOCATION OF COSTS ASSOCIATED WITH FACILITIES SERVING BASE AND
MAXIMUM HOUR EXTRA CAPACITY FUNCTIONS, cont.
The weighting of the factors is based on the potential demand of general and fire protection service. The bases for the potential demand of general service are the maximum hour ratio of 2.4 and the average daily system sendout for 2009 of 27.216 MGD. The system demand for fire protection is 12,000 gallons per minute.
Rate of Flow,
|  | Ratio | (GPM) | Weight
| Average Hour | 1 | 18900 | 0.3295
Maximum Hour
| Extra Capacity | 1.4 | 26460 | 0.4613
| Subtotal | 2.4 | 45360 | 0.7908
| Fire Protection |  | 12000 | 0.2092
| Total |  | 57360 | 1
The maximum hour extra capacity factors in column 5 of the previous page are determined as follows:
Average
|  | Hourly | Maximum Hour Extra Capacity
Customer |  | Consumption |  | CCF | Allocation
Classification |  | CCF | Factor* | Per Hour | Factor
(1) |  | (2) | (3) | (4)=(2)x(3) | (5)
Residential |  | 656.7 | 2 | 1313.4 | 0.6543
Commercial/Multi-Family |  | 327.4 | 1.5 | 491.1 | 0.2446
Industrial |  | 129.5 | 1 | 129.5 | 0.0645
Other Public Authority |  | 73.4 | 1 | 73.4 | 0.0366
Wholesale Customers |  | 0 | 1 | 0 | 0
Total |  | 1187 |  | 2007.4 | 1
* Ratio of Maximum Hour To Average Hour Minus 1.0.

## F 5
NORTHERN KENTUCKY WATER DISTRICT
FACTORS FOR ALLOCATING COST OF SERVICE TO CUSTOMER CLASSIFICATIONS, cont.
FACTOR 5. ALLOCATION OF COSTS ASSOCIATED WITH STORAGE FACILITIES.
Factors are based on the weighting of the average hourly consumption, the maximum hour extra capacity demand, and the fire protection demand for each customer classification.
Maximum Hour
| Average Hourly Consumption |  |  | Extra Capacity |  | Fire Protection
Customer |  | Allocation | Weighted | Allocation | Weighted | Allocation | Weighted | Allocation
Classification | CCF | Factor | Factor | Factor | Factor | Factor | Factor | Factor
(1) | (2) | (3) | (4)=(3) X | (5) | (6)=(5) X | (7) | (8)=(7) X | (9)=(4)+(6)+(8)
|  |  | 0.3015 |  | 0.4222 |  | 0.2763
Residential | 656.7 | 0.5228 | 0.1576 | 0.6348 | 0.2681 |  |  | 0.4257
Commercial/Multi-Family | 327.4 | 0.2606 | 0.0786 | 0.2374 | 0.1002 |  |  | 0.1788
Industrial | 129.5 | 0.1031 | 0.0311 | 0.0626 | 0.0264 |  |  | 0.0575
Other Public Authority | 73.4 | 0.0584 | 0.0176 | 0.0355 | 0.015 |  |  | 0.0326
Wholesale Customers | 61.5 | 0.049 | 0.0148 | 0.0297 | 0.0125 |  |  | 0.0273
Fire Protection | 7.6 | 0.0061 | 0.0018 |  |  | 1 | 0.2763 | 0.2781
Total | 1256.1 | 1 | 0.3015 | 1 | 0.4222 | 1 | 0.2763 | 1
The weighting of the factors is based on the ratio of the capacity required for a 3 hour demand of fire flow, as related to total storage capacity. The calculation is shown on the following page.

## F 5B
NORTHERN KENTUCKY WATER DISTRICT
FACTORS FOR ALLOCATING COST OF SERVICE TO CUSTOMER CLASSIFICATIONS, cont.
FACTOR 5. ALLOCATION OF COSTS ASSOCIATED WITH STORAGE FACILITIES, cont.
The weighting of the factors is based on the ratio of the capacity required for a 10 hour demand of fire flow, as related to total storage capacity.
Fire Protection Weight = |  | 12000 | GPM X 60 Min. X 10 Hrs. |  | = |  | 0.2763
|  |  | 26054000 | Gallons
General Service Weight = |  |  | 1 | - | 0.2763 | = | 0.7237
The weighting of the average hourly consumption and maximum hour extra demand for general service is based on the maximum hour ratio, as follows:
Maximum
Hour
|  |  | Ratio |  | Percent |  | Weight
| Average Hour |  | 1 |  | 41.6667 |  | 0.3015
Extra Capacity
| Maximum Hour |  | 1.4 |  | 58.3333 |  | 0.4222
| Total |  | 2.4 |  | 100 |  | 0.7237
Average
|  |  | Hourly |  | Maximum Hour Extra Capacity
Customer |  |  | Consumption |  |  |  | CCF | Allocation
Classification |  |  | CCF |  | Factor* |  | Per Hour | Factor
(1) |  |  | (2) |  | (3) |  | (4)=(2)x(3) | (5)
Residential |  |  | 656.7 |  | 2 |  | 1313.4 | 0.6348
Commercial/Multi-Family |  |  | 327.4 |  | 1.5 |  | 491.1 | 0.2374
Industrial |  |  | 129.5 |  | 1 |  | 129.5 | 0.0626
Other Public Authority |  |  | 73.4 |  | 1 |  | 73.4 | 0.0355
Wholesale Customers |  |  | 61.5 |  | 1 |  | 61.5 | 0.0297
Total |  |  | 1248.5 |  |  |  | 2068.9 | 1
* Ratio of Maximum Hour To Average Hour Minus 1.0.

## F6
NORTHERN KENTUCKY WATER DISTRICT
FACTORS FOR ALLOCATING COST OF SERVICE TO CUSTOMER CLASSIFICATIONS, cont.
FACTOR 6. ALLOCATION OF COSTS ASSOCIATED WITH TRANSMISSION AND DISTRIBUTION MAINS.
Factors are based on the weighting of the maximum daily consumption with fire, Factor 3, and the maximum hour consumption, Factor 4, for each customer classification, as follows:
|  | Maximum Daily |  | Maximum Hourly
|  | Consumption w/ Fire |  | Consumption
| Customer | Allocation | Weighted | Allocation | Weighted | Allocation
| Classification | Factor 3 | Factor | Factor 4 | Factor | Factor | [7 empty] | Allocation
| (1) | (2) | (3)=(2)X | (4) | (5)=(4)X | (6)=(3)+(5) |  | factor 3 | 0.2451 | factor 4 | 0.7549 |  |  | Factor
|  |  | 0.2451 |  | 0.7549
[7 empty] | base | 0.5332 | 0.1308 | 0.3274 | 0.2471 |  |  | 0.3779
| Residential | 0.4689 | 0.1149 | 0.483 | 0.3647 | 0.4796 | max day | 0.3217 | 0.0788 |  | 0 |  |  | 0.0788
| Commercial/Multi-Family | 0.2161 | 0.053 | 0.2031 | 0.1533 | 0.2063 | max hour | 0 | 0 | 0.4613 | 0.3482 |  |  | 0.3482
| Industrial | 0.0832 | 0.0204 | 0.0655 | 0.0494 | 0.0698
| Other Public Authority | 0.0471 | 0.0115 | 0.0371 | 0.028 | 0.0395 | fire | 0.1451 | 0.0356 | 0.2113 | 0.1595 |  |  | 0.1951
| Wholesale Customers | 0.0396 | 0.0097 | 0 | 0 | 0.0097 |  | 1 | 0.2452 | 1 | 0.7548 | 0 | 0 | 1
| Fire Protection | 0.1451 | 0.0356 | 0.2113 | 0.1595 | 0.1951
| Total | 1 | 0.2451 | 1 | 0.7549 | 1
The weighting of the factors is based on the total footage of mains, designated as either transmission mains or distribution mains, as follows:
Total Footage
|  |  | of Mains |  |  | Weight
Mains 10" and Larger |  |  | 1614189.35 |  |  | 0.2451
Mains Smaller than 10" |  |  | 4971339.08 |  |  | 0.7549
| Total |  | 6585528.43 |  |  | 1

## F7-9
NORTHERN KENTUCKY WATER DISTRICT
FACTORS FOR ALLOCATING COST OF SERVICE TO CUSTOMER CLASSIFICATIONS, cont.
FACTOR 7. ALLOCATION OF COSTS ASSOCIATED WITH FIRE HYDRANTS.
Costs are assigned directly to Public Fire Protection.
Customer |  | Allocation
Classification |  | Factor
(1) |  | (3)
Fire Protection |  | 1
Total |  | 1
FACTOR 8. ALLOCATION OF COSTS ASSOCIATED WITH METERS.
Factors are based on the relative cost of meters by size and customer classification, as developed on the following page and summarized below.
Customer | 5/8" Dollar | Allocation
Classification | Equivalents | Factor
(1) | (2) | (3)
Residential | 79441 | 0.7768
Commercial/Multi-Family | 18268 | 0.1786
Industrial | 1407 | 0.0138
Other Public Authority | 3069 | 0.03
Wholesale Customers | 86 | 0.0008
Total | 102271 | 1
NORTHERN KENTUCKY WATER DISTRICT
FACTORS FOR ALLOCATING COST OF SERVICE TO CUSTOMER CLASSIFICATIONS, cont.
FACTOR 9. ALLOCATION OF COSTS ASSOCIATED WITH SERVICES.
Factors are based on the relative cost of services by size and customer classification, as developed on the following page and summarized below.
Customer | 3/4" Dollar | Allocation
Classification | Equivalents | Factor
(1) | (2) | (3)
Residential | 79142 | 0.8383
Commercial/Multi-Family | 12770 | 0.1353
Industrial | 634 | 0.0067
Other Public Authority | 1831 | 0.0194
Wholesale Customers | 28 | 0.0003
Total | 94405 | 1
210
old 1997 study
¦...+....1....+....2....+....3....+....4....+....5....+....6....+....7....+....8....+....9....+...10....+...11....+...12....+...13....+...14....+...15....+...16....+...17....+...18....+...19....+...20....+...21....+...22....+...23....+...
KENTUCKY-AMERICAN WATER COMPANY
BASIS FOR ALLOCATING SERVICE COSTS TO CUSTOMER CLASSIFICATIONS
|  |  |  | 3/4" | Residential |  | Commercial |  | Industrial |  | Other Public Authority |  | Other Water Utilities |  | Private Fire Protection |  | Total
|  |  | Service | Dollar | Number of |  | Number of |  | Number of |  | Number of |  | Number of |  | Number of |  | Number of
|  |  | Size | Equivalent | Services | Weighting | Services | Weighting | Services | Weighting | Services | Weighting | Services | Weighting | Services | Weighting | Services | Weighting
|  |  | -1 | -2 | -3 | (4)=(2)X(3) | -5 | (6)=(2)X(5) | -7 | (8)=(2)X(7) | -9 | (10)=(2)X(9) | -11 | (12)=(2)X(11) | -13 | (14)=(2)X(11) | -15 | -16
|  |  | 3/4 | 1 | 262484 | 262484 | 7892 | 7892 | 272 | 272 | 299 | 299 | 0 | 0 | 0 | 0 | 270947 | 270947
|  |  | 1 | 1.19 | 4546 | 5410 | 2180 | 2594 | 146 | 174 | 179 | 213 | 1 | 1 | 2 | 2 | 7054 | 8394
|  |  | 1-1/2 | 1.72 | 149 | 256 | 1409 | 2423 | 53 | 91 | 64 | 110 | 0 | 0 | 61 | 105 | 1736 | 2985
|  |  | 2 | 2.38 | 79 | 188 | 1311 | 3120 | 123 | 293 | 115 | 274 | 1 | 2 | 51 | 121 | 1680 | 3998
|  |  | 4 | 2.92 | 2 | 6 | 530 | 1548 | 82 | 239 | 123 | 359 | 6 | 18 | 622 | 1816 | 1365 | 3986
|  |  | 6 | 3.96 | 16 | 63 | 144 | 570 | 61 | 242 | 9 | 36 | 2 | 8 | 988 | 3912 | 1220 | 4831
|  |  | 8 | 6.46 | 1 | 6 | 12 | 78 | 10 | 65 | 0 | 0 | 1 | 6 | 445 | 2875 | 469 | 3030
|  |  | 10 | 8.68 | 0 | 0 | 12 | 104 | 10 | 87 | 0 | 0 | 1 | 9 | 20 | 174 | 43 | 374
|  |  | 12 | 11.11 | 0 | 0 | 0 | 0 | 0 | 0 | 0 | 0 | 1 | 11 | 0 | 0 | 1 | 11
|  |  | 16 | 15.97 | 0 | 0 | 0 | 0 | 0 | 0 | 0 | 0 | 1 | 16 | 0 | 0 | 1 | 16
|  |  | Total |  | 267277 | 268413 | 13490 | 18329 | 757 | 1463 | 789 | 1291 | 14 | 71 | 2189 | 9005 | 284516 | 298572

## Meters
NORTHERN KENTUCKY WATER DISTRICT
BASIS FOR ALLOCATING METER COSTS TO CUSTOMER CLASSIFICATIONS
| 5/8" | Residential |  | Commercial/Multi-Family |  | Industrial |  | Other Public Authority |  | Wholesale Customers |  | Total
Meter | Dollar | Number of |  | Number of |  | Number of |  | Number of |  | Number of |  | Number of
Size | Equivalent | Meters | Weighting | Meters | Weighting | Meters | Weighting | Meters | Weighting | Meters | Weighting | Meters | Weighting
-1 | -2 | -3 | (4)=(2)X(3) | -5 | (6)=(2)X(5) | -7 | (8)=(2)X(7) | -9 | (10)=(2)X(9) | -11 | (12)=(2)X(11) | -13 | -14
5/8 | 1 | 78362 | 78362 | 3708 | 3708 | 16 | 16 | 181 | 181 |  | 0 | 82267 | 82267
3/4 | 1.1 |  | 0 |  | 0 |  | 0 |  | 0 |  | 0 | 0 | 0
1 | 1.8 | 538 | 968 | 1018 | 1832 | 8.8 | 16 | 66 | 119 |  | 0 | 1630.8 | 2935
1-1/2 | 3.7 | 24 | 89 | 728 | 2694 | 13 | 48 | 42 | 155 |  | 0 | 807 | 2986
2 | 4.3 | 5 | 22 | 676 | 2907 | 45 | 194 | 148 | 636 |  | 0 | 874 | 3759
3 | 10.6 |  | 0 | 98 | 1039 | 16 | 170 | 57 | 604 |  | 0 | 171 | 1813
4 | 14.9 |  | 0 | 72 | 1073 | 13 | 194 | 35 | 522 | 2 | 30 | 122 | 1819
6 | 27.9 |  | 0 | 87 | 2427 | 9 | 251 | 14 | 391 | 2 | 56 | 112 | 3125
8 | 57.5 |  | 0 | 44 | 2530 | 5 | 288 | 5 | 288 |  | 0 | 54 | 3106
10 | 57.5 |  | 0 | 1 | 58 | 4 | 230 | 3 | 173 |  |  | 8 | 461
Total |  | 78929 | 79441 | 6432 | 18268 | 129.8 | 1407 | 551 | 3069 | 4 | 86 | 86045.8 | 102271 | 0 | 0 | 0 | 0 | 0 | 0 | 0 | 0 | 0 | 0 | 0 | 0 | 0
NORTHERN KENTUCKY WATER DISTRICT | [14 empty] | 0 | 0 | 0 | 0 | 0 | 0
0
BASIS FOR ALLOCATING SERVICE COSTS TO CUSTOMER CLASSIFICATIONS
| 3/4" | Residential |  | Commercial/Multi-Family |  | Industrial |  | Other Public Authority |  | Wholesale Customers |  | Total
Service | Dollar | Number of |  | Number of |  | Number of |  | Number of |  | Number of |  | Number of
Size | Equivalent | Services | Weighting | Services | Weighting | Services | Weighting | Services | Weighting | Services | Weighting | Services | Weighting
-1 | -2 | -3 | (4)=(2)X(3) | -5 | (6)=(2)X(5) | -7 | (8)=(2)X(7) | -9 | (10)=(2)X(9) | -11 | (12)=(2)X(11) | -15 | -16
3/4 | 1 | 78362 | 78362 | 3708 | 3708 | 16 | 16 | 181 | 181 | 0 | 0 | 82267 | 82267
1 | 1.2459 | 538 | 670 | 1018 | 1268 | 8.8 | 11 | 66 | 82 | 0 | 0 | 1630.8 | 2031
1-1/2 | 3.6244 | 24 | 87 | 728 | 2639 | 13 | 47 | 42 | 152 | 0 | 0 | 807 | 2925
2 | 4.5078 | 5 | 23 | 676 | 3047 | 45 | 203 | 148 | 667 | 0 | 0 | 874 | 3940
3 | 5.5409 | 0 | 0 | 98 | 543 | 16 | 89 | 57 | 316 | 0 | 0 | 171 | 948
4 | 6.5739 | 0 | 0 | 72 | 473 | 13 | 85 | 35 | 230 | 2 | 13 | 122 | 801
6 | 7.5131 | 0 | 0 | 87 | 654 | 9 | 68 | 14 | 105 | 2 | 15 | 112 | 842
8 | 9.5792 | 0 | 0 | 44 | 421 | 5 | 48 | 5 | 48 | 0 | 0 | 54 | 517
10 | 16.7166 | 0 | 0 | 1 | 17 | 4 | 67 | 3 | 50 | 0 | 0 | 8 | 134
12 | 16.7166 | 0 | 0 | 0 | 0 | 0 | 0 | 0 | 0 | 0 | 0 | 0 | 0
Total |  | 78929 | 79142 | 6432 | 12770 | 129.8 | 634 | 551 | 1831 | 4 | 28 | 86045.8 | 94405

## F10-11
NORTHERN KENTUCKY WATER DISTRICT
FACTORS FOR ALLOCATING COST OF SERVICE TO CUSTOMER CLASSIFICATIONS, cont.
FACTOR 10. NOT USED IN THE ALLOCATION.
FACTOR 11. ALLOCATION OF TRANSMISSION AND DISTRIBUTION MAINTENANCE SUPERVISION
AND ENGINEERING, STRUCTURES AND IMPROVEMENTS, AND OTHER EXPENSES.
Factors are based on transmission and distribution maintenance expenses other than those being allocated, as follows:
Transmission
& Distribution
Customer | Maintenance | Allocation
Classification | Expenses | Factor
(1) | (2) | (3)
Residential | 1800231.1867 | 0.519
Commercial/Multi-Family | 625726.2407 | 0.1805
Industrial | 185085.0048 | 0.0534
Other Public Authority | 114953.0756 | 0.0332
Wholesale Customers | 32492.058 | 0.0094
Fire Protection | 708957.1109 | 0.2045
Total | 3467444.6766 | 1

## F12-13
NORTHERN KENTUCKY WATER DISTRICT
FACTORS FOR ALLOCATING COST OF SERVICE TO CUSTOMER CLASSIFICATIONS, cont.
FACTOR 12. ALLOCATION OF BILLING AND COLLECTING COSTS AND METER READING
Factors are based on the total number of customers.
Customer | Total | Allocation
Classification | Customers | Factor
(1) | (2) | (3)
Residential | 78929 | 0.91729
Commercial/Multi-Family | 6432 | 0.07475
Industrial | 129.8 | 0.00151
Other Public Authority | 551 | 0.0064
Wholesale Customers | 4 | 5e-05
Fire Protection | 0 | 0
Total | 86045.8 | 1
FACTOR 13. NOT USED IN THE ALLOCATION
Factors are based on the number of metered customers.
Customer | Total Metered | Allocation
Classification | Customers | Factor
(1) | (2) | (3)
Residential | 78929 | 0.91729
Commercial/Multi-Family | 6432 | 0.074751
Industrial | 129.8 | 0.0015085
Other Public Authority | 551 | 0.0064036
Wholesale Customers | 4 | 4.6487e-05
Total | 86045.8 | 1

## F 14-20
NORTHERN KENTUCKY WATER DISTRICT
FACTORS FOR ALLOCATING COST OF SERVICE TO CUSTOMER CLASSIFICATIONS, cont.
FACTOR 14. ALLOCATION OF ADMINISTRATIVE AND GENERAL EXPENSES
Factors are based on the allocation of all other operation and maintenance expenses excluding purchased water, power, chemicals and waste disposal.
Operation &
Customer | Maintenance | Allocation
Classification | Expenses | Factor
(1) | (2) | (3)
Residential | 6853255.1636 | 0.5916
Commercial/Multi-Family | 2212560.7085 | 0.191
Industrial | 678249.9614 | 0.0585
Other Public Authority | 425121.3451 | 0.0367
Wholesale Customers | 214943.0227 | 0.0186
Fire Protection | 1200414.8943 | 0.1036
Total | 11584545.0957 | 1
FACTOR 15. NOT USED IN THE ALLOCATION
NORTHERN KENTUCKY WATER DISTRICT
FACTORS FOR ALLOCATING COST OF SERVICE TO CUSTOMER CLASSIFICATIONS, cont.
FACTOR 16. ALLOCATION OF LABOR RELATED TAXES AND BENEFITS.
Factors are based on the allocation of direct labor expense.
Customer | Direct Labor | Allocation
Classification | Expense | Factor
(1) | (2) | (3)
Residential | 5035243.686 | 0.5946
Commercial/Multi-Family | 1661813.5052 | 0.1962
Industrial | 510067.1052 | 0.0602
Other Public Authority | 322135.0739 | 0.038
Wholesale Customers | 162250.7178 | 0.0192
Fire Protection | 776993.8019 | 0.0918
Total | 8468503.89 | 1
FACTOR 17. ALLOCATION OF ORGANIZATION, FRANCHISES AND CONSENTS,
MISCELLANEOUS INTANGIBLE PLANT AND OTHER RATE BASE ELEMENTS.
Factors are based on the allocation of the original cost less depreciation other than those items being allocated, as follows:
Original
Customer | Cost Less | Allocation
Classification | Depreciation | Factor
(1) | (2) | (3)
Residential | 121399628.5926 | 0.5178
Commercial/Multi-Family | 49242043.3645 | 0.21
Industrial | 16922797.7059 | 0.0722
Other Public Authority | 9978128.7481 | 0.0426
Wholesale Customers | 5825155.6622 | 0.0248
Fire Protection | 31082822.0166 | 0.1326
Total | 234450576.09 | 1
NORTHERN KENTUCKY WATER DISTRICT
FACTORS FOR ALLOCATING COST OF SERVICE TO CUSTOMER CLASSIFICATIONS, cont.
FACTOR 18. ALLOCATION OF DEBT SERVICE AND ACQUISTION ADJUSTMENT
Factors are based on the allocation of the original cost measure of value rate base as shown on the following pages and summarized below.
Original
Customer | Cost Measure | Allocation
Classification | of Value | Factor
(1) | (2) | (3)
Residential | 133357370.8677 | 0.5287
Commercial/Multi-Family | 53421826.0037 | 0.2118
Industrial | 18301543.2851 | 0.0726
Other Public Authority | 10952473.8639 | 0.0434
Wholesale Customers | 7129269.2456 | 0.0283
Fire Protection | 29047052.774 | 0.1152
Total | 252209536.04 | 1
FACTOR 19. ALLOCATION OF REGULATORY COMMISSION EXPENSES, ASSESSMENTS AND
OTHER WATER REVENUES.
The factors are based on the allocation of the total cost of service, excluding those items being allocated.
Customer | Total Cost | Allocation
Classification | of Service | Factor
(1) | (2) | (3)
Residential | 29594028.4294 | 0.5574
Commercial/Multi-Family | 10954993.5527 | 0.2063
Industrial | 3657495.963 | 0.0689
Other Public Authority | 2210873.4663 | 0.0416
Wholesale Customers | 1374754.5977 | 0.0259
Fire Protection | 5301742.6509 | 0.0999
Total | 53093888.66 | 1
NORTHERN KENTUCKY WATER DISTRICT
FACTORS FOR ALLOCATING COST OF SERVICE TO CUSTOMER CLASSIFICATIONS, cont.
FACTOR 20. REALLOCATION OF FIRE PROTECTION
Factors are based on the relative cost of meters by size and customer classification.
Customer | 5/8" Dollar | Allocation
Classification | Equivalents | Factor
(1) | (2) | (3)
Residential | 79441 | 0.7774
Commercial/Multi-Family | 18268 | 0.1788
Industrial | 1407 | 0.0138
Other Public Authority | 3069 | 0.03
Wholesale Customers | 0 | 0
Total | 102185 | 1

## SCH-D
NORTHERN KENTUCKY WATER DISTRICT
SUMMARY OF AVERAGE DAILY SEND OUT AND MAXIMUM DAILY USAGE
FOR THE YEARS 1998-2009
| Average Daily | Maximum Daily Use
| Send out |  | Ratio to | Highest
Year | (MGD) | MGD | Average | Use Day
(1) | (2) | (3) | (4) | (5)
1998 | 32.1 | 46.6 | 1.4517 | 1998-09-13
1999 | 34.7 | 51.2 | 1.4755 | 1999-07-26
2000 | 33 | 48.5 | 1.4697 | 2000-06-13
2001 | 33.3 | 47.1 | 1.4144 | 2001-06-28
2002 | 36.4 | 57.3 | 1.5742 | 2002-09-13
2003 | 26.8 | 38.4 | 1.4328 | 2002-08-02
2004 | 27.9 | 36.9 | 1.3226 | 2004-07-06
2005 | 29.18 | 44.476 | 1.5242 | 2005-08-04
2006 | 27.7 | 40.3 | 1.4549 | 2006-08-23
2007 | 31.07 | 48.755 | 1.5692 | 2007-09-03
2008 | 29 | 42 | 1.4483 | 2008-08-04
2009 | 27.216 | 36.188 | 1.3297 | 2009-09-02

## cust charge
NORTHERN KENTUCKY WATER DISTRICT
CALCULATION OF CUSTOMER CHARGE
|  |  | Monthly | Quarterly
-1 | Cost Related to Meters | 7627062.5644
-2 | Meter Equivalents X 12 | 1227252
-3 | Cost per Bill - Meter related |  | 6.21 | 18.63
-4 | Cost Related to Services | 3243795.3733
-5 | Service Equivalents X 12 | 1132860
-6 | Cost per Bill - Services related |  | 2.86 | 8.58
-7 | Cost Related to Billing and Collecting | 3020459.2388
-8 | Number of Bills | 366212
-9 | Cost per Bill - Billing and Collecting |  | 8.25 | 8.25
-10 | Total Customer Charge (3)+(6)+(9) |  | 17.32 | 35.46

## SCH-A
NORTHERN KENTUCKY WATER DISTRICT
COMPARISON OF COST OF SERVICE WITH REVENUES UNDER PRESENT AND PROPOSED RATES - STEP 2
FOR THE TEST YEAR ENDED DECEMBER 31, 2009
| Cost of Service | [5 empty] | Proposed Increase
Customer | Amount |  | Revenues, Present Rates |  | Revenues, Proposed Rates |  |  | Percent
Classification | (Schedule B) | Percent | Amount | Percent | Amount | Percent | Amount | Increase
(1) | (2) | (3) | (4) | (5) | (6) | (7) | (8) | (9)
Residential | 31588844.3192 | 63.4% | 24719008.5643 | 61.3% | 30846192.7396 | 63.5% | 6127184.1754 | 24.79%
Commercial/Multi-Family | 11176359.8764 | 22.4% | 9332034.89 | 23.1% | 10886421.7319 | 22.4% | 1554386.8419 | 16.66%
Industrial | 3515252.2179 | 7.1% | 3160059.59 | 7.8% | 3426222.3131 | 7% | 266162.7231 | 8.423%
Public Authority | 2226825.2905 | 4.5% | 1948183.22 | 4.8% | 2191211.8904 | 4.5% | 243028.6704 | 12.47%
Wholesale | 1296242.9859 | 2.6% | 1200418.32 | 3% | 1265109.64 | 2.6% | 64691.32 | 5.389%
Total Sales | 49803524.69 | 100% | 40359704.5843 | 100% | 48615158.315 | 100% | 8255453.7308 | 20.45%
Other Revenues | 4865306.138 |  | 4834005.5 |  | 4865306.138 |  | 31300.638
Total | 54668830.828 |  | 45193710.0843 |  | 53480464.453 |  | 8286754.3688 | 18.34%