## Jurisdictional Study
[9 empty] | runexh0 | {windowsoff}{paneloff}/wtc{home}{goto}spot1~{right 3}{down 10}/wtb{goto}spot2~{windowson}{panelon} | [18 empty] | runprt1 | /rfra21.e200~/rfrf1.i20~/wgpd/rfhb66~/rfhb68.b76~ |  |  | runprt2 | /rfra21.e200~/rfrf1.i20~/wgpd/rfhb66.b67~/rfhb69.b76~ |  | runprt3 | /rfra21.e200~/rfrf1.i20~/wgpd/rfhb66.b68~/rfhb70.b76~ |  | runprt4 | /rfra21.e200~/rfrf1.i20~/wgpd/rfhb66.b69~/rfhb71.b76~ |  | runprt5 | /rfra21.e200~/rfrf1.i20~/wgpd/rfhb66.b70~/rfhb72.b76~ |  | runprt6 | /rfra21.e200~/rfrf1.i20~/wgpd/rfhb66.b71~/rfhb73.b76~ |  | runprt7 | /rfra21.e200~/rfrf1.i20~/wgpd/rfhb66.b72~/rfhb74.b76~ |  | runprt8 | /rfra21.e200~/rfrf1.i20~/wgpd/rfhb66.b73~/rfhb75.b76~ |  | runprt9 | /rfra21.e200~/rfrf1.i20~/wgpd/rfhb66.b74~/rfhb76~ |  | func | {branch0} | branch0 | {windowsoff} |  | branch46 | {menubranch distsave} |  |  | rws | #REF! | mmenu0 | exhib | \Z | {IF @CELLPOINTER("row")<211}{BEEP} CURSOR MUST BE IN WORKSHEET COST STUDY AREA!{WAIT @NOW+@TIME(0,0,2)}{ESC}{QUIT}
KENTUCKY UTILITIES COMPANY | [5 empty] | KENTUCKY UTILITIES COMPANY | [23 empty] | /ppoml0~mr176~mt0~mb0~p66~ |  |  |  | /ppoml0~mr176~mt0~mb0~p66~ |  |  | /ppoml0~mr176~mt0~mb0~p66~ |  |  | /ppoml0~mr176~mt0~mb0~p66~ |  |  | /ppoml0~mr176~mt0~mb0~p66~ |  |  | /ppoml0~mr176~mt0~mb0~p66~ |  |  | /ppoml0~mr176~mt0~mb0~p66~ |  |  | /ppoml0~mr176~mt0~mb0~p66~ |  |  | /ppoml0~mr176~mt0~mb0~p66~ |  |  | /cfcmenu~fmenu~/rfha21.e200~/rfhf1.i20~{home}/wgpe |  | /wgpd |  |  | {branch restart16} |  |  | pl | 749 | mmenu1 | print |  | {INDICATE "COPYING"}{bordersoff}{paneloff}{windowsoff}/wgpd
| ------------------------------------- |  |  |  |  | SYSTEM INFORMATION |  |  | runexh1 | {windowsoff}{paneloff}/wtc{home}{goto}spot1~{right 3}{down 10}/wtb{goto}spot3~{windowson}{panelon} | [19 empty] | brrow1~bccolumn1~qq |  |  |  | brrow1~bccolumn1~qq |  |  | brrow1~bccolumn1~qq |  |  | brrow1~bccolumn1~qq |  |  | brrow1~bccolumn1~qq |  |  | brrow1~bccolumn1~qq |  |  | brrow1~bccolumn1~qq |  |  | brrow1~bccolumn1~qq |  |  | brrow1~bccolumn1~qq |  | 4 | ~ | restart1 | {menubranch recalculate} |  |  | Yes | No | Cost of Service Program | test | FALSE | mmenu2 | funct |  | {LET cur1,@CELLPOINTER("ROW")}
ELECTRIC COST OF SERVICE MODEL | [29 empty] | {let printswitch,1} |  |  |  | {let printswitch,1} |  |  | {let printswitch,1} |  |  | {let printswitch,1} |  |  | {let printswitch,1} |  |  | {let printswitch,1} |  |  | {let printswitch,1} |  |  | {let printswitch,1} |  |  | {let printswitch,1} |  | 1 | {INDICATE "SAVING TOTAL COMPANY FILE"}/fs |  | {branch restart1} |  |  | Save Distribution Component Worksheet File Under the Name - FERCDIST | Save Distribution Component Worksheet File Under a Name Other Than - FERCDIST | Version 6.1 | upit | FALSE | mmenu3 | util |  | {RECALC cur4}{GOTO}
| FERC COST OF SERVICE MODEL | [7 empty] | runexh2 | {windowsoff}{paneloff}/wtc{home}{goto}spot1~{right 3}{down 10}/wtb{goto}spot4~{windowson}{panelon} | [19 empty] | {menubranch subpage1} |  |  |  | {menubranch subpage2} |  |  | {menubranch subpage3} |  |  | {menubranch subpage4} |  |  | {menubranch subpage5} |  |  | {menubranch subpage6} |  |  | {menubranch subpage7} |  |  | {menubranch subpage8} |  |  | {menubranch subpage9} |  |  | KUFERC |  | Yes | No |  | {branch branch47} | {branch branch48} |  | using | emenu | mmenu4 | exit |  | F
| 12 MONTHS ENDING MARCH 31, 2012 | [28 empty] | {branch restarts1} |  |  |  | {branch restarts2} |  |  | {branch restarts3} |  |  | {branch restarts4} |  |  | {branch restarts5} |  |  | {branch restarts6} |  |  | {branch restarts7} |  |  | {branch restarts8} |  |  | {branch restarts9} |  |  | ~r |  | Recalculate Total Company Worksheet. | Do Not Recalculate Total Company Woksheet. | branch47 | {let macro34,macro35}~ | FERCDIST | Management Applications Consulting Inc. | start | 46 | mmenu5 | capacity |  | #REF!
[9 empty] | runexh3 | {windowsoff}{paneloff}/wtc{home}{goto}spot1~{right 3}{down 10}/wtb{goto}spot5~{windowson}{panelon} | [19 empty] | Annual Summary | All Sub-Pages |  |  | Annual Summary | All Sub-Pages |  | Annual Summary | All Sub-Pages |  | Annual Summary | All Sub-Pages |  | Annual Summary | All Sub-Pages |  | Annual Summary | All Sub-Pages |  | Annual Summary | All Sub-Pages |  | Annual Summary | All Sub-Pages |  | Annual Summary | All Sub-Pages |  | /wgpd/cswitch~co~ |  | {branch branch1} | {branch branch2} |  | {branch branch49} |  | Copyright 1992 | cur | ~ | emenu0 | runexh0 |  | ~
[30 empty] | Print Sub-Page 1 only. | Print Sub-Pages 1 and 2. |  |  | Print Sub-Page 1 only. | Print Sub-Pages 1 and 2. |  | Print Sub-Page 1 only. | Print Sub-Pages 1 and 2. |  | Print Sub-Page 1 only. | Print Sub-Pages 1 and 2. |  | Print Sub-Page 1 only. | Print Sub-Pages 1 and 2. |  | Print Sub-Page 1 only. | Print Sub-Pages 1 and 2. |  | Print Sub-Page 1 only. | Print Sub-Pages 1 and 2. |  | Print Sub-Page 1 only. | Print Sub-Pages 1 and 2. |  | Print Sub-Page 1 only. | Print Sub-Pages 1 and 2. |  | {INDICATE "CALCULATING COMPONENT COST FILE"} | branch1 | {let macro1,macro2}~ | {INDICATE "CALCULATING TOTAL COMPANY WORKSHEET"}{calc} | branch48 | {getlabel Enter Distribution Component File Name to be Saved >>>>,macro36} |  |  | ct | 5 | emenu1 | runexh1 |  | /c~.{right 3}~
[9 empty] | runexh4 | {windowsoff}{paneloff}/wtc{home}{goto}spot1~{right 3}{down 10}/wtb{goto}spot6~{windowson}{panelon} | [19 empty] | {branch pageb1} | {branch pageb2} |  |  | {branch pagec1} | {branch pagec2} |  | {branch paged1} | {branch paged2} |  | {branch pagee1} | {branch pagee2} |  | {branch pagef1} | {branch pagef2} |  | {branch pageg1} | {branch pageg2} |  | {branch pageh1} | {branch pageh2} |  | {branch pagei1} | {branch pagei2} |  | {branch pagej1} | {branch pagej2} |  | {IF co=2}/cmtitle2~mtitle1~/chtitle2~htitle1~/cmacro10~filename~ |  | {branch branch3} |  |  | {if @left(macro36,1)=" "}{branch branch48} |  |  |  |  | emenu2 | runexh2 |  | {right 3}
[29 empty] | pageb1 | {let subswitch,1} |  |  | pagec1 | {let subswitch,1} |  | paged1 | {let subswitch,1} |  | pagee1 | {let subswitch,1} |  | pagef1 | {let subswitch,1} |  | pageg1 | {let subswitch,1} |  | pageh1 | {let subswitch,1} |  | pagei1 | {let subswitch,1} |  | pagej1 | {let subswitch,1} |  |  | {IF co=3}/cmtitle3~mtitle1~/chtitle3~htitle1~/cmacro14~filename~ | branch2 | {let macro1,macro3}~ | ~ |  | {if @left(macro36,1)=""}{branch branch48} |  |  |  |  | emenu3 | runexh3 |  | /c~{right 4}~
[9 empty] | runexh5 | {windowsoff}{paneloff}/wtc{home}{goto}spot1~{right 3}{down 10}/wtb{goto}spot7~{windowson}{panelon} | [19 empty] | {branch printrb1} |  |  |  | {branch printrc1} |  |  | {branch printrd1} |  |  | {branch printre1} |  |  | {branch printrf1} |  |  | {branch printrg1} |  |  | {branch printrh1} |  |  | {branch printri1} |  |  | {branch printrj1} |  |  | {IF co=4}/cmtitle4~mtitle1~/chtitle4~htitle1~/cmacro18~filename~ | branch3 | {menubranch totalcosave} |  |  | {let macro34,macro36}~ | FERCDIST | This Software has been provided to you persuant | \m | {WINDOWSOFF}/wtc{BORDERSOFF}{PANELOFF clear}{HOME}{GOTO}a21~{DOWN 9}{RIGHT}{WINDOWSON}/rfra21.e200~ | emenu4 | runexh4 |  | {right 4}
|  |  | 0 | 1 | 2 | 3 | 4 | 5 | 6 | 7 | 8 | 9 | 10 | 11 | 12 | 13 | 14 | 15 | 16 | 17 | 18 | 19 | 20 | 21
| 2012-04-30 12:09 |  | 1: KENTUCKY UTILITIES COMPANY; {windowsoff}{paneloff}/wtc{home}{goto}spot1~{right 3}{down 10}/wtb{goto}spot7~{windowson}{panelon} 9: KENTUCKY UTILITIES COMPANY
| 2012-04-30 12:09 |  | 1: ELECTRIC COST OF SERVICE STUDY; {windowsoff}{paneloff}/wtc{home}{goto}spot1~{right 3}{down 10}/wtb{goto}spot7~{windowson}{panelon} 9: ELECTRIC COST OF SERVICE STUDY
|  |  |  | JURISDICTIONAL SEPARATION | [7 empty] | JURISDICTIONAL SEPARATION
RATE BASE: END OF PERIOD
| ALLOCATION METHOD: AVG 12 CP (COMBINED CO SYS) |  | 1: 12 MONTHS ENDING MARCH 31, 2012
|  |  | TOTAL |  | KENTUCKY |  | VIRGINIA | FERC & |  |  | TENNESSEE | [7 empty] | INPUT COL
|  |  | KENTUCKY |  | STATE |  | STATE | TENNESSEE |  |  | STATE |  | FERC | [5 empty] | TOTAL
|  | ALLOC | 0: UTILITIES; 2: JURISDICTION; 4: JURISDICTION; 5: JURISDICTION; {windowsoff}{paneloff}/wtc{home}{goto}spot1~{right 3}{down 10}/wtb{goto}spot7~{windowson}{panelon} 8: JURISDICTION; {windowsoff}{paneloff}/wtc{home}{goto}spot1~{right 3}{down 10}/wtb{goto}spot7~{windowson}{panelon} 10: JURISDICTION; {windowsoff}{paneloff}/wtc{home}{goto}spot1~{right 3}{down 10}/wtb{goto}spot7~{windowson}{panelon} 11: PRIMARY; {windowsoff}{paneloff}/wtc{home}{goto}spot1~{right 3}{down 10}/wtb{goto}spot7~{windowson}{panelon} 12: TRANSMISSION; {windowsoff}{paneloff}/wtc{home}{goto}spot1~{right 3}{down 10}/wtb{goto}spot7~{windowson}{panelon} 13: PARIS; {windowsoff}{paneloff}/wtc{home}{goto}spot1~{right 3}{down 10}/wtb{goto}spot7~{windowson}{panelon} 16: KENTUCKY
|  |  | (1)-1 |  | (2) |  | -3 | -4 |  |  | -5 |  | (6) | (7) | (8) | (9) |  |  | UTILITIES
ALLOCATION FACTOR TABLE
DEMAND RELATED
-
| PRODUCTION ALLOCATORS |  | {windowsoff}{paneloff}/wtc{home}{goto}spot1~{right 3}{down 10}/wtb{goto}spot7~{windowson}{panelon} 10: 0
1 | DEMAND (12 CP GEN LEV)-PROD | DEMPROD | 0: 3658952; 2: 3166787; 4: 185976; 5: 306189; {windowsoff}{paneloff}/wtc{home}{goto}spot1~{right 3}{down 10}/wtb{goto}spot7~{windowson}{panelon} 8: 28; {windowsoff}{paneloff}/wtc{home}{goto}spot1~{right 3}{down 10}/wtb{goto}spot7~{windowson}{panelon} 10: 306161; {windowsoff}{paneloff}/wtc{home}{goto}spot1~{right 3}{down 10}/wtb{goto}spot7~{windowson}{panelon} 11: 95530; {windowsoff}{paneloff}/wtc{home}{goto}spot1~{right 3}{down 10}/wtb{goto}spot7~{windowson}{panelon} 12: 210631; {windowsoff}{paneloff}/wtc{home}{goto}spot1~{right 3}{down 10}/wtb{goto}spot7~{windowson}{panelon} 13: 0
2 | DEMAND (12 CP GEN LEV)-FERC | DEMFERC | 0: 492137; 2: 0; 4: 185976; 5: 306161; {windowsoff}{paneloff}/wtc{home}{goto}spot1~{right 3}{down 10}/wtb{goto}spot7~{windowson}{panelon} 8: 0; {windowsoff}{paneloff}/wtc{home}{goto}spot1~{right 3}{down 10}/wtb{goto}spot7~{windowson}{panelon} 10: 306161; {windowsoff}{paneloff}/wtc{home}{goto}spot1~{right 3}{down 10}/wtb{goto}spot7~{windowson}{panelon} 11: 95530; {windowsoff}{paneloff}/wtc{home}{goto}spot1~{right 3}{down 10}/wtb{goto}spot7~{windowson}{panelon} 12: 210631; {windowsoff}{paneloff}/wtc{home}{goto}spot1~{right 3}{down 10}/wtb{goto}spot7~{windowson}{panelon} 13: 0
3 | DEMAND (12 CP GEN)-PROD VA | DPRODVA | 0: 185976; 2: 0; 4: 185976; 5: 0; {windowsoff}{paneloff}/wtc{home}{goto}spot1~{right 3}{down 10}/wtb{goto}spot7~{windowson}{panelon} 8: 0; {windowsoff}{paneloff}/wtc{home}{goto}spot1~{right 3}{down 10}/wtb{goto}spot7~{windowson}{panelon} 10: 0; {windowsoff}{paneloff}/wtc{home}{goto}spot1~{right 3}{down 10}/wtb{goto}spot7~{windowson}{panelon} 11: 0; {windowsoff}{paneloff}/wtc{home}{goto}spot1~{right 3}{down 10}/wtb{goto}spot7~{windowson}{panelon} 12: 0; {windowsoff}{paneloff}/wtc{home}{goto}spot1~{right 3}{down 10}/wtb{goto}spot7~{windowson}{panelon} 13: 0
4 | DEMAND (12 CP GEN)-PROD KY | DPRODKY | 0: 3472948; 2: 3166787; 4: 0; 5: 306161; {windowsoff}{paneloff}/wtc{home}{goto}spot1~{right 3}{down 10}/wtb{goto}spot7~{windowson}{panelon} 8: 0; {windowsoff}{paneloff}/wtc{home}{goto}spot1~{right 3}{down 10}/wtb{goto}spot7~{windowson}{panelon} 10: 306161; {windowsoff}{paneloff}/wtc{home}{goto}spot1~{right 3}{down 10}/wtb{goto}spot7~{windowson}{panelon} 11: 95530; {windowsoff}{paneloff}/wtc{home}{goto}spot1~{right 3}{down 10}/wtb{goto}spot7~{windowson}{panelon} 12: 210631; {windowsoff}{paneloff}/wtc{home}{goto}spot1~{right 3}{down 10}/wtb{goto}spot7~{windowson}{panelon} 13: 0
5 | DEM (12 CP GEN LV)-FERC POST | DEMFERCP | 0: 306161; 2: 0; 4: 0; 5: 306161; {windowsoff}{paneloff}/wtc{home}{goto}spot1~{right 3}{down 10}/wtb{goto}spot7~{windowson}{panelon} 8: 0; {windowsoff}{paneloff}/wtc{home}{goto}spot1~{right 3}{down 10}/wtb{goto}spot7~{windowson}{panelon} 10: 306161; {windowsoff}{paneloff}/wtc{home}{goto}spot1~{right 3}{down 10}/wtb{goto}spot7~{windowson}{panelon} 11: 95530; {windowsoff}{paneloff}/wtc{home}{goto}spot1~{right 3}{down 10}/wtb{goto}spot7~{windowson}{panelon} 12: 210631; {windowsoff}{paneloff}/wtc{home}{goto}spot1~{right 3}{down 10}/wtb{goto}spot7~{windowson}{panelon} 13: 0
6 | DEM (12 CP GEN LV)-NON VA | DEMPRODNV | 0: 3472976; 2: 3166787; 4: 0; 5: 306189; {windowsoff}{paneloff}/wtc{home}{goto}spot1~{right 3}{down 10}/wtb{goto}spot7~{windowson}{panelon} 8: 28; {windowsoff}{paneloff}/wtc{home}{goto}spot1~{right 3}{down 10}/wtb{goto}spot7~{windowson}{panelon} 10: 306161; {windowsoff}{paneloff}/wtc{home}{goto}spot1~{right 3}{down 10}/wtb{goto}spot7~{windowson}{panelon} 11: 95530; {windowsoff}{paneloff}/wtc{home}{goto}spot1~{right 3}{down 10}/wtb{goto}spot7~{windowson}{panelon} 12: 210631; {windowsoff}{paneloff}/wtc{home}{goto}spot1~{right 3}{down 10}/wtb{goto}spot7~{windowson}{panelon} 13: 0
TRANSMISSION ALLOCATORS
7 | DEMAND (12 CP GEN LEV)-TRAN | DEMTRAN | 0: 3658952; 2: 3166787; 4: 185976; 5: 306189; {windowsoff}{paneloff}/wtc{home}{goto}spot1~{right 3}{down 10}/wtb{goto}spot7~{windowson}{panelon} 8: 28; {windowsoff}{paneloff}/wtc{home}{goto}spot1~{right 3}{down 10}/wtb{goto}spot7~{windowson}{panelon} 10: 306161; {windowsoff}{paneloff}/wtc{home}{goto}spot1~{right 3}{down 10}/wtb{goto}spot7~{windowson}{panelon} 11: 95530; {windowsoff}{paneloff}/wtc{home}{goto}spot1~{right 3}{down 10}/wtb{goto}spot7~{windowson}{panelon} 12: 210631; {windowsoff}{paneloff}/wtc{home}{goto}spot1~{right 3}{down 10}/wtb{goto}spot7~{windowson}{panelon} 13: 0
8 | DEMAND (12 CP GEN LEV)-VA | DEMVA | 0: 185976; 2: 0; 4: 185976; 5: 0; {windowsoff}{paneloff}/wtc{home}{goto}spot1~{right 3}{down 10}/wtb{goto}spot7~{windowson}{panelon} 8: 0; {windowsoff}{paneloff}/wtc{home}{goto}spot1~{right 3}{down 10}/wtb{goto}spot7~{windowson}{panelon} 10: 0; {windowsoff}{paneloff}/wtc{home}{goto}spot1~{right 3}{down 10}/wtb{goto}spot7~{windowson}{panelon} 11: 0; {windowsoff}{paneloff}/wtc{home}{goto}spot1~{right 3}{down 10}/wtb{goto}spot7~{windowson}{panelon} 12: 0; {windowsoff}{paneloff}/wtc{home}{goto}spot1~{right 3}{down 10}/wtb{goto}spot7~{windowson}{panelon} 13: 0
9 | DEM (12 CP GEN LEV)-NON FERC | DEMTRANNF | 0: 3352791; 2: 3166787; 4: 185976; 5: 28; {windowsoff}{paneloff}/wtc{home}{goto}spot1~{right 3}{down 10}/wtb{goto}spot7~{windowson}{panelon} 8: 28; {windowsoff}{paneloff}/wtc{home}{goto}spot1~{right 3}{down 10}/wtb{goto}spot7~{windowson}{panelon} 10: 0; {windowsoff}{paneloff}/wtc{home}{goto}spot1~{right 3}{down 10}/wtb{goto}spot7~{windowson}{panelon} 11: 0; {windowsoff}{paneloff}/wtc{home}{goto}spot1~{right 3}{down 10}/wtb{goto}spot7~{windowson}{panelon} 12: 0; {windowsoff}{paneloff}/wtc{home}{goto}spot1~{right 3}{down 10}/wtb{goto}spot7~{windowson}{panelon} 13: 0
10 | DEM (12 CP GN LEV)-TRAN FERC | DEMFERCT | 0: 492137; 2: 0; 4: 185976; 5: 306161; {windowsoff}{paneloff}/wtc{home}{goto}spot1~{right 3}{down 10}/wtb{goto}spot7~{windowson}{panelon} 8: 0; {windowsoff}{paneloff}/wtc{home}{goto}spot1~{right 3}{down 10}/wtb{goto}spot7~{windowson}{panelon} 10: 306161; {windowsoff}{paneloff}/wtc{home}{goto}spot1~{right 3}{down 10}/wtb{goto}spot7~{windowson}{panelon} 11: 95530; {windowsoff}{paneloff}/wtc{home}{goto}spot1~{right 3}{down 10}/wtb{goto}spot7~{windowson}{panelon} 12: 210631; {windowsoff}{paneloff}/wtc{home}{goto}spot1~{right 3}{down 10}/wtb{goto}spot7~{windowson}{panelon} 13: 0
11 | DEM (12 CP GN)-TR FERC POST | DFERCTP | 0: 306161; 2: 0; 4: 0; 5: 306161; {windowsoff}{paneloff}/wtc{home}{goto}spot1~{right 3}{down 10}/wtb{goto}spot7~{windowson}{panelon} 8: 0; {windowsoff}{paneloff}/wtc{home}{goto}spot1~{right 3}{down 10}/wtb{goto}spot7~{windowson}{panelon} 10: 306161; {windowsoff}{paneloff}/wtc{home}{goto}spot1~{right 3}{down 10}/wtb{goto}spot7~{windowson}{panelon} 11: 95530; {windowsoff}{paneloff}/wtc{home}{goto}spot1~{right 3}{down 10}/wtb{goto}spot7~{windowson}{panelon} 12: 210631; {windowsoff}{paneloff}/wtc{home}{goto}spot1~{right 3}{down 10}/wtb{goto}spot7~{windowson}{panelon} 13: 0
DISTRIBUTION ALLOCATORS
12 | DIRECT ASSIGN 360 KY | DEM360K | 0: 5112550.1; 2: 5103392.1; 4: 0; 5: 9158; {windowsoff}{paneloff}/wtc{home}{goto}spot1~{right 3}{down 10}/wtb{goto}spot7~{windowson}{panelon} 8: 0; {windowsoff}{paneloff}/wtc{home}{goto}spot1~{right 3}{down 10}/wtb{goto}spot7~{windowson}{panelon} 10: 9158; {windowsoff}{paneloff}/wtc{home}{goto}spot1~{right 3}{down 10}/wtb{goto}spot7~{windowson}{panelon} 11: 9158; {windowsoff}{paneloff}/wtc{home}{goto}spot1~{right 3}{down 10}/wtb{goto}spot7~{windowson}{panelon} 12: 0; {windowsoff}{paneloff}/wtc{home}{goto}spot1~{right 3}{down 10}/wtb{goto}spot7~{windowson}{panelon} 13: 0
13 | DIRECT ASSIGN 361 KY | DEM361K | 0: 7214274.76; 2: 6940988.76; 4: 0; 5: 273286; {windowsoff}{paneloff}/wtc{home}{goto}spot1~{right 3}{down 10}/wtb{goto}spot7~{windowson}{panelon} 8: 0; {windowsoff}{paneloff}/wtc{home}{goto}spot1~{right 3}{down 10}/wtb{goto}spot7~{windowson}{panelon} 10: 273286; {windowsoff}{paneloff}/wtc{home}{goto}spot1~{right 3}{down 10}/wtb{goto}spot7~{windowson}{panelon} 11: 273286; {windowsoff}{paneloff}/wtc{home}{goto}spot1~{right 3}{down 10}/wtb{goto}spot7~{windowson}{panelon} 12: 0; {windowsoff}{paneloff}/wtc{home}{goto}spot1~{right 3}{down 10}/wtb{goto}spot7~{windowson}{panelon} 13: 0
14 | DIRECT ASSIGN 362 KY | DEM362K | 0: 137609925.6; 2: 134408399.6; 4: 0; 5: 3201526; {windowsoff}{paneloff}/wtc{home}{goto}spot1~{right 3}{down 10}/wtb{goto}spot7~{windowson}{panelon} 8: 0; {windowsoff}{paneloff}/wtc{home}{goto}spot1~{right 3}{down 10}/wtb{goto}spot7~{windowson}{panelon} 10: 3201526; {windowsoff}{paneloff}/wtc{home}{goto}spot1~{right 3}{down 10}/wtb{goto}spot7~{windowson}{panelon} 11: 3201526; {windowsoff}{paneloff}/wtc{home}{goto}spot1~{right 3}{down 10}/wtb{goto}spot7~{windowson}{panelon} 12: 0; {windowsoff}{paneloff}/wtc{home}{goto}spot1~{right 3}{down 10}/wtb{goto}spot7~{windowson}{panelon} 13: 0
15 | DIRECT ASSIGN 364 KY | DEM364K | 0: 273798351.32; 2: 273798351.32; 4: 0; 5: 0; {windowsoff}{paneloff}/wtc{home}{goto}spot1~{right 3}{down 10}/wtb{goto}spot7~{windowson}{panelon} 8: 0; {windowsoff}{paneloff}/wtc{home}{goto}spot1~{right 3}{down 10}/wtb{goto}spot7~{windowson}{panelon} 10: 0; {windowsoff}{paneloff}/wtc{home}{goto}spot1~{right 3}{down 10}/wtb{goto}spot7~{windowson}{panelon} 11: 0; {windowsoff}{paneloff}/wtc{home}{goto}spot1~{right 3}{down 10}/wtb{goto}spot7~{windowson}{panelon} 12: 0; {windowsoff}{paneloff}/wtc{home}{goto}spot1~{right 3}{down 10}/wtb{goto}spot7~{windowson}{panelon} 13: 0
16 | DIRECT ASSIGN 365 KY | DEM365K | 0: 263336953.55; 2: 263336953.55; 4: 0; 5: 0; {windowsoff}{paneloff}/wtc{home}{goto}spot1~{right 3}{down 10}/wtb{goto}spot7~{windowson}{panelon} 8: 0; {windowsoff}{paneloff}/wtc{home}{goto}spot1~{right 3}{down 10}/wtb{goto}spot7~{windowson}{panelon} 10: 0; {windowsoff}{paneloff}/wtc{home}{goto}spot1~{right 3}{down 10}/wtb{goto}spot7~{windowson}{panelon} 11: 0; {windowsoff}{paneloff}/wtc{home}{goto}spot1~{right 3}{down 10}/wtb{goto}spot7~{windowson}{panelon} 12: 0; {windowsoff}{paneloff}/wtc{home}{goto}spot1~{right 3}{down 10}/wtb{goto}spot7~{windowson}{panelon} 13: 0
17 | DIRECT ASSIGN 366 KY | DEM366K | 0: 1831865.07; 2: 1831865.07; 4: 0; 5: 0; {windowsoff}{paneloff}/wtc{home}{goto}spot1~{right 3}{down 10}/wtb{goto}spot7~{windowson}{panelon} 8: 0; {windowsoff}{paneloff}/wtc{home}{goto}spot1~{right 3}{down 10}/wtb{goto}spot7~{windowson}{panelon} 10: 0; {windowsoff}{paneloff}/wtc{home}{goto}spot1~{right 3}{down 10}/wtb{goto}spot7~{windowson}{panelon} 11: 0; {windowsoff}{paneloff}/wtc{home}{goto}spot1~{right 3}{down 10}/wtb{goto}spot7~{windowson}{panelon} 12: 0; {windowsoff}{paneloff}/wtc{home}{goto}spot1~{right 3}{down 10}/wtb{goto}spot7~{windowson}{panelon} 13: 0
18 | DIRECT ASSIGN 367 KY | DEM367K | 0: 139509219.16; 2: 139509219.16; 4: 0; 5: 0; {windowsoff}{paneloff}/wtc{home}{goto}spot1~{right 3}{down 10}/wtb{goto}spot7~{windowson}{panelon} 8: 0; {windowsoff}{paneloff}/wtc{home}{goto}spot1~{right 3}{down 10}/wtb{goto}spot7~{windowson}{panelon} 10: 0; {windowsoff}{paneloff}/wtc{home}{goto}spot1~{right 3}{down 10}/wtb{goto}spot7~{windowson}{panelon} 11: 0; {windowsoff}{paneloff}/wtc{home}{goto}spot1~{right 3}{down 10}/wtb{goto}spot7~{windowson}{panelon} 12: 0; {windowsoff}{paneloff}/wtc{home}{goto}spot1~{right 3}{down 10}/wtb{goto}spot7~{windowson}{panelon} 13: 0
19 | DIRECT ASSIGN 368 KY | DEM368K | 0: 273917337.1; 2: 273917337.1; 4: 0; 5: 0; {windowsoff}{paneloff}/wtc{home}{goto}spot1~{right 3}{down 10}/wtb{goto}spot7~{windowson}{panelon} 8: 0; {windowsoff}{paneloff}/wtc{home}{goto}spot1~{right 3}{down 10}/wtb{goto}spot7~{windowson}{panelon} 10: 0; {windowsoff}{paneloff}/wtc{home}{goto}spot1~{right 3}{down 10}/wtb{goto}spot7~{windowson}{panelon} 11: 0; {windowsoff}{paneloff}/wtc{home}{goto}spot1~{right 3}{down 10}/wtb{goto}spot7~{windowson}{panelon} 12: 0; {windowsoff}{paneloff}/wtc{home}{goto}spot1~{right 3}{down 10}/wtb{goto}spot7~{windowson}{panelon} 13: 0
20 | DIRECT ASSIGN 374 KY | DEM374K | 0: 287375.79; 2: 287375.79; 4: 0; 5: 0; {windowsoff}{paneloff}/wtc{home}{goto}spot1~{right 3}{down 10}/wtb{goto}spot7~{windowson}{panelon} 8: 0; {windowsoff}{paneloff}/wtc{home}{goto}spot1~{right 3}{down 10}/wtb{goto}spot7~{windowson}{panelon} 10: 0; {windowsoff}{paneloff}/wtc{home}{goto}spot1~{right 3}{down 10}/wtb{goto}spot7~{windowson}{panelon} 11: 0; {windowsoff}{paneloff}/wtc{home}{goto}spot1~{right 3}{down 10}/wtb{goto}spot7~{windowson}{panelon} 12: 0; {windowsoff}{paneloff}/wtc{home}{goto}spot1~{right 3}{down 10}/wtb{goto}spot7~{windowson}{panelon} 13: 0
21 | DIRECT ASSIGN 360-VA | DEM360V | 0: 193250.44; 2: 0; 4: 193250.44; 5: 0; {windowsoff}{paneloff}/wtc{home}{goto}spot1~{right 3}{down 10}/wtb{goto}spot7~{windowson}{panelon} 8: 0; {windowsoff}{paneloff}/wtc{home}{goto}spot1~{right 3}{down 10}/wtb{goto}spot7~{windowson}{panelon} 10: 0; {windowsoff}{paneloff}/wtc{home}{goto}spot1~{right 3}{down 10}/wtb{goto}spot7~{windowson}{panelon} 11: 0; {windowsoff}{paneloff}/wtc{home}{goto}spot1~{right 3}{down 10}/wtb{goto}spot7~{windowson}{panelon} 12: 0; {windowsoff}{paneloff}/wtc{home}{goto}spot1~{right 3}{down 10}/wtb{goto}spot7~{windowson}{panelon} 13: 0
22 | DIRECT ASSIGN 361-VA | DEM361V | 0: 448173.6; 2: 0; 4: 448173.6; 5: 0; {windowsoff}{paneloff}/wtc{home}{goto}spot1~{right 3}{down 10}/wtb{goto}spot7~{windowson}{panelon} 8: 0; {windowsoff}{paneloff}/wtc{home}{goto}spot1~{right 3}{down 10}/wtb{goto}spot7~{windowson}{panelon} 10: 0; {windowsoff}{paneloff}/wtc{home}{goto}spot1~{right 3}{down 10}/wtb{goto}spot7~{windowson}{panelon} 11: 0; {windowsoff}{paneloff}/wtc{home}{goto}spot1~{right 3}{down 10}/wtb{goto}spot7~{windowson}{panelon} 12: 0; {windowsoff}{paneloff}/wtc{home}{goto}spot1~{right 3}{down 10}/wtb{goto}spot7~{windowson}{panelon} 13: 0
23 | DIRECT ASSIGN 362-VA | DEM362V | 0: 7696928.27; 2: 0; 4: 7696928.27; 5: 0; {windowsoff}{paneloff}/wtc{home}{goto}spot1~{right 3}{down 10}/wtb{goto}spot7~{windowson}{panelon} 8: 0; {windowsoff}{paneloff}/wtc{home}{goto}spot1~{right 3}{down 10}/wtb{goto}spot7~{windowson}{panelon} 10: 0; {windowsoff}{paneloff}/wtc{home}{goto}spot1~{right 3}{down 10}/wtb{goto}spot7~{windowson}{panelon} 11: 0; {windowsoff}{paneloff}/wtc{home}{goto}spot1~{right 3}{down 10}/wtb{goto}spot7~{windowson}{panelon} 12: 0; {windowsoff}{paneloff}/wtc{home}{goto}spot1~{right 3}{down 10}/wtb{goto}spot7~{windowson}{panelon} 13: 0
24 | DIRECT ASSIGN 360-362-FERC VA | DIR3602V | 0: 0; 2: 0; 4: 0; 5: 0; {windowsoff}{paneloff}/wtc{home}{goto}spot1~{right 3}{down 10}/wtb{goto}spot7~{windowson}{panelon} 8: 0; {windowsoff}{paneloff}/wtc{home}{goto}spot1~{right 3}{down 10}/wtb{goto}spot7~{windowson}{panelon} 10: 0; {windowsoff}{paneloff}/wtc{home}{goto}spot1~{right 3}{down 10}/wtb{goto}spot7~{windowson}{panelon} 11: 0; {windowsoff}{paneloff}/wtc{home}{goto}spot1~{right 3}{down 10}/wtb{goto}spot7~{windowson}{panelon} 12: 0; {windowsoff}{paneloff}/wtc{home}{goto}spot1~{right 3}{down 10}/wtb{goto}spot7~{windowson}{panelon} 13: 0
25 | DIRECT ASSIGN 364-VA | DEM364V | 0: 23371898.9; 2: 0; 4: 23371898.9; 5: 0; {windowsoff}{paneloff}/wtc{home}{goto}spot1~{right 3}{down 10}/wtb{goto}spot7~{windowson}{panelon} 8: 0; {windowsoff}{paneloff}/wtc{home}{goto}spot1~{right 3}{down 10}/wtb{goto}spot7~{windowson}{panelon} 10: 0; {windowsoff}{paneloff}/wtc{home}{goto}spot1~{right 3}{down 10}/wtb{goto}spot7~{windowson}{panelon} 11: 0; {windowsoff}{paneloff}/wtc{home}{goto}spot1~{right 3}{down 10}/wtb{goto}spot7~{windowson}{panelon} 12: 0; {windowsoff}{paneloff}/wtc{home}{goto}spot1~{right 3}{down 10}/wtb{goto}spot7~{windowson}{panelon} 13: 0
26 | DIRECT ASSIGN 365-VA | DEM365V | 0: 20121982.84; 2: 0; 4: 20121982.84; 5: 0; {windowsoff}{paneloff}/wtc{home}{goto}spot1~{right 3}{down 10}/wtb{goto}spot7~{windowson}{panelon} 8: 0; {windowsoff}{paneloff}/wtc{home}{goto}spot1~{right 3}{down 10}/wtb{goto}spot7~{windowson}{panelon} 10: 0; {windowsoff}{paneloff}/wtc{home}{goto}spot1~{right 3}{down 10}/wtb{goto}spot7~{windowson}{panelon} 11: 0; {windowsoff}{paneloff}/wtc{home}{goto}spot1~{right 3}{down 10}/wtb{goto}spot7~{windowson}{panelon} 12: 0; {windowsoff}{paneloff}/wtc{home}{goto}spot1~{right 3}{down 10}/wtb{goto}spot7~{windowson}{panelon} 13: 0
27 | DIRECT ASSIGN 367-VA | DEM367V | 0: 2763963.85; 2: 0; 4: 2763963.85; 5: 0; {windowsoff}{paneloff}/wtc{home}{goto}spot1~{right 3}{down 10}/wtb{goto}spot7~{windowson}{panelon} 8: 0; {windowsoff}{paneloff}/wtc{home}{goto}spot1~{right 3}{down 10}/wtb{goto}spot7~{windowson}{panelon} 10: 0; {windowsoff}{paneloff}/wtc{home}{goto}spot1~{right 3}{down 10}/wtb{goto}spot7~{windowson}{panelon} 11: 0; {windowsoff}{paneloff}/wtc{home}{goto}spot1~{right 3}{down 10}/wtb{goto}spot7~{windowson}{panelon} 12: 0; {windowsoff}{paneloff}/wtc{home}{goto}spot1~{right 3}{down 10}/wtb{goto}spot7~{windowson}{panelon} 13: 0
28 | DIRECT ASSIGN 368-VA | DEM368V | 0: 14023456.06; 2: 0; 4: 14023456.06; 5: 0; {windowsoff}{paneloff}/wtc{home}{goto}spot1~{right 3}{down 10}/wtb{goto}spot7~{windowson}{panelon} 8: 0; {windowsoff}{paneloff}/wtc{home}{goto}spot1~{right 3}{down 10}/wtb{goto}spot7~{windowson}{panelon} 10: 0; {windowsoff}{paneloff}/wtc{home}{goto}spot1~{right 3}{down 10}/wtb{goto}spot7~{windowson}{panelon} 11: 0; {windowsoff}{paneloff}/wtc{home}{goto}spot1~{right 3}{down 10}/wtb{goto}spot7~{windowson}{panelon} 12: 0; {windowsoff}{paneloff}/wtc{home}{goto}spot1~{right 3}{down 10}/wtb{goto}spot7~{windowson}{panelon} 13: 0
29 | DIRECT ASSIGN 360-TN | DEM360T | 0: 5040.23; 2: 0; 4: 0; 5: 5040.23; {windowsoff}{paneloff}/wtc{home}{goto}spot1~{right 3}{down 10}/wtb{goto}spot7~{windowson}{panelon} 8: 5040.23; {windowsoff}{paneloff}/wtc{home}{goto}spot1~{right 3}{down 10}/wtb{goto}spot7~{windowson}{panelon} 10: 0; {windowsoff}{paneloff}/wtc{home}{goto}spot1~{right 3}{down 10}/wtb{goto}spot7~{windowson}{panelon} 11: 0; {windowsoff}{paneloff}/wtc{home}{goto}spot1~{right 3}{down 10}/wtb{goto}spot7~{windowson}{panelon} 12: 0; {windowsoff}{paneloff}/wtc{home}{goto}spot1~{right 3}{down 10}/wtb{goto}spot7~{windowson}{panelon} 13: 0
30 | DIRECT ASSIGN 361-TN | DEM361T | 0: 2621.29; 2: 0; 4: 0; 5: 2621.29; {windowsoff}{paneloff}/wtc{home}{goto}spot1~{right 3}{down 10}/wtb{goto}spot7~{windowson}{panelon} 8: 2621.29; {windowsoff}{paneloff}/wtc{home}{goto}spot1~{right 3}{down 10}/wtb{goto}spot7~{windowson}{panelon} 10: 0; {windowsoff}{paneloff}/wtc{home}{goto}spot1~{right 3}{down 10}/wtb{goto}spot7~{windowson}{panelon} 11: 0; {windowsoff}{paneloff}/wtc{home}{goto}spot1~{right 3}{down 10}/wtb{goto}spot7~{windowson}{panelon} 12: 0; {windowsoff}{paneloff}/wtc{home}{goto}spot1~{right 3}{down 10}/wtb{goto}spot7~{windowson}{panelon} 13: 0
31 | DIRECT ASSIGN 362-TN | DEM362T | 0: 56019.76; 2: 0; 4: 0; 5: 56019.76; {windowsoff}{paneloff}/wtc{home}{goto}spot1~{right 3}{down 10}/wtb{goto}spot7~{windowson}{panelon} 8: 56019.76; {windowsoff}{paneloff}/wtc{home}{goto}spot1~{right 3}{down 10}/wtb{goto}spot7~{windowson}{panelon} 10: 0; {windowsoff}{paneloff}/wtc{home}{goto}spot1~{right 3}{down 10}/wtb{goto}spot7~{windowson}{panelon} 11: 0; {windowsoff}{paneloff}/wtc{home}{goto}spot1~{right 3}{down 10}/wtb{goto}spot7~{windowson}{panelon} 12: 0; {windowsoff}{paneloff}/wtc{home}{goto}spot1~{right 3}{down 10}/wtb{goto}spot7~{windowson}{panelon} 13: 0
32 | DIRECT ASSIGN 364-TN | DEM364T | 0: 48114.2; 2: 0; 4: 0; 5: 48114.2; {windowsoff}{paneloff}/wtc{home}{goto}spot1~{right 3}{down 10}/wtb{goto}spot7~{windowson}{panelon} 8: 48114.2; {windowsoff}{paneloff}/wtc{home}{goto}spot1~{right 3}{down 10}/wtb{goto}spot7~{windowson}{panelon} 10: 0; {windowsoff}{paneloff}/wtc{home}{goto}spot1~{right 3}{down 10}/wtb{goto}spot7~{windowson}{panelon} 11: 0; {windowsoff}{paneloff}/wtc{home}{goto}spot1~{right 3}{down 10}/wtb{goto}spot7~{windowson}{panelon} 12: 0; {windowsoff}{paneloff}/wtc{home}{goto}spot1~{right 3}{down 10}/wtb{goto}spot7~{windowson}{panelon} 13: 0
33 | DIRECT ASSIGN 365-TN | DEM365T | 0: 46763.22; 2: 0; 4: 0; 5: 46763.22; {windowsoff}{paneloff}/wtc{home}{goto}spot1~{right 3}{down 10}/wtb{goto}spot7~{windowson}{panelon} 8: 46763.22; {windowsoff}{paneloff}/wtc{home}{goto}spot1~{right 3}{down 10}/wtb{goto}spot7~{windowson}{panelon} 10: 0; {windowsoff}{paneloff}/wtc{home}{goto}spot1~{right 3}{down 10}/wtb{goto}spot7~{windowson}{panelon} 11: 0; {windowsoff}{paneloff}/wtc{home}{goto}spot1~{right 3}{down 10}/wtb{goto}spot7~{windowson}{panelon} 12: 0; {windowsoff}{paneloff}/wtc{home}{goto}spot1~{right 3}{down 10}/wtb{goto}spot7~{windowson}{panelon} 13: 0
34 | DIRECT ASSIGN 368-TN | DEM368T | 0: 3118.28; 2: 0; 4: 0; 5: 3118.28; {windowsoff}{paneloff}/wtc{home}{goto}spot1~{right 3}{down 10}/wtb{goto}spot7~{windowson}{panelon} 8: 3118.28; {windowsoff}{paneloff}/wtc{home}{goto}spot1~{right 3}{down 10}/wtb{goto}spot7~{windowson}{panelon} 10: 0; {windowsoff}{paneloff}/wtc{home}{goto}spot1~{right 3}{down 10}/wtb{goto}spot7~{windowson}{panelon} 11: 0; {windowsoff}{paneloff}/wtc{home}{goto}spot1~{right 3}{down 10}/wtb{goto}spot7~{windowson}{panelon} 12: 0; {windowsoff}{paneloff}/wtc{home}{goto}spot1~{right 3}{down 10}/wtb{goto}spot7~{windowson}{panelon} 13: 0
35 | DIRECT ASSIGN 369-TN | CUST369T | 0: 254.62; 2: 0; 4: 0; 5: 254.62; {windowsoff}{paneloff}/wtc{home}{goto}spot1~{right 3}{down 10}/wtb{goto}spot7~{windowson}{panelon} 8: 254.62; {windowsoff}{paneloff}/wtc{home}{goto}spot1~{right 3}{down 10}/wtb{goto}spot7~{windowson}{panelon} 10: 0; {windowsoff}{paneloff}/wtc{home}{goto}spot1~{right 3}{down 10}/wtb{goto}spot7~{windowson}{panelon} 11: 0; {windowsoff}{paneloff}/wtc{home}{goto}spot1~{right 3}{down 10}/wtb{goto}spot7~{windowson}{panelon} 12: 0; {windowsoff}{paneloff}/wtc{home}{goto}spot1~{right 3}{down 10}/wtb{goto}spot7~{windowson}{panelon} 13: 0
36 | DIRECT ASSIGN 370-TN | CUST370T | 0: 111.08; 2: 0; 4: 0; 5: 111.08; {windowsoff}{paneloff}/wtc{home}{goto}spot1~{right 3}{down 10}/wtb{goto}spot7~{windowson}{panelon} 8: 111.08; {windowsoff}{paneloff}/wtc{home}{goto}spot1~{right 3}{down 10}/wtb{goto}spot7~{windowson}{panelon} 10: 0; {windowsoff}{paneloff}/wtc{home}{goto}spot1~{right 3}{down 10}/wtb{goto}spot7~{windowson}{panelon} 11: 0; {windowsoff}{paneloff}/wtc{home}{goto}spot1~{right 3}{down 10}/wtb{goto}spot7~{windowson}{panelon} 12: 0; {windowsoff}{paneloff}/wtc{home}{goto}spot1~{right 3}{down 10}/wtb{goto}spot7~{windowson}{panelon} 13: 0
37 | DIRECT ASSIGN 371-TN | CUST371T | 0: 0; 2: 0; 4: 0; 5: 0; {windowsoff}{paneloff}/wtc{home}{goto}spot1~{right 3}{down 10}/wtb{goto}spot7~{windowson}{panelon} 8: 0; {windowsoff}{paneloff}/wtc{home}{goto}spot1~{right 3}{down 10}/wtb{goto}spot7~{windowson}{panelon} 10: 0; {windowsoff}{paneloff}/wtc{home}{goto}spot1~{right 3}{down 10}/wtb{goto}spot7~{windowson}{panelon} 11: 0; {windowsoff}{paneloff}/wtc{home}{goto}spot1~{right 3}{down 10}/wtb{goto}spot7~{windowson}{panelon} 12: 0; {windowsoff}{paneloff}/wtc{home}{goto}spot1~{right 3}{down 10}/wtb{goto}spot7~{windowson}{panelon} 13: 0
38 | DIR ASSIGN ACC.DEPRC.DIST.VA&TN | DIRACDEP | 0: 37401886.04; 2: 0; 4: 37260617.08; 5: 141268.96; {windowsoff}{paneloff}/wtc{home}{goto}spot1~{right 3}{down 10}/wtb{goto}spot7~{windowson}{panelon} 8: 141268.96; {windowsoff}{paneloff}/wtc{home}{goto}spot1~{right 3}{down 10}/wtb{goto}spot7~{windowson}{panelon} 10: 0; {windowsoff}{paneloff}/wtc{home}{goto}spot1~{right 3}{down 10}/wtb{goto}spot7~{windowson}{panelon} 11: 0; {windowsoff}{paneloff}/wtc{home}{goto}spot1~{right 3}{down 10}/wtb{goto}spot7~{windowson}{panelon} 12: 0; {windowsoff}{paneloff}/wtc{home}{goto}spot1~{right 3}{down 10}/wtb{goto}spot7~{windowson}{panelon} 13: 0
39 | DIR ASSIGN CWIP DIST VA & TN | DIRCWIP | 0: 1166386.39; 2: 0; 4: 1166386.39; 5: 0; {windowsoff}{paneloff}/wtc{home}{goto}spot1~{right 3}{down 10}/wtb{goto}spot7~{windowson}{panelon} 8: 0; {windowsoff}{paneloff}/wtc{home}{goto}spot1~{right 3}{down 10}/wtb{goto}spot7~{windowson}{panelon} 10: 0; {windowsoff}{paneloff}/wtc{home}{goto}spot1~{right 3}{down 10}/wtb{goto}spot7~{windowson}{panelon} 11: 0; {windowsoff}{paneloff}/wtc{home}{goto}spot1~{right 3}{down 10}/wtb{goto}spot7~{windowson}{panelon} 12: 0; {windowsoff}{paneloff}/wtc{home}{goto}spot1~{right 3}{down 10}/wtb{goto}spot7~{windowson}{panelon} 13: 0
40 | DIR ASSIGN ACC.DFDTX.DIST.VA&TN | DIRACDFTX | 0: 5364985; 2: 0; 4: 5364985; 5: 0; {windowsoff}{paneloff}/wtc{home}{goto}spot1~{right 3}{down 10}/wtb{goto}spot7~{windowson}{panelon} 8: 0; {windowsoff}{paneloff}/wtc{home}{goto}spot1~{right 3}{down 10}/wtb{goto}spot7~{windowson}{panelon} 10: 0; {windowsoff}{paneloff}/wtc{home}{goto}spot1~{right 3}{down 10}/wtb{goto}spot7~{windowson}{panelon} 11: 0; {windowsoff}{paneloff}/wtc{home}{goto}spot1~{right 3}{down 10}/wtb{goto}spot7~{windowson}{panelon} 12: 0; {windowsoff}{paneloff}/wtc{home}{goto}spot1~{right 3}{down 10}/wtb{goto}spot7~{windowson}{panelon} 13: 0
41 | DIR ASSIGN ACC.ITC.DIST.VA & TN | DIRACITC | 0: 0; 2: 0; 4: 0; 5: 0; {windowsoff}{paneloff}/wtc{home}{goto}spot1~{right 3}{down 10}/wtb{goto}spot7~{windowson}{panelon} 8: 0; {windowsoff}{paneloff}/wtc{home}{goto}spot1~{right 3}{down 10}/wtb{goto}spot7~{windowson}{panelon} 10: 0; {windowsoff}{paneloff}/wtc{home}{goto}spot1~{right 3}{down 10}/wtb{goto}spot7~{windowson}{panelon} 11: 0; {windowsoff}{paneloff}/wtc{home}{goto}spot1~{right 3}{down 10}/wtb{goto}spot7~{windowson}{panelon} 12: 0; {windowsoff}{paneloff}/wtc{home}{goto}spot1~{right 3}{down 10}/wtb{goto}spot7~{windowson}{panelon} 13: 0
42 | DIR ASSIGN RENT REVENUE | DIR454REV | 0: 2338708.03; 2: 2153990.46; 4: 184358.57; 5: 359; {windowsoff}{paneloff}/wtc{home}{goto}spot1~{right 3}{down 10}/wtb{goto}spot7~{windowson}{panelon} 8: 359; {windowsoff}{paneloff}/wtc{home}{goto}spot1~{right 3}{down 10}/wtb{goto}spot7~{windowson}{panelon} 10: 0; {windowsoff}{paneloff}/wtc{home}{goto}spot1~{right 3}{down 10}/wtb{goto}spot7~{windowson}{panelon} 11: 0; {windowsoff}{paneloff}/wtc{home}{goto}spot1~{right 3}{down 10}/wtb{goto}spot7~{windowson}{panelon} 12: 0; {windowsoff}{paneloff}/wtc{home}{goto}spot1~{right 3}{down 10}/wtb{goto}spot7~{windowson}{panelon} 13: 0
43 | DIR ASSIGN EXCESS FACILITIES REV. | DIR456FAC | 0: 15192.37; 2: 14276.87; 4: 915.5; 5: 0; {windowsoff}{paneloff}/wtc{home}{goto}spot1~{right 3}{down 10}/wtb{goto}spot7~{windowson}{panelon} 8: 0; {windowsoff}{paneloff}/wtc{home}{goto}spot1~{right 3}{down 10}/wtb{goto}spot7~{windowson}{panelon} 10: 0; {windowsoff}{paneloff}/wtc{home}{goto}spot1~{right 3}{down 10}/wtb{goto}spot7~{windowson}{panelon} 11: 0; {windowsoff}{paneloff}/wtc{home}{goto}spot1~{right 3}{down 10}/wtb{goto}spot7~{windowson}{panelon} 12: 0; {windowsoff}{paneloff}/wtc{home}{goto}spot1~{right 3}{down 10}/wtb{goto}spot7~{windowson}{panelon} 13: 0
44 | DIR ASSIGN OTHER MISC REV. | DIR456OTH | 0: 22525.48; 2: 22525.48; 4: 0; 5: 0; {windowsoff}{paneloff}/wtc{home}{goto}spot1~{right 3}{down 10}/wtb{goto}spot7~{windowson}{panelon} 8: 0; {windowsoff}{paneloff}/wtc{home}{goto}spot1~{right 3}{down 10}/wtb{goto}spot7~{windowson}{panelon} 10: 0; {windowsoff}{paneloff}/wtc{home}{goto}spot1~{right 3}{down 10}/wtb{goto}spot7~{windowson}{panelon} 11: 0; {windowsoff}{paneloff}/wtc{home}{goto}spot1~{right 3}{down 10}/wtb{goto}spot7~{windowson}{panelon} 12: 0; {windowsoff}{paneloff}/wtc{home}{goto}spot1~{right 3}{down 10}/wtb{goto}spot7~{windowson}{panelon} 13: 0
45 | DIR ASSIGN RECONNECT REV | DIR451REC | 0: 1791597.25; 2: 1659612.5; 4: 131984.75; 5: 0; {windowsoff}{paneloff}/wtc{home}{goto}spot1~{right 3}{down 10}/wtb{goto}spot7~{windowson}{panelon} 8: 0; {windowsoff}{paneloff}/wtc{home}{goto}spot1~{right 3}{down 10}/wtb{goto}spot7~{windowson}{panelon} 10: 0; {windowsoff}{paneloff}/wtc{home}{goto}spot1~{right 3}{down 10}/wtb{goto}spot7~{windowson}{panelon} 11: 0; {windowsoff}{paneloff}/wtc{home}{goto}spot1~{right 3}{down 10}/wtb{goto}spot7~{windowson}{panelon} 12: 0; {windowsoff}{paneloff}/wtc{home}{goto}spot1~{right 3}{down 10}/wtb{goto}spot7~{windowson}{panelon} 13: 0
46 | DIR ASSIGN OTHER SERVICE REV | DIR451OTH | 0: 559379.79; 2: 547024.47; 4: 12355.32; 5: 0; {windowsoff}{paneloff}/wtc{home}{goto}spot1~{right 3}{down 10}/wtb{goto}spot7~{windowson}{panelon} 8: 0; {windowsoff}{paneloff}/wtc{home}{goto}spot1~{right 3}{down 10}/wtb{goto}spot7~{windowson}{panelon} 10: 0; {windowsoff}{paneloff}/wtc{home}{goto}spot1~{right 3}{down 10}/wtb{goto}spot7~{windowson}{panelon} 11: 0; {windowsoff}{paneloff}/wtc{home}{goto}spot1~{right 3}{down 10}/wtb{goto}spot7~{windowson}{panelon} 12: 0; {windowsoff}{paneloff}/wtc{home}{goto}spot1~{right 3}{down 10}/wtb{goto}spot7~{windowson}{panelon} 13: 0
47 | DIR ASSIGN RETURN CHECK REV | DIR456CHK | 0: 139731.85; 2: 130861.85; 4: 8870; 5: 0; {windowsoff}{paneloff}/wtc{home}{goto}spot1~{right 3}{down 10}/wtb{goto}spot7~{windowson}{panelon} 8: 0; {windowsoff}{paneloff}/wtc{home}{goto}spot1~{right 3}{down 10}/wtb{goto}spot7~{windowson}{panelon} 10: 0; {windowsoff}{paneloff}/wtc{home}{goto}spot1~{right 3}{down 10}/wtb{goto}spot7~{windowson}{panelon} 11: 0; {windowsoff}{paneloff}/wtc{home}{goto}spot1~{right 3}{down 10}/wtb{goto}spot7~{windowson}{panelon} 12: 0; {windowsoff}{paneloff}/wtc{home}{goto}spot1~{right 3}{down 10}/wtb{goto}spot7~{windowson}{panelon} 13: 0
48 | DIR ASSIGN 203(E) EXCESS | DIR203E | 0: 21847; 2: 0; 4: 21847; 5: 0; {windowsoff}{paneloff}/wtc{home}{goto}spot1~{right 3}{down 10}/wtb{goto}spot7~{windowson}{panelon} 8: 0; {windowsoff}{paneloff}/wtc{home}{goto}spot1~{right 3}{down 10}/wtb{goto}spot7~{windowson}{panelon} 10: 0; {windowsoff}{paneloff}/wtc{home}{goto}spot1~{right 3}{down 10}/wtb{goto}spot7~{windowson}{panelon} 11: 0; {windowsoff}{paneloff}/wtc{home}{goto}spot1~{right 3}{down 10}/wtb{goto}spot7~{windowson}{panelon} 12: 0; {windowsoff}{paneloff}/wtc{home}{goto}spot1~{right 3}{down 10}/wtb{goto}spot7~{windowson}{panelon} 13: 0
49 | DIR ASSIGN ITC ADJ | DIRITCADJ | 0: 0; 2: 0; 4: 0; 5: 0; {windowsoff}{paneloff}/wtc{home}{goto}spot1~{right 3}{down 10}/wtb{goto}spot7~{windowson}{panelon} 8: 0; {windowsoff}{paneloff}/wtc{home}{goto}spot1~{right 3}{down 10}/wtb{goto}spot7~{windowson}{panelon} 10: 0; {windowsoff}{paneloff}/wtc{home}{goto}spot1~{right 3}{down 10}/wtb{goto}spot7~{windowson}{panelon} 11: 0; {windowsoff}{paneloff}/wtc{home}{goto}spot1~{right 3}{down 10}/wtb{goto}spot7~{windowson}{panelon} 12: 0; {windowsoff}{paneloff}/wtc{home}{goto}spot1~{right 3}{down 10}/wtb{goto}spot7~{windowson}{panelon} 13: 0
50 | DIR ASSIGN DEFERRED FUEL-VIRGINIA | DFUELVA | 0: -2824747; 2: 0; 4: -2824747; 5: 0; {windowsoff}{paneloff}/wtc{home}{goto}spot1~{right 3}{down 10}/wtb{goto}spot7~{windowson}{panelon} 8: 0; {windowsoff}{paneloff}/wtc{home}{goto}spot1~{right 3}{down 10}/wtb{goto}spot7~{windowson}{panelon} 10: 0; {windowsoff}{paneloff}/wtc{home}{goto}spot1~{right 3}{down 10}/wtb{goto}spot7~{windowson}{panelon} 11: 0; {windowsoff}{paneloff}/wtc{home}{goto}spot1~{right 3}{down 10}/wtb{goto}spot7~{windowson}{panelon} 12: 0; {windowsoff}{paneloff}/wtc{home}{goto}spot1~{right 3}{down 10}/wtb{goto}spot7~{windowson}{panelon} 13: 0
ENERGY
-
1 | ENERGY (MWH AT GEN LEVEL) | ENERGY | 0: 21597286; 2: 18737090; 4: 990712; 5: 1869484; {windowsoff}{paneloff}/wtc{home}{goto}spot1~{right 3}{down 10}/wtb{goto}spot7~{windowson}{panelon} 8: 103; {windowsoff}{paneloff}/wtc{home}{goto}spot1~{right 3}{down 10}/wtb{goto}spot7~{windowson}{panelon} 10: 1869381; {windowsoff}{paneloff}/wtc{home}{goto}spot1~{right 3}{down 10}/wtb{goto}spot7~{windowson}{panelon} 11: 610253; {windowsoff}{paneloff}/wtc{home}{goto}spot1~{right 3}{down 10}/wtb{goto}spot7~{windowson}{panelon} 12: 1259128; {windowsoff}{paneloff}/wtc{home}{goto}spot1~{right 3}{down 10}/wtb{goto}spot7~{windowson}{panelon} 13: 0
2 | ENERGY (MWH RETAIL @ GEN LEVEL) | ENERGY1 | 0: 19727905; 2: 18737090; 4: 990712; 5: 103; {windowsoff}{paneloff}/wtc{home}{goto}spot1~{right 3}{down 10}/wtb{goto}spot7~{windowson}{panelon} 8: 103; {windowsoff}{paneloff}/wtc{home}{goto}spot1~{right 3}{down 10}/wtb{goto}spot7~{windowson}{panelon} 10: 0; {windowsoff}{paneloff}/wtc{home}{goto}spot1~{right 3}{down 10}/wtb{goto}spot7~{windowson}{panelon} 11: 0; {windowsoff}{paneloff}/wtc{home}{goto}spot1~{right 3}{down 10}/wtb{goto}spot7~{windowson}{panelon} 12: 0; {windowsoff}{paneloff}/wtc{home}{goto}spot1~{right 3}{down 10}/wtb{goto}spot7~{windowson}{panelon} 13: 0
3
4
CUSTOMER
-
1 | DIRECT ASSIGN 369-SERV KY | CUST369K | 0: 84507617.65; 2: 84507617.65; 4: 0; 5: 0; {windowsoff}{paneloff}/wtc{home}{goto}spot1~{right 3}{down 10}/wtb{goto}spot7~{windowson}{panelon} 8: 0; {windowsoff}{paneloff}/wtc{home}{goto}spot1~{right 3}{down 10}/wtb{goto}spot7~{windowson}{panelon} 10: 0; {windowsoff}{paneloff}/wtc{home}{goto}spot1~{right 3}{down 10}/wtb{goto}spot7~{windowson}{panelon} 11: 0; {windowsoff}{paneloff}/wtc{home}{goto}spot1~{right 3}{down 10}/wtb{goto}spot7~{windowson}{panelon} 12: 0; {windowsoff}{paneloff}/wtc{home}{goto}spot1~{right 3}{down 10}/wtb{goto}spot7~{windowson}{panelon} 13: 0
2 | DIRECT ASSIGN 370 METERS KY | CUST370K | 0: 67284794.69; 2: 66969752.69; 4: 0; 5: 315042; {windowsoff}{paneloff}/wtc{home}{goto}spot1~{right 3}{down 10}/wtb{goto}spot7~{windowson}{panelon} 8: 0; {windowsoff}{paneloff}/wtc{home}{goto}spot1~{right 3}{down 10}/wtb{goto}spot7~{windowson}{panelon} 10: 315042; {windowsoff}{paneloff}/wtc{home}{goto}spot1~{right 3}{down 10}/wtb{goto}spot7~{windowson}{panelon} 11: 66911; {windowsoff}{paneloff}/wtc{home}{goto}spot1~{right 3}{down 10}/wtb{goto}spot7~{windowson}{panelon} 12: 248131; {windowsoff}{paneloff}/wtc{home}{goto}spot1~{right 3}{down 10}/wtb{goto}spot7~{windowson}{panelon} 13: 0
3 | DIRECT ASSIGN 371 CUST INST KY | CUST371K | 0: 17384575.22; 2: 17384575.22; 4: 0; 5: 0; {windowsoff}{paneloff}/wtc{home}{goto}spot1~{right 3}{down 10}/wtb{goto}spot7~{windowson}{panelon} 8: 0; {windowsoff}{paneloff}/wtc{home}{goto}spot1~{right 3}{down 10}/wtb{goto}spot7~{windowson}{panelon} 10: 0; {windowsoff}{paneloff}/wtc{home}{goto}spot1~{right 3}{down 10}/wtb{goto}spot7~{windowson}{panelon} 11: 0; {windowsoff}{paneloff}/wtc{home}{goto}spot1~{right 3}{down 10}/wtb{goto}spot7~{windowson}{panelon} 12: 0; {windowsoff}{paneloff}/wtc{home}{goto}spot1~{right 3}{down 10}/wtb{goto}spot7~{windowson}{panelon} 13: 0
4 | DIRECT ASSIGN 373 ST LIGHT KY | CUST373K | 0: 80975589.62; 2: 80975589.62; 4: 0; 5: 0; {windowsoff}{paneloff}/wtc{home}{goto}spot1~{right 3}{down 10}/wtb{goto}spot7~{windowson}{panelon} 8: 0; {windowsoff}{paneloff}/wtc{home}{goto}spot1~{right 3}{down 10}/wtb{goto}spot7~{windowson}{panelon} 10: 0; {windowsoff}{paneloff}/wtc{home}{goto}spot1~{right 3}{down 10}/wtb{goto}spot7~{windowson}{panelon} 11: 0; {windowsoff}{paneloff}/wtc{home}{goto}spot1~{right 3}{down 10}/wtb{goto}spot7~{windowson}{panelon} 12: 0; {windowsoff}{paneloff}/wtc{home}{goto}spot1~{right 3}{down 10}/wtb{goto}spot7~{windowson}{panelon} 13: 0
5 | CUSTOMER ADVANCES | CUSTADV | 0: 3147887.17; 2: 2936188.79; 4: 211698.38; 5: 0; {windowsoff}{paneloff}/wtc{home}{goto}spot1~{right 3}{down 10}/wtb{goto}spot7~{windowson}{panelon} 8: 0; {windowsoff}{paneloff}/wtc{home}{goto}spot1~{right 3}{down 10}/wtb{goto}spot7~{windowson}{panelon} 10: 0; {windowsoff}{paneloff}/wtc{home}{goto}spot1~{right 3}{down 10}/wtb{goto}spot7~{windowson}{panelon} 11: 0; {windowsoff}{paneloff}/wtc{home}{goto}spot1~{right 3}{down 10}/wtb{goto}spot7~{windowson}{panelon} 12: 0; {windowsoff}{paneloff}/wtc{home}{goto}spot1~{right 3}{down 10}/wtb{goto}spot7~{windowson}{panelon} 13: 0
6 | CUSTOMER DEPOSITS | CUSTDEP | 0: 23057677.96; 2: 22532316.69; 4: 525361.27; 5: 0; {windowsoff}{paneloff}/wtc{home}{goto}spot1~{right 3}{down 10}/wtb{goto}spot7~{windowson}{panelon} 8: 0; {windowsoff}{paneloff}/wtc{home}{goto}spot1~{right 3}{down 10}/wtb{goto}spot7~{windowson}{panelon} 10: 0; {windowsoff}{paneloff}/wtc{home}{goto}spot1~{right 3}{down 10}/wtb{goto}spot7~{windowson}{panelon} 11: 0; {windowsoff}{paneloff}/wtc{home}{goto}spot1~{right 3}{down 10}/wtb{goto}spot7~{windowson}{panelon} 12: 0; {windowsoff}{paneloff}/wtc{home}{goto}spot1~{right 3}{down 10}/wtb{goto}spot7~{windowson}{panelon} 13: 0
7 | DIR ASSIGN 902-METER READING | CUST902 | 0: 747403; 2: 707124; 4: 39349; 5: 930; {windowsoff}{paneloff}/wtc{home}{goto}spot1~{right 3}{down 10}/wtb{goto}spot7~{windowson}{panelon} 8: 7; {windowsoff}{paneloff}/wtc{home}{goto}spot1~{right 3}{down 10}/wtb{goto}spot7~{windowson}{panelon} 10: 923; {windowsoff}{paneloff}/wtc{home}{goto}spot1~{right 3}{down 10}/wtb{goto}spot7~{windowson}{panelon} 11: 494; {windowsoff}{paneloff}/wtc{home}{goto}spot1~{right 3}{down 10}/wtb{goto}spot7~{windowson}{panelon} 12: 429; {windowsoff}{paneloff}/wtc{home}{goto}spot1~{right 3}{down 10}/wtb{goto}spot7~{windowson}{panelon} 13: 0
8 | DIR ASSIGN 903-CUSTOMER REC | CUST903 | 0: 747403; 2: 707124; 4: 39349; 5: 930; {windowsoff}{paneloff}/wtc{home}{goto}spot1~{right 3}{down 10}/wtb{goto}spot7~{windowson}{panelon} 8: 7; {windowsoff}{paneloff}/wtc{home}{goto}spot1~{right 3}{down 10}/wtb{goto}spot7~{windowson}{panelon} 10: 923; {windowsoff}{paneloff}/wtc{home}{goto}spot1~{right 3}{down 10}/wtb{goto}spot7~{windowson}{panelon} 11: 494; {windowsoff}{paneloff}/wtc{home}{goto}spot1~{right 3}{down 10}/wtb{goto}spot7~{windowson}{panelon} 12: 429; {windowsoff}{paneloff}/wtc{home}{goto}spot1~{right 3}{down 10}/wtb{goto}spot7~{windowson}{panelon} 13: 0
9 | DIR ASSIGN 904-UNCOLL ACCTS | CUST904 | 0: 747403; 2: 707124; 4: 39349; 5: 930; {windowsoff}{paneloff}/wtc{home}{goto}spot1~{right 3}{down 10}/wtb{goto}spot7~{windowson}{panelon} 8: 7; {windowsoff}{paneloff}/wtc{home}{goto}spot1~{right 3}{down 10}/wtb{goto}spot7~{windowson}{panelon} 10: 923; {windowsoff}{paneloff}/wtc{home}{goto}spot1~{right 3}{down 10}/wtb{goto}spot7~{windowson}{panelon} 11: 494; {windowsoff}{paneloff}/wtc{home}{goto}spot1~{right 3}{down 10}/wtb{goto}spot7~{windowson}{panelon} 12: 429; {windowsoff}{paneloff}/wtc{home}{goto}spot1~{right 3}{down 10}/wtb{goto}spot7~{windowson}{panelon} 13: 0
10 | DIR ASSIGN ACCT 369-SERV VA | CUST369V | 0: 5175445.73; 2: 0; 4: 5175445.73; 5: 0; {windowsoff}{paneloff}/wtc{home}{goto}spot1~{right 3}{down 10}/wtb{goto}spot7~{windowson}{panelon} 8: 0; {windowsoff}{paneloff}/wtc{home}{goto}spot1~{right 3}{down 10}/wtb{goto}spot7~{windowson}{panelon} 10: 0; {windowsoff}{paneloff}/wtc{home}{goto}spot1~{right 3}{down 10}/wtb{goto}spot7~{windowson}{panelon} 11: 0; {windowsoff}{paneloff}/wtc{home}{goto}spot1~{right 3}{down 10}/wtb{goto}spot7~{windowson}{panelon} 12: 0; {windowsoff}{paneloff}/wtc{home}{goto}spot1~{right 3}{down 10}/wtb{goto}spot7~{windowson}{panelon} 13: 0
11 | DIR ASSIGN ACCT 370 METERS VA | CUST370V | 0: 3637511.5; 2: 0; 4: 3637511.5; 5: 0; {windowsoff}{paneloff}/wtc{home}{goto}spot1~{right 3}{down 10}/wtb{goto}spot7~{windowson}{panelon} 8: 0; {windowsoff}{paneloff}/wtc{home}{goto}spot1~{right 3}{down 10}/wtb{goto}spot7~{windowson}{panelon} 10: 0; {windowsoff}{paneloff}/wtc{home}{goto}spot1~{right 3}{down 10}/wtb{goto}spot7~{windowson}{panelon} 11: 0; {windowsoff}{paneloff}/wtc{home}{goto}spot1~{right 3}{down 10}/wtb{goto}spot7~{windowson}{panelon} 12: 0; {windowsoff}{paneloff}/wtc{home}{goto}spot1~{right 3}{down 10}/wtb{goto}spot7~{windowson}{panelon} 13: 0
12 | DIR ASSIGN ACCT 371 CUST INST VA | CUST371V | 0: 856340.66; 2: 0; 4: 856340.66; 5: 0; {windowsoff}{paneloff}/wtc{home}{goto}spot1~{right 3}{down 10}/wtb{goto}spot7~{windowson}{panelon} 8: 0; {windowsoff}{paneloff}/wtc{home}{goto}spot1~{right 3}{down 10}/wtb{goto}spot7~{windowson}{panelon} 10: 0; {windowsoff}{paneloff}/wtc{home}{goto}spot1~{right 3}{down 10}/wtb{goto}spot7~{windowson}{panelon} 11: 0; {windowsoff}{paneloff}/wtc{home}{goto}spot1~{right 3}{down 10}/wtb{goto}spot7~{windowson}{panelon} 12: 0; {windowsoff}{paneloff}/wtc{home}{goto}spot1~{right 3}{down 10}/wtb{goto}spot7~{windowson}{panelon} 13: 0
13 | DIR ASGN ACCT 373 ST LIGHT VA | CUST373V | 0: 2038653.73; 2: 0; 4: 2038653.73; 5: 0; {windowsoff}{paneloff}/wtc{home}{goto}spot1~{right 3}{down 10}/wtb{goto}spot7~{windowson}{panelon} 8: 0; {windowsoff}{paneloff}/wtc{home}{goto}spot1~{right 3}{down 10}/wtb{goto}spot7~{windowson}{panelon} 10: 0; {windowsoff}{paneloff}/wtc{home}{goto}spot1~{right 3}{down 10}/wtb{goto}spot7~{windowson}{panelon} 11: 0; {windowsoff}{paneloff}/wtc{home}{goto}spot1~{right 3}{down 10}/wtb{goto}spot7~{windowson}{panelon} 12: 0; {windowsoff}{paneloff}/wtc{home}{goto}spot1~{right 3}{down 10}/wtb{goto}spot7~{windowson}{panelon} 13: 0
14 | DIR ASSIGN 908-CUST ASSIST | CUST908 | 0: 510585; 2: 510585; 4: 0; 5: 0; {windowsoff}{paneloff}/wtc{home}{goto}spot1~{right 3}{down 10}/wtb{goto}spot7~{windowson}{panelon} 8: 0; {windowsoff}{paneloff}/wtc{home}{goto}spot1~{right 3}{down 10}/wtb{goto}spot7~{windowson}{panelon} 10: 0; {windowsoff}{paneloff}/wtc{home}{goto}spot1~{right 3}{down 10}/wtb{goto}spot7~{windowson}{panelon} 11: 0; {windowsoff}{paneloff}/wtc{home}{goto}spot1~{right 3}{down 10}/wtb{goto}spot7~{windowson}{panelon} 12: 0; {windowsoff}{paneloff}/wtc{home}{goto}spot1~{right 3}{down 10}/wtb{goto}spot7~{windowson}{panelon} 13: 0
15 | DIR ASSIGN 909-INFO & INSTRCT | CUST909 | 0: 539748; 2: 510585; 4: 29159; 5: 4; {windowsoff}{paneloff}/wtc{home}{goto}spot1~{right 3}{down 10}/wtb{goto}spot7~{windowson}{panelon} 8: 4; {windowsoff}{paneloff}/wtc{home}{goto}spot1~{right 3}{down 10}/wtb{goto}spot7~{windowson}{panelon} 10: 0; {windowsoff}{paneloff}/wtc{home}{goto}spot1~{right 3}{down 10}/wtb{goto}spot7~{windowson}{panelon} 11: 0; {windowsoff}{paneloff}/wtc{home}{goto}spot1~{right 3}{down 10}/wtb{goto}spot7~{windowson}{panelon} 12: 0; {windowsoff}{paneloff}/wtc{home}{goto}spot1~{right 3}{down 10}/wtb{goto}spot7~{windowson}{panelon} 13: 0
16 | DIR ASSIGN 912-DEM & SELLING | CUST912 | 0: 539748; 2: 510585; 4: 29159; 5: 4; {windowsoff}{paneloff}/wtc{home}{goto}spot1~{right 3}{down 10}/wtb{goto}spot7~{windowson}{panelon} 8: 4; {windowsoff}{paneloff}/wtc{home}{goto}spot1~{right 3}{down 10}/wtb{goto}spot7~{windowson}{panelon} 10: 0; {windowsoff}{paneloff}/wtc{home}{goto}spot1~{right 3}{down 10}/wtb{goto}spot7~{windowson}{panelon} 11: 0; {windowsoff}{paneloff}/wtc{home}{goto}spot1~{right 3}{down 10}/wtb{goto}spot7~{windowson}{panelon} 12: 0; {windowsoff}{paneloff}/wtc{home}{goto}spot1~{right 3}{down 10}/wtb{goto}spot7~{windowson}{panelon} 13: 0
17 | DIR ASSIGN 913-ADVERTISING | CUST913 | 0: 539748; 2: 510585; 4: 29159; 5: 4; {windowsoff}{paneloff}/wtc{home}{goto}spot1~{right 3}{down 10}/wtb{goto}spot7~{windowson}{panelon} 8: 4; {windowsoff}{paneloff}/wtc{home}{goto}spot1~{right 3}{down 10}/wtb{goto}spot7~{windowson}{panelon} 10: 0; {windowsoff}{paneloff}/wtc{home}{goto}spot1~{right 3}{down 10}/wtb{goto}spot7~{windowson}{panelon} 11: 0; {windowsoff}{paneloff}/wtc{home}{goto}spot1~{right 3}{down 10}/wtb{goto}spot7~{windowson}{panelon} 12: 0; {windowsoff}{paneloff}/wtc{home}{goto}spot1~{right 3}{down 10}/wtb{goto}spot7~{windowson}{panelon} 13: 0
18 | CUSTOMER ANNUALIZATION | CUSTANN | 0: 0; 2: 0; 4: 0; 5: 0; {windowsoff}{paneloff}/wtc{home}{goto}spot1~{right 3}{down 10}/wtb{goto}spot7~{windowson}{panelon} 8: 0; {windowsoff}{paneloff}/wtc{home}{goto}spot1~{right 3}{down 10}/wtb{goto}spot7~{windowson}{panelon} 10: 0; {windowsoff}{paneloff}/wtc{home}{goto}spot1~{right 3}{down 10}/wtb{goto}spot7~{windowson}{panelon} 11: 0; {windowsoff}{paneloff}/wtc{home}{goto}spot1~{right 3}{down 10}/wtb{goto}spot7~{windowson}{panelon} 12: 0; {windowsoff}{paneloff}/wtc{home}{goto}spot1~{right 3}{down 10}/wtb{goto}spot7~{windowson}{panelon} 13: 0
19 | CUSTOMER DEPOSITS INTEREST | CUSTDEPI | 0: 1373105.57; 2: 1371386.12; 4: 1719.45; 5: 0; {windowsoff}{paneloff}/wtc{home}{goto}spot1~{right 3}{down 10}/wtb{goto}spot7~{windowson}{panelon} 8: 0; {windowsoff}{paneloff}/wtc{home}{goto}spot1~{right 3}{down 10}/wtb{goto}spot7~{windowson}{panelon} 10: 0; {windowsoff}{paneloff}/wtc{home}{goto}spot1~{right 3}{down 10}/wtb{goto}spot7~{windowson}{panelon} 11: 0; {windowsoff}{paneloff}/wtc{home}{goto}spot1~{right 3}{down 10}/wtb{goto}spot7~{windowson}{panelon} 12: 0; {windowsoff}{paneloff}/wtc{home}{goto}spot1~{right 3}{down 10}/wtb{goto}spot7~{windowson}{panelon} 13: 0
20 | DIR ASSIGN LATE PAYMENT REVENUE | DIR450REV | 0: 7125785.62; 2: 6910623.61; 4: 213936.54; 5: 1225.47; {windowsoff}{paneloff}/wtc{home}{goto}spot1~{right 3}{down 10}/wtb{goto}spot7~{windowson}{panelon} 8: 0; {windowsoff}{paneloff}/wtc{home}{goto}spot1~{right 3}{down 10}/wtb{goto}spot7~{windowson}{panelon} 10: 1225.47; {windowsoff}{paneloff}/wtc{home}{goto}spot1~{right 3}{down 10}/wtb{goto}spot7~{windowson}{panelon} 11: 1198.65; {windowsoff}{paneloff}/wtc{home}{goto}spot1~{right 3}{down 10}/wtb{goto}spot7~{windowson}{panelon} 12: 26.82; {windowsoff}{paneloff}/wtc{home}{goto}spot1~{right 3}{down 10}/wtb{goto}spot7~{windowson}{panelon} 13: 0
21
22
23
24
25
INTERNALLY DEVELOPED
-
1 | PROD-TRANSM-DISTR-GENL PLT | PTDGPLT | 0: 6432365889.44; 2: 5600621961.9331; 4: 382047373.2801; 5: 449696554.2267; {windowsoff}{paneloff}/wtc{home}{goto}spot1~{right 3}{down 10}/wtb{goto}spot7~{windowson}{panelon} 8: 202827.6617; {windowsoff}{paneloff}/wtc{home}{goto}spot1~{right 3}{down 10}/wtb{goto}spot7~{windowson}{panelon} 10: 449493726.565; {windowsoff}{paneloff}/wtc{home}{goto}spot1~{right 3}{down 10}/wtb{goto}spot7~{windowson}{panelon} 11: 142719287.5835; {windowsoff}{paneloff}/wtc{home}{goto}spot1~{right 3}{down 10}/wtb{goto}spot7~{windowson}{panelon} 12: 306774438.9815; {windowsoff}{paneloff}/wtc{home}{goto}spot1~{right 3}{down 10}/wtb{goto}spot7~{windowson}{panelon} 13: 8.7669e-12
2 | PROD-TRANSM-DISTR-GENL PLT KY | KURETPLT | 0: 5600621961.9331; 2: 5600621961.9331; 4: 0; 5: 0; {windowsoff}{paneloff}/wtc{home}{goto}spot1~{right 3}{down 10}/wtb{goto}spot7~{windowson}{panelon} 8: 0; {windowsoff}{paneloff}/wtc{home}{goto}spot1~{right 3}{down 10}/wtb{goto}spot7~{windowson}{panelon} 10: 0; {windowsoff}{paneloff}/wtc{home}{goto}spot1~{right 3}{down 10}/wtb{goto}spot7~{windowson}{panelon} 11: 0; {windowsoff}{paneloff}/wtc{home}{goto}spot1~{right 3}{down 10}/wtb{goto}spot7~{windowson}{panelon} 12: 0; {windowsoff}{paneloff}/wtc{home}{goto}spot1~{right 3}{down 10}/wtb{goto}spot7~{windowson}{panelon} 13: 0
3 | ALLOCATED O&M LABOR EXPENSE | LABOR | 0: 152351955.2; 2: 135498603.0584; 4: 8347818.5386; 5: 8505533.603; {windowsoff}{paneloff}/wtc{home}{goto}spot1~{right 3}{down 10}/wtb{goto}spot7~{windowson}{panelon} 8: 4676.9964; {windowsoff}{paneloff}/wtc{home}{goto}spot1~{right 3}{down 10}/wtb{goto}spot7~{windowson}{panelon} 10: 8500856.6066; {windowsoff}{paneloff}/wtc{home}{goto}spot1~{right 3}{down 10}/wtb{goto}spot7~{windowson}{panelon} 11: 2761610.0696; {windowsoff}{paneloff}/wtc{home}{goto}spot1~{right 3}{down 10}/wtb{goto}spot7~{windowson}{panelon} 12: 5739246.537; {windowsoff}{paneloff}/wtc{home}{goto}spot1~{right 3}{down 10}/wtb{goto}spot7~{windowson}{panelon} 13: 9.5339e-12
4 | TOTAL STEAM PROD PLANT-SYSTEM | STMSYS | 0: 3588357601.64; 2: 3105688241.9405; 4: 182387851.309; 5: 300281508.3905; {windowsoff}{paneloff}/wtc{home}{goto}spot1~{right 3}{down 10}/wtb{goto}spot7~{windowson}{panelon} 8: 27459.7789; {windowsoff}{paneloff}/wtc{home}{goto}spot1~{right 3}{down 10}/wtb{goto}spot7~{windowson}{panelon} 10: 300254048.6117; {windowsoff}{paneloff}/wtc{home}{goto}spot1~{right 3}{down 10}/wtb{goto}spot7~{windowson}{panelon} 11: 93686881.2941; {windowsoff}{paneloff}/wtc{home}{goto}spot1~{right 3}{down 10}/wtb{goto}spot7~{windowson}{panelon} 12: 206567167.3176; {windowsoff}{paneloff}/wtc{home}{goto}spot1~{right 3}{down 10}/wtb{goto}spot7~{windowson}{panelon} 13: 0
5 | ALLOCATED NON A&G LABOR EXPENSE | PTDCUSTLABOR | 0: 86705625.65; 2: 77114147.5504; 4: 4750860.1268; 5: 4840617.9728; {windowsoff}{paneloff}/wtc{home}{goto}spot1~{right 3}{down 10}/wtb{goto}spot7~{windowson}{panelon} 8: 2661.744; {windowsoff}{paneloff}/wtc{home}{goto}spot1~{right 3}{down 10}/wtb{goto}spot7~{windowson}{panelon} 10: 4837956.2288; {windowsoff}{paneloff}/wtc{home}{goto}spot1~{right 3}{down 10}/wtb{goto}spot7~{windowson}{panelon} 11: 1571670.8629; {windowsoff}{paneloff}/wtc{home}{goto}spot1~{right 3}{down 10}/wtb{goto}spot7~{windowson}{panelon} 12: 3266285.366; {windowsoff}{paneloff}/wtc{home}{goto}spot1~{right 3}{down 10}/wtb{goto}spot7~{windowson}{panelon} 13: 0
6 | TOT HYDRAULIC PROD PLANT-SYS | HYDSYS | 0: 28696483.46; 2: 24836524.4384; 4: 1458575.3538; 5: 2401383.6678; {windowsoff}{paneloff}/wtc{home}{goto}spot1~{right 3}{down 10}/wtb{goto}spot7~{windowson}{panelon} 8: 219.5988; {windowsoff}{paneloff}/wtc{home}{goto}spot1~{right 3}{down 10}/wtb{goto}spot7~{windowson}{panelon} 10: 2401164.069; {windowsoff}{paneloff}/wtc{home}{goto}spot1~{right 3}{down 10}/wtb{goto}spot7~{windowson}{panelon} 11: 749224.1125; {windowsoff}{paneloff}/wtc{home}{goto}spot1~{right 3}{down 10}/wtb{goto}spot7~{windowson}{panelon} 12: 1651939.9565; {windowsoff}{paneloff}/wtc{home}{goto}spot1~{right 3}{down 10}/wtb{goto}spot7~{windowson}{panelon} 13: 0
7 | TOTAL OTHER PROD PLANT-SYS | OTHSYS | 0: 531291429.66; 2: 459827511.4455; 4: 27004304.7633; 5: 44459613.4511; {windowsoff}{paneloff}/wtc{home}{goto}spot1~{right 3}{down 10}/wtb{goto}spot7~{windowson}{panelon} 8: 4065.6888; {windowsoff}{paneloff}/wtc{home}{goto}spot1~{right 3}{down 10}/wtb{goto}spot7~{windowson}{panelon} 10: 44455547.7623; {windowsoff}{paneloff}/wtc{home}{goto}spot1~{right 3}{down 10}/wtb{goto}spot7~{windowson}{panelon} 11: 13871258.8401; {windowsoff}{paneloff}/wtc{home}{goto}spot1~{right 3}{down 10}/wtb{goto}spot7~{windowson}{panelon} 12: 30584288.9223; {windowsoff}{paneloff}/wtc{home}{goto}spot1~{right 3}{down 10}/wtb{goto}spot7~{windowson}{panelon} 13: 0
8 | TRANSM KENTUCKY SYSTEM PROP | KYTRPLT | 0: 615216199.22; 2: 528497002.2311; 4: 32231464.4258; 5: 54487732.5631; {windowsoff}{paneloff}/wtc{home}{goto}spot1~{right 3}{down 10}/wtb{goto}spot7~{windowson}{panelon} 8: 4672.8486; {windowsoff}{paneloff}/wtc{home}{goto}spot1~{right 3}{down 10}/wtb{goto}spot7~{windowson}{panelon} 10: 54483059.7145; {windowsoff}{paneloff}/wtc{home}{goto}spot1~{right 3}{down 10}/wtb{goto}spot7~{windowson}{panelon} 11: 17000096.9899; {windowsoff}{paneloff}/wtc{home}{goto}spot1~{right 3}{down 10}/wtb{goto}spot7~{windowson}{panelon} 12: 37482962.7246; {windowsoff}{paneloff}/wtc{home}{goto}spot1~{right 3}{down 10}/wtb{goto}spot7~{windowson}{panelon} 13: 0
9 | TRANSM VIRGINIA PROPERTY | VATRPLT | 0: 44499355.72; 2: 0; 4: 44494822.2852; 5: 4533.4348; {windowsoff}{paneloff}/wtc{home}{goto}spot1~{right 3}{down 10}/wtb{goto}spot7~{windowson}{panelon} 8: 0; {windowsoff}{paneloff}/wtc{home}{goto}spot1~{right 3}{down 10}/wtb{goto}spot7~{windowson}{panelon} 10: 4533.4348; {windowsoff}{paneloff}/wtc{home}{goto}spot1~{right 3}{down 10}/wtb{goto}spot7~{windowson}{panelon} 11: 1414.5467; {windowsoff}{paneloff}/wtc{home}{goto}spot1~{right 3}{down 10}/wtb{goto}spot7~{windowson}{panelon} 12: 3118.8881; {windowsoff}{paneloff}/wtc{home}{goto}spot1~{right 3}{down 10}/wtb{goto}spot7~{windowson}{panelon} 13: 0
10 | TRANSM VIRGINIA PROP TOTAL | VATRPLTT | 0: 52729785.13; 2: 7504807.652; 4: 44494822.2852; 5: 730155.1928; {windowsoff}{paneloff}/wtc{home}{goto}spot1~{right 3}{down 10}/wtb{goto}spot7~{windowson}{panelon} 8: 66.3558; {windowsoff}{paneloff}/wtc{home}{goto}spot1~{right 3}{down 10}/wtb{goto}spot7~{windowson}{panelon} 10: 730088.837; {windowsoff}{paneloff}/wtc{home}{goto}spot1~{right 3}{down 10}/wtb{goto}spot7~{windowson}{panelon} 11: 227806.2412; {windowsoff}{paneloff}/wtc{home}{goto}spot1~{right 3}{down 10}/wtb{goto}spot7~{windowson}{panelon} 12: 502282.5958; {windowsoff}{paneloff}/wtc{home}{goto}spot1~{right 3}{down 10}/wtb{goto}spot7~{windowson}{panelon} 13: 0
11 | TOTAL DISTRIBUTION PLANT | DISTPLT | 0: 1433759656.65; 2: 1348948019.5461; 4: 80327605.58; 5: 4484031.5239; {windowsoff}{paneloff}/wtc{home}{goto}spot1~{right 3}{down 10}/wtb{goto}spot7~{windowson}{panelon} 8: 162042.68; {windowsoff}{paneloff}/wtc{home}{goto}spot1~{right 3}{down 10}/wtb{goto}spot7~{windowson}{panelon} 10: 4321988.8439; {windowsoff}{paneloff}/wtc{home}{goto}spot1~{right 3}{down 10}/wtb{goto}spot7~{windowson}{panelon} 11: 3714063.0444; {windowsoff}{paneloff}/wtc{home}{goto}spot1~{right 3}{down 10}/wtb{goto}spot7~{windowson}{panelon} 12: 607925.7995; {windowsoff}{paneloff}/wtc{home}{goto}spot1~{right 3}{down 10}/wtb{goto}spot7~{windowson}{panelon} 13: 0
12 | TOTAL DIST PLANT KY & FERC | DISTPLTKF | 0: 1353270008.39; 2: 1348948019.5461; 4: 0; 5: 4321988.8439; {windowsoff}{paneloff}/wtc{home}{goto}spot1~{right 3}{down 10}/wtb{goto}spot7~{windowson}{panelon} 8: 0; {windowsoff}{paneloff}/wtc{home}{goto}spot1~{right 3}{down 10}/wtb{goto}spot7~{windowson}{panelon} 10: 4321988.8439; {windowsoff}{paneloff}/wtc{home}{goto}spot1~{right 3}{down 10}/wtb{goto}spot7~{windowson}{panelon} 11: 3714063.0444; {windowsoff}{paneloff}/wtc{home}{goto}spot1~{right 3}{down 10}/wtb{goto}spot7~{windowson}{panelon} 12: 607925.7995; {windowsoff}{paneloff}/wtc{home}{goto}spot1~{right 3}{down 10}/wtb{goto}spot7~{windowson}{panelon} 13: 0
13 | TOTAL GENERAL PLANT | GENPLT | 0: 140094551.56; 2: 124597127.7989; 4: 7676198.7933; 5: 7821224.9677; {windowsoff}{paneloff}/wtc{home}{goto}spot1~{right 3}{down 10}/wtb{goto}spot7~{windowson}{panelon} 8: 4300.7109; {windowsoff}{paneloff}/wtc{home}{goto}spot1~{right 3}{down 10}/wtb{goto}spot7~{windowson}{panelon} 10: 7816924.2568; {windowsoff}{paneloff}/wtc{home}{goto}spot1~{right 3}{down 10}/wtb{goto}spot7~{windowson}{panelon} 11: 2539426.0532; {windowsoff}{paneloff}/wtc{home}{goto}spot1~{right 3}{down 10}/wtb{goto}spot7~{windowson}{panelon} 12: 5277498.2036; {windowsoff}{paneloff}/wtc{home}{goto}spot1~{right 3}{down 10}/wtb{goto}spot7~{windowson}{panelon} 13: 8.7669e-12
14 | ACCT 302-FRANCHISE | PLT302TOT | 0: 55918.83; 2: 55918.83; 4: 0; 5: 0; {windowsoff}{paneloff}/wtc{home}{goto}spot1~{right 3}{down 10}/wtb{goto}spot7~{windowson}{panelon} 8: 0; {windowsoff}{paneloff}/wtc{home}{goto}spot1~{right 3}{down 10}/wtb{goto}spot7~{windowson}{panelon} 10: 0; {windowsoff}{paneloff}/wtc{home}{goto}spot1~{right 3}{down 10}/wtb{goto}spot7~{windowson}{panelon} 11: 0; {windowsoff}{paneloff}/wtc{home}{goto}spot1~{right 3}{down 10}/wtb{goto}spot7~{windowson}{panelon} 12: 0; {windowsoff}{paneloff}/wtc{home}{goto}spot1~{right 3}{down 10}/wtb{goto}spot7~{windowson}{panelon} 13: 0
15 | ACCT 303-SOFTWARE | PLT303TOT | 0: 60103758.67; 2: 52331978.0914; 4: 3569834.7263; 5: 4201945.8524; {windowsoff}{paneloff}/wtc{home}{goto}spot1~{right 3}{down 10}/wtb{goto}spot7~{windowson}{panelon} 8: 1895.2132; {windowsoff}{paneloff}/wtc{home}{goto}spot1~{right 3}{down 10}/wtb{goto}spot7~{windowson}{panelon} 10: 4200050.6391; {windowsoff}{paneloff}/wtc{home}{goto}spot1~{right 3}{down 10}/wtb{goto}spot7~{windowson}{panelon} 11: 1333563.0724; {windowsoff}{paneloff}/wtc{home}{goto}spot1~{right 3}{down 10}/wtb{goto}spot7~{windowson}{panelon} 12: 2866487.5667; {windowsoff}{paneloff}/wtc{home}{goto}spot1~{right 3}{down 10}/wtb{goto}spot7~{windowson}{panelon} 13: 8.1917e-14
16 | TOTAL PRODUCTION PLANT SYSTEM | PRODSYS | 0: 4148345514.76; 2: 3590352277.8244; 4: 210850731.4261; 5: 347142505.5095; {windowsoff}{paneloff}/wtc{home}{goto}spot1~{right 3}{down 10}/wtb{goto}spot7~{windowson}{panelon} 8: 31745.0665; {windowsoff}{paneloff}/wtc{home}{goto}spot1~{right 3}{down 10}/wtb{goto}spot7~{windowson}{panelon} 10: 347110760.443; {windowsoff}{paneloff}/wtc{home}{goto}spot1~{right 3}{down 10}/wtb{goto}spot7~{windowson}{panelon} 11: 108307364.2467; {windowsoff}{paneloff}/wtc{home}{goto}spot1~{right 3}{down 10}/wtb{goto}spot7~{windowson}{panelon} 12: 238803396.1963; {windowsoff}{paneloff}/wtc{home}{goto}spot1~{right 3}{down 10}/wtb{goto}spot7~{windowson}{panelon} 13: 0
17 | TOTAL PRODUCTION PLANT | PRODPLT | 0: 4189773097.67; 2: 3590352277.8244; 4: 217317282.1957; 5: 382103537.6499; {windowsoff}{paneloff}/wtc{home}{goto}spot1~{right 3}{down 10}/wtb{goto}spot7~{windowson}{panelon} 8: 31745.0665; {windowsoff}{paneloff}/wtc{home}{goto}spot1~{right 3}{down 10}/wtb{goto}spot7~{windowson}{panelon} 10: 382071792.5834; {windowsoff}{paneloff}/wtc{home}{goto}spot1~{right 3}{down 10}/wtb{goto}spot7~{windowson}{panelon} 11: 119216093.3153; {windowsoff}{paneloff}/wtc{home}{goto}spot1~{right 3}{down 10}/wtb{goto}spot7~{windowson}{panelon} 12: 262855699.2681; {windowsoff}{paneloff}/wtc{home}{goto}spot1~{right 3}{down 10}/wtb{goto}spot7~{windowson}{panelon} 13: 0
18 | TOTAL TRANSMISSION PLANT | TRANPLT | 0: 667945984.35; 2: 536001809.8831; 4: 76726286.7111; 5: 55217887.7559; {windowsoff}{paneloff}/wtc{home}{goto}spot1~{right 3}{down 10}/wtb{goto}spot7~{windowson}{panelon} 8: 4739.2043; {windowsoff}{paneloff}/wtc{home}{goto}spot1~{right 3}{down 10}/wtb{goto}spot7~{windowson}{panelon} 10: 55213148.5515; {windowsoff}{paneloff}/wtc{home}{goto}spot1~{right 3}{down 10}/wtb{goto}spot7~{windowson}{panelon} 11: 17227903.2311; {windowsoff}{paneloff}/wtc{home}{goto}spot1~{right 3}{down 10}/wtb{goto}spot7~{windowson}{panelon} 12: 37985245.3205; {windowsoff}{paneloff}/wtc{home}{goto}spot1~{right 3}{down 10}/wtb{goto}spot7~{windowson}{panelon} 13: 0
19 | MAT & SUPPLIES DISTRIBUTED | M_S | 0: 33590544.9021; 2: 29111109.3746; 4: 1980950.5749; 5: 2498484.9526; {windowsoff}{paneloff}/wtc{home}{goto}spot1~{right 3}{down 10}/wtb{goto}spot7~{windowson}{panelon} 8: 894.6591; {windowsoff}{paneloff}/wtc{home}{goto}spot1~{right 3}{down 10}/wtb{goto}spot7~{windowson}{panelon} 10: 2497590.2935; {windowsoff}{paneloff}/wtc{home}{goto}spot1~{right 3}{down 10}/wtb{goto}spot7~{windowson}{panelon} 11: 789353.4479; {windowsoff}{paneloff}/wtc{home}{goto}spot1~{right 3}{down 10}/wtb{goto}spot7~{windowson}{panelon} 12: 1708236.8456; {windowsoff}{paneloff}/wtc{home}{goto}spot1~{right 3}{down 10}/wtb{goto}spot7~{windowson}{panelon} 13: 0
20 | ACCT 924 & 925 INSURANCE | EXP9245TOT | 0: 7836209.58; 2: 6889472.5456; 4: 449041.9971; 5: 497695.0373; {windowsoff}{paneloff}/wtc{home}{goto}spot1~{right 3}{down 10}/wtb{goto}spot7~{windowson}{panelon} 8: 244.1245; {windowsoff}{paneloff}/wtc{home}{goto}spot1~{right 3}{down 10}/wtb{goto}spot7~{windowson}{panelon} 10: 497450.9128; {windowsoff}{paneloff}/wtc{home}{goto}spot1~{right 3}{down 10}/wtb{goto}spot7~{windowson}{panelon} 11: 159406.7078; {windowsoff}{paneloff}/wtc{home}{goto}spot1~{right 3}{down 10}/wtb{goto}spot7~{windowson}{panelon} 12: 338044.205; {windowsoff}{paneloff}/wtc{home}{goto}spot1~{right 3}{down 10}/wtb{goto}spot7~{windowson}{panelon} 13: 2.2864e-13
21 | REVENUE SALE OF ELECT-KY | REVKY | 0: 1320135670.3666; 2: 1320135670.3666; 4: 0; 5: 0; {windowsoff}{paneloff}/wtc{home}{goto}spot1~{right 3}{down 10}/wtb{goto}spot7~{windowson}{panelon} 8: 0; {windowsoff}{paneloff}/wtc{home}{goto}spot1~{right 3}{down 10}/wtb{goto}spot7~{windowson}{panelon} 10: 0; {windowsoff}{paneloff}/wtc{home}{goto}spot1~{right 3}{down 10}/wtb{goto}spot7~{windowson}{panelon} 11: 0; {windowsoff}{paneloff}/wtc{home}{goto}spot1~{right 3}{down 10}/wtb{goto}spot7~{windowson}{panelon} 12: 0; {windowsoff}{paneloff}/wtc{home}{goto}spot1~{right 3}{down 10}/wtb{goto}spot7~{windowson}{panelon} 13: 0
22 | CWIP PROD FERC-POST ALLOC | CWIPPP | 0: 22217263.1458; 2: 0; 4: 0; 5: 22217263.1458; {windowsoff}{paneloff}/wtc{home}{goto}spot1~{right 3}{down 10}/wtb{goto}spot7~{windowson}{panelon} 8: 0; {windowsoff}{paneloff}/wtc{home}{goto}spot1~{right 3}{down 10}/wtb{goto}spot7~{windowson}{panelon} 10: 22217263.1458; {windowsoff}{paneloff}/wtc{home}{goto}spot1~{right 3}{down 10}/wtb{goto}spot7~{windowson}{panelon} 11: 6932349.8039; {windowsoff}{paneloff}/wtc{home}{goto}spot1~{right 3}{down 10}/wtb{goto}spot7~{windowson}{panelon} 12: 15284913.3419; {windowsoff}{paneloff}/wtc{home}{goto}spot1~{right 3}{down 10}/wtb{goto}spot7~{windowson}{panelon} 13: 0
23 | CWIP TRAN FERC-POST ALLOC | CWIPTP | 0: 3730581.5203; 2: 0; 4: 0; 5: 3730581.5203; {windowsoff}{paneloff}/wtc{home}{goto}spot1~{right 3}{down 10}/wtb{goto}spot7~{windowson}{panelon} 8: 0; {windowsoff}{paneloff}/wtc{home}{goto}spot1~{right 3}{down 10}/wtb{goto}spot7~{windowson}{panelon} 10: 3730581.5203; {windowsoff}{paneloff}/wtc{home}{goto}spot1~{right 3}{down 10}/wtb{goto}spot7~{windowson}{panelon} 11: 1164036.0877; {windowsoff}{paneloff}/wtc{home}{goto}spot1~{right 3}{down 10}/wtb{goto}spot7~{windowson}{panelon} 12: 2566545.4326; {windowsoff}{paneloff}/wtc{home}{goto}spot1~{right 3}{down 10}/wtb{goto}spot7~{windowson}{panelon} 13: 0
24 | ACC DEF INC TX PROD FERC-POST | ADITPP | 0: 971424.208; 2: 0; 4: 0; 5: 971424.208; {windowsoff}{paneloff}/wtc{home}{goto}spot1~{right 3}{down 10}/wtb{goto}spot7~{windowson}{panelon} 8: 0; {windowsoff}{paneloff}/wtc{home}{goto}spot1~{right 3}{down 10}/wtb{goto}spot7~{windowson}{panelon} 10: 971424.208; {windowsoff}{paneloff}/wtc{home}{goto}spot1~{right 3}{down 10}/wtb{goto}spot7~{windowson}{panelon} 11: 303109.0001; {windowsoff}{paneloff}/wtc{home}{goto}spot1~{right 3}{down 10}/wtb{goto}spot7~{windowson}{panelon} 12: 668315.2079; {windowsoff}{paneloff}/wtc{home}{goto}spot1~{right 3}{down 10}/wtb{goto}spot7~{windowson}{panelon} 13: 0
25 | ACC DEF INC TX TRAN FERC-POST | ADITTP | 0: 3614550.9722; 2: 0; 4: 0; 5: 3614550.9722; {windowsoff}{paneloff}/wtc{home}{goto}spot1~{right 3}{down 10}/wtb{goto}spot7~{windowson}{panelon} 8: 0; {windowsoff}{paneloff}/wtc{home}{goto}spot1~{right 3}{down 10}/wtb{goto}spot7~{windowson}{panelon} 10: 3614550.9722; {windowsoff}{paneloff}/wtc{home}{goto}spot1~{right 3}{down 10}/wtb{goto}spot7~{windowson}{panelon} 11: 1127831.6127; {windowsoff}{paneloff}/wtc{home}{goto}spot1~{right 3}{down 10}/wtb{goto}spot7~{windowson}{panelon} 12: 2486719.3595; {windowsoff}{paneloff}/wtc{home}{goto}spot1~{right 3}{down 10}/wtb{goto}spot7~{windowson}{panelon} 13: 0
26 | TRANSMISSION PLANT EXCL VA | TRANPLTX | 0: 615216199.22; 2: 528497002.2311; 4: 32231464.4258; 5: 54487732.5631; {windowsoff}{paneloff}/wtc{home}{goto}spot1~{right 3}{down 10}/wtb{goto}spot7~{windowson}{panelon} 8: 4672.8486; {windowsoff}{paneloff}/wtc{home}{goto}spot1~{right 3}{down 10}/wtb{goto}spot7~{windowson}{panelon} 10: 54483059.7145; {windowsoff}{paneloff}/wtc{home}{goto}spot1~{right 3}{down 10}/wtb{goto}spot7~{windowson}{panelon} 11: 17000096.9899; {windowsoff}{paneloff}/wtc{home}{goto}spot1~{right 3}{down 10}/wtb{goto}spot7~{windowson}{panelon} 12: 37482962.7246; {windowsoff}{paneloff}/wtc{home}{goto}spot1~{right 3}{down 10}/wtb{goto}spot7~{windowson}{panelon} 13: 0
27 | TRANSM PLANT VA | TRPLTVA | 0: 52729785.13; 2: 7504807.652; 4: 44494822.2852; 5: 730155.1928; {windowsoff}{paneloff}/wtc{home}{goto}spot1~{right 3}{down 10}/wtb{goto}spot7~{windowson}{panelon} 8: 66.3558; {windowsoff}{paneloff}/wtc{home}{goto}spot1~{right 3}{down 10}/wtb{goto}spot7~{windowson}{panelon} 10: 730088.837; {windowsoff}{paneloff}/wtc{home}{goto}spot1~{right 3}{down 10}/wtb{goto}spot7~{windowson}{panelon} 11: 227806.2412; {windowsoff}{paneloff}/wtc{home}{goto}spot1~{right 3}{down 10}/wtb{goto}spot7~{windowson}{panelon} 12: 502282.5958; {windowsoff}{paneloff}/wtc{home}{goto}spot1~{right 3}{down 10}/wtb{goto}spot7~{windowson}{panelon} 13: 0
28 | TOT ACCT 364 & 365-OVHD LINE | PLT3645TOT | 0: 580724064.03; 2: 537135304.87; 4: 43493881.74; 5: 94877.42; {windowsoff}{paneloff}/wtc{home}{goto}spot1~{right 3}{down 10}/wtb{goto}spot7~{windowson}{panelon} 8: 94877.42; {windowsoff}{paneloff}/wtc{home}{goto}spot1~{right 3}{down 10}/wtb{goto}spot7~{windowson}{panelon} 10: 0; {windowsoff}{paneloff}/wtc{home}{goto}spot1~{right 3}{down 10}/wtb{goto}spot7~{windowson}{panelon} 11: 0; {windowsoff}{paneloff}/wtc{home}{goto}spot1~{right 3}{down 10}/wtb{goto}spot7~{windowson}{panelon} 12: 0; {windowsoff}{paneloff}/wtc{home}{goto}spot1~{right 3}{down 10}/wtb{goto}spot7~{windowson}{panelon} 13: 0
29 | TOTAL ELECTRIC PLANT | PLANT | 0: 6492570022.52; 2: 5653048566.0584; 4: 385619848.4248; 5: 453901608.0368; {windowsoff}{paneloff}/wtc{home}{goto}spot1~{right 3}{down 10}/wtb{goto}spot7~{windowson}{panelon} 8: 204724.2767; {windowsoff}{paneloff}/wtc{home}{goto}spot1~{right 3}{down 10}/wtb{goto}spot7~{windowson}{panelon} 10: 453696883.7601; {windowsoff}{paneloff}/wtc{home}{goto}spot1~{right 3}{down 10}/wtb{goto}spot7~{windowson}{panelon} 11: 144053837.0222; {windowsoff}{paneloff}/wtc{home}{goto}spot1~{right 3}{down 10}/wtb{goto}spot7~{windowson}{panelon} 12: 309643046.7379; {windowsoff}{paneloff}/wtc{home}{goto}spot1~{right 3}{down 10}/wtb{goto}spot7~{windowson}{panelon} 13: 8.8488e-12
30 | TOTAL ELECTRIC PLANT KY | PLANTKY | 0: 5653048566.0584; 2: 5653048566.0584; 4: 0; 5: 0; {windowsoff}{paneloff}/wtc{home}{goto}spot1~{right 3}{down 10}/wtb{goto}spot7~{windowson}{panelon} 8: 0; {windowsoff}{paneloff}/wtc{home}{goto}spot1~{right 3}{down 10}/wtb{goto}spot7~{windowson}{panelon} 10: 0; {windowsoff}{paneloff}/wtc{home}{goto}spot1~{right 3}{down 10}/wtb{goto}spot7~{windowson}{panelon} 11: 0; {windowsoff}{paneloff}/wtc{home}{goto}spot1~{right 3}{down 10}/wtb{goto}spot7~{windowson}{panelon} 12: 0; {windowsoff}{paneloff}/wtc{home}{goto}spot1~{right 3}{down 10}/wtb{goto}spot7~{windowson}{panelon} 13: 0
31 | TOTAL ELECTRIC PLANT KY & FERC | PLANTKF | 0: 6106745449.8184; 2: 5653048566.0584; 4: 0; 5: 453696883.7601; {windowsoff}{paneloff}/wtc{home}{goto}spot1~{right 3}{down 10}/wtb{goto}spot7~{windowson}{panelon} 8: 0; {windowsoff}{paneloff}/wtc{home}{goto}spot1~{right 3}{down 10}/wtb{goto}spot7~{windowson}{panelon} 10: 453696883.7601; {windowsoff}{paneloff}/wtc{home}{goto}spot1~{right 3}{down 10}/wtb{goto}spot7~{windowson}{panelon} 11: 144053837.0222; {windowsoff}{paneloff}/wtc{home}{goto}spot1~{right 3}{down 10}/wtb{goto}spot7~{windowson}{panelon} 12: 309643046.7379; {windowsoff}{paneloff}/wtc{home}{goto}spot1~{right 3}{down 10}/wtb{goto}spot7~{windowson}{panelon} 13: 8.8488e-12
32 | TOTAL ELECTRIC PLANT VA | PLANTVA | 0: 385619848.4248; 2: 0; 4: 385619848.4248; 5: 0; {windowsoff}{paneloff}/wtc{home}{goto}spot1~{right 3}{down 10}/wtb{goto}spot7~{windowson}{panelon} 8: 0; {windowsoff}{paneloff}/wtc{home}{goto}spot1~{right 3}{down 10}/wtb{goto}spot7~{windowson}{panelon} 10: 0; {windowsoff}{paneloff}/wtc{home}{goto}spot1~{right 3}{down 10}/wtb{goto}spot7~{windowson}{panelon} 11: 0; {windowsoff}{paneloff}/wtc{home}{goto}spot1~{right 3}{down 10}/wtb{goto}spot7~{windowson}{panelon} 12: 0; {windowsoff}{paneloff}/wtc{home}{goto}spot1~{right 3}{down 10}/wtb{goto}spot7~{windowson}{panelon} 13: 0
33 | TOTAL STEAM PROD PLANT | STMPLT | 0: 3627633482.69; 2: 3105688241.9405; 4: 188853334.5825; 5: 333091906.167; {windowsoff}{paneloff}/wtc{home}{goto}spot1~{right 3}{down 10}/wtb{goto}spot7~{windowson}{panelon} 8: 27459.7789; {windowsoff}{paneloff}/wtc{home}{goto}spot1~{right 3}{down 10}/wtb{goto}spot7~{windowson}{panelon} 10: 333064446.3881; {windowsoff}{paneloff}/wtc{home}{goto}spot1~{right 3}{down 10}/wtb{goto}spot7~{windowson}{panelon} 11: 103924557.8746; {windowsoff}{paneloff}/wtc{home}{goto}spot1~{right 3}{down 10}/wtb{goto}spot7~{windowson}{panelon} 12: 229139888.5135; {windowsoff}{paneloff}/wtc{home}{goto}spot1~{right 3}{down 10}/wtb{goto}spot7~{windowson}{panelon} 13: 0
34 | TOTAL HYDRAULIC PROD PLANT | HYDPLT | 0: 28756470; 2: 24836524.4384; 4: 1458885.2275; 5: 2461060.3341; {windowsoff}{paneloff}/wtc{home}{goto}spot1~{right 3}{down 10}/wtb{goto}spot7~{windowson}{panelon} 8: 219.5988; {windowsoff}{paneloff}/wtc{home}{goto}spot1~{right 3}{down 10}/wtb{goto}spot7~{windowson}{panelon} 10: 2460840.7353; {windowsoff}{paneloff}/wtc{home}{goto}spot1~{right 3}{down 10}/wtb{goto}spot7~{windowson}{panelon} 11: 767844.7465; {windowsoff}{paneloff}/wtc{home}{goto}spot1~{right 3}{down 10}/wtb{goto}spot7~{windowson}{panelon} 12: 1692995.9888; {windowsoff}{paneloff}/wtc{home}{goto}spot1~{right 3}{down 10}/wtb{goto}spot7~{windowson}{panelon} 13: 0
35 | TOTAL OTHER PROD PLANT | OTHPLT | 0: 533383144.98; 2: 459827511.4455; 4: 27005062.3857; 5: 46550571.1488; {windowsoff}{paneloff}/wtc{home}{goto}spot1~{right 3}{down 10}/wtb{goto}spot7~{windowson}{panelon} 8: 4065.6888; {windowsoff}{paneloff}/wtc{home}{goto}spot1~{right 3}{down 10}/wtb{goto}spot7~{windowson}{panelon} 10: 46546505.46; {windowsoff}{paneloff}/wtc{home}{goto}spot1~{right 3}{down 10}/wtb{goto}spot7~{windowson}{panelon} 11: 14523690.6941; {windowsoff}{paneloff}/wtc{home}{goto}spot1~{right 3}{down 10}/wtb{goto}spot7~{windowson}{panelon} 12: 32022814.7659; {windowsoff}{paneloff}/wtc{home}{goto}spot1~{right 3}{down 10}/wtb{goto}spot7~{windowson}{panelon} 13: 0; {windowsoff}{paneloff}/wtc{home}{goto}spot1~{right 3}{down 10}/wtb{goto}spot7~{windowson}{panelon} 18: 4
36 | TOT ACCT 360-362 SUBSTATIONS | PLT3602TOT | 0: 158338784.05; 2: 146452780.46; 4: 8338352.31; 5: 3547651.28; {windowsoff}{paneloff}/wtc{home}{goto}spot1~{right 3}{down 10}/wtb{goto}spot7~{windowson}{panelon} 8: 63681.28; {windowsoff}{paneloff}/wtc{home}{goto}spot1~{right 3}{down 10}/wtb{goto}spot7~{windowson}{panelon} 10: 3483970; {windowsoff}{paneloff}/wtc{home}{goto}spot1~{right 3}{down 10}/wtb{goto}spot7~{windowson}{panelon} 11: 3483970; {windowsoff}{paneloff}/wtc{home}{goto}spot1~{right 3}{down 10}/wtb{goto}spot7~{windowson}{panelon} 12: 0; {windowsoff}{paneloff}/wtc{home}{goto}spot1~{right 3}{down 10}/wtb{goto}spot7~{windowson}{panelon} 13: 0
37 | TOT ACCT 366 & 367-UG LINES | PLT3667TOT | 0: 144105048.08; 2: 141341084.23; 4: 2763963.85; 5: 0; {windowsoff}{paneloff}/wtc{home}{goto}spot1~{right 3}{down 10}/wtb{goto}spot7~{windowson}{panelon} 8: 0; {windowsoff}{paneloff}/wtc{home}{goto}spot1~{right 3}{down 10}/wtb{goto}spot7~{windowson}{panelon} 10: 0; {windowsoff}{paneloff}/wtc{home}{goto}spot1~{right 3}{down 10}/wtb{goto}spot7~{windowson}{panelon} 11: 0; {windowsoff}{paneloff}/wtc{home}{goto}spot1~{right 3}{down 10}/wtb{goto}spot7~{windowson}{panelon} 12: 0; {windowsoff}{paneloff}/wtc{home}{goto}spot1~{right 3}{down 10}/wtb{goto}spot7~{windowson}{panelon} 13: 0
38 | TOT ACCT 373-STREET LIGHTING | PLT373TOT | 0: 83014243.35; 2: 80975589.62; 4: 2038653.73; 5: 0; {windowsoff}{paneloff}/wtc{home}{goto}spot1~{right 3}{down 10}/wtb{goto}spot7~{windowson}{panelon} 8: 0; {windowsoff}{paneloff}/wtc{home}{goto}spot1~{right 3}{down 10}/wtb{goto}spot7~{windowson}{panelon} 10: 0; {windowsoff}{paneloff}/wtc{home}{goto}spot1~{right 3}{down 10}/wtb{goto}spot7~{windowson}{panelon} 11: 0; {windowsoff}{paneloff}/wtc{home}{goto}spot1~{right 3}{down 10}/wtb{goto}spot7~{windowson}{panelon} 12: 0; {windowsoff}{paneloff}/wtc{home}{goto}spot1~{right 3}{down 10}/wtb{goto}spot7~{windowson}{panelon} 13: 0
39 | TOTAL ACCT 370-METERS | PLT370TOT | 0: 70922417.27; 2: 66969752.69; 4: 3637511.5; 5: 315153.08; {windowsoff}{paneloff}/wtc{home}{goto}spot1~{right 3}{down 10}/wtb{goto}spot7~{windowson}{panelon} 8: 111.08; {windowsoff}{paneloff}/wtc{home}{goto}spot1~{right 3}{down 10}/wtb{goto}spot7~{windowson}{panelon} 10: 315042; {windowsoff}{paneloff}/wtc{home}{goto}spot1~{right 3}{down 10}/wtb{goto}spot7~{windowson}{panelon} 11: 66911; {windowsoff}{paneloff}/wtc{home}{goto}spot1~{right 3}{down 10}/wtb{goto}spot7~{windowson}{panelon} 12: 248131; {windowsoff}{paneloff}/wtc{home}{goto}spot1~{right 3}{down 10}/wtb{goto}spot7~{windowson}{panelon} 13: 0
40 | TOT ACCT 371-CUSTOMER INSTALL | PLT371TOT | 0: 18240915.88; 2: 17384575.22; 4: 856340.66; 5: 0; {windowsoff}{paneloff}/wtc{home}{goto}spot1~{right 3}{down 10}/wtb{goto}spot7~{windowson}{panelon} 8: 0; {windowsoff}{paneloff}/wtc{home}{goto}spot1~{right 3}{down 10}/wtb{goto}spot7~{windowson}{panelon} 10: 0; {windowsoff}{paneloff}/wtc{home}{goto}spot1~{right 3}{down 10}/wtb{goto}spot7~{windowson}{panelon} 11: 0; {windowsoff}{paneloff}/wtc{home}{goto}spot1~{right 3}{down 10}/wtb{goto}spot7~{windowson}{panelon} 12: 0; {windowsoff}{paneloff}/wtc{home}{goto}spot1~{right 3}{down 10}/wtb{goto}spot7~{windowson}{panelon} 13: 0
41 | TOT ACCT 368-LINE TRANSFORMER | PLT368TOT | 0: 287943911.44; 2: 273394360.2561; 4: 14023456.06; 5: 526095.1239; {windowsoff}{paneloff}/wtc{home}{goto}spot1~{right 3}{down 10}/wtb{goto}spot7~{windowson}{panelon} 8: 3118.28; {windowsoff}{paneloff}/wtc{home}{goto}spot1~{right 3}{down 10}/wtb{goto}spot7~{windowson}{panelon} 10: 522976.8439; {windowsoff}{paneloff}/wtc{home}{goto}spot1~{right 3}{down 10}/wtb{goto}spot7~{windowson}{panelon} 11: 163182.0444; {windowsoff}{paneloff}/wtc{home}{goto}spot1~{right 3}{down 10}/wtb{goto}spot7~{windowson}{panelon} 12: 359794.7995; {windowsoff}{paneloff}/wtc{home}{goto}spot1~{right 3}{down 10}/wtb{goto}spot7~{windowson}{panelon} 13: 0
42 | TOT ACCT 902-904 CUST ACCTS | EXP9024CA | 0: 24652741.26; 2: 23324157.1291; 4: 1297908.5123; 5: 30675.6186; {windowsoff}{paneloff}/wtc{home}{goto}spot1~{right 3}{down 10}/wtb{goto}spot7~{windowson}{panelon} 8: 230.8918; {windowsoff}{paneloff}/wtc{home}{goto}spot1~{right 3}{down 10}/wtb{goto}spot7~{windowson}{panelon} 10: 30444.7269; {windowsoff}{paneloff}/wtc{home}{goto}spot1~{right 3}{down 10}/wtb{goto}spot7~{windowson}{panelon} 11: 16294.3609; {windowsoff}{paneloff}/wtc{home}{goto}spot1~{right 3}{down 10}/wtb{goto}spot7~{windowson}{panelon} 12: 14150.366; {windowsoff}{paneloff}/wtc{home}{goto}spot1~{right 3}{down 10}/wtb{goto}spot7~{windowson}{panelon} 13: 0
43 | TOT ACCT 908-909 CUST SERV | EXP9089CS | 0: 13821435.55; 2: 13812947.691; 4: 8486.6948; 5: 1.1642; {windowsoff}{paneloff}/wtc{home}{goto}spot1~{right 3}{down 10}/wtb{goto}spot7~{windowson}{panelon} 8: 1.1642; {windowsoff}{paneloff}/wtc{home}{goto}spot1~{right 3}{down 10}/wtb{goto}spot7~{windowson}{panelon} 10: 0; {windowsoff}{paneloff}/wtc{home}{goto}spot1~{right 3}{down 10}/wtb{goto}spot7~{windowson}{panelon} 11: 0; {windowsoff}{paneloff}/wtc{home}{goto}spot1~{right 3}{down 10}/wtb{goto}spot7~{windowson}{panelon} 12: 0; {windowsoff}{paneloff}/wtc{home}{goto}spot1~{right 3}{down 10}/wtb{goto}spot7~{windowson}{panelon} 13: 0
44 | TOTAL TRANS & DISTRIB PLANT | TRDSPLT | 0: 2101705641; 2: 1884949829.4292; 4: 157053892.2911; 5: 59701919.2797; {windowsoff}{paneloff}/wtc{home}{goto}spot1~{right 3}{down 10}/wtb{goto}spot7~{windowson}{panelon} 8: 166781.8843; {windowsoff}{paneloff}/wtc{home}{goto}spot1~{right 3}{down 10}/wtb{goto}spot7~{windowson}{panelon} 10: 59535137.3954; {windowsoff}{paneloff}/wtc{home}{goto}spot1~{right 3}{down 10}/wtb{goto}spot7~{windowson}{panelon} 11: 20941966.2755; {windowsoff}{paneloff}/wtc{home}{goto}spot1~{right 3}{down 10}/wtb{goto}spot7~{windowson}{panelon} 12: 38593171.1199; {windowsoff}{paneloff}/wtc{home}{goto}spot1~{right 3}{down 10}/wtb{goto}spot7~{windowson}{panelon} 13: 0
INTERNALLY DEVELOPED-CON'T
-
1 | TOT ACCT 912-913 SALES EXP | EXP9123SA | 0: 23966.44; 2: 22671.5148; 4: 1294.7476; 5: 0.17761; {windowsoff}{paneloff}/wtc{home}{goto}spot1~{right 3}{down 10}/wtb{goto}spot7~{windowson}{panelon} 8: 0.17761; {windowsoff}{paneloff}/wtc{home}{goto}spot1~{right 3}{down 10}/wtb{goto}spot7~{windowson}{panelon} 10: 0; {windowsoff}{paneloff}/wtc{home}{goto}spot1~{right 3}{down 10}/wtb{goto}spot7~{windowson}{panelon} 11: 0; {windowsoff}{paneloff}/wtc{home}{goto}spot1~{right 3}{down 10}/wtb{goto}spot7~{windowson}{panelon} 12: 0; {windowsoff}{paneloff}/wtc{home}{goto}spot1~{right 3}{down 10}/wtb{goto}spot7~{windowson}{panelon} 13: 0
2 | REVENUE SALE OF ELECT-FERC | REVFERC | 0: 101135776.8326; 2: 0; 4: 0; 5: 101135776.8326; {windowsoff}{paneloff}/wtc{home}{goto}spot1~{right 3}{down 10}/wtb{goto}spot7~{windowson}{panelon} 8: 0; {windowsoff}{paneloff}/wtc{home}{goto}spot1~{right 3}{down 10}/wtb{goto}spot7~{windowson}{panelon} 10: 101135776.8326; {windowsoff}{paneloff}/wtc{home}{goto}spot1~{right 3}{down 10}/wtb{goto}spot7~{windowson}{panelon} 11: 32764684.9806; {windowsoff}{paneloff}/wtc{home}{goto}spot1~{right 3}{down 10}/wtb{goto}spot7~{windowson}{panelon} 12: 68371091.852; {windowsoff}{paneloff}/wtc{home}{goto}spot1~{right 3}{down 10}/wtb{goto}spot7~{windowson}{panelon} 13: 0
3 | REVENUE SALE OF ELECT-VA | REVVA | 0: 74647937.2324; 2: 0; 4: 74647937.2324; 5: 0; {windowsoff}{paneloff}/wtc{home}{goto}spot1~{right 3}{down 10}/wtb{goto}spot7~{windowson}{panelon} 8: 0; {windowsoff}{paneloff}/wtc{home}{goto}spot1~{right 3}{down 10}/wtb{goto}spot7~{windowson}{panelon} 10: 0; {windowsoff}{paneloff}/wtc{home}{goto}spot1~{right 3}{down 10}/wtb{goto}spot7~{windowson}{panelon} 11: 0; {windowsoff}{paneloff}/wtc{home}{goto}spot1~{right 3}{down 10}/wtb{goto}spot7~{windowson}{panelon} 12: 0; {windowsoff}{paneloff}/wtc{home}{goto}spot1~{right 3}{down 10}/wtb{goto}spot7~{windowson}{panelon} 13: 0
4 | REVENUE SALE OF ELECT | REVENUE | 0: 1495925595.74; 2: 1320135670.3666; 4: 74647937.2324; 5: 101141988.141; {windowsoff}{paneloff}/wtc{home}{goto}spot1~{right 3}{down 10}/wtb{goto}spot7~{windowson}{panelon} 8: 6211.3084; {windowsoff}{paneloff}/wtc{home}{goto}spot1~{right 3}{down 10}/wtb{goto}spot7~{windowson}{panelon} 10: 101135776.8326; {windowsoff}{paneloff}/wtc{home}{goto}spot1~{right 3}{down 10}/wtb{goto}spot7~{windowson}{panelon} 11: 32764684.9806; {windowsoff}{paneloff}/wtc{home}{goto}spot1~{right 3}{down 10}/wtb{goto}spot7~{windowson}{panelon} 12: 68371091.852; {windowsoff}{paneloff}/wtc{home}{goto}spot1~{right 3}{down 10}/wtb{goto}spot7~{windowson}{panelon} 13: 0
5 | REV SALE OF ELECT-VA NON JUR | REVNJVA | 0: 1; 2: 0; 4: 1; 5: 0; {windowsoff}{paneloff}/wtc{home}{goto}spot1~{right 3}{down 10}/wtb{goto}spot7~{windowson}{panelon} 8: 0; {windowsoff}{paneloff}/wtc{home}{goto}spot1~{right 3}{down 10}/wtb{goto}spot7~{windowson}{panelon} 10: 0; {windowsoff}{paneloff}/wtc{home}{goto}spot1~{right 3}{down 10}/wtb{goto}spot7~{windowson}{panelon} 11: 0; {windowsoff}{paneloff}/wtc{home}{goto}spot1~{right 3}{down 10}/wtb{goto}spot7~{windowson}{panelon} 12: 0; {windowsoff}{paneloff}/wtc{home}{goto}spot1~{right 3}{down 10}/wtb{goto}spot7~{windowson}{panelon} 13: 0
6 | REV SALE OF ELECT-EXCL FERC | REVENUEX | 0: 1394789818.9074; 2: 1320135670.3666; 4: 74647937.2324; 5: 6211.3084; {windowsoff}{paneloff}/wtc{home}{goto}spot1~{right 3}{down 10}/wtb{goto}spot7~{windowson}{panelon} 8: 6211.3084; {windowsoff}{paneloff}/wtc{home}{goto}spot1~{right 3}{down 10}/wtb{goto}spot7~{windowson}{panelon} 10: 0; {windowsoff}{paneloff}/wtc{home}{goto}spot1~{right 3}{down 10}/wtb{goto}spot7~{windowson}{panelon} 11: 0; {windowsoff}{paneloff}/wtc{home}{goto}spot1~{right 3}{down 10}/wtb{goto}spot7~{windowson}{panelon} 12: 0; {windowsoff}{paneloff}/wtc{home}{goto}spot1~{right 3}{down 10}/wtb{goto}spot7~{windowson}{panelon} 13: 0
7 | KENTUCKY DISTRIBUTION PLANT | KYDIST | 0: 1353270008.39; 2: 1348948019.5461; 4: 0; 5: 4321988.8439; {windowsoff}{paneloff}/wtc{home}{goto}spot1~{right 3}{down 10}/wtb{goto}spot7~{windowson}{panelon} 8: 0; {windowsoff}{paneloff}/wtc{home}{goto}spot1~{right 3}{down 10}/wtb{goto}spot7~{windowson}{panelon} 10: 4321988.8439; {windowsoff}{paneloff}/wtc{home}{goto}spot1~{right 3}{down 10}/wtb{goto}spot7~{windowson}{panelon} 11: 3714063.0444; {windowsoff}{paneloff}/wtc{home}{goto}spot1~{right 3}{down 10}/wtb{goto}spot7~{windowson}{panelon} 12: 607925.7995; {windowsoff}{paneloff}/wtc{home}{goto}spot1~{right 3}{down 10}/wtb{goto}spot7~{windowson}{panelon} 13: 0
8 | VIRGINIA DISTRIBUTION PLANT | VADIST | 0: 80327605.58; 2: 0; 4: 80327605.58; 5: 0; {windowsoff}{paneloff}/wtc{home}{goto}spot1~{right 3}{down 10}/wtb{goto}spot7~{windowson}{panelon} 8: 0; {windowsoff}{paneloff}/wtc{home}{goto}spot1~{right 3}{down 10}/wtb{goto}spot7~{windowson}{panelon} 10: 0; {windowsoff}{paneloff}/wtc{home}{goto}spot1~{right 3}{down 10}/wtb{goto}spot7~{windowson}{panelon} 11: 0; {windowsoff}{paneloff}/wtc{home}{goto}spot1~{right 3}{down 10}/wtb{goto}spot7~{windowson}{panelon} 12: 0; {windowsoff}{paneloff}/wtc{home}{goto}spot1~{right 3}{down 10}/wtb{goto}spot7~{windowson}{panelon} 13: 0
9 | TENNESSEE DISTRIBUTION PLT | TNDIST | 0: 162042.68; 2: 0; 4: 0; 5: 162042.68; {windowsoff}{paneloff}/wtc{home}{goto}spot1~{right 3}{down 10}/wtb{goto}spot7~{windowson}{panelon} 8: 162042.68; {windowsoff}{paneloff}/wtc{home}{goto}spot1~{right 3}{down 10}/wtb{goto}spot7~{windowson}{panelon} 10: 0; {windowsoff}{paneloff}/wtc{home}{goto}spot1~{right 3}{down 10}/wtb{goto}spot7~{windowson}{panelon} 11: 0; {windowsoff}{paneloff}/wtc{home}{goto}spot1~{right 3}{down 10}/wtb{goto}spot7~{windowson}{panelon} 12: 0; {windowsoff}{paneloff}/wtc{home}{goto}spot1~{right 3}{down 10}/wtb{goto}spot7~{windowson}{panelon} 13: 0
10 | NET ELECTRIC PLANT IN SERVICE | NETPLANT | 0: 4073283819.25; 2: 3561520105.9315; 4: 225955270.4584; 5: 285808442.8602; {windowsoff}{paneloff}/wtc{home}{goto}spot1~{right 3}{down 10}/wtb{goto}spot7~{windowson}{panelon} 8: 47886.1999; {windowsoff}{paneloff}/wtc{home}{goto}spot1~{right 3}{down 10}/wtb{goto}spot7~{windowson}{panelon} 10: 285760556.6602; {windowsoff}{paneloff}/wtc{home}{goto}spot1~{right 3}{down 10}/wtb{goto}spot7~{windowson}{panelon} 11: 90684732.2119; {windowsoff}{paneloff}/wtc{home}{goto}spot1~{right 3}{down 10}/wtb{goto}spot7~{windowson}{panelon} 12: 195075824.4483; {windowsoff}{paneloff}/wtc{home}{goto}spot1~{right 3}{down 10}/wtb{goto}spot7~{windowson}{panelon} 13: 5.3432e-12
11 | RATE BASE | RATEBASE | 0: 4056092315.1599; 2: 3550375898.9469; 4: 216540257.8103; 5: 289176158.4027; {windowsoff}{paneloff}/wtc{home}{goto}spot1~{right 3}{down 10}/wtb{goto}spot7~{windowson}{panelon} 8: 37845.1912; {windowsoff}{paneloff}/wtc{home}{goto}spot1~{right 3}{down 10}/wtb{goto}spot7~{windowson}{panelon} 10: 289138313.2115; {windowsoff}{paneloff}/wtc{home}{goto}spot1~{right 3}{down 10}/wtb{goto}spot7~{windowson}{panelon} 11: 91830469.2893; {windowsoff}{paneloff}/wtc{home}{goto}spot1~{right 3}{down 10}/wtb{goto}spot7~{windowson}{panelon} 12: 197307843.9222; {windowsoff}{paneloff}/wtc{home}{goto}spot1~{right 3}{down 10}/wtb{goto}spot7~{windowson}{panelon} 13: 6.3498e-12
12 | TOTAL CWIP FERC-AFUDC POST | AFUDC | 0: 340829.69; 2: 0; 4: 0; 5: 340829.69; {windowsoff}{paneloff}/wtc{home}{goto}spot1~{right 3}{down 10}/wtb{goto}spot7~{windowson}{panelon} 8: 0; {windowsoff}{paneloff}/wtc{home}{goto}spot1~{right 3}{down 10}/wtb{goto}spot7~{windowson}{panelon} 10: 340829.69; {windowsoff}{paneloff}/wtc{home}{goto}spot1~{right 3}{down 10}/wtb{goto}spot7~{windowson}{panelon} 11: 106347.5109; {windowsoff}{paneloff}/wtc{home}{goto}spot1~{right 3}{down 10}/wtb{goto}spot7~{windowson}{panelon} 12: 234482.1791; {windowsoff}{paneloff}/wtc{home}{goto}spot1~{right 3}{down 10}/wtb{goto}spot7~{windowson}{panelon} 13: 0
13 | TOTAL 203(E) EXCESS | DEFTAX | 0: -1256557; 2: -1104028.4243; 4: -70030.6513; 5: -82497.9244; {windowsoff}{paneloff}/wtc{home}{goto}spot1~{right 3}{down 10}/wtb{goto}spot7~{windowson}{panelon} 8: -38.9563; {windowsoff}{paneloff}/wtc{home}{goto}spot1~{right 3}{down 10}/wtb{goto}spot7~{windowson}{panelon} 10: -82458.9681; {windowsoff}{paneloff}/wtc{home}{goto}spot1~{right 3}{down 10}/wtb{goto}spot7~{windowson}{panelon} 11: -26198.7274; {windowsoff}{paneloff}/wtc{home}{goto}spot1~{right 3}{down 10}/wtb{goto}spot7~{windowson}{panelon} 12: -56260.2407; {windowsoff}{paneloff}/wtc{home}{goto}spot1~{right 3}{down 10}/wtb{goto}spot7~{windowson}{panelon} 13: -1.6489e-15
14 | STEAM OPERATING EXP 501-507 | EXP5017STM | 0: 534792106.08; 2: 463397849.0904; 4: 24839290.1867; 5: 46554966.8029; {windowsoff}{paneloff}/wtc{home}{goto}spot1~{right 3}{down 10}/wtb{goto}spot7~{windowson}{panelon} 8: 2689.5854; {windowsoff}{paneloff}/wtc{home}{goto}spot1~{right 3}{down 10}/wtb{goto}spot7~{windowson}{panelon} 10: 46552277.2175; {windowsoff}{paneloff}/wtc{home}{goto}spot1~{right 3}{down 10}/wtb{goto}spot7~{windowson}{panelon} 11: 15131037.792; {windowsoff}{paneloff}/wtc{home}{goto}spot1~{right 3}{down 10}/wtb{goto}spot7~{windowson}{panelon} 12: 31421239.4255; {windowsoff}{paneloff}/wtc{home}{goto}spot1~{right 3}{down 10}/wtb{goto}spot7~{windowson}{panelon} 13: 0
15 | STEAM MAINTENANCE EXP 511-514 | EXP5114STM | 0: 61471225.08; 2: 52949729.1863; 4: 2855156.0927; 5: 5666339.8011; {windowsoff}{paneloff}/wtc{home}{goto}spot1~{right 3}{down 10}/wtb{goto}spot7~{windowson}{panelon} 8: 314.4543; {windowsoff}{paneloff}/wtc{home}{goto}spot1~{right 3}{down 10}/wtb{goto}spot7~{windowson}{panelon} 10: 5666025.3468; {windowsoff}{paneloff}/wtc{home}{goto}spot1~{right 3}{down 10}/wtb{goto}spot7~{windowson}{panelon} 11: 1838709.0984; {windowsoff}{paneloff}/wtc{home}{goto}spot1~{right 3}{down 10}/wtb{goto}spot7~{windowson}{panelon} 12: 3827316.2484; {windowsoff}{paneloff}/wtc{home}{goto}spot1~{right 3}{down 10}/wtb{goto}spot7~{windowson}{panelon} 13: 0
16 | HYDRO OPERATING EXP 536-540 | EXP5360HYD | 0: 44637.38; 2: 38552.6241; 4: 2264.5622; 5: 3820.1937; {windowsoff}{paneloff}/wtc{home}{goto}spot1~{right 3}{down 10}/wtb{goto}spot7~{windowson}{panelon} 8: 0.34087; {windowsoff}{paneloff}/wtc{home}{goto}spot1~{right 3}{down 10}/wtb{goto}spot7~{windowson}{panelon} 10: 3819.8528; {windowsoff}{paneloff}/wtc{home}{goto}spot1~{right 3}{down 10}/wtb{goto}spot7~{windowson}{panelon} 11: 1191.891; {windowsoff}{paneloff}/wtc{home}{goto}spot1~{right 3}{down 10}/wtb{goto}spot7~{windowson}{panelon} 12: 2627.9618; {windowsoff}{paneloff}/wtc{home}{goto}spot1~{right 3}{down 10}/wtb{goto}spot7~{windowson}{panelon} 13: 0
17 | HYDRO MAINTENANCE EXP 542-545 | EXP5425HYD | 0: 311632.33; 2: 269509.9565; 4: 15361.8184; 5: 26760.5551; {windowsoff}{paneloff}/wtc{home}{goto}spot1~{right 3}{down 10}/wtb{goto}spot7~{windowson}{panelon} 8: 2.1155; {windowsoff}{paneloff}/wtc{home}{goto}spot1~{right 3}{down 10}/wtb{goto}spot7~{windowson}{panelon} 10: 26758.4396; {windowsoff}{paneloff}/wtc{home}{goto}spot1~{right 3}{down 10}/wtb{goto}spot7~{windowson}{panelon} 11: 8464.3792; {windowsoff}{paneloff}/wtc{home}{goto}spot1~{right 3}{down 10}/wtb{goto}spot7~{windowson}{panelon} 12: 18294.0604; {windowsoff}{paneloff}/wtc{home}{goto}spot1~{right 3}{down 10}/wtb{goto}spot7~{windowson}{panelon} 13: 0
18 | OTHER PROD OPER EXP 547-549 | EXP5479OTH | 0: 32008989.09; 2: 27768243.9486; 4: 1469792.157; 5: 2770952.9844; {windowsoff}{paneloff}/wtc{home}{goto}spot1~{right 3}{down 10}/wtb{goto}spot7~{windowson}{panelon} 8: 153.5386; {windowsoff}{paneloff}/wtc{home}{goto}spot1~{right 3}{down 10}/wtb{goto}spot7~{windowson}{panelon} 10: 2770799.4458; {windowsoff}{paneloff}/wtc{home}{goto}spot1~{right 3}{down 10}/wtb{goto}spot7~{windowson}{panelon} 11: 904128.0858; {windowsoff}{paneloff}/wtc{home}{goto}spot1~{right 3}{down 10}/wtb{goto}spot7~{windowson}{panelon} 12: 1866671.36; {windowsoff}{paneloff}/wtc{home}{goto}spot1~{right 3}{down 10}/wtb{goto}spot7~{windowson}{panelon} 13: 0
19 | OTHER PROD MAINT EXP 552-554 | EXP5524OTH | 0: 2075188.38; 2: 1789011.7405; 4: 105066.2965; 5: 181110.343; {windowsoff}{paneloff}/wtc{home}{goto}spot1~{right 3}{down 10}/wtb{goto}spot7~{windowson}{panelon} 8: 15.818; {windowsoff}{paneloff}/wtc{home}{goto}spot1~{right 3}{down 10}/wtb{goto}spot7~{windowson}{panelon} 10: 181094.525; {windowsoff}{paneloff}/wtc{home}{goto}spot1~{right 3}{down 10}/wtb{goto}spot7~{windowson}{panelon} 11: 56506.0866; {windowsoff}{paneloff}/wtc{home}{goto}spot1~{right 3}{down 10}/wtb{goto}spot7~{windowson}{panelon} 12: 124588.4384; {windowsoff}{paneloff}/wtc{home}{goto}spot1~{right 3}{down 10}/wtb{goto}spot7~{windowson}{panelon} 13: 0
20 | TOT STEAM OPERATIONS LABOR | LABSTMOP | 0: 0; 2: 0; 4: 0; 5: 0; {windowsoff}{paneloff}/wtc{home}{goto}spot1~{right 3}{down 10}/wtb{goto}spot7~{windowson}{panelon} 8: 0; {windowsoff}{paneloff}/wtc{home}{goto}spot1~{right 3}{down 10}/wtb{goto}spot7~{windowson}{panelon} 10: 0; {windowsoff}{paneloff}/wtc{home}{goto}spot1~{right 3}{down 10}/wtb{goto}spot7~{windowson}{panelon} 11: 0; {windowsoff}{paneloff}/wtc{home}{goto}spot1~{right 3}{down 10}/wtb{goto}spot7~{windowson}{panelon} 12: 0; {windowsoff}{paneloff}/wtc{home}{goto}spot1~{right 3}{down 10}/wtb{goto}spot7~{windowson}{panelon} 13: 0
21 | TOT STEAM MAINTENANCE LABOR | LABSTMMN | 0: 0; 2: 0; 4: 0; 5: 0; {windowsoff}{paneloff}/wtc{home}{goto}spot1~{right 3}{down 10}/wtb{goto}spot7~{windowson}{panelon} 8: 0; {windowsoff}{paneloff}/wtc{home}{goto}spot1~{right 3}{down 10}/wtb{goto}spot7~{windowson}{panelon} 10: 0; {windowsoff}{paneloff}/wtc{home}{goto}spot1~{right 3}{down 10}/wtb{goto}spot7~{windowson}{panelon} 11: 0; {windowsoff}{paneloff}/wtc{home}{goto}spot1~{right 3}{down 10}/wtb{goto}spot7~{windowson}{panelon} 12: 0; {windowsoff}{paneloff}/wtc{home}{goto}spot1~{right 3}{down 10}/wtb{goto}spot7~{windowson}{panelon} 13: 0
22 | TOT HYDRO OPERATIONS LABOR | LABHYDOP | 0: 0; 2: 0; 4: 0; 5: 0; {windowsoff}{paneloff}/wtc{home}{goto}spot1~{right 3}{down 10}/wtb{goto}spot7~{windowson}{panelon} 8: 0; {windowsoff}{paneloff}/wtc{home}{goto}spot1~{right 3}{down 10}/wtb{goto}spot7~{windowson}{panelon} 10: 0; {windowsoff}{paneloff}/wtc{home}{goto}spot1~{right 3}{down 10}/wtb{goto}spot7~{windowson}{panelon} 11: 0; {windowsoff}{paneloff}/wtc{home}{goto}spot1~{right 3}{down 10}/wtb{goto}spot7~{windowson}{panelon} 12: 0; {windowsoff}{paneloff}/wtc{home}{goto}spot1~{right 3}{down 10}/wtb{goto}spot7~{windowson}{panelon} 13: 0
23 | TOT HYDRO MAINTENANCE LABOR | LABHYDMN | 0: 0; 2: 0; 4: 0; 5: 0; {windowsoff}{paneloff}/wtc{home}{goto}spot1~{right 3}{down 10}/wtb{goto}spot7~{windowson}{panelon} 8: 0; {windowsoff}{paneloff}/wtc{home}{goto}spot1~{right 3}{down 10}/wtb{goto}spot7~{windowson}{panelon} 10: 0; {windowsoff}{paneloff}/wtc{home}{goto}spot1~{right 3}{down 10}/wtb{goto}spot7~{windowson}{panelon} 11: 0; {windowsoff}{paneloff}/wtc{home}{goto}spot1~{right 3}{down 10}/wtb{goto}spot7~{windowson}{panelon} 12: 0; {windowsoff}{paneloff}/wtc{home}{goto}spot1~{right 3}{down 10}/wtb{goto}spot7~{windowson}{panelon} 13: 0
24 | TOT OTHER OPERATIONS LABOR | LABOTHOP | 0: 0; 2: 0; 4: 0; 5: 0; {windowsoff}{paneloff}/wtc{home}{goto}spot1~{right 3}{down 10}/wtb{goto}spot7~{windowson}{panelon} 8: 0; {windowsoff}{paneloff}/wtc{home}{goto}spot1~{right 3}{down 10}/wtb{goto}spot7~{windowson}{panelon} 10: 0; {windowsoff}{paneloff}/wtc{home}{goto}spot1~{right 3}{down 10}/wtb{goto}spot7~{windowson}{panelon} 11: 0; {windowsoff}{paneloff}/wtc{home}{goto}spot1~{right 3}{down 10}/wtb{goto}spot7~{windowson}{panelon} 12: 0; {windowsoff}{paneloff}/wtc{home}{goto}spot1~{right 3}{down 10}/wtb{goto}spot7~{windowson}{panelon} 13: 0
25 | TOT OTHER MAINTENANCE LABOR | LABOTHMN | 0: 0; 2: 0; 4: 0; 5: 0; {windowsoff}{paneloff}/wtc{home}{goto}spot1~{right 3}{down 10}/wtb{goto}spot7~{windowson}{panelon} 8: 0; {windowsoff}{paneloff}/wtc{home}{goto}spot1~{right 3}{down 10}/wtb{goto}spot7~{windowson}{panelon} 10: 0; {windowsoff}{paneloff}/wtc{home}{goto}spot1~{right 3}{down 10}/wtb{goto}spot7~{windowson}{panelon} 11: 0; {windowsoff}{paneloff}/wtc{home}{goto}spot1~{right 3}{down 10}/wtb{goto}spot7~{windowson}{panelon} 12: 0; {windowsoff}{paneloff}/wtc{home}{goto}spot1~{right 3}{down 10}/wtb{goto}spot7~{windowson}{panelon} 13: 0
26 | TRANSM OPER EXP 562-567 | EXP5627TX | 0: 15897596.83; 2: 12822591.8525; 4: 1788132.8561; 5: 1286872.1213; {windowsoff}{paneloff}/wtc{home}{goto}spot1~{right 3}{down 10}/wtb{goto}spot7~{windowson}{panelon} 8: 110.4488; {windowsoff}{paneloff}/wtc{home}{goto}spot1~{right 3}{down 10}/wtb{goto}spot7~{windowson}{panelon} 10: 1286761.6725; {windowsoff}{paneloff}/wtc{home}{goto}spot1~{right 3}{down 10}/wtb{goto}spot7~{windowson}{panelon} 11: 401502.2899; {windowsoff}{paneloff}/wtc{home}{goto}spot1~{right 3}{down 10}/wtb{goto}spot7~{windowson}{panelon} 12: 885259.3826; {windowsoff}{paneloff}/wtc{home}{goto}spot1~{right 3}{down 10}/wtb{goto}spot7~{windowson}{panelon} 13: 0
27 | TRANSM MAINT EXP 569-573 | EXP5693TX | 0: 7296485.74; 2: 5870248.5984; 4: 829364.9968; 5: 596872.1447; {windowsoff}{paneloff}/wtc{home}{goto}spot1~{right 3}{down 10}/wtb{goto}spot7~{windowson}{panelon} 8: 51.2279; {windowsoff}{paneloff}/wtc{home}{goto}spot1~{right 3}{down 10}/wtb{goto}spot7~{windowson}{panelon} 10: 596820.9168; {windowsoff}{paneloff}/wtc{home}{goto}spot1~{right 3}{down 10}/wtb{goto}spot7~{windowson}{panelon} 11: 186223.2687; {windowsoff}{paneloff}/wtc{home}{goto}spot1~{right 3}{down 10}/wtb{goto}spot7~{windowson}{panelon} 12: 410597.648; {windowsoff}{paneloff}/wtc{home}{goto}spot1~{right 3}{down 10}/wtb{goto}spot7~{windowson}{panelon} 13: 0
28 | TOT TRANSM OPERATIONS LABOR | LABTROP | 0: 5806037.21; 2: 4659128.9202; 4: 666933.6834; 5: 479974.6064; {windowsoff}{paneloff}/wtc{home}{goto}spot1~{right 3}{down 10}/wtb{goto}spot7~{windowson}{panelon} 8: 41.1949; {windowsoff}{paneloff}/wtc{home}{goto}spot1~{right 3}{down 10}/wtb{goto}spot7~{windowson}{panelon} 10: 479933.4115; {windowsoff}{paneloff}/wtc{home}{goto}spot1~{right 3}{down 10}/wtb{goto}spot7~{windowson}{panelon} 11: 149751.4014; {windowsoff}{paneloff}/wtc{home}{goto}spot1~{right 3}{down 10}/wtb{goto}spot7~{windowson}{panelon} 12: 330182.0101; {windowsoff}{paneloff}/wtc{home}{goto}spot1~{right 3}{down 10}/wtb{goto}spot7~{windowson}{panelon} 13: 0
29 | TOT TRANSM MAINTENANCE LABOR | LABTRMN | 0: 0; 2: 0; 4: 0; 5: 0; {windowsoff}{paneloff}/wtc{home}{goto}spot1~{right 3}{down 10}/wtb{goto}spot7~{windowson}{panelon} 8: 0; {windowsoff}{paneloff}/wtc{home}{goto}spot1~{right 3}{down 10}/wtb{goto}spot7~{windowson}{panelon} 10: 0; {windowsoff}{paneloff}/wtc{home}{goto}spot1~{right 3}{down 10}/wtb{goto}spot7~{windowson}{panelon} 11: 0; {windowsoff}{paneloff}/wtc{home}{goto}spot1~{right 3}{down 10}/wtb{goto}spot7~{windowson}{panelon} 12: 0; {windowsoff}{paneloff}/wtc{home}{goto}spot1~{right 3}{down 10}/wtb{goto}spot7~{windowson}{panelon} 13: 0
30 | DISTR OPER EXP 582-589 | EXP5829DIS | 0: 18068319.76; 2: 16955464.3718; 4: 1028083.3513; 5: 84772.0368; {windowsoff}{paneloff}/wtc{home}{goto}spot1~{right 3}{down 10}/wtb{goto}spot7~{windowson}{panelon} 8: 1772.0339; {windowsoff}{paneloff}/wtc{home}{goto}spot1~{right 3}{down 10}/wtb{goto}spot7~{windowson}{panelon} 10: 83000.003; {windowsoff}{paneloff}/wtc{home}{goto}spot1~{right 3}{down 10}/wtb{goto}spot7~{windowson}{panelon} 11: 53717.8795; {windowsoff}{paneloff}/wtc{home}{goto}spot1~{right 3}{down 10}/wtb{goto}spot7~{windowson}{panelon} 12: 29282.1234; {windowsoff}{paneloff}/wtc{home}{goto}spot1~{right 3}{down 10}/wtb{goto}spot7~{windowson}{panelon} 13: 0
31 | DISTR MAINT EXP 591-598 | EXP5918DIS | 0: 33827107.82; 2: 31296859.7301; 4: 2509484.3444; 5: 20763.7455; {windowsoff}{paneloff}/wtc{home}{goto}spot1~{right 3}{down 10}/wtb{goto}spot7~{windowson}{panelon} 8: 4537.4376; {windowsoff}{paneloff}/wtc{home}{goto}spot1~{right 3}{down 10}/wtb{goto}spot7~{windowson}{panelon} 10: 16226.3079; {windowsoff}{paneloff}/wtc{home}{goto}spot1~{right 3}{down 10}/wtb{goto}spot7~{windowson}{panelon} 11: 15922.8764; {windowsoff}{paneloff}/wtc{home}{goto}spot1~{right 3}{down 10}/wtb{goto}spot7~{windowson}{panelon} 12: 303.4315; {windowsoff}{paneloff}/wtc{home}{goto}spot1~{right 3}{down 10}/wtb{goto}spot7~{windowson}{panelon} 13: 0
32 | TOT DISTR OPERATIONS LABOR | LABDISOP | 0: 19510181.42; 2: 18356089.506; 4: 1093074.5266; 5: 61017.3875; {windowsoff}{paneloff}/wtc{home}{goto}spot1~{right 3}{down 10}/wtb{goto}spot7~{windowson}{panelon} 8: 2205.0293; {windowsoff}{paneloff}/wtc{home}{goto}spot1~{right 3}{down 10}/wtb{goto}spot7~{windowson}{panelon} 10: 58812.3582; {windowsoff}{paneloff}/wtc{home}{goto}spot1~{right 3}{down 10}/wtb{goto}spot7~{windowson}{panelon} 11: 50539.882; {windowsoff}{paneloff}/wtc{home}{goto}spot1~{right 3}{down 10}/wtb{goto}spot7~{windowson}{panelon} 12: 8272.4762; {windowsoff}{paneloff}/wtc{home}{goto}spot1~{right 3}{down 10}/wtb{goto}spot7~{windowson}{panelon} 13: 0
33 | TOT DISTR MAINTENANCE LABOR | LABDISMN | 0: 0; 2: 0; 4: 0; 5: 0; {windowsoff}{paneloff}/wtc{home}{goto}spot1~{right 3}{down 10}/wtb{goto}spot7~{windowson}{panelon} 8: 0; {windowsoff}{paneloff}/wtc{home}{goto}spot1~{right 3}{down 10}/wtb{goto}spot7~{windowson}{panelon} 10: 0; {windowsoff}{paneloff}/wtc{home}{goto}spot1~{right 3}{down 10}/wtb{goto}spot7~{windowson}{panelon} 11: 0; {windowsoff}{paneloff}/wtc{home}{goto}spot1~{right 3}{down 10}/wtb{goto}spot7~{windowson}{panelon} 12: 0; {windowsoff}{paneloff}/wtc{home}{goto}spot1~{right 3}{down 10}/wtb{goto}spot7~{windowson}{panelon} 13: 0
34 | CUST ACCT EXP 902, 903 & 905 | EXP9025CA | 0: 19989907.95; 2: 18912612.9668; 4: 1052421.3683; 5: 24873.6149; {windowsoff}{paneloff}/wtc{home}{goto}spot1~{right 3}{down 10}/wtb{goto}spot7~{windowson}{panelon} 8: 187.2208; {windowsoff}{paneloff}/wtc{home}{goto}spot1~{right 3}{down 10}/wtb{goto}spot7~{windowson}{panelon} 10: 24686.3941; {windowsoff}{paneloff}/wtc{home}{goto}spot1~{right 3}{down 10}/wtb{goto}spot7~{windowson}{panelon} 11: 13212.4363; {windowsoff}{paneloff}/wtc{home}{goto}spot1~{right 3}{down 10}/wtb{goto}spot7~{windowson}{panelon} 12: 11473.9578; {windowsoff}{paneloff}/wtc{home}{goto}spot1~{right 3}{down 10}/wtb{goto}spot7~{windowson}{panelon} 13: 0
35 | TOTAL CUST ACCOUNTS LABOR | LABCA | 0: 2455747.42; 2: 2323402.4196; 4: 129289.2927; 5: 3055.7077; {windowsoff}{paneloff}/wtc{home}{goto}spot1~{right 3}{down 10}/wtb{goto}spot7~{windowson}{panelon} 8: 23; {windowsoff}{paneloff}/wtc{home}{goto}spot1~{right 3}{down 10}/wtb{goto}spot7~{windowson}{panelon} 10: 3032.7077; {windowsoff}{paneloff}/wtc{home}{goto}spot1~{right 3}{down 10}/wtb{goto}spot7~{windowson}{panelon} 11: 1623.1394; {windowsoff}{paneloff}/wtc{home}{goto}spot1~{right 3}{down 10}/wtb{goto}spot7~{windowson}{panelon} 12: 1409.5684; {windowsoff}{paneloff}/wtc{home}{goto}spot1~{right 3}{down 10}/wtb{goto}spot7~{windowson}{panelon} 13: 0
36 | CUST SERVICES & SALES EXP | EXP9080CS | 0: 14263008.13; 2: 14252968.8904; 4: 10037.8626; 5: 1.377; {windowsoff}{paneloff}/wtc{home}{goto}spot1~{right 3}{down 10}/wtb{goto}spot7~{windowson}{panelon} 8: 1.377; {windowsoff}{paneloff}/wtc{home}{goto}spot1~{right 3}{down 10}/wtb{goto}spot7~{windowson}{panelon} 10: 0; {windowsoff}{paneloff}/wtc{home}{goto}spot1~{right 3}{down 10}/wtb{goto}spot7~{windowson}{panelon} 11: 0; {windowsoff}{paneloff}/wtc{home}{goto}spot1~{right 3}{down 10}/wtb{goto}spot7~{windowson}{panelon} 12: 0; {windowsoff}{paneloff}/wtc{home}{goto}spot1~{right 3}{down 10}/wtb{goto}spot7~{windowson}{panelon} 13: 0
37 | TOTAL CUST SERVICES LABOR | LABCS | 0: 2455747.42; 2: 2323402.4196; 4: 129289.2927; 5: 3055.7077; {windowsoff}{paneloff}/wtc{home}{goto}spot1~{right 3}{down 10}/wtb{goto}spot7~{windowson}{panelon} 8: 23; {windowsoff}{paneloff}/wtc{home}{goto}spot1~{right 3}{down 10}/wtb{goto}spot7~{windowson}{panelon} 10: 3032.7077; {windowsoff}{paneloff}/wtc{home}{goto}spot1~{right 3}{down 10}/wtb{goto}spot7~{windowson}{panelon} 11: 1623.1394; {windowsoff}{paneloff}/wtc{home}{goto}spot1~{right 3}{down 10}/wtb{goto}spot7~{windowson}{panelon} 12: 1409.5684; {windowsoff}{paneloff}/wtc{home}{goto}spot1~{right 3}{down 10}/wtb{goto}spot7~{windowson}{panelon} 13: 0
38 | SALES EXPENSE 912-916 | EXP9126SA | 0: 23966.44; 2: 22671.5148; 4: 1294.7476; 5: 0.17761; {windowsoff}{paneloff}/wtc{home}{goto}spot1~{right 3}{down 10}/wtb{goto}spot7~{windowson}{panelon} 8: 0.17761; {windowsoff}{paneloff}/wtc{home}{goto}spot1~{right 3}{down 10}/wtb{goto}spot7~{windowson}{panelon} 10: 0; {windowsoff}{paneloff}/wtc{home}{goto}spot1~{right 3}{down 10}/wtb{goto}spot7~{windowson}{panelon} 11: 0; {windowsoff}{paneloff}/wtc{home}{goto}spot1~{right 3}{down 10}/wtb{goto}spot7~{windowson}{panelon} 12: 0; {windowsoff}{paneloff}/wtc{home}{goto}spot1~{right 3}{down 10}/wtb{goto}spot7~{windowson}{panelon} 13: 0
39 | TOTAL SALES EXP LABOR | LABSA | 0: 1457202.11; 2: 1456176.4357; 4: 1025.5336; 5: 0.14068; {windowsoff}{paneloff}/wtc{home}{goto}spot1~{right 3}{down 10}/wtb{goto}spot7~{windowson}{panelon} 8: 0.14068; {windowsoff}{paneloff}/wtc{home}{goto}spot1~{right 3}{down 10}/wtb{goto}spot7~{windowson}{panelon} 10: 0; {windowsoff}{paneloff}/wtc{home}{goto}spot1~{right 3}{down 10}/wtb{goto}spot7~{windowson}{panelon} 11: 0; {windowsoff}{paneloff}/wtc{home}{goto}spot1~{right 3}{down 10}/wtb{goto}spot7~{windowson}{panelon} 12: 0; {windowsoff}{paneloff}/wtc{home}{goto}spot1~{right 3}{down 10}/wtb{goto}spot7~{windowson}{panelon} 13: 0
40 | TOT ADMINISTRATIVE & GEN EXP | A_GEXP | 0: 103626522.51; 2: 93031575.5627; 4: 5878223.439; 5: 4716723.5083; {windowsoff}{paneloff}/wtc{home}{goto}spot1~{right 3}{down 10}/wtb{goto}spot7~{windowson}{panelon} 8: 3118.0684; {windowsoff}{paneloff}/wtc{home}{goto}spot1~{right 3}{down 10}/wtb{goto}spot7~{windowson}{panelon} 10: 4713605.4399; {windowsoff}{paneloff}/wtc{home}{goto}spot1~{right 3}{down 10}/wtb{goto}spot7~{windowson}{panelon} 11: 1529124.9275; {windowsoff}{paneloff}/wtc{home}{goto}spot1~{right 3}{down 10}/wtb{goto}spot7~{windowson}{panelon} 12: 3184480.5125; {windowsoff}{paneloff}/wtc{home}{goto}spot1~{right 3}{down 10}/wtb{goto}spot7~{windowson}{panelon} 13: 4.8919e-12
INTERNALLY DEVELOPED-CON'T
-
1 | ACCT 930-EPRI & ADVERTISING | EXP930A | 0: 1396664.09; 2: 1326517.9832; 4: 70138.8147; 5: 7.292; {windowsoff}{paneloff}/wtc{home}{goto}spot1~{right 3}{down 10}/wtb{goto}spot7~{windowson}{panelon} 8: 7.292; {windowsoff}{paneloff}/wtc{home}{goto}spot1~{right 3}{down 10}/wtb{goto}spot7~{windowson}{panelon} 10: 0; {windowsoff}{paneloff}/wtc{home}{goto}spot1~{right 3}{down 10}/wtb{goto}spot7~{windowson}{panelon} 11: 0; {windowsoff}{paneloff}/wtc{home}{goto}spot1~{right 3}{down 10}/wtb{goto}spot7~{windowson}{panelon} 12: 0; {windowsoff}{paneloff}/wtc{home}{goto}spot1~{right 3}{down 10}/wtb{goto}spot7~{windowson}{panelon} 13: 0
2 | TOTAL CUSTOMER SERVICES EXP | CUSTSER | 0: 14444732.7; 2: 14435843.6068; 4: 8887.874; 5: 1.2192; {windowsoff}{paneloff}/wtc{home}{goto}spot1~{right 3}{down 10}/wtb{goto}spot7~{windowson}{panelon} 8: 1.2192; {windowsoff}{paneloff}/wtc{home}{goto}spot1~{right 3}{down 10}/wtb{goto}spot7~{windowson}{panelon} 10: 0; {windowsoff}{paneloff}/wtc{home}{goto}spot1~{right 3}{down 10}/wtb{goto}spot7~{windowson}{panelon} 11: 0; {windowsoff}{paneloff}/wtc{home}{goto}spot1~{right 3}{down 10}/wtb{goto}spot7~{windowson}{panelon} 12: 0; {windowsoff}{paneloff}/wtc{home}{goto}spot1~{right 3}{down 10}/wtb{goto}spot7~{windowson}{panelon} 13: 0
3 | DISTRIBUTION PLANT EXCL VA | DPLTXVA | 0: 1353432051.07; 2: 1348948019.5461; 4: 0; 5: 4484031.5239; {windowsoff}{paneloff}/wtc{home}{goto}spot1~{right 3}{down 10}/wtb{goto}spot7~{windowson}{panelon} 8: 162042.68; {windowsoff}{paneloff}/wtc{home}{goto}spot1~{right 3}{down 10}/wtb{goto}spot7~{windowson}{panelon} 10: 4321988.8439; {windowsoff}{paneloff}/wtc{home}{goto}spot1~{right 3}{down 10}/wtb{goto}spot7~{windowson}{panelon} 11: 3714063.0444; {windowsoff}{paneloff}/wtc{home}{goto}spot1~{right 3}{down 10}/wtb{goto}spot7~{windowson}{panelon} 12: 607925.7995; {windowsoff}{paneloff}/wtc{home}{goto}spot1~{right 3}{down 10}/wtb{goto}spot7~{windowson}{panelon} 13: 0
4 | ACCT 926 DIR ASSIGN COMP.KY RET | LABPTDKY | 0: 64434373.6993; 2: 64434373.6993; 4: 0; 5: 0; {windowsoff}{paneloff}/wtc{home}{goto}spot1~{right 3}{down 10}/wtb{goto}spot7~{windowson}{panelon} 8: 0; {windowsoff}{paneloff}/wtc{home}{goto}spot1~{right 3}{down 10}/wtb{goto}spot7~{windowson}{panelon} 10: 0; {windowsoff}{paneloff}/wtc{home}{goto}spot1~{right 3}{down 10}/wtb{goto}spot7~{windowson}{panelon} 11: 0; {windowsoff}{paneloff}/wtc{home}{goto}spot1~{right 3}{down 10}/wtb{goto}spot7~{windowson}{panelon} 12: 0; {windowsoff}{paneloff}/wtc{home}{goto}spot1~{right 3}{down 10}/wtb{goto}spot7~{windowson}{panelon} 13: 0
5 | ACCT 926 DIR ASSIGN COMP.VAJ | LABPTDVAJ | 0: 4125280.2934; 2: 0; 4: 4125280.2934; 5: 0; {windowsoff}{paneloff}/wtc{home}{goto}spot1~{right 3}{down 10}/wtb{goto}spot7~{windowson}{panelon} 8: 0; {windowsoff}{paneloff}/wtc{home}{goto}spot1~{right 3}{down 10}/wtb{goto}spot7~{windowson}{panelon} 10: 0; {windowsoff}{paneloff}/wtc{home}{goto}spot1~{right 3}{down 10}/wtb{goto}spot7~{windowson}{panelon} 11: 0; {windowsoff}{paneloff}/wtc{home}{goto}spot1~{right 3}{down 10}/wtb{goto}spot7~{windowson}{panelon} 12: 0; {windowsoff}{paneloff}/wtc{home}{goto}spot1~{right 3}{down 10}/wtb{goto}spot7~{windowson}{panelon} 13: 0
6 | ACCT 926 DIR ASSIGN COMP.VANJ | LABPTDVNJ | 0: 0; 2: 0; 4: 0; 5: 0; {windowsoff}{paneloff}/wtc{home}{goto}spot1~{right 3}{down 10}/wtb{goto}spot7~{windowson}{panelon} 8: 0; {windowsoff}{paneloff}/wtc{home}{goto}spot1~{right 3}{down 10}/wtb{goto}spot7~{windowson}{panelon} 10: 0; {windowsoff}{paneloff}/wtc{home}{goto}spot1~{right 3}{down 10}/wtb{goto}spot7~{windowson}{panelon} 11: 0; {windowsoff}{paneloff}/wtc{home}{goto}spot1~{right 3}{down 10}/wtb{goto}spot7~{windowson}{panelon} 12: 0; {windowsoff}{paneloff}/wtc{home}{goto}spot1~{right 3}{down 10}/wtb{goto}spot7~{windowson}{panelon} 13: 0
7 | ACCT 926 DIR ASSIGN COMP.FERC | LABPTDFER | 0: 4823306.2093; 2: 0; 4: 0; 5: 4823306.2093; {windowsoff}{paneloff}/wtc{home}{goto}spot1~{right 3}{down 10}/wtb{goto}spot7~{windowson}{panelon} 8: 0; {windowsoff}{paneloff}/wtc{home}{goto}spot1~{right 3}{down 10}/wtb{goto}spot7~{windowson}{panelon} 10: 4823306.2093; {windowsoff}{paneloff}/wtc{home}{goto}spot1~{right 3}{down 10}/wtb{goto}spot7~{windowson}{panelon} 11: 1563830.0073; {windowsoff}{paneloff}/wtc{home}{goto}spot1~{right 3}{down 10}/wtb{goto}spot7~{windowson}{panelon} 12: 3259476.202; {windowsoff}{paneloff}/wtc{home}{goto}spot1~{right 3}{down 10}/wtb{goto}spot7~{windowson}{panelon} 13: 0
8 | 203(E) EXCESS DEFERRED TAXES | TOT203E | 0: -1256557; 2: -1104028.4243; 4: -70030.6513; 5: -82497.9244; {windowsoff}{paneloff}/wtc{home}{goto}spot1~{right 3}{down 10}/wtb{goto}spot7~{windowson}{panelon} 8: -38.9563; {windowsoff}{paneloff}/wtc{home}{goto}spot1~{right 3}{down 10}/wtb{goto}spot7~{windowson}{panelon} 10: -82458.9681; {windowsoff}{paneloff}/wtc{home}{goto}spot1~{right 3}{down 10}/wtb{goto}spot7~{windowson}{panelon} 11: -26198.7274; {windowsoff}{paneloff}/wtc{home}{goto}spot1~{right 3}{down 10}/wtb{goto}spot7~{windowson}{panelon} 12: -56260.2407; {windowsoff}{paneloff}/wtc{home}{goto}spot1~{right 3}{down 10}/wtb{goto}spot7~{windowson}{panelon} 13: 0
9 | RATE BASE-KY | KYRATEBASE | 0: 3839514212.1584; 2: 3550375898.9469; 4: 0; 5: 289138313.2115; {windowsoff}{paneloff}/wtc{home}{goto}spot1~{right 3}{down 10}/wtb{goto}spot7~{windowson}{panelon} 8: 0; {windowsoff}{paneloff}/wtc{home}{goto}spot1~{right 3}{down 10}/wtb{goto}spot7~{windowson}{panelon} 10: 289138313.2115; {windowsoff}{paneloff}/wtc{home}{goto}spot1~{right 3}{down 10}/wtb{goto}spot7~{windowson}{panelon} 11: 91830469.2893; {windowsoff}{paneloff}/wtc{home}{goto}spot1~{right 3}{down 10}/wtb{goto}spot7~{windowson}{panelon} 12: 197307843.9222; {windowsoff}{paneloff}/wtc{home}{goto}spot1~{right 3}{down 10}/wtb{goto}spot7~{windowson}{panelon} 13: 0
10
11
12
13
14
15
16
17
18
19
20
21
22
23
24
25
26
27
28
29
30
31
32
33
34
35
36
37
38
39
40
REVENUES FROM ELECTRIC SALES
-
1 | 440-RESIDENTIAL |  | 0: 509303762.85; 2: 476589863.14; 4: 32707844.71; 5: 6055; {windowsoff}{paneloff}/wtc{home}{goto}spot1~{right 3}{down 10}/wtb{goto}spot7~{windowson}{panelon} 8: 6055; {windowsoff}{paneloff}/wtc{home}{goto}spot1~{right 3}{down 10}/wtb{goto}spot7~{windowson}{panelon} 10: 0; {windowsoff}{paneloff}/wtc{home}{goto}spot1~{right 3}{down 10}/wtb{goto}spot7~{windowson}{panelon} 11: 0; {windowsoff}{paneloff}/wtc{home}{goto}spot1~{right 3}{down 10}/wtb{goto}spot7~{windowson}{panelon} 12: 0; {windowsoff}{paneloff}/wtc{home}{goto}spot1~{right 3}{down 10}/wtb{goto}spot7~{windowson}{panelon} 13: 0
2 | 442-SMALL COMMERCIAL |  | 0: 181449246.41; 2: 175113848.34; 4: 6335398.07; 5: 0; {windowsoff}{paneloff}/wtc{home}{goto}spot1~{right 3}{down 10}/wtb{goto}spot7~{windowson}{panelon} 8: 0; {windowsoff}{paneloff}/wtc{home}{goto}spot1~{right 3}{down 10}/wtb{goto}spot7~{windowson}{panelon} 10: 0; {windowsoff}{paneloff}/wtc{home}{goto}spot1~{right 3}{down 10}/wtb{goto}spot7~{windowson}{panelon} 11: 0; {windowsoff}{paneloff}/wtc{home}{goto}spot1~{right 3}{down 10}/wtb{goto}spot7~{windowson}{panelon} 12: 0; {windowsoff}{paneloff}/wtc{home}{goto}spot1~{right 3}{down 10}/wtb{goto}spot7~{windowson}{panelon} 13: 0
3 | 442-LARGE COMMERCIAL |  | 0: 159939302.1; 2: 149946898.97; 4: 9992403.13; 5: 0; {windowsoff}{paneloff}/wtc{home}{goto}spot1~{right 3}{down 10}/wtb{goto}spot7~{windowson}{panelon} 8: 0; {windowsoff}{paneloff}/wtc{home}{goto}spot1~{right 3}{down 10}/wtb{goto}spot7~{windowson}{panelon} 10: 0; {windowsoff}{paneloff}/wtc{home}{goto}spot1~{right 3}{down 10}/wtb{goto}spot7~{windowson}{panelon} 11: 0; {windowsoff}{paneloff}/wtc{home}{goto}spot1~{right 3}{down 10}/wtb{goto}spot7~{windowson}{panelon} 12: 0; {windowsoff}{paneloff}/wtc{home}{goto}spot1~{right 3}{down 10}/wtb{goto}spot7~{windowson}{panelon} 13: 0
4 | 442-INDUSTRIAL |  | 0: 342664408.8; 2: 339425792.1; 4: 3238616.7; 5: 0; {windowsoff}{paneloff}/wtc{home}{goto}spot1~{right 3}{down 10}/wtb{goto}spot7~{windowson}{panelon} 8: 0; {windowsoff}{paneloff}/wtc{home}{goto}spot1~{right 3}{down 10}/wtb{goto}spot7~{windowson}{panelon} 10: 0; {windowsoff}{paneloff}/wtc{home}{goto}spot1~{right 3}{down 10}/wtb{goto}spot7~{windowson}{panelon} 11: 0; {windowsoff}{paneloff}/wtc{home}{goto}spot1~{right 3}{down 10}/wtb{goto}spot7~{windowson}{panelon} 12: 0; {windowsoff}{paneloff}/wtc{home}{goto}spot1~{right 3}{down 10}/wtb{goto}spot7~{windowson}{panelon} 13: 0
5 | 442-MINE POWER |  | 0: 43926568.66; 2: 29838195.83; 4: 14088372.83; 5: 0; {windowsoff}{paneloff}/wtc{home}{goto}spot1~{right 3}{down 10}/wtb{goto}spot7~{windowson}{panelon} 8: 0; {windowsoff}{paneloff}/wtc{home}{goto}spot1~{right 3}{down 10}/wtb{goto}spot7~{windowson}{panelon} 10: 0; {windowsoff}{paneloff}/wtc{home}{goto}spot1~{right 3}{down 10}/wtb{goto}spot7~{windowson}{panelon} 11: 0; {windowsoff}{paneloff}/wtc{home}{goto}spot1~{right 3}{down 10}/wtb{goto}spot7~{windowson}{panelon} 12: 0; {windowsoff}{paneloff}/wtc{home}{goto}spot1~{right 3}{down 10}/wtb{goto}spot7~{windowson}{panelon} 13: 0
6 | 444-PUBLIC ST & HWY LIGHTING |  | 0: 10746104.73; 2: 10423249.62; 4: 322855.11; 5: 0; {windowsoff}{paneloff}/wtc{home}{goto}spot1~{right 3}{down 10}/wtb{goto}spot7~{windowson}{panelon} 8: 0; {windowsoff}{paneloff}/wtc{home}{goto}spot1~{right 3}{down 10}/wtb{goto}spot7~{windowson}{panelon} 10: 0; {windowsoff}{paneloff}/wtc{home}{goto}spot1~{right 3}{down 10}/wtb{goto}spot7~{windowson}{panelon} 11: 0; {windowsoff}{paneloff}/wtc{home}{goto}spot1~{right 3}{down 10}/wtb{goto}spot7~{windowson}{panelon} 12: 0; {windowsoff}{paneloff}/wtc{home}{goto}spot1~{right 3}{down 10}/wtb{goto}spot7~{windowson}{panelon} 13: 0
7 | 445-OTHER PUBLIC AUTHORITIES |  | 0: 111947307.06; 2: 105659336.56; 4: 6287970.5; 5: 0; {windowsoff}{paneloff}/wtc{home}{goto}spot1~{right 3}{down 10}/wtb{goto}spot7~{windowson}{panelon} 8: 0; {windowsoff}{paneloff}/wtc{home}{goto}spot1~{right 3}{down 10}/wtb{goto}spot7~{windowson}{panelon} 10: 0; {windowsoff}{paneloff}/wtc{home}{goto}spot1~{right 3}{down 10}/wtb{goto}spot7~{windowson}{panelon} 11: 0; {windowsoff}{paneloff}/wtc{home}{goto}spot1~{right 3}{down 10}/wtb{goto}spot7~{windowson}{panelon} 12: 0; {windowsoff}{paneloff}/wtc{home}{goto}spot1~{right 3}{down 10}/wtb{goto}spot7~{windowson}{panelon} 13: 0
8 | 445-MUNICIPAL PUMPING |  | 0: 4874900.92; 2: 4703886.52; 4: 171014.4; 5: 0; {windowsoff}{paneloff}/wtc{home}{goto}spot1~{right 3}{down 10}/wtb{goto}spot7~{windowson}{panelon} 8: 0; {windowsoff}{paneloff}/wtc{home}{goto}spot1~{right 3}{down 10}/wtb{goto}spot7~{windowson}{panelon} 10: 0; {windowsoff}{paneloff}/wtc{home}{goto}spot1~{right 3}{down 10}/wtb{goto}spot7~{windowson}{panelon} 11: 0; {windowsoff}{paneloff}/wtc{home}{goto}spot1~{right 3}{down 10}/wtb{goto}spot7~{windowson}{panelon} 12: 0; {windowsoff}{paneloff}/wtc{home}{goto}spot1~{right 3}{down 10}/wtb{goto}spot7~{windowson}{panelon} 13: 0
9 | 447-SALES FOR RESALE-MUNICIPAL WHOLESALE |  | 0: 98298884.89; 2: 0; 4: 0; 5: 98298884.89; {windowsoff}{paneloff}/wtc{home}{goto}spot1~{right 3}{down 10}/wtb{goto}spot7~{windowson}{panelon} 8: 0; {windowsoff}{paneloff}/wtc{home}{goto}spot1~{right 3}{down 10}/wtb{goto}spot7~{windowson}{panelon} 10: 98298884.89; {windowsoff}{paneloff}/wtc{home}{goto}spot1~{right 3}{down 10}/wtb{goto}spot7~{windowson}{panelon} 11: 31838591.36; {windowsoff}{paneloff}/wtc{home}{goto}spot1~{right 3}{down 10}/wtb{goto}spot7~{windowson}{panelon} 12: 66460293.53; {windowsoff}{paneloff}/wtc{home}{goto}spot1~{right 3}{down 10}/wtb{goto}spot7~{windowson}{panelon} 13: 0
10 | ANNUALIZATION |  | 0: 0; 2: 0; 4: 0; 5: 0; {windowsoff}{paneloff}/wtc{home}{goto}spot1~{right 3}{down 10}/wtb{goto}spot7~{windowson}{panelon} 8: 0; {windowsoff}{paneloff}/wtc{home}{goto}spot1~{right 3}{down 10}/wtb{goto}spot7~{windowson}{panelon} 10: 0; {windowsoff}{paneloff}/wtc{home}{goto}spot1~{right 3}{down 10}/wtb{goto}spot7~{windowson}{panelon} 11: 0; {windowsoff}{paneloff}/wtc{home}{goto}spot1~{right 3}{down 10}/wtb{goto}spot7~{windowson}{panelon} 12: 0; {windowsoff}{paneloff}/wtc{home}{goto}spot1~{right 3}{down 10}/wtb{goto}spot7~{windowson}{panelon} 13: 0
11 | 449-PROVISION FOR RATE REFUND |  | 0: 0; 2: 0; 4: 0; 5: 0; {windowsoff}{paneloff}/wtc{home}{goto}spot1~{right 3}{down 10}/wtb{goto}spot7~{windowson}{panelon} 8: 0; {windowsoff}{paneloff}/wtc{home}{goto}spot1~{right 3}{down 10}/wtb{goto}spot7~{windowson}{panelon} 10: 0; {windowsoff}{paneloff}/wtc{home}{goto}spot1~{right 3}{down 10}/wtb{goto}spot7~{windowson}{panelon} 11: 0; {windowsoff}{paneloff}/wtc{home}{goto}spot1~{right 3}{down 10}/wtb{goto}spot7~{windowson}{panelon} 12: 0; {windowsoff}{paneloff}/wtc{home}{goto}spot1~{right 3}{down 10}/wtb{goto}spot7~{windowson}{panelon} 13: 0
12
13
RATIO TABLE
CAPACITY RELATED
-
PRODUCTION ALLOCATORS
1 | DEMAND (12 CP GEN LEV)-PROD | DEMPROD | 0: 1; 2: 0.86549; 4: 0.050828; 5: 0.083682; {windowsoff}{paneloff}/wtc{home}{goto}spot1~{right 3}{down 10}/wtb{goto}spot7~{windowson}{panelon} 8: 7.6525e-06; {windowsoff}{paneloff}/wtc{home}{goto}spot1~{right 3}{down 10}/wtb{goto}spot7~{windowson}{panelon} 10: 0.083675; {windowsoff}{paneloff}/wtc{home}{goto}spot1~{right 3}{down 10}/wtb{goto}spot7~{windowson}{panelon} 11: 0.026109; {windowsoff}{paneloff}/wtc{home}{goto}spot1~{right 3}{down 10}/wtb{goto}spot7~{windowson}{panelon} 12: 0.057566; {windowsoff}{paneloff}/wtc{home}{goto}spot1~{right 3}{down 10}/wtb{goto}spot7~{windowson}{panelon} 13: 0
2 | DEMAND (12 CP GEN LEV)-FERC | DEMFERC | 0: 1; 2: 0; 4: 0.37789; 5: 0.62211; {windowsoff}{paneloff}/wtc{home}{goto}spot1~{right 3}{down 10}/wtb{goto}spot7~{windowson}{panelon} 8: 0; {windowsoff}{paneloff}/wtc{home}{goto}spot1~{right 3}{down 10}/wtb{goto}spot7~{windowson}{panelon} 10: 0.62211; {windowsoff}{paneloff}/wtc{home}{goto}spot1~{right 3}{down 10}/wtb{goto}spot7~{windowson}{panelon} 11: 0.19411; {windowsoff}{paneloff}/wtc{home}{goto}spot1~{right 3}{down 10}/wtb{goto}spot7~{windowson}{panelon} 12: 0.42799; {windowsoff}{paneloff}/wtc{home}{goto}spot1~{right 3}{down 10}/wtb{goto}spot7~{windowson}{panelon} 13: 0
3 | DEMAND (12 CP GEN)-PROD VA | DPRODVA | 0: 1; 2: 0; 4: 1; 5: 0; {windowsoff}{paneloff}/wtc{home}{goto}spot1~{right 3}{down 10}/wtb{goto}spot7~{windowson}{panelon} 8: 0; {windowsoff}{paneloff}/wtc{home}{goto}spot1~{right 3}{down 10}/wtb{goto}spot7~{windowson}{panelon} 10: 0; {windowsoff}{paneloff}/wtc{home}{goto}spot1~{right 3}{down 10}/wtb{goto}spot7~{windowson}{panelon} 11: 0; {windowsoff}{paneloff}/wtc{home}{goto}spot1~{right 3}{down 10}/wtb{goto}spot7~{windowson}{panelon} 12: 0; {windowsoff}{paneloff}/wtc{home}{goto}spot1~{right 3}{down 10}/wtb{goto}spot7~{windowson}{panelon} 13: 0
4 | DEMAND (12 CP GEN)-PROD KY | DPRODKY | 0: 1; 2: 0.91184; 4: 0; 5: 0.088156; {windowsoff}{paneloff}/wtc{home}{goto}spot1~{right 3}{down 10}/wtb{goto}spot7~{windowson}{panelon} 8: 0; {windowsoff}{paneloff}/wtc{home}{goto}spot1~{right 3}{down 10}/wtb{goto}spot7~{windowson}{panelon} 10: 0.088156; {windowsoff}{paneloff}/wtc{home}{goto}spot1~{right 3}{down 10}/wtb{goto}spot7~{windowson}{panelon} 11: 0.027507; {windowsoff}{paneloff}/wtc{home}{goto}spot1~{right 3}{down 10}/wtb{goto}spot7~{windowson}{panelon} 12: 0.060649; {windowsoff}{paneloff}/wtc{home}{goto}spot1~{right 3}{down 10}/wtb{goto}spot7~{windowson}{panelon} 13: 0
5 | DEM (12 CP GEN LV)-FERC POST | DEMFERCP | 0: 1; 2: 0; 4: 0; 5: 1; {windowsoff}{paneloff}/wtc{home}{goto}spot1~{right 3}{down 10}/wtb{goto}spot7~{windowson}{panelon} 8: 0; {windowsoff}{paneloff}/wtc{home}{goto}spot1~{right 3}{down 10}/wtb{goto}spot7~{windowson}{panelon} 10: 1; {windowsoff}{paneloff}/wtc{home}{goto}spot1~{right 3}{down 10}/wtb{goto}spot7~{windowson}{panelon} 11: 0.31203; {windowsoff}{paneloff}/wtc{home}{goto}spot1~{right 3}{down 10}/wtb{goto}spot7~{windowson}{panelon} 12: 0.68797; {windowsoff}{paneloff}/wtc{home}{goto}spot1~{right 3}{down 10}/wtb{goto}spot7~{windowson}{panelon} 13: 0
6 | DEM (12 CP GEN LV)-NON VA | DEMPRODNV | 0: 1; 2: 0.91184; 4: 0; 5: 0.088163; {windowsoff}{paneloff}/wtc{home}{goto}spot1~{right 3}{down 10}/wtb{goto}spot7~{windowson}{panelon} 8: 8.0622e-06; {windowsoff}{paneloff}/wtc{home}{goto}spot1~{right 3}{down 10}/wtb{goto}spot7~{windowson}{panelon} 10: 0.088155; {windowsoff}{paneloff}/wtc{home}{goto}spot1~{right 3}{down 10}/wtb{goto}spot7~{windowson}{panelon} 11: 0.027507; {windowsoff}{paneloff}/wtc{home}{goto}spot1~{right 3}{down 10}/wtb{goto}spot7~{windowson}{panelon} 12: 0.060649; {windowsoff}{paneloff}/wtc{home}{goto}spot1~{right 3}{down 10}/wtb{goto}spot7~{windowson}{panelon} 13: 0
TRANSMISSION ALLOCATORS
7 | DEMAND (12 CP GEN LEV)-TRAN | DEMTRAN | 0: 1; 2: 0.86549; 4: 0.050828; 5: 0.083682; {windowsoff}{paneloff}/wtc{home}{goto}spot1~{right 3}{down 10}/wtb{goto}spot7~{windowson}{panelon} 8: 7.6525e-06; {windowsoff}{paneloff}/wtc{home}{goto}spot1~{right 3}{down 10}/wtb{goto}spot7~{windowson}{panelon} 10: 0.083675; {windowsoff}{paneloff}/wtc{home}{goto}spot1~{right 3}{down 10}/wtb{goto}spot7~{windowson}{panelon} 11: 0.026109; {windowsoff}{paneloff}/wtc{home}{goto}spot1~{right 3}{down 10}/wtb{goto}spot7~{windowson}{panelon} 12: 0.057566; {windowsoff}{paneloff}/wtc{home}{goto}spot1~{right 3}{down 10}/wtb{goto}spot7~{windowson}{panelon} 13: 0
8 | DEMAND (12 CP GEN LEV)-VA | DEMVA | 0: 1; 2: 0; 4: 1; 5: 0; {windowsoff}{paneloff}/wtc{home}{goto}spot1~{right 3}{down 10}/wtb{goto}spot7~{windowson}{panelon} 8: 0; {windowsoff}{paneloff}/wtc{home}{goto}spot1~{right 3}{down 10}/wtb{goto}spot7~{windowson}{panelon} 10: 0; {windowsoff}{paneloff}/wtc{home}{goto}spot1~{right 3}{down 10}/wtb{goto}spot7~{windowson}{panelon} 11: 0; {windowsoff}{paneloff}/wtc{home}{goto}spot1~{right 3}{down 10}/wtb{goto}spot7~{windowson}{panelon} 12: 0; {windowsoff}{paneloff}/wtc{home}{goto}spot1~{right 3}{down 10}/wtb{goto}spot7~{windowson}{panelon} 13: 0
9 | DEM (12 CP GEN LEV)-NON FERC | DEMTRANNF | 0: 1; 2: 0.94452; 4: 0.055469; 5: 8.3513e-06; {windowsoff}{paneloff}/wtc{home}{goto}spot1~{right 3}{down 10}/wtb{goto}spot7~{windowson}{panelon} 8: 8.3513e-06; {windowsoff}{paneloff}/wtc{home}{goto}spot1~{right 3}{down 10}/wtb{goto}spot7~{windowson}{panelon} 10: 0; {windowsoff}{paneloff}/wtc{home}{goto}spot1~{right 3}{down 10}/wtb{goto}spot7~{windowson}{panelon} 11: 0; {windowsoff}{paneloff}/wtc{home}{goto}spot1~{right 3}{down 10}/wtb{goto}spot7~{windowson}{panelon} 12: 0; {windowsoff}{paneloff}/wtc{home}{goto}spot1~{right 3}{down 10}/wtb{goto}spot7~{windowson}{panelon} 13: 0
10 | DEM (12 CP GN LEV)-TRAN FERC | DEMFERCT | 0: 1; 2: 0; 4: 0.37789; 5: 0.62211; {windowsoff}{paneloff}/wtc{home}{goto}spot1~{right 3}{down 10}/wtb{goto}spot7~{windowson}{panelon} 8: 0; {windowsoff}{paneloff}/wtc{home}{goto}spot1~{right 3}{down 10}/wtb{goto}spot7~{windowson}{panelon} 10: 0.62211; {windowsoff}{paneloff}/wtc{home}{goto}spot1~{right 3}{down 10}/wtb{goto}spot7~{windowson}{panelon} 11: 0.19411; {windowsoff}{paneloff}/wtc{home}{goto}spot1~{right 3}{down 10}/wtb{goto}spot7~{windowson}{panelon} 12: 0.42799; {windowsoff}{paneloff}/wtc{home}{goto}spot1~{right 3}{down 10}/wtb{goto}spot7~{windowson}{panelon} 13: 0
11 | DEM (12 CP GN)-TR FERC POST | DFERCTP | 0: 1; 2: 0; 4: 0; 5: 1; {windowsoff}{paneloff}/wtc{home}{goto}spot1~{right 3}{down 10}/wtb{goto}spot7~{windowson}{panelon} 8: 0; {windowsoff}{paneloff}/wtc{home}{goto}spot1~{right 3}{down 10}/wtb{goto}spot7~{windowson}{panelon} 10: 1; {windowsoff}{paneloff}/wtc{home}{goto}spot1~{right 3}{down 10}/wtb{goto}spot7~{windowson}{panelon} 11: 0.31203; {windowsoff}{paneloff}/wtc{home}{goto}spot1~{right 3}{down 10}/wtb{goto}spot7~{windowson}{panelon} 12: 0.68797; {windowsoff}{paneloff}/wtc{home}{goto}spot1~{right 3}{down 10}/wtb{goto}spot7~{windowson}{panelon} 13: 0
DISTRIBUTION ALLOCATORS
12 | DIRECT ASSIGN 360 KY | DEM360K | 0: 1; 2: 0.99821; 4: 0; 5: 0.0017913; {windowsoff}{paneloff}/wtc{home}{goto}spot1~{right 3}{down 10}/wtb{goto}spot7~{windowson}{panelon} 8: 0; {windowsoff}{paneloff}/wtc{home}{goto}spot1~{right 3}{down 10}/wtb{goto}spot7~{windowson}{panelon} 10: 0.0017913; {windowsoff}{paneloff}/wtc{home}{goto}spot1~{right 3}{down 10}/wtb{goto}spot7~{windowson}{panelon} 11: 0.0017913; {windowsoff}{paneloff}/wtc{home}{goto}spot1~{right 3}{down 10}/wtb{goto}spot7~{windowson}{panelon} 12: 0; {windowsoff}{paneloff}/wtc{home}{goto}spot1~{right 3}{down 10}/wtb{goto}spot7~{windowson}{panelon} 13: 0
13 | DIRECT ASSIGN 361 KY | DEM361K | 0: 1; 2: 0.96212; 4: 0; 5: 0.037881; {windowsoff}{paneloff}/wtc{home}{goto}spot1~{right 3}{down 10}/wtb{goto}spot7~{windowson}{panelon} 8: 0; {windowsoff}{paneloff}/wtc{home}{goto}spot1~{right 3}{down 10}/wtb{goto}spot7~{windowson}{panelon} 10: 0.037881; {windowsoff}{paneloff}/wtc{home}{goto}spot1~{right 3}{down 10}/wtb{goto}spot7~{windowson}{panelon} 11: 0.037881; {windowsoff}{paneloff}/wtc{home}{goto}spot1~{right 3}{down 10}/wtb{goto}spot7~{windowson}{panelon} 12: 0; {windowsoff}{paneloff}/wtc{home}{goto}spot1~{right 3}{down 10}/wtb{goto}spot7~{windowson}{panelon} 13: 0
14 | DIRECT ASSIGN 362 KY | DEM362K | 0: 1; 2: 0.97673; 4: 0; 5: 0.023265; {windowsoff}{paneloff}/wtc{home}{goto}spot1~{right 3}{down 10}/wtb{goto}spot7~{windowson}{panelon} 8: 0; {windowsoff}{paneloff}/wtc{home}{goto}spot1~{right 3}{down 10}/wtb{goto}spot7~{windowson}{panelon} 10: 0.023265; {windowsoff}{paneloff}/wtc{home}{goto}spot1~{right 3}{down 10}/wtb{goto}spot7~{windowson}{panelon} 11: 0.023265; {windowsoff}{paneloff}/wtc{home}{goto}spot1~{right 3}{down 10}/wtb{goto}spot7~{windowson}{panelon} 12: 0; {windowsoff}{paneloff}/wtc{home}{goto}spot1~{right 3}{down 10}/wtb{goto}spot7~{windowson}{panelon} 13: 0
15 | DIRECT ASSIGN 364 KY | DEM364K | 0: 1; 2: 1; 4: 0; 5: 0; {windowsoff}{paneloff}/wtc{home}{goto}spot1~{right 3}{down 10}/wtb{goto}spot7~{windowson}{panelon} 8: 0; {windowsoff}{paneloff}/wtc{home}{goto}spot1~{right 3}{down 10}/wtb{goto}spot7~{windowson}{panelon} 10: 0; {windowsoff}{paneloff}/wtc{home}{goto}spot1~{right 3}{down 10}/wtb{goto}spot7~{windowson}{panelon} 11: 0; {windowsoff}{paneloff}/wtc{home}{goto}spot1~{right 3}{down 10}/wtb{goto}spot7~{windowson}{panelon} 12: 0; {windowsoff}{paneloff}/wtc{home}{goto}spot1~{right 3}{down 10}/wtb{goto}spot7~{windowson}{panelon} 13: 0
16 | DIRECT ASSIGN 365 KY | DEM365K | 0: 1; 2: 1; 4: 0; 5: 0; {windowsoff}{paneloff}/wtc{home}{goto}spot1~{right 3}{down 10}/wtb{goto}spot7~{windowson}{panelon} 8: 0; {windowsoff}{paneloff}/wtc{home}{goto}spot1~{right 3}{down 10}/wtb{goto}spot7~{windowson}{panelon} 10: 0; {windowsoff}{paneloff}/wtc{home}{goto}spot1~{right 3}{down 10}/wtb{goto}spot7~{windowson}{panelon} 11: 0; {windowsoff}{paneloff}/wtc{home}{goto}spot1~{right 3}{down 10}/wtb{goto}spot7~{windowson}{panelon} 12: 0; {windowsoff}{paneloff}/wtc{home}{goto}spot1~{right 3}{down 10}/wtb{goto}spot7~{windowson}{panelon} 13: 0
17 | DIRECT ASSIGN 366 KY | DEM366K | 0: 1; 2: 1; 4: 0; 5: 0; {windowsoff}{paneloff}/wtc{home}{goto}spot1~{right 3}{down 10}/wtb{goto}spot7~{windowson}{panelon} 8: 0; {windowsoff}{paneloff}/wtc{home}{goto}spot1~{right 3}{down 10}/wtb{goto}spot7~{windowson}{panelon} 10: 0; {windowsoff}{paneloff}/wtc{home}{goto}spot1~{right 3}{down 10}/wtb{goto}spot7~{windowson}{panelon} 11: 0; {windowsoff}{paneloff}/wtc{home}{goto}spot1~{right 3}{down 10}/wtb{goto}spot7~{windowson}{panelon} 12: 0; {windowsoff}{paneloff}/wtc{home}{goto}spot1~{right 3}{down 10}/wtb{goto}spot7~{windowson}{panelon} 13: 0
18 | DIRECT ASSIGN 367 KY | DEM367K | 0: 1; 2: 1; 4: 0; 5: 0; {windowsoff}{paneloff}/wtc{home}{goto}spot1~{right 3}{down 10}/wtb{goto}spot7~{windowson}{panelon} 8: 0; {windowsoff}{paneloff}/wtc{home}{goto}spot1~{right 3}{down 10}/wtb{goto}spot7~{windowson}{panelon} 10: 0; {windowsoff}{paneloff}/wtc{home}{goto}spot1~{right 3}{down 10}/wtb{goto}spot7~{windowson}{panelon} 11: 0; {windowsoff}{paneloff}/wtc{home}{goto}spot1~{right 3}{down 10}/wtb{goto}spot7~{windowson}{panelon} 12: 0; {windowsoff}{paneloff}/wtc{home}{goto}spot1~{right 3}{down 10}/wtb{goto}spot7~{windowson}{panelon} 13: 0
19 | DIRECT ASSIGN 368 KY | DEM368K | 0: 1; 2: 1; 4: 0; 5: 0; {windowsoff}{paneloff}/wtc{home}{goto}spot1~{right 3}{down 10}/wtb{goto}spot7~{windowson}{panelon} 8: 0; {windowsoff}{paneloff}/wtc{home}{goto}spot1~{right 3}{down 10}/wtb{goto}spot7~{windowson}{panelon} 10: 0; {windowsoff}{paneloff}/wtc{home}{goto}spot1~{right 3}{down 10}/wtb{goto}spot7~{windowson}{panelon} 11: 0; {windowsoff}{paneloff}/wtc{home}{goto}spot1~{right 3}{down 10}/wtb{goto}spot7~{windowson}{panelon} 12: 0; {windowsoff}{paneloff}/wtc{home}{goto}spot1~{right 3}{down 10}/wtb{goto}spot7~{windowson}{panelon} 13: 0
20 | DIRECT ASSIGN 374 KY | DEM374K | 0: 1; 2: 1; 4: 0; 5: 0; {windowsoff}{paneloff}/wtc{home}{goto}spot1~{right 3}{down 10}/wtb{goto}spot7~{windowson}{panelon} 8: 0; {windowsoff}{paneloff}/wtc{home}{goto}spot1~{right 3}{down 10}/wtb{goto}spot7~{windowson}{panelon} 10: 0; {windowsoff}{paneloff}/wtc{home}{goto}spot1~{right 3}{down 10}/wtb{goto}spot7~{windowson}{panelon} 11: 0; {windowsoff}{paneloff}/wtc{home}{goto}spot1~{right 3}{down 10}/wtb{goto}spot7~{windowson}{panelon} 12: 0; {windowsoff}{paneloff}/wtc{home}{goto}spot1~{right 3}{down 10}/wtb{goto}spot7~{windowson}{panelon} 13: 0
21 | DIRECT ASSIGN 360-VA | DEM360V | 0: 1; 2: 0; 4: 1; 5: 0; {windowsoff}{paneloff}/wtc{home}{goto}spot1~{right 3}{down 10}/wtb{goto}spot7~{windowson}{panelon} 8: 0; {windowsoff}{paneloff}/wtc{home}{goto}spot1~{right 3}{down 10}/wtb{goto}spot7~{windowson}{panelon} 10: 0; {windowsoff}{paneloff}/wtc{home}{goto}spot1~{right 3}{down 10}/wtb{goto}spot7~{windowson}{panelon} 11: 0; {windowsoff}{paneloff}/wtc{home}{goto}spot1~{right 3}{down 10}/wtb{goto}spot7~{windowson}{panelon} 12: 0; {windowsoff}{paneloff}/wtc{home}{goto}spot1~{right 3}{down 10}/wtb{goto}spot7~{windowson}{panelon} 13: 0
22 | DIRECT ASSIGN 361-VA | DEM361V | 0: 1; 2: 0; 4: 1; 5: 0; {windowsoff}{paneloff}/wtc{home}{goto}spot1~{right 3}{down 10}/wtb{goto}spot7~{windowson}{panelon} 8: 0; {windowsoff}{paneloff}/wtc{home}{goto}spot1~{right 3}{down 10}/wtb{goto}spot7~{windowson}{panelon} 10: 0; {windowsoff}{paneloff}/wtc{home}{goto}spot1~{right 3}{down 10}/wtb{goto}spot7~{windowson}{panelon} 11: 0; {windowsoff}{paneloff}/wtc{home}{goto}spot1~{right 3}{down 10}/wtb{goto}spot7~{windowson}{panelon} 12: 0; {windowsoff}{paneloff}/wtc{home}{goto}spot1~{right 3}{down 10}/wtb{goto}spot7~{windowson}{panelon} 13: 0
23 | DIRECT ASSIGN 362-VA | DEM362V | 0: 1; 2: 0; 4: 1; 5: 0; {windowsoff}{paneloff}/wtc{home}{goto}spot1~{right 3}{down 10}/wtb{goto}spot7~{windowson}{panelon} 8: 0; {windowsoff}{paneloff}/wtc{home}{goto}spot1~{right 3}{down 10}/wtb{goto}spot7~{windowson}{panelon} 10: 0; {windowsoff}{paneloff}/wtc{home}{goto}spot1~{right 3}{down 10}/wtb{goto}spot7~{windowson}{panelon} 11: 0; {windowsoff}{paneloff}/wtc{home}{goto}spot1~{right 3}{down 10}/wtb{goto}spot7~{windowson}{panelon} 12: 0; {windowsoff}{paneloff}/wtc{home}{goto}spot1~{right 3}{down 10}/wtb{goto}spot7~{windowson}{panelon} 13: 0
24 | DIRECT ASSIGN 360-362-FERC VA | DIR3602V | 0: 0; 2: 0; 4: 0; 5: 0; {windowsoff}{paneloff}/wtc{home}{goto}spot1~{right 3}{down 10}/wtb{goto}spot7~{windowson}{panelon} 8: 0; {windowsoff}{paneloff}/wtc{home}{goto}spot1~{right 3}{down 10}/wtb{goto}spot7~{windowson}{panelon} 10: 0; {windowsoff}{paneloff}/wtc{home}{goto}spot1~{right 3}{down 10}/wtb{goto}spot7~{windowson}{panelon} 11: 0; {windowsoff}{paneloff}/wtc{home}{goto}spot1~{right 3}{down 10}/wtb{goto}spot7~{windowson}{panelon} 12: 0; {windowsoff}{paneloff}/wtc{home}{goto}spot1~{right 3}{down 10}/wtb{goto}spot7~{windowson}{panelon} 13: 0
25 | DIRECT ASSIGN 364-VA | DEM364V | 0: 1; 2: 0; 4: 1; 5: 0; {windowsoff}{paneloff}/wtc{home}{goto}spot1~{right 3}{down 10}/wtb{goto}spot7~{windowson}{panelon} 8: 0; {windowsoff}{paneloff}/wtc{home}{goto}spot1~{right 3}{down 10}/wtb{goto}spot7~{windowson}{panelon} 10: 0; {windowsoff}{paneloff}/wtc{home}{goto}spot1~{right 3}{down 10}/wtb{goto}spot7~{windowson}{panelon} 11: 0; {windowsoff}{paneloff}/wtc{home}{goto}spot1~{right 3}{down 10}/wtb{goto}spot7~{windowson}{panelon} 12: 0; {windowsoff}{paneloff}/wtc{home}{goto}spot1~{right 3}{down 10}/wtb{goto}spot7~{windowson}{panelon} 13: 0
26 | DIRECT ASSIGN 365-VA | DEM365V | 0: 1; 2: 0; 4: 1; 5: 0; {windowsoff}{paneloff}/wtc{home}{goto}spot1~{right 3}{down 10}/wtb{goto}spot7~{windowson}{panelon} 8: 0; {windowsoff}{paneloff}/wtc{home}{goto}spot1~{right 3}{down 10}/wtb{goto}spot7~{windowson}{panelon} 10: 0; {windowsoff}{paneloff}/wtc{home}{goto}spot1~{right 3}{down 10}/wtb{goto}spot7~{windowson}{panelon} 11: 0; {windowsoff}{paneloff}/wtc{home}{goto}spot1~{right 3}{down 10}/wtb{goto}spot7~{windowson}{panelon} 12: 0; {windowsoff}{paneloff}/wtc{home}{goto}spot1~{right 3}{down 10}/wtb{goto}spot7~{windowson}{panelon} 13: 0
27 | DIRECT ASSIGN 367-VA | DEM367V | 0: 1; 2: 0; 4: 1; 5: 0; {windowsoff}{paneloff}/wtc{home}{goto}spot1~{right 3}{down 10}/wtb{goto}spot7~{windowson}{panelon} 8: 0; {windowsoff}{paneloff}/wtc{home}{goto}spot1~{right 3}{down 10}/wtb{goto}spot7~{windowson}{panelon} 10: 0; {windowsoff}{paneloff}/wtc{home}{goto}spot1~{right 3}{down 10}/wtb{goto}spot7~{windowson}{panelon} 11: 0; {windowsoff}{paneloff}/wtc{home}{goto}spot1~{right 3}{down 10}/wtb{goto}spot7~{windowson}{panelon} 12: 0; {windowsoff}{paneloff}/wtc{home}{goto}spot1~{right 3}{down 10}/wtb{goto}spot7~{windowson}{panelon} 13: 0
28 | DIRECT ASSIGN 368-VA | DEM368V | 0: 1; 2: 0; 4: 1; 5: 0; {windowsoff}{paneloff}/wtc{home}{goto}spot1~{right 3}{down 10}/wtb{goto}spot7~{windowson}{panelon} 8: 0; {windowsoff}{paneloff}/wtc{home}{goto}spot1~{right 3}{down 10}/wtb{goto}spot7~{windowson}{panelon} 10: 0; {windowsoff}{paneloff}/wtc{home}{goto}spot1~{right 3}{down 10}/wtb{goto}spot7~{windowson}{panelon} 11: 0; {windowsoff}{paneloff}/wtc{home}{goto}spot1~{right 3}{down 10}/wtb{goto}spot7~{windowson}{panelon} 12: 0; {windowsoff}{paneloff}/wtc{home}{goto}spot1~{right 3}{down 10}/wtb{goto}spot7~{windowson}{panelon} 13: 0
29 | DIRECT ASSIGN 360-TN | DEM360T | 0: 1; 2: 0; 4: 0; 5: 1; {windowsoff}{paneloff}/wtc{home}{goto}spot1~{right 3}{down 10}/wtb{goto}spot7~{windowson}{panelon} 8: 1; {windowsoff}{paneloff}/wtc{home}{goto}spot1~{right 3}{down 10}/wtb{goto}spot7~{windowson}{panelon} 10: 0; {windowsoff}{paneloff}/wtc{home}{goto}spot1~{right 3}{down 10}/wtb{goto}spot7~{windowson}{panelon} 11: 0; {windowsoff}{paneloff}/wtc{home}{goto}spot1~{right 3}{down 10}/wtb{goto}spot7~{windowson}{panelon} 12: 0; {windowsoff}{paneloff}/wtc{home}{goto}spot1~{right 3}{down 10}/wtb{goto}spot7~{windowson}{panelon} 13: 0
30 | DIRECT ASSIGN 361-TN | DEM361T | 0: 1; 2: 0; 4: 0; 5: 1; {windowsoff}{paneloff}/wtc{home}{goto}spot1~{right 3}{down 10}/wtb{goto}spot7~{windowson}{panelon} 8: 1; {windowsoff}{paneloff}/wtc{home}{goto}spot1~{right 3}{down 10}/wtb{goto}spot7~{windowson}{panelon} 10: 0; {windowsoff}{paneloff}/wtc{home}{goto}spot1~{right 3}{down 10}/wtb{goto}spot7~{windowson}{panelon} 11: 0; {windowsoff}{paneloff}/wtc{home}{goto}spot1~{right 3}{down 10}/wtb{goto}spot7~{windowson}{panelon} 12: 0; {windowsoff}{paneloff}/wtc{home}{goto}spot1~{right 3}{down 10}/wtb{goto}spot7~{windowson}{panelon} 13: 0
31 | DIRECT ASSIGN 362-TN | DEM362T | 0: 1; 2: 0; 4: 0; 5: 1; {windowsoff}{paneloff}/wtc{home}{goto}spot1~{right 3}{down 10}/wtb{goto}spot7~{windowson}{panelon} 8: 1; {windowsoff}{paneloff}/wtc{home}{goto}spot1~{right 3}{down 10}/wtb{goto}spot7~{windowson}{panelon} 10: 0; {windowsoff}{paneloff}/wtc{home}{goto}spot1~{right 3}{down 10}/wtb{goto}spot7~{windowson}{panelon} 11: 0; {windowsoff}{paneloff}/wtc{home}{goto}spot1~{right 3}{down 10}/wtb{goto}spot7~{windowson}{panelon} 12: 0; {windowsoff}{paneloff}/wtc{home}{goto}spot1~{right 3}{down 10}/wtb{goto}spot7~{windowson}{panelon} 13: 0
32 | DIRECT ASSIGN 364-TN | DEM364T | 0: 1; 2: 0; 4: 0; 5: 1; {windowsoff}{paneloff}/wtc{home}{goto}spot1~{right 3}{down 10}/wtb{goto}spot7~{windowson}{panelon} 8: 1; {windowsoff}{paneloff}/wtc{home}{goto}spot1~{right 3}{down 10}/wtb{goto}spot7~{windowson}{panelon} 10: 0; {windowsoff}{paneloff}/wtc{home}{goto}spot1~{right 3}{down 10}/wtb{goto}spot7~{windowson}{panelon} 11: 0; {windowsoff}{paneloff}/wtc{home}{goto}spot1~{right 3}{down 10}/wtb{goto}spot7~{windowson}{panelon} 12: 0; {windowsoff}{paneloff}/wtc{home}{goto}spot1~{right 3}{down 10}/wtb{goto}spot7~{windowson}{panelon} 13: 0
33 | DIRECT ASSIGN 365-TN | DEM365T | 0: 1; 2: 0; 4: 0; 5: 1; {windowsoff}{paneloff}/wtc{home}{goto}spot1~{right 3}{down 10}/wtb{goto}spot7~{windowson}{panelon} 8: 1; {windowsoff}{paneloff}/wtc{home}{goto}spot1~{right 3}{down 10}/wtb{goto}spot7~{windowson}{panelon} 10: 0; {windowsoff}{paneloff}/wtc{home}{goto}spot1~{right 3}{down 10}/wtb{goto}spot7~{windowson}{panelon} 11: 0; {windowsoff}{paneloff}/wtc{home}{goto}spot1~{right 3}{down 10}/wtb{goto}spot7~{windowson}{panelon} 12: 0; {windowsoff}{paneloff}/wtc{home}{goto}spot1~{right 3}{down 10}/wtb{goto}spot7~{windowson}{panelon} 13: 0
34 | DIRECT ASSIGN 368-TN | DEM368T | 0: 1; 2: 0; 4: 0; 5: 1; {windowsoff}{paneloff}/wtc{home}{goto}spot1~{right 3}{down 10}/wtb{goto}spot7~{windowson}{panelon} 8: 1; {windowsoff}{paneloff}/wtc{home}{goto}spot1~{right 3}{down 10}/wtb{goto}spot7~{windowson}{panelon} 10: 0; {windowsoff}{paneloff}/wtc{home}{goto}spot1~{right 3}{down 10}/wtb{goto}spot7~{windowson}{panelon} 11: 0; {windowsoff}{paneloff}/wtc{home}{goto}spot1~{right 3}{down 10}/wtb{goto}spot7~{windowson}{panelon} 12: 0; {windowsoff}{paneloff}/wtc{home}{goto}spot1~{right 3}{down 10}/wtb{goto}spot7~{windowson}{panelon} 13: 0
35 | DIRECT ASSIGN 369-TN | CUST369T | 0: 1; 2: 0; 4: 0; 5: 1; {windowsoff}{paneloff}/wtc{home}{goto}spot1~{right 3}{down 10}/wtb{goto}spot7~{windowson}{panelon} 8: 1; {windowsoff}{paneloff}/wtc{home}{goto}spot1~{right 3}{down 10}/wtb{goto}spot7~{windowson}{panelon} 10: 0; {windowsoff}{paneloff}/wtc{home}{goto}spot1~{right 3}{down 10}/wtb{goto}spot7~{windowson}{panelon} 11: 0; {windowsoff}{paneloff}/wtc{home}{goto}spot1~{right 3}{down 10}/wtb{goto}spot7~{windowson}{panelon} 12: 0; {windowsoff}{paneloff}/wtc{home}{goto}spot1~{right 3}{down 10}/wtb{goto}spot7~{windowson}{panelon} 13: 0
36 | DIRECT ASSIGN 370-TN | CUST370T | 0: 1; 2: 0; 4: 0; 5: 1; {windowsoff}{paneloff}/wtc{home}{goto}spot1~{right 3}{down 10}/wtb{goto}spot7~{windowson}{panelon} 8: 1; {windowsoff}{paneloff}/wtc{home}{goto}spot1~{right 3}{down 10}/wtb{goto}spot7~{windowson}{panelon} 10: 0; {windowsoff}{paneloff}/wtc{home}{goto}spot1~{right 3}{down 10}/wtb{goto}spot7~{windowson}{panelon} 11: 0; {windowsoff}{paneloff}/wtc{home}{goto}spot1~{right 3}{down 10}/wtb{goto}spot7~{windowson}{panelon} 12: 0; {windowsoff}{paneloff}/wtc{home}{goto}spot1~{right 3}{down 10}/wtb{goto}spot7~{windowson}{panelon} 13: 0
37 | DIRECT ASSIGN 371-TN | CUST371T | 0: 0; 2: 0; 4: 0; 5: 0; {windowsoff}{paneloff}/wtc{home}{goto}spot1~{right 3}{down 10}/wtb{goto}spot7~{windowson}{panelon} 8: 0; {windowsoff}{paneloff}/wtc{home}{goto}spot1~{right 3}{down 10}/wtb{goto}spot7~{windowson}{panelon} 10: 0; {windowsoff}{paneloff}/wtc{home}{goto}spot1~{right 3}{down 10}/wtb{goto}spot7~{windowson}{panelon} 11: 0; {windowsoff}{paneloff}/wtc{home}{goto}spot1~{right 3}{down 10}/wtb{goto}spot7~{windowson}{panelon} 12: 0; {windowsoff}{paneloff}/wtc{home}{goto}spot1~{right 3}{down 10}/wtb{goto}spot7~{windowson}{panelon} 13: 0
38 | DIR ASSIGN ACCUM DEPREC.VA & TN | DIRACDEP | 0: 1; 2: 0; 4: 0.99622; 5: 0.0037771; {windowsoff}{paneloff}/wtc{home}{goto}spot1~{right 3}{down 10}/wtb{goto}spot7~{windowson}{panelon} 8: 0.0037771; {windowsoff}{paneloff}/wtc{home}{goto}spot1~{right 3}{down 10}/wtb{goto}spot7~{windowson}{panelon} 10: 0; {windowsoff}{paneloff}/wtc{home}{goto}spot1~{right 3}{down 10}/wtb{goto}spot7~{windowson}{panelon} 11: 0; {windowsoff}{paneloff}/wtc{home}{goto}spot1~{right 3}{down 10}/wtb{goto}spot7~{windowson}{panelon} 12: 0; {windowsoff}{paneloff}/wtc{home}{goto}spot1~{right 3}{down 10}/wtb{goto}spot7~{windowson}{panelon} 13: 0
39 | DIR ASSIGN CWIP VA & TN | DIRCWIP | 0: 1; 2: 0; 4: 1; 5: 0; {windowsoff}{paneloff}/wtc{home}{goto}spot1~{right 3}{down 10}/wtb{goto}spot7~{windowson}{panelon} 8: 0; {windowsoff}{paneloff}/wtc{home}{goto}spot1~{right 3}{down 10}/wtb{goto}spot7~{windowson}{panelon} 10: 0; {windowsoff}{paneloff}/wtc{home}{goto}spot1~{right 3}{down 10}/wtb{goto}spot7~{windowson}{panelon} 11: 0; {windowsoff}{paneloff}/wtc{home}{goto}spot1~{right 3}{down 10}/wtb{goto}spot7~{windowson}{panelon} 12: 0; {windowsoff}{paneloff}/wtc{home}{goto}spot1~{right 3}{down 10}/wtb{goto}spot7~{windowson}{panelon} 13: 0
40 | DIR ASSIGN ACC DFD TAX VA | DIRACDFTX | 0: 1; 2: 0; 4: 1; 5: 0; {windowsoff}{paneloff}/wtc{home}{goto}spot1~{right 3}{down 10}/wtb{goto}spot7~{windowson}{panelon} 8: 0; {windowsoff}{paneloff}/wtc{home}{goto}spot1~{right 3}{down 10}/wtb{goto}spot7~{windowson}{panelon} 10: 0; {windowsoff}{paneloff}/wtc{home}{goto}spot1~{right 3}{down 10}/wtb{goto}spot7~{windowson}{panelon} 11: 0; {windowsoff}{paneloff}/wtc{home}{goto}spot1~{right 3}{down 10}/wtb{goto}spot7~{windowson}{panelon} 12: 0; {windowsoff}{paneloff}/wtc{home}{goto}spot1~{right 3}{down 10}/wtb{goto}spot7~{windowson}{panelon} 13: 0
41 | DIR ASSIGN ACC ITC VA | DIRACITC | 0: 0; 2: 0; 4: 0; 5: 0; {windowsoff}{paneloff}/wtc{home}{goto}spot1~{right 3}{down 10}/wtb{goto}spot7~{windowson}{panelon} 8: 0; {windowsoff}{paneloff}/wtc{home}{goto}spot1~{right 3}{down 10}/wtb{goto}spot7~{windowson}{panelon} 10: 0; {windowsoff}{paneloff}/wtc{home}{goto}spot1~{right 3}{down 10}/wtb{goto}spot7~{windowson}{panelon} 11: 0; {windowsoff}{paneloff}/wtc{home}{goto}spot1~{right 3}{down 10}/wtb{goto}spot7~{windowson}{panelon} 12: 0; {windowsoff}{paneloff}/wtc{home}{goto}spot1~{right 3}{down 10}/wtb{goto}spot7~{windowson}{panelon} 13: 0
42 | DIR ASSIGN RENT REVENUE | DIR454REV | 0: 1; 2: 0.92102; 4: 0.078829; 5: 0.0001535; {windowsoff}{paneloff}/wtc{home}{goto}spot1~{right 3}{down 10}/wtb{goto}spot7~{windowson}{panelon} 8: 0.0001535; {windowsoff}{paneloff}/wtc{home}{goto}spot1~{right 3}{down 10}/wtb{goto}spot7~{windowson}{panelon} 10: 0; {windowsoff}{paneloff}/wtc{home}{goto}spot1~{right 3}{down 10}/wtb{goto}spot7~{windowson}{panelon} 11: 0; {windowsoff}{paneloff}/wtc{home}{goto}spot1~{right 3}{down 10}/wtb{goto}spot7~{windowson}{panelon} 12: 0; {windowsoff}{paneloff}/wtc{home}{goto}spot1~{right 3}{down 10}/wtb{goto}spot7~{windowson}{panelon} 13: 0
43 | DIR ASSIGN EXCESS FACILITIES REV. | DIR456FAC | 0: 1; 2: 0.93974; 4: 0.060261; 5: 0; {windowsoff}{paneloff}/wtc{home}{goto}spot1~{right 3}{down 10}/wtb{goto}spot7~{windowson}{panelon} 8: 0; {windowsoff}{paneloff}/wtc{home}{goto}spot1~{right 3}{down 10}/wtb{goto}spot7~{windowson}{panelon} 10: 0; {windowsoff}{paneloff}/wtc{home}{goto}spot1~{right 3}{down 10}/wtb{goto}spot7~{windowson}{panelon} 11: 0; {windowsoff}{paneloff}/wtc{home}{goto}spot1~{right 3}{down 10}/wtb{goto}spot7~{windowson}{panelon} 12: 0; {windowsoff}{paneloff}/wtc{home}{goto}spot1~{right 3}{down 10}/wtb{goto}spot7~{windowson}{panelon} 13: 0
44 | DIR ASSIGN OTHER MISC REV. | DIR456OTH | 0: 1; 2: 1; 4: 0; 5: 0; {windowsoff}{paneloff}/wtc{home}{goto}spot1~{right 3}{down 10}/wtb{goto}spot7~{windowson}{panelon} 8: 0; {windowsoff}{paneloff}/wtc{home}{goto}spot1~{right 3}{down 10}/wtb{goto}spot7~{windowson}{panelon} 10: 0; {windowsoff}{paneloff}/wtc{home}{goto}spot1~{right 3}{down 10}/wtb{goto}spot7~{windowson}{panelon} 11: 0; {windowsoff}{paneloff}/wtc{home}{goto}spot1~{right 3}{down 10}/wtb{goto}spot7~{windowson}{panelon} 12: 0; {windowsoff}{paneloff}/wtc{home}{goto}spot1~{right 3}{down 10}/wtb{goto}spot7~{windowson}{panelon} 13: 0
45 | DIR ASSIGN RECONNECT REV. | DIR451REC | 0: 1; 2: 0.92633; 4: 0.073669; 5: 0; {windowsoff}{paneloff}/wtc{home}{goto}spot1~{right 3}{down 10}/wtb{goto}spot7~{windowson}{panelon} 8: 0; {windowsoff}{paneloff}/wtc{home}{goto}spot1~{right 3}{down 10}/wtb{goto}spot7~{windowson}{panelon} 10: 0; {windowsoff}{paneloff}/wtc{home}{goto}spot1~{right 3}{down 10}/wtb{goto}spot7~{windowson}{panelon} 11: 0; {windowsoff}{paneloff}/wtc{home}{goto}spot1~{right 3}{down 10}/wtb{goto}spot7~{windowson}{panelon} 12: 0; {windowsoff}{paneloff}/wtc{home}{goto}spot1~{right 3}{down 10}/wtb{goto}spot7~{windowson}{panelon} 13: 0
46 | DIR ASSIGN OTHER SERVICE REV. | DIR451OTH | 0: 1; 2: 0.97791; 4: 0.022088; 5: 0; {windowsoff}{paneloff}/wtc{home}{goto}spot1~{right 3}{down 10}/wtb{goto}spot7~{windowson}{panelon} 8: 0; {windowsoff}{paneloff}/wtc{home}{goto}spot1~{right 3}{down 10}/wtb{goto}spot7~{windowson}{panelon} 10: 0; {windowsoff}{paneloff}/wtc{home}{goto}spot1~{right 3}{down 10}/wtb{goto}spot7~{windowson}{panelon} 11: 0; {windowsoff}{paneloff}/wtc{home}{goto}spot1~{right 3}{down 10}/wtb{goto}spot7~{windowson}{panelon} 12: 0; {windowsoff}{paneloff}/wtc{home}{goto}spot1~{right 3}{down 10}/wtb{goto}spot7~{windowson}{panelon} 13: 0
47 | DIR ASSIGN RETURN CHECK REV. | DIR456CHK | 0: 1; 2: 0.93652; 4: 0.063479; 5: 0; {windowsoff}{paneloff}/wtc{home}{goto}spot1~{right 3}{down 10}/wtb{goto}spot7~{windowson}{panelon} 8: 0; {windowsoff}{paneloff}/wtc{home}{goto}spot1~{right 3}{down 10}/wtb{goto}spot7~{windowson}{panelon} 10: 0; {windowsoff}{paneloff}/wtc{home}{goto}spot1~{right 3}{down 10}/wtb{goto}spot7~{windowson}{panelon} 11: 0; {windowsoff}{paneloff}/wtc{home}{goto}spot1~{right 3}{down 10}/wtb{goto}spot7~{windowson}{panelon} 12: 0; {windowsoff}{paneloff}/wtc{home}{goto}spot1~{right 3}{down 10}/wtb{goto}spot7~{windowson}{panelon} 13: 0
48 | DIR ASSIGN 203(E) EXCESS | DIR203E | 0: 1; 2: 0; 4: 1; 5: 0; {windowsoff}{paneloff}/wtc{home}{goto}spot1~{right 3}{down 10}/wtb{goto}spot7~{windowson}{panelon} 8: 0; {windowsoff}{paneloff}/wtc{home}{goto}spot1~{right 3}{down 10}/wtb{goto}spot7~{windowson}{panelon} 10: 0; {windowsoff}{paneloff}/wtc{home}{goto}spot1~{right 3}{down 10}/wtb{goto}spot7~{windowson}{panelon} 11: 0; {windowsoff}{paneloff}/wtc{home}{goto}spot1~{right 3}{down 10}/wtb{goto}spot7~{windowson}{panelon} 12: 0; {windowsoff}{paneloff}/wtc{home}{goto}spot1~{right 3}{down 10}/wtb{goto}spot7~{windowson}{panelon} 13: 0
49 | DIR ASSIGN ITC ADJ | DIRITCADJ | 0: 0; 2: 0; 4: 0; 5: 0; {windowsoff}{paneloff}/wtc{home}{goto}spot1~{right 3}{down 10}/wtb{goto}spot7~{windowson}{panelon} 8: 0; {windowsoff}{paneloff}/wtc{home}{goto}spot1~{right 3}{down 10}/wtb{goto}spot7~{windowson}{panelon} 10: 0; {windowsoff}{paneloff}/wtc{home}{goto}spot1~{right 3}{down 10}/wtb{goto}spot7~{windowson}{panelon} 11: 0; {windowsoff}{paneloff}/wtc{home}{goto}spot1~{right 3}{down 10}/wtb{goto}spot7~{windowson}{panelon} 12: 0; {windowsoff}{paneloff}/wtc{home}{goto}spot1~{right 3}{down 10}/wtb{goto}spot7~{windowson}{panelon} 13: 0
50 | DIR ASSIGN DEFERRED FUEL-VIRGINIA | DFUELVA | 0: 1; 2: 0; 4: 1; 5: 0; {windowsoff}{paneloff}/wtc{home}{goto}spot1~{right 3}{down 10}/wtb{goto}spot7~{windowson}{panelon} 8: 0; {windowsoff}{paneloff}/wtc{home}{goto}spot1~{right 3}{down 10}/wtb{goto}spot7~{windowson}{panelon} 10: 0; {windowsoff}{paneloff}/wtc{home}{goto}spot1~{right 3}{down 10}/wtb{goto}spot7~{windowson}{panelon} 11: 0; {windowsoff}{paneloff}/wtc{home}{goto}spot1~{right 3}{down 10}/wtb{goto}spot7~{windowson}{panelon} 12: 0; {windowsoff}{paneloff}/wtc{home}{goto}spot1~{right 3}{down 10}/wtb{goto}spot7~{windowson}{panelon} 13: 0
ENERGY
-
1 | ENERGY (MWH AT GEN LEVEL) | ENERGY | 0: 1; 2: 0.86757; 4: 0.045872; 5: 0.086561; {windowsoff}{paneloff}/wtc{home}{goto}spot1~{right 3}{down 10}/wtb{goto}spot7~{windowson}{panelon} 8: 4.7691e-06; {windowsoff}{paneloff}/wtc{home}{goto}spot1~{right 3}{down 10}/wtb{goto}spot7~{windowson}{panelon} 10: 0.086556; {windowsoff}{paneloff}/wtc{home}{goto}spot1~{right 3}{down 10}/wtb{goto}spot7~{windowson}{panelon} 11: 0.028256; {windowsoff}{paneloff}/wtc{home}{goto}spot1~{right 3}{down 10}/wtb{goto}spot7~{windowson}{panelon} 12: 0.0583; {windowsoff}{paneloff}/wtc{home}{goto}spot1~{right 3}{down 10}/wtb{goto}spot7~{windowson}{panelon} 13: 0
2 | ENERGY (MWH RETAIL @ GEN LEVEL) | ENERGY1 | 0: 1; 2: 0.94978; 4: 0.050219; 5: 5.221e-06; {windowsoff}{paneloff}/wtc{home}{goto}spot1~{right 3}{down 10}/wtb{goto}spot7~{windowson}{panelon} 8: 5.221e-06; {windowsoff}{paneloff}/wtc{home}{goto}spot1~{right 3}{down 10}/wtb{goto}spot7~{windowson}{panelon} 10: 0; {windowsoff}{paneloff}/wtc{home}{goto}spot1~{right 3}{down 10}/wtb{goto}spot7~{windowson}{panelon} 11: 0; {windowsoff}{paneloff}/wtc{home}{goto}spot1~{right 3}{down 10}/wtb{goto}spot7~{windowson}{panelon} 12: 0; {windowsoff}{paneloff}/wtc{home}{goto}spot1~{right 3}{down 10}/wtb{goto}spot7~{windowson}{panelon} 13: 0
3
4
CUSTOMER
-
1 | DIR ASSIGN ACCT 369-SERV KY | CUST369K | 0: 1; 2: 1; 4: 0; 5: 0; {windowsoff}{paneloff}/wtc{home}{goto}spot1~{right 3}{down 10}/wtb{goto}spot7~{windowson}{panelon} 8: 0; {windowsoff}{paneloff}/wtc{home}{goto}spot1~{right 3}{down 10}/wtb{goto}spot7~{windowson}{panelon} 10: 0; {windowsoff}{paneloff}/wtc{home}{goto}spot1~{right 3}{down 10}/wtb{goto}spot7~{windowson}{panelon} 11: 0; {windowsoff}{paneloff}/wtc{home}{goto}spot1~{right 3}{down 10}/wtb{goto}spot7~{windowson}{panelon} 12: 0; {windowsoff}{paneloff}/wtc{home}{goto}spot1~{right 3}{down 10}/wtb{goto}spot7~{windowson}{panelon} 13: 0
2 | DIR ASSIGN ACCT 370 METERS KY | CUST370K | 0: 1; 2: 0.99532; 4: 0; 5: 0.0046822; {windowsoff}{paneloff}/wtc{home}{goto}spot1~{right 3}{down 10}/wtb{goto}spot7~{windowson}{panelon} 8: 0; {windowsoff}{paneloff}/wtc{home}{goto}spot1~{right 3}{down 10}/wtb{goto}spot7~{windowson}{panelon} 10: 0.0046822; {windowsoff}{paneloff}/wtc{home}{goto}spot1~{right 3}{down 10}/wtb{goto}spot7~{windowson}{panelon} 11: 0.00099444; {windowsoff}{paneloff}/wtc{home}{goto}spot1~{right 3}{down 10}/wtb{goto}spot7~{windowson}{panelon} 12: 0.0036878; {windowsoff}{paneloff}/wtc{home}{goto}spot1~{right 3}{down 10}/wtb{goto}spot7~{windowson}{panelon} 13: 0
3 | DIR ASN ACCT 371 CUST INST KY | CUST371K | 0: 1; 2: 1; 4: 0; 5: 0; {windowsoff}{paneloff}/wtc{home}{goto}spot1~{right 3}{down 10}/wtb{goto}spot7~{windowson}{panelon} 8: 0; {windowsoff}{paneloff}/wtc{home}{goto}spot1~{right 3}{down 10}/wtb{goto}spot7~{windowson}{panelon} 10: 0; {windowsoff}{paneloff}/wtc{home}{goto}spot1~{right 3}{down 10}/wtb{goto}spot7~{windowson}{panelon} 11: 0; {windowsoff}{paneloff}/wtc{home}{goto}spot1~{right 3}{down 10}/wtb{goto}spot7~{windowson}{panelon} 12: 0; {windowsoff}{paneloff}/wtc{home}{goto}spot1~{right 3}{down 10}/wtb{goto}spot7~{windowson}{panelon} 13: 0
4 | DIR ASGN ACCT 373 ST LIGHT KY | CUST373K | 0: 1; 2: 1; 4: 0; 5: 0; {windowsoff}{paneloff}/wtc{home}{goto}spot1~{right 3}{down 10}/wtb{goto}spot7~{windowson}{panelon} 8: 0; {windowsoff}{paneloff}/wtc{home}{goto}spot1~{right 3}{down 10}/wtb{goto}spot7~{windowson}{panelon} 10: 0; {windowsoff}{paneloff}/wtc{home}{goto}spot1~{right 3}{down 10}/wtb{goto}spot7~{windowson}{panelon} 11: 0; {windowsoff}{paneloff}/wtc{home}{goto}spot1~{right 3}{down 10}/wtb{goto}spot7~{windowson}{panelon} 12: 0; {windowsoff}{paneloff}/wtc{home}{goto}spot1~{right 3}{down 10}/wtb{goto}spot7~{windowson}{panelon} 13: 0
5 | CUSTOMER ADVANCES | CUSTADV | 0: 1; 2: 0.93275; 4: 0.067251; 5: 0; {windowsoff}{paneloff}/wtc{home}{goto}spot1~{right 3}{down 10}/wtb{goto}spot7~{windowson}{panelon} 8: 0; {windowsoff}{paneloff}/wtc{home}{goto}spot1~{right 3}{down 10}/wtb{goto}spot7~{windowson}{panelon} 10: 0; {windowsoff}{paneloff}/wtc{home}{goto}spot1~{right 3}{down 10}/wtb{goto}spot7~{windowson}{panelon} 11: 0; {windowsoff}{paneloff}/wtc{home}{goto}spot1~{right 3}{down 10}/wtb{goto}spot7~{windowson}{panelon} 12: 0; {windowsoff}{paneloff}/wtc{home}{goto}spot1~{right 3}{down 10}/wtb{goto}spot7~{windowson}{panelon} 13: 0
6 | CUSTOMER DEPOSITS | CUSTDEP | 0: 1; 2: 0.97722; 4: 0.022785; 5: 0; {windowsoff}{paneloff}/wtc{home}{goto}spot1~{right 3}{down 10}/wtb{goto}spot7~{windowson}{panelon} 8: 0; {windowsoff}{paneloff}/wtc{home}{goto}spot1~{right 3}{down 10}/wtb{goto}spot7~{windowson}{panelon} 10: 0; {windowsoff}{paneloff}/wtc{home}{goto}spot1~{right 3}{down 10}/wtb{goto}spot7~{windowson}{panelon} 11: 0; {windowsoff}{paneloff}/wtc{home}{goto}spot1~{right 3}{down 10}/wtb{goto}spot7~{windowson}{panelon} 12: 0; {windowsoff}{paneloff}/wtc{home}{goto}spot1~{right 3}{down 10}/wtb{goto}spot7~{windowson}{panelon} 13: 0
7 | DIR ASSIGN 902-METER READING | CUST902 | 0: 1; 2: 0.94611; 4: 0.052648; 5: 0.0012443; {windowsoff}{paneloff}/wtc{home}{goto}spot1~{right 3}{down 10}/wtb{goto}spot7~{windowson}{panelon} 8: 9.3658e-06; {windowsoff}{paneloff}/wtc{home}{goto}spot1~{right 3}{down 10}/wtb{goto}spot7~{windowson}{panelon} 10: 0.0012349; {windowsoff}{paneloff}/wtc{home}{goto}spot1~{right 3}{down 10}/wtb{goto}spot7~{windowson}{panelon} 11: 0.00066096; {windowsoff}{paneloff}/wtc{home}{goto}spot1~{right 3}{down 10}/wtb{goto}spot7~{windowson}{panelon} 12: 0.00057399; {windowsoff}{paneloff}/wtc{home}{goto}spot1~{right 3}{down 10}/wtb{goto}spot7~{windowson}{panelon} 13: 0
8 | DIR ASSIGN 903-CUSTOMER REC | CUST903 | 0: 1; 2: 0.94611; 4: 0.052648; 5: 0.0012443; {windowsoff}{paneloff}/wtc{home}{goto}spot1~{right 3}{down 10}/wtb{goto}spot7~{windowson}{panelon} 8: 9.3658e-06; {windowsoff}{paneloff}/wtc{home}{goto}spot1~{right 3}{down 10}/wtb{goto}spot7~{windowson}{panelon} 10: 0.0012349; {windowsoff}{paneloff}/wtc{home}{goto}spot1~{right 3}{down 10}/wtb{goto}spot7~{windowson}{panelon} 11: 0.00066096; {windowsoff}{paneloff}/wtc{home}{goto}spot1~{right 3}{down 10}/wtb{goto}spot7~{windowson}{panelon} 12: 0.00057399; {windowsoff}{paneloff}/wtc{home}{goto}spot1~{right 3}{down 10}/wtb{goto}spot7~{windowson}{panelon} 13: 0
9 | DIR ASSIGN 904-UNCOLL ACCTS | CUST904 | 0: 1; 2: 0.94611; 4: 0.052648; 5: 0.0012443; {windowsoff}{paneloff}/wtc{home}{goto}spot1~{right 3}{down 10}/wtb{goto}spot7~{windowson}{panelon} 8: 9.3658e-06; {windowsoff}{paneloff}/wtc{home}{goto}spot1~{right 3}{down 10}/wtb{goto}spot7~{windowson}{panelon} 10: 0.0012349; {windowsoff}{paneloff}/wtc{home}{goto}spot1~{right 3}{down 10}/wtb{goto}spot7~{windowson}{panelon} 11: 0.00066096; {windowsoff}{paneloff}/wtc{home}{goto}spot1~{right 3}{down 10}/wtb{goto}spot7~{windowson}{panelon} 12: 0.00057399; {windowsoff}{paneloff}/wtc{home}{goto}spot1~{right 3}{down 10}/wtb{goto}spot7~{windowson}{panelon} 13: 0
10 | DIR ASSIGN ACCT 369-SERV VA | CUST369V | 0: 1; 2: 0; 4: 1; 5: 0; {windowsoff}{paneloff}/wtc{home}{goto}spot1~{right 3}{down 10}/wtb{goto}spot7~{windowson}{panelon} 8: 0; {windowsoff}{paneloff}/wtc{home}{goto}spot1~{right 3}{down 10}/wtb{goto}spot7~{windowson}{panelon} 10: 0; {windowsoff}{paneloff}/wtc{home}{goto}spot1~{right 3}{down 10}/wtb{goto}spot7~{windowson}{panelon} 11: 0; {windowsoff}{paneloff}/wtc{home}{goto}spot1~{right 3}{down 10}/wtb{goto}spot7~{windowson}{panelon} 12: 0; {windowsoff}{paneloff}/wtc{home}{goto}spot1~{right 3}{down 10}/wtb{goto}spot7~{windowson}{panelon} 13: 0
11 | DIR ASSIGN ACCT 370 METERS VA | CUST370V | 0: 1; 2: 0; 4: 1; 5: 0; {windowsoff}{paneloff}/wtc{home}{goto}spot1~{right 3}{down 10}/wtb{goto}spot7~{windowson}{panelon} 8: 0; {windowsoff}{paneloff}/wtc{home}{goto}spot1~{right 3}{down 10}/wtb{goto}spot7~{windowson}{panelon} 10: 0; {windowsoff}{paneloff}/wtc{home}{goto}spot1~{right 3}{down 10}/wtb{goto}spot7~{windowson}{panelon} 11: 0; {windowsoff}{paneloff}/wtc{home}{goto}spot1~{right 3}{down 10}/wtb{goto}spot7~{windowson}{panelon} 12: 0; {windowsoff}{paneloff}/wtc{home}{goto}spot1~{right 3}{down 10}/wtb{goto}spot7~{windowson}{panelon} 13: 0
12 | DIR ASN ACCT 371 CUST INST VA | CUST371V | 0: 1; 2: 0; 4: 1; 5: 0; {windowsoff}{paneloff}/wtc{home}{goto}spot1~{right 3}{down 10}/wtb{goto}spot7~{windowson}{panelon} 8: 0; {windowsoff}{paneloff}/wtc{home}{goto}spot1~{right 3}{down 10}/wtb{goto}spot7~{windowson}{panelon} 10: 0; {windowsoff}{paneloff}/wtc{home}{goto}spot1~{right 3}{down 10}/wtb{goto}spot7~{windowson}{panelon} 11: 0; {windowsoff}{paneloff}/wtc{home}{goto}spot1~{right 3}{down 10}/wtb{goto}spot7~{windowson}{panelon} 12: 0; {windowsoff}{paneloff}/wtc{home}{goto}spot1~{right 3}{down 10}/wtb{goto}spot7~{windowson}{panelon} 13: 0
13 | DIR ASGN ACCT 373 ST LIGHT VA | CUST373V | 0: 1; 2: 0; 4: 1; 5: 0; {windowsoff}{paneloff}/wtc{home}{goto}spot1~{right 3}{down 10}/wtb{goto}spot7~{windowson}{panelon} 8: 0; {windowsoff}{paneloff}/wtc{home}{goto}spot1~{right 3}{down 10}/wtb{goto}spot7~{windowson}{panelon} 10: 0; {windowsoff}{paneloff}/wtc{home}{goto}spot1~{right 3}{down 10}/wtb{goto}spot7~{windowson}{panelon} 11: 0; {windowsoff}{paneloff}/wtc{home}{goto}spot1~{right 3}{down 10}/wtb{goto}spot7~{windowson}{panelon} 12: 0; {windowsoff}{paneloff}/wtc{home}{goto}spot1~{right 3}{down 10}/wtb{goto}spot7~{windowson}{panelon} 13: 0
14 | DIR ASSIGN 908-CUST ASSIST | CUST908 | 0: 1; 2: 1; 4: 0; 5: 0; {windowsoff}{paneloff}/wtc{home}{goto}spot1~{right 3}{down 10}/wtb{goto}spot7~{windowson}{panelon} 8: 0; {windowsoff}{paneloff}/wtc{home}{goto}spot1~{right 3}{down 10}/wtb{goto}spot7~{windowson}{panelon} 10: 0; {windowsoff}{paneloff}/wtc{home}{goto}spot1~{right 3}{down 10}/wtb{goto}spot7~{windowson}{panelon} 11: 0; {windowsoff}{paneloff}/wtc{home}{goto}spot1~{right 3}{down 10}/wtb{goto}spot7~{windowson}{panelon} 12: 0; {windowsoff}{paneloff}/wtc{home}{goto}spot1~{right 3}{down 10}/wtb{goto}spot7~{windowson}{panelon} 13: 0
15 | DIR ASSIGN 909-INFO & INSTRCT | CUST909 | 0: 1; 2: 0.94597; 4: 0.054023; 5: 7.4109e-06; {windowsoff}{paneloff}/wtc{home}{goto}spot1~{right 3}{down 10}/wtb{goto}spot7~{windowson}{panelon} 8: 7.4109e-06; {windowsoff}{paneloff}/wtc{home}{goto}spot1~{right 3}{down 10}/wtb{goto}spot7~{windowson}{panelon} 10: 0; {windowsoff}{paneloff}/wtc{home}{goto}spot1~{right 3}{down 10}/wtb{goto}spot7~{windowson}{panelon} 11: 0; {windowsoff}{paneloff}/wtc{home}{goto}spot1~{right 3}{down 10}/wtb{goto}spot7~{windowson}{panelon} 12: 0; {windowsoff}{paneloff}/wtc{home}{goto}spot1~{right 3}{down 10}/wtb{goto}spot7~{windowson}{panelon} 13: 0
16 | DIR ASSIGN 912-DEM & SELLING | CUST912 | 0: 1; 2: 0.94597; 4: 0.054023; 5: 7.4109e-06; {windowsoff}{paneloff}/wtc{home}{goto}spot1~{right 3}{down 10}/wtb{goto}spot7~{windowson}{panelon} 8: 7.4109e-06; {windowsoff}{paneloff}/wtc{home}{goto}spot1~{right 3}{down 10}/wtb{goto}spot7~{windowson}{panelon} 10: 0; {windowsoff}{paneloff}/wtc{home}{goto}spot1~{right 3}{down 10}/wtb{goto}spot7~{windowson}{panelon} 11: 0; {windowsoff}{paneloff}/wtc{home}{goto}spot1~{right 3}{down 10}/wtb{goto}spot7~{windowson}{panelon} 12: 0; {windowsoff}{paneloff}/wtc{home}{goto}spot1~{right 3}{down 10}/wtb{goto}spot7~{windowson}{panelon} 13: 0
17 | DIR ASSIGN 913-ADVERTISING | CUST913 | 0: 1; 2: 0.94597; 4: 0.054023; 5: 7.4109e-06; {windowsoff}{paneloff}/wtc{home}{goto}spot1~{right 3}{down 10}/wtb{goto}spot7~{windowson}{panelon} 8: 7.4109e-06; {windowsoff}{paneloff}/wtc{home}{goto}spot1~{right 3}{down 10}/wtb{goto}spot7~{windowson}{panelon} 10: 0; {windowsoff}{paneloff}/wtc{home}{goto}spot1~{right 3}{down 10}/wtb{goto}spot7~{windowson}{panelon} 11: 0; {windowsoff}{paneloff}/wtc{home}{goto}spot1~{right 3}{down 10}/wtb{goto}spot7~{windowson}{panelon} 12: 0; {windowsoff}{paneloff}/wtc{home}{goto}spot1~{right 3}{down 10}/wtb{goto}spot7~{windowson}{panelon} 13: 0
18 | CUSTOMER ANNUALIZATION | CUSTANN | 0: 0; 2: 0; 4: 0; 5: 0; {windowsoff}{paneloff}/wtc{home}{goto}spot1~{right 3}{down 10}/wtb{goto}spot7~{windowson}{panelon} 8: 0; {windowsoff}{paneloff}/wtc{home}{goto}spot1~{right 3}{down 10}/wtb{goto}spot7~{windowson}{panelon} 10: 0; {windowsoff}{paneloff}/wtc{home}{goto}spot1~{right 3}{down 10}/wtb{goto}spot7~{windowson}{panelon} 11: 0; {windowsoff}{paneloff}/wtc{home}{goto}spot1~{right 3}{down 10}/wtb{goto}spot7~{windowson}{panelon} 12: 0; {windowsoff}{paneloff}/wtc{home}{goto}spot1~{right 3}{down 10}/wtb{goto}spot7~{windowson}{panelon} 13: 0
19 | CUSTOMER DEPOSITS INTEREST | CUSTDEPI | 0: 1; 2: 0.99875; 4: 0.0012522; 5: 0; {windowsoff}{paneloff}/wtc{home}{goto}spot1~{right 3}{down 10}/wtb{goto}spot7~{windowson}{panelon} 8: 0; {windowsoff}{paneloff}/wtc{home}{goto}spot1~{right 3}{down 10}/wtb{goto}spot7~{windowson}{panelon} 10: 0; {windowsoff}{paneloff}/wtc{home}{goto}spot1~{right 3}{down 10}/wtb{goto}spot7~{windowson}{panelon} 11: 0; {windowsoff}{paneloff}/wtc{home}{goto}spot1~{right 3}{down 10}/wtb{goto}spot7~{windowson}{panelon} 12: 0; {windowsoff}{paneloff}/wtc{home}{goto}spot1~{right 3}{down 10}/wtb{goto}spot7~{windowson}{panelon} 13: 0
20 | LATE PAYMENT REVENUES | DIR450REV | 0: 1; 2: 0.96981; 4: 0.030023; 5: 0.00017198; {windowsoff}{paneloff}/wtc{home}{goto}spot1~{right 3}{down 10}/wtb{goto}spot7~{windowson}{panelon} 8: 0; {windowsoff}{paneloff}/wtc{home}{goto}spot1~{right 3}{down 10}/wtb{goto}spot7~{windowson}{panelon} 10: 0.00017198; {windowsoff}{paneloff}/wtc{home}{goto}spot1~{right 3}{down 10}/wtb{goto}spot7~{windowson}{panelon} 11: 0.00016821; {windowsoff}{paneloff}/wtc{home}{goto}spot1~{right 3}{down 10}/wtb{goto}spot7~{windowson}{panelon} 12: 3.7638e-06; {windowsoff}{paneloff}/wtc{home}{goto}spot1~{right 3}{down 10}/wtb{goto}spot7~{windowson}{panelon} 13: 0
21
22
23
24
25
INTERNALLY DEVELOPED
-
1 | PROD-TRANSM-DISTR-GENL PLT | PTDGPLT | 0: 1; 2: 0.87069; 4: 0.059395; 5: 0.069912; {windowsoff}{paneloff}/wtc{home}{goto}spot1~{right 3}{down 10}/wtb{goto}spot7~{windowson}{panelon} 8: 3.1532e-05; {windowsoff}{paneloff}/wtc{home}{goto}spot1~{right 3}{down 10}/wtb{goto}spot7~{windowson}{panelon} 10: 0.06988; {windowsoff}{paneloff}/wtc{home}{goto}spot1~{right 3}{down 10}/wtb{goto}spot7~{windowson}{panelon} 11: 0.022188; {windowsoff}{paneloff}/wtc{home}{goto}spot1~{right 3}{down 10}/wtb{goto}spot7~{windowson}{panelon} 12: 0.047692; {windowsoff}{paneloff}/wtc{home}{goto}spot1~{right 3}{down 10}/wtb{goto}spot7~{windowson}{panelon} 13: 1.3629e-21
2 | PROD-TRANSM-DISTR-GENL PLT KY | KURETPLT | 0: 1; 2: 1; 4: 0; 5: 0; {windowsoff}{paneloff}/wtc{home}{goto}spot1~{right 3}{down 10}/wtb{goto}spot7~{windowson}{panelon} 8: 0; {windowsoff}{paneloff}/wtc{home}{goto}spot1~{right 3}{down 10}/wtb{goto}spot7~{windowson}{panelon} 10: 0; {windowsoff}{paneloff}/wtc{home}{goto}spot1~{right 3}{down 10}/wtb{goto}spot7~{windowson}{panelon} 11: 0; {windowsoff}{paneloff}/wtc{home}{goto}spot1~{right 3}{down 10}/wtb{goto}spot7~{windowson}{panelon} 12: 0; {windowsoff}{paneloff}/wtc{home}{goto}spot1~{right 3}{down 10}/wtb{goto}spot7~{windowson}{panelon} 13: 0
3 | ALLOCATED O&M LABOR EXPENSE | LABOR | 0: 1; 2: 0.88938; 4: 0.054793; 5: 0.055828; {windowsoff}{paneloff}/wtc{home}{goto}spot1~{right 3}{down 10}/wtb{goto}spot7~{windowson}{panelon} 8: 3.0699e-05; {windowsoff}{paneloff}/wtc{home}{goto}spot1~{right 3}{down 10}/wtb{goto}spot7~{windowson}{panelon} 10: 0.055797; {windowsoff}{paneloff}/wtc{home}{goto}spot1~{right 3}{down 10}/wtb{goto}spot7~{windowson}{panelon} 11: 0.018127; {windowsoff}{paneloff}/wtc{home}{goto}spot1~{right 3}{down 10}/wtb{goto}spot7~{windowson}{panelon} 12: 0.037671; {windowsoff}{paneloff}/wtc{home}{goto}spot1~{right 3}{down 10}/wtb{goto}spot7~{windowson}{panelon} 13: 6.2578e-20
4 | ALLOCATED O&M LABOR EXPENSE | PTDCUSTLABOR | 0: 1; 2: 0.88938; 4: 0.054793; 5: 0.055828; {windowsoff}{paneloff}/wtc{home}{goto}spot1~{right 3}{down 10}/wtb{goto}spot7~{windowson}{panelon} 8: 3.0699e-05; {windowsoff}{paneloff}/wtc{home}{goto}spot1~{right 3}{down 10}/wtb{goto}spot7~{windowson}{panelon} 10: 0.055797; {windowsoff}{paneloff}/wtc{home}{goto}spot1~{right 3}{down 10}/wtb{goto}spot7~{windowson}{panelon} 11: 0.018127; {windowsoff}{paneloff}/wtc{home}{goto}spot1~{right 3}{down 10}/wtb{goto}spot7~{windowson}{panelon} 12: 0.037671; {windowsoff}{paneloff}/wtc{home}{goto}spot1~{right 3}{down 10}/wtb{goto}spot7~{windowson}{panelon} 13: 0
5 | TOTAL STEAM PROD PLANT-SYSTEM | STMSYS | 0: 1; 2: 0.86549; 4: 0.050828; 5: 0.083682; {windowsoff}{paneloff}/wtc{home}{goto}spot1~{right 3}{down 10}/wtb{goto}spot7~{windowson}{panelon} 8: 7.6525e-06; {windowsoff}{paneloff}/wtc{home}{goto}spot1~{right 3}{down 10}/wtb{goto}spot7~{windowson}{panelon} 10: 0.083675; {windowsoff}{paneloff}/wtc{home}{goto}spot1~{right 3}{down 10}/wtb{goto}spot7~{windowson}{panelon} 11: 0.026109; {windowsoff}{paneloff}/wtc{home}{goto}spot1~{right 3}{down 10}/wtb{goto}spot7~{windowson}{panelon} 12: 0.057566; {windowsoff}{paneloff}/wtc{home}{goto}spot1~{right 3}{down 10}/wtb{goto}spot7~{windowson}{panelon} 13: 0
6 | TOT HYDRAULIC PROD PLANT-SYS | HYDSYS | 0: 1; 2: 0.86549; 4: 0.050828; 5: 0.083682; {windowsoff}{paneloff}/wtc{home}{goto}spot1~{right 3}{down 10}/wtb{goto}spot7~{windowson}{panelon} 8: 7.6525e-06; {windowsoff}{paneloff}/wtc{home}{goto}spot1~{right 3}{down 10}/wtb{goto}spot7~{windowson}{panelon} 10: 0.083675; {windowsoff}{paneloff}/wtc{home}{goto}spot1~{right 3}{down 10}/wtb{goto}spot7~{windowson}{panelon} 11: 0.026109; {windowsoff}{paneloff}/wtc{home}{goto}spot1~{right 3}{down 10}/wtb{goto}spot7~{windowson}{panelon} 12: 0.057566; {windowsoff}{paneloff}/wtc{home}{goto}spot1~{right 3}{down 10}/wtb{goto}spot7~{windowson}{panelon} 13: 0
7 | TOTAL OTHER PROD PLANT-SYS | OTHSYS | 0: 1; 2: 0.86549; 4: 0.050828; 5: 0.083682; {windowsoff}{paneloff}/wtc{home}{goto}spot1~{right 3}{down 10}/wtb{goto}spot7~{windowson}{panelon} 8: 7.6525e-06; {windowsoff}{paneloff}/wtc{home}{goto}spot1~{right 3}{down 10}/wtb{goto}spot7~{windowson}{panelon} 10: 0.083675; {windowsoff}{paneloff}/wtc{home}{goto}spot1~{right 3}{down 10}/wtb{goto}spot7~{windowson}{panelon} 11: 0.026109; {windowsoff}{paneloff}/wtc{home}{goto}spot1~{right 3}{down 10}/wtb{goto}spot7~{windowson}{panelon} 12: 0.057566; {windowsoff}{paneloff}/wtc{home}{goto}spot1~{right 3}{down 10}/wtb{goto}spot7~{windowson}{panelon} 13: 0
8 | TRANSM KENTUCKY SYSTEM PROP | KYTRPLT | 0: 1; 2: 0.85904; 4: 0.05239; 5: 0.088567; {windowsoff}{paneloff}/wtc{home}{goto}spot1~{right 3}{down 10}/wtb{goto}spot7~{windowson}{panelon} 8: 7.5955e-06; {windowsoff}{paneloff}/wtc{home}{goto}spot1~{right 3}{down 10}/wtb{goto}spot7~{windowson}{panelon} 10: 0.088559; {windowsoff}{paneloff}/wtc{home}{goto}spot1~{right 3}{down 10}/wtb{goto}spot7~{windowson}{panelon} 11: 0.027633; {windowsoff}{paneloff}/wtc{home}{goto}spot1~{right 3}{down 10}/wtb{goto}spot7~{windowson}{panelon} 12: 0.060926; {windowsoff}{paneloff}/wtc{home}{goto}spot1~{right 3}{down 10}/wtb{goto}spot7~{windowson}{panelon} 13: 0
9 | TRANSM VIRGINIA PROPERTY | VATRPLT | 0: 1; 2: 0; 4: 0.9999; 5: 0.00010188; {windowsoff}{paneloff}/wtc{home}{goto}spot1~{right 3}{down 10}/wtb{goto}spot7~{windowson}{panelon} 8: 0; {windowsoff}{paneloff}/wtc{home}{goto}spot1~{right 3}{down 10}/wtb{goto}spot7~{windowson}{panelon} 10: 0.00010188; {windowsoff}{paneloff}/wtc{home}{goto}spot1~{right 3}{down 10}/wtb{goto}spot7~{windowson}{panelon} 11: 3.1788e-05; {windowsoff}{paneloff}/wtc{home}{goto}spot1~{right 3}{down 10}/wtb{goto}spot7~{windowson}{panelon} 12: 7.0088e-05; {windowsoff}{paneloff}/wtc{home}{goto}spot1~{right 3}{down 10}/wtb{goto}spot7~{windowson}{panelon} 13: 0
10 | TRANSM VIRGINIA PROP TOTAL | VATRPLTT | 0: 1; 2: 0.14233; 4: 0.84383; 5: 0.013847; {windowsoff}{paneloff}/wtc{home}{goto}spot1~{right 3}{down 10}/wtb{goto}spot7~{windowson}{panelon} 8: 1.2584e-06; {windowsoff}{paneloff}/wtc{home}{goto}spot1~{right 3}{down 10}/wtb{goto}spot7~{windowson}{panelon} 10: 0.013846; {windowsoff}{paneloff}/wtc{home}{goto}spot1~{right 3}{down 10}/wtb{goto}spot7~{windowson}{panelon} 11: 0.0043203; {windowsoff}{paneloff}/wtc{home}{goto}spot1~{right 3}{down 10}/wtb{goto}spot7~{windowson}{panelon} 12: 0.0095256; {windowsoff}{paneloff}/wtc{home}{goto}spot1~{right 3}{down 10}/wtb{goto}spot7~{windowson}{panelon} 13: 0
11 | TOTAL DISTRIBUTION PLANT | DISTPLT | 0: 1; 2: 0.94085; 4: 0.056026; 5: 0.0031275; {windowsoff}{paneloff}/wtc{home}{goto}spot1~{right 3}{down 10}/wtb{goto}spot7~{windowson}{panelon} 8: 0.00011302; {windowsoff}{paneloff}/wtc{home}{goto}spot1~{right 3}{down 10}/wtb{goto}spot7~{windowson}{panelon} 10: 0.0030144; {windowsoff}{paneloff}/wtc{home}{goto}spot1~{right 3}{down 10}/wtb{goto}spot7~{windowson}{panelon} 11: 0.0025904; {windowsoff}{paneloff}/wtc{home}{goto}spot1~{right 3}{down 10}/wtb{goto}spot7~{windowson}{panelon} 12: 0.00042401; {windowsoff}{paneloff}/wtc{home}{goto}spot1~{right 3}{down 10}/wtb{goto}spot7~{windowson}{panelon} 13: 0
12 | TOTAL DIST PLANT KY & FERC | DISTPLTKF | 0: 1; 2: 0.99681; 4: 0; 5: 0.0031937; {windowsoff}{paneloff}/wtc{home}{goto}spot1~{right 3}{down 10}/wtb{goto}spot7~{windowson}{panelon} 8: 0; {windowsoff}{paneloff}/wtc{home}{goto}spot1~{right 3}{down 10}/wtb{goto}spot7~{windowson}{panelon} 10: 0.0031937; {windowsoff}{paneloff}/wtc{home}{goto}spot1~{right 3}{down 10}/wtb{goto}spot7~{windowson}{panelon} 11: 0.0027445; {windowsoff}{paneloff}/wtc{home}{goto}spot1~{right 3}{down 10}/wtb{goto}spot7~{windowson}{panelon} 12: 0.00044923; {windowsoff}{paneloff}/wtc{home}{goto}spot1~{right 3}{down 10}/wtb{goto}spot7~{windowson}{panelon} 13: 0
13 | TOTAL GENERAL PLANT | GENPLT | 0: 1; 2: 0.88938; 4: 0.054793; 5: 0.055828; {windowsoff}{paneloff}/wtc{home}{goto}spot1~{right 3}{down 10}/wtb{goto}spot7~{windowson}{panelon} 8: 3.0699e-05; {windowsoff}{paneloff}/wtc{home}{goto}spot1~{right 3}{down 10}/wtb{goto}spot7~{windowson}{panelon} 10: 0.055797; {windowsoff}{paneloff}/wtc{home}{goto}spot1~{right 3}{down 10}/wtb{goto}spot7~{windowson}{panelon} 11: 0.018127; {windowsoff}{paneloff}/wtc{home}{goto}spot1~{right 3}{down 10}/wtb{goto}spot7~{windowson}{panelon} 12: 0.037671; {windowsoff}{paneloff}/wtc{home}{goto}spot1~{right 3}{down 10}/wtb{goto}spot7~{windowson}{panelon} 13: 6.2578e-20
14 | ACCT 302-FRANCHISE | PLT302TOT | 0: 1; 2: 1; 4: 0; 5: 0; {windowsoff}{paneloff}/wtc{home}{goto}spot1~{right 3}{down 10}/wtb{goto}spot7~{windowson}{panelon} 8: 0; {windowsoff}{paneloff}/wtc{home}{goto}spot1~{right 3}{down 10}/wtb{goto}spot7~{windowson}{panelon} 10: 0; {windowsoff}{paneloff}/wtc{home}{goto}spot1~{right 3}{down 10}/wtb{goto}spot7~{windowson}{panelon} 11: 0; {windowsoff}{paneloff}/wtc{home}{goto}spot1~{right 3}{down 10}/wtb{goto}spot7~{windowson}{panelon} 12: 0; {windowsoff}{paneloff}/wtc{home}{goto}spot1~{right 3}{down 10}/wtb{goto}spot7~{windowson}{panelon} 13: 0
15 | ACCT 303-SOFTWARE | PLT303TOT | 0: 1; 2: 0.87069; 4: 0.059395; 5: 0.069912; {windowsoff}{paneloff}/wtc{home}{goto}spot1~{right 3}{down 10}/wtb{goto}spot7~{windowson}{panelon} 8: 3.1532e-05; {windowsoff}{paneloff}/wtc{home}{goto}spot1~{right 3}{down 10}/wtb{goto}spot7~{windowson}{panelon} 10: 0.06988; {windowsoff}{paneloff}/wtc{home}{goto}spot1~{right 3}{down 10}/wtb{goto}spot7~{windowson}{panelon} 11: 0.022188; {windowsoff}{paneloff}/wtc{home}{goto}spot1~{right 3}{down 10}/wtb{goto}spot7~{windowson}{panelon} 12: 0.047692; {windowsoff}{paneloff}/wtc{home}{goto}spot1~{right 3}{down 10}/wtb{goto}spot7~{windowson}{panelon} 13: 1.3629e-21
16 | TOTAL PRODUCTION PLANT SYSTEM | PRODSYS | 0: 1; 2: 0.86549; 4: 0.050828; 5: 0.083682; {windowsoff}{paneloff}/wtc{home}{goto}spot1~{right 3}{down 10}/wtb{goto}spot7~{windowson}{panelon} 8: 7.6525e-06; {windowsoff}{paneloff}/wtc{home}{goto}spot1~{right 3}{down 10}/wtb{goto}spot7~{windowson}{panelon} 10: 0.083675; {windowsoff}{paneloff}/wtc{home}{goto}spot1~{right 3}{down 10}/wtb{goto}spot7~{windowson}{panelon} 11: 0.026109; {windowsoff}{paneloff}/wtc{home}{goto}spot1~{right 3}{down 10}/wtb{goto}spot7~{windowson}{panelon} 12: 0.057566; {windowsoff}{paneloff}/wtc{home}{goto}spot1~{right 3}{down 10}/wtb{goto}spot7~{windowson}{panelon} 13: 0
17 | TOTAL PRODUCTION PLANT | PRODPLT | 0: 1; 2: 0.85693; 4: 0.051869; 5: 0.091199; {windowsoff}{paneloff}/wtc{home}{goto}spot1~{right 3}{down 10}/wtb{goto}spot7~{windowson}{panelon} 8: 7.5768e-06; {windowsoff}{paneloff}/wtc{home}{goto}spot1~{right 3}{down 10}/wtb{goto}spot7~{windowson}{panelon} 10: 0.091192; {windowsoff}{paneloff}/wtc{home}{goto}spot1~{right 3}{down 10}/wtb{goto}spot7~{windowson}{panelon} 11: 0.028454; {windowsoff}{paneloff}/wtc{home}{goto}spot1~{right 3}{down 10}/wtb{goto}spot7~{windowson}{panelon} 12: 0.062737; {windowsoff}{paneloff}/wtc{home}{goto}spot1~{right 3}{down 10}/wtb{goto}spot7~{windowson}{panelon} 13: 0
18 | TOTAL TRANSMISSION PLANT | TRANPLT | 0: 1; 2: 0.80246; 4: 0.11487; 5: 0.082668; {windowsoff}{paneloff}/wtc{home}{goto}spot1~{right 3}{down 10}/wtb{goto}spot7~{windowson}{panelon} 8: 7.0952e-06; {windowsoff}{paneloff}/wtc{home}{goto}spot1~{right 3}{down 10}/wtb{goto}spot7~{windowson}{panelon} 10: 0.082661; {windowsoff}{paneloff}/wtc{home}{goto}spot1~{right 3}{down 10}/wtb{goto}spot7~{windowson}{panelon} 11: 0.025792; {windowsoff}{paneloff}/wtc{home}{goto}spot1~{right 3}{down 10}/wtb{goto}spot7~{windowson}{panelon} 12: 0.056869; {windowsoff}{paneloff}/wtc{home}{goto}spot1~{right 3}{down 10}/wtb{goto}spot7~{windowson}{panelon} 13: 0
19 | MAT & SUPPLIES DISTRIBUTED | M_S | 0: 1; 2: 0.86665; 4: 0.058973; 5: 0.074381; {windowsoff}{paneloff}/wtc{home}{goto}spot1~{right 3}{down 10}/wtb{goto}spot7~{windowson}{panelon} 8: 2.6634e-05; {windowsoff}{paneloff}/wtc{home}{goto}spot1~{right 3}{down 10}/wtb{goto}spot7~{windowson}{panelon} 10: 0.074354; {windowsoff}{paneloff}/wtc{home}{goto}spot1~{right 3}{down 10}/wtb{goto}spot7~{windowson}{panelon} 11: 0.023499; {windowsoff}{paneloff}/wtc{home}{goto}spot1~{right 3}{down 10}/wtb{goto}spot7~{windowson}{panelon} 12: 0.050855; {windowsoff}{paneloff}/wtc{home}{goto}spot1~{right 3}{down 10}/wtb{goto}spot7~{windowson}{panelon} 13: 0
20 | ACCT 924 & 925 INSURANCE | EXP9245TOT | 0: 1; 2: 0.87918; 4: 0.057303; 5: 0.063512; {windowsoff}{paneloff}/wtc{home}{goto}spot1~{right 3}{down 10}/wtb{goto}spot7~{windowson}{panelon} 8: 3.1153e-05; {windowsoff}{paneloff}/wtc{home}{goto}spot1~{right 3}{down 10}/wtb{goto}spot7~{windowson}{panelon} 10: 0.063481; {windowsoff}{paneloff}/wtc{home}{goto}spot1~{right 3}{down 10}/wtb{goto}spot7~{windowson}{panelon} 11: 0.020342; {windowsoff}{paneloff}/wtc{home}{goto}spot1~{right 3}{down 10}/wtb{goto}spot7~{windowson}{panelon} 12: 0.043139; {windowsoff}{paneloff}/wtc{home}{goto}spot1~{right 3}{down 10}/wtb{goto}spot7~{windowson}{panelon} 13: 2.9177e-20
21 | REVENUE SALE OF ELECT-KY | REVKY | 0: 1; 2: 1; 4: 0; 5: 0; {windowsoff}{paneloff}/wtc{home}{goto}spot1~{right 3}{down 10}/wtb{goto}spot7~{windowson}{panelon} 8: 0; {windowsoff}{paneloff}/wtc{home}{goto}spot1~{right 3}{down 10}/wtb{goto}spot7~{windowson}{panelon} 10: 0; {windowsoff}{paneloff}/wtc{home}{goto}spot1~{right 3}{down 10}/wtb{goto}spot7~{windowson}{panelon} 11: 0; {windowsoff}{paneloff}/wtc{home}{goto}spot1~{right 3}{down 10}/wtb{goto}spot7~{windowson}{panelon} 12: 0; {windowsoff}{paneloff}/wtc{home}{goto}spot1~{right 3}{down 10}/wtb{goto}spot7~{windowson}{panelon} 13: 0
22 | CWIP PROD FERC-POST ALLOC | CWIPPP | 0: 1; 2: 0; 4: 0; 5: 1; {windowsoff}{paneloff}/wtc{home}{goto}spot1~{right 3}{down 10}/wtb{goto}spot7~{windowson}{panelon} 8: 0; {windowsoff}{paneloff}/wtc{home}{goto}spot1~{right 3}{down 10}/wtb{goto}spot7~{windowson}{panelon} 10: 1; {windowsoff}{paneloff}/wtc{home}{goto}spot1~{right 3}{down 10}/wtb{goto}spot7~{windowson}{panelon} 11: 0.31203; {windowsoff}{paneloff}/wtc{home}{goto}spot1~{right 3}{down 10}/wtb{goto}spot7~{windowson}{panelon} 12: 0.68797; {windowsoff}{paneloff}/wtc{home}{goto}spot1~{right 3}{down 10}/wtb{goto}spot7~{windowson}{panelon} 13: 0
23 | CWIP TRAN FERC-POST ALLOC | CWIPTP | 0: 1; 2: 0; 4: 0; 5: 1; {windowsoff}{paneloff}/wtc{home}{goto}spot1~{right 3}{down 10}/wtb{goto}spot7~{windowson}{panelon} 8: 0; {windowsoff}{paneloff}/wtc{home}{goto}spot1~{right 3}{down 10}/wtb{goto}spot7~{windowson}{panelon} 10: 1; {windowsoff}{paneloff}/wtc{home}{goto}spot1~{right 3}{down 10}/wtb{goto}spot7~{windowson}{panelon} 11: 0.31203; {windowsoff}{paneloff}/wtc{home}{goto}spot1~{right 3}{down 10}/wtb{goto}spot7~{windowson}{panelon} 12: 0.68797; {windowsoff}{paneloff}/wtc{home}{goto}spot1~{right 3}{down 10}/wtb{goto}spot7~{windowson}{panelon} 13: 0
24 | ACC DEF INC TX PROD FERC-POST | ADITPP | 0: 1; 2: 0; 4: 0; 5: 1; {windowsoff}{paneloff}/wtc{home}{goto}spot1~{right 3}{down 10}/wtb{goto}spot7~{windowson}{panelon} 8: 0; {windowsoff}{paneloff}/wtc{home}{goto}spot1~{right 3}{down 10}/wtb{goto}spot7~{windowson}{panelon} 10: 1; {windowsoff}{paneloff}/wtc{home}{goto}spot1~{right 3}{down 10}/wtb{goto}spot7~{windowson}{panelon} 11: 0.31203; {windowsoff}{paneloff}/wtc{home}{goto}spot1~{right 3}{down 10}/wtb{goto}spot7~{windowson}{panelon} 12: 0.68797; {windowsoff}{paneloff}/wtc{home}{goto}spot1~{right 3}{down 10}/wtb{goto}spot7~{windowson}{panelon} 13: 0
25 | ACC DEF INC TX TRAN FERC-POST | ADITTP | 0: 1; 2: 0; 4: 0; 5: 1; {windowsoff}{paneloff}/wtc{home}{goto}spot1~{right 3}{down 10}/wtb{goto}spot7~{windowson}{panelon} 8: 0; {windowsoff}{paneloff}/wtc{home}{goto}spot1~{right 3}{down 10}/wtb{goto}spot7~{windowson}{panelon} 10: 1; {windowsoff}{paneloff}/wtc{home}{goto}spot1~{right 3}{down 10}/wtb{goto}spot7~{windowson}{panelon} 11: 0.31203; {windowsoff}{paneloff}/wtc{home}{goto}spot1~{right 3}{down 10}/wtb{goto}spot7~{windowson}{panelon} 12: 0.68797; {windowsoff}{paneloff}/wtc{home}{goto}spot1~{right 3}{down 10}/wtb{goto}spot7~{windowson}{panelon} 13: 0
26 | TRANSMISSION PLANT EXCL VA | TRANPLTX | 0: 1; 2: 0.85904; 4: 0.05239; 5: 0.088567; {windowsoff}{paneloff}/wtc{home}{goto}spot1~{right 3}{down 10}/wtb{goto}spot7~{windowson}{panelon} 8: 7.5955e-06; {windowsoff}{paneloff}/wtc{home}{goto}spot1~{right 3}{down 10}/wtb{goto}spot7~{windowson}{panelon} 10: 0.088559; {windowsoff}{paneloff}/wtc{home}{goto}spot1~{right 3}{down 10}/wtb{goto}spot7~{windowson}{panelon} 11: 0.027633; {windowsoff}{paneloff}/wtc{home}{goto}spot1~{right 3}{down 10}/wtb{goto}spot7~{windowson}{panelon} 12: 0.060926; {windowsoff}{paneloff}/wtc{home}{goto}spot1~{right 3}{down 10}/wtb{goto}spot7~{windowson}{panelon} 13: 0
27 | TRANSM PLANT VA & 500 KV | TRPLTVA | 0: 1; 2: 0.14233; 4: 0.84383; 5: 0.013847; {windowsoff}{paneloff}/wtc{home}{goto}spot1~{right 3}{down 10}/wtb{goto}spot7~{windowson}{panelon} 8: 1.2584e-06; {windowsoff}{paneloff}/wtc{home}{goto}spot1~{right 3}{down 10}/wtb{goto}spot7~{windowson}{panelon} 10: 0.013846; {windowsoff}{paneloff}/wtc{home}{goto}spot1~{right 3}{down 10}/wtb{goto}spot7~{windowson}{panelon} 11: 0.0043203; {windowsoff}{paneloff}/wtc{home}{goto}spot1~{right 3}{down 10}/wtb{goto}spot7~{windowson}{panelon} 12: 0.0095256; {windowsoff}{paneloff}/wtc{home}{goto}spot1~{right 3}{down 10}/wtb{goto}spot7~{windowson}{panelon} 13: 0
28 | TOT ACCT 364 & 365-OVHD LINE | PLT3645TOT | 0: 1; 2: 0.92494; 4: 0.074896; 5: 0.00016338; {windowsoff}{paneloff}/wtc{home}{goto}spot1~{right 3}{down 10}/wtb{goto}spot7~{windowson}{panelon} 8: 0.00016338; {windowsoff}{paneloff}/wtc{home}{goto}spot1~{right 3}{down 10}/wtb{goto}spot7~{windowson}{panelon} 10: 0; {windowsoff}{paneloff}/wtc{home}{goto}spot1~{right 3}{down 10}/wtb{goto}spot7~{windowson}{panelon} 11: 0; {windowsoff}{paneloff}/wtc{home}{goto}spot1~{right 3}{down 10}/wtb{goto}spot7~{windowson}{panelon} 12: 0; {windowsoff}{paneloff}/wtc{home}{goto}spot1~{right 3}{down 10}/wtb{goto}spot7~{windowson}{panelon} 13: 0
29 | TOTAL ELECTRIC PLANT | PLANT | 0: 1; 2: 0.8707; 4: 0.059394; 5: 0.069911; {windowsoff}{paneloff}/wtc{home}{goto}spot1~{right 3}{down 10}/wtb{goto}spot7~{windowson}{panelon} 8: 3.1532e-05; {windowsoff}{paneloff}/wtc{home}{goto}spot1~{right 3}{down 10}/wtb{goto}spot7~{windowson}{panelon} 10: 0.069879; {windowsoff}{paneloff}/wtc{home}{goto}spot1~{right 3}{down 10}/wtb{goto}spot7~{windowson}{panelon} 11: 0.022187; {windowsoff}{paneloff}/wtc{home}{goto}spot1~{right 3}{down 10}/wtb{goto}spot7~{windowson}{panelon} 12: 0.047692; {windowsoff}{paneloff}/wtc{home}{goto}spot1~{right 3}{down 10}/wtb{goto}spot7~{windowson}{panelon} 13: 1.3629e-21
30 | TOTAL ELECTRIC PLANT KY | PLANTKY | 0: 1; 2: 1; 4: 0; 5: 0; {windowsoff}{paneloff}/wtc{home}{goto}spot1~{right 3}{down 10}/wtb{goto}spot7~{windowson}{panelon} 8: 0; {windowsoff}{paneloff}/wtc{home}{goto}spot1~{right 3}{down 10}/wtb{goto}spot7~{windowson}{panelon} 10: 0; {windowsoff}{paneloff}/wtc{home}{goto}spot1~{right 3}{down 10}/wtb{goto}spot7~{windowson}{panelon} 11: 0; {windowsoff}{paneloff}/wtc{home}{goto}spot1~{right 3}{down 10}/wtb{goto}spot7~{windowson}{panelon} 12: 0; {windowsoff}{paneloff}/wtc{home}{goto}spot1~{right 3}{down 10}/wtb{goto}spot7~{windowson}{panelon} 13: 0
31 | TOTAL ELECTRIC PLANT KY & FERC | PLANTKF | 0: 1; 2: 0.92571; 4: 0; 5: 0.074294; {windowsoff}{paneloff}/wtc{home}{goto}spot1~{right 3}{down 10}/wtb{goto}spot7~{windowson}{panelon} 8: 0; {windowsoff}{paneloff}/wtc{home}{goto}spot1~{right 3}{down 10}/wtb{goto}spot7~{windowson}{panelon} 10: 0.074294; {windowsoff}{paneloff}/wtc{home}{goto}spot1~{right 3}{down 10}/wtb{goto}spot7~{windowson}{panelon} 11: 0.023589; {windowsoff}{paneloff}/wtc{home}{goto}spot1~{right 3}{down 10}/wtb{goto}spot7~{windowson}{panelon} 12: 0.050705; {windowsoff}{paneloff}/wtc{home}{goto}spot1~{right 3}{down 10}/wtb{goto}spot7~{windowson}{panelon} 13: 1.449e-21
32 | TOTAL ELECTRIC PLANT VA | PLANTVA | 0: 1; 2: 0; 4: 1; 5: 0; {windowsoff}{paneloff}/wtc{home}{goto}spot1~{right 3}{down 10}/wtb{goto}spot7~{windowson}{panelon} 8: 0; {windowsoff}{paneloff}/wtc{home}{goto}spot1~{right 3}{down 10}/wtb{goto}spot7~{windowson}{panelon} 10: 0; {windowsoff}{paneloff}/wtc{home}{goto}spot1~{right 3}{down 10}/wtb{goto}spot7~{windowson}{panelon} 11: 0; {windowsoff}{paneloff}/wtc{home}{goto}spot1~{right 3}{down 10}/wtb{goto}spot7~{windowson}{panelon} 12: 0; {windowsoff}{paneloff}/wtc{home}{goto}spot1~{right 3}{down 10}/wtb{goto}spot7~{windowson}{panelon} 13: 0
33 | TOTAL STEAM PROD PLANT | STMPLT | 0: 1; 2: 0.85612; 4: 0.05206; 5: 0.091821; {windowsoff}{paneloff}/wtc{home}{goto}spot1~{right 3}{down 10}/wtb{goto}spot7~{windowson}{panelon} 8: 7.5696e-06; {windowsoff}{paneloff}/wtc{home}{goto}spot1~{right 3}{down 10}/wtb{goto}spot7~{windowson}{panelon} 10: 0.091813; {windowsoff}{paneloff}/wtc{home}{goto}spot1~{right 3}{down 10}/wtb{goto}spot7~{windowson}{panelon} 11: 0.028648; {windowsoff}{paneloff}/wtc{home}{goto}spot1~{right 3}{down 10}/wtb{goto}spot7~{windowson}{panelon} 12: 0.063165; {windowsoff}{paneloff}/wtc{home}{goto}spot1~{right 3}{down 10}/wtb{goto}spot7~{windowson}{panelon} 13: 0
34 | TOTAL HYDRAULIC PROD PLANT | HYDPLT | 0: 1; 2: 0.86368; 4: 0.050732; 5: 0.085583; {windowsoff}{paneloff}/wtc{home}{goto}spot1~{right 3}{down 10}/wtb{goto}spot7~{windowson}{panelon} 8: 7.6365e-06; {windowsoff}{paneloff}/wtc{home}{goto}spot1~{right 3}{down 10}/wtb{goto}spot7~{windowson}{panelon} 10: 0.085575; {windowsoff}{paneloff}/wtc{home}{goto}spot1~{right 3}{down 10}/wtb{goto}spot7~{windowson}{panelon} 11: 0.026702; {windowsoff}{paneloff}/wtc{home}{goto}spot1~{right 3}{down 10}/wtb{goto}spot7~{windowson}{panelon} 12: 0.058874; {windowsoff}{paneloff}/wtc{home}{goto}spot1~{right 3}{down 10}/wtb{goto}spot7~{windowson}{panelon} 13: 0
35 | TOTAL OTHER PROD PLANT | OTHPLT | 0: 1; 2: 0.8621; 4: 0.05063; 5: 0.087274; {windowsoff}{paneloff}/wtc{home}{goto}spot1~{right 3}{down 10}/wtb{goto}spot7~{windowson}{panelon} 8: 7.6225e-06; {windowsoff}{paneloff}/wtc{home}{goto}spot1~{right 3}{down 10}/wtb{goto}spot7~{windowson}{panelon} 10: 0.087267; {windowsoff}{paneloff}/wtc{home}{goto}spot1~{right 3}{down 10}/wtb{goto}spot7~{windowson}{panelon} 11: 0.027229; {windowsoff}{paneloff}/wtc{home}{goto}spot1~{right 3}{down 10}/wtb{goto}spot7~{windowson}{panelon} 12: 0.060037; {windowsoff}{paneloff}/wtc{home}{goto}spot1~{right 3}{down 10}/wtb{goto}spot7~{windowson}{panelon} 13: 0
36 | TOT ACCT 360-362 SUBSTATIONS | PLT3602TOT | 0: 1; 2: 0.92493; 4: 0.052661; 5: 0.022405; {windowsoff}{paneloff}/wtc{home}{goto}spot1~{right 3}{down 10}/wtb{goto}spot7~{windowson}{panelon} 8: 0.00040218; {windowsoff}{paneloff}/wtc{home}{goto}spot1~{right 3}{down 10}/wtb{goto}spot7~{windowson}{panelon} 10: 0.022003; {windowsoff}{paneloff}/wtc{home}{goto}spot1~{right 3}{down 10}/wtb{goto}spot7~{windowson}{panelon} 11: 0.022003; {windowsoff}{paneloff}/wtc{home}{goto}spot1~{right 3}{down 10}/wtb{goto}spot7~{windowson}{panelon} 12: 0; {windowsoff}{paneloff}/wtc{home}{goto}spot1~{right 3}{down 10}/wtb{goto}spot7~{windowson}{panelon} 13: 0
37 | TOT ACCT 366 & 367-UG LINES | PLT3667TOT | 0: 1; 2: 0.98082; 4: 0.01918; 5: 0; {windowsoff}{paneloff}/wtc{home}{goto}spot1~{right 3}{down 10}/wtb{goto}spot7~{windowson}{panelon} 8: 0; {windowsoff}{paneloff}/wtc{home}{goto}spot1~{right 3}{down 10}/wtb{goto}spot7~{windowson}{panelon} 10: 0; {windowsoff}{paneloff}/wtc{home}{goto}spot1~{right 3}{down 10}/wtb{goto}spot7~{windowson}{panelon} 11: 0; {windowsoff}{paneloff}/wtc{home}{goto}spot1~{right 3}{down 10}/wtb{goto}spot7~{windowson}{panelon} 12: 0; {windowsoff}{paneloff}/wtc{home}{goto}spot1~{right 3}{down 10}/wtb{goto}spot7~{windowson}{panelon} 13: 0
38 | TOT ACCT 373-STREET LIGHTING | PLT373TOT | 0: 1; 2: 0.97544; 4: 0.024558; 5: 0; {windowsoff}{paneloff}/wtc{home}{goto}spot1~{right 3}{down 10}/wtb{goto}spot7~{windowson}{panelon} 8: 0; {windowsoff}{paneloff}/wtc{home}{goto}spot1~{right 3}{down 10}/wtb{goto}spot7~{windowson}{panelon} 10: 0; {windowsoff}{paneloff}/wtc{home}{goto}spot1~{right 3}{down 10}/wtb{goto}spot7~{windowson}{panelon} 11: 0; {windowsoff}{paneloff}/wtc{home}{goto}spot1~{right 3}{down 10}/wtb{goto}spot7~{windowson}{panelon} 12: 0; {windowsoff}{paneloff}/wtc{home}{goto}spot1~{right 3}{down 10}/wtb{goto}spot7~{windowson}{panelon} 13: 0
39 | TOTAL ACCT 370-METERS | PLT370TOT | 0: 1; 2: 0.94427; 4: 0.051289; 5: 0.0044436; {windowsoff}{paneloff}/wtc{home}{goto}spot1~{right 3}{down 10}/wtb{goto}spot7~{windowson}{panelon} 8: 1.5662e-06; {windowsoff}{paneloff}/wtc{home}{goto}spot1~{right 3}{down 10}/wtb{goto}spot7~{windowson}{panelon} 10: 0.0044421; {windowsoff}{paneloff}/wtc{home}{goto}spot1~{right 3}{down 10}/wtb{goto}spot7~{windowson}{panelon} 11: 0.00094344; {windowsoff}{paneloff}/wtc{home}{goto}spot1~{right 3}{down 10}/wtb{goto}spot7~{windowson}{panelon} 12: 0.0034986; {windowsoff}{paneloff}/wtc{home}{goto}spot1~{right 3}{down 10}/wtb{goto}spot7~{windowson}{panelon} 13: 0
40 | TOT ACCT 371-CUSTOMER INSTALL | PLT371TOT | 0: 1; 2: 0.95305; 4: 0.046946; 5: 0; {windowsoff}{paneloff}/wtc{home}{goto}spot1~{right 3}{down 10}/wtb{goto}spot7~{windowson}{panelon} 8: 0; {windowsoff}{paneloff}/wtc{home}{goto}spot1~{right 3}{down 10}/wtb{goto}spot7~{windowson}{panelon} 10: 0; {windowsoff}{paneloff}/wtc{home}{goto}spot1~{right 3}{down 10}/wtb{goto}spot7~{windowson}{panelon} 11: 0; {windowsoff}{paneloff}/wtc{home}{goto}spot1~{right 3}{down 10}/wtb{goto}spot7~{windowson}{panelon} 12: 0; {windowsoff}{paneloff}/wtc{home}{goto}spot1~{right 3}{down 10}/wtb{goto}spot7~{windowson}{panelon} 13: 0
41 | TOT ACCT 368-LINE TRANSFORMER | PLT368TOT | 0: 1; 2: 0.94947; 4: 0.048702; 5: 0.0018271; {windowsoff}{paneloff}/wtc{home}{goto}spot1~{right 3}{down 10}/wtb{goto}spot7~{windowson}{panelon} 8: 1.0829e-05; {windowsoff}{paneloff}/wtc{home}{goto}spot1~{right 3}{down 10}/wtb{goto}spot7~{windowson}{panelon} 10: 0.0018162; {windowsoff}{paneloff}/wtc{home}{goto}spot1~{right 3}{down 10}/wtb{goto}spot7~{windowson}{panelon} 11: 0.00056671; {windowsoff}{paneloff}/wtc{home}{goto}spot1~{right 3}{down 10}/wtb{goto}spot7~{windowson}{panelon} 12: 0.0012495; {windowsoff}{paneloff}/wtc{home}{goto}spot1~{right 3}{down 10}/wtb{goto}spot7~{windowson}{panelon} 13: 0
42 | TOT ACCT 902-904 CUST ACCTS | EXP9024CA | 0: 1; 2: 0.94611; 4: 0.052648; 5: 0.0012443; {windowsoff}{paneloff}/wtc{home}{goto}spot1~{right 3}{down 10}/wtb{goto}spot7~{windowson}{panelon} 8: 9.3658e-06; {windowsoff}{paneloff}/wtc{home}{goto}spot1~{right 3}{down 10}/wtb{goto}spot7~{windowson}{panelon} 10: 0.0012349; {windowsoff}{paneloff}/wtc{home}{goto}spot1~{right 3}{down 10}/wtb{goto}spot7~{windowson}{panelon} 11: 0.00066096; {windowsoff}{paneloff}/wtc{home}{goto}spot1~{right 3}{down 10}/wtb{goto}spot7~{windowson}{panelon} 12: 0.00057399; {windowsoff}{paneloff}/wtc{home}{goto}spot1~{right 3}{down 10}/wtb{goto}spot7~{windowson}{panelon} 13: 0
43 | TOT ACCT 908-909 CUST SERV | EXP9089CS | 0: 1; 2: 0.99939; 4: 0.00061402; 5: 8.4231e-08; {windowsoff}{paneloff}/wtc{home}{goto}spot1~{right 3}{down 10}/wtb{goto}spot7~{windowson}{panelon} 8: 8.4231e-08; {windowsoff}{paneloff}/wtc{home}{goto}spot1~{right 3}{down 10}/wtb{goto}spot7~{windowson}{panelon} 10: 0; {windowsoff}{paneloff}/wtc{home}{goto}spot1~{right 3}{down 10}/wtb{goto}spot7~{windowson}{panelon} 11: 0; {windowsoff}{paneloff}/wtc{home}{goto}spot1~{right 3}{down 10}/wtb{goto}spot7~{windowson}{panelon} 12: 0; {windowsoff}{paneloff}/wtc{home}{goto}spot1~{right 3}{down 10}/wtb{goto}spot7~{windowson}{panelon} 13: 0
44 | TOTAL TRANS & DISTRIB PLANT | TRDSPLT | 0: 1; 2: 0.89687; 4: 0.074727; 5: 0.028406; {windowsoff}{paneloff}/wtc{home}{goto}spot1~{right 3}{down 10}/wtb{goto}spot7~{windowson}{panelon} 8: 7.9355e-05; {windowsoff}{paneloff}/wtc{home}{goto}spot1~{right 3}{down 10}/wtb{goto}spot7~{windowson}{panelon} 10: 0.028327; {windowsoff}{paneloff}/wtc{home}{goto}spot1~{right 3}{down 10}/wtb{goto}spot7~{windowson}{panelon} 11: 0.0099643; {windowsoff}{paneloff}/wtc{home}{goto}spot1~{right 3}{down 10}/wtb{goto}spot7~{windowson}{panelon} 12: 0.018363; {windowsoff}{paneloff}/wtc{home}{goto}spot1~{right 3}{down 10}/wtb{goto}spot7~{windowson}{panelon} 13: 0
INTERNALLY DEVELOPED-CON'T
-
1 | TOT ACCT 912-913 SALES EXP | EXP9123SA | 0: 1; 2: 0.94597; 4: 0.054023; 5: 7.4109e-06; {windowsoff}{paneloff}/wtc{home}{goto}spot1~{right 3}{down 10}/wtb{goto}spot7~{windowson}{panelon} 8: 7.4109e-06; {windowsoff}{paneloff}/wtc{home}{goto}spot1~{right 3}{down 10}/wtb{goto}spot7~{windowson}{panelon} 10: 0; {windowsoff}{paneloff}/wtc{home}{goto}spot1~{right 3}{down 10}/wtb{goto}spot7~{windowson}{panelon} 11: 0; {windowsoff}{paneloff}/wtc{home}{goto}spot1~{right 3}{down 10}/wtb{goto}spot7~{windowson}{panelon} 12: 0; {windowsoff}{paneloff}/wtc{home}{goto}spot1~{right 3}{down 10}/wtb{goto}spot7~{windowson}{panelon} 13: 0
2 | REVENUE SALE OF ELECT-FERC | REVFERC | 0: 1; 2: 0; 4: 0; 5: 1; {windowsoff}{paneloff}/wtc{home}{goto}spot1~{right 3}{down 10}/wtb{goto}spot7~{windowson}{panelon} 8: 0; {windowsoff}{paneloff}/wtc{home}{goto}spot1~{right 3}{down 10}/wtb{goto}spot7~{windowson}{panelon} 10: 1; {windowsoff}{paneloff}/wtc{home}{goto}spot1~{right 3}{down 10}/wtb{goto}spot7~{windowson}{panelon} 11: 0.32397; {windowsoff}{paneloff}/wtc{home}{goto}spot1~{right 3}{down 10}/wtb{goto}spot7~{windowson}{panelon} 12: 0.67603; {windowsoff}{paneloff}/wtc{home}{goto}spot1~{right 3}{down 10}/wtb{goto}spot7~{windowson}{panelon} 13: 0
3 | REVENUE SALE OF ELECT-VA | REVVA | 0: 1; 2: 0; 4: 1; 5: 0; {windowsoff}{paneloff}/wtc{home}{goto}spot1~{right 3}{down 10}/wtb{goto}spot7~{windowson}{panelon} 8: 0; {windowsoff}{paneloff}/wtc{home}{goto}spot1~{right 3}{down 10}/wtb{goto}spot7~{windowson}{panelon} 10: 0; {windowsoff}{paneloff}/wtc{home}{goto}spot1~{right 3}{down 10}/wtb{goto}spot7~{windowson}{panelon} 11: 0; {windowsoff}{paneloff}/wtc{home}{goto}spot1~{right 3}{down 10}/wtb{goto}spot7~{windowson}{panelon} 12: 0; {windowsoff}{paneloff}/wtc{home}{goto}spot1~{right 3}{down 10}/wtb{goto}spot7~{windowson}{panelon} 13: 0
4 | REVENUE SALE OF ELECT | REVENUE | 0: 1; 2: 0.88249; 4: 0.049901; 5: 0.067612; {windowsoff}{paneloff}/wtc{home}{goto}spot1~{right 3}{down 10}/wtb{goto}spot7~{windowson}{panelon} 8: 4.1522e-06; {windowsoff}{paneloff}/wtc{home}{goto}spot1~{right 3}{down 10}/wtb{goto}spot7~{windowson}{panelon} 10: 0.067607; {windowsoff}{paneloff}/wtc{home}{goto}spot1~{right 3}{down 10}/wtb{goto}spot7~{windowson}{panelon} 11: 0.021903; {windowsoff}{paneloff}/wtc{home}{goto}spot1~{right 3}{down 10}/wtb{goto}spot7~{windowson}{panelon} 12: 0.045705; {windowsoff}{paneloff}/wtc{home}{goto}spot1~{right 3}{down 10}/wtb{goto}spot7~{windowson}{panelon} 13: 0
5 | REV SALE OF ELECT-VA NON JUR | REVNJVA | 0: 1; 2: 0; 4: 1; 5: 0; {windowsoff}{paneloff}/wtc{home}{goto}spot1~{right 3}{down 10}/wtb{goto}spot7~{windowson}{panelon} 8: 0; {windowsoff}{paneloff}/wtc{home}{goto}spot1~{right 3}{down 10}/wtb{goto}spot7~{windowson}{panelon} 10: 0; {windowsoff}{paneloff}/wtc{home}{goto}spot1~{right 3}{down 10}/wtb{goto}spot7~{windowson}{panelon} 11: 0; {windowsoff}{paneloff}/wtc{home}{goto}spot1~{right 3}{down 10}/wtb{goto}spot7~{windowson}{panelon} 12: 0; {windowsoff}{paneloff}/wtc{home}{goto}spot1~{right 3}{down 10}/wtb{goto}spot7~{windowson}{panelon} 13: 0
6 | REV SALE OF ELECT-EXCL FERC | REVENUEX | 0: 1; 2: 0.94648; 4: 0.053519; 5: 4.4532e-06; {windowsoff}{paneloff}/wtc{home}{goto}spot1~{right 3}{down 10}/wtb{goto}spot7~{windowson}{panelon} 8: 4.4532e-06; {windowsoff}{paneloff}/wtc{home}{goto}spot1~{right 3}{down 10}/wtb{goto}spot7~{windowson}{panelon} 10: 0; {windowsoff}{paneloff}/wtc{home}{goto}spot1~{right 3}{down 10}/wtb{goto}spot7~{windowson}{panelon} 11: 0; {windowsoff}{paneloff}/wtc{home}{goto}spot1~{right 3}{down 10}/wtb{goto}spot7~{windowson}{panelon} 12: 0; {windowsoff}{paneloff}/wtc{home}{goto}spot1~{right 3}{down 10}/wtb{goto}spot7~{windowson}{panelon} 13: 0
7 | KENTUCKY DISTRIBUTION PLANT | KYDIST | 0: 1; 2: 0.99681; 4: 0; 5: 0.0031937; {windowsoff}{paneloff}/wtc{home}{goto}spot1~{right 3}{down 10}/wtb{goto}spot7~{windowson}{panelon} 8: 0; {windowsoff}{paneloff}/wtc{home}{goto}spot1~{right 3}{down 10}/wtb{goto}spot7~{windowson}{panelon} 10: 0.0031937; {windowsoff}{paneloff}/wtc{home}{goto}spot1~{right 3}{down 10}/wtb{goto}spot7~{windowson}{panelon} 11: 0.0027445; {windowsoff}{paneloff}/wtc{home}{goto}spot1~{right 3}{down 10}/wtb{goto}spot7~{windowson}{panelon} 12: 0.00044923; {windowsoff}{paneloff}/wtc{home}{goto}spot1~{right 3}{down 10}/wtb{goto}spot7~{windowson}{panelon} 13: 0
8 | VIRGINIA DISTRIBUTION PLANT | VADIST | 0: 1; 2: 0; 4: 1; 5: 0; {windowsoff}{paneloff}/wtc{home}{goto}spot1~{right 3}{down 10}/wtb{goto}spot7~{windowson}{panelon} 8: 0; {windowsoff}{paneloff}/wtc{home}{goto}spot1~{right 3}{down 10}/wtb{goto}spot7~{windowson}{panelon} 10: 0; {windowsoff}{paneloff}/wtc{home}{goto}spot1~{right 3}{down 10}/wtb{goto}spot7~{windowson}{panelon} 11: 0; {windowsoff}{paneloff}/wtc{home}{goto}spot1~{right 3}{down 10}/wtb{goto}spot7~{windowson}{panelon} 12: 0; {windowsoff}{paneloff}/wtc{home}{goto}spot1~{right 3}{down 10}/wtb{goto}spot7~{windowson}{panelon} 13: 0
9 | TENNESSEE DISTRIBUTION PLT | TNDIST | 0: 1; 2: 0; 4: 0; 5: 1; {windowsoff}{paneloff}/wtc{home}{goto}spot1~{right 3}{down 10}/wtb{goto}spot7~{windowson}{panelon} 8: 1; {windowsoff}{paneloff}/wtc{home}{goto}spot1~{right 3}{down 10}/wtb{goto}spot7~{windowson}{panelon} 10: 0; {windowsoff}{paneloff}/wtc{home}{goto}spot1~{right 3}{down 10}/wtb{goto}spot7~{windowson}{panelon} 11: 0; {windowsoff}{paneloff}/wtc{home}{goto}spot1~{right 3}{down 10}/wtb{goto}spot7~{windowson}{panelon} 12: 0; {windowsoff}{paneloff}/wtc{home}{goto}spot1~{right 3}{down 10}/wtb{goto}spot7~{windowson}{panelon} 13: 0
10 | NET ELECTRIC PLANT IN SERVICE | NETPLANT | 0: 1; 2: 0.87436; 4: 0.055473; 5: 0.070167; {windowsoff}{paneloff}/wtc{home}{goto}spot1~{right 3}{down 10}/wtb{goto}spot7~{windowson}{panelon} 8: 1.1756e-05; {windowsoff}{paneloff}/wtc{home}{goto}spot1~{right 3}{down 10}/wtb{goto}spot7~{windowson}{panelon} 10: 0.070155; {windowsoff}{paneloff}/wtc{home}{goto}spot1~{right 3}{down 10}/wtb{goto}spot7~{windowson}{panelon} 11: 0.022263; {windowsoff}{paneloff}/wtc{home}{goto}spot1~{right 3}{down 10}/wtb{goto}spot7~{windowson}{panelon} 12: 0.047892; {windowsoff}{paneloff}/wtc{home}{goto}spot1~{right 3}{down 10}/wtb{goto}spot7~{windowson}{panelon} 13: 1.3118e-21
11 | RATE BASE | RATEBASE | 0: 1; 2: 0.87532; 4: 0.053386; 5: 0.071294; {windowsoff}{paneloff}/wtc{home}{goto}spot1~{right 3}{down 10}/wtb{goto}spot7~{windowson}{panelon} 8: 9.3305e-06; {windowsoff}{paneloff}/wtc{home}{goto}spot1~{right 3}{down 10}/wtb{goto}spot7~{windowson}{panelon} 10: 0.071285; {windowsoff}{paneloff}/wtc{home}{goto}spot1~{right 3}{down 10}/wtb{goto}spot7~{windowson}{panelon} 11: 0.02264; {windowsoff}{paneloff}/wtc{home}{goto}spot1~{right 3}{down 10}/wtb{goto}spot7~{windowson}{panelon} 12: 0.048645; {windowsoff}{paneloff}/wtc{home}{goto}spot1~{right 3}{down 10}/wtb{goto}spot7~{windowson}{panelon} 13: 1.5655e-21
12 | TOTAL CWIP FERC-AFUDC POST | AFUDC | 0: 1; 2: 0; 4: 0; 5: 1; {windowsoff}{paneloff}/wtc{home}{goto}spot1~{right 3}{down 10}/wtb{goto}spot7~{windowson}{panelon} 8: 0; {windowsoff}{paneloff}/wtc{home}{goto}spot1~{right 3}{down 10}/wtb{goto}spot7~{windowson}{panelon} 10: 1; {windowsoff}{paneloff}/wtc{home}{goto}spot1~{right 3}{down 10}/wtb{goto}spot7~{windowson}{panelon} 11: 0.31203; {windowsoff}{paneloff}/wtc{home}{goto}spot1~{right 3}{down 10}/wtb{goto}spot7~{windowson}{panelon} 12: 0.68797; {windowsoff}{paneloff}/wtc{home}{goto}spot1~{right 3}{down 10}/wtb{goto}spot7~{windowson}{panelon} 13: 0
13 | TOTAL 201(E) EXCESS | DEFTAX | 0: 1; 2: 0.87861; 4: 0.055732; 5: 0.065654; {windowsoff}{paneloff}/wtc{home}{goto}spot1~{right 3}{down 10}/wtb{goto}spot7~{windowson}{panelon} 8: 3.1002e-05; {windowsoff}{paneloff}/wtc{home}{goto}spot1~{right 3}{down 10}/wtb{goto}spot7~{windowson}{panelon} 10: 0.065623; {windowsoff}{paneloff}/wtc{home}{goto}spot1~{right 3}{down 10}/wtb{goto}spot7~{windowson}{panelon} 11: 0.02085; {windowsoff}{paneloff}/wtc{home}{goto}spot1~{right 3}{down 10}/wtb{goto}spot7~{windowson}{panelon} 12: 0.044773; {windowsoff}{paneloff}/wtc{home}{goto}spot1~{right 3}{down 10}/wtb{goto}spot7~{windowson}{panelon} 13: 1.3122e-21
14 | STEAM OPERATING EXP 501-507 | EXP5017STM | 0: 1; 2: 0.8665; 4: 0.046447; 5: 0.087052; {windowsoff}{paneloff}/wtc{home}{goto}spot1~{right 3}{down 10}/wtb{goto}spot7~{windowson}{panelon} 8: 5.0292e-06; {windowsoff}{paneloff}/wtc{home}{goto}spot1~{right 3}{down 10}/wtb{goto}spot7~{windowson}{panelon} 10: 0.087047; {windowsoff}{paneloff}/wtc{home}{goto}spot1~{right 3}{down 10}/wtb{goto}spot7~{windowson}{panelon} 11: 0.028293; {windowsoff}{paneloff}/wtc{home}{goto}spot1~{right 3}{down 10}/wtb{goto}spot7~{windowson}{panelon} 12: 0.058754; {windowsoff}{paneloff}/wtc{home}{goto}spot1~{right 3}{down 10}/wtb{goto}spot7~{windowson}{panelon} 13: 0
15 | STEAM MAINTENANCE EXP 511-514 | EXP5114STM | 0: 1; 2: 0.86137; 4: 0.046447; 5: 0.092179; {windowsoff}{paneloff}/wtc{home}{goto}spot1~{right 3}{down 10}/wtb{goto}spot7~{windowson}{panelon} 8: 5.1155e-06; {windowsoff}{paneloff}/wtc{home}{goto}spot1~{right 3}{down 10}/wtb{goto}spot7~{windowson}{panelon} 10: 0.092174; {windowsoff}{paneloff}/wtc{home}{goto}spot1~{right 3}{down 10}/wtb{goto}spot7~{windowson}{panelon} 11: 0.029912; {windowsoff}{paneloff}/wtc{home}{goto}spot1~{right 3}{down 10}/wtb{goto}spot7~{windowson}{panelon} 12: 0.062262; {windowsoff}{paneloff}/wtc{home}{goto}spot1~{right 3}{down 10}/wtb{goto}spot7~{windowson}{panelon} 13: 0
16 | HYDRO OPERATING EXP 536-540 | EXP5360HYD | 0: 1; 2: 0.86368; 4: 0.050732; 5: 0.085583; {windowsoff}{paneloff}/wtc{home}{goto}spot1~{right 3}{down 10}/wtb{goto}spot7~{windowson}{panelon} 8: 7.6365e-06; {windowsoff}{paneloff}/wtc{home}{goto}spot1~{right 3}{down 10}/wtb{goto}spot7~{windowson}{panelon} 10: 0.085575; {windowsoff}{paneloff}/wtc{home}{goto}spot1~{right 3}{down 10}/wtb{goto}spot7~{windowson}{panelon} 11: 0.026702; {windowsoff}{paneloff}/wtc{home}{goto}spot1~{right 3}{down 10}/wtb{goto}spot7~{windowson}{panelon} 12: 0.058874; {windowsoff}{paneloff}/wtc{home}{goto}spot1~{right 3}{down 10}/wtb{goto}spot7~{windowson}{panelon} 13: 0
17 | HYDRO MAINTENANCE EXP 542-545 | EXP5425HYD | 0: 1; 2: 0.86483; 4: 0.049295; 5: 0.085872; {windowsoff}{paneloff}/wtc{home}{goto}spot1~{right 3}{down 10}/wtb{goto}spot7~{windowson}{panelon} 8: 6.7883e-06; {windowsoff}{paneloff}/wtc{home}{goto}spot1~{right 3}{down 10}/wtb{goto}spot7~{windowson}{panelon} 10: 0.085865; {windowsoff}{paneloff}/wtc{home}{goto}spot1~{right 3}{down 10}/wtb{goto}spot7~{windowson}{panelon} 11: 0.027161; {windowsoff}{paneloff}/wtc{home}{goto}spot1~{right 3}{down 10}/wtb{goto}spot7~{windowson}{panelon} 12: 0.058704; {windowsoff}{paneloff}/wtc{home}{goto}spot1~{right 3}{down 10}/wtb{goto}spot7~{windowson}{panelon} 13: 0
18 | OTHER PROD OPER EXP 547-549 | EXP5479OTH | 0: 1; 2: 0.86751; 4: 0.045918; 5: 0.086568; {windowsoff}{paneloff}/wtc{home}{goto}spot1~{right 3}{down 10}/wtb{goto}spot7~{windowson}{panelon} 8: 4.7967e-06; {windowsoff}{paneloff}/wtc{home}{goto}spot1~{right 3}{down 10}/wtb{goto}spot7~{windowson}{panelon} 10: 0.086563; {windowsoff}{paneloff}/wtc{home}{goto}spot1~{right 3}{down 10}/wtb{goto}spot7~{windowson}{panelon} 11: 0.028246; {windowsoff}{paneloff}/wtc{home}{goto}spot1~{right 3}{down 10}/wtb{goto}spot7~{windowson}{panelon} 12: 0.058317; {windowsoff}{paneloff}/wtc{home}{goto}spot1~{right 3}{down 10}/wtb{goto}spot7~{windowson}{panelon} 13: 0
19 | OTHER PROD MAINT EXP 552-554 | EXP5524OTH | 0: 1; 2: 0.8621; 4: 0.05063; 5: 0.087274; {windowsoff}{paneloff}/wtc{home}{goto}spot1~{right 3}{down 10}/wtb{goto}spot7~{windowson}{panelon} 8: 7.6225e-06; {windowsoff}{paneloff}/wtc{home}{goto}spot1~{right 3}{down 10}/wtb{goto}spot7~{windowson}{panelon} 10: 0.087267; {windowsoff}{paneloff}/wtc{home}{goto}spot1~{right 3}{down 10}/wtb{goto}spot7~{windowson}{panelon} 11: 0.027229; {windowsoff}{paneloff}/wtc{home}{goto}spot1~{right 3}{down 10}/wtb{goto}spot7~{windowson}{panelon} 12: 0.060037; {windowsoff}{paneloff}/wtc{home}{goto}spot1~{right 3}{down 10}/wtb{goto}spot7~{windowson}{panelon} 13: 0
20 | TOTAL STEAM OPERATIONS LABOR | LABSTMOP | 0: 0; 2: 0; 4: 0; 5: 0; {windowsoff}{paneloff}/wtc{home}{goto}spot1~{right 3}{down 10}/wtb{goto}spot7~{windowson}{panelon} 8: 0; {windowsoff}{paneloff}/wtc{home}{goto}spot1~{right 3}{down 10}/wtb{goto}spot7~{windowson}{panelon} 10: 0; {windowsoff}{paneloff}/wtc{home}{goto}spot1~{right 3}{down 10}/wtb{goto}spot7~{windowson}{panelon} 11: 0; {windowsoff}{paneloff}/wtc{home}{goto}spot1~{right 3}{down 10}/wtb{goto}spot7~{windowson}{panelon} 12: 0; {windowsoff}{paneloff}/wtc{home}{goto}spot1~{right 3}{down 10}/wtb{goto}spot7~{windowson}{panelon} 13: 0
21 | TOTAL STEAM MAINTENANCE LABOR | LABSTMMN | 0: 0; 2: 0; 4: 0; 5: 0; {windowsoff}{paneloff}/wtc{home}{goto}spot1~{right 3}{down 10}/wtb{goto}spot7~{windowson}{panelon} 8: 0; {windowsoff}{paneloff}/wtc{home}{goto}spot1~{right 3}{down 10}/wtb{goto}spot7~{windowson}{panelon} 10: 0; {windowsoff}{paneloff}/wtc{home}{goto}spot1~{right 3}{down 10}/wtb{goto}spot7~{windowson}{panelon} 11: 0; {windowsoff}{paneloff}/wtc{home}{goto}spot1~{right 3}{down 10}/wtb{goto}spot7~{windowson}{panelon} 12: 0; {windowsoff}{paneloff}/wtc{home}{goto}spot1~{right 3}{down 10}/wtb{goto}spot7~{windowson}{panelon} 13: 0
22 | TOTAL HYDRO OPERATIONS LABOR | LABHYDOP | 0: 0; 2: 0; 4: 0; 5: 0; {windowsoff}{paneloff}/wtc{home}{goto}spot1~{right 3}{down 10}/wtb{goto}spot7~{windowson}{panelon} 8: 0; {windowsoff}{paneloff}/wtc{home}{goto}spot1~{right 3}{down 10}/wtb{goto}spot7~{windowson}{panelon} 10: 0; {windowsoff}{paneloff}/wtc{home}{goto}spot1~{right 3}{down 10}/wtb{goto}spot7~{windowson}{panelon} 11: 0; {windowsoff}{paneloff}/wtc{home}{goto}spot1~{right 3}{down 10}/wtb{goto}spot7~{windowson}{panelon} 12: 0; {windowsoff}{paneloff}/wtc{home}{goto}spot1~{right 3}{down 10}/wtb{goto}spot7~{windowson}{panelon} 13: 0
23 | TOTAL HYDRO MAINTENANCE LABOR | LABHYDMN | 0: 0; 2: 0; 4: 0; 5: 0; {windowsoff}{paneloff}/wtc{home}{goto}spot1~{right 3}{down 10}/wtb{goto}spot7~{windowson}{panelon} 8: 0; {windowsoff}{paneloff}/wtc{home}{goto}spot1~{right 3}{down 10}/wtb{goto}spot7~{windowson}{panelon} 10: 0; {windowsoff}{paneloff}/wtc{home}{goto}spot1~{right 3}{down 10}/wtb{goto}spot7~{windowson}{panelon} 11: 0; {windowsoff}{paneloff}/wtc{home}{goto}spot1~{right 3}{down 10}/wtb{goto}spot7~{windowson}{panelon} 12: 0; {windowsoff}{paneloff}/wtc{home}{goto}spot1~{right 3}{down 10}/wtb{goto}spot7~{windowson}{panelon} 13: 0
24 | TOTAL OTHER OPERATIONS LABOR | LABOTHOP | 0: 0; 2: 0; 4: 0; 5: 0; {windowsoff}{paneloff}/wtc{home}{goto}spot1~{right 3}{down 10}/wtb{goto}spot7~{windowson}{panelon} 8: 0; {windowsoff}{paneloff}/wtc{home}{goto}spot1~{right 3}{down 10}/wtb{goto}spot7~{windowson}{panelon} 10: 0; {windowsoff}{paneloff}/wtc{home}{goto}spot1~{right 3}{down 10}/wtb{goto}spot7~{windowson}{panelon} 11: 0; {windowsoff}{paneloff}/wtc{home}{goto}spot1~{right 3}{down 10}/wtb{goto}spot7~{windowson}{panelon} 12: 0; {windowsoff}{paneloff}/wtc{home}{goto}spot1~{right 3}{down 10}/wtb{goto}spot7~{windowson}{panelon} 13: 0
25 | TOTAL OTHER MAINTENANCE LABOR | LABOTHMN | 0: 0; 2: 0; 4: 0; 5: 0; {windowsoff}{paneloff}/wtc{home}{goto}spot1~{right 3}{down 10}/wtb{goto}spot7~{windowson}{panelon} 8: 0; {windowsoff}{paneloff}/wtc{home}{goto}spot1~{right 3}{down 10}/wtb{goto}spot7~{windowson}{panelon} 10: 0; {windowsoff}{paneloff}/wtc{home}{goto}spot1~{right 3}{down 10}/wtb{goto}spot7~{windowson}{panelon} 11: 0; {windowsoff}{paneloff}/wtc{home}{goto}spot1~{right 3}{down 10}/wtb{goto}spot7~{windowson}{panelon} 12: 0; {windowsoff}{paneloff}/wtc{home}{goto}spot1~{right 3}{down 10}/wtb{goto}spot7~{windowson}{panelon} 13: 0
26 | TRANSM OPER EXP 562-567 | EXP5627TX | 0: 1; 2: 0.80657; 4: 0.11248; 5: 0.080948; {windowsoff}{paneloff}/wtc{home}{goto}spot1~{right 3}{down 10}/wtb{goto}spot7~{windowson}{panelon} 8: 6.9475e-06; {windowsoff}{paneloff}/wtc{home}{goto}spot1~{right 3}{down 10}/wtb{goto}spot7~{windowson}{panelon} 10: 0.080941; {windowsoff}{paneloff}/wtc{home}{goto}spot1~{right 3}{down 10}/wtb{goto}spot7~{windowson}{panelon} 11: 0.025256; {windowsoff}{paneloff}/wtc{home}{goto}spot1~{right 3}{down 10}/wtb{goto}spot7~{windowson}{panelon} 12: 0.055685; {windowsoff}{paneloff}/wtc{home}{goto}spot1~{right 3}{down 10}/wtb{goto}spot7~{windowson}{panelon} 13: 0
27 | TRANSM MAINT EXP 569-573 | EXP5693TX | 0: 1; 2: 0.80453; 4: 0.11367; 5: 0.081803; {windowsoff}{paneloff}/wtc{home}{goto}spot1~{right 3}{down 10}/wtb{goto}spot7~{windowson}{panelon} 8: 7.0209e-06; {windowsoff}{paneloff}/wtc{home}{goto}spot1~{right 3}{down 10}/wtb{goto}spot7~{windowson}{panelon} 10: 0.081796; {windowsoff}{paneloff}/wtc{home}{goto}spot1~{right 3}{down 10}/wtb{goto}spot7~{windowson}{panelon} 11: 0.025522; {windowsoff}{paneloff}/wtc{home}{goto}spot1~{right 3}{down 10}/wtb{goto}spot7~{windowson}{panelon} 12: 0.056273; {windowsoff}{paneloff}/wtc{home}{goto}spot1~{right 3}{down 10}/wtb{goto}spot7~{windowson}{panelon} 13: 0
28 | TOT TRANSM OPERATIONS LABOR | LABTROP | 0: 1; 2: 0.80246; 4: 0.11487; 5: 0.082668; {windowsoff}{paneloff}/wtc{home}{goto}spot1~{right 3}{down 10}/wtb{goto}spot7~{windowson}{panelon} 8: 7.0952e-06; {windowsoff}{paneloff}/wtc{home}{goto}spot1~{right 3}{down 10}/wtb{goto}spot7~{windowson}{panelon} 10: 0.082661; {windowsoff}{paneloff}/wtc{home}{goto}spot1~{right 3}{down 10}/wtb{goto}spot7~{windowson}{panelon} 11: 0.025792; {windowsoff}{paneloff}/wtc{home}{goto}spot1~{right 3}{down 10}/wtb{goto}spot7~{windowson}{panelon} 12: 0.056869; {windowsoff}{paneloff}/wtc{home}{goto}spot1~{right 3}{down 10}/wtb{goto}spot7~{windowson}{panelon} 13: 0
29 | TOT TRANSM MAINTENANCE LABOR | LABTRMN | 0: 0; 2: 0; 4: 0; 5: 0; {windowsoff}{paneloff}/wtc{home}{goto}spot1~{right 3}{down 10}/wtb{goto}spot7~{windowson}{panelon} 8: 0; {windowsoff}{paneloff}/wtc{home}{goto}spot1~{right 3}{down 10}/wtb{goto}spot7~{windowson}{panelon} 10: 0; {windowsoff}{paneloff}/wtc{home}{goto}spot1~{right 3}{down 10}/wtb{goto}spot7~{windowson}{panelon} 11: 0; {windowsoff}{paneloff}/wtc{home}{goto}spot1~{right 3}{down 10}/wtb{goto}spot7~{windowson}{panelon} 12: 0; {windowsoff}{paneloff}/wtc{home}{goto}spot1~{right 3}{down 10}/wtb{goto}spot7~{windowson}{panelon} 13: 0
30 | DISTR OPER EXP 582-589 | EXP5829DIS | 0: 1; 2: 0.93841; 4: 0.0569; 5: 0.0046917; {windowsoff}{paneloff}/wtc{home}{goto}spot1~{right 3}{down 10}/wtb{goto}spot7~{windowson}{panelon} 8: 9.8074e-05; {windowsoff}{paneloff}/wtc{home}{goto}spot1~{right 3}{down 10}/wtb{goto}spot7~{windowson}{panelon} 10: 0.0045937; {windowsoff}{paneloff}/wtc{home}{goto}spot1~{right 3}{down 10}/wtb{goto}spot7~{windowson}{panelon} 11: 0.002973; {windowsoff}{paneloff}/wtc{home}{goto}spot1~{right 3}{down 10}/wtb{goto}spot7~{windowson}{panelon} 12: 0.0016206; {windowsoff}{paneloff}/wtc{home}{goto}spot1~{right 3}{down 10}/wtb{goto}spot7~{windowson}{panelon} 13: 0
31 | DISTR MAINT EXP 591-598 | EXP5918DIS | 0: 1; 2: 0.9252; 4: 0.074186; 5: 0.00061382; {windowsoff}{paneloff}/wtc{home}{goto}spot1~{right 3}{down 10}/wtb{goto}spot7~{windowson}{panelon} 8: 0.00013414; {windowsoff}{paneloff}/wtc{home}{goto}spot1~{right 3}{down 10}/wtb{goto}spot7~{windowson}{panelon} 10: 0.00047968; {windowsoff}{paneloff}/wtc{home}{goto}spot1~{right 3}{down 10}/wtb{goto}spot7~{windowson}{panelon} 11: 0.00047071; {windowsoff}{paneloff}/wtc{home}{goto}spot1~{right 3}{down 10}/wtb{goto}spot7~{windowson}{panelon} 12: 8.9701e-06; {windowsoff}{paneloff}/wtc{home}{goto}spot1~{right 3}{down 10}/wtb{goto}spot7~{windowson}{panelon} 13: 0
32 | TOT DISTR OPERATIONS LABOR | LABDISOP | 0: 1; 2: 0.94085; 4: 0.056026; 5: 0.0031275; {windowsoff}{paneloff}/wtc{home}{goto}spot1~{right 3}{down 10}/wtb{goto}spot7~{windowson}{panelon} 8: 0.00011302; {windowsoff}{paneloff}/wtc{home}{goto}spot1~{right 3}{down 10}/wtb{goto}spot7~{windowson}{panelon} 10: 0.0030144; {windowsoff}{paneloff}/wtc{home}{goto}spot1~{right 3}{down 10}/wtb{goto}spot7~{windowson}{panelon} 11: 0.0025904; {windowsoff}{paneloff}/wtc{home}{goto}spot1~{right 3}{down 10}/wtb{goto}spot7~{windowson}{panelon} 12: 0.00042401; {windowsoff}{paneloff}/wtc{home}{goto}spot1~{right 3}{down 10}/wtb{goto}spot7~{windowson}{panelon} 13: 0
33 | TOT DISTR MAINTENANCE LABOR | LABDISMN | 0: 0; 2: 0; 4: 0; 5: 0; {windowsoff}{paneloff}/wtc{home}{goto}spot1~{right 3}{down 10}/wtb{goto}spot7~{windowson}{panelon} 8: 0; {windowsoff}{paneloff}/wtc{home}{goto}spot1~{right 3}{down 10}/wtb{goto}spot7~{windowson}{panelon} 10: 0; {windowsoff}{paneloff}/wtc{home}{goto}spot1~{right 3}{down 10}/wtb{goto}spot7~{windowson}{panelon} 11: 0; {windowsoff}{paneloff}/wtc{home}{goto}spot1~{right 3}{down 10}/wtb{goto}spot7~{windowson}{panelon} 12: 0; {windowsoff}{paneloff}/wtc{home}{goto}spot1~{right 3}{down 10}/wtb{goto}spot7~{windowson}{panelon} 13: 0
34 | CUST ACCT EXP 902, 903 & 905 | EXP9025CA | 0: 1; 2: 0.94611; 4: 0.052648; 5: 0.0012443; {windowsoff}{paneloff}/wtc{home}{goto}spot1~{right 3}{down 10}/wtb{goto}spot7~{windowson}{panelon} 8: 9.3658e-06; {windowsoff}{paneloff}/wtc{home}{goto}spot1~{right 3}{down 10}/wtb{goto}spot7~{windowson}{panelon} 10: 0.0012349; {windowsoff}{paneloff}/wtc{home}{goto}spot1~{right 3}{down 10}/wtb{goto}spot7~{windowson}{panelon} 11: 0.00066096; {windowsoff}{paneloff}/wtc{home}{goto}spot1~{right 3}{down 10}/wtb{goto}spot7~{windowson}{panelon} 12: 0.00057399; {windowsoff}{paneloff}/wtc{home}{goto}spot1~{right 3}{down 10}/wtb{goto}spot7~{windowson}{panelon} 13: 0
35 | TOTAL CUST ACCOUNTS LABOR | LABCA | 0: 1; 2: 0.94611; 4: 0.052648; 5: 0.0012443; {windowsoff}{paneloff}/wtc{home}{goto}spot1~{right 3}{down 10}/wtb{goto}spot7~{windowson}{panelon} 8: 9.3658e-06; {windowsoff}{paneloff}/wtc{home}{goto}spot1~{right 3}{down 10}/wtb{goto}spot7~{windowson}{panelon} 10: 0.0012349; {windowsoff}{paneloff}/wtc{home}{goto}spot1~{right 3}{down 10}/wtb{goto}spot7~{windowson}{panelon} 11: 0.00066096; {windowsoff}{paneloff}/wtc{home}{goto}spot1~{right 3}{down 10}/wtb{goto}spot7~{windowson}{panelon} 12: 0.00057399; {windowsoff}{paneloff}/wtc{home}{goto}spot1~{right 3}{down 10}/wtb{goto}spot7~{windowson}{panelon} 13: 0
36 | CUST SERVICES EXP 908-910 | EXP9080CS | 0: 1; 2: 0.9993; 4: 0.00070377; 5: 9.6542e-08; {windowsoff}{paneloff}/wtc{home}{goto}spot1~{right 3}{down 10}/wtb{goto}spot7~{windowson}{panelon} 8: 9.6542e-08; {windowsoff}{paneloff}/wtc{home}{goto}spot1~{right 3}{down 10}/wtb{goto}spot7~{windowson}{panelon} 10: 0; {windowsoff}{paneloff}/wtc{home}{goto}spot1~{right 3}{down 10}/wtb{goto}spot7~{windowson}{panelon} 11: 0; {windowsoff}{paneloff}/wtc{home}{goto}spot1~{right 3}{down 10}/wtb{goto}spot7~{windowson}{panelon} 12: 0; {windowsoff}{paneloff}/wtc{home}{goto}spot1~{right 3}{down 10}/wtb{goto}spot7~{windowson}{panelon} 13: 0
37 | TOTAL CUST SERVICES LABOR | LABCS | 0: 1; 2: 0.94611; 4: 0.052648; 5: 0.0012443; {windowsoff}{paneloff}/wtc{home}{goto}spot1~{right 3}{down 10}/wtb{goto}spot7~{windowson}{panelon} 8: 9.3658e-06; {windowsoff}{paneloff}/wtc{home}{goto}spot1~{right 3}{down 10}/wtb{goto}spot7~{windowson}{panelon} 10: 0.0012349; {windowsoff}{paneloff}/wtc{home}{goto}spot1~{right 3}{down 10}/wtb{goto}spot7~{windowson}{panelon} 11: 0.00066096; {windowsoff}{paneloff}/wtc{home}{goto}spot1~{right 3}{down 10}/wtb{goto}spot7~{windowson}{panelon} 12: 0.00057399; {windowsoff}{paneloff}/wtc{home}{goto}spot1~{right 3}{down 10}/wtb{goto}spot7~{windowson}{panelon} 13: 0
38 | SALES EXPENSE 912-916 | EXP9126SA | 0: 1; 2: 0.94597; 4: 0.054023; 5: 7.4109e-06; {windowsoff}{paneloff}/wtc{home}{goto}spot1~{right 3}{down 10}/wtb{goto}spot7~{windowson}{panelon} 8: 7.4109e-06; {windowsoff}{paneloff}/wtc{home}{goto}spot1~{right 3}{down 10}/wtb{goto}spot7~{windowson}{panelon} 10: 0; {windowsoff}{paneloff}/wtc{home}{goto}spot1~{right 3}{down 10}/wtb{goto}spot7~{windowson}{panelon} 11: 0; {windowsoff}{paneloff}/wtc{home}{goto}spot1~{right 3}{down 10}/wtb{goto}spot7~{windowson}{panelon} 12: 0; {windowsoff}{paneloff}/wtc{home}{goto}spot1~{right 3}{down 10}/wtb{goto}spot7~{windowson}{panelon} 13: 0
39 | TOTAL SALES EXP LABOR | LABSA | 0: 1; 2: 0.9993; 4: 0.00070377; 5: 9.6542e-08; {windowsoff}{paneloff}/wtc{home}{goto}spot1~{right 3}{down 10}/wtb{goto}spot7~{windowson}{panelon} 8: 9.6542e-08; {windowsoff}{paneloff}/wtc{home}{goto}spot1~{right 3}{down 10}/wtb{goto}spot7~{windowson}{panelon} 10: 0; {windowsoff}{paneloff}/wtc{home}{goto}spot1~{right 3}{down 10}/wtb{goto}spot7~{windowson}{panelon} 11: 0; {windowsoff}{paneloff}/wtc{home}{goto}spot1~{right 3}{down 10}/wtb{goto}spot7~{windowson}{panelon} 12: 0; {windowsoff}{paneloff}/wtc{home}{goto}spot1~{right 3}{down 10}/wtb{goto}spot7~{windowson}{panelon} 13: 0
40 | TOT ADMINISTRATIVE & GEN EXP | A_GEXP | 0: 1; 2: 0.89776; 4: 0.056725; 5: 0.045517; {windowsoff}{paneloff}/wtc{home}{goto}spot1~{right 3}{down 10}/wtb{goto}spot7~{windowson}{panelon} 8: 3.0089e-05; {windowsoff}{paneloff}/wtc{home}{goto}spot1~{right 3}{down 10}/wtb{goto}spot7~{windowson}{panelon} 10: 0.045486; {windowsoff}{paneloff}/wtc{home}{goto}spot1~{right 3}{down 10}/wtb{goto}spot7~{windowson}{panelon} 11: 0.014756; {windowsoff}{paneloff}/wtc{home}{goto}spot1~{right 3}{down 10}/wtb{goto}spot7~{windowson}{panelon} 12: 0.03073; {windowsoff}{paneloff}/wtc{home}{goto}spot1~{right 3}{down 10}/wtb{goto}spot7~{windowson}{panelon} 13: 4.7207e-20
INTERNALLY DEVELOPED-CON'T
-
1 | ACCT 930-EPRI & ADVERTISING | EXP930A | 0: 1; 2: 0.94978; 4: 0.050219; 5: 5.221e-06; {windowsoff}{paneloff}/wtc{home}{goto}spot1~{right 3}{down 10}/wtb{goto}spot7~{windowson}{panelon} 8: 5.221e-06; {windowsoff}{paneloff}/wtc{home}{goto}spot1~{right 3}{down 10}/wtb{goto}spot7~{windowson}{panelon} 10: 0; {windowsoff}{paneloff}/wtc{home}{goto}spot1~{right 3}{down 10}/wtb{goto}spot7~{windowson}{panelon} 11: 0; {windowsoff}{paneloff}/wtc{home}{goto}spot1~{right 3}{down 10}/wtb{goto}spot7~{windowson}{panelon} 12: 0; {windowsoff}{paneloff}/wtc{home}{goto}spot1~{right 3}{down 10}/wtb{goto}spot7~{windowson}{panelon} 13: 0
2 | TOTAL CUSTOMER SERVICES EXP | CUSTSER | 0: 1; 2: 0.99938; 4: 0.0006153; 5: 8.4406e-08; {windowsoff}{paneloff}/wtc{home}{goto}spot1~{right 3}{down 10}/wtb{goto}spot7~{windowson}{panelon} 8: 8.4406e-08; {windowsoff}{paneloff}/wtc{home}{goto}spot1~{right 3}{down 10}/wtb{goto}spot7~{windowson}{panelon} 10: 0; {windowsoff}{paneloff}/wtc{home}{goto}spot1~{right 3}{down 10}/wtb{goto}spot7~{windowson}{panelon} 11: 0; {windowsoff}{paneloff}/wtc{home}{goto}spot1~{right 3}{down 10}/wtb{goto}spot7~{windowson}{panelon} 12: 0; {windowsoff}{paneloff}/wtc{home}{goto}spot1~{right 3}{down 10}/wtb{goto}spot7~{windowson}{panelon} 13: 0
3 | DISTRIBUTION PLANT EXCL VA | DPLTXVA | 0: 1; 2: 0.99669; 4: 0; 5: 0.0033131; {windowsoff}{paneloff}/wtc{home}{goto}spot1~{right 3}{down 10}/wtb{goto}spot7~{windowson}{panelon} 8: 0.00011973; {windowsoff}{paneloff}/wtc{home}{goto}spot1~{right 3}{down 10}/wtb{goto}spot7~{windowson}{panelon} 10: 0.0031934; {windowsoff}{paneloff}/wtc{home}{goto}spot1~{right 3}{down 10}/wtb{goto}spot7~{windowson}{panelon} 11: 0.0027442; {windowsoff}{paneloff}/wtc{home}{goto}spot1~{right 3}{down 10}/wtb{goto}spot7~{windowson}{panelon} 12: 0.00044917; {windowsoff}{paneloff}/wtc{home}{goto}spot1~{right 3}{down 10}/wtb{goto}spot7~{windowson}{panelon} 13: 0
4 | ACCT 926 DIR ASSIGN COMP.KY RET | LABPTDKY | 0: 1; 2: 1; 4: 0; 5: 0; {windowsoff}{paneloff}/wtc{home}{goto}spot1~{right 3}{down 10}/wtb{goto}spot7~{windowson}{panelon} 8: 0; {windowsoff}{paneloff}/wtc{home}{goto}spot1~{right 3}{down 10}/wtb{goto}spot7~{windowson}{panelon} 10: 0; {windowsoff}{paneloff}/wtc{home}{goto}spot1~{right 3}{down 10}/wtb{goto}spot7~{windowson}{panelon} 11: 0; {windowsoff}{paneloff}/wtc{home}{goto}spot1~{right 3}{down 10}/wtb{goto}spot7~{windowson}{panelon} 12: 0; {windowsoff}{paneloff}/wtc{home}{goto}spot1~{right 3}{down 10}/wtb{goto}spot7~{windowson}{panelon} 13: 0
5 | ACCT 926 DIR ASSIGN COMP.VAJ | LABPTDVAJ | 0: 1; 2: 0; 4: 1; 5: 0; {windowsoff}{paneloff}/wtc{home}{goto}spot1~{right 3}{down 10}/wtb{goto}spot7~{windowson}{panelon} 8: 0; {windowsoff}{paneloff}/wtc{home}{goto}spot1~{right 3}{down 10}/wtb{goto}spot7~{windowson}{panelon} 10: 0; {windowsoff}{paneloff}/wtc{home}{goto}spot1~{right 3}{down 10}/wtb{goto}spot7~{windowson}{panelon} 11: 0; {windowsoff}{paneloff}/wtc{home}{goto}spot1~{right 3}{down 10}/wtb{goto}spot7~{windowson}{panelon} 12: 0; {windowsoff}{paneloff}/wtc{home}{goto}spot1~{right 3}{down 10}/wtb{goto}spot7~{windowson}{panelon} 13: 0
6 | ACCT 926 DIR ASSIGN COMP.VANJ | LABPTDVNJ | 0: 0; 2: 0; 4: 0; 5: 0; {windowsoff}{paneloff}/wtc{home}{goto}spot1~{right 3}{down 10}/wtb{goto}spot7~{windowson}{panelon} 8: 0; {windowsoff}{paneloff}/wtc{home}{goto}spot1~{right 3}{down 10}/wtb{goto}spot7~{windowson}{panelon} 10: 0; {windowsoff}{paneloff}/wtc{home}{goto}spot1~{right 3}{down 10}/wtb{goto}spot7~{windowson}{panelon} 11: 0; {windowsoff}{paneloff}/wtc{home}{goto}spot1~{right 3}{down 10}/wtb{goto}spot7~{windowson}{panelon} 12: 0; {windowsoff}{paneloff}/wtc{home}{goto}spot1~{right 3}{down 10}/wtb{goto}spot7~{windowson}{panelon} 13: 0
7 | ACCT 926 DIR ASSIGN COMP.FERC | LABPTDFER | 0: 1; 2: 0; 4: 0; 5: 1; {windowsoff}{paneloff}/wtc{home}{goto}spot1~{right 3}{down 10}/wtb{goto}spot7~{windowson}{panelon} 8: 0; {windowsoff}{paneloff}/wtc{home}{goto}spot1~{right 3}{down 10}/wtb{goto}spot7~{windowson}{panelon} 10: 1; {windowsoff}{paneloff}/wtc{home}{goto}spot1~{right 3}{down 10}/wtb{goto}spot7~{windowson}{panelon} 11: 0.32422; {windowsoff}{paneloff}/wtc{home}{goto}spot1~{right 3}{down 10}/wtb{goto}spot7~{windowson}{panelon} 12: 0.67578; {windowsoff}{paneloff}/wtc{home}{goto}spot1~{right 3}{down 10}/wtb{goto}spot7~{windowson}{panelon} 13: 0
8 | 203(E) EXCESS DEFERRED TAXES | TOT203E | 0: 1; 2: 0.87861; 4: 0.055732; 5: 0.065654; {windowsoff}{paneloff}/wtc{home}{goto}spot1~{right 3}{down 10}/wtb{goto}spot7~{windowson}{panelon} 8: 3.1002e-05; {windowsoff}{paneloff}/wtc{home}{goto}spot1~{right 3}{down 10}/wtb{goto}spot7~{windowson}{panelon} 10: 0.065623; {windowsoff}{paneloff}/wtc{home}{goto}spot1~{right 3}{down 10}/wtb{goto}spot7~{windowson}{panelon} 11: 0.02085; {windowsoff}{paneloff}/wtc{home}{goto}spot1~{right 3}{down 10}/wtb{goto}spot7~{windowson}{panelon} 12: 0.044773; {windowsoff}{paneloff}/wtc{home}{goto}spot1~{right 3}{down 10}/wtb{goto}spot7~{windowson}{panelon} 13: 0
9 | RATE BASE-KY | KYRATEBASE | 0: 1; 2: 0.92469; 4: 0; 5: 0.075306; {windowsoff}{paneloff}/wtc{home}{goto}spot1~{right 3}{down 10}/wtb{goto}spot7~{windowson}{panelon} 8: 0; {windowsoff}{paneloff}/wtc{home}{goto}spot1~{right 3}{down 10}/wtb{goto}spot7~{windowson}{panelon} 10: 0.075306; {windowsoff}{paneloff}/wtc{home}{goto}spot1~{right 3}{down 10}/wtb{goto}spot7~{windowson}{panelon} 11: 0.023917; {windowsoff}{paneloff}/wtc{home}{goto}spot1~{right 3}{down 10}/wtb{goto}spot7~{windowson}{panelon} 12: 0.051389; {windowsoff}{paneloff}/wtc{home}{goto}spot1~{right 3}{down 10}/wtb{goto}spot7~{windowson}{panelon} 13: 0
10
11
12
13
14
15
16
17
18
19
20
21
22
23
24
25
26
27
28
29
30
31
32
33
34
35
36
37
38
39
40
REVENUES FROM ELECTRIC SALES
-
1 | 440-RESIDENTIAL |  | 0: 1; 2: 0.93577; 4: 0.064221; 5: 1.1889e-05; {windowsoff}{paneloff}/wtc{home}{goto}spot1~{right 3}{down 10}/wtb{goto}spot7~{windowson}{panelon} 8: 1.1889e-05; {windowsoff}{paneloff}/wtc{home}{goto}spot1~{right 3}{down 10}/wtb{goto}spot7~{windowson}{panelon} 10: 0; {windowsoff}{paneloff}/wtc{home}{goto}spot1~{right 3}{down 10}/wtb{goto}spot7~{windowson}{panelon} 11: 0; {windowsoff}{paneloff}/wtc{home}{goto}spot1~{right 3}{down 10}/wtb{goto}spot7~{windowson}{panelon} 12: 0; {windowsoff}{paneloff}/wtc{home}{goto}spot1~{right 3}{down 10}/wtb{goto}spot7~{windowson}{panelon} 13: 0
2 | 442-SMALL COMMERCIAL |  | 0: 1; 2: 0.96508; 4: 0.034916; 5: 0; {windowsoff}{paneloff}/wtc{home}{goto}spot1~{right 3}{down 10}/wtb{goto}spot7~{windowson}{panelon} 8: 0; {windowsoff}{paneloff}/wtc{home}{goto}spot1~{right 3}{down 10}/wtb{goto}spot7~{windowson}{panelon} 10: 0; {windowsoff}{paneloff}/wtc{home}{goto}spot1~{right 3}{down 10}/wtb{goto}spot7~{windowson}{panelon} 11: 0; {windowsoff}{paneloff}/wtc{home}{goto}spot1~{right 3}{down 10}/wtb{goto}spot7~{windowson}{panelon} 12: 0; {windowsoff}{paneloff}/wtc{home}{goto}spot1~{right 3}{down 10}/wtb{goto}spot7~{windowson}{panelon} 13: 0
3 | 442-LARGE COMMERCIAL |  | 0: 1; 2: 0.93752; 4: 0.062476; 5: 0; {windowsoff}{paneloff}/wtc{home}{goto}spot1~{right 3}{down 10}/wtb{goto}spot7~{windowson}{panelon} 8: 0; {windowsoff}{paneloff}/wtc{home}{goto}spot1~{right 3}{down 10}/wtb{goto}spot7~{windowson}{panelon} 10: 0; {windowsoff}{paneloff}/wtc{home}{goto}spot1~{right 3}{down 10}/wtb{goto}spot7~{windowson}{panelon} 11: 0; {windowsoff}{paneloff}/wtc{home}{goto}spot1~{right 3}{down 10}/wtb{goto}spot7~{windowson}{panelon} 12: 0; {windowsoff}{paneloff}/wtc{home}{goto}spot1~{right 3}{down 10}/wtb{goto}spot7~{windowson}{panelon} 13: 0
4 | 442-INDUSTRIAL |  | 0: 1; 2: 0.99055; 4: 0.0094513; 5: 0; {windowsoff}{paneloff}/wtc{home}{goto}spot1~{right 3}{down 10}/wtb{goto}spot7~{windowson}{panelon} 8: 0; {windowsoff}{paneloff}/wtc{home}{goto}spot1~{right 3}{down 10}/wtb{goto}spot7~{windowson}{panelon} 10: 0; {windowsoff}{paneloff}/wtc{home}{goto}spot1~{right 3}{down 10}/wtb{goto}spot7~{windowson}{panelon} 11: 0; {windowsoff}{paneloff}/wtc{home}{goto}spot1~{right 3}{down 10}/wtb{goto}spot7~{windowson}{panelon} 12: 0; {windowsoff}{paneloff}/wtc{home}{goto}spot1~{right 3}{down 10}/wtb{goto}spot7~{windowson}{panelon} 13: 0
5 | 442-MINE POWER |  | 0: 1; 2: 0.67927; 4: 0.32073; 5: 0; {windowsoff}{paneloff}/wtc{home}{goto}spot1~{right 3}{down 10}/wtb{goto}spot7~{windowson}{panelon} 8: 0; {windowsoff}{paneloff}/wtc{home}{goto}spot1~{right 3}{down 10}/wtb{goto}spot7~{windowson}{panelon} 10: 0; {windowsoff}{paneloff}/wtc{home}{goto}spot1~{right 3}{down 10}/wtb{goto}spot7~{windowson}{panelon} 11: 0; {windowsoff}{paneloff}/wtc{home}{goto}spot1~{right 3}{down 10}/wtb{goto}spot7~{windowson}{panelon} 12: 0; {windowsoff}{paneloff}/wtc{home}{goto}spot1~{right 3}{down 10}/wtb{goto}spot7~{windowson}{panelon} 13: 0
6 | 444-PUBLIC ST & HWY LIGHTING |  | 0: 1; 2: 0.96996; 4: 0.030044; 5: 0; {windowsoff}{paneloff}/wtc{home}{goto}spot1~{right 3}{down 10}/wtb{goto}spot7~{windowson}{panelon} 8: 0; {windowsoff}{paneloff}/wtc{home}{goto}spot1~{right 3}{down 10}/wtb{goto}spot7~{windowson}{panelon} 10: 0; {windowsoff}{paneloff}/wtc{home}{goto}spot1~{right 3}{down 10}/wtb{goto}spot7~{windowson}{panelon} 11: 0; {windowsoff}{paneloff}/wtc{home}{goto}spot1~{right 3}{down 10}/wtb{goto}spot7~{windowson}{panelon} 12: 0; {windowsoff}{paneloff}/wtc{home}{goto}spot1~{right 3}{down 10}/wtb{goto}spot7~{windowson}{panelon} 13: 0
7 | 445-OTHER PUBLIC AUTHORITIES |  | 0: 1; 2: 0.94383; 4: 0.056169; 5: 0; {windowsoff}{paneloff}/wtc{home}{goto}spot1~{right 3}{down 10}/wtb{goto}spot7~{windowson}{panelon} 8: 0; {windowsoff}{paneloff}/wtc{home}{goto}spot1~{right 3}{down 10}/wtb{goto}spot7~{windowson}{panelon} 10: 0; {windowsoff}{paneloff}/wtc{home}{goto}spot1~{right 3}{down 10}/wtb{goto}spot7~{windowson}{panelon} 11: 0; {windowsoff}{paneloff}/wtc{home}{goto}spot1~{right 3}{down 10}/wtb{goto}spot7~{windowson}{panelon} 12: 0; {windowsoff}{paneloff}/wtc{home}{goto}spot1~{right 3}{down 10}/wtb{goto}spot7~{windowson}{panelon} 13: 0
8 | 445-MUNICIPAL PUMPING |  | 0: 1; 2: 0.96492; 4: 0.035081; 5: 0; {windowsoff}{paneloff}/wtc{home}{goto}spot1~{right 3}{down 10}/wtb{goto}spot7~{windowson}{panelon} 8: 0; {windowsoff}{paneloff}/wtc{home}{goto}spot1~{right 3}{down 10}/wtb{goto}spot7~{windowson}{panelon} 10: 0; {windowsoff}{paneloff}/wtc{home}{goto}spot1~{right 3}{down 10}/wtb{goto}spot7~{windowson}{panelon} 11: 0; {windowsoff}{paneloff}/wtc{home}{goto}spot1~{right 3}{down 10}/wtb{goto}spot7~{windowson}{panelon} 12: 0; {windowsoff}{paneloff}/wtc{home}{goto}spot1~{right 3}{down 10}/wtb{goto}spot7~{windowson}{panelon} 13: 0
9 | 447-SALES FOR RESALE-MUNICIPAL WHOLESALE |  | 0: 1; 2: 0; 4: 0; 5: 1; {windowsoff}{paneloff}/wtc{home}{goto}spot1~{right 3}{down 10}/wtb{goto}spot7~{windowson}{panelon} 8: 0; {windowsoff}{paneloff}/wtc{home}{goto}spot1~{right 3}{down 10}/wtb{goto}spot7~{windowson}{panelon} 10: 1; {windowsoff}{paneloff}/wtc{home}{goto}spot1~{right 3}{down 10}/wtb{goto}spot7~{windowson}{panelon} 11: 0.3239; {windowsoff}{paneloff}/wtc{home}{goto}spot1~{right 3}{down 10}/wtb{goto}spot7~{windowson}{panelon} 12: 0.6761; {windowsoff}{paneloff}/wtc{home}{goto}spot1~{right 3}{down 10}/wtb{goto}spot7~{windowson}{panelon} 13: 0
10 | ANNUALIZATION |  | 0: 0; 2: 0; 4: 0; 5: 0; {windowsoff}{paneloff}/wtc{home}{goto}spot1~{right 3}{down 10}/wtb{goto}spot7~{windowson}{panelon} 8: 0; {windowsoff}{paneloff}/wtc{home}{goto}spot1~{right 3}{down 10}/wtb{goto}spot7~{windowson}{panelon} 10: 0; {windowsoff}{paneloff}/wtc{home}{goto}spot1~{right 3}{down 10}/wtb{goto}spot7~{windowson}{panelon} 11: 0; {windowsoff}{paneloff}/wtc{home}{goto}spot1~{right 3}{down 10}/wtb{goto}spot7~{windowson}{panelon} 12: 0; {windowsoff}{paneloff}/wtc{home}{goto}spot1~{right 3}{down 10}/wtb{goto}spot7~{windowson}{panelon} 13: 0
11 | 449-PROVISION FOR RATE REFUND |  | 0: 0; 2: 0; 4: 0; 5: 0; {windowsoff}{paneloff}/wtc{home}{goto}spot1~{right 3}{down 10}/wtb{goto}spot7~{windowson}{panelon} 8: 0; {windowsoff}{paneloff}/wtc{home}{goto}spot1~{right 3}{down 10}/wtb{goto}spot7~{windowson}{panelon} 10: 0; {windowsoff}{paneloff}/wtc{home}{goto}spot1~{right 3}{down 10}/wtb{goto}spot7~{windowson}{panelon} 11: 0; {windowsoff}{paneloff}/wtc{home}{goto}spot1~{right 3}{down 10}/wtb{goto}spot7~{windowson}{panelon} 12: 0; {windowsoff}{paneloff}/wtc{home}{goto}spot1~{right 3}{down 10}/wtb{goto}spot7~{windowson}{panelon} 13: 0
12
13
14
15
16
17
18
SUMMARY OF RESULTS AS ALLOCATED
ELEMENTS OF RATE BASE
1 | PLANT IN SERVICE |  | 0: 6492570022.52; 2: 5653048566.0584; 4: 385619848.4248; 5: 453901608.0368; {windowsoff}{paneloff}/wtc{home}{goto}spot1~{right 3}{down 10}/wtb{goto}spot7~{windowson}{panelon} 8: 204724.2767; {windowsoff}{paneloff}/wtc{home}{goto}spot1~{right 3}{down 10}/wtb{goto}spot7~{windowson}{panelon} 10: 453696883.7601; {windowsoff}{paneloff}/wtc{home}{goto}spot1~{right 3}{down 10}/wtb{goto}spot7~{windowson}{panelon} 11: 144053837.0222; {windowsoff}{paneloff}/wtc{home}{goto}spot1~{right 3}{down 10}/wtb{goto}spot7~{windowson}{panelon} 12: 309643046.7379; {windowsoff}{paneloff}/wtc{home}{goto}spot1~{right 3}{down 10}/wtb{goto}spot7~{windowson}{panelon} 13: 8.8488e-12
2 | LESS RESERVE FOR DEPRECIATION |  | 0: 2419286203.27; 2: 2091528460.1269; 4: 159664577.9665; 5: 168093165.1766; {windowsoff}{paneloff}/wtc{home}{goto}spot1~{right 3}{down 10}/wtb{goto}spot7~{windowson}{panelon} 8: 156838.0768; {windowsoff}{paneloff}/wtc{home}{goto}spot1~{right 3}{down 10}/wtb{goto}spot7~{windowson}{panelon} 10: 167936327.0998; {windowsoff}{paneloff}/wtc{home}{goto}spot1~{right 3}{down 10}/wtb{goto}spot7~{windowson}{panelon} 11: 53369104.8102; {windowsoff}{paneloff}/wtc{home}{goto}spot1~{right 3}{down 10}/wtb{goto}spot7~{windowson}{panelon} 12: 114567222.2896; {windowsoff}{paneloff}/wtc{home}{goto}spot1~{right 3}{down 10}/wtb{goto}spot7~{windowson}{panelon} 13: 3.5056e-12
3 | NET PLANT IN SERVICE |  | 0: 4073283819.25; 2: 3561520105.9315; 4: 225955270.4584; 5: 285808442.8602; {windowsoff}{paneloff}/wtc{home}{goto}spot1~{right 3}{down 10}/wtb{goto}spot7~{windowson}{panelon} 8: 47886.1999; {windowsoff}{paneloff}/wtc{home}{goto}spot1~{right 3}{down 10}/wtb{goto}spot7~{windowson}{panelon} 10: 285760556.6602; {windowsoff}{paneloff}/wtc{home}{goto}spot1~{right 3}{down 10}/wtb{goto}spot7~{windowson}{panelon} 11: 90684732.2119; {windowsoff}{paneloff}/wtc{home}{goto}spot1~{right 3}{down 10}/wtb{goto}spot7~{windowson}{panelon} 12: 195075824.4483; {windowsoff}{paneloff}/wtc{home}{goto}spot1~{right 3}{down 10}/wtb{goto}spot7~{windowson}{panelon} 13: 5.3432e-12
4 | CONST WORK IN PROGRESS |  | 0: 345238438.32; 2: 299562999.9709; 4: 18539713.5843; 5: 27135724.7648; {windowsoff}{paneloff}/wtc{home}{goto}spot1~{right 3}{down 10}/wtb{goto}spot7~{windowson}{panelon} 8: 2778.972; {windowsoff}{paneloff}/wtc{home}{goto}spot1~{right 3}{down 10}/wtb{goto}spot7~{windowson}{panelon} 10: 27132945.7928; {windowsoff}{paneloff}/wtc{home}{goto}spot1~{right 3}{down 10}/wtb{goto}spot7~{windowson}{panelon} 11: 8513304.058; {windowsoff}{paneloff}/wtc{home}{goto}spot1~{right 3}{down 10}/wtb{goto}spot7~{windowson}{panelon} 12: 18619641.7349; {windowsoff}{paneloff}/wtc{home}{goto}spot1~{right 3}{down 10}/wtb{goto}spot7~{windowson}{panelon} 13: 8.707e-13
5 | NET PLANT |  | 0: 4418522257.57; 2: 3861083105.9024; 4: 244494984.0427; 5: 312944167.6249; {windowsoff}{paneloff}/wtc{home}{goto}spot1~{right 3}{down 10}/wtb{goto}spot7~{windowson}{panelon} 8: 50665.1719; {windowsoff}{paneloff}/wtc{home}{goto}spot1~{right 3}{down 10}/wtb{goto}spot7~{windowson}{panelon} 10: 312893502.4531; {windowsoff}{paneloff}/wtc{home}{goto}spot1~{right 3}{down 10}/wtb{goto}spot7~{windowson}{panelon} 11: 99198036.2699; {windowsoff}{paneloff}/wtc{home}{goto}spot1~{right 3}{down 10}/wtb{goto}spot7~{windowson}{panelon} 12: 213695466.1832; {windowsoff}{paneloff}/wtc{home}{goto}spot1~{right 3}{down 10}/wtb{goto}spot7~{windowson}{panelon} 13: 6.2139e-12
ADD:
6 | MATERIALS & SUPPLIES |  | 0: 43434958.9021; 2: 37642730.8032; 4: 2561509.7063; 5: 3230718.3926; {windowsoff}{paneloff}/wtc{home}{goto}spot1~{right 3}{down 10}/wtb{goto}spot7~{windowson}{panelon} 8: 1156.8578; {windowsoff}{paneloff}/wtc{home}{goto}spot1~{right 3}{down 10}/wtb{goto}spot7~{windowson}{panelon} 10: 3229561.5349; {windowsoff}{paneloff}/wtc{home}{goto}spot1~{right 3}{down 10}/wtb{goto}spot7~{windowson}{panelon} 11: 1020690.0385; {windowsoff}{paneloff}/wtc{home}{goto}spot1~{right 3}{down 10}/wtb{goto}spot7~{windowson}{panelon} 12: 2208871.4964; {windowsoff}{paneloff}/wtc{home}{goto}spot1~{right 3}{down 10}/wtb{goto}spot7~{windowson}{panelon} 13: 0
7 | FUEL INVENTORY |  | 0: 89278978; 2: 77455484.2629; 4: 4095410.6387; 5: 7728083.0984; {windowsoff}{paneloff}/wtc{home}{goto}spot1~{right 3}{down 10}/wtb{goto}spot7~{windowson}{panelon} 8: 425.782; {windowsoff}{paneloff}/wtc{home}{goto}spot1~{right 3}{down 10}/wtb{goto}spot7~{windowson}{panelon} 10: 7727657.3164; {windowsoff}{paneloff}/wtc{home}{goto}spot1~{right 3}{down 10}/wtb{goto}spot7~{windowson}{panelon} 11: 2522667.1611; {windowsoff}{paneloff}/wtc{home}{goto}spot1~{right 3}{down 10}/wtb{goto}spot7~{windowson}{panelon} 12: 5204990.1553; {windowsoff}{paneloff}/wtc{home}{goto}spot1~{right 3}{down 10}/wtb{goto}spot7~{windowson}{panelon} 13: 0
8 | PREPAYMENTS |  | 0: 7326676; 2: 6567466.8477; 4: 360096.6072; 5: 399112.5452; {windowsoff}{paneloff}/wtc{home}{goto}spot1~{right 3}{down 10}/wtb{goto}spot7~{windowson}{panelon} 8: 195.7688; {windowsoff}{paneloff}/wtc{home}{goto}spot1~{right 3}{down 10}/wtb{goto}spot7~{windowson}{panelon} 10: 398916.7764; {windowsoff}{paneloff}/wtc{home}{goto}spot1~{right 3}{down 10}/wtb{goto}spot7~{windowson}{panelon} 11: 127831.7284; {windowsoff}{paneloff}/wtc{home}{goto}spot1~{right 3}{down 10}/wtb{goto}spot7~{windowson}{panelon} 12: 271085.0479; {windowsoff}{paneloff}/wtc{home}{goto}spot1~{right 3}{down 10}/wtb{goto}spot7~{windowson}{panelon} 13: 1.8335e-13
9 | WORKING CASH |  | 0: 104067439.1362; 2: 96090910.2523; 4: 0; 5: 7976528.8839; {windowsoff}{paneloff}/wtc{home}{goto}spot1~{right 3}{down 10}/wtb{goto}spot7~{windowson}{panelon} 8: 1716.2048; {windowsoff}{paneloff}/wtc{home}{goto}spot1~{right 3}{down 10}/wtb{goto}spot7~{windowson}{panelon} 10: 7974812.6792; {windowsoff}{paneloff}/wtc{home}{goto}spot1~{right 3}{down 10}/wtb{goto}spot7~{windowson}{panelon} 11: 2592827.9473; {windowsoff}{paneloff}/wtc{home}{goto}spot1~{right 3}{down 10}/wtb{goto}spot7~{windowson}{panelon} 12: 5381984.7319; {windowsoff}{paneloff}/wtc{home}{goto}spot1~{right 3}{down 10}/wtb{goto}spot7~{windowson}{panelon} 13: 6.1149e-13
10 | EMISSION ALLOWANCES |  | 0: 480272; 2: 415670.6964; 4: 24411.1061; 5: 40190.1975; {windowsoff}{paneloff}/wtc{home}{goto}spot1~{right 3}{down 10}/wtb{goto}spot7~{windowson}{panelon} 8: 3.6753; {windowsoff}{paneloff}/wtc{home}{goto}spot1~{right 3}{down 10}/wtb{goto}spot7~{windowson}{panelon} 10: 40186.5222; {windowsoff}{paneloff}/wtc{home}{goto}spot1~{right 3}{down 10}/wtb{goto}spot7~{windowson}{panelon} 11: 12539.2146; {windowsoff}{paneloff}/wtc{home}{goto}spot1~{right 3}{down 10}/wtb{goto}spot7~{windowson}{panelon} 12: 27647.3077; {windowsoff}{paneloff}/wtc{home}{goto}spot1~{right 3}{down 10}/wtb{goto}spot7~{windowson}{panelon} 13: 0
11 | TOTAL ADDITIONS |  | 0: 244588324.0383; 2: 218172262.8624; 4: 7041428.0583; 5: 19374633.1176; {windowsoff}{paneloff}/wtc{home}{goto}spot1~{right 3}{down 10}/wtb{goto}spot7~{windowson}{panelon} 8: 3498.2885; {windowsoff}{paneloff}/wtc{home}{goto}spot1~{right 3}{down 10}/wtb{goto}spot7~{windowson}{panelon} 10: 19371134.829; {windowsoff}{paneloff}/wtc{home}{goto}spot1~{right 3}{down 10}/wtb{goto}spot7~{windowson}{panelon} 11: 6276556.0899; {windowsoff}{paneloff}/wtc{home}{goto}spot1~{right 3}{down 10}/wtb{goto}spot7~{windowson}{panelon} 12: 13094578.7391; {windowsoff}{paneloff}/wtc{home}{goto}spot1~{right 3}{down 10}/wtb{goto}spot7~{windowson}{panelon} 13: 7.9483e-13
DEDUCT:
12 | RESERVE FOR DEF TAXES |  | 0: 502196487; 2: 439643556.6191; 4: 28594743.3387; 5: 33958187.0422; {windowsoff}{paneloff}/wtc{home}{goto}spot1~{right 3}{down 10}/wtb{goto}spot7~{windowson}{panelon} 8: 15555.2269; {windowsoff}{paneloff}/wtc{home}{goto}spot1~{right 3}{down 10}/wtb{goto}spot7~{windowson}{panelon} 10: 33942631.8152; {windowsoff}{paneloff}/wtc{home}{goto}spot1~{right 3}{down 10}/wtb{goto}spot7~{windowson}{panelon} 11: 10778578.0757; {windowsoff}{paneloff}/wtc{home}{goto}spot1~{right 3}{down 10}/wtb{goto}spot7~{windowson}{panelon} 12: 23164053.7395; {windowsoff}{paneloff}/wtc{home}{goto}spot1~{right 3}{down 10}/wtb{goto}spot7~{windowson}{panelon} 13: 6.5898e-13
13 | RESERVE FOR ITC |  | 0: 100707740; 2: 86299724.4182; 4: 5223560.2842; 5: 9184455.2976; {windowsoff}{paneloff}/wtc{home}{goto}spot1~{right 3}{down 10}/wtb{goto}spot7~{windowson}{panelon} 8: 763.0423; {windowsoff}{paneloff}/wtc{home}{goto}spot1~{right 3}{down 10}/wtb{goto}spot7~{windowson}{panelon} 10: 9183692.2554; {windowsoff}{paneloff}/wtc{home}{goto}spot1~{right 3}{down 10}/wtb{goto}spot7~{windowson}{panelon} 11: 2865544.9948; {windowsoff}{paneloff}/wtc{home}{goto}spot1~{right 3}{down 10}/wtb{goto}spot7~{windowson}{panelon} 12: 6318147.2606; {windowsoff}{paneloff}/wtc{home}{goto}spot1~{right 3}{down 10}/wtb{goto}spot7~{windowson}{panelon} 13: 0
14 | CUSTOMER ADVANCES |  | 0: 3147887.16; 2: 2936188.7807; 4: 211698.3793; 5: 0; {windowsoff}{paneloff}/wtc{home}{goto}spot1~{right 3}{down 10}/wtb{goto}spot7~{windowson}{panelon} 8: 0; {windowsoff}{paneloff}/wtc{home}{goto}spot1~{right 3}{down 10}/wtb{goto}spot7~{windowson}{panelon} 10: 0; {windowsoff}{paneloff}/wtc{home}{goto}spot1~{right 3}{down 10}/wtb{goto}spot7~{windowson}{panelon} 11: 0; {windowsoff}{paneloff}/wtc{home}{goto}spot1~{right 3}{down 10}/wtb{goto}spot7~{windowson}{panelon} 12: 0; {windowsoff}{paneloff}/wtc{home}{goto}spot1~{right 3}{down 10}/wtb{goto}spot7~{windowson}{panelon} 13: 0
15 | CUSTOMER DEPOSITS-VIRGINIA |  | 0: 23057677.96; 2: 0; 4: 525361.27; 5: 0; {windowsoff}{paneloff}/wtc{home}{goto}spot1~{right 3}{down 10}/wtb{goto}spot7~{windowson}{panelon} 8: 0; {windowsoff}{paneloff}/wtc{home}{goto}spot1~{right 3}{down 10}/wtb{goto}spot7~{windowson}{panelon} 10: 0; {windowsoff}{paneloff}/wtc{home}{goto}spot1~{right 3}{down 10}/wtb{goto}spot7~{windowson}{panelon} 11: 0; {windowsoff}{paneloff}/wtc{home}{goto}spot1~{right 3}{down 10}/wtb{goto}spot7~{windowson}{panelon} 12: 0; {windowsoff}{paneloff}/wtc{home}{goto}spot1~{right 3}{down 10}/wtb{goto}spot7~{windowson}{panelon} 13: 0
16 | DEFERRED FUEL-VIRGINIA |  | 0: -2824747; 2: 0; 4: -2824747; 5: 0; {windowsoff}{paneloff}/wtc{home}{goto}spot1~{right 3}{down 10}/wtb{goto}spot7~{windowson}{panelon} 8: 0; {windowsoff}{paneloff}/wtc{home}{goto}spot1~{right 3}{down 10}/wtb{goto}spot7~{windowson}{panelon} 10: 0; {windowsoff}{paneloff}/wtc{home}{goto}spot1~{right 3}{down 10}/wtb{goto}spot7~{windowson}{panelon} 11: 0; {windowsoff}{paneloff}/wtc{home}{goto}spot1~{right 3}{down 10}/wtb{goto}spot7~{windowson}{panelon} 12: 0; {windowsoff}{paneloff}/wtc{home}{goto}spot1~{right 3}{down 10}/wtb{goto}spot7~{windowson}{panelon} 13: 0
17 | OPEB UNFUNDED-VIRGINIA |  | 0: 59597737.97; 2: 0; 4: 3265538.0184; 5: 0; {windowsoff}{paneloff}/wtc{home}{goto}spot1~{right 3}{down 10}/wtb{goto}spot7~{windowson}{panelon} 8: 0; {windowsoff}{paneloff}/wtc{home}{goto}spot1~{right 3}{down 10}/wtb{goto}spot7~{windowson}{panelon} 10: 0; {windowsoff}{paneloff}/wtc{home}{goto}spot1~{right 3}{down 10}/wtb{goto}spot7~{windowson}{panelon} 11: 0; {windowsoff}{paneloff}/wtc{home}{goto}spot1~{right 3}{down 10}/wtb{goto}spot7~{windowson}{panelon} 12: 0; {windowsoff}{paneloff}/wtc{home}{goto}spot1~{right 3}{down 10}/wtb{goto}spot7~{windowson}{panelon} 13: 0
18 | TOTAL DEDUCTIONS |  | 0: 685882783.09; 2: 528879469.8179; 4: 34996154.2907; 5: 43142642.3398; {windowsoff}{paneloff}/wtc{home}{goto}spot1~{right 3}{down 10}/wtb{goto}spot7~{windowson}{panelon} 8: 16318.2692; {windowsoff}{paneloff}/wtc{home}{goto}spot1~{right 3}{down 10}/wtb{goto}spot7~{windowson}{panelon} 10: 43126324.0706; {windowsoff}{paneloff}/wtc{home}{goto}spot1~{right 3}{down 10}/wtb{goto}spot7~{windowson}{panelon} 11: 13644123.0705; {windowsoff}{paneloff}/wtc{home}{goto}spot1~{right 3}{down 10}/wtb{goto}spot7~{windowson}{panelon} 12: 29482201.0001; {windowsoff}{paneloff}/wtc{home}{goto}spot1~{right 3}{down 10}/wtb{goto}spot7~{windowson}{panelon} 13: 6.5898e-13
19 | NET ORIGINAL COST RATE BASE |  | 0: 3977227798.5183; 2: 3550375898.9469; 4: 216540257.8103; 5: 289176158.4027; {windowsoff}{paneloff}/wtc{home}{goto}spot1~{right 3}{down 10}/wtb{goto}spot7~{windowson}{panelon} 8: 37845.1912; {windowsoff}{paneloff}/wtc{home}{goto}spot1~{right 3}{down 10}/wtb{goto}spot7~{windowson}{panelon} 10: 289138313.2115; {windowsoff}{paneloff}/wtc{home}{goto}spot1~{right 3}{down 10}/wtb{goto}spot7~{windowson}{panelon} 11: 91830469.2893; {windowsoff}{paneloff}/wtc{home}{goto}spot1~{right 3}{down 10}/wtb{goto}spot7~{windowson}{panelon} 12: 197307843.9222; {windowsoff}{paneloff}/wtc{home}{goto}spot1~{right 3}{down 10}/wtb{goto}spot7~{windowson}{panelon} 13: 6.3498e-12
DEVELOPMENT OF RETURN
20 | OPERATING REVENUES |  | 0: 1522035956.74; 2: 1342076919.5655; 4: 75816559.35; 5: 104142477.8245; {windowsoff}{paneloff}/wtc{home}{goto}spot1~{right 3}{down 10}/wtb{goto}spot7~{windowson}{panelon} 8: 6663.0818; {windowsoff}{paneloff}/wtc{home}{goto}spot1~{right 3}{down 10}/wtb{goto}spot7~{windowson}{panelon} 10: 104135814.7427; {windowsoff}{paneloff}/wtc{home}{goto}spot1~{right 3}{down 10}/wtb{goto}spot7~{windowson}{panelon} 11: 33654442.0507; {windowsoff}{paneloff}/wtc{home}{goto}spot1~{right 3}{down 10}/wtb{goto}spot7~{windowson}{panelon} 12: 70481372.692; {windowsoff}{paneloff}/wtc{home}{goto}spot1~{right 3}{down 10}/wtb{goto}spot7~{windowson}{panelon} 13: 0
OPERATING EXPENSES
21 | OPERATION & MAINT EXPENSE |  | 0: 980861389.4; 2: 858787982.8066; 4: 49298743.5936; 5: 72774662.9998; {windowsoff}{paneloff}/wtc{home}{goto}spot1~{right 3}{down 10}/wtb{goto}spot7~{windowson}{panelon} 8: 14249.9908; {windowsoff}{paneloff}/wtc{home}{goto}spot1~{right 3}{down 10}/wtb{goto}spot7~{windowson}{panelon} 10: 72760413.0091; {windowsoff}{paneloff}/wtc{home}{goto}spot1~{right 3}{down 10}/wtb{goto}spot7~{windowson}{panelon} 11: 23657671.477; {windowsoff}{paneloff}/wtc{home}{goto}spot1~{right 3}{down 10}/wtb{goto}spot7~{windowson}{panelon} 12: 49102741.5321; {windowsoff}{paneloff}/wtc{home}{goto}spot1~{right 3}{down 10}/wtb{goto}spot7~{windowson}{panelon} 13: 4.8919e-12
22 | DEPRECIATION & AMORT EXP |  | 0: 192192743.09; 2: 167700748.6423; 4: 10428735.8879; 5: 14063258.5598; {windowsoff}{paneloff}/wtc{home}{goto}spot1~{right 3}{down 10}/wtb{goto}spot7~{windowson}{panelon} 8: 3776.6514; {windowsoff}{paneloff}/wtc{home}{goto}spot1~{right 3}{down 10}/wtb{goto}spot7~{windowson}{panelon} 10: 14059481.9084; {windowsoff}{paneloff}/wtc{home}{goto}spot1~{right 3}{down 10}/wtb{goto}spot7~{windowson}{panelon} 11: 4451800.5718; {windowsoff}{paneloff}/wtc{home}{goto}spot1~{right 3}{down 10}/wtb{goto}spot7~{windowson}{panelon} 12: 9607681.3366; {windowsoff}{paneloff}/wtc{home}{goto}spot1~{right 3}{down 10}/wtb{goto}spot7~{windowson}{panelon} 13: 1.0229e-14
23 | REGULATORY CREDITS |  | 0: -6011854.42; 2: -5207773.4702; 4: -303782.3995; 5: -500298.5504; {windowsoff}{paneloff}/wtc{home}{goto}spot1~{right 3}{down 10}/wtb{goto}spot7~{windowson}{panelon} 8: -45.7315; {windowsoff}{paneloff}/wtc{home}{goto}spot1~{right 3}{down 10}/wtb{goto}spot7~{windowson}{panelon} 10: -500252.8189; {windowsoff}{paneloff}/wtc{home}{goto}spot1~{right 3}{down 10}/wtb{goto}spot7~{windowson}{panelon} 11: -156153.9362; {windowsoff}{paneloff}/wtc{home}{goto}spot1~{right 3}{down 10}/wtb{goto}spot7~{windowson}{panelon} 12: -344098.8826; {windowsoff}{paneloff}/wtc{home}{goto}spot1~{right 3}{down 10}/wtb{goto}spot7~{windowson}{panelon} 13: 0
24 | TAXES OTHER THAN INC TAX |  | 0: 29144073.94; 2: 25846050.1496; 4: 1501720.9337; 5: 1796302.8568; {windowsoff}{paneloff}/wtc{home}{goto}spot1~{right 3}{down 10}/wtb{goto}spot7~{windowson}{panelon} 8: 465.4993; {windowsoff}{paneloff}/wtc{home}{goto}spot1~{right 3}{down 10}/wtb{goto}spot7~{windowson}{panelon} 10: 1795837.3575; {windowsoff}{paneloff}/wtc{home}{goto}spot1~{right 3}{down 10}/wtb{goto}spot7~{windowson}{panelon} 11: 573097.7553; {windowsoff}{paneloff}/wtc{home}{goto}spot1~{right 3}{down 10}/wtb{goto}spot7~{windowson}{panelon} 12: 1222739.6022; {windowsoff}{paneloff}/wtc{home}{goto}spot1~{right 3}{down 10}/wtb{goto}spot7~{windowson}{panelon} 13: 5.025e-13
25 | INCOME TAXES |  | 0: 98561044.56; 2: 89659333.98; 4: 4324429.4808; 5: 4532757.88; {windowsoff}{paneloff}/wtc{home}{goto}spot1~{right 3}{down 10}/wtb{goto}spot7~{windowson}{panelon} 8: -4836.32; {windowsoff}{paneloff}/wtc{home}{goto}spot1~{right 3}{down 10}/wtb{goto}spot7~{windowson}{panelon} 10: 4537594.2; {windowsoff}{paneloff}/wtc{home}{goto}spot1~{right 3}{down 10}/wtb{goto}spot7~{windowson}{panelon} 11: 1455234.28; {windowsoff}{paneloff}/wtc{home}{goto}spot1~{right 3}{down 10}/wtb{goto}spot7~{windowson}{panelon} 12: 3082359.92; {windowsoff}{paneloff}/wtc{home}{goto}spot1~{right 3}{down 10}/wtb{goto}spot7~{windowson}{panelon} 13: -2.1595e-13
26 | (GAIN) / LOSS DISPOSITION ALLOWANCES |  | 0: -886.52; 2: -767.2743; 4: -45.0597; 5: -74.1859; {windowsoff}{paneloff}/wtc{home}{goto}spot1~{right 3}{down 10}/wtb{goto}spot7~{windowson}{panelon} 8: -0.0067841; {windowsoff}{paneloff}/wtc{home}{goto}spot1~{right 3}{down 10}/wtb{goto}spot7~{windowson}{panelon} 10: -74.1791; {windowsoff}{paneloff}/wtc{home}{goto}spot1~{right 3}{down 10}/wtb{goto}spot7~{windowson}{panelon} 11: -23.1458; {windowsoff}{paneloff}/wtc{home}{goto}spot1~{right 3}{down 10}/wtb{goto}spot7~{windowson}{panelon} 12: -51.0334; {windowsoff}{paneloff}/wtc{home}{goto}spot1~{right 3}{down 10}/wtb{goto}spot7~{windowson}{panelon} 13: 0
27 | (GAIN) / LOSS DISPOSITION PROPERTY-VA |  | 0: -44239.4428; 2: 0; 4: -2627.5584; 5: 0; {windowsoff}{paneloff}/wtc{home}{goto}spot1~{right 3}{down 10}/wtb{goto}spot7~{windowson}{panelon} 8: 0; {windowsoff}{paneloff}/wtc{home}{goto}spot1~{right 3}{down 10}/wtb{goto}spot7~{windowson}{panelon} 10: 0; {windowsoff}{paneloff}/wtc{home}{goto}spot1~{right 3}{down 10}/wtb{goto}spot7~{windowson}{panelon} 11: 0; {windowsoff}{paneloff}/wtc{home}{goto}spot1~{right 3}{down 10}/wtb{goto}spot7~{windowson}{panelon} 12: 0; {windowsoff}{paneloff}/wtc{home}{goto}spot1~{right 3}{down 10}/wtb{goto}spot7~{windowson}{panelon} 13: 0
28 | CHARITABLE CONTRIBUTIONS-VA |  | 0: 734837.0951; 2: 0; 4: 20131.9593; 5: 0; {windowsoff}{paneloff}/wtc{home}{goto}spot1~{right 3}{down 10}/wtb{goto}spot7~{windowson}{panelon} 8: 0; {windowsoff}{paneloff}/wtc{home}{goto}spot1~{right 3}{down 10}/wtb{goto}spot7~{windowson}{panelon} 10: 0; {windowsoff}{paneloff}/wtc{home}{goto}spot1~{right 3}{down 10}/wtb{goto}spot7~{windowson}{panelon} 11: 0; {windowsoff}{paneloff}/wtc{home}{goto}spot1~{right 3}{down 10}/wtb{goto}spot7~{windowson}{panelon} 12: 0; {windowsoff}{paneloff}/wtc{home}{goto}spot1~{right 3}{down 10}/wtb{goto}spot7~{windowson}{panelon} 13: 0
29 | INTEREST ON CUSTOMER DEPOSITS-VA |  | 0: 1373106; 2: 0; 4: 1719.4505; 5: 0; {windowsoff}{paneloff}/wtc{home}{goto}spot1~{right 3}{down 10}/wtb{goto}spot7~{windowson}{panelon} 8: 0; {windowsoff}{paneloff}/wtc{home}{goto}spot1~{right 3}{down 10}/wtb{goto}spot7~{windowson}{panelon} 10: 0; {windowsoff}{paneloff}/wtc{home}{goto}spot1~{right 3}{down 10}/wtb{goto}spot7~{windowson}{panelon} 11: 0; {windowsoff}{paneloff}/wtc{home}{goto}spot1~{right 3}{down 10}/wtb{goto}spot7~{windowson}{panelon} 12: 0; {windowsoff}{paneloff}/wtc{home}{goto}spot1~{right 3}{down 10}/wtb{goto}spot7~{windowson}{panelon} 13: 0
30 | ACCRETION EXPENSE |  | 0: 2934108.65; 2: 2542421.2187; 4: 147970.4227; 5: 243717.0086; {windowsoff}{paneloff}/wtc{home}{goto}spot1~{right 3}{down 10}/wtb{goto}spot7~{windowson}{panelon} 8: 22.2747; {windowsoff}{paneloff}/wtc{home}{goto}spot1~{right 3}{down 10}/wtb{goto}spot7~{windowson}{panelon} 10: 243694.7338; {windowsoff}{paneloff}/wtc{home}{goto}spot1~{right 3}{down 10}/wtb{goto}spot7~{windowson}{panelon} 11: 76079.5525; {windowsoff}{paneloff}/wtc{home}{goto}spot1~{right 3}{down 10}/wtb{goto}spot7~{windowson}{panelon} 12: 167615.1814; {windowsoff}{paneloff}/wtc{home}{goto}spot1~{right 3}{down 10}/wtb{goto}spot7~{windowson}{panelon} 13: 0
31 | TOTAL OPERATING EXPENSES |  | 0: 1299744322.3523; 2: 1139327996.0526; 4: 65416996.7109; 5: 92910326.5687; {windowsoff}{paneloff}/wtc{home}{goto}spot1~{right 3}{down 10}/wtb{goto}spot7~{windowson}{panelon} 8: 13632.3579; {windowsoff}{paneloff}/wtc{home}{goto}spot1~{right 3}{down 10}/wtb{goto}spot7~{windowson}{panelon} 10: 92896694.2108; {windowsoff}{paneloff}/wtc{home}{goto}spot1~{right 3}{down 10}/wtb{goto}spot7~{windowson}{panelon} 11: 30057706.5545; {windowsoff}{paneloff}/wtc{home}{goto}spot1~{right 3}{down 10}/wtb{goto}spot7~{windowson}{panelon} 12: 62838987.6563; {windowsoff}{paneloff}/wtc{home}{goto}spot1~{right 3}{down 10}/wtb{goto}spot7~{windowson}{panelon} 13: 5.1887e-12
Financial Statements Net Operating Income
32 | RETURN |  | 0: 222291634.3877; 2: 202748923.5128; 4: 10399562.6392; 5: 11232151.2558; {windowsoff}{paneloff}/wtc{home}{goto}spot1~{right 3}{down 10}/wtb{goto}spot7~{windowson}{panelon} 8: -6969.2761; {windowsoff}{paneloff}/wtc{home}{goto}spot1~{right 3}{down 10}/wtb{goto}spot7~{windowson}{panelon} 10: 11239120.5319; {windowsoff}{paneloff}/wtc{home}{goto}spot1~{right 3}{down 10}/wtb{goto}spot7~{windowson}{panelon} 11: 3596735.4962; {windowsoff}{paneloff}/wtc{home}{goto}spot1~{right 3}{down 10}/wtb{goto}spot7~{windowson}{panelon} 12: 7642385.0357; {windowsoff}{paneloff}/wtc{home}{goto}spot1~{right 3}{down 10}/wtb{goto}spot7~{windowson}{panelon} 13: -5.1887e-12; {windowsoff}{paneloff}/wtc{home}{goto}spot1~{right 3}{down 10}/wtb{goto}spot7~{windowson}{panelon} 16: 224355338.12; {windowsoff}{paneloff}/wtc{home}{goto}spot1~{right 3}{down 10}/wtb{goto}spot7~{windowson}{panelon} 19: -0.08
33 | RATE OF RETURN |  | 0: 0.055891; 2: 0.057106; 4: 0.048026; 5: 0.038842; {windowsoff}{paneloff}/wtc{home}{goto}spot1~{right 3}{down 10}/wtb{goto}spot7~{windowson}{panelon} 8: -0.18415; {windowsoff}{paneloff}/wtc{home}{goto}spot1~{right 3}{down 10}/wtb{goto}spot7~{windowson}{panelon} 10: 0.038871; {windowsoff}{paneloff}/wtc{home}{goto}spot1~{right 3}{down 10}/wtb{goto}spot7~{windowson}{panelon} 11: 0.039167; {windowsoff}{paneloff}/wtc{home}{goto}spot1~{right 3}{down 10}/wtb{goto}spot7~{windowson}{panelon} 12: 0.038733; {windowsoff}{paneloff}/wtc{home}{goto}spot1~{right 3}{down 10}/wtb{goto}spot7~{windowson}{panelon} 13: -0.81714
ELECTRIC PLANT IN SERVICE
INTANGIBLE PLANT
1 | 301-ORGANIZATION | PTDGPLT | 0: 44455.58; 2: 38707.2038; 4: 2640.4184; 5: 3107.9577; {windowsoff}{paneloff}/wtc{home}{goto}spot1~{right 3}{down 10}/wtb{goto}spot7~{windowson}{panelon} 8: 1.4018; {windowsoff}{paneloff}/wtc{home}{goto}spot1~{right 3}{down 10}/wtb{goto}spot7~{windowson}{panelon} 10: 3106.5559; {windowsoff}{paneloff}/wtc{home}{goto}spot1~{right 3}{down 10}/wtb{goto}spot7~{windowson}{panelon} 11: 986.3663; {windowsoff}{paneloff}/wtc{home}{goto}spot1~{right 3}{down 10}/wtb{goto}spot7~{windowson}{panelon} 12: 2120.1897; {windowsoff}{paneloff}/wtc{home}{goto}spot1~{right 3}{down 10}/wtb{goto}spot7~{windowson}{panelon} 13: 6.059e-17; {windowsoff}{paneloff}/wtc{home}{goto}spot1~{right 3}{down 10}/wtb{goto}spot7~{windowson}{panelon} 16: 44455.58
2 | 302-FRANCHISE | KURETPLT | 0: 55918.83; 2: 55918.83; 4: 0; 5: 0; {windowsoff}{paneloff}/wtc{home}{goto}spot1~{right 3}{down 10}/wtb{goto}spot7~{windowson}{panelon} 8: 0; {windowsoff}{paneloff}/wtc{home}{goto}spot1~{right 3}{down 10}/wtb{goto}spot7~{windowson}{panelon} 10: 0; {windowsoff}{paneloff}/wtc{home}{goto}spot1~{right 3}{down 10}/wtb{goto}spot7~{windowson}{panelon} 11: 0; {windowsoff}{paneloff}/wtc{home}{goto}spot1~{right 3}{down 10}/wtb{goto}spot7~{windowson}{panelon} 12: 0; {windowsoff}{paneloff}/wtc{home}{goto}spot1~{right 3}{down 10}/wtb{goto}spot7~{windowson}{panelon} 13: 0; {windowsoff}{paneloff}/wtc{home}{goto}spot1~{right 3}{down 10}/wtb{goto}spot7~{windowson}{panelon} 16: 55918.83
3 | 303-SOFTWARE | PTDGPLT | 0: 60103758.67; 2: 52331978.0914; 4: 3569834.7263; 5: 4201945.8524; {windowsoff}{paneloff}/wtc{home}{goto}spot1~{right 3}{down 10}/wtb{goto}spot7~{windowson}{panelon} 8: 1895.2132; {windowsoff}{paneloff}/wtc{home}{goto}spot1~{right 3}{down 10}/wtb{goto}spot7~{windowson}{panelon} 10: 4200050.6391; {windowsoff}{paneloff}/wtc{home}{goto}spot1~{right 3}{down 10}/wtb{goto}spot7~{windowson}{panelon} 11: 1333563.0724; {windowsoff}{paneloff}/wtc{home}{goto}spot1~{right 3}{down 10}/wtb{goto}spot7~{windowson}{panelon} 12: 2866487.5667; {windowsoff}{paneloff}/wtc{home}{goto}spot1~{right 3}{down 10}/wtb{goto}spot7~{windowson}{panelon} 13: 8.1917e-14; {windowsoff}{paneloff}/wtc{home}{goto}spot1~{right 3}{down 10}/wtb{goto}spot7~{windowson}{panelon} 16: 60103758.67
4 | TOTAL INTANGIBLE PLANT |  | 0: 60204133.08; 2: 52426604.1252; 4: 3572475.1447; 5: 4205053.8101; {windowsoff}{paneloff}/wtc{home}{goto}spot1~{right 3}{down 10}/wtb{goto}spot7~{windowson}{panelon} 8: 1896.615; {windowsoff}{paneloff}/wtc{home}{goto}spot1~{right 3}{down 10}/wtb{goto}spot7~{windowson}{panelon} 10: 4203157.1951; {windowsoff}{paneloff}/wtc{home}{goto}spot1~{right 3}{down 10}/wtb{goto}spot7~{windowson}{panelon} 11: 1334549.4387; {windowsoff}{paneloff}/wtc{home}{goto}spot1~{right 3}{down 10}/wtb{goto}spot7~{windowson}{panelon} 12: 2868607.7564; {windowsoff}{paneloff}/wtc{home}{goto}spot1~{right 3}{down 10}/wtb{goto}spot7~{windowson}{panelon} 13: 8.1978e-14; {windowsoff}{paneloff}/wtc{home}{goto}spot1~{right 3}{down 10}/wtb{goto}spot7~{windowson}{panelon} 17: ok
PRODUCTION PLANT
STEAM PRODUCTION PLANT
5 | 310-LAND | DEMPROD | 0: 10881103.86; 2: 9417488.4638; 4: 553061.142; 5: 910554.2543; {windowsoff}{paneloff}/wtc{home}{goto}spot1~{right 3}{down 10}/wtb{goto}spot7~{windowson}{panelon} 8: 83.2673; {windowsoff}{paneloff}/wtc{home}{goto}spot1~{right 3}{down 10}/wtb{goto}spot7~{windowson}{panelon} 10: 910470.987; {windowsoff}{paneloff}/wtc{home}{goto}spot1~{right 3}{down 10}/wtb{goto}spot7~{windowson}{panelon} 11: 284090.0487; {windowsoff}{paneloff}/wtc{home}{goto}spot1~{right 3}{down 10}/wtb{goto}spot7~{windowson}{panelon} 12: 626380.9383; {windowsoff}{paneloff}/wtc{home}{goto}spot1~{right 3}{down 10}/wtb{goto}spot7~{windowson}{panelon} 13: 0; {windowsoff}{paneloff}/wtc{home}{goto}spot1~{right 3}{down 10}/wtb{goto}spot7~{windowson}{panelon} 16: 10881103.86
6 | 311-STRUCTURES AND IMPROVEMENTS | DEMPROD | 0: 331497470.49; 2: 286907803.1307; 4: 16849243.6009; 5: 27740423.7585; {windowsoff}{paneloff}/wtc{home}{goto}spot1~{right 3}{down 10}/wtb{goto}spot7~{windowson}{panelon} 8: 2536.7726; {windowsoff}{paneloff}/wtc{home}{goto}spot1~{right 3}{down 10}/wtb{goto}spot7~{windowson}{panelon} 10: 27737886.9859; {windowsoff}{paneloff}/wtc{home}{goto}spot1~{right 3}{down 10}/wtb{goto}spot7~{windowson}{panelon} 11: 8654924.5128; {windowsoff}{paneloff}/wtc{home}{goto}spot1~{right 3}{down 10}/wtb{goto}spot7~{windowson}{panelon} 12: 19082962.4731; {windowsoff}{paneloff}/wtc{home}{goto}spot1~{right 3}{down 10}/wtb{goto}spot7~{windowson}{panelon} 13: 0; {windowsoff}{paneloff}/wtc{home}{goto}spot1~{right 3}{down 10}/wtb{goto}spot7~{windowson}{panelon} 16: 331497470.49; {windowsoff}{paneloff}/wtc{home}{goto}spot1~{right 3}{down 10}/wtb{goto}spot7~{windowson}{panelon} 19: 3555684.42
7 | 312-BOILER PLANT EQUIPMENT | DEMPROD | 0: 2633157904.77; 2: 2278972290.9109; 4: 133837277.5859; 5: 220348336.2732; {windowsoff}{paneloff}/wtc{home}{goto}spot1~{right 3}{down 10}/wtb{goto}spot7~{windowson}{panelon} 8: 20150.1472; {windowsoff}{paneloff}/wtc{home}{goto}spot1~{right 3}{down 10}/wtb{goto}spot7~{windowson}{panelon} 10: 220328186.1261; {windowsoff}{paneloff}/wtc{home}{goto}spot1~{right 3}{down 10}/wtb{goto}spot7~{windowson}{panelon} 11: 68747984.2979; {windowsoff}{paneloff}/wtc{home}{goto}spot1~{right 3}{down 10}/wtb{goto}spot7~{windowson}{panelon} 12: 151580201.8282; {windowsoff}{paneloff}/wtc{home}{goto}spot1~{right 3}{down 10}/wtb{goto}spot7~{windowson}{panelon} 13: 0; {windowsoff}{paneloff}/wtc{home}{goto}spot1~{right 3}{down 10}/wtb{goto}spot7~{windowson}{panelon} 16: 2633157904.77; {windowsoff}{paneloff}/wtc{home}{goto}spot1~{right 3}{down 10}/wtb{goto}spot7~{windowson}{panelon} 19: 28394345.37
8 | 314-TURBOGENERATOR UNITS | DEMPROD | 0: 316044024.85; 2: 273532997.7881; 4: 16063780.9858; 5: 26447246.0761; {windowsoff}{paneloff}/wtc{home}{goto}spot1~{right 3}{down 10}/wtb{goto}spot7~{windowson}{panelon} 8: 2418.5157; {windowsoff}{paneloff}/wtc{home}{goto}spot1~{right 3}{down 10}/wtb{goto}spot7~{windowson}{panelon} 10: 26444827.5605; {windowsoff}{paneloff}/wtc{home}{goto}spot1~{right 3}{down 10}/wtb{goto}spot7~{windowson}{panelon} 11: 8251457.1642; {windowsoff}{paneloff}/wtc{home}{goto}spot1~{right 3}{down 10}/wtb{goto}spot7~{windowson}{panelon} 12: 18193370.3963; {windowsoff}{paneloff}/wtc{home}{goto}spot1~{right 3}{down 10}/wtb{goto}spot7~{windowson}{panelon} 13: 0; {windowsoff}{paneloff}/wtc{home}{goto}spot1~{right 3}{down 10}/wtb{goto}spot7~{windowson}{panelon} 16: 316044024.85; {windowsoff}{paneloff}/wtc{home}{goto}spot1~{right 3}{down 10}/wtb{goto}spot7~{windowson}{panelon} 19: 4176304.85
9 | 315-ACCESSORY ELECTRIC EQUIP | DEMPROD | 0: 209742018.54; 2: 181529655.9414; 4: 10660697.8282; 5: 17551664.7703; {windowsoff}{paneloff}/wtc{home}{goto}spot1~{right 3}{down 10}/wtb{goto}spot7~{windowson}{panelon} 8: 1605.0433; {windowsoff}{paneloff}/wtc{home}{goto}spot1~{right 3}{down 10}/wtb{goto}spot7~{windowson}{panelon} 10: 17550059.727; {windowsoff}{paneloff}/wtc{home}{goto}spot1~{right 3}{down 10}/wtb{goto}spot7~{windowson}{panelon} 11: 5476063.9197; {windowsoff}{paneloff}/wtc{home}{goto}spot1~{right 3}{down 10}/wtb{goto}spot7~{windowson}{panelon} 12: 12073995.8073; {windowsoff}{paneloff}/wtc{home}{goto}spot1~{right 3}{down 10}/wtb{goto}spot7~{windowson}{panelon} 13: 0; {windowsoff}{paneloff}/wtc{home}{goto}spot1~{right 3}{down 10}/wtb{goto}spot7~{windowson}{panelon} 16: 209742018.54; {windowsoff}{paneloff}/wtc{home}{goto}spot1~{right 3}{down 10}/wtb{goto}spot7~{windowson}{panelon} 19: 2887662.88
10 | 316-MISC POWER PLANT EQUIP | DEMPROD | 0: 30545307.67; 2: 26436663.624; 4: 1552546.7782; 5: 2556097.2678; {windowsoff}{paneloff}/wtc{home}{goto}spot1~{right 3}{down 10}/wtb{goto}spot7~{windowson}{panelon} 8: 233.7469; {windowsoff}{paneloff}/wtc{home}{goto}spot1~{right 3}{down 10}/wtb{goto}spot7~{windowson}{panelon} 10: 2555863.5209; {windowsoff}{paneloff}/wtc{home}{goto}spot1~{right 3}{down 10}/wtb{goto}spot7~{windowson}{panelon} 11: 797494.2666; {windowsoff}{paneloff}/wtc{home}{goto}spot1~{right 3}{down 10}/wtb{goto}spot7~{windowson}{panelon} 12: 1758369.2543; {windowsoff}{paneloff}/wtc{home}{goto}spot1~{right 3}{down 10}/wtb{goto}spot7~{windowson}{panelon} 13: 0; {windowsoff}{paneloff}/wtc{home}{goto}spot1~{right 3}{down 10}/wtb{goto}spot7~{windowson}{panelon} 16: 30545307.67; {windowsoff}{paneloff}/wtc{home}{goto}spot1~{right 3}{down 10}/wtb{goto}spot7~{windowson}{panelon} 19: 261883.53
11 | 317-ARO COST STEAM EQUIP | DEMPROD | 0: 56489771.46; 2: 48891342.0817; 4: 2871243.388; 5: 4727185.9903; {windowsoff}{paneloff}/wtc{home}{goto}spot1~{right 3}{down 10}/wtb{goto}spot7~{windowson}{panelon} 8: 432.286; {windowsoff}{paneloff}/wtc{home}{goto}spot1~{right 3}{down 10}/wtb{goto}spot7~{windowson}{panelon} 10: 4726753.7043; {windowsoff}{paneloff}/wtc{home}{goto}spot1~{right 3}{down 10}/wtb{goto}spot7~{windowson}{panelon} 11: 1474867.0842; {windowsoff}{paneloff}/wtc{home}{goto}spot1~{right 3}{down 10}/wtb{goto}spot7~{windowson}{panelon} 12: 3251886.6201; {windowsoff}{paneloff}/wtc{home}{goto}spot1~{right 3}{down 10}/wtb{goto}spot7~{windowson}{panelon} 13: 0; {windowsoff}{paneloff}/wtc{home}{goto}spot1~{right 3}{down 10}/wtb{goto}spot7~{windowson}{panelon} 16: 56489771.46; {windowsoff}{paneloff}/wtc{home}{goto}spot1~{right 3}{down 10}/wtb{goto}spot7~{windowson}{panelon} 19: 39275881.05
12 | FERC-AFUDC PRE | DEMFERC | 0: 17109215.93; 2: 0; 4: 6465483.2736; 5: 10643732.6564; {windowsoff}{paneloff}/wtc{home}{goto}spot1~{right 3}{down 10}/wtb{goto}spot7~{windowson}{panelon} 8: 0; {windowsoff}{paneloff}/wtc{home}{goto}spot1~{right 3}{down 10}/wtb{goto}spot7~{windowson}{panelon} 10: 10643732.6564; {windowsoff}{paneloff}/wtc{home}{goto}spot1~{right 3}{down 10}/wtb{goto}spot7~{windowson}{panelon} 11: 3321114.6445; {windowsoff}{paneloff}/wtc{home}{goto}spot1~{right 3}{down 10}/wtb{goto}spot7~{windowson}{panelon} 12: 7322618.012; {windowsoff}{paneloff}/wtc{home}{goto}spot1~{right 3}{down 10}/wtb{goto}spot7~{windowson}{panelon} 13: 0; {windowsoff}{paneloff}/wtc{home}{goto}spot1~{right 3}{down 10}/wtb{goto}spot7~{windowson}{panelon} 16: 17109215.93
13 | FERC-AFUDC POST | DEMFERCP | 0: 22166665.12; 2: 0; 4: 0; 5: 22166665.12; {windowsoff}{paneloff}/wtc{home}{goto}spot1~{right 3}{down 10}/wtb{goto}spot7~{windowson}{panelon} 8: 0; {windowsoff}{paneloff}/wtc{home}{goto}spot1~{right 3}{down 10}/wtb{goto}spot7~{windowson}{panelon} 10: 22166665.12; {windowsoff}{paneloff}/wtc{home}{goto}spot1~{right 3}{down 10}/wtb{goto}spot7~{windowson}{panelon} 11: 6916561.9361; {windowsoff}{paneloff}/wtc{home}{goto}spot1~{right 3}{down 10}/wtb{goto}spot7~{windowson}{panelon} 12: 15250103.1839; {windowsoff}{paneloff}/wtc{home}{goto}spot1~{right 3}{down 10}/wtb{goto}spot7~{windowson}{panelon} 13: 0; {windowsoff}{paneloff}/wtc{home}{goto}spot1~{right 3}{down 10}/wtb{goto}spot7~{windowson}{panelon} 16: 22166665.12
14 | TOTAL STEAM PROD PLANT |  | 0: 3627633482.69; 2: 3105688241.9405; 4: 188853334.5825; 5: 333091906.167; {windowsoff}{paneloff}/wtc{home}{goto}spot1~{right 3}{down 10}/wtb{goto}spot7~{windowson}{panelon} 8: 27459.7789; {windowsoff}{paneloff}/wtc{home}{goto}spot1~{right 3}{down 10}/wtb{goto}spot7~{windowson}{panelon} 10: 333064446.3881; {windowsoff}{paneloff}/wtc{home}{goto}spot1~{right 3}{down 10}/wtb{goto}spot7~{windowson}{panelon} 11: 103924557.8746; {windowsoff}{paneloff}/wtc{home}{goto}spot1~{right 3}{down 10}/wtb{goto}spot7~{windowson}{panelon} 12: 229139888.5135; {windowsoff}{paneloff}/wtc{home}{goto}spot1~{right 3}{down 10}/wtb{goto}spot7~{windowson}{panelon} 13: 0; {windowsoff}{paneloff}/wtc{home}{goto}spot1~{right 3}{down 10}/wtb{goto}spot7~{windowson}{panelon} 16: 3627633482.69; {windowsoff}{paneloff}/wtc{home}{goto}spot1~{right 3}{down 10}/wtb{goto}spot7~{windowson}{panelon} 17: ok; {windowsoff}{paneloff}/wtc{home}{goto}spot1~{right 3}{down 10}/wtb{goto}spot7~{windowson}{panelon} 18: ok; {windowsoff}{paneloff}/wtc{home}{goto}spot1~{right 3}{down 10}/wtb{goto}spot7~{windowson}{panelon} 19: Total steam plant
HYDRAULIC PRODUCTION PLANT
15 | 330-LAND RIGHTS | DEMPROD | 0: 879311.47; 2: 761035.4364; 4: 44693.3521; 5: 73582.6815; {windowsoff}{paneloff}/wtc{home}{goto}spot1~{right 3}{down 10}/wtb{goto}spot7~{windowson}{panelon} 8: 6.7289; {windowsoff}{paneloff}/wtc{home}{goto}spot1~{right 3}{down 10}/wtb{goto}spot7~{windowson}{panelon} 10: 73575.9526; {windowsoff}{paneloff}/wtc{home}{goto}spot1~{right 3}{down 10}/wtb{goto}spot7~{windowson}{panelon} 11: 22957.564; {windowsoff}{paneloff}/wtc{home}{goto}spot1~{right 3}{down 10}/wtb{goto}spot7~{windowson}{panelon} 12: 50618.3886; {windowsoff}{paneloff}/wtc{home}{goto}spot1~{right 3}{down 10}/wtb{goto}spot7~{windowson}{panelon} 13: 0; {windowsoff}{paneloff}/wtc{home}{goto}spot1~{right 3}{down 10}/wtb{goto}spot7~{windowson}{panelon} 16: 879311.47
16 | 331-STRUCTURES AND IMPROVEMENTS | DEMPROD | 0: 616526.69; 2: 533597.7917; 4: 31336.6143; 5: 51592.284; {windowsoff}{paneloff}/wtc{home}{goto}spot1~{right 3}{down 10}/wtb{goto}spot7~{windowson}{panelon} 8: 4.7179; {windowsoff}{paneloff}/wtc{home}{goto}spot1~{right 3}{down 10}/wtb{goto}spot7~{windowson}{panelon} 10: 51587.566; {windowsoff}{paneloff}/wtc{home}{goto}spot1~{right 3}{down 10}/wtb{goto}spot7~{windowson}{panelon} 11: 16096.6295; {windowsoff}{paneloff}/wtc{home}{goto}spot1~{right 3}{down 10}/wtb{goto}spot7~{windowson}{panelon} 12: 35490.9365; {windowsoff}{paneloff}/wtc{home}{goto}spot1~{right 3}{down 10}/wtb{goto}spot7~{windowson}{panelon} 13: 0; {windowsoff}{paneloff}/wtc{home}{goto}spot1~{right 3}{down 10}/wtb{goto}spot7~{windowson}{panelon} 16: 616526.69
17 | 332-RESERVOIRS, DAMS, AND WATER | DEMPROD | 0: 21558917.79; 2: 18659031.4908; 4: 1095789.5307; 5: 1804096.7685; {windowsoff}{paneloff}/wtc{home}{goto}spot1~{right 3}{down 10}/wtb{goto}spot7~{windowson}{panelon} 8: 164.9789; {windowsoff}{paneloff}/wtc{home}{goto}spot1~{right 3}{down 10}/wtb{goto}spot7~{windowson}{panelon} 10: 1803931.7896; {windowsoff}{paneloff}/wtc{home}{goto}spot1~{right 3}{down 10}/wtb{goto}spot7~{windowson}{panelon} 11: 562872.4882; {windowsoff}{paneloff}/wtc{home}{goto}spot1~{right 3}{down 10}/wtb{goto}spot7~{windowson}{panelon} 12: 1241059.3014; {windowsoff}{paneloff}/wtc{home}{goto}spot1~{right 3}{down 10}/wtb{goto}spot7~{windowson}{panelon} 13: 0; {windowsoff}{paneloff}/wtc{home}{goto}spot1~{right 3}{down 10}/wtb{goto}spot7~{windowson}{panelon} 16: 21558917.79; {windowsoff}{paneloff}/wtc{home}{goto}spot1~{right 3}{down 10}/wtb{goto}spot7~{windowson}{panelon} 19: 42952.32
18 | 333-WATER WHEEL, TURBINES, GEN | DEMPROD | 0: 4533221.9; 2: 3923459.0071; 4: 230413.1008; 5: 379349.7921; {windowsoff}{paneloff}/wtc{home}{goto}spot1~{right 3}{down 10}/wtb{goto}spot7~{windowson}{panelon} 8: 34.6903; {windowsoff}{paneloff}/wtc{home}{goto}spot1~{right 3}{down 10}/wtb{goto}spot7~{windowson}{panelon} 10: 379315.1017; {windowsoff}{paneloff}/wtc{home}{goto}spot1~{right 3}{down 10}/wtb{goto}spot7~{windowson}{panelon} 11: 118355.9358; {windowsoff}{paneloff}/wtc{home}{goto}spot1~{right 3}{down 10}/wtb{goto}spot7~{windowson}{panelon} 12: 260959.1659; {windowsoff}{paneloff}/wtc{home}{goto}spot1~{right 3}{down 10}/wtb{goto}spot7~{windowson}{panelon} 13: 0; {windowsoff}{paneloff}/wtc{home}{goto}spot1~{right 3}{down 10}/wtb{goto}spot7~{windowson}{panelon} 16: 4533221.9; {windowsoff}{paneloff}/wtc{home}{goto}spot1~{right 3}{down 10}/wtb{goto}spot7~{windowson}{panelon} 19: 16214.22
19 | 334-ACCESSORY ELECTRIC EQUIP | DEMPROD | 0: 578333.28; 2: 500541.7706; 4: 29395.3323; 5: 48396.177; {windowsoff}{paneloff}/wtc{home}{goto}spot1~{right 3}{down 10}/wtb{goto}spot7~{windowson}{panelon} 8: 4.4257; {windowsoff}{paneloff}/wtc{home}{goto}spot1~{right 3}{down 10}/wtb{goto}spot7~{windowson}{panelon} 10: 48391.7513; {windowsoff}{paneloff}/wtc{home}{goto}spot1~{right 3}{down 10}/wtb{goto}spot7~{windowson}{panelon} 11: 15099.4542; {windowsoff}{paneloff}/wtc{home}{goto}spot1~{right 3}{down 10}/wtb{goto}spot7~{windowson}{panelon} 12: 33292.2971; {windowsoff}{paneloff}/wtc{home}{goto}spot1~{right 3}{down 10}/wtb{goto}spot7~{windowson}{panelon} 13: 0; {windowsoff}{paneloff}/wtc{home}{goto}spot1~{right 3}{down 10}/wtb{goto}spot7~{windowson}{panelon} 16: 578333.28; {windowsoff}{paneloff}/wtc{home}{goto}spot1~{right 3}{down 10}/wtb{goto}spot7~{windowson}{panelon} 19: 0
20 | 335-MISC POWER PLANT EQUIP | DEMPROD | 0: 296203.86; 2: 256361.5301; 4: 15055.3517; 5: 24786.9783; {windowsoff}{paneloff}/wtc{home}{goto}spot1~{right 3}{down 10}/wtb{goto}spot7~{windowson}{panelon} 8: 2.2667; {windowsoff}{paneloff}/wtc{home}{goto}spot1~{right 3}{down 10}/wtb{goto}spot7~{windowson}{panelon} 10: 24784.7116; {windowsoff}{paneloff}/wtc{home}{goto}spot1~{right 3}{down 10}/wtb{goto}spot7~{windowson}{panelon} 11: 7733.4589; {windowsoff}{paneloff}/wtc{home}{goto}spot1~{right 3}{down 10}/wtb{goto}spot7~{windowson}{panelon} 12: 17051.2527; {windowsoff}{paneloff}/wtc{home}{goto}spot1~{right 3}{down 10}/wtb{goto}spot7~{windowson}{panelon} 13: 0; {windowsoff}{paneloff}/wtc{home}{goto}spot1~{right 3}{down 10}/wtb{goto}spot7~{windowson}{panelon} 16: 296203.86; {windowsoff}{paneloff}/wtc{home}{goto}spot1~{right 3}{down 10}/wtb{goto}spot7~{windowson}{panelon} 19: 820
21 | 336-ROADS, RAILROADS, AND BRIDGES | DEMPROD | 0: 176359.59; 2: 152637.4921; 4: 8963.9468; 5: 14758.1511; {windowsoff}{paneloff}/wtc{home}{goto}spot1~{right 3}{down 10}/wtb{goto}spot7~{windowson}{panelon} 8: 1.3496; {windowsoff}{paneloff}/wtc{home}{goto}spot1~{right 3}{down 10}/wtb{goto}spot7~{windowson}{panelon} 10: 14756.8015; {windowsoff}{paneloff}/wtc{home}{goto}spot1~{right 3}{down 10}/wtb{goto}spot7~{windowson}{panelon} 11: 4604.4965; {windowsoff}{paneloff}/wtc{home}{goto}spot1~{right 3}{down 10}/wtb{goto}spot7~{windowson}{panelon} 12: 10152.305; {windowsoff}{paneloff}/wtc{home}{goto}spot1~{right 3}{down 10}/wtb{goto}spot7~{windowson}{panelon} 13: 0; {windowsoff}{paneloff}/wtc{home}{goto}spot1~{right 3}{down 10}/wtb{goto}spot7~{windowson}{panelon} 16: 176359.59; {windowsoff}{paneloff}/wtc{home}{goto}spot1~{right 3}{down 10}/wtb{goto}spot7~{windowson}{panelon} 19: 0
22 | 337-ARO COST HYDRO PROD EQUIP | DEMPROD | 0: 57608.88; 2: 49859.9195; 4: 2928.1251; 5: 4820.8354; {windowsoff}{paneloff}/wtc{home}{goto}spot1~{right 3}{down 10}/wtb{goto}spot7~{windowson}{panelon} 8: 0.44085; {windowsoff}{paneloff}/wtc{home}{goto}spot1~{right 3}{down 10}/wtb{goto}spot7~{windowson}{panelon} 10: 4820.3946; {windowsoff}{paneloff}/wtc{home}{goto}spot1~{right 3}{down 10}/wtb{goto}spot7~{windowson}{panelon} 11: 1504.0854; {windowsoff}{paneloff}/wtc{home}{goto}spot1~{right 3}{down 10}/wtb{goto}spot7~{windowson}{panelon} 12: 3316.3092; {windowsoff}{paneloff}/wtc{home}{goto}spot1~{right 3}{down 10}/wtb{goto}spot7~{windowson}{panelon} 13: 0; {windowsoff}{paneloff}/wtc{home}{goto}spot1~{right 3}{down 10}/wtb{goto}spot7~{windowson}{panelon} 16: 57608.88
23 | FERC-AFUDC PRE | DEMFERC | 0: 820; 2: 0; 4: 309.8737; 5: 510.1263; {windowsoff}{paneloff}/wtc{home}{goto}spot1~{right 3}{down 10}/wtb{goto}spot7~{windowson}{panelon} 8: 0; {windowsoff}{paneloff}/wtc{home}{goto}spot1~{right 3}{down 10}/wtb{goto}spot7~{windowson}{panelon} 10: 510.1263; {windowsoff}{paneloff}/wtc{home}{goto}spot1~{right 3}{down 10}/wtb{goto}spot7~{windowson}{panelon} 11: 159.1723; {windowsoff}{paneloff}/wtc{home}{goto}spot1~{right 3}{down 10}/wtb{goto}spot7~{windowson}{panelon} 12: 350.9539; {windowsoff}{paneloff}/wtc{home}{goto}spot1~{right 3}{down 10}/wtb{goto}spot7~{windowson}{panelon} 13: 0; {windowsoff}{paneloff}/wtc{home}{goto}spot1~{right 3}{down 10}/wtb{goto}spot7~{windowson}{panelon} 16: 820
24 | FERC-AFUDC POST | DEMFERCP | 0: 59166.54; 2: 0; 4: 0; 5: 59166.54; {windowsoff}{paneloff}/wtc{home}{goto}spot1~{right 3}{down 10}/wtb{goto}spot7~{windowson}{panelon} 8: 0; {windowsoff}{paneloff}/wtc{home}{goto}spot1~{right 3}{down 10}/wtb{goto}spot7~{windowson}{panelon} 10: 59166.54; {windowsoff}{paneloff}/wtc{home}{goto}spot1~{right 3}{down 10}/wtb{goto}spot7~{windowson}{panelon} 11: 18461.4617; {windowsoff}{paneloff}/wtc{home}{goto}spot1~{right 3}{down 10}/wtb{goto}spot7~{windowson}{panelon} 12: 40705.0783; {windowsoff}{paneloff}/wtc{home}{goto}spot1~{right 3}{down 10}/wtb{goto}spot7~{windowson}{panelon} 13: 0; {windowsoff}{paneloff}/wtc{home}{goto}spot1~{right 3}{down 10}/wtb{goto}spot7~{windowson}{panelon} 16: 59166.54
25 | TOTAL HYDRAULIC PROD PLANT |  | 0: 28756470; 2: 24836524.4384; 4: 1458885.2275; 5: 2461060.3341; {windowsoff}{paneloff}/wtc{home}{goto}spot1~{right 3}{down 10}/wtb{goto}spot7~{windowson}{panelon} 8: 219.5988; {windowsoff}{paneloff}/wtc{home}{goto}spot1~{right 3}{down 10}/wtb{goto}spot7~{windowson}{panelon} 10: 2460840.7353; {windowsoff}{paneloff}/wtc{home}{goto}spot1~{right 3}{down 10}/wtb{goto}spot7~{windowson}{panelon} 11: 767844.7465; {windowsoff}{paneloff}/wtc{home}{goto}spot1~{right 3}{down 10}/wtb{goto}spot7~{windowson}{panelon} 12: 1692995.9888; {windowsoff}{paneloff}/wtc{home}{goto}spot1~{right 3}{down 10}/wtb{goto}spot7~{windowson}{panelon} 13: 0; {windowsoff}{paneloff}/wtc{home}{goto}spot1~{right 3}{down 10}/wtb{goto}spot7~{windowson}{panelon} 16: 28756470; {windowsoff}{paneloff}/wtc{home}{goto}spot1~{right 3}{down 10}/wtb{goto}spot7~{windowson}{panelon} 17: ok; {windowsoff}{paneloff}/wtc{home}{goto}spot1~{right 3}{down 10}/wtb{goto}spot7~{windowson}{panelon} 18: ok; {windowsoff}{paneloff}/wtc{home}{goto}spot1~{right 3}{down 10}/wtb{goto}spot7~{windowson}{panelon} 19: Total hydro plant
OTHER PRODUCTION PLANT
26 | 340-LAND & LAND RIGHTS | DEMPROD | 0: 294923.72; 2: 255253.5815; 4: 14990.2851; 5: 24679.8534; {windowsoff}{paneloff}/wtc{home}{goto}spot1~{right 3}{down 10}/wtb{goto}spot7~{windowson}{panelon} 8: 2.2569; {windowsoff}{paneloff}/wtc{home}{goto}spot1~{right 3}{down 10}/wtb{goto}spot7~{windowson}{panelon} 10: 24677.5965; {windowsoff}{paneloff}/wtc{home}{goto}spot1~{right 3}{down 10}/wtb{goto}spot7~{windowson}{panelon} 11: 7700.0362; {windowsoff}{paneloff}/wtc{home}{goto}spot1~{right 3}{down 10}/wtb{goto}spot7~{windowson}{panelon} 12: 16977.5603; {windowsoff}{paneloff}/wtc{home}{goto}spot1~{right 3}{down 10}/wtb{goto}spot7~{windowson}{panelon} 13: 0; {windowsoff}{paneloff}/wtc{home}{goto}spot1~{right 3}{down 10}/wtb{goto}spot7~{windowson}{panelon} 16: 294923.72
27 | 341-STRUCTURES AND IMPROVEMENTS | DEMPROD | 0: 35819882.47; 2: 31001756.2809; 4: 1820641.1186; 5: 2997485.0705; {windowsoff}{paneloff}/wtc{home}{goto}spot1~{right 3}{down 10}/wtb{goto}spot7~{windowson}{panelon} 8: 274.1104; {windowsoff}{paneloff}/wtc{home}{goto}spot1~{right 3}{down 10}/wtb{goto}spot7~{windowson}{panelon} 10: 2997210.9601; {windowsoff}{paneloff}/wtc{home}{goto}spot1~{right 3}{down 10}/wtb{goto}spot7~{windowson}{panelon} 11: 935205.8656; {windowsoff}{paneloff}/wtc{home}{goto}spot1~{right 3}{down 10}/wtb{goto}spot7~{windowson}{panelon} 12: 2062005.0945; {windowsoff}{paneloff}/wtc{home}{goto}spot1~{right 3}{down 10}/wtb{goto}spot7~{windowson}{panelon} 13: 0; {windowsoff}{paneloff}/wtc{home}{goto}spot1~{right 3}{down 10}/wtb{goto}spot7~{windowson}{panelon} 16: 35819882.47; {windowsoff}{paneloff}/wtc{home}{goto}spot1~{right 3}{down 10}/wtb{goto}spot7~{windowson}{panelon} 19: 198530.74
28 | 342-FUEL HOLDERS, PRODUCERS, ACC | DEMPROD | 0: 22685927.64; 2: 19634447.441; 4: 1153072.814; 5: 1898407.385; {windowsoff}{paneloff}/wtc{home}{goto}spot1~{right 3}{down 10}/wtb{goto}spot7~{windowson}{panelon} 8: 173.6033; {windowsoff}{paneloff}/wtc{home}{goto}spot1~{right 3}{down 10}/wtb{goto}spot7~{windowson}{panelon} 10: 1898233.7817; {windowsoff}{paneloff}/wtc{home}{goto}spot1~{right 3}{down 10}/wtb{goto}spot7~{windowson}{panelon} 11: 592297.1024; {windowsoff}{paneloff}/wtc{home}{goto}spot1~{right 3}{down 10}/wtb{goto}spot7~{windowson}{panelon} 12: 1305936.6793; {windowsoff}{paneloff}/wtc{home}{goto}spot1~{right 3}{down 10}/wtb{goto}spot7~{windowson}{panelon} 13: 0; {windowsoff}{paneloff}/wtc{home}{goto}spot1~{right 3}{down 10}/wtb{goto}spot7~{windowson}{panelon} 16: 22685927.64; {windowsoff}{paneloff}/wtc{home}{goto}spot1~{right 3}{down 10}/wtb{goto}spot7~{windowson}{panelon} 19: 61889.27
29 | 343-PRIME MOVERS | DEMPROD | 0: 363401097.91; 2: 314520079.1503; 4: 18470830.6053; 5: 30410188.1544; {windowsoff}{paneloff}/wtc{home}{goto}spot1~{right 3}{down 10}/wtb{goto}spot7~{windowson}{panelon} 8: 2780.914; {windowsoff}{paneloff}/wtc{home}{goto}spot1~{right 3}{down 10}/wtb{goto}spot7~{windowson}{panelon} 10: 30407407.2404; {windowsoff}{paneloff}/wtc{home}{goto}spot1~{right 3}{down 10}/wtb{goto}spot7~{windowson}{panelon} 11: 9487882.564; {windowsoff}{paneloff}/wtc{home}{goto}spot1~{right 3}{down 10}/wtb{goto}spot7~{windowson}{panelon} 12: 20919524.6764; {windowsoff}{paneloff}/wtc{home}{goto}spot1~{right 3}{down 10}/wtb{goto}spot7~{windowson}{panelon} 13: 0; {windowsoff}{paneloff}/wtc{home}{goto}spot1~{right 3}{down 10}/wtb{goto}spot7~{windowson}{panelon} 16: 363401097.91; {windowsoff}{paneloff}/wtc{home}{goto}spot1~{right 3}{down 10}/wtb{goto}spot7~{windowson}{panelon} 19: 1366002.71
30 | 344-GENERATORS | DEMPROD | 0: 59091568.58; 2: 51143171.9216; 4: 3003486.67; 5: 4944909.9884; {windowsoff}{paneloff}/wtc{home}{goto}spot1~{right 3}{down 10}/wtb{goto}spot7~{windowson}{panelon} 8: 452.1961; {windowsoff}{paneloff}/wtc{home}{goto}spot1~{right 3}{down 10}/wtb{goto}spot7~{windowson}{panelon} 10: 4944457.7923; {windowsoff}{paneloff}/wtc{home}{goto}spot1~{right 3}{down 10}/wtb{goto}spot7~{windowson}{panelon} 11: 1542796.2833; {windowsoff}{paneloff}/wtc{home}{goto}spot1~{right 3}{down 10}/wtb{goto}spot7~{windowson}{panelon} 12: 3401661.509; {windowsoff}{paneloff}/wtc{home}{goto}spot1~{right 3}{down 10}/wtb{goto}spot7~{windowson}{panelon} 13: 0; {windowsoff}{paneloff}/wtc{home}{goto}spot1~{right 3}{down 10}/wtb{goto}spot7~{windowson}{panelon} 16: 59091568.58; {windowsoff}{paneloff}/wtc{home}{goto}spot1~{right 3}{down 10}/wtb{goto}spot7~{windowson}{panelon} 19: 269192.56
31 | 345-ACCESSORY ELECTRIC EQUIP | DEMPROD | 0: 44623313.06; 2: 38621038.9465; 4: 2268098.972; 5: 3734175.1416; {windowsoff}{paneloff}/wtc{home}{goto}spot1~{right 3}{down 10}/wtb{goto}spot7~{windowson}{panelon} 8: 341.4783; {windowsoff}{paneloff}/wtc{home}{goto}spot1~{right 3}{down 10}/wtb{goto}spot7~{windowson}{panelon} 10: 3733833.6632; {windowsoff}{paneloff}/wtc{home}{goto}spot1~{right 3}{down 10}/wtb{goto}spot7~{windowson}{panelon} 11: 1165050.8388; {windowsoff}{paneloff}/wtc{home}{goto}spot1~{right 3}{down 10}/wtb{goto}spot7~{windowson}{panelon} 12: 2568782.8245; {windowsoff}{paneloff}/wtc{home}{goto}spot1~{right 3}{down 10}/wtb{goto}spot7~{windowson}{panelon} 13: 0; {windowsoff}{paneloff}/wtc{home}{goto}spot1~{right 3}{down 10}/wtb{goto}spot7~{windowson}{panelon} 16: 44623313.06; {windowsoff}{paneloff}/wtc{home}{goto}spot1~{right 3}{down 10}/wtb{goto}spot7~{windowson}{panelon} 19: 184790.76
32 | 346-MISC POWER PLANT EQUIP | DEMPROD | 0: 5356925.47; 2: 4636366.3525; 4: 272280.033; 5: 448279.0845; {windowsoff}{paneloff}/wtc{home}{goto}spot1~{right 3}{down 10}/wtb{goto}spot7~{windowson}{panelon} 8: 40.9937; {windowsoff}{paneloff}/wtc{home}{goto}spot1~{right 3}{down 10}/wtb{goto}spot7~{windowson}{panelon} 10: 448238.0908; {windowsoff}{paneloff}/wtc{home}{goto}spot1~{right 3}{down 10}/wtb{goto}spot7~{windowson}{panelon} 11: 139861.6571; {windowsoff}{paneloff}/wtc{home}{goto}spot1~{right 3}{down 10}/wtb{goto}spot7~{windowson}{panelon} 12: 308376.4337; {windowsoff}{paneloff}/wtc{home}{goto}spot1~{right 3}{down 10}/wtb{goto}spot7~{windowson}{panelon} 13: 0; {windowsoff}{paneloff}/wtc{home}{goto}spot1~{right 3}{down 10}/wtb{goto}spot7~{windowson}{panelon} 16: 5356925.47; {windowsoff}{paneloff}/wtc{home}{goto}spot1~{right 3}{down 10}/wtb{goto}spot7~{windowson}{panelon} 19: 11309.28
33 | 347-ARO COST OTHER PROD EQUIP | DEMPROD | 0: 17790.81; 2: 15397.7712; 4: 904.2654; 5: 1488.7734; {windowsoff}{paneloff}/wtc{home}{goto}spot1~{right 3}{down 10}/wtb{goto}spot7~{windowson}{panelon} 8: 0.13614; {windowsoff}{paneloff}/wtc{home}{goto}spot1~{right 3}{down 10}/wtb{goto}spot7~{windowson}{panelon} 10: 1488.6372; {windowsoff}{paneloff}/wtc{home}{goto}spot1~{right 3}{down 10}/wtb{goto}spot7~{windowson}{panelon} 11: 464.4926; {windowsoff}{paneloff}/wtc{home}{goto}spot1~{right 3}{down 10}/wtb{goto}spot7~{windowson}{panelon} 12: 1024.1446; {windowsoff}{paneloff}/wtc{home}{goto}spot1~{right 3}{down 10}/wtb{goto}spot7~{windowson}{panelon} 13: 0; {windowsoff}{paneloff}/wtc{home}{goto}spot1~{right 3}{down 10}/wtb{goto}spot7~{windowson}{panelon} 16: 17790.81; {windowsoff}{paneloff}/wtc{home}{goto}spot1~{right 3}{down 10}/wtb{goto}spot7~{windowson}{panelon} 19: 2091715.32
34 | FERC-AFUDC PRE | DEMFERC | 0: 2004.85; 2: 0; 4: 757.6223; 5: 1247.2277; {windowsoff}{paneloff}/wtc{home}{goto}spot1~{right 3}{down 10}/wtb{goto}spot7~{windowson}{panelon} 8: 0; {windowsoff}{paneloff}/wtc{home}{goto}spot1~{right 3}{down 10}/wtb{goto}spot7~{windowson}{panelon} 10: 1247.2277; {windowsoff}{paneloff}/wtc{home}{goto}spot1~{right 3}{down 10}/wtb{goto}spot7~{windowson}{panelon} 11: 389.1667; {windowsoff}{paneloff}/wtc{home}{goto}spot1~{right 3}{down 10}/wtb{goto}spot7~{windowson}{panelon} 12: 858.061; {windowsoff}{paneloff}/wtc{home}{goto}spot1~{right 3}{down 10}/wtb{goto}spot7~{windowson}{panelon} 13: 0; {windowsoff}{paneloff}/wtc{home}{goto}spot1~{right 3}{down 10}/wtb{goto}spot7~{windowson}{panelon} 16: 2004.85
35 | FERC-AFUDC POST | DEMFERCP | 0: 2089710.47; 2: 0; 4: 0; 5: 2089710.47; {windowsoff}{paneloff}/wtc{home}{goto}spot1~{right 3}{down 10}/wtb{goto}spot7~{windowson}{panelon} 8: 0; {windowsoff}{paneloff}/wtc{home}{goto}spot1~{right 3}{down 10}/wtb{goto}spot7~{windowson}{panelon} 10: 2089710.47; {windowsoff}{paneloff}/wtc{home}{goto}spot1~{right 3}{down 10}/wtb{goto}spot7~{windowson}{panelon} 11: 652042.6873; {windowsoff}{paneloff}/wtc{home}{goto}spot1~{right 3}{down 10}/wtb{goto}spot7~{windowson}{panelon} 12: 1437667.7827; {windowsoff}{paneloff}/wtc{home}{goto}spot1~{right 3}{down 10}/wtb{goto}spot7~{windowson}{panelon} 13: 0; {windowsoff}{paneloff}/wtc{home}{goto}spot1~{right 3}{down 10}/wtb{goto}spot7~{windowson}{panelon} 16: 2089710.47
36 | TOTAL OTHER PROD PLANT |  | 0: 533383144.98; 2: 459827511.4455; 4: 27005062.3857; 5: 46550571.1488; {windowsoff}{paneloff}/wtc{home}{goto}spot1~{right 3}{down 10}/wtb{goto}spot7~{windowson}{panelon} 8: 4065.6888; {windowsoff}{paneloff}/wtc{home}{goto}spot1~{right 3}{down 10}/wtb{goto}spot7~{windowson}{panelon} 10: 46546505.46; {windowsoff}{paneloff}/wtc{home}{goto}spot1~{right 3}{down 10}/wtb{goto}spot7~{windowson}{panelon} 11: 14523690.6941; {windowsoff}{paneloff}/wtc{home}{goto}spot1~{right 3}{down 10}/wtb{goto}spot7~{windowson}{panelon} 12: 32022814.7659; {windowsoff}{paneloff}/wtc{home}{goto}spot1~{right 3}{down 10}/wtb{goto}spot7~{windowson}{panelon} 13: 0; {windowsoff}{paneloff}/wtc{home}{goto}spot1~{right 3}{down 10}/wtb{goto}spot7~{windowson}{panelon} 16: 533383144.98; {windowsoff}{paneloff}/wtc{home}{goto}spot1~{right 3}{down 10}/wtb{goto}spot7~{windowson}{panelon} 17: ok; {windowsoff}{paneloff}/wtc{home}{goto}spot1~{right 3}{down 10}/wtb{goto}spot7~{windowson}{panelon} 18: ok; {windowsoff}{paneloff}/wtc{home}{goto}spot1~{right 3}{down 10}/wtb{goto}spot7~{windowson}{panelon} 19: Total other production plant
37 | TOTAL PRODUCTION PLANT |  | 0: 4189773097.67; 2: 3590352277.8244; 4: 217317282.1957; 5: 382103537.6499; {windowsoff}{paneloff}/wtc{home}{goto}spot1~{right 3}{down 10}/wtb{goto}spot7~{windowson}{panelon} 8: 31745.0665; {windowsoff}{paneloff}/wtc{home}{goto}spot1~{right 3}{down 10}/wtb{goto}spot7~{windowson}{panelon} 10: 382071792.5834; {windowsoff}{paneloff}/wtc{home}{goto}spot1~{right 3}{down 10}/wtb{goto}spot7~{windowson}{panelon} 11: 119216093.3153; {windowsoff}{paneloff}/wtc{home}{goto}spot1~{right 3}{down 10}/wtb{goto}spot7~{windowson}{panelon} 12: 262855699.2681; {windowsoff}{paneloff}/wtc{home}{goto}spot1~{right 3}{down 10}/wtb{goto}spot7~{windowson}{panelon} 13: 0
ELECTRIC PLANT IN SERVICE CON'T
TRANSMISSION PLANT
| KENTUCKY SYSTEM PROPERTY |  | {windowsoff}{paneloff}/wtc{home}{goto}spot1~{right 3}{down 10}/wtb{goto}spot7~{windowson}{panelon} 14: Input KY and TN transmission here:; {windowsoff}{paneloff}/wtc{home}{goto}spot1~{right 3}{down 10}/wtb{goto}spot7~{windowson}{panelon} 19: AFUDC component of plant
1 | 350-LAND & LAND RIGHTS | DEMTRAN | 0: 23367025.39; 2: 20223930.8506; 4: 1187691.4247; 5: 1955403.1146; {windowsoff}{paneloff}/wtc{home}{goto}spot1~{right 3}{down 10}/wtb{goto}spot7~{windowson}{panelon} 8: 178.8153; {windowsoff}{paneloff}/wtc{home}{goto}spot1~{right 3}{down 10}/wtb{goto}spot7~{windowson}{panelon} 10: 1955224.2993; {windowsoff}{paneloff}/wtc{home}{goto}spot1~{right 3}{down 10}/wtb{goto}spot7~{windowson}{panelon} 11: 610079.5899; {windowsoff}{paneloff}/wtc{home}{goto}spot1~{right 3}{down 10}/wtb{goto}spot7~{windowson}{panelon} 12: 1345144.7094; {windowsoff}{paneloff}/wtc{home}{goto}spot1~{right 3}{down 10}/wtb{goto}spot7~{windowson}{panelon} 13: 0; {windowsoff}{paneloff}/wtc{home}{goto}spot1~{right 3}{down 10}/wtb{goto}spot7~{windowson}{panelon} 16: 23367025.39; {windowsoff}{paneloff}/wtc{home}{goto}spot1~{right 3}{down 10}/wtb{goto}spot7~{windowson}{panelon} 19: 82596.86
2 | 352-STRUCTURES AND IMPROVEMENTS | DEMTRAN | 0: 16662947.76; 2: 14421617.5419; 4: 846938.7881; 5: 1394391.43; {windowsoff}{paneloff}/wtc{home}{goto}spot1~{right 3}{down 10}/wtb{goto}spot7~{windowson}{panelon} 8: 127.5126; {windowsoff}{paneloff}/wtc{home}{goto}spot1~{right 3}{down 10}/wtb{goto}spot7~{windowson}{panelon} 10: 1394263.9174; {windowsoff}{paneloff}/wtc{home}{goto}spot1~{right 3}{down 10}/wtb{goto}spot7~{windowson}{panelon} 11: 435045.7179; {windowsoff}{paneloff}/wtc{home}{goto}spot1~{right 3}{down 10}/wtb{goto}spot7~{windowson}{panelon} 12: 959218.1995; {windowsoff}{paneloff}/wtc{home}{goto}spot1~{right 3}{down 10}/wtb{goto}spot7~{windowson}{panelon} 13: 0; {windowsoff}{paneloff}/wtc{home}{goto}spot1~{right 3}{down 10}/wtb{goto}spot7~{windowson}{panelon} 16: 16662947.76; {windowsoff}{paneloff}/wtc{home}{goto}spot1~{right 3}{down 10}/wtb{goto}spot7~{windowson}{panelon} 19: 113996.78
3 | 353-STATION EQUIPMENT | DEMTRAN | 0: 189274083.46; 2: 163814859.2652; 4: 9620360.4053; 5: 15838863.7896; {windowsoff}{paneloff}/wtc{home}{goto}spot1~{right 3}{down 10}/wtb{goto}spot7~{windowson}{panelon} 8: 1448.4132; {windowsoff}{paneloff}/wtc{home}{goto}spot1~{right 3}{down 10}/wtb{goto}spot7~{windowson}{panelon} 10: 15837415.3764; {windowsoff}{paneloff}/wtc{home}{goto}spot1~{right 3}{down 10}/wtb{goto}spot7~{windowson}{panelon} 11: 4941675.4286; {windowsoff}{paneloff}/wtc{home}{goto}spot1~{right 3}{down 10}/wtb{goto}spot7~{windowson}{panelon} 12: 10895739.9477; {windowsoff}{paneloff}/wtc{home}{goto}spot1~{right 3}{down 10}/wtb{goto}spot7~{windowson}{panelon} 13: 0; {windowsoff}{paneloff}/wtc{home}{goto}spot1~{right 3}{down 10}/wtb{goto}spot7~{windowson}{panelon} 16: 189274083.46; {windowsoff}{paneloff}/wtc{home}{goto}spot1~{right 3}{down 10}/wtb{goto}spot7~{windowson}{panelon} 19: 1160925.79
4 | 354-TOWERS AND FIXTURES | DEMTRAN | 0: 86348154.79; 2: 74733479.4397; 4: 4388875.4035; 5: 7225799.9468; {windowsoff}{paneloff}/wtc{home}{goto}spot1~{right 3}{down 10}/wtb{goto}spot7~{windowson}{panelon} 8: 660.7762; {windowsoff}{paneloff}/wtc{home}{goto}spot1~{right 3}{down 10}/wtb{goto}spot7~{windowson}{panelon} 10: 7225139.1706; {windowsoff}{paneloff}/wtc{home}{goto}spot1~{right 3}{down 10}/wtb{goto}spot7~{windowson}{panelon} 11: 2254426.7394; {windowsoff}{paneloff}/wtc{home}{goto}spot1~{right 3}{down 10}/wtb{goto}spot7~{windowson}{panelon} 12: 4970712.4312; {windowsoff}{paneloff}/wtc{home}{goto}spot1~{right 3}{down 10}/wtb{goto}spot7~{windowson}{panelon} 13: 0; {windowsoff}{paneloff}/wtc{home}{goto}spot1~{right 3}{down 10}/wtb{goto}spot7~{windowson}{panelon} 16: 86348154.79; {windowsoff}{paneloff}/wtc{home}{goto}spot1~{right 3}{down 10}/wtb{goto}spot7~{windowson}{panelon} 19: 1261093.07
5 | 355-POLES AND FIXTURES | DEMTRAN | 0: 142592931.88; 2: 123412781.3017; 4: 7247666.2988; 5: 11932484.2795; {windowsoff}{paneloff}/wtc{home}{goto}spot1~{right 3}{down 10}/wtb{goto}spot7~{windowson}{panelon} 8: 1091.1873; {windowsoff}{paneloff}/wtc{home}{goto}spot1~{right 3}{down 10}/wtb{goto}spot7~{windowson}{panelon} 10: 11931393.0922; {windowsoff}{paneloff}/wtc{home}{goto}spot1~{right 3}{down 10}/wtb{goto}spot7~{windowson}{panelon} 11: 3722897.3713; {windowsoff}{paneloff}/wtc{home}{goto}spot1~{right 3}{down 10}/wtb{goto}spot7~{windowson}{panelon} 12: 8208495.7209; {windowsoff}{paneloff}/wtc{home}{goto}spot1~{right 3}{down 10}/wtb{goto}spot7~{windowson}{panelon} 13: 0; {windowsoff}{paneloff}/wtc{home}{goto}spot1~{right 3}{down 10}/wtb{goto}spot7~{windowson}{panelon} 16: 142592931.88; {windowsoff}{paneloff}/wtc{home}{goto}spot1~{right 3}{down 10}/wtb{goto}spot7~{windowson}{panelon} 19: 635115.22
6 | 356-OH CONDUCTORS AND DEVICES | DEMTRAN | 0: 150242446.98; 2: 130033361.4501; 4: 7636473.3179; 5: 12572612.212; {windowsoff}{paneloff}/wtc{home}{goto}spot1~{right 3}{down 10}/wtb{goto}spot7~{windowson}{panelon} 8: 1149.725; {windowsoff}{paneloff}/wtc{home}{goto}spot1~{right 3}{down 10}/wtb{goto}spot7~{windowson}{panelon} 10: 12571462.487; {windowsoff}{paneloff}/wtc{home}{goto}spot1~{right 3}{down 10}/wtb{goto}spot7~{windowson}{panelon} 11: 3922615.2625; {windowsoff}{paneloff}/wtc{home}{goto}spot1~{right 3}{down 10}/wtb{goto}spot7~{windowson}{panelon} 12: 8648847.2245; {windowsoff}{paneloff}/wtc{home}{goto}spot1~{right 3}{down 10}/wtb{goto}spot7~{windowson}{panelon} 13: 0; {windowsoff}{paneloff}/wtc{home}{goto}spot1~{right 3}{down 10}/wtb{goto}spot7~{windowson}{panelon} 16: 150242446.98; {windowsoff}{paneloff}/wtc{home}{goto}spot1~{right 3}{down 10}/wtb{goto}spot7~{windowson}{panelon} 19: 1324572.2
7 | 357-UNDERGROUND CONDUIT | DEMTRAN | 0: 447363.26; 2: 387188.5054; 4: 22738.4316; 5: 37436.3231; {windowsoff}{paneloff}/wtc{home}{goto}spot1~{right 3}{down 10}/wtb{goto}spot7~{windowson}{panelon} 8: 3.4234; {windowsoff}{paneloff}/wtc{home}{goto}spot1~{right 3}{down 10}/wtb{goto}spot7~{windowson}{panelon} 10: 37432.8997; {windowsoff}{paneloff}/wtc{home}{goto}spot1~{right 3}{down 10}/wtb{goto}spot7~{windowson}{panelon} 11: 11680.0144; {windowsoff}{paneloff}/wtc{home}{goto}spot1~{right 3}{down 10}/wtb{goto}spot7~{windowson}{panelon} 12: 25752.8852; {windowsoff}{paneloff}/wtc{home}{goto}spot1~{right 3}{down 10}/wtb{goto}spot7~{windowson}{panelon} 13: 0; {windowsoff}{paneloff}/wtc{home}{goto}spot1~{right 3}{down 10}/wtb{goto}spot7~{windowson}{panelon} 16: 447363.26; {windowsoff}{paneloff}/wtc{home}{goto}spot1~{right 3}{down 10}/wtb{goto}spot7~{windowson}{panelon} 19: 1397
8 | 358-UG CONDUCTORS AND DEVICES | DEMTRAN | 0: 1158210.29; 2: 1002419.6244; 4: 58869.1289; 5: 96921.5367; {windowsoff}{paneloff}/wtc{home}{goto}spot1~{right 3}{down 10}/wtb{goto}spot7~{windowson}{panelon} 8: 8.8632; {windowsoff}{paneloff}/wtc{home}{goto}spot1~{right 3}{down 10}/wtb{goto}spot7~{windowson}{panelon} 10: 96912.6735; {windowsoff}{paneloff}/wtc{home}{goto}spot1~{right 3}{down 10}/wtb{goto}spot7~{windowson}{panelon} 11: 30239.213; {windowsoff}{paneloff}/wtc{home}{goto}spot1~{right 3}{down 10}/wtb{goto}spot7~{windowson}{panelon} 12: 66673.4605; {windowsoff}{paneloff}/wtc{home}{goto}spot1~{right 3}{down 10}/wtb{goto}spot7~{windowson}{panelon} 13: 0; {windowsoff}{paneloff}/wtc{home}{goto}spot1~{right 3}{down 10}/wtb{goto}spot7~{windowson}{panelon} 16: 1158210.29; {windowsoff}{paneloff}/wtc{home}{goto}spot1~{right 3}{down 10}/wtb{goto}spot7~{windowson}{panelon} 19: 3339
9 | 359-ARO COST KY TRANS | DEMTRAN | 0: 539999.49; 2: 467364.2521; 4: 27446.9152; 5: 45188.3227; {windowsoff}{paneloff}/wtc{home}{goto}spot1~{right 3}{down 10}/wtb{goto}spot7~{windowson}{panelon} 8: 4.1323; {windowsoff}{paneloff}/wtc{home}{goto}spot1~{right 3}{down 10}/wtb{goto}spot7~{windowson}{panelon} 10: 45184.1904; {windowsoff}{paneloff}/wtc{home}{goto}spot1~{right 3}{down 10}/wtb{goto}spot7~{windowson}{panelon} 11: 14098.6138; {windowsoff}{paneloff}/wtc{home}{goto}spot1~{right 3}{down 10}/wtb{goto}spot7~{windowson}{panelon} 12: 31085.5766; {windowsoff}{paneloff}/wtc{home}{goto}spot1~{right 3}{down 10}/wtb{goto}spot7~{windowson}{panelon} 13: 0; {windowsoff}{paneloff}/wtc{home}{goto}spot1~{right 3}{down 10}/wtb{goto}spot7~{windowson}{panelon} 16: 539999.49
10 | FERC-AFUDC PRE | DEMFERCT | 0: 3160679.63; 2: 0; 4: 1194404.3119; 5: 1966275.3181; {windowsoff}{paneloff}/wtc{home}{goto}spot1~{right 3}{down 10}/wtb{goto}spot7~{windowson}{panelon} 8: 0; {windowsoff}{paneloff}/wtc{home}{goto}spot1~{right 3}{down 10}/wtb{goto}spot7~{windowson}{panelon} 10: 1966275.3181; {windowsoff}{paneloff}/wtc{home}{goto}spot1~{right 3}{down 10}/wtb{goto}spot7~{windowson}{panelon} 11: 613527.7881; {windowsoff}{paneloff}/wtc{home}{goto}spot1~{right 3}{down 10}/wtb{goto}spot7~{windowson}{panelon} 12: 1352747.5299; {windowsoff}{paneloff}/wtc{home}{goto}spot1~{right 3}{down 10}/wtb{goto}spot7~{windowson}{panelon} 13: 0; {windowsoff}{paneloff}/wtc{home}{goto}spot1~{right 3}{down 10}/wtb{goto}spot7~{windowson}{panelon} 16: 3160679.63
11 | FERC-AFUDC POST | DFERCTP | 0: 1422356.29; 2: 0; 4: 0; 5: 1422356.29; {windowsoff}{paneloff}/wtc{home}{goto}spot1~{right 3}{down 10}/wtb{goto}spot7~{windowson}{panelon} 8: 0; {windowsoff}{paneloff}/wtc{home}{goto}spot1~{right 3}{down 10}/wtb{goto}spot7~{windowson}{panelon} 10: 1422356.29; {windowsoff}{paneloff}/wtc{home}{goto}spot1~{right 3}{down 10}/wtb{goto}spot7~{windowson}{panelon} 11: 443811.2509; {windowsoff}{paneloff}/wtc{home}{goto}spot1~{right 3}{down 10}/wtb{goto}spot7~{windowson}{panelon} 12: 978545.0391; {windowsoff}{paneloff}/wtc{home}{goto}spot1~{right 3}{down 10}/wtb{goto}spot7~{windowson}{panelon} 13: 0; {windowsoff}{paneloff}/wtc{home}{goto}spot1~{right 3}{down 10}/wtb{goto}spot7~{windowson}{panelon} 16: 1422356.29
12 | TOTAL KENTUCKY SYSTEM PROPERTY |  | 0: 615216199.22; 2: 528497002.2311; 4: 32231464.4258; 5: 54487732.5631; {windowsoff}{paneloff}/wtc{home}{goto}spot1~{right 3}{down 10}/wtb{goto}spot7~{windowson}{panelon} 8: 4672.8486; {windowsoff}{paneloff}/wtc{home}{goto}spot1~{right 3}{down 10}/wtb{goto}spot7~{windowson}{panelon} 10: 54483059.7145; {windowsoff}{paneloff}/wtc{home}{goto}spot1~{right 3}{down 10}/wtb{goto}spot7~{windowson}{panelon} 11: 17000096.9899; {windowsoff}{paneloff}/wtc{home}{goto}spot1~{right 3}{down 10}/wtb{goto}spot7~{windowson}{panelon} 12: 37482962.7246; {windowsoff}{paneloff}/wtc{home}{goto}spot1~{right 3}{down 10}/wtb{goto}spot7~{windowson}{panelon} 13: 0; {windowsoff}{paneloff}/wtc{home}{goto}spot1~{right 3}{down 10}/wtb{goto}spot7~{windowson}{panelon} 17: ok
| VIRGINIA PROPERTY |  | {windowsoff}{paneloff}/wtc{home}{goto}spot1~{right 3}{down 10}/wtb{goto}spot7~{windowson}{panelon} 19: Input total VA transmission here:
13 | 350-LAND & LAND RIGHTS | DEMVA | 0: 1883960.97; 2: 0; 4: 1883960.97; 5: 0; {windowsoff}{paneloff}/wtc{home}{goto}spot1~{right 3}{down 10}/wtb{goto}spot7~{windowson}{panelon} 8: 0; {windowsoff}{paneloff}/wtc{home}{goto}spot1~{right 3}{down 10}/wtb{goto}spot7~{windowson}{panelon} 10: 0; {windowsoff}{paneloff}/wtc{home}{goto}spot1~{right 3}{down 10}/wtb{goto}spot7~{windowson}{panelon} 11: 0; {windowsoff}{paneloff}/wtc{home}{goto}spot1~{right 3}{down 10}/wtb{goto}spot7~{windowson}{panelon} 12: 0; {windowsoff}{paneloff}/wtc{home}{goto}spot1~{right 3}{down 10}/wtb{goto}spot7~{windowson}{panelon} 13: 0; {windowsoff}{paneloff}/wtc{home}{goto}spot1~{right 3}{down 10}/wtb{goto}spot7~{windowson}{panelon} 16: 1883960.97; {windowsoff}{paneloff}/wtc{home}{goto}spot1~{right 3}{down 10}/wtb{goto}spot7~{windowson}{panelon} 19: 2164331.72
14 | 352-STRUCTURES AND IMPROVEMENTS | DEMVA | 0: 1447986.99; 2: 0; 4: 1447986.99; 5: 0; {windowsoff}{paneloff}/wtc{home}{goto}spot1~{right 3}{down 10}/wtb{goto}spot7~{windowson}{panelon} 8: 0; {windowsoff}{paneloff}/wtc{home}{goto}spot1~{right 3}{down 10}/wtb{goto}spot7~{windowson}{panelon} 10: 0; {windowsoff}{paneloff}/wtc{home}{goto}spot1~{right 3}{down 10}/wtb{goto}spot7~{windowson}{panelon} 11: 0; {windowsoff}{paneloff}/wtc{home}{goto}spot1~{right 3}{down 10}/wtb{goto}spot7~{windowson}{panelon} 12: 0; {windowsoff}{paneloff}/wtc{home}{goto}spot1~{right 3}{down 10}/wtb{goto}spot7~{windowson}{panelon} 13: 0; {windowsoff}{paneloff}/wtc{home}{goto}spot1~{right 3}{down 10}/wtb{goto}spot7~{windowson}{panelon} 16: 1447986.99; {windowsoff}{paneloff}/wtc{home}{goto}spot1~{right 3}{down 10}/wtb{goto}spot7~{windowson}{panelon} 19: 1447986.99; {windowsoff}{paneloff}/wtc{home}{goto}spot1~{right 3}{down 10}/wtb{goto}spot7~{windowson}{panelon} 20: 3
15 | 353-STATION EQUIPMENT | DEMVA | 0: 17612494.05; 2: 0; 4: 17612494.05; 5: 0; {windowsoff}{paneloff}/wtc{home}{goto}spot1~{right 3}{down 10}/wtb{goto}spot7~{windowson}{panelon} 8: 0; {windowsoff}{paneloff}/wtc{home}{goto}spot1~{right 3}{down 10}/wtb{goto}spot7~{windowson}{panelon} 10: 0; {windowsoff}{paneloff}/wtc{home}{goto}spot1~{right 3}{down 10}/wtb{goto}spot7~{windowson}{panelon} 11: 0; {windowsoff}{paneloff}/wtc{home}{goto}spot1~{right 3}{down 10}/wtb{goto}spot7~{windowson}{panelon} 12: 0; {windowsoff}{paneloff}/wtc{home}{goto}spot1~{right 3}{down 10}/wtb{goto}spot7~{windowson}{panelon} 13: 0; {windowsoff}{paneloff}/wtc{home}{goto}spot1~{right 3}{down 10}/wtb{goto}spot7~{windowson}{panelon} 16: 17612494.05; {windowsoff}{paneloff}/wtc{home}{goto}spot1~{right 3}{down 10}/wtb{goto}spot7~{windowson}{panelon} 19: 17612494.05; {windowsoff}{paneloff}/wtc{home}{goto}spot1~{right 3}{down 10}/wtb{goto}spot7~{windowson}{panelon} 20: 1894.94
16 | 354-TOWERS AND FIXTURES | DEMVA | 0: 2421964.2; 2: 0; 4: 2421964.2; 5: 0; {windowsoff}{paneloff}/wtc{home}{goto}spot1~{right 3}{down 10}/wtb{goto}spot7~{windowson}{panelon} 8: 0; {windowsoff}{paneloff}/wtc{home}{goto}spot1~{right 3}{down 10}/wtb{goto}spot7~{windowson}{panelon} 10: 0; {windowsoff}{paneloff}/wtc{home}{goto}spot1~{right 3}{down 10}/wtb{goto}spot7~{windowson}{panelon} 11: 0; {windowsoff}{paneloff}/wtc{home}{goto}spot1~{right 3}{down 10}/wtb{goto}spot7~{windowson}{panelon} 12: 0; {windowsoff}{paneloff}/wtc{home}{goto}spot1~{right 3}{down 10}/wtb{goto}spot7~{windowson}{panelon} 13: 0; {windowsoff}{paneloff}/wtc{home}{goto}spot1~{right 3}{down 10}/wtb{goto}spot7~{windowson}{panelon} 16: 2421964.2; {windowsoff}{paneloff}/wtc{home}{goto}spot1~{right 3}{down 10}/wtb{goto}spot7~{windowson}{panelon} 19: 7191287.07
17 | 355-POLES AND FIXTURES | DEMVA | 0: 8035932.83; 2: 0; 4: 8035932.83; 5: 0; {windowsoff}{paneloff}/wtc{home}{goto}spot1~{right 3}{down 10}/wtb{goto}spot7~{windowson}{panelon} 8: 0; {windowsoff}{paneloff}/wtc{home}{goto}spot1~{right 3}{down 10}/wtb{goto}spot7~{windowson}{panelon} 10: 0; {windowsoff}{paneloff}/wtc{home}{goto}spot1~{right 3}{down 10}/wtb{goto}spot7~{windowson}{panelon} 11: 0; {windowsoff}{paneloff}/wtc{home}{goto}spot1~{right 3}{down 10}/wtb{goto}spot7~{windowson}{panelon} 12: 0; {windowsoff}{paneloff}/wtc{home}{goto}spot1~{right 3}{down 10}/wtb{goto}spot7~{windowson}{panelon} 13: 0; {windowsoff}{paneloff}/wtc{home}{goto}spot1~{right 3}{down 10}/wtb{goto}spot7~{windowson}{panelon} 16: 8035932.83; {windowsoff}{paneloff}/wtc{home}{goto}spot1~{right 3}{down 10}/wtb{goto}spot7~{windowson}{panelon} 19: 8087290.81; {windowsoff}{paneloff}/wtc{home}{goto}spot1~{right 3}{down 10}/wtb{goto}spot7~{windowson}{panelon} 20: 693.3
18 | 356-OH CONDUCTORS AND DEVICES | DEMVA | 0: 13092360.83; 2: 0; 4: 13092360.83; 5: 0; {windowsoff}{paneloff}/wtc{home}{goto}spot1~{right 3}{down 10}/wtb{goto}spot7~{windowson}{panelon} 8: 0; {windowsoff}{paneloff}/wtc{home}{goto}spot1~{right 3}{down 10}/wtb{goto}spot7~{windowson}{panelon} 10: 0; {windowsoff}{paneloff}/wtc{home}{goto}spot1~{right 3}{down 10}/wtb{goto}spot7~{windowson}{panelon} 11: 0; {windowsoff}{paneloff}/wtc{home}{goto}spot1~{right 3}{down 10}/wtb{goto}spot7~{windowson}{panelon} 12: 0; {windowsoff}{paneloff}/wtc{home}{goto}spot1~{right 3}{down 10}/wtb{goto}spot7~{windowson}{panelon} 13: 0; {windowsoff}{paneloff}/wtc{home}{goto}spot1~{right 3}{down 10}/wtb{goto}spot7~{windowson}{panelon} 16: 13092360.83; {windowsoff}{paneloff}/wtc{home}{goto}spot1~{right 3}{down 10}/wtb{goto}spot7~{windowson}{panelon} 19: 16221738.64; {windowsoff}{paneloff}/wtc{home}{goto}spot1~{right 3}{down 10}/wtb{goto}spot7~{windowson}{panelon} 20: 2064.61
19 | FERC-AFUDC PRE | DEMFERCT | 0: 323.94; 2: 0; 4: 122.4152; 5: 201.5248; {windowsoff}{paneloff}/wtc{home}{goto}spot1~{right 3}{down 10}/wtb{goto}spot7~{windowson}{panelon} 8: 0; {windowsoff}{paneloff}/wtc{home}{goto}spot1~{right 3}{down 10}/wtb{goto}spot7~{windowson}{panelon} 10: 201.5248; {windowsoff}{paneloff}/wtc{home}{goto}spot1~{right 3}{down 10}/wtb{goto}spot7~{windowson}{panelon} 11: 62.8808; {windowsoff}{paneloff}/wtc{home}{goto}spot1~{right 3}{down 10}/wtb{goto}spot7~{windowson}{panelon} 12: 138.6439; {windowsoff}{paneloff}/wtc{home}{goto}spot1~{right 3}{down 10}/wtb{goto}spot7~{windowson}{panelon} 13: 0; {windowsoff}{paneloff}/wtc{home}{goto}spot1~{right 3}{down 10}/wtb{goto}spot7~{windowson}{panelon} 16: 323.94; {windowsoff}{paneloff}/wtc{home}{goto}spot1~{right 3}{down 10}/wtb{goto}spot7~{windowson}{panelon} 19: 323.94; {windowsoff}{paneloff}/wtc{home}{goto}spot1~{right 3}{down 10}/wtb{goto}spot7~{windowson}{panelon} 20: 4655.85
20 | FERC-AFUDC POST | DFERCTP | 0: 4331.91; 2: 0; 4: 0; 5: 4331.91; {windowsoff}{paneloff}/wtc{home}{goto}spot1~{right 3}{down 10}/wtb{goto}spot7~{windowson}{panelon} 8: 0; {windowsoff}{paneloff}/wtc{home}{goto}spot1~{right 3}{down 10}/wtb{goto}spot7~{windowson}{panelon} 10: 4331.91; {windowsoff}{paneloff}/wtc{home}{goto}spot1~{right 3}{down 10}/wtb{goto}spot7~{windowson}{panelon} 11: 1351.6658; {windowsoff}{paneloff}/wtc{home}{goto}spot1~{right 3}{down 10}/wtb{goto}spot7~{windowson}{panelon} 12: 2980.2442; {windowsoff}{paneloff}/wtc{home}{goto}spot1~{right 3}{down 10}/wtb{goto}spot7~{windowson}{panelon} 13: 0; {windowsoff}{paneloff}/wtc{home}{goto}spot1~{right 3}{down 10}/wtb{goto}spot7~{windowson}{panelon} 16: 4331.91; {windowsoff}{paneloff}/wtc{home}{goto}spot1~{right 3}{down 10}/wtb{goto}spot7~{windowson}{panelon} 19: 4331.91
21 | TOTAL VIRGINIA PROPERTY |  | 0: 44499355.72; 2: 0; 4: 44494822.2852; 5: 4533.4348; {windowsoff}{paneloff}/wtc{home}{goto}spot1~{right 3}{down 10}/wtb{goto}spot7~{windowson}{panelon} 8: 0; {windowsoff}{paneloff}/wtc{home}{goto}spot1~{right 3}{down 10}/wtb{goto}spot7~{windowson}{panelon} 10: 4533.4348; {windowsoff}{paneloff}/wtc{home}{goto}spot1~{right 3}{down 10}/wtb{goto}spot7~{windowson}{panelon} 11: 1414.5467; {windowsoff}{paneloff}/wtc{home}{goto}spot1~{right 3}{down 10}/wtb{goto}spot7~{windowson}{panelon} 12: 3118.8881; {windowsoff}{paneloff}/wtc{home}{goto}spot1~{right 3}{down 10}/wtb{goto}spot7~{windowson}{panelon} 13: 0; {windowsoff}{paneloff}/wtc{home}{goto}spot1~{right 3}{down 10}/wtb{goto}spot7~{windowson}{panelon} 17: ok
VIRGINIA PROPERTY-500 KV LINE
22 | 350-LAND & LAND RIGHTS | DEMPRODNV | 0: 280370.75; 2: 255652.3415; 4: 0; 5: 24718.4085; {windowsoff}{paneloff}/wtc{home}{goto}spot1~{right 3}{down 10}/wtb{goto}spot7~{windowson}{panelon} 8: 2.2604; {windowsoff}{paneloff}/wtc{home}{goto}spot1~{right 3}{down 10}/wtb{goto}spot7~{windowson}{panelon} 10: 24716.1481; {windowsoff}{paneloff}/wtc{home}{goto}spot1~{right 3}{down 10}/wtb{goto}spot7~{windowson}{panelon} 11: 7712.0653; {windowsoff}{paneloff}/wtc{home}{goto}spot1~{right 3}{down 10}/wtb{goto}spot7~{windowson}{panelon} 12: 17004.0828; {windowsoff}{paneloff}/wtc{home}{goto}spot1~{right 3}{down 10}/wtb{goto}spot7~{windowson}{panelon} 13: 0; {windowsoff}{paneloff}/wtc{home}{goto}spot1~{right 3}{down 10}/wtb{goto}spot7~{windowson}{panelon} 16: 280370.75
23 | 354-TOWERS AND FIXTURES | DEMPRODNV | 0: 4769322.87; 2: 4348843.6613; 4: 0; 5: 420479.2087; {windowsoff}{paneloff}/wtc{home}{goto}spot1~{right 3}{down 10}/wtb{goto}spot7~{windowson}{panelon} 8: 38.4515; {windowsoff}{paneloff}/wtc{home}{goto}spot1~{right 3}{down 10}/wtb{goto}spot7~{windowson}{panelon} 10: 420440.7572; {windowsoff}{paneloff}/wtc{home}{goto}spot1~{right 3}{down 10}/wtb{goto}spot7~{windowson}{panelon} 11: 131188.1838; {windowsoff}{paneloff}/wtc{home}{goto}spot1~{right 3}{down 10}/wtb{goto}spot7~{windowson}{panelon} 12: 289252.5734; {windowsoff}{paneloff}/wtc{home}{goto}spot1~{right 3}{down 10}/wtb{goto}spot7~{windowson}{panelon} 13: 0; {windowsoff}{paneloff}/wtc{home}{goto}spot1~{right 3}{down 10}/wtb{goto}spot7~{windowson}{panelon} 16: 4769322.87
24 | 355-POLES AND FIXTURES | DEMPRODNV | 0: 51357.98; 2: 46830.0914; 4: 0; 5: 4527.8886; {windowsoff}{paneloff}/wtc{home}{goto}spot1~{right 3}{down 10}/wtb{goto}spot7~{windowson}{panelon} 8: 0.41406; {windowsoff}{paneloff}/wtc{home}{goto}spot1~{right 3}{down 10}/wtb{goto}spot7~{windowson}{panelon} 10: 4527.4746; {windowsoff}{paneloff}/wtc{home}{goto}spot1~{right 3}{down 10}/wtb{goto}spot7~{windowson}{panelon} 11: 1412.6869; {windowsoff}{paneloff}/wtc{home}{goto}spot1~{right 3}{down 10}/wtb{goto}spot7~{windowson}{panelon} 12: 3114.7876; {windowsoff}{paneloff}/wtc{home}{goto}spot1~{right 3}{down 10}/wtb{goto}spot7~{windowson}{panelon} 13: 0; {windowsoff}{paneloff}/wtc{home}{goto}spot1~{right 3}{down 10}/wtb{goto}spot7~{windowson}{panelon} 16: 51357.98
25 | 356-OH CONDUCTORS AND DEVICES | DEMPRODNV | 0: 3129377.81; 2: 2853481.5578; 4: 0; 5: 275896.2522; {windowsoff}{paneloff}/wtc{home}{goto}spot1~{right 3}{down 10}/wtb{goto}spot7~{windowson}{panelon} 8: 25.2298; {windowsoff}{paneloff}/wtc{home}{goto}spot1~{right 3}{down 10}/wtb{goto}spot7~{windowson}{panelon} 10: 275871.0223; {windowsoff}{paneloff}/wtc{home}{goto}spot1~{right 3}{down 10}/wtb{goto}spot7~{windowson}{panelon} 11: 86078.7584; {windowsoff}{paneloff}/wtc{home}{goto}spot1~{right 3}{down 10}/wtb{goto}spot7~{windowson}{panelon} 12: 189792.2639; {windowsoff}{paneloff}/wtc{home}{goto}spot1~{right 3}{down 10}/wtb{goto}spot7~{windowson}{panelon} 13: 0; {windowsoff}{paneloff}/wtc{home}{goto}spot1~{right 3}{down 10}/wtb{goto}spot7~{windowson}{panelon} 16: 3129377.81
26 | FERC-AFUDC PRE | DEMFERCT | 0: 0; 2: 0; 4: 0; 5: 0; {windowsoff}{paneloff}/wtc{home}{goto}spot1~{right 3}{down 10}/wtb{goto}spot7~{windowson}{panelon} 8: 0; {windowsoff}{paneloff}/wtc{home}{goto}spot1~{right 3}{down 10}/wtb{goto}spot7~{windowson}{panelon} 10: 0; {windowsoff}{paneloff}/wtc{home}{goto}spot1~{right 3}{down 10}/wtb{goto}spot7~{windowson}{panelon} 11: 0; {windowsoff}{paneloff}/wtc{home}{goto}spot1~{right 3}{down 10}/wtb{goto}spot7~{windowson}{panelon} 12: 0; {windowsoff}{paneloff}/wtc{home}{goto}spot1~{right 3}{down 10}/wtb{goto}spot7~{windowson}{panelon} 13: 0; {windowsoff}{paneloff}/wtc{home}{goto}spot1~{right 3}{down 10}/wtb{goto}spot7~{windowson}{panelon} 16: 0
27 | FERC-AFUDC POST | DFERCTP | 0: 0; 2: 0; 4: 0; 5: 0; {windowsoff}{paneloff}/wtc{home}{goto}spot1~{right 3}{down 10}/wtb{goto}spot7~{windowson}{panelon} 8: 0; {windowsoff}{paneloff}/wtc{home}{goto}spot1~{right 3}{down 10}/wtb{goto}spot7~{windowson}{panelon} 10: 0; {windowsoff}{paneloff}/wtc{home}{goto}spot1~{right 3}{down 10}/wtb{goto}spot7~{windowson}{panelon} 11: 0; {windowsoff}{paneloff}/wtc{home}{goto}spot1~{right 3}{down 10}/wtb{goto}spot7~{windowson}{panelon} 12: 0; {windowsoff}{paneloff}/wtc{home}{goto}spot1~{right 3}{down 10}/wtb{goto}spot7~{windowson}{panelon} 13: 0; {windowsoff}{paneloff}/wtc{home}{goto}spot1~{right 3}{down 10}/wtb{goto}spot7~{windowson}{panelon} 16: 0
28 | TOTAL VIRGINIA PROPERTY-500 KV LINE |  | 0: 8230429.41; 2: 7504807.652; 4: 0; 5: 725621.758; {windowsoff}{paneloff}/wtc{home}{goto}spot1~{right 3}{down 10}/wtb{goto}spot7~{windowson}{panelon} 8: 66.3558; {windowsoff}{paneloff}/wtc{home}{goto}spot1~{right 3}{down 10}/wtb{goto}spot7~{windowson}{panelon} 10: 725555.4022; {windowsoff}{paneloff}/wtc{home}{goto}spot1~{right 3}{down 10}/wtb{goto}spot7~{windowson}{panelon} 11: 226391.6945; {windowsoff}{paneloff}/wtc{home}{goto}spot1~{right 3}{down 10}/wtb{goto}spot7~{windowson}{panelon} 12: 499163.7077; {windowsoff}{paneloff}/wtc{home}{goto}spot1~{right 3}{down 10}/wtb{goto}spot7~{windowson}{panelon} 13: 0; {windowsoff}{paneloff}/wtc{home}{goto}spot1~{right 3}{down 10}/wtb{goto}spot7~{windowson}{panelon} 17: ok
29 | TOTAL TRANSMISSION PLANT |  | 0: 667945984.35; 2: 536001809.8831; 4: 76726286.7111; 5: 55217887.7559; {windowsoff}{paneloff}/wtc{home}{goto}spot1~{right 3}{down 10}/wtb{goto}spot7~{windowson}{panelon} 8: 4739.2043; {windowsoff}{paneloff}/wtc{home}{goto}spot1~{right 3}{down 10}/wtb{goto}spot7~{windowson}{panelon} 10: 55213148.5515; {windowsoff}{paneloff}/wtc{home}{goto}spot1~{right 3}{down 10}/wtb{goto}spot7~{windowson}{panelon} 11: 17227903.2311; {windowsoff}{paneloff}/wtc{home}{goto}spot1~{right 3}{down 10}/wtb{goto}spot7~{windowson}{panelon} 12: 37985245.3205; {windowsoff}{paneloff}/wtc{home}{goto}spot1~{right 3}{down 10}/wtb{goto}spot7~{windowson}{panelon} 13: 0; {windowsoff}{paneloff}/wtc{home}{goto}spot1~{right 3}{down 10}/wtb{goto}spot7~{windowson}{panelon} 17: ok
ELECTRIC PLANT IN SERVICE CON'T
DISTRIBUTION PLANT
KENTUCKY DISTRIBUTION PLANT
1 | 360-LAND & LAND RIGHTS | DEM360K | 0: 5112550.1; 2: 5103392.1; 4: 0; 5: 9158; {windowsoff}{paneloff}/wtc{home}{goto}spot1~{right 3}{down 10}/wtb{goto}spot7~{windowson}{panelon} 8: 0; {windowsoff}{paneloff}/wtc{home}{goto}spot1~{right 3}{down 10}/wtb{goto}spot7~{windowson}{panelon} 10: 9158; {windowsoff}{paneloff}/wtc{home}{goto}spot1~{right 3}{down 10}/wtb{goto}spot7~{windowson}{panelon} 11: 9158; {windowsoff}{paneloff}/wtc{home}{goto}spot1~{right 3}{down 10}/wtb{goto}spot7~{windowson}{panelon} 12: 0; {windowsoff}{paneloff}/wtc{home}{goto}spot1~{right 3}{down 10}/wtb{goto}spot7~{windowson}{panelon} 13: 0; {windowsoff}{paneloff}/wtc{home}{goto}spot1~{right 3}{down 10}/wtb{goto}spot7~{windowson}{panelon} 16: 5112550.1
2 | 361-STRUCTURES AND IMPROVEMENTS | DEM361K | 0: 7214274.76; 2: 6940988.76; 4: 0; 5: 273286; {windowsoff}{paneloff}/wtc{home}{goto}spot1~{right 3}{down 10}/wtb{goto}spot7~{windowson}{panelon} 8: 0; {windowsoff}{paneloff}/wtc{home}{goto}spot1~{right 3}{down 10}/wtb{goto}spot7~{windowson}{panelon} 10: 273286; {windowsoff}{paneloff}/wtc{home}{goto}spot1~{right 3}{down 10}/wtb{goto}spot7~{windowson}{panelon} 11: 273286; {windowsoff}{paneloff}/wtc{home}{goto}spot1~{right 3}{down 10}/wtb{goto}spot7~{windowson}{panelon} 12: 0; {windowsoff}{paneloff}/wtc{home}{goto}spot1~{right 3}{down 10}/wtb{goto}spot7~{windowson}{panelon} 13: 0; {windowsoff}{paneloff}/wtc{home}{goto}spot1~{right 3}{down 10}/wtb{goto}spot7~{windowson}{panelon} 16: 7214274.76
3 | 362-STATION EQUIPMENT | DEM362K | 0: 137609925.6; 2: 134408399.6; 4: 0; 5: 3201526; {windowsoff}{paneloff}/wtc{home}{goto}spot1~{right 3}{down 10}/wtb{goto}spot7~{windowson}{panelon} 8: 0; {windowsoff}{paneloff}/wtc{home}{goto}spot1~{right 3}{down 10}/wtb{goto}spot7~{windowson}{panelon} 10: 3201526; {windowsoff}{paneloff}/wtc{home}{goto}spot1~{right 3}{down 10}/wtb{goto}spot7~{windowson}{panelon} 11: 3201526; {windowsoff}{paneloff}/wtc{home}{goto}spot1~{right 3}{down 10}/wtb{goto}spot7~{windowson}{panelon} 12: 0; {windowsoff}{paneloff}/wtc{home}{goto}spot1~{right 3}{down 10}/wtb{goto}spot7~{windowson}{panelon} 13: 0; {windowsoff}{paneloff}/wtc{home}{goto}spot1~{right 3}{down 10}/wtb{goto}spot7~{windowson}{panelon} 16: 137609925.6
4 | 364-POLES, TOWERS, AND FIXTURES | DEM364K | 0: 273798351.32; 2: 273798351.32; 4: 0; 5: 0; {windowsoff}{paneloff}/wtc{home}{goto}spot1~{right 3}{down 10}/wtb{goto}spot7~{windowson}{panelon} 8: 0; {windowsoff}{paneloff}/wtc{home}{goto}spot1~{right 3}{down 10}/wtb{goto}spot7~{windowson}{panelon} 10: 0; {windowsoff}{paneloff}/wtc{home}{goto}spot1~{right 3}{down 10}/wtb{goto}spot7~{windowson}{panelon} 11: 0; {windowsoff}{paneloff}/wtc{home}{goto}spot1~{right 3}{down 10}/wtb{goto}spot7~{windowson}{panelon} 12: 0; {windowsoff}{paneloff}/wtc{home}{goto}spot1~{right 3}{down 10}/wtb{goto}spot7~{windowson}{panelon} 13: 0; {windowsoff}{paneloff}/wtc{home}{goto}spot1~{right 3}{down 10}/wtb{goto}spot7~{windowson}{panelon} 16: 273798351.32
5 | 365-OH CONDUCTORS AND DEVICES | DEM365K | 0: 263336953.55; 2: 263336953.55; 4: 0; 5: 0; {windowsoff}{paneloff}/wtc{home}{goto}spot1~{right 3}{down 10}/wtb{goto}spot7~{windowson}{panelon} 8: 0; {windowsoff}{paneloff}/wtc{home}{goto}spot1~{right 3}{down 10}/wtb{goto}spot7~{windowson}{panelon} 10: 0; {windowsoff}{paneloff}/wtc{home}{goto}spot1~{right 3}{down 10}/wtb{goto}spot7~{windowson}{panelon} 11: 0; {windowsoff}{paneloff}/wtc{home}{goto}spot1~{right 3}{down 10}/wtb{goto}spot7~{windowson}{panelon} 12: 0; {windowsoff}{paneloff}/wtc{home}{goto}spot1~{right 3}{down 10}/wtb{goto}spot7~{windowson}{panelon} 13: 0; {windowsoff}{paneloff}/wtc{home}{goto}spot1~{right 3}{down 10}/wtb{goto}spot7~{windowson}{panelon} 16: 263336953.55
6 | 366-UNDERGROUND CONDUIT | DEM366K | 0: 1831865.07; 2: 1831865.07; 4: 0; 5: 0; {windowsoff}{paneloff}/wtc{home}{goto}spot1~{right 3}{down 10}/wtb{goto}spot7~{windowson}{panelon} 8: 0; {windowsoff}{paneloff}/wtc{home}{goto}spot1~{right 3}{down 10}/wtb{goto}spot7~{windowson}{panelon} 10: 0; {windowsoff}{paneloff}/wtc{home}{goto}spot1~{right 3}{down 10}/wtb{goto}spot7~{windowson}{panelon} 11: 0; {windowsoff}{paneloff}/wtc{home}{goto}spot1~{right 3}{down 10}/wtb{goto}spot7~{windowson}{panelon} 12: 0; {windowsoff}{paneloff}/wtc{home}{goto}spot1~{right 3}{down 10}/wtb{goto}spot7~{windowson}{panelon} 13: 0; {windowsoff}{paneloff}/wtc{home}{goto}spot1~{right 3}{down 10}/wtb{goto}spot7~{windowson}{panelon} 16: 1831865.07
7 | 367-UG CONDUCTORS AND DEVICES | DEM367K | 0: 139509219.16; 2: 139509219.16; 4: 0; 5: 0; {windowsoff}{paneloff}/wtc{home}{goto}spot1~{right 3}{down 10}/wtb{goto}spot7~{windowson}{panelon} 8: 0; {windowsoff}{paneloff}/wtc{home}{goto}spot1~{right 3}{down 10}/wtb{goto}spot7~{windowson}{panelon} 10: 0; {windowsoff}{paneloff}/wtc{home}{goto}spot1~{right 3}{down 10}/wtb{goto}spot7~{windowson}{panelon} 11: 0; {windowsoff}{paneloff}/wtc{home}{goto}spot1~{right 3}{down 10}/wtb{goto}spot7~{windowson}{panelon} 12: 0; {windowsoff}{paneloff}/wtc{home}{goto}spot1~{right 3}{down 10}/wtb{goto}spot7~{windowson}{panelon} 13: 0; {windowsoff}{paneloff}/wtc{home}{goto}spot1~{right 3}{down 10}/wtb{goto}spot7~{windowson}{panelon} 16: 139509219.16
368-LINE TRANSFORMERS
8 | POWER POOL | DPRODKY | 0: 5932406.1; 2: 5409429.2561; 4: 0; 5: 522976.8439; {windowsoff}{paneloff}/wtc{home}{goto}spot1~{right 3}{down 10}/wtb{goto}spot7~{windowson}{panelon} 8: 0; {windowsoff}{paneloff}/wtc{home}{goto}spot1~{right 3}{down 10}/wtb{goto}spot7~{windowson}{panelon} 10: 522976.8439; {windowsoff}{paneloff}/wtc{home}{goto}spot1~{right 3}{down 10}/wtb{goto}spot7~{windowson}{panelon} 11: 163182.0444; {windowsoff}{paneloff}/wtc{home}{goto}spot1~{right 3}{down 10}/wtb{goto}spot7~{windowson}{panelon} 12: 359794.7995; {windowsoff}{paneloff}/wtc{home}{goto}spot1~{right 3}{down 10}/wtb{goto}spot7~{windowson}{panelon} 13: 0; {windowsoff}{paneloff}/wtc{home}{goto}spot1~{right 3}{down 10}/wtb{goto}spot7~{windowson}{panelon} 16: 5932406.1; {windowsoff}{paneloff}/wtc{home}{goto}spot1~{right 3}{down 10}/wtb{goto}spot7~{windowson}{panelon} 19: Capacitors from Prop Acct Plant Detail Report Acct 368 (UOP 444-496) |  | 5932406.1
9 | ALL OTHER | DEM368K | 0: 267984931; 2: 267984931; 4: 0; 5: 0; {windowsoff}{paneloff}/wtc{home}{goto}spot1~{right 3}{down 10}/wtb{goto}spot7~{windowson}{panelon} 8: 0; {windowsoff}{paneloff}/wtc{home}{goto}spot1~{right 3}{down 10}/wtb{goto}spot7~{windowson}{panelon} 10: 0; {windowsoff}{paneloff}/wtc{home}{goto}spot1~{right 3}{down 10}/wtb{goto}spot7~{windowson}{panelon} 11: 0; {windowsoff}{paneloff}/wtc{home}{goto}spot1~{right 3}{down 10}/wtb{goto}spot7~{windowson}{panelon} 12: 0; {windowsoff}{paneloff}/wtc{home}{goto}spot1~{right 3}{down 10}/wtb{goto}spot7~{windowson}{panelon} 13: 0; {windowsoff}{paneloff}/wtc{home}{goto}spot1~{right 3}{down 10}/wtb{goto}spot7~{windowson}{panelon} 16: 267984931
10 | TOTAL 368-LINE TRANSFORMERS |  | 0: 273917337.1; 2: 273394360.2561; 4: 0; 5: 522976.8439; {windowsoff}{paneloff}/wtc{home}{goto}spot1~{right 3}{down 10}/wtb{goto}spot7~{windowson}{panelon} 8: 0; {windowsoff}{paneloff}/wtc{home}{goto}spot1~{right 3}{down 10}/wtb{goto}spot7~{windowson}{panelon} 10: 522976.8439; {windowsoff}{paneloff}/wtc{home}{goto}spot1~{right 3}{down 10}/wtb{goto}spot7~{windowson}{panelon} 11: 163182.0444; {windowsoff}{paneloff}/wtc{home}{goto}spot1~{right 3}{down 10}/wtb{goto}spot7~{windowson}{panelon} 12: 359794.7995; {windowsoff}{paneloff}/wtc{home}{goto}spot1~{right 3}{down 10}/wtb{goto}spot7~{windowson}{panelon} 13: 0; {windowsoff}{paneloff}/wtc{home}{goto}spot1~{right 3}{down 10}/wtb{goto}spot7~{windowson}{panelon} 16: 273917337.1; {windowsoff}{paneloff}/wtc{home}{goto}spot1~{right 3}{down 10}/wtb{goto}spot7~{windowson}{panelon} 17: ok
11 | 369-SERVICES | CUST369K | 0: 84507617.65; 2: 84507617.65; 4: 0; 5: 0; {windowsoff}{paneloff}/wtc{home}{goto}spot1~{right 3}{down 10}/wtb{goto}spot7~{windowson}{panelon} 8: 0; {windowsoff}{paneloff}/wtc{home}{goto}spot1~{right 3}{down 10}/wtb{goto}spot7~{windowson}{panelon} 10: 0; {windowsoff}{paneloff}/wtc{home}{goto}spot1~{right 3}{down 10}/wtb{goto}spot7~{windowson}{panelon} 11: 0; {windowsoff}{paneloff}/wtc{home}{goto}spot1~{right 3}{down 10}/wtb{goto}spot7~{windowson}{panelon} 12: 0; {windowsoff}{paneloff}/wtc{home}{goto}spot1~{right 3}{down 10}/wtb{goto}spot7~{windowson}{panelon} 13: 0; {windowsoff}{paneloff}/wtc{home}{goto}spot1~{right 3}{down 10}/wtb{goto}spot7~{windowson}{panelon} 16: 84507617.65
12 | 370-METERS | CUST370K | 0: 67284794.69; 2: 66969752.69; 4: 0; 5: 315042; {windowsoff}{paneloff}/wtc{home}{goto}spot1~{right 3}{down 10}/wtb{goto}spot7~{windowson}{panelon} 8: 0; {windowsoff}{paneloff}/wtc{home}{goto}spot1~{right 3}{down 10}/wtb{goto}spot7~{windowson}{panelon} 10: 315042; {windowsoff}{paneloff}/wtc{home}{goto}spot1~{right 3}{down 10}/wtb{goto}spot7~{windowson}{panelon} 11: 66911; {windowsoff}{paneloff}/wtc{home}{goto}spot1~{right 3}{down 10}/wtb{goto}spot7~{windowson}{panelon} 12: 248131; {windowsoff}{paneloff}/wtc{home}{goto}spot1~{right 3}{down 10}/wtb{goto}spot7~{windowson}{panelon} 13: 0; {windowsoff}{paneloff}/wtc{home}{goto}spot1~{right 3}{down 10}/wtb{goto}spot7~{windowson}{panelon} 16: 67284794.69
13 | 371-INSTALL ON CUSTOMER PREMISES | CUST371K | 0: 17384575.22; 2: 17384575.22; 4: 0; 5: 0; {windowsoff}{paneloff}/wtc{home}{goto}spot1~{right 3}{down 10}/wtb{goto}spot7~{windowson}{panelon} 8: 0; {windowsoff}{paneloff}/wtc{home}{goto}spot1~{right 3}{down 10}/wtb{goto}spot7~{windowson}{panelon} 10: 0; {windowsoff}{paneloff}/wtc{home}{goto}spot1~{right 3}{down 10}/wtb{goto}spot7~{windowson}{panelon} 11: 0; {windowsoff}{paneloff}/wtc{home}{goto}spot1~{right 3}{down 10}/wtb{goto}spot7~{windowson}{panelon} 12: 0; {windowsoff}{paneloff}/wtc{home}{goto}spot1~{right 3}{down 10}/wtb{goto}spot7~{windowson}{panelon} 13: 0; {windowsoff}{paneloff}/wtc{home}{goto}spot1~{right 3}{down 10}/wtb{goto}spot7~{windowson}{panelon} 16: 17384575.22
14 | 373-STREET LIGHTING | CUST373K | 0: 80975589.62; 2: 80975589.62; 4: 0; 5: 0; {windowsoff}{paneloff}/wtc{home}{goto}spot1~{right 3}{down 10}/wtb{goto}spot7~{windowson}{panelon} 8: 0; {windowsoff}{paneloff}/wtc{home}{goto}spot1~{right 3}{down 10}/wtb{goto}spot7~{windowson}{panelon} 10: 0; {windowsoff}{paneloff}/wtc{home}{goto}spot1~{right 3}{down 10}/wtb{goto}spot7~{windowson}{panelon} 11: 0; {windowsoff}{paneloff}/wtc{home}{goto}spot1~{right 3}{down 10}/wtb{goto}spot7~{windowson}{panelon} 12: 0; {windowsoff}{paneloff}/wtc{home}{goto}spot1~{right 3}{down 10}/wtb{goto}spot7~{windowson}{panelon} 13: 0; {windowsoff}{paneloff}/wtc{home}{goto}spot1~{right 3}{down 10}/wtb{goto}spot7~{windowson}{panelon} 16: 80975589.62
15 | 374-ARO COST KY ELEC DISTRIB | DEM374K | 0: 786954.55; 2: 786954.55; 4: 0; 5: 0; {windowsoff}{paneloff}/wtc{home}{goto}spot1~{right 3}{down 10}/wtb{goto}spot7~{windowson}{panelon} 8: 0; {windowsoff}{paneloff}/wtc{home}{goto}spot1~{right 3}{down 10}/wtb{goto}spot7~{windowson}{panelon} 10: 0; {windowsoff}{paneloff}/wtc{home}{goto}spot1~{right 3}{down 10}/wtb{goto}spot7~{windowson}{panelon} 11: 0; {windowsoff}{paneloff}/wtc{home}{goto}spot1~{right 3}{down 10}/wtb{goto}spot7~{windowson}{panelon} 12: 0; {windowsoff}{paneloff}/wtc{home}{goto}spot1~{right 3}{down 10}/wtb{goto}spot7~{windowson}{panelon} 13: 0; {windowsoff}{paneloff}/wtc{home}{goto}spot1~{right 3}{down 10}/wtb{goto}spot7~{windowson}{panelon} 16: 786954.55
16 | TOTAL KENTUCKY DISTRIB PLANT |  | 0: 1353270008.39; 2: 1348948019.5461; 4: 0; 5: 4321988.8439; {windowsoff}{paneloff}/wtc{home}{goto}spot1~{right 3}{down 10}/wtb{goto}spot7~{windowson}{panelon} 8: 0; {windowsoff}{paneloff}/wtc{home}{goto}spot1~{right 3}{down 10}/wtb{goto}spot7~{windowson}{panelon} 10: 4321988.8439; {windowsoff}{paneloff}/wtc{home}{goto}spot1~{right 3}{down 10}/wtb{goto}spot7~{windowson}{panelon} 11: 3714063.0444; {windowsoff}{paneloff}/wtc{home}{goto}spot1~{right 3}{down 10}/wtb{goto}spot7~{windowson}{panelon} 12: 607925.7995; {windowsoff}{paneloff}/wtc{home}{goto}spot1~{right 3}{down 10}/wtb{goto}spot7~{windowson}{panelon} 13: 0; {windowsoff}{paneloff}/wtc{home}{goto}spot1~{right 3}{down 10}/wtb{goto}spot7~{windowson}{panelon} 17: ok
VIRGINIA DISTRIBUTION PLANT
17 | 360-LAND & LAND RIGHTS | DEM360V | 0: 193250.44; 2: 0; 4: 193250.44; 5: 0; {windowsoff}{paneloff}/wtc{home}{goto}spot1~{right 3}{down 10}/wtb{goto}spot7~{windowson}{panelon} 8: 0; {windowsoff}{paneloff}/wtc{home}{goto}spot1~{right 3}{down 10}/wtb{goto}spot7~{windowson}{panelon} 10: 0; {windowsoff}{paneloff}/wtc{home}{goto}spot1~{right 3}{down 10}/wtb{goto}spot7~{windowson}{panelon} 11: 0; {windowsoff}{paneloff}/wtc{home}{goto}spot1~{right 3}{down 10}/wtb{goto}spot7~{windowson}{panelon} 12: 0; {windowsoff}{paneloff}/wtc{home}{goto}spot1~{right 3}{down 10}/wtb{goto}spot7~{windowson}{panelon} 13: 0; {windowsoff}{paneloff}/wtc{home}{goto}spot1~{right 3}{down 10}/wtb{goto}spot7~{windowson}{panelon} 16: 193250.44
18 | 361-STRUCTURES AND IMPROVEMENTS | DEM361V | 0: 448173.6; 2: 0; 4: 448173.6; 5: 0; {windowsoff}{paneloff}/wtc{home}{goto}spot1~{right 3}{down 10}/wtb{goto}spot7~{windowson}{panelon} 8: 0; {windowsoff}{paneloff}/wtc{home}{goto}spot1~{right 3}{down 10}/wtb{goto}spot7~{windowson}{panelon} 10: 0; {windowsoff}{paneloff}/wtc{home}{goto}spot1~{right 3}{down 10}/wtb{goto}spot7~{windowson}{panelon} 11: 0; {windowsoff}{paneloff}/wtc{home}{goto}spot1~{right 3}{down 10}/wtb{goto}spot7~{windowson}{panelon} 12: 0; {windowsoff}{paneloff}/wtc{home}{goto}spot1~{right 3}{down 10}/wtb{goto}spot7~{windowson}{panelon} 13: 0; {windowsoff}{paneloff}/wtc{home}{goto}spot1~{right 3}{down 10}/wtb{goto}spot7~{windowson}{panelon} 16: 448173.6
19 | 362-STATION EQUIPMENT | DEM362V | 0: 7696928.27; 2: 0; 4: 7696928.27; 5: 0; {windowsoff}{paneloff}/wtc{home}{goto}spot1~{right 3}{down 10}/wtb{goto}spot7~{windowson}{panelon} 8: 0; {windowsoff}{paneloff}/wtc{home}{goto}spot1~{right 3}{down 10}/wtb{goto}spot7~{windowson}{panelon} 10: 0; {windowsoff}{paneloff}/wtc{home}{goto}spot1~{right 3}{down 10}/wtb{goto}spot7~{windowson}{panelon} 11: 0; {windowsoff}{paneloff}/wtc{home}{goto}spot1~{right 3}{down 10}/wtb{goto}spot7~{windowson}{panelon} 12: 0; {windowsoff}{paneloff}/wtc{home}{goto}spot1~{right 3}{down 10}/wtb{goto}spot7~{windowson}{panelon} 13: 0; {windowsoff}{paneloff}/wtc{home}{goto}spot1~{right 3}{down 10}/wtb{goto}spot7~{windowson}{panelon} 16: 7696928.27
20 | 364-POLES, TOWERS, AND FIXTURES | DEM364V | 0: 23371898.9; 2: 0; 4: 23371898.9; 5: 0; {windowsoff}{paneloff}/wtc{home}{goto}spot1~{right 3}{down 10}/wtb{goto}spot7~{windowson}{panelon} 8: 0; {windowsoff}{paneloff}/wtc{home}{goto}spot1~{right 3}{down 10}/wtb{goto}spot7~{windowson}{panelon} 10: 0; {windowsoff}{paneloff}/wtc{home}{goto}spot1~{right 3}{down 10}/wtb{goto}spot7~{windowson}{panelon} 11: 0; {windowsoff}{paneloff}/wtc{home}{goto}spot1~{right 3}{down 10}/wtb{goto}spot7~{windowson}{panelon} 12: 0; {windowsoff}{paneloff}/wtc{home}{goto}spot1~{right 3}{down 10}/wtb{goto}spot7~{windowson}{panelon} 13: 0; {windowsoff}{paneloff}/wtc{home}{goto}spot1~{right 3}{down 10}/wtb{goto}spot7~{windowson}{panelon} 16: 23371898.9
21 | 365-OH CONDUCTORS AND DEVICES | DEM365V | 0: 20121982.84; 2: 0; 4: 20121982.84; 5: 0; {windowsoff}{paneloff}/wtc{home}{goto}spot1~{right 3}{down 10}/wtb{goto}spot7~{windowson}{panelon} 8: 0; {windowsoff}{paneloff}/wtc{home}{goto}spot1~{right 3}{down 10}/wtb{goto}spot7~{windowson}{panelon} 10: 0; {windowsoff}{paneloff}/wtc{home}{goto}spot1~{right 3}{down 10}/wtb{goto}spot7~{windowson}{panelon} 11: 0; {windowsoff}{paneloff}/wtc{home}{goto}spot1~{right 3}{down 10}/wtb{goto}spot7~{windowson}{panelon} 12: 0; {windowsoff}{paneloff}/wtc{home}{goto}spot1~{right 3}{down 10}/wtb{goto}spot7~{windowson}{panelon} 13: 0; {windowsoff}{paneloff}/wtc{home}{goto}spot1~{right 3}{down 10}/wtb{goto}spot7~{windowson}{panelon} 16: 20121982.84
22 | 367-UG CONDUCTORS AND DEVICES | DEM367V | 0: 2763963.85; 2: 0; 4: 2763963.85; 5: 0; {windowsoff}{paneloff}/wtc{home}{goto}spot1~{right 3}{down 10}/wtb{goto}spot7~{windowson}{panelon} 8: 0; {windowsoff}{paneloff}/wtc{home}{goto}spot1~{right 3}{down 10}/wtb{goto}spot7~{windowson}{panelon} 10: 0; {windowsoff}{paneloff}/wtc{home}{goto}spot1~{right 3}{down 10}/wtb{goto}spot7~{windowson}{panelon} 11: 0; {windowsoff}{paneloff}/wtc{home}{goto}spot1~{right 3}{down 10}/wtb{goto}spot7~{windowson}{panelon} 12: 0; {windowsoff}{paneloff}/wtc{home}{goto}spot1~{right 3}{down 10}/wtb{goto}spot7~{windowson}{panelon} 13: 0; {windowsoff}{paneloff}/wtc{home}{goto}spot1~{right 3}{down 10}/wtb{goto}spot7~{windowson}{panelon} 16: 2763963.85
368-LINE TRANSFORMERS
23 | POWER POOL | DPRODVA | 0: 128027.56; 2: 0; 4: 128027.56; 5: 0; {windowsoff}{paneloff}/wtc{home}{goto}spot1~{right 3}{down 10}/wtb{goto}spot7~{windowson}{panelon} 8: 0; {windowsoff}{paneloff}/wtc{home}{goto}spot1~{right 3}{down 10}/wtb{goto}spot7~{windowson}{panelon} 10: 0; {windowsoff}{paneloff}/wtc{home}{goto}spot1~{right 3}{down 10}/wtb{goto}spot7~{windowson}{panelon} 11: 0; {windowsoff}{paneloff}/wtc{home}{goto}spot1~{right 3}{down 10}/wtb{goto}spot7~{windowson}{panelon} 12: 0; {windowsoff}{paneloff}/wtc{home}{goto}spot1~{right 3}{down 10}/wtb{goto}spot7~{windowson}{panelon} 13: 0; {windowsoff}{paneloff}/wtc{home}{goto}spot1~{right 3}{down 10}/wtb{goto}spot7~{windowson}{panelon} 16: 128027.56; {windowsoff}{paneloff}/wtc{home}{goto}spot1~{right 3}{down 10}/wtb{goto}spot7~{windowson}{panelon} 19: Capacitors from Prop Acct Plant Detail Report Acct 368 (UOP 461-496) |  | 128027.56
24 | ALL OTHER | DEM368V | 0: 13895428.5; 2: 0; 4: 13895428.5; 5: 0; {windowsoff}{paneloff}/wtc{home}{goto}spot1~{right 3}{down 10}/wtb{goto}spot7~{windowson}{panelon} 8: 0; {windowsoff}{paneloff}/wtc{home}{goto}spot1~{right 3}{down 10}/wtb{goto}spot7~{windowson}{panelon} 10: 0; {windowsoff}{paneloff}/wtc{home}{goto}spot1~{right 3}{down 10}/wtb{goto}spot7~{windowson}{panelon} 11: 0; {windowsoff}{paneloff}/wtc{home}{goto}spot1~{right 3}{down 10}/wtb{goto}spot7~{windowson}{panelon} 12: 0; {windowsoff}{paneloff}/wtc{home}{goto}spot1~{right 3}{down 10}/wtb{goto}spot7~{windowson}{panelon} 13: 0; {windowsoff}{paneloff}/wtc{home}{goto}spot1~{right 3}{down 10}/wtb{goto}spot7~{windowson}{panelon} 16: 13895428.5
25 | TOTAL 368-LINE TRANSFORMERS |  | 0: 14023456.06; 2: 0; 4: 14023456.06; 5: 0; {windowsoff}{paneloff}/wtc{home}{goto}spot1~{right 3}{down 10}/wtb{goto}spot7~{windowson}{panelon} 8: 0; {windowsoff}{paneloff}/wtc{home}{goto}spot1~{right 3}{down 10}/wtb{goto}spot7~{windowson}{panelon} 10: 0; {windowsoff}{paneloff}/wtc{home}{goto}spot1~{right 3}{down 10}/wtb{goto}spot7~{windowson}{panelon} 11: 0; {windowsoff}{paneloff}/wtc{home}{goto}spot1~{right 3}{down 10}/wtb{goto}spot7~{windowson}{panelon} 12: 0; {windowsoff}{paneloff}/wtc{home}{goto}spot1~{right 3}{down 10}/wtb{goto}spot7~{windowson}{panelon} 13: 0; {windowsoff}{paneloff}/wtc{home}{goto}spot1~{right 3}{down 10}/wtb{goto}spot7~{windowson}{panelon} 16: 14023456.06; {windowsoff}{paneloff}/wtc{home}{goto}spot1~{right 3}{down 10}/wtb{goto}spot7~{windowson}{panelon} 17: ok
26 | 369-SERVICES | CUST369V | 0: 5175445.73; 2: 0; 4: 5175445.73; 5: 0; {windowsoff}{paneloff}/wtc{home}{goto}spot1~{right 3}{down 10}/wtb{goto}spot7~{windowson}{panelon} 8: 0; {windowsoff}{paneloff}/wtc{home}{goto}spot1~{right 3}{down 10}/wtb{goto}spot7~{windowson}{panelon} 10: 0; {windowsoff}{paneloff}/wtc{home}{goto}spot1~{right 3}{down 10}/wtb{goto}spot7~{windowson}{panelon} 11: 0; {windowsoff}{paneloff}/wtc{home}{goto}spot1~{right 3}{down 10}/wtb{goto}spot7~{windowson}{panelon} 12: 0; {windowsoff}{paneloff}/wtc{home}{goto}spot1~{right 3}{down 10}/wtb{goto}spot7~{windowson}{panelon} 13: 0; {windowsoff}{paneloff}/wtc{home}{goto}spot1~{right 3}{down 10}/wtb{goto}spot7~{windowson}{panelon} 16: 5175445.73
27 | 370-METERS | CUST370V | 0: 3637511.5; 2: 0; 4: 3637511.5; 5: 0; {windowsoff}{paneloff}/wtc{home}{goto}spot1~{right 3}{down 10}/wtb{goto}spot7~{windowson}{panelon} 8: 0; {windowsoff}{paneloff}/wtc{home}{goto}spot1~{right 3}{down 10}/wtb{goto}spot7~{windowson}{panelon} 10: 0; {windowsoff}{paneloff}/wtc{home}{goto}spot1~{right 3}{down 10}/wtb{goto}spot7~{windowson}{panelon} 11: 0; {windowsoff}{paneloff}/wtc{home}{goto}spot1~{right 3}{down 10}/wtb{goto}spot7~{windowson}{panelon} 12: 0; {windowsoff}{paneloff}/wtc{home}{goto}spot1~{right 3}{down 10}/wtb{goto}spot7~{windowson}{panelon} 13: 0; {windowsoff}{paneloff}/wtc{home}{goto}spot1~{right 3}{down 10}/wtb{goto}spot7~{windowson}{panelon} 16: 3637511.5
28 | 371-INSTALL ON CUSTOMER PREMISES | CUST371V | 0: 856340.66; 2: 0; 4: 856340.66; 5: 0; {windowsoff}{paneloff}/wtc{home}{goto}spot1~{right 3}{down 10}/wtb{goto}spot7~{windowson}{panelon} 8: 0; {windowsoff}{paneloff}/wtc{home}{goto}spot1~{right 3}{down 10}/wtb{goto}spot7~{windowson}{panelon} 10: 0; {windowsoff}{paneloff}/wtc{home}{goto}spot1~{right 3}{down 10}/wtb{goto}spot7~{windowson}{panelon} 11: 0; {windowsoff}{paneloff}/wtc{home}{goto}spot1~{right 3}{down 10}/wtb{goto}spot7~{windowson}{panelon} 12: 0; {windowsoff}{paneloff}/wtc{home}{goto}spot1~{right 3}{down 10}/wtb{goto}spot7~{windowson}{panelon} 13: 0; {windowsoff}{paneloff}/wtc{home}{goto}spot1~{right 3}{down 10}/wtb{goto}spot7~{windowson}{panelon} 16: 856340.66
29 | 373-STREET LIGHTING | CUST373V | 0: 2038653.73; 2: 0; 4: 2038653.73; 5: 0; {windowsoff}{paneloff}/wtc{home}{goto}spot1~{right 3}{down 10}/wtb{goto}spot7~{windowson}{panelon} 8: 0; {windowsoff}{paneloff}/wtc{home}{goto}spot1~{right 3}{down 10}/wtb{goto}spot7~{windowson}{panelon} 10: 0; {windowsoff}{paneloff}/wtc{home}{goto}spot1~{right 3}{down 10}/wtb{goto}spot7~{windowson}{panelon} 11: 0; {windowsoff}{paneloff}/wtc{home}{goto}spot1~{right 3}{down 10}/wtb{goto}spot7~{windowson}{panelon} 12: 0; {windowsoff}{paneloff}/wtc{home}{goto}spot1~{right 3}{down 10}/wtb{goto}spot7~{windowson}{panelon} 13: 0; {windowsoff}{paneloff}/wtc{home}{goto}spot1~{right 3}{down 10}/wtb{goto}spot7~{windowson}{panelon} 16: 2038653.73
30 | TOTAL VIRGINIA DISTRIB PLANT |  | 0: 80327605.58; 2: 0; 4: 80327605.58; 5: 0; {windowsoff}{paneloff}/wtc{home}{goto}spot1~{right 3}{down 10}/wtb{goto}spot7~{windowson}{panelon} 8: 0; {windowsoff}{paneloff}/wtc{home}{goto}spot1~{right 3}{down 10}/wtb{goto}spot7~{windowson}{panelon} 10: 0; {windowsoff}{paneloff}/wtc{home}{goto}spot1~{right 3}{down 10}/wtb{goto}spot7~{windowson}{panelon} 11: 0; {windowsoff}{paneloff}/wtc{home}{goto}spot1~{right 3}{down 10}/wtb{goto}spot7~{windowson}{panelon} 12: 0; {windowsoff}{paneloff}/wtc{home}{goto}spot1~{right 3}{down 10}/wtb{goto}spot7~{windowson}{panelon} 13: 0; {windowsoff}{paneloff}/wtc{home}{goto}spot1~{right 3}{down 10}/wtb{goto}spot7~{windowson}{panelon} 17: ok
TENNESSEE DISTRIBUTION PLANT
31 | 360-LAND & LAND RIGHTS | DEM360T | 0: 5040.23; 2: 0; 4: 0; 5: 5040.23; {windowsoff}{paneloff}/wtc{home}{goto}spot1~{right 3}{down 10}/wtb{goto}spot7~{windowson}{panelon} 8: 5040.23; {windowsoff}{paneloff}/wtc{home}{goto}spot1~{right 3}{down 10}/wtb{goto}spot7~{windowson}{panelon} 10: 0; {windowsoff}{paneloff}/wtc{home}{goto}spot1~{right 3}{down 10}/wtb{goto}spot7~{windowson}{panelon} 11: 0; {windowsoff}{paneloff}/wtc{home}{goto}spot1~{right 3}{down 10}/wtb{goto}spot7~{windowson}{panelon} 12: 0; {windowsoff}{paneloff}/wtc{home}{goto}spot1~{right 3}{down 10}/wtb{goto}spot7~{windowson}{panelon} 13: 0; {windowsoff}{paneloff}/wtc{home}{goto}spot1~{right 3}{down 10}/wtb{goto}spot7~{windowson}{panelon} 16: 5040.23; {windowsoff}{paneloff}/wtc{home}{goto}spot1~{right 3}{down 10}/wtb{goto}spot7~{windowson}{panelon} 17: ok
32 | 361-STRUCTURES AND IMPROVEMENTS | DEM361T | 0: 2621.29; 2: 0; 4: 0; 5: 2621.29; {windowsoff}{paneloff}/wtc{home}{goto}spot1~{right 3}{down 10}/wtb{goto}spot7~{windowson}{panelon} 8: 2621.29; {windowsoff}{paneloff}/wtc{home}{goto}spot1~{right 3}{down 10}/wtb{goto}spot7~{windowson}{panelon} 10: 0; {windowsoff}{paneloff}/wtc{home}{goto}spot1~{right 3}{down 10}/wtb{goto}spot7~{windowson}{panelon} 11: 0; {windowsoff}{paneloff}/wtc{home}{goto}spot1~{right 3}{down 10}/wtb{goto}spot7~{windowson}{panelon} 12: 0; {windowsoff}{paneloff}/wtc{home}{goto}spot1~{right 3}{down 10}/wtb{goto}spot7~{windowson}{panelon} 13: 0; {windowsoff}{paneloff}/wtc{home}{goto}spot1~{right 3}{down 10}/wtb{goto}spot7~{windowson}{panelon} 16: 2621.29; {windowsoff}{paneloff}/wtc{home}{goto}spot1~{right 3}{down 10}/wtb{goto}spot7~{windowson}{panelon} 17: ok
33 | 362-STATION EQUIPMENT | DEM362T | 0: 56019.76; 2: 0; 4: 0; 5: 56019.76; {windowsoff}{paneloff}/wtc{home}{goto}spot1~{right 3}{down 10}/wtb{goto}spot7~{windowson}{panelon} 8: 56019.76; {windowsoff}{paneloff}/wtc{home}{goto}spot1~{right 3}{down 10}/wtb{goto}spot7~{windowson}{panelon} 10: 0; {windowsoff}{paneloff}/wtc{home}{goto}spot1~{right 3}{down 10}/wtb{goto}spot7~{windowson}{panelon} 11: 0; {windowsoff}{paneloff}/wtc{home}{goto}spot1~{right 3}{down 10}/wtb{goto}spot7~{windowson}{panelon} 12: 0; {windowsoff}{paneloff}/wtc{home}{goto}spot1~{right 3}{down 10}/wtb{goto}spot7~{windowson}{panelon} 13: 0; {windowsoff}{paneloff}/wtc{home}{goto}spot1~{right 3}{down 10}/wtb{goto}spot7~{windowson}{panelon} 16: 56019.76; {windowsoff}{paneloff}/wtc{home}{goto}spot1~{right 3}{down 10}/wtb{goto}spot7~{windowson}{panelon} 17: ok
34 | 364-POLES, TOWERS, AND FIXTURES | DEM364T | 0: 48114.2; 2: 0; 4: 0; 5: 48114.2; {windowsoff}{paneloff}/wtc{home}{goto}spot1~{right 3}{down 10}/wtb{goto}spot7~{windowson}{panelon} 8: 48114.2; {windowsoff}{paneloff}/wtc{home}{goto}spot1~{right 3}{down 10}/wtb{goto}spot7~{windowson}{panelon} 10: 0; {windowsoff}{paneloff}/wtc{home}{goto}spot1~{right 3}{down 10}/wtb{goto}spot7~{windowson}{panelon} 11: 0; {windowsoff}{paneloff}/wtc{home}{goto}spot1~{right 3}{down 10}/wtb{goto}spot7~{windowson}{panelon} 12: 0; {windowsoff}{paneloff}/wtc{home}{goto}spot1~{right 3}{down 10}/wtb{goto}spot7~{windowson}{panelon} 13: 0; {windowsoff}{paneloff}/wtc{home}{goto}spot1~{right 3}{down 10}/wtb{goto}spot7~{windowson}{panelon} 16: 48114.2; {windowsoff}{paneloff}/wtc{home}{goto}spot1~{right 3}{down 10}/wtb{goto}spot7~{windowson}{panelon} 17: ok
35 | 365-OH CONDUCTORS AND DEVICES | DEM365T | 0: 46763.22; 2: 0; 4: 0; 5: 46763.22; {windowsoff}{paneloff}/wtc{home}{goto}spot1~{right 3}{down 10}/wtb{goto}spot7~{windowson}{panelon} 8: 46763.22; {windowsoff}{paneloff}/wtc{home}{goto}spot1~{right 3}{down 10}/wtb{goto}spot7~{windowson}{panelon} 10: 0; {windowsoff}{paneloff}/wtc{home}{goto}spot1~{right 3}{down 10}/wtb{goto}spot7~{windowson}{panelon} 11: 0; {windowsoff}{paneloff}/wtc{home}{goto}spot1~{right 3}{down 10}/wtb{goto}spot7~{windowson}{panelon} 12: 0; {windowsoff}{paneloff}/wtc{home}{goto}spot1~{right 3}{down 10}/wtb{goto}spot7~{windowson}{panelon} 13: 0; {windowsoff}{paneloff}/wtc{home}{goto}spot1~{right 3}{down 10}/wtb{goto}spot7~{windowson}{panelon} 16: 46763.22; {windowsoff}{paneloff}/wtc{home}{goto}spot1~{right 3}{down 10}/wtb{goto}spot7~{windowson}{panelon} 17: ok
36 | 368-LINE TRANSFORMERS | DEM368T | 0: 3118.28; 2: 0; 4: 0; 5: 3118.28; {windowsoff}{paneloff}/wtc{home}{goto}spot1~{right 3}{down 10}/wtb{goto}spot7~{windowson}{panelon} 8: 3118.28; {windowsoff}{paneloff}/wtc{home}{goto}spot1~{right 3}{down 10}/wtb{goto}spot7~{windowson}{panelon} 10: 0; {windowsoff}{paneloff}/wtc{home}{goto}spot1~{right 3}{down 10}/wtb{goto}spot7~{windowson}{panelon} 11: 0; {windowsoff}{paneloff}/wtc{home}{goto}spot1~{right 3}{down 10}/wtb{goto}spot7~{windowson}{panelon} 12: 0; {windowsoff}{paneloff}/wtc{home}{goto}spot1~{right 3}{down 10}/wtb{goto}spot7~{windowson}{panelon} 13: 0; {windowsoff}{paneloff}/wtc{home}{goto}spot1~{right 3}{down 10}/wtb{goto}spot7~{windowson}{panelon} 16: 3118.28; {windowsoff}{paneloff}/wtc{home}{goto}spot1~{right 3}{down 10}/wtb{goto}spot7~{windowson}{panelon} 17: ok
37 | 369-SERVICES | CUST369T | 0: 254.62; 2: 0; 4: 0; 5: 254.62; {windowsoff}{paneloff}/wtc{home}{goto}spot1~{right 3}{down 10}/wtb{goto}spot7~{windowson}{panelon} 8: 254.62; {windowsoff}{paneloff}/wtc{home}{goto}spot1~{right 3}{down 10}/wtb{goto}spot7~{windowson}{panelon} 10: 0; {windowsoff}{paneloff}/wtc{home}{goto}spot1~{right 3}{down 10}/wtb{goto}spot7~{windowson}{panelon} 11: 0; {windowsoff}{paneloff}/wtc{home}{goto}spot1~{right 3}{down 10}/wtb{goto}spot7~{windowson}{panelon} 12: 0; {windowsoff}{paneloff}/wtc{home}{goto}spot1~{right 3}{down 10}/wtb{goto}spot7~{windowson}{panelon} 13: 0; {windowsoff}{paneloff}/wtc{home}{goto}spot1~{right 3}{down 10}/wtb{goto}spot7~{windowson}{panelon} 16: 254.62; {windowsoff}{paneloff}/wtc{home}{goto}spot1~{right 3}{down 10}/wtb{goto}spot7~{windowson}{panelon} 17: ok
38 | 370-METERS | CUST370T | 0: 111.08; 2: 0; 4: 0; 5: 111.08; {windowsoff}{paneloff}/wtc{home}{goto}spot1~{right 3}{down 10}/wtb{goto}spot7~{windowson}{panelon} 8: 111.08; {windowsoff}{paneloff}/wtc{home}{goto}spot1~{right 3}{down 10}/wtb{goto}spot7~{windowson}{panelon} 10: 0; {windowsoff}{paneloff}/wtc{home}{goto}spot1~{right 3}{down 10}/wtb{goto}spot7~{windowson}{panelon} 11: 0; {windowsoff}{paneloff}/wtc{home}{goto}spot1~{right 3}{down 10}/wtb{goto}spot7~{windowson}{panelon} 12: 0; {windowsoff}{paneloff}/wtc{home}{goto}spot1~{right 3}{down 10}/wtb{goto}spot7~{windowson}{panelon} 13: 0; {windowsoff}{paneloff}/wtc{home}{goto}spot1~{right 3}{down 10}/wtb{goto}spot7~{windowson}{panelon} 16: 111.08; {windowsoff}{paneloff}/wtc{home}{goto}spot1~{right 3}{down 10}/wtb{goto}spot7~{windowson}{panelon} 17: ok
39 | 371-INSTALL ON CUSTOMER PREMISES | CUST371T | 0: 0; 2: 0; 4: 0; 5: 0; {windowsoff}{paneloff}/wtc{home}{goto}spot1~{right 3}{down 10}/wtb{goto}spot7~{windowson}{panelon} 8: 0; {windowsoff}{paneloff}/wtc{home}{goto}spot1~{right 3}{down 10}/wtb{goto}spot7~{windowson}{panelon} 10: 0; {windowsoff}{paneloff}/wtc{home}{goto}spot1~{right 3}{down 10}/wtb{goto}spot7~{windowson}{panelon} 11: 0; {windowsoff}{paneloff}/wtc{home}{goto}spot1~{right 3}{down 10}/wtb{goto}spot7~{windowson}{panelon} 12: 0; {windowsoff}{paneloff}/wtc{home}{goto}spot1~{right 3}{down 10}/wtb{goto}spot7~{windowson}{panelon} 13: 0; {windowsoff}{paneloff}/wtc{home}{goto}spot1~{right 3}{down 10}/wtb{goto}spot7~{windowson}{panelon} 16: 0; {windowsoff}{paneloff}/wtc{home}{goto}spot1~{right 3}{down 10}/wtb{goto}spot7~{windowson}{panelon} 17: ok
40 | TOTAL TENNESSEE DISTRIB PLANT |  | 0: 162042.68; 2: 0; 4: 0; 5: 162042.68; {windowsoff}{paneloff}/wtc{home}{goto}spot1~{right 3}{down 10}/wtb{goto}spot7~{windowson}{panelon} 8: 162042.68; {windowsoff}{paneloff}/wtc{home}{goto}spot1~{right 3}{down 10}/wtb{goto}spot7~{windowson}{panelon} 10: 0; {windowsoff}{paneloff}/wtc{home}{goto}spot1~{right 3}{down 10}/wtb{goto}spot7~{windowson}{panelon} 11: 0; {windowsoff}{paneloff}/wtc{home}{goto}spot1~{right 3}{down 10}/wtb{goto}spot7~{windowson}{panelon} 12: 0; {windowsoff}{paneloff}/wtc{home}{goto}spot1~{right 3}{down 10}/wtb{goto}spot7~{windowson}{panelon} 13: 0; {windowsoff}{paneloff}/wtc{home}{goto}spot1~{right 3}{down 10}/wtb{goto}spot7~{windowson}{panelon} 17: ok
41 | TOTAL DISTRIBUTION PLANT |  | 0: 1433759656.65; 2: 1348948019.5461; 4: 80327605.58; 5: 4484031.5239; {windowsoff}{paneloff}/wtc{home}{goto}spot1~{right 3}{down 10}/wtb{goto}spot7~{windowson}{panelon} 8: 162042.68; {windowsoff}{paneloff}/wtc{home}{goto}spot1~{right 3}{down 10}/wtb{goto}spot7~{windowson}{panelon} 10: 4321988.8439; {windowsoff}{paneloff}/wtc{home}{goto}spot1~{right 3}{down 10}/wtb{goto}spot7~{windowson}{panelon} 11: 3714063.0444; {windowsoff}{paneloff}/wtc{home}{goto}spot1~{right 3}{down 10}/wtb{goto}spot7~{windowson}{panelon} 12: 607925.7995; {windowsoff}{paneloff}/wtc{home}{goto}spot1~{right 3}{down 10}/wtb{goto}spot7~{windowson}{panelon} 13: 0
ELECTRIC PLANT IN SERVICE CON'T
GENERAL PLANT
1 | 389-LAND & LAND RIGHTS | LABOR | 0: 2629527.62; 2: 2338646.1877; 4: 144079.6699; 5: 146801.7624; {windowsoff}{paneloff}/wtc{home}{goto}spot1~{right 3}{down 10}/wtb{goto}spot7~{windowson}{panelon} 8: 80.7229; {windowsoff}{paneloff}/wtc{home}{goto}spot1~{right 3}{down 10}/wtb{goto}spot7~{windowson}{panelon} 10: 146721.0395; {windowsoff}{paneloff}/wtc{home}{goto}spot1~{right 3}{down 10}/wtb{goto}spot7~{windowson}{panelon} 11: 47664.173; {windowsoff}{paneloff}/wtc{home}{goto}spot1~{right 3}{down 10}/wtb{goto}spot7~{windowson}{panelon} 12: 99056.8665; {windowsoff}{paneloff}/wtc{home}{goto}spot1~{right 3}{down 10}/wtb{goto}spot7~{windowson}{panelon} 13: 1.6455e-13; {windowsoff}{paneloff}/wtc{home}{goto}spot1~{right 3}{down 10}/wtb{goto}spot7~{windowson}{panelon} 16: 2629527.62; {windowsoff}{paneloff}/wtc{home}{goto}spot1~{right 3}{down 10}/wtb{goto}spot7~{windowson}{panelon} 17: ok
2 | 390-STRUCTURES AND IMPROVEMENTS | LABOR | 0: 46799329.67; 2: 41622332.8807; 4: 2564275.0124; 5: 2612721.7769; {windowsoff}{paneloff}/wtc{home}{goto}spot1~{right 3}{down 10}/wtb{goto}spot7~{windowson}{panelon} 8: 1436.6753; {windowsoff}{paneloff}/wtc{home}{goto}spot1~{right 3}{down 10}/wtb{goto}spot7~{windowson}{panelon} 10: 2611285.1016; {windowsoff}{paneloff}/wtc{home}{goto}spot1~{right 3}{down 10}/wtb{goto}spot7~{windowson}{panelon} 11: 848308.7723; {windowsoff}{paneloff}/wtc{home}{goto}spot1~{right 3}{down 10}/wtb{goto}spot7~{windowson}{panelon} 12: 1762976.3293; {windowsoff}{paneloff}/wtc{home}{goto}spot1~{right 3}{down 10}/wtb{goto}spot7~{windowson}{panelon} 13: 2.9286e-12; {windowsoff}{paneloff}/wtc{home}{goto}spot1~{right 3}{down 10}/wtb{goto}spot7~{windowson}{panelon} 16: 46799329.67; {windowsoff}{paneloff}/wtc{home}{goto}spot1~{right 3}{down 10}/wtb{goto}spot7~{windowson}{panelon} 17: ok
3 | 391-OFFICE EQUIPMENT | LABOR | 0: 32854980.95; 2: 29220524.3864; 4: 1800222.5091; 5: 1834234.0545; {windowsoff}{paneloff}/wtc{home}{goto}spot1~{right 3}{down 10}/wtb{goto}spot7~{windowson}{panelon} 8: 1008.6029; {windowsoff}{paneloff}/wtc{home}{goto}spot1~{right 3}{down 10}/wtb{goto}spot7~{windowson}{panelon} 10: 1833225.4516; {windowsoff}{paneloff}/wtc{home}{goto}spot1~{right 3}{down 10}/wtb{goto}spot7~{windowson}{panelon} 11: 595546.3198; {windowsoff}{paneloff}/wtc{home}{goto}spot1~{right 3}{down 10}/wtb{goto}spot7~{windowson}{panelon} 12: 1237679.1318; {windowsoff}{paneloff}/wtc{home}{goto}spot1~{right 3}{down 10}/wtb{goto}spot7~{windowson}{panelon} 13: 2.056e-12; {windowsoff}{paneloff}/wtc{home}{goto}spot1~{right 3}{down 10}/wtb{goto}spot7~{windowson}{panelon} 16: 32854980.95; {windowsoff}{paneloff}/wtc{home}{goto}spot1~{right 3}{down 10}/wtb{goto}spot7~{windowson}{panelon} 17: ok
4 | 392-TRANSPORTATION EQUIPMENT | LABOR | 0: 15969954.88; 2: 14203339.7228; 4: 875041.5131; 5: 891573.644; {windowsoff}{paneloff}/wtc{home}{goto}spot1~{right 3}{down 10}/wtb{goto}spot7~{windowson}{panelon} 8: 490.2557; {windowsoff}{paneloff}/wtc{home}{goto}spot1~{right 3}{down 10}/wtb{goto}spot7~{windowson}{panelon} 10: 891083.3883; {windowsoff}{paneloff}/wtc{home}{goto}spot1~{right 3}{down 10}/wtb{goto}spot7~{windowson}{panelon} 11: 289479.6339; {windowsoff}{paneloff}/wtc{home}{goto}spot1~{right 3}{down 10}/wtb{goto}spot7~{windowson}{panelon} 12: 601603.7544; {windowsoff}{paneloff}/wtc{home}{goto}spot1~{right 3}{down 10}/wtb{goto}spot7~{windowson}{panelon} 13: 9.9937e-13; {windowsoff}{paneloff}/wtc{home}{goto}spot1~{right 3}{down 10}/wtb{goto}spot7~{windowson}{panelon} 16: 15969954.88; {windowsoff}{paneloff}/wtc{home}{goto}spot1~{right 3}{down 10}/wtb{goto}spot7~{windowson}{panelon} 17: ok
5 | 393-STORES EQUIPMENT | LABOR | 0: 551794.27; 2: 490754.1401; 4: 30234.4557; 5: 30805.6743; {windowsoff}{paneloff}/wtc{home}{goto}spot1~{right 3}{down 10}/wtb{goto}spot7~{windowson}{panelon} 8: 16.9393; {windowsoff}{paneloff}/wtc{home}{goto}spot1~{right 3}{down 10}/wtb{goto}spot7~{windowson}{panelon} 10: 30788.7349; {windowsoff}{paneloff}/wtc{home}{goto}spot1~{right 3}{down 10}/wtb{goto}spot7~{windowson}{panelon} 11: 10002.1074; {windowsoff}{paneloff}/wtc{home}{goto}spot1~{right 3}{down 10}/wtb{goto}spot7~{windowson}{panelon} 12: 20786.6276; {windowsoff}{paneloff}/wtc{home}{goto}spot1~{right 3}{down 10}/wtb{goto}spot7~{windowson}{panelon} 13: 3.453e-14; {windowsoff}{paneloff}/wtc{home}{goto}spot1~{right 3}{down 10}/wtb{goto}spot7~{windowson}{panelon} 16: 551794.27; {windowsoff}{paneloff}/wtc{home}{goto}spot1~{right 3}{down 10}/wtb{goto}spot7~{windowson}{panelon} 17: ok
6 | 394-TOOLS, SHOP, AND GARAGE EQUIP | LABOR | 0: 8221696.52; 2: 7312202.7989; 4: 450491.3018; 5: 459002.4193; {windowsoff}{paneloff}/wtc{home}{goto}spot1~{right 3}{down 10}/wtb{goto}spot7~{windowson}{panelon} 8: 252.3948; {windowsoff}{paneloff}/wtc{home}{goto}spot1~{right 3}{down 10}/wtb{goto}spot7~{windowson}{panelon} 10: 458750.0245; {windowsoff}{paneloff}/wtc{home}{goto}spot1~{right 3}{down 10}/wtb{goto}spot7~{windowson}{panelon} 11: 149030.709; {windowsoff}{paneloff}/wtc{home}{goto}spot1~{right 3}{down 10}/wtb{goto}spot7~{windowson}{panelon} 12: 309719.3155; {windowsoff}{paneloff}/wtc{home}{goto}spot1~{right 3}{down 10}/wtb{goto}spot7~{windowson}{panelon} 13: 5.145e-13; {windowsoff}{paneloff}/wtc{home}{goto}spot1~{right 3}{down 10}/wtb{goto}spot7~{windowson}{panelon} 16: 8221696.52; {windowsoff}{paneloff}/wtc{home}{goto}spot1~{right 3}{down 10}/wtb{goto}spot7~{windowson}{panelon} 17: ok
7 | 395-LABORATORY EQUIPMENT | LABOR | 0: 0; 2: 0; 4: 0; 5: 0; {windowsoff}{paneloff}/wtc{home}{goto}spot1~{right 3}{down 10}/wtb{goto}spot7~{windowson}{panelon} 8: 0; {windowsoff}{paneloff}/wtc{home}{goto}spot1~{right 3}{down 10}/wtb{goto}spot7~{windowson}{panelon} 10: 0; {windowsoff}{paneloff}/wtc{home}{goto}spot1~{right 3}{down 10}/wtb{goto}spot7~{windowson}{panelon} 11: 0; {windowsoff}{paneloff}/wtc{home}{goto}spot1~{right 3}{down 10}/wtb{goto}spot7~{windowson}{panelon} 12: 0; {windowsoff}{paneloff}/wtc{home}{goto}spot1~{right 3}{down 10}/wtb{goto}spot7~{windowson}{panelon} 13: 0; {windowsoff}{paneloff}/wtc{home}{goto}spot1~{right 3}{down 10}/wtb{goto}spot7~{windowson}{panelon} 16: 0; {windowsoff}{paneloff}/wtc{home}{goto}spot1~{right 3}{down 10}/wtb{goto}spot7~{windowson}{panelon} 17: ok
8 | 396-POWER OPERATED EQUIPMENT | LABOR | 0: 1188992.94; 2: 1057465.1451; 4: 65148.4734; 5: 66379.3214; {windowsoff}{paneloff}/wtc{home}{goto}spot1~{right 3}{down 10}/wtb{goto}spot7~{windowson}{panelon} 8: 36.5005; {windowsoff}{paneloff}/wtc{home}{goto}spot1~{right 3}{down 10}/wtb{goto}spot7~{windowson}{panelon} 10: 66342.821; {windowsoff}{paneloff}/wtc{home}{goto}spot1~{right 3}{down 10}/wtb{goto}spot7~{windowson}{panelon} 11: 21552.2989; {windowsoff}{paneloff}/wtc{home}{goto}spot1~{right 3}{down 10}/wtb{goto}spot7~{windowson}{panelon} 12: 44790.5221; {windowsoff}{paneloff}/wtc{home}{goto}spot1~{right 3}{down 10}/wtb{goto}spot7~{windowson}{panelon} 13: 7.4405e-14; {windowsoff}{paneloff}/wtc{home}{goto}spot1~{right 3}{down 10}/wtb{goto}spot7~{windowson}{panelon} 16: 1188992.94; {windowsoff}{paneloff}/wtc{home}{goto}spot1~{right 3}{down 10}/wtb{goto}spot7~{windowson}{panelon} 17: ok
9 | 397-COMMUNICATION EQUIPMENT | LABOR | 0: 31878274.71; 2: 28351862.5373; 4: 1746705.8579; 5: 1779706.3149; {windowsoff}{paneloff}/wtc{home}{goto}spot1~{right 3}{down 10}/wtb{goto}spot7~{windowson}{panelon} 8: 978.6194; {windowsoff}{paneloff}/wtc{home}{goto}spot1~{right 3}{down 10}/wtb{goto}spot7~{windowson}{panelon} 10: 1778727.6955; {windowsoff}{paneloff}/wtc{home}{goto}spot1~{right 3}{down 10}/wtb{goto}spot7~{windowson}{panelon} 11: 577842.039; {windowsoff}{paneloff}/wtc{home}{goto}spot1~{right 3}{down 10}/wtb{goto}spot7~{windowson}{panelon} 12: 1200885.6565; {windowsoff}{paneloff}/wtc{home}{goto}spot1~{right 3}{down 10}/wtb{goto}spot7~{windowson}{panelon} 13: 1.9949e-12; {windowsoff}{paneloff}/wtc{home}{goto}spot1~{right 3}{down 10}/wtb{goto}spot7~{windowson}{panelon} 16: 31878274.71; {windowsoff}{paneloff}/wtc{home}{goto}spot1~{right 3}{down 10}/wtb{goto}spot7~{windowson}{panelon} 17: ok
10 | 398-MISC EQUIPMENT | LABOR | 0: 0; 2: 0; 4: 0; 5: 0; {windowsoff}{paneloff}/wtc{home}{goto}spot1~{right 3}{down 10}/wtb{goto}spot7~{windowson}{panelon} 8: 0; {windowsoff}{paneloff}/wtc{home}{goto}spot1~{right 3}{down 10}/wtb{goto}spot7~{windowson}{panelon} 10: 0; {windowsoff}{paneloff}/wtc{home}{goto}spot1~{right 3}{down 10}/wtb{goto}spot7~{windowson}{panelon} 11: 0; {windowsoff}{paneloff}/wtc{home}{goto}spot1~{right 3}{down 10}/wtb{goto}spot7~{windowson}{panelon} 12: 0; {windowsoff}{paneloff}/wtc{home}{goto}spot1~{right 3}{down 10}/wtb{goto}spot7~{windowson}{panelon} 13: 0; {windowsoff}{paneloff}/wtc{home}{goto}spot1~{right 3}{down 10}/wtb{goto}spot7~{windowson}{panelon} 16: 0; {windowsoff}{paneloff}/wtc{home}{goto}spot1~{right 3}{down 10}/wtb{goto}spot7~{windowson}{panelon} 17: ok
11 | TOTAL GENERAL PLANT |  | 0: 140094551.56; 2: 124597127.7989; 4: 7676198.7933; 5: 7821224.9677; {windowsoff}{paneloff}/wtc{home}{goto}spot1~{right 3}{down 10}/wtb{goto}spot7~{windowson}{panelon} 8: 4300.7109; {windowsoff}{paneloff}/wtc{home}{goto}spot1~{right 3}{down 10}/wtb{goto}spot7~{windowson}{panelon} 10: 7816924.2568; {windowsoff}{paneloff}/wtc{home}{goto}spot1~{right 3}{down 10}/wtb{goto}spot7~{windowson}{panelon} 11: 2539426.0532; {windowsoff}{paneloff}/wtc{home}{goto}spot1~{right 3}{down 10}/wtb{goto}spot7~{windowson}{panelon} 12: 5277498.2036; {windowsoff}{paneloff}/wtc{home}{goto}spot1~{right 3}{down 10}/wtb{goto}spot7~{windowson}{panelon} 13: 8.7669e-12; {windowsoff}{paneloff}/wtc{home}{goto}spot1~{right 3}{down 10}/wtb{goto}spot7~{windowson}{panelon} 17: ok
PLANT HELD FOR FUTURE USE
12 | PRODUCTION | DEMPROD | 0: 0; 2: 0; 4: 0; 5: 0; {windowsoff}{paneloff}/wtc{home}{goto}spot1~{right 3}{down 10}/wtb{goto}spot7~{windowson}{panelon} 8: 0; {windowsoff}{paneloff}/wtc{home}{goto}spot1~{right 3}{down 10}/wtb{goto}spot7~{windowson}{panelon} 10: 0; {windowsoff}{paneloff}/wtc{home}{goto}spot1~{right 3}{down 10}/wtb{goto}spot7~{windowson}{panelon} 11: 0; {windowsoff}{paneloff}/wtc{home}{goto}spot1~{right 3}{down 10}/wtb{goto}spot7~{windowson}{panelon} 12: 0; {windowsoff}{paneloff}/wtc{home}{goto}spot1~{right 3}{down 10}/wtb{goto}spot7~{windowson}{panelon} 13: 0; {windowsoff}{paneloff}/wtc{home}{goto}spot1~{right 3}{down 10}/wtb{goto}spot7~{windowson}{panelon} 16: 0
13 | TRANSMISSION | DEMTRAN | 0: 0; 2: 0; 4: 0; 5: 0; {windowsoff}{paneloff}/wtc{home}{goto}spot1~{right 3}{down 10}/wtb{goto}spot7~{windowson}{panelon} 8: 0; {windowsoff}{paneloff}/wtc{home}{goto}spot1~{right 3}{down 10}/wtb{goto}spot7~{windowson}{panelon} 10: 0; {windowsoff}{paneloff}/wtc{home}{goto}spot1~{right 3}{down 10}/wtb{goto}spot7~{windowson}{panelon} 11: 0; {windowsoff}{paneloff}/wtc{home}{goto}spot1~{right 3}{down 10}/wtb{goto}spot7~{windowson}{panelon} 12: 0; {windowsoff}{paneloff}/wtc{home}{goto}spot1~{right 3}{down 10}/wtb{goto}spot7~{windowson}{panelon} 13: 0; {windowsoff}{paneloff}/wtc{home}{goto}spot1~{right 3}{down 10}/wtb{goto}spot7~{windowson}{panelon} 16: 0
14 | DISTRIBUTION | DPRODKY | 0: 792599.21; 2: 722726.8806; 4: 0; 5: 69872.3294; {windowsoff}{paneloff}/wtc{home}{goto}spot1~{right 3}{down 10}/wtb{goto}spot7~{windowson}{panelon} 8: 0; {windowsoff}{paneloff}/wtc{home}{goto}spot1~{right 3}{down 10}/wtb{goto}spot7~{windowson}{panelon} 10: 69872.3294; {windowsoff}{paneloff}/wtc{home}{goto}spot1~{right 3}{down 10}/wtb{goto}spot7~{windowson}{panelon} 11: 21801.9396; {windowsoff}{paneloff}/wtc{home}{goto}spot1~{right 3}{down 10}/wtb{goto}spot7~{windowson}{panelon} 12: 48070.3898; {windowsoff}{paneloff}/wtc{home}{goto}spot1~{right 3}{down 10}/wtb{goto}spot7~{windowson}{panelon} 13: 0; {windowsoff}{paneloff}/wtc{home}{goto}spot1~{right 3}{down 10}/wtb{goto}spot7~{windowson}{panelon} 16: 792599.21
15 | GENERAL | LABOR | 0: 0; 2: 0; 4: 0; 5: 0; {windowsoff}{paneloff}/wtc{home}{goto}spot1~{right 3}{down 10}/wtb{goto}spot7~{windowson}{panelon} 8: 0; {windowsoff}{paneloff}/wtc{home}{goto}spot1~{right 3}{down 10}/wtb{goto}spot7~{windowson}{panelon} 10: 0; {windowsoff}{paneloff}/wtc{home}{goto}spot1~{right 3}{down 10}/wtb{goto}spot7~{windowson}{panelon} 11: 0; {windowsoff}{paneloff}/wtc{home}{goto}spot1~{right 3}{down 10}/wtb{goto}spot7~{windowson}{panelon} 12: 0; {windowsoff}{paneloff}/wtc{home}{goto}spot1~{right 3}{down 10}/wtb{goto}spot7~{windowson}{panelon} 13: 0; {windowsoff}{paneloff}/wtc{home}{goto}spot1~{right 3}{down 10}/wtb{goto}spot7~{windowson}{panelon} 16: 0
16 | TOTAL PLANT HELD FOR FUTURE USE |  | 0: 792599.21; 2: 722726.8806; 4: 0; 5: 69872.3294; {windowsoff}{paneloff}/wtc{home}{goto}spot1~{right 3}{down 10}/wtb{goto}spot7~{windowson}{panelon} 8: 0; {windowsoff}{paneloff}/wtc{home}{goto}spot1~{right 3}{down 10}/wtb{goto}spot7~{windowson}{panelon} 10: 69872.3294; {windowsoff}{paneloff}/wtc{home}{goto}spot1~{right 3}{down 10}/wtb{goto}spot7~{windowson}{panelon} 11: 21801.9396; {windowsoff}{paneloff}/wtc{home}{goto}spot1~{right 3}{down 10}/wtb{goto}spot7~{windowson}{panelon} 12: 48070.3898; {windowsoff}{paneloff}/wtc{home}{goto}spot1~{right 3}{down 10}/wtb{goto}spot7~{windowson}{panelon} 13: 0; {windowsoff}{paneloff}/wtc{home}{goto}spot1~{right 3}{down 10}/wtb{goto}spot7~{windowson}{panelon} 16: 792599.21; {windowsoff}{paneloff}/wtc{home}{goto}spot1~{right 3}{down 10}/wtb{goto}spot7~{windowson}{panelon} 17: ok; {windowsoff}{paneloff}/wtc{home}{goto}spot1~{right 3}{down 10}/wtb{goto}spot7~{windowson}{panelon} 18: ok; {windowsoff}{paneloff}/wtc{home}{goto}spot1~{right 3}{down 10}/wtb{goto}spot7~{windowson}{panelon} 19: Total plant held for future use
17 | TOTAL ELECTRIC PLANT |  | 0: 6492570022.52; 2: 5653048566.0584; 4: 385619848.4248; 5: 453901608.0368; {windowsoff}{paneloff}/wtc{home}{goto}spot1~{right 3}{down 10}/wtb{goto}spot7~{windowson}{panelon} 8: 204724.2767; {windowsoff}{paneloff}/wtc{home}{goto}spot1~{right 3}{down 10}/wtb{goto}spot7~{windowson}{panelon} 10: 453696883.7601; {windowsoff}{paneloff}/wtc{home}{goto}spot1~{right 3}{down 10}/wtb{goto}spot7~{windowson}{panelon} 11: 144053837.0222; {windowsoff}{paneloff}/wtc{home}{goto}spot1~{right 3}{down 10}/wtb{goto}spot7~{windowson}{panelon} 12: 309643046.7379; {windowsoff}{paneloff}/wtc{home}{goto}spot1~{right 3}{down 10}/wtb{goto}spot7~{windowson}{panelon} 13: 8.8488e-12; {windowsoff}{paneloff}/wtc{home}{goto}spot1~{right 3}{down 10}/wtb{goto}spot7~{windowson}{panelon} 17: ok
ELECTRIC PLANT IN SERVICE CON'T
ACCUMULATED PROVISION FOR DEP
PRODUCTION PLANT
STEAM PRODUCTION PLANT
1 | SYSTEM | STMSYS | 0: 1247297917.4267; 2: 1079524090.5139; 4: 63397245.3018; 5: 104376581.6111; {windowsoff}{paneloff}/wtc{home}{goto}spot1~{right 3}{down 10}/wtb{goto}spot7~{windowson}{panelon} 8: 9544.9029; {windowsoff}{paneloff}/wtc{home}{goto}spot1~{right 3}{down 10}/wtb{goto}spot7~{windowson}{panelon} 10: 104367036.7081; {windowsoff}{paneloff}/wtc{home}{goto}spot1~{right 3}{down 10}/wtb{goto}spot7~{windowson}{panelon} 11: 32565163.4817; {windowsoff}{paneloff}/wtc{home}{goto}spot1~{right 3}{down 10}/wtb{goto}spot7~{windowson}{panelon} 12: 71801873.2264; {windowsoff}{paneloff}/wtc{home}{goto}spot1~{right 3}{down 10}/wtb{goto}spot7~{windowson}{panelon} 13: 0; {windowsoff}{paneloff}/wtc{home}{goto}spot1~{right 3}{down 10}/wtb{goto}spot7~{windowson}{panelon} 16: 1247297917.4267; {windowsoff}{paneloff}/wtc{home}{goto}spot1~{right 3}{down 10}/wtb{goto}spot7~{windowson}{panelon} 18: Less Allocated RWIP
2 | FERC-AFUDC PRE | DEMFERC | 0: 15482538.3333; 2: 0; 4: 5850770.3121; 5: 9631768.0212; {windowsoff}{paneloff}/wtc{home}{goto}spot1~{right 3}{down 10}/wtb{goto}spot7~{windowson}{panelon} 8: 0; {windowsoff}{paneloff}/wtc{home}{goto}spot1~{right 3}{down 10}/wtb{goto}spot7~{windowson}{panelon} 10: 9631768.0212; {windowsoff}{paneloff}/wtc{home}{goto}spot1~{right 3}{down 10}/wtb{goto}spot7~{windowson}{panelon} 11: 3005356.0025; {windowsoff}{paneloff}/wtc{home}{goto}spot1~{right 3}{down 10}/wtb{goto}spot7~{windowson}{panelon} 12: 6626412.0188; {windowsoff}{paneloff}/wtc{home}{goto}spot1~{right 3}{down 10}/wtb{goto}spot7~{windowson}{panelon} 13: 0; {windowsoff}{paneloff}/wtc{home}{goto}spot1~{right 3}{down 10}/wtb{goto}spot7~{windowson}{panelon} 16: 15482538.3333
3 | FERC-AFUDC POST | DEMFERCP | 0: 2872593; 2: 0; 4: 0; 5: 2872593; {windowsoff}{paneloff}/wtc{home}{goto}spot1~{right 3}{down 10}/wtb{goto}spot7~{windowson}{panelon} 8: 0; {windowsoff}{paneloff}/wtc{home}{goto}spot1~{right 3}{down 10}/wtb{goto}spot7~{windowson}{panelon} 10: 2872593; {windowsoff}{paneloff}/wtc{home}{goto}spot1~{right 3}{down 10}/wtb{goto}spot7~{windowson}{panelon} 11: 896321.9002; {windowsoff}{paneloff}/wtc{home}{goto}spot1~{right 3}{down 10}/wtb{goto}spot7~{windowson}{panelon} 12: 1976271.0998; {windowsoff}{paneloff}/wtc{home}{goto}spot1~{right 3}{down 10}/wtb{goto}spot7~{windowson}{panelon} 13: 0; {windowsoff}{paneloff}/wtc{home}{goto}spot1~{right 3}{down 10}/wtb{goto}spot7~{windowson}{panelon} 16: 2872593
4 | TOTAL STEAM PROD PLT |  | 0: 1265653048.76; 2: 1079524090.5139; 4: 69248015.6138; 5: 116880942.6323; {windowsoff}{paneloff}/wtc{home}{goto}spot1~{right 3}{down 10}/wtb{goto}spot7~{windowson}{panelon} 8: 9544.9029; {windowsoff}{paneloff}/wtc{home}{goto}spot1~{right 3}{down 10}/wtb{goto}spot7~{windowson}{panelon} 10: 116871397.7294; {windowsoff}{paneloff}/wtc{home}{goto}spot1~{right 3}{down 10}/wtb{goto}spot7~{windowson}{panelon} 11: 36466841.3844; {windowsoff}{paneloff}/wtc{home}{goto}spot1~{right 3}{down 10}/wtb{goto}spot7~{windowson}{panelon} 12: 80404556.345; {windowsoff}{paneloff}/wtc{home}{goto}spot1~{right 3}{down 10}/wtb{goto}spot7~{windowson}{panelon} 13: 0; {windowsoff}{paneloff}/wtc{home}{goto}spot1~{right 3}{down 10}/wtb{goto}spot7~{windowson}{panelon} 17: ok
HYDRAULIC PRODUCTION PLANT
5 | SYSTEM | HYDSYS | 0: 7807864.18; 2: 6757629.721; 4: 396855.5337; 5: 653378.9253; {windowsoff}{paneloff}/wtc{home}{goto}spot1~{right 3}{down 10}/wtb{goto}spot7~{windowson}{panelon} 8: 59.7494; {windowsoff}{paneloff}/wtc{home}{goto}spot1~{right 3}{down 10}/wtb{goto}spot7~{windowson}{panelon} 10: 653319.1759; {windowsoff}{paneloff}/wtc{home}{goto}spot1~{right 3}{down 10}/wtb{goto}spot7~{windowson}{panelon} 11: 203852.1591; {windowsoff}{paneloff}/wtc{home}{goto}spot1~{right 3}{down 10}/wtb{goto}spot7~{windowson}{panelon} 12: 449467.0168; {windowsoff}{paneloff}/wtc{home}{goto}spot1~{right 3}{down 10}/wtb{goto}spot7~{windowson}{panelon} 13: 0; {windowsoff}{paneloff}/wtc{home}{goto}spot1~{right 3}{down 10}/wtb{goto}spot7~{windowson}{panelon} 16: 7807864.18; {windowsoff}{paneloff}/wtc{home}{goto}spot1~{right 3}{down 10}/wtb{goto}spot7~{windowson}{panelon} 18: Less Allocated RWIP
6 | FERC-AFUDC PRE | DEMFERC | 0: 3252.5; 2: 0; 4: 1229.1027; 5: 2023.3973; {windowsoff}{paneloff}/wtc{home}{goto}spot1~{right 3}{down 10}/wtb{goto}spot7~{windowson}{panelon} 8: 0; {windowsoff}{paneloff}/wtc{home}{goto}spot1~{right 3}{down 10}/wtb{goto}spot7~{windowson}{panelon} 10: 2023.3973; {windowsoff}{paneloff}/wtc{home}{goto}spot1~{right 3}{down 10}/wtb{goto}spot7~{windowson}{panelon} 11: 631.3513; {windowsoff}{paneloff}/wtc{home}{goto}spot1~{right 3}{down 10}/wtb{goto}spot7~{windowson}{panelon} 12: 1392.046; {windowsoff}{paneloff}/wtc{home}{goto}spot1~{right 3}{down 10}/wtb{goto}spot7~{windowson}{panelon} 13: 0; {windowsoff}{paneloff}/wtc{home}{goto}spot1~{right 3}{down 10}/wtb{goto}spot7~{windowson}{panelon} 16: 3252.5
7 | FERC-AFUDC POST | DEMFERCP | 0: 947.5; 2: 0; 4: 0; 5: 947.5; {windowsoff}{paneloff}/wtc{home}{goto}spot1~{right 3}{down 10}/wtb{goto}spot7~{windowson}{panelon} 8: 0; {windowsoff}{paneloff}/wtc{home}{goto}spot1~{right 3}{down 10}/wtb{goto}spot7~{windowson}{panelon} 10: 947.5; {windowsoff}{paneloff}/wtc{home}{goto}spot1~{right 3}{down 10}/wtb{goto}spot7~{windowson}{panelon} 11: 295.644; {windowsoff}{paneloff}/wtc{home}{goto}spot1~{right 3}{down 10}/wtb{goto}spot7~{windowson}{panelon} 12: 651.856; {windowsoff}{paneloff}/wtc{home}{goto}spot1~{right 3}{down 10}/wtb{goto}spot7~{windowson}{panelon} 13: 0; {windowsoff}{paneloff}/wtc{home}{goto}spot1~{right 3}{down 10}/wtb{goto}spot7~{windowson}{panelon} 16: 947.5
8 | TOTAL HYDRO PROD PLT |  | 0: 7812064.18; 2: 6757629.721; 4: 398084.6364; 5: 656349.8225; {windowsoff}{paneloff}/wtc{home}{goto}spot1~{right 3}{down 10}/wtb{goto}spot7~{windowson}{panelon} 8: 59.7494; {windowsoff}{paneloff}/wtc{home}{goto}spot1~{right 3}{down 10}/wtb{goto}spot7~{windowson}{panelon} 10: 656290.0731; {windowsoff}{paneloff}/wtc{home}{goto}spot1~{right 3}{down 10}/wtb{goto}spot7~{windowson}{panelon} 11: 204779.1544; {windowsoff}{paneloff}/wtc{home}{goto}spot1~{right 3}{down 10}/wtb{goto}spot7~{windowson}{panelon} 12: 451510.9187; {windowsoff}{paneloff}/wtc{home}{goto}spot1~{right 3}{down 10}/wtb{goto}spot7~{windowson}{panelon} 13: 0; {windowsoff}{paneloff}/wtc{home}{goto}spot1~{right 3}{down 10}/wtb{goto}spot7~{windowson}{panelon} 17: ok
OTHER PRODUCTION PLANT
9 | SYSTEM | OTHSYS | 0: 178845192.44; 2: 154788756.5706; 4: 9090284.1877; 5: 14966151.6817; {windowsoff}{paneloff}/wtc{home}{goto}spot1~{right 3}{down 10}/wtb{goto}spot7~{windowson}{panelon} 8: 1368.6065; {windowsoff}{paneloff}/wtc{home}{goto}spot1~{right 3}{down 10}/wtb{goto}spot7~{windowson}{panelon} 10: 14964783.0752; {windowsoff}{paneloff}/wtc{home}{goto}spot1~{right 3}{down 10}/wtb{goto}spot7~{windowson}{panelon} 11: 4669392.01; {windowsoff}{paneloff}/wtc{home}{goto}spot1~{right 3}{down 10}/wtb{goto}spot7~{windowson}{panelon} 12: 10295391.0652; {windowsoff}{paneloff}/wtc{home}{goto}spot1~{right 3}{down 10}/wtb{goto}spot7~{windowson}{panelon} 13: 0; {windowsoff}{paneloff}/wtc{home}{goto}spot1~{right 3}{down 10}/wtb{goto}spot7~{windowson}{panelon} 16: 178845192.44; {windowsoff}{paneloff}/wtc{home}{goto}spot1~{right 3}{down 10}/wtb{goto}spot7~{windowson}{panelon} 18: Less Allocated RWIP
10 | FERC-AFUDC PRE | DEMFERC | 0: 1236.75; 2: 0; 4: 467.3614; 5: 769.3886; {windowsoff}{paneloff}/wtc{home}{goto}spot1~{right 3}{down 10}/wtb{goto}spot7~{windowson}{panelon} 8: 0; {windowsoff}{paneloff}/wtc{home}{goto}spot1~{right 3}{down 10}/wtb{goto}spot7~{windowson}{panelon} 10: 769.3886; {windowsoff}{paneloff}/wtc{home}{goto}spot1~{right 3}{down 10}/wtb{goto}spot7~{windowson}{panelon} 11: 240.0688; {windowsoff}{paneloff}/wtc{home}{goto}spot1~{right 3}{down 10}/wtb{goto}spot7~{windowson}{panelon} 12: 529.3199; {windowsoff}{paneloff}/wtc{home}{goto}spot1~{right 3}{down 10}/wtb{goto}spot7~{windowson}{panelon} 13: 0; {windowsoff}{paneloff}/wtc{home}{goto}spot1~{right 3}{down 10}/wtb{goto}spot7~{windowson}{panelon} 16: 1236.75
11 | FERC-AFUDC POST | DEMFERCP | 0: 889035.5; 2: 0; 4: 0; 5: 889035.5; {windowsoff}{paneloff}/wtc{home}{goto}spot1~{right 3}{down 10}/wtb{goto}spot7~{windowson}{panelon} 8: 0; {windowsoff}{paneloff}/wtc{home}{goto}spot1~{right 3}{down 10}/wtb{goto}spot7~{windowson}{panelon} 10: 889035.5; {windowsoff}{paneloff}/wtc{home}{goto}spot1~{right 3}{down 10}/wtb{goto}spot7~{windowson}{panelon} 11: 277401.6329; {windowsoff}{paneloff}/wtc{home}{goto}spot1~{right 3}{down 10}/wtb{goto}spot7~{windowson}{panelon} 12: 611633.8671; {windowsoff}{paneloff}/wtc{home}{goto}spot1~{right 3}{down 10}/wtb{goto}spot7~{windowson}{panelon} 13: 0; {windowsoff}{paneloff}/wtc{home}{goto}spot1~{right 3}{down 10}/wtb{goto}spot7~{windowson}{panelon} 16: 889035.5
12 | TOTAL OTHER PROD PLT |  | 0: 179735464.69; 2: 154788756.5706; 4: 9090751.5491; 5: 15855956.5703; {windowsoff}{paneloff}/wtc{home}{goto}spot1~{right 3}{down 10}/wtb{goto}spot7~{windowson}{panelon} 8: 1368.6065; {windowsoff}{paneloff}/wtc{home}{goto}spot1~{right 3}{down 10}/wtb{goto}spot7~{windowson}{panelon} 10: 15854587.9639; {windowsoff}{paneloff}/wtc{home}{goto}spot1~{right 3}{down 10}/wtb{goto}spot7~{windowson}{panelon} 11: 4947033.7116; {windowsoff}{paneloff}/wtc{home}{goto}spot1~{right 3}{down 10}/wtb{goto}spot7~{windowson}{panelon} 12: 10907554.2522; {windowsoff}{paneloff}/wtc{home}{goto}spot1~{right 3}{down 10}/wtb{goto}spot7~{windowson}{panelon} 13: 0; {windowsoff}{paneloff}/wtc{home}{goto}spot1~{right 3}{down 10}/wtb{goto}spot7~{windowson}{panelon} 17: ok
13 | TOTAL PRODUCTION PLANT |  | 0: 1453200577.63; 2: 1241070476.8055; 4: 78736851.7994; 5: 133393249.0252; {windowsoff}{paneloff}/wtc{home}{goto}spot1~{right 3}{down 10}/wtb{goto}spot7~{windowson}{panelon} 8: 10973.2588; {windowsoff}{paneloff}/wtc{home}{goto}spot1~{right 3}{down 10}/wtb{goto}spot7~{windowson}{panelon} 10: 133382275.7664; {windowsoff}{paneloff}/wtc{home}{goto}spot1~{right 3}{down 10}/wtb{goto}spot7~{windowson}{panelon} 11: 41618654.2504; {windowsoff}{paneloff}/wtc{home}{goto}spot1~{right 3}{down 10}/wtb{goto}spot7~{windowson}{panelon} 12: 91763621.5159; {windowsoff}{paneloff}/wtc{home}{goto}spot1~{right 3}{down 10}/wtb{goto}spot7~{windowson}{panelon} 13: 0
TRANSMISSION PLANT
14 | KENTUCKY SYSTEM PROPERTY | KYTRPLT | 0: 296820640.153; 2: 254981612.5129; 4: 15550572.1665; 5: 26288455.4736; {windowsoff}{paneloff}/wtc{home}{goto}spot1~{right 3}{down 10}/wtb{goto}spot7~{windowson}{panelon} 8: 2254.4886; {windowsoff}{paneloff}/wtc{home}{goto}spot1~{right 3}{down 10}/wtb{goto}spot7~{windowson}{panelon} 10: 26286200.9851; {windowsoff}{paneloff}/wtc{home}{goto}spot1~{right 3}{down 10}/wtb{goto}spot7~{windowson}{panelon} 11: 8201961.648; {windowsoff}{paneloff}/wtc{home}{goto}spot1~{right 3}{down 10}/wtb{goto}spot7~{windowson}{panelon} 12: 18084239.3371; {windowsoff}{paneloff}/wtc{home}{goto}spot1~{right 3}{down 10}/wtb{goto}spot7~{windowson}{panelon} 13: 0; {windowsoff}{paneloff}/wtc{home}{goto}spot1~{right 3}{down 10}/wtb{goto}spot7~{windowson}{panelon} 16: 296820640.153; {windowsoff}{paneloff}/wtc{home}{goto}spot1~{right 3}{down 10}/wtb{goto}spot7~{windowson}{panelon} 18: Less Allocated RWIP
15 | VIRGINIA PROPERTY | TRPLTVA | 0: 27212125.097; 2: 3872986.8546; 4: 22962328.923; 5: 376809.3194; {windowsoff}{paneloff}/wtc{home}{goto}spot1~{right 3}{down 10}/wtb{goto}spot7~{windowson}{panelon} 8: 34.2441; {windowsoff}{paneloff}/wtc{home}{goto}spot1~{right 3}{down 10}/wtb{goto}spot7~{windowson}{panelon} 10: 376775.0753; {windowsoff}{paneloff}/wtc{home}{goto}spot1~{right 3}{down 10}/wtb{goto}spot7~{windowson}{panelon} 11: 117563.3831; {windowsoff}{paneloff}/wtc{home}{goto}spot1~{right 3}{down 10}/wtb{goto}spot7~{windowson}{panelon} 12: 259211.6922; {windowsoff}{paneloff}/wtc{home}{goto}spot1~{right 3}{down 10}/wtb{goto}spot7~{windowson}{panelon} 13: 0; {windowsoff}{paneloff}/wtc{home}{goto}spot1~{right 3}{down 10}/wtb{goto}spot7~{windowson}{panelon} 16: 27212125.097
16 | FERC-AFUDC PRE | DEMFERCT | 0: 2585483.5; 2: 0; 4: 977040.7009; 5: 1608442.7991; {windowsoff}{paneloff}/wtc{home}{goto}spot1~{right 3}{down 10}/wtb{goto}spot7~{windowson}{panelon} 8: 0; {windowsoff}{paneloff}/wtc{home}{goto}spot1~{right 3}{down 10}/wtb{goto}spot7~{windowson}{panelon} 10: 1608442.7991; {windowsoff}{paneloff}/wtc{home}{goto}spot1~{right 3}{down 10}/wtb{goto}spot7~{windowson}{panelon} 11: 501874.9632; {windowsoff}{paneloff}/wtc{home}{goto}spot1~{right 3}{down 10}/wtb{goto}spot7~{windowson}{panelon} 12: 1106567.836; {windowsoff}{paneloff}/wtc{home}{goto}spot1~{right 3}{down 10}/wtb{goto}spot7~{windowson}{panelon} 13: 0; {windowsoff}{paneloff}/wtc{home}{goto}spot1~{right 3}{down 10}/wtb{goto}spot7~{windowson}{panelon} 16: 2585483.5
17 | FERC-AFUDC POST | DFERCTP | 0: 166226.5; 2: 0; 4: 0; 5: 166226.5; {windowsoff}{paneloff}/wtc{home}{goto}spot1~{right 3}{down 10}/wtb{goto}spot7~{windowson}{panelon} 8: 0; {windowsoff}{paneloff}/wtc{home}{goto}spot1~{right 3}{down 10}/wtb{goto}spot7~{windowson}{panelon} 10: 166226.5; {windowsoff}{paneloff}/wtc{home}{goto}spot1~{right 3}{down 10}/wtb{goto}spot7~{windowson}{panelon} 11: 51866.8855; {windowsoff}{paneloff}/wtc{home}{goto}spot1~{right 3}{down 10}/wtb{goto}spot7~{windowson}{panelon} 12: 114359.6145; {windowsoff}{paneloff}/wtc{home}{goto}spot1~{right 3}{down 10}/wtb{goto}spot7~{windowson}{panelon} 13: 0; {windowsoff}{paneloff}/wtc{home}{goto}spot1~{right 3}{down 10}/wtb{goto}spot7~{windowson}{panelon} 16: 166226.5
18 | TOTAL TRANSMISSION PLANT |  | 0: 326784475.25; 2: 258854599.3675; 4: 39489941.7903; 5: 28439934.0922; {windowsoff}{paneloff}/wtc{home}{goto}spot1~{right 3}{down 10}/wtb{goto}spot7~{windowson}{panelon} 8: 2288.7326; {windowsoff}{paneloff}/wtc{home}{goto}spot1~{right 3}{down 10}/wtb{goto}spot7~{windowson}{panelon} 10: 28437645.3595; {windowsoff}{paneloff}/wtc{home}{goto}spot1~{right 3}{down 10}/wtb{goto}spot7~{windowson}{panelon} 11: 8873266.8798; {windowsoff}{paneloff}/wtc{home}{goto}spot1~{right 3}{down 10}/wtb{goto}spot7~{windowson}{panelon} 12: 19564378.4797; {windowsoff}{paneloff}/wtc{home}{goto}spot1~{right 3}{down 10}/wtb{goto}spot7~{windowson}{panelon} 13: 0; {windowsoff}{paneloff}/wtc{home}{goto}spot1~{right 3}{down 10}/wtb{goto}spot7~{windowson}{panelon} 17: ok
19 | DISTRIBUTION PLANT-VA & TN | DIRACDEP | 0: 37401886.04; 2: 0; 4: 37260617.08; 5: 141268.96; {windowsoff}{paneloff}/wtc{home}{goto}spot1~{right 3}{down 10}/wtb{goto}spot7~{windowson}{panelon} 8: 141268.96; {windowsoff}{paneloff}/wtc{home}{goto}spot1~{right 3}{down 10}/wtb{goto}spot7~{windowson}{panelon} 10: 0; {windowsoff}{paneloff}/wtc{home}{goto}spot1~{right 3}{down 10}/wtb{goto}spot7~{windowson}{panelon} 11: 0; {windowsoff}{paneloff}/wtc{home}{goto}spot1~{right 3}{down 10}/wtb{goto}spot7~{windowson}{panelon} 12: 0; {windowsoff}{paneloff}/wtc{home}{goto}spot1~{right 3}{down 10}/wtb{goto}spot7~{windowson}{panelon} 13: 0; {windowsoff}{paneloff}/wtc{home}{goto}spot1~{right 3}{down 10}/wtb{goto}spot7~{windowson}{panelon} 16: 37401886.04
20 | DISTRIBUTION PLANT-KY & FERC | DISTPLTKF | 0: 527227586.8; 2: 525543760.4134; 4: 0; 5: 1683826.3866; {windowsoff}{paneloff}/wtc{home}{goto}spot1~{right 3}{down 10}/wtb{goto}spot7~{windowson}{panelon} 8: 0; {windowsoff}{paneloff}/wtc{home}{goto}spot1~{right 3}{down 10}/wtb{goto}spot7~{windowson}{panelon} 10: 1683826.3866; {windowsoff}{paneloff}/wtc{home}{goto}spot1~{right 3}{down 10}/wtb{goto}spot7~{windowson}{panelon} 11: 1446981.374; {windowsoff}{paneloff}/wtc{home}{goto}spot1~{right 3}{down 10}/wtb{goto}spot7~{windowson}{panelon} 12: 236845.0126; {windowsoff}{paneloff}/wtc{home}{goto}spot1~{right 3}{down 10}/wtb{goto}spot7~{windowson}{panelon} 13: 0; {windowsoff}{paneloff}/wtc{home}{goto}spot1~{right 3}{down 10}/wtb{goto}spot7~{windowson}{panelon} 16: 527227586.8; {windowsoff}{paneloff}/wtc{home}{goto}spot1~{right 3}{down 10}/wtb{goto}spot7~{windowson}{panelon} 18: Less Allocated RWIP
21 | TOTAL DISTRIBUTION PLANT |  | 0: 564629472.84; 2: 525543760.4134; 4: 37260617.08; 5: 1825095.3466; {windowsoff}{paneloff}/wtc{home}{goto}spot1~{right 3}{down 10}/wtb{goto}spot7~{windowson}{panelon} 8: 141268.96; {windowsoff}{paneloff}/wtc{home}{goto}spot1~{right 3}{down 10}/wtb{goto}spot7~{windowson}{panelon} 10: 1683826.3866; {windowsoff}{paneloff}/wtc{home}{goto}spot1~{right 3}{down 10}/wtb{goto}spot7~{windowson}{panelon} 11: 1446981.374; {windowsoff}{paneloff}/wtc{home}{goto}spot1~{right 3}{down 10}/wtb{goto}spot7~{windowson}{panelon} 12: 236845.0126; {windowsoff}{paneloff}/wtc{home}{goto}spot1~{right 3}{down 10}/wtb{goto}spot7~{windowson}{panelon} 13: 0; {windowsoff}{paneloff}/wtc{home}{goto}spot1~{right 3}{down 10}/wtb{goto}spot7~{windowson}{panelon} 17: ok
22 | GENERAL PLANT | GENPLT | 0: 55605423.13; 2: 49454285.944; 4: 3046787.1675; 5: 3104350.0185; {windowsoff}{paneloff}/wtc{home}{goto}spot1~{right 3}{down 10}/wtb{goto}spot7~{windowson}{panelon} 8: 1707.0104; {windowsoff}{paneloff}/wtc{home}{goto}spot1~{right 3}{down 10}/wtb{goto}spot7~{windowson}{panelon} 10: 3102643.0081; {windowsoff}{paneloff}/wtc{home}{goto}spot1~{right 3}{down 10}/wtb{goto}spot7~{windowson}{panelon} 11: 1007932.5614; {windowsoff}{paneloff}/wtc{home}{goto}spot1~{right 3}{down 10}/wtb{goto}spot7~{windowson}{panelon} 12: 2094710.4467; {windowsoff}{paneloff}/wtc{home}{goto}spot1~{right 3}{down 10}/wtb{goto}spot7~{windowson}{panelon} 13: 3.4797e-12; {windowsoff}{paneloff}/wtc{home}{goto}spot1~{right 3}{down 10}/wtb{goto}spot7~{windowson}{panelon} 16: 55605423.13; {windowsoff}{paneloff}/wtc{home}{goto}spot1~{right 3}{down 10}/wtb{goto}spot7~{windowson}{panelon} 18: Less Allocated RWIP
23 | INTANGIBLE PLANT-FRANCHISES | PLT302TOT | 0: 34534.55; 2: 34534.55; 4: 0; 5: 0; {windowsoff}{paneloff}/wtc{home}{goto}spot1~{right 3}{down 10}/wtb{goto}spot7~{windowson}{panelon} 8: 0; {windowsoff}{paneloff}/wtc{home}{goto}spot1~{right 3}{down 10}/wtb{goto}spot7~{windowson}{panelon} 10: 0; {windowsoff}{paneloff}/wtc{home}{goto}spot1~{right 3}{down 10}/wtb{goto}spot7~{windowson}{panelon} 11: 0; {windowsoff}{paneloff}/wtc{home}{goto}spot1~{right 3}{down 10}/wtb{goto}spot7~{windowson}{panelon} 12: 0; {windowsoff}{paneloff}/wtc{home}{goto}spot1~{right 3}{down 10}/wtb{goto}spot7~{windowson}{panelon} 13: 0; {windowsoff}{paneloff}/wtc{home}{goto}spot1~{right 3}{down 10}/wtb{goto}spot7~{windowson}{panelon} 16: 34534.55; {windowsoff}{paneloff}/wtc{home}{goto}spot1~{right 3}{down 10}/wtb{goto}spot7~{windowson}{panelon} 18: Use franchises and consents balance only; leasehold is part of General Plant reserve
24 | INTANGIBLE PLANT-SOFTWARE | PLT303TOT | 0: 19031719.87; 2: 16570803.0466; 4: 1130380.1292; 5: 1330536.6942; {windowsoff}{paneloff}/wtc{home}{goto}spot1~{right 3}{down 10}/wtb{goto}spot7~{windowson}{panelon} 8: 600.115; {windowsoff}{paneloff}/wtc{home}{goto}spot1~{right 3}{down 10}/wtb{goto}spot7~{windowson}{panelon} 10: 1329936.5792; {windowsoff}{paneloff}/wtc{home}{goto}spot1~{right 3}{down 10}/wtb{goto}spot7~{windowson}{panelon} 11: 422269.7446; {windowsoff}{paneloff}/wtc{home}{goto}spot1~{right 3}{down 10}/wtb{goto}spot7~{windowson}{panelon} 12: 907666.8346; {windowsoff}{paneloff}/wtc{home}{goto}spot1~{right 3}{down 10}/wtb{goto}spot7~{windowson}{panelon} 13: 2.5939e-14; {windowsoff}{paneloff}/wtc{home}{goto}spot1~{right 3}{down 10}/wtb{goto}spot7~{windowson}{panelon} 16: 19031719.87; {windowsoff}{paneloff}/wtc{home}{goto}spot1~{right 3}{down 10}/wtb{goto}spot7~{windowson}{panelon} 18: Less Allocated RWIP
25 | TOTAL DEPRECIATION RESERVE |  | 0: 2419286203.27; 2: 2091528460.1269; 4: 159664577.9665; 5: 168093165.1766; {windowsoff}{paneloff}/wtc{home}{goto}spot1~{right 3}{down 10}/wtb{goto}spot7~{windowson}{panelon} 8: 156838.0768; {windowsoff}{paneloff}/wtc{home}{goto}spot1~{right 3}{down 10}/wtb{goto}spot7~{windowson}{panelon} 10: 167936327.0998; {windowsoff}{paneloff}/wtc{home}{goto}spot1~{right 3}{down 10}/wtb{goto}spot7~{windowson}{panelon} 11: 53369104.8102; {windowsoff}{paneloff}/wtc{home}{goto}spot1~{right 3}{down 10}/wtb{goto}spot7~{windowson}{panelon} 12: 114567222.2896; {windowsoff}{paneloff}/wtc{home}{goto}spot1~{right 3}{down 10}/wtb{goto}spot7~{windowson}{panelon} 13: 3.5056e-12; {windowsoff}{paneloff}/wtc{home}{goto}spot1~{right 3}{down 10}/wtb{goto}spot7~{windowson}{panelon} 17: ok
26 | NET ELECTRIC PLANT IN SERVICE |  | 0: 4073283819.25; 2: 3561520105.9315; 4: 225955270.4584; 5: 285808442.8602; {windowsoff}{paneloff}/wtc{home}{goto}spot1~{right 3}{down 10}/wtb{goto}spot7~{windowson}{panelon} 8: 47886.1999; {windowsoff}{paneloff}/wtc{home}{goto}spot1~{right 3}{down 10}/wtb{goto}spot7~{windowson}{panelon} 10: 285760556.6602; {windowsoff}{paneloff}/wtc{home}{goto}spot1~{right 3}{down 10}/wtb{goto}spot7~{windowson}{panelon} 11: 90684732.2119; {windowsoff}{paneloff}/wtc{home}{goto}spot1~{right 3}{down 10}/wtb{goto}spot7~{windowson}{panelon} 12: 195075824.4483; {windowsoff}{paneloff}/wtc{home}{goto}spot1~{right 3}{down 10}/wtb{goto}spot7~{windowson}{panelon} 13: 5.3432e-12
ADDITIONS TO NET PLANT
CONSTRUCTION WORK IN PROGRESS
PRODUCTION PLANT
1 | SYSTEM | PRODSYS | 0: 265520100.28; 2: 229805037.5641; 4: 13495767.6869; 5: 22219295.0289; {windowsoff}{paneloff}/wtc{home}{goto}spot1~{right 3}{down 10}/wtb{goto}spot7~{windowson}{panelon} 8: 2031.8831; {windowsoff}{paneloff}/wtc{home}{goto}spot1~{right 3}{down 10}/wtb{goto}spot7~{windowson}{panelon} 10: 22217263.1458; {windowsoff}{paneloff}/wtc{home}{goto}spot1~{right 3}{down 10}/wtb{goto}spot7~{windowson}{panelon} 11: 6932349.8039; {windowsoff}{paneloff}/wtc{home}{goto}spot1~{right 3}{down 10}/wtb{goto}spot7~{windowson}{panelon} 12: 15284913.3419; {windowsoff}{paneloff}/wtc{home}{goto}spot1~{right 3}{down 10}/wtb{goto}spot7~{windowson}{panelon} 13: 0; {windowsoff}{paneloff}/wtc{home}{goto}spot1~{right 3}{down 10}/wtb{goto}spot7~{windowson}{panelon} 16: 265520100.28
2 | FERC-AFUDC PRE | DEMFERC | 0: 0; 2: 0; 4: 0; 5: 0; {windowsoff}{paneloff}/wtc{home}{goto}spot1~{right 3}{down 10}/wtb{goto}spot7~{windowson}{panelon} 8: 0; {windowsoff}{paneloff}/wtc{home}{goto}spot1~{right 3}{down 10}/wtb{goto}spot7~{windowson}{panelon} 10: 0; {windowsoff}{paneloff}/wtc{home}{goto}spot1~{right 3}{down 10}/wtb{goto}spot7~{windowson}{panelon} 11: 0; {windowsoff}{paneloff}/wtc{home}{goto}spot1~{right 3}{down 10}/wtb{goto}spot7~{windowson}{panelon} 12: 0; {windowsoff}{paneloff}/wtc{home}{goto}spot1~{right 3}{down 10}/wtb{goto}spot7~{windowson}{panelon} 13: 0; {windowsoff}{paneloff}/wtc{home}{goto}spot1~{right 3}{down 10}/wtb{goto}spot7~{windowson}{panelon} 16: 0
3 | FERC-AFUDC POST | DEMFERCP | 0: 332113.38; 2: 0; 4: 0; 5: 332113.38; {windowsoff}{paneloff}/wtc{home}{goto}spot1~{right 3}{down 10}/wtb{goto}spot7~{windowson}{panelon} 8: 0; {windowsoff}{paneloff}/wtc{home}{goto}spot1~{right 3}{down 10}/wtb{goto}spot7~{windowson}{panelon} 10: 332113.38; {windowsoff}{paneloff}/wtc{home}{goto}spot1~{right 3}{down 10}/wtb{goto}spot7~{windowson}{panelon} 11: 103627.801; {windowsoff}{paneloff}/wtc{home}{goto}spot1~{right 3}{down 10}/wtb{goto}spot7~{windowson}{panelon} 12: 228485.579; {windowsoff}{paneloff}/wtc{home}{goto}spot1~{right 3}{down 10}/wtb{goto}spot7~{windowson}{panelon} 13: 0; {windowsoff}{paneloff}/wtc{home}{goto}spot1~{right 3}{down 10}/wtb{goto}spot7~{windowson}{panelon} 16: 332113.38
4 | TOTAL PRODUCTION PLANT |  | 0: 265852213.66; 2: 229805037.5641; 4: 13495767.6869; 5: 22551408.4089; {windowsoff}{paneloff}/wtc{home}{goto}spot1~{right 3}{down 10}/wtb{goto}spot7~{windowson}{panelon} 8: 2031.8831; {windowsoff}{paneloff}/wtc{home}{goto}spot1~{right 3}{down 10}/wtb{goto}spot7~{windowson}{panelon} 10: 22549376.5258; {windowsoff}{paneloff}/wtc{home}{goto}spot1~{right 3}{down 10}/wtb{goto}spot7~{windowson}{panelon} 11: 7035977.6049; {windowsoff}{paneloff}/wtc{home}{goto}spot1~{right 3}{down 10}/wtb{goto}spot7~{windowson}{panelon} 12: 15513398.9208; {windowsoff}{paneloff}/wtc{home}{goto}spot1~{right 3}{down 10}/wtb{goto}spot7~{windowson}{panelon} 13: 0
TRANSMISSION PLANT
5 | SYSTEM | KYTRPLT | 0: 42124235.74; 2: 36186518.3948; 4: 2206908.4128; 5: 3730808.9324; {windowsoff}{paneloff}/wtc{home}{goto}spot1~{right 3}{down 10}/wtb{goto}spot7~{windowson}{panelon} 8: 319.9528; {windowsoff}{paneloff}/wtc{home}{goto}spot1~{right 3}{down 10}/wtb{goto}spot7~{windowson}{panelon} 10: 3730488.9796; {windowsoff}{paneloff}/wtc{home}{goto}spot1~{right 3}{down 10}/wtb{goto}spot7~{windowson}{panelon} 11: 1164007.2126; {windowsoff}{paneloff}/wtc{home}{goto}spot1~{right 3}{down 10}/wtb{goto}spot7~{windowson}{panelon} 12: 2566481.767; {windowsoff}{paneloff}/wtc{home}{goto}spot1~{right 3}{down 10}/wtb{goto}spot7~{windowson}{panelon} 13: 0; {windowsoff}{paneloff}/wtc{home}{goto}spot1~{right 3}{down 10}/wtb{goto}spot7~{windowson}{panelon} 16: 42124235.74
6 | TRANS VIRGINIA-KY SYSTEM | KYTRPLT | 0: 0; 2: 0; 4: 0; 5: 0; {windowsoff}{paneloff}/wtc{home}{goto}spot1~{right 3}{down 10}/wtb{goto}spot7~{windowson}{panelon} 8: 0; {windowsoff}{paneloff}/wtc{home}{goto}spot1~{right 3}{down 10}/wtb{goto}spot7~{windowson}{panelon} 10: 0; {windowsoff}{paneloff}/wtc{home}{goto}spot1~{right 3}{down 10}/wtb{goto}spot7~{windowson}{panelon} 11: 0; {windowsoff}{paneloff}/wtc{home}{goto}spot1~{right 3}{down 10}/wtb{goto}spot7~{windowson}{panelon} 12: 0; {windowsoff}{paneloff}/wtc{home}{goto}spot1~{right 3}{down 10}/wtb{goto}spot7~{windowson}{panelon} 13: 0; {windowsoff}{paneloff}/wtc{home}{goto}spot1~{right 3}{down 10}/wtb{goto}spot7~{windowson}{panelon} 16: 0
7 | TRANS VIRGINIA | VATRPLT | 0: 908362.5; 2: 0; 4: 908269.9593; 5: 92.5407; {windowsoff}{paneloff}/wtc{home}{goto}spot1~{right 3}{down 10}/wtb{goto}spot7~{windowson}{panelon} 8: 0; {windowsoff}{paneloff}/wtc{home}{goto}spot1~{right 3}{down 10}/wtb{goto}spot7~{windowson}{panelon} 10: 92.5407; {windowsoff}{paneloff}/wtc{home}{goto}spot1~{right 3}{down 10}/wtb{goto}spot7~{windowson}{panelon} 11: 28.8751; {windowsoff}{paneloff}/wtc{home}{goto}spot1~{right 3}{down 10}/wtb{goto}spot7~{windowson}{panelon} 12: 63.6657; {windowsoff}{paneloff}/wtc{home}{goto}spot1~{right 3}{down 10}/wtb{goto}spot7~{windowson}{panelon} 13: 0; {windowsoff}{paneloff}/wtc{home}{goto}spot1~{right 3}{down 10}/wtb{goto}spot7~{windowson}{panelon} 16: 908362.5
8 | FERC-AFUDC PRE | DEMFERCT | 0: 0; 2: 0; 4: 0; 5: 0; {windowsoff}{paneloff}/wtc{home}{goto}spot1~{right 3}{down 10}/wtb{goto}spot7~{windowson}{panelon} 8: 0; {windowsoff}{paneloff}/wtc{home}{goto}spot1~{right 3}{down 10}/wtb{goto}spot7~{windowson}{panelon} 10: 0; {windowsoff}{paneloff}/wtc{home}{goto}spot1~{right 3}{down 10}/wtb{goto}spot7~{windowson}{panelon} 11: 0; {windowsoff}{paneloff}/wtc{home}{goto}spot1~{right 3}{down 10}/wtb{goto}spot7~{windowson}{panelon} 12: 0; {windowsoff}{paneloff}/wtc{home}{goto}spot1~{right 3}{down 10}/wtb{goto}spot7~{windowson}{panelon} 13: 0; {windowsoff}{paneloff}/wtc{home}{goto}spot1~{right 3}{down 10}/wtb{goto}spot7~{windowson}{panelon} 16: 0
9 | FERC-AFUDC POST | DFERCTP | 0: 8716.31; 2: 0; 4: 0; 5: 8716.31; {windowsoff}{paneloff}/wtc{home}{goto}spot1~{right 3}{down 10}/wtb{goto}spot7~{windowson}{panelon} 8: 0; {windowsoff}{paneloff}/wtc{home}{goto}spot1~{right 3}{down 10}/wtb{goto}spot7~{windowson}{panelon} 10: 8716.31; {windowsoff}{paneloff}/wtc{home}{goto}spot1~{right 3}{down 10}/wtb{goto}spot7~{windowson}{panelon} 11: 2719.7099; {windowsoff}{paneloff}/wtc{home}{goto}spot1~{right 3}{down 10}/wtb{goto}spot7~{windowson}{panelon} 12: 5996.6001; {windowsoff}{paneloff}/wtc{home}{goto}spot1~{right 3}{down 10}/wtb{goto}spot7~{windowson}{panelon} 13: 0; {windowsoff}{paneloff}/wtc{home}{goto}spot1~{right 3}{down 10}/wtb{goto}spot7~{windowson}{panelon} 16: 8716.31
10 | TOTAL TRANSMISSION PLT |  | 0: 43041314.55; 2: 36186518.3948; 4: 3115178.372; 5: 3739617.7831; {windowsoff}{paneloff}/wtc{home}{goto}spot1~{right 3}{down 10}/wtb{goto}spot7~{windowson}{panelon} 8: 319.9528; {windowsoff}{paneloff}/wtc{home}{goto}spot1~{right 3}{down 10}/wtb{goto}spot7~{windowson}{panelon} 10: 3739297.8303; {windowsoff}{paneloff}/wtc{home}{goto}spot1~{right 3}{down 10}/wtb{goto}spot7~{windowson}{panelon} 11: 1166755.7975; {windowsoff}{paneloff}/wtc{home}{goto}spot1~{right 3}{down 10}/wtb{goto}spot7~{windowson}{panelon} 12: 2572542.0328; {windowsoff}{paneloff}/wtc{home}{goto}spot1~{right 3}{down 10}/wtb{goto}spot7~{windowson}{panelon} 13: 0; {windowsoff}{paneloff}/wtc{home}{goto}spot1~{right 3}{down 10}/wtb{goto}spot7~{windowson}{panelon} 19: To calculate AFUDC percentage, calculate ratio of FERC P/T CWIP to Total Co P/T CWIP
|  |  | 308893528.21 | [9 empty] | 26288674.3561 | [6 empty] | 0.085106 |  | Provide AFUDC percentage to Bruce Rose in time for January close.
11 | DISTRIBUTION - VA & TN | DIRCWIP | 0: 1166386.39; 2: 0; 4: 1166386.39; 5: 0; {windowsoff}{paneloff}/wtc{home}{goto}spot1~{right 3}{down 10}/wtb{goto}spot7~{windowson}{panelon} 8: 0; {windowsoff}{paneloff}/wtc{home}{goto}spot1~{right 3}{down 10}/wtb{goto}spot7~{windowson}{panelon} 10: 0; {windowsoff}{paneloff}/wtc{home}{goto}spot1~{right 3}{down 10}/wtb{goto}spot7~{windowson}{panelon} 11: 0; {windowsoff}{paneloff}/wtc{home}{goto}spot1~{right 3}{down 10}/wtb{goto}spot7~{windowson}{panelon} 12: 0; {windowsoff}{paneloff}/wtc{home}{goto}spot1~{right 3}{down 10}/wtb{goto}spot7~{windowson}{panelon} 13: 0; {windowsoff}{paneloff}/wtc{home}{goto}spot1~{right 3}{down 10}/wtb{goto}spot7~{windowson}{panelon} 16: 1166386.39
12 | DISTRIBUTION - KY & FERC | DISTPLTKF | 0: 21264678.32; 2: 21196764.5246; 4: 0; 5: 67913.7954; {windowsoff}{paneloff}/wtc{home}{goto}spot1~{right 3}{down 10}/wtb{goto}spot7~{windowson}{panelon} 8: 0; {windowsoff}{paneloff}/wtc{home}{goto}spot1~{right 3}{down 10}/wtb{goto}spot7~{windowson}{panelon} 10: 67913.7954; {windowsoff}{paneloff}/wtc{home}{goto}spot1~{right 3}{down 10}/wtb{goto}spot7~{windowson}{panelon} 11: 58361.1219; {windowsoff}{paneloff}/wtc{home}{goto}spot1~{right 3}{down 10}/wtb{goto}spot7~{windowson}{panelon} 12: 9552.6735; {windowsoff}{paneloff}/wtc{home}{goto}spot1~{right 3}{down 10}/wtb{goto}spot7~{windowson}{panelon} 13: 0; {windowsoff}{paneloff}/wtc{home}{goto}spot1~{right 3}{down 10}/wtb{goto}spot7~{windowson}{panelon} 16: 21264678.32
13 | TOTAL DISTRIBUTION PLT |  | 0: 22431064.71; 2: 21196764.5246; 4: 1166386.39; 5: 67913.7954; {windowsoff}{paneloff}/wtc{home}{goto}spot1~{right 3}{down 10}/wtb{goto}spot7~{windowson}{panelon} 8: 0; {windowsoff}{paneloff}/wtc{home}{goto}spot1~{right 3}{down 10}/wtb{goto}spot7~{windowson}{panelon} 10: 67913.7954; {windowsoff}{paneloff}/wtc{home}{goto}spot1~{right 3}{down 10}/wtb{goto}spot7~{windowson}{panelon} 11: 58361.1219; {windowsoff}{paneloff}/wtc{home}{goto}spot1~{right 3}{down 10}/wtb{goto}spot7~{windowson}{panelon} 12: 9552.6735; {windowsoff}{paneloff}/wtc{home}{goto}spot1~{right 3}{down 10}/wtb{goto}spot7~{windowson}{panelon} 13: 0
14 | GENERAL | GENPLT | 0: 13913845.4; 2: 12374679.4873; 4: 762381.1353; 5: 776784.7773; {windowsoff}{paneloff}/wtc{home}{goto}spot1~{right 3}{down 10}/wtb{goto}spot7~{windowson}{panelon} 8: 427.136; {windowsoff}{paneloff}/wtc{home}{goto}spot1~{right 3}{down 10}/wtb{goto}spot7~{windowson}{panelon} 10: 776357.6413; {windowsoff}{paneloff}/wtc{home}{goto}spot1~{right 3}{down 10}/wtb{goto}spot7~{windowson}{panelon} 11: 252209.5336; {windowsoff}{paneloff}/wtc{home}{goto}spot1~{right 3}{down 10}/wtb{goto}spot7~{windowson}{panelon} 12: 524148.1077; {windowsoff}{paneloff}/wtc{home}{goto}spot1~{right 3}{down 10}/wtb{goto}spot7~{windowson}{panelon} 13: 8.707e-13; {windowsoff}{paneloff}/wtc{home}{goto}spot1~{right 3}{down 10}/wtb{goto}spot7~{windowson}{panelon} 16: 13913845.4; {windowsoff}{paneloff}/wtc{home}{goto}spot1~{right 3}{down 10}/wtb{goto}spot7~{windowson}{panelon} 19: 345238438.32; {windowsoff}{paneloff}/wtc{home}{goto}spot1~{right 3}{down 10}/wtb{goto}spot7~{windowson}{panelon} 20: 345238438.32; {windowsoff}{paneloff}/wtc{home}{goto}spot1~{right 3}{down 10}/wtb{goto}spot7~{windowson}{panelon} 21: 0
15 | TOTAL CWIP |  | 0: 345238438.32; 2: 299562999.9709; 4: 18539713.5843; 5: 27135724.7648; {windowsoff}{paneloff}/wtc{home}{goto}spot1~{right 3}{down 10}/wtb{goto}spot7~{windowson}{panelon} 8: 2778.972; {windowsoff}{paneloff}/wtc{home}{goto}spot1~{right 3}{down 10}/wtb{goto}spot7~{windowson}{panelon} 10: 27132945.7928; {windowsoff}{paneloff}/wtc{home}{goto}spot1~{right 3}{down 10}/wtb{goto}spot7~{windowson}{panelon} 11: 8513304.058; {windowsoff}{paneloff}/wtc{home}{goto}spot1~{right 3}{down 10}/wtb{goto}spot7~{windowson}{panelon} 12: 18619641.7349; {windowsoff}{paneloff}/wtc{home}{goto}spot1~{right 3}{down 10}/wtb{goto}spot7~{windowson}{panelon} 13: 8.707e-13; {windowsoff}{paneloff}/wtc{home}{goto}spot1~{right 3}{down 10}/wtb{goto}spot7~{windowson}{panelon} 17: ok
WORKING CAPITAL
MATERIALS & SUPPLIES
16 | FUEL STOCK | ENERGY | 0: 89278978; 2: 77455484.2629; 4: 4095410.6387; 5: 7728083.0984; {windowsoff}{paneloff}/wtc{home}{goto}spot1~{right 3}{down 10}/wtb{goto}spot7~{windowson}{panelon} 8: 425.782; {windowsoff}{paneloff}/wtc{home}{goto}spot1~{right 3}{down 10}/wtb{goto}spot7~{windowson}{panelon} 10: 7727657.3164; {windowsoff}{paneloff}/wtc{home}{goto}spot1~{right 3}{down 10}/wtb{goto}spot7~{windowson}{panelon} 11: 2522667.1611; {windowsoff}{paneloff}/wtc{home}{goto}spot1~{right 3}{down 10}/wtb{goto}spot7~{windowson}{panelon} 12: 5204990.1553; {windowsoff}{paneloff}/wtc{home}{goto}spot1~{right 3}{down 10}/wtb{goto}spot7~{windowson}{panelon} 13: 0; {windowsoff}{paneloff}/wtc{home}{goto}spot1~{right 3}{down 10}/wtb{goto}spot7~{windowson}{panelon} 16: 89278978; {windowsoff}{paneloff}/wtc{home}{goto}spot1~{right 3}{down 10}/wtb{goto}spot7~{windowson}{panelon} 18: M&S 13mo avg worksheet; {windowsoff}{paneloff}/wtc{home}{goto}spot1~{right 3}{down 10}/wtb{goto}spot7~{windowson}{panelon} 20: 86500323.28; {windowsoff}{paneloff}/wtc{home}{goto}spot1~{right 3}{down 10}/wtb{goto}spot7~{windowson}{panelon} 21: 03/31/12 balances | M&S worksheet
PLANT MATERIAL & SUPPLIES
17 | PRODUCTION | PRODPLT | 0: 24117434.1599; 2: 20667010.5165; 4: 1250935.3426; 5: 2199488.3008; {windowsoff}{paneloff}/wtc{home}{goto}spot1~{right 3}{down 10}/wtb{goto}spot7~{windowson}{panelon} 8: 182.7329; {windowsoff}{paneloff}/wtc{home}{goto}spot1~{right 3}{down 10}/wtb{goto}spot7~{windowson}{panelon} 10: 2199305.5679; {windowsoff}{paneloff}/wtc{home}{goto}spot1~{right 3}{down 10}/wtb{goto}spot7~{windowson}{panelon} 11: 686239.1386; {windowsoff}{paneloff}/wtc{home}{goto}spot1~{right 3}{down 10}/wtb{goto}spot7~{windowson}{panelon} 12: 1513066.4293; {windowsoff}{paneloff}/wtc{home}{goto}spot1~{right 3}{down 10}/wtb{goto}spot7~{windowson}{panelon} 13: 0; {windowsoff}{paneloff}/wtc{home}{goto}spot1~{right 3}{down 10}/wtb{goto}spot7~{windowson}{panelon} 16: 24117434.1599; {windowsoff}{paneloff}/wtc{home}{goto}spot1~{right 3}{down 10}/wtb{goto}spot7~{windowson}{panelon} 18: M&S 13mo avg worksheet; {windowsoff}{paneloff}/wtc{home}{goto}spot1~{right 3}{down 10}/wtb{goto}spot7~{windowson}{panelon} 20: 24609116.7315; {windowsoff}{paneloff}/wtc{home}{goto}spot1~{right 3}{down 10}/wtb{goto}spot7~{windowson}{panelon} 21: 03/31/12 balances | M&S worksheet
18 | TRANSMISSION | TRANPLT | 0: 3386564.8714; 2: 2717592.3546; 4: 389011.3173; 5: 279961.1994; {windowsoff}{paneloff}/wtc{home}{goto}spot1~{right 3}{down 10}/wtb{goto}spot7~{windowson}{panelon} 8: 24.0283; {windowsoff}{paneloff}/wtc{home}{goto}spot1~{right 3}{down 10}/wtb{goto}spot7~{windowson}{panelon} 10: 279937.1711; {windowsoff}{paneloff}/wtc{home}{goto}spot1~{right 3}{down 10}/wtb{goto}spot7~{windowson}{panelon} 11: 87347.5; {windowsoff}{paneloff}/wtc{home}{goto}spot1~{right 3}{down 10}/wtb{goto}spot7~{windowson}{panelon} 12: 192589.6711; {windowsoff}{paneloff}/wtc{home}{goto}spot1~{right 3}{down 10}/wtb{goto}spot7~{windowson}{panelon} 13: 0; {windowsoff}{paneloff}/wtc{home}{goto}spot1~{right 3}{down 10}/wtb{goto}spot7~{windowson}{panelon} 16: 3386564.8714; {windowsoff}{paneloff}/wtc{home}{goto}spot1~{right 3}{down 10}/wtb{goto}spot7~{windowson}{panelon} 18: M&S 13mo avg worksheet; {windowsoff}{paneloff}/wtc{home}{goto}spot1~{right 3}{down 10}/wtb{goto}spot7~{windowson}{panelon} 20: 3455449.2541; {windowsoff}{paneloff}/wtc{home}{goto}spot1~{right 3}{down 10}/wtb{goto}spot7~{windowson}{panelon} 21: 03/31/12 balances | M&S worksheet
19 | DISTRIBUTION | DISTPLT | 0: 6086545.8708; 2: 5726506.5035; 4: 341003.915; 5: 19035.4523; {windowsoff}{paneloff}/wtc{home}{goto}spot1~{right 3}{down 10}/wtb{goto}spot7~{windowson}{panelon} 8: 687.8979; {windowsoff}{paneloff}/wtc{home}{goto}spot1~{right 3}{down 10}/wtb{goto}spot7~{windowson}{panelon} 10: 18347.5544; {windowsoff}{paneloff}/wtc{home}{goto}spot1~{right 3}{down 10}/wtb{goto}spot7~{windowson}{panelon} 11: 15766.8093; {windowsoff}{paneloff}/wtc{home}{goto}spot1~{right 3}{down 10}/wtb{goto}spot7~{windowson}{panelon} 12: 2580.7451; {windowsoff}{paneloff}/wtc{home}{goto}spot1~{right 3}{down 10}/wtb{goto}spot7~{windowson}{panelon} 13: 0; {windowsoff}{paneloff}/wtc{home}{goto}spot1~{right 3}{down 10}/wtb{goto}spot7~{windowson}{panelon} 16: 6086545.8708; {windowsoff}{paneloff}/wtc{home}{goto}spot1~{right 3}{down 10}/wtb{goto}spot7~{windowson}{panelon} 18: M&S 13mo avg worksheet; {windowsoff}{paneloff}/wtc{home}{goto}spot1~{right 3}{down 10}/wtb{goto}spot7~{windowson}{panelon} 20: 6210493.8244; {windowsoff}{paneloff}/wtc{home}{goto}spot1~{right 3}{down 10}/wtb{goto}spot7~{windowson}{panelon} 21: 03/31/12 balances | M&S worksheet
20 | GENERAL | GENPLT | 0: 0; 2: 0; 4: 0; 5: 0; {windowsoff}{paneloff}/wtc{home}{goto}spot1~{right 3}{down 10}/wtb{goto}spot7~{windowson}{panelon} 8: 0; {windowsoff}{paneloff}/wtc{home}{goto}spot1~{right 3}{down 10}/wtb{goto}spot7~{windowson}{panelon} 10: 0; {windowsoff}{paneloff}/wtc{home}{goto}spot1~{right 3}{down 10}/wtb{goto}spot7~{windowson}{panelon} 11: 0; {windowsoff}{paneloff}/wtc{home}{goto}spot1~{right 3}{down 10}/wtb{goto}spot7~{windowson}{panelon} 12: 0; {windowsoff}{paneloff}/wtc{home}{goto}spot1~{right 3}{down 10}/wtb{goto}spot7~{windowson}{panelon} 13: 0; {windowsoff}{paneloff}/wtc{home}{goto}spot1~{right 3}{down 10}/wtb{goto}spot7~{windowson}{panelon} 16: 0; {windowsoff}{paneloff}/wtc{home}{goto}spot1~{right 3}{down 10}/wtb{goto}spot7~{windowson}{panelon} 18: M&S 13mo avg worksheet; {windowsoff}{paneloff}/wtc{home}{goto}spot1~{right 3}{down 10}/wtb{goto}spot7~{windowson}{panelon} 20: 0; {windowsoff}{paneloff}/wtc{home}{goto}spot1~{right 3}{down 10}/wtb{goto}spot7~{windowson}{panelon} 21: 03/31/12 balances | M&S worksheet
21 | STORES UNDISTRIBUTED | M_S | 0: 9844414; 2: 8531621.4285; 4: 580559.1314; 5: 732233.44; {windowsoff}{paneloff}/wtc{home}{goto}spot1~{right 3}{down 10}/wtb{goto}spot7~{windowson}{panelon} 8: 262.1986; {windowsoff}{paneloff}/wtc{home}{goto}spot1~{right 3}{down 10}/wtb{goto}spot7~{windowson}{panelon} 10: 731971.2414; {windowsoff}{paneloff}/wtc{home}{goto}spot1~{right 3}{down 10}/wtb{goto}spot7~{windowson}{panelon} 11: 231336.5906; {windowsoff}{paneloff}/wtc{home}{goto}spot1~{right 3}{down 10}/wtb{goto}spot7~{windowson}{panelon} 12: 500634.6508; {windowsoff}{paneloff}/wtc{home}{goto}spot1~{right 3}{down 10}/wtb{goto}spot7~{windowson}{panelon} 13: 0; {windowsoff}{paneloff}/wtc{home}{goto}spot1~{right 3}{down 10}/wtb{goto}spot7~{windowson}{panelon} 16: 9844414; {windowsoff}{paneloff}/wtc{home}{goto}spot1~{right 3}{down 10}/wtb{goto}spot7~{windowson}{panelon} 18: M&S 13mo avg worksheet; {windowsoff}{paneloff}/wtc{home}{goto}spot1~{right 3}{down 10}/wtb{goto}spot7~{windowson}{panelon} 20: 10204327.46; {windowsoff}{paneloff}/wtc{home}{goto}spot1~{right 3}{down 10}/wtb{goto}spot7~{windowson}{panelon} 21: 03/31/12 balances | M&S worksheet
22 | TOTAL PLT MAT & SUPPLIES |  | 0: 43434958.9021; 2: 37642730.8032; 4: 2561509.7063; 5: 3230718.3926; {windowsoff}{paneloff}/wtc{home}{goto}spot1~{right 3}{down 10}/wtb{goto}spot7~{windowson}{panelon} 8: 1156.8578; {windowsoff}{paneloff}/wtc{home}{goto}spot1~{right 3}{down 10}/wtb{goto}spot7~{windowson}{panelon} 10: 3229561.5349; {windowsoff}{paneloff}/wtc{home}{goto}spot1~{right 3}{down 10}/wtb{goto}spot7~{windowson}{panelon} 11: 1020690.0385; {windowsoff}{paneloff}/wtc{home}{goto}spot1~{right 3}{down 10}/wtb{goto}spot7~{windowson}{panelon} 12: 2208871.4964; {windowsoff}{paneloff}/wtc{home}{goto}spot1~{right 3}{down 10}/wtb{goto}spot7~{windowson}{panelon} 13: 0; {windowsoff}{paneloff}/wtc{home}{goto}spot1~{right 3}{down 10}/wtb{goto}spot7~{windowson}{panelon} 20: 44479387.27
23 | TOTAL MATERIALS & SUPPLIES |  | 0: 132713936.9021; 2: 115098215.066; 4: 6656920.345; 5: 10958801.491; {windowsoff}{paneloff}/wtc{home}{goto}spot1~{right 3}{down 10}/wtb{goto}spot7~{windowson}{panelon} 8: 1582.6397; {windowsoff}{paneloff}/wtc{home}{goto}spot1~{right 3}{down 10}/wtb{goto}spot7~{windowson}{panelon} 10: 10957218.8513; {windowsoff}{paneloff}/wtc{home}{goto}spot1~{right 3}{down 10}/wtb{goto}spot7~{windowson}{panelon} 11: 3543357.1996; {windowsoff}{paneloff}/wtc{home}{goto}spot1~{right 3}{down 10}/wtb{goto}spot7~{windowson}{panelon} 12: 7413861.6517; {windowsoff}{paneloff}/wtc{home}{goto}spot1~{right 3}{down 10}/wtb{goto}spot7~{windowson}{panelon} 13: 0
PREPAYMENTS
24 | PREPAYMENTS OTHER THAN TAXES | EXP9245TOT | 0: 6284028; 2: 5524818.8477; 4: 360096.6072; 5: 399112.5452; {windowsoff}{paneloff}/wtc{home}{goto}spot1~{right 3}{down 10}/wtb{goto}spot7~{windowson}{panelon} 8: 195.7688; {windowsoff}{paneloff}/wtc{home}{goto}spot1~{right 3}{down 10}/wtb{goto}spot7~{windowson}{panelon} 10: 398916.7764; {windowsoff}{paneloff}/wtc{home}{goto}spot1~{right 3}{down 10}/wtb{goto}spot7~{windowson}{panelon} 11: 127831.7284; {windowsoff}{paneloff}/wtc{home}{goto}spot1~{right 3}{down 10}/wtb{goto}spot7~{windowson}{panelon} 12: 271085.0479; {windowsoff}{paneloff}/wtc{home}{goto}spot1~{right 3}{down 10}/wtb{goto}spot7~{windowson}{panelon} 13: 1.8335e-13; {windowsoff}{paneloff}/wtc{home}{goto}spot1~{right 3}{down 10}/wtb{goto}spot7~{windowson}{panelon} 16: 6284028; {windowsoff}{paneloff}/wtc{home}{goto}spot1~{right 3}{down 10}/wtb{goto}spot7~{windowson}{panelon} 18: M&S 13mo avg worksheet; {windowsoff}{paneloff}/wtc{home}{goto}spot1~{right 3}{down 10}/wtb{goto}spot7~{windowson}{panelon} 20: 6333282.11; {windowsoff}{paneloff}/wtc{home}{goto}spot1~{right 3}{down 10}/wtb{goto}spot7~{windowson}{panelon} 21: 03/31/12 balances | M&S worksheet
25 | PUBLIC SERVICE COMM TAX | REVKY | 0: 1042648; 2: 1042648; 4: 0; 5: 0; {windowsoff}{paneloff}/wtc{home}{goto}spot1~{right 3}{down 10}/wtb{goto}spot7~{windowson}{panelon} 8: 0; {windowsoff}{paneloff}/wtc{home}{goto}spot1~{right 3}{down 10}/wtb{goto}spot7~{windowson}{panelon} 10: 0; {windowsoff}{paneloff}/wtc{home}{goto}spot1~{right 3}{down 10}/wtb{goto}spot7~{windowson}{panelon} 11: 0; {windowsoff}{paneloff}/wtc{home}{goto}spot1~{right 3}{down 10}/wtb{goto}spot7~{windowson}{panelon} 12: 0; {windowsoff}{paneloff}/wtc{home}{goto}spot1~{right 3}{down 10}/wtb{goto}spot7~{windowson}{panelon} 13: 0; {windowsoff}{paneloff}/wtc{home}{goto}spot1~{right 3}{down 10}/wtb{goto}spot7~{windowson}{panelon} 16: 1042648; {windowsoff}{paneloff}/wtc{home}{goto}spot1~{right 3}{down 10}/wtb{goto}spot7~{windowson}{panelon} 18: M&S 13mo avg worksheet; {windowsoff}{paneloff}/wtc{home}{goto}spot1~{right 3}{down 10}/wtb{goto}spot7~{windowson}{panelon} 20: 672451.46; {windowsoff}{paneloff}/wtc{home}{goto}spot1~{right 3}{down 10}/wtb{goto}spot7~{windowson}{panelon} 21: 03/31/12 balances | M&S worksheet
26 | TOTAL PREPAYMENTS |  | 0: 7326676; 2: 6567466.8477; 4: 360096.6072; 5: 399112.5452; {windowsoff}{paneloff}/wtc{home}{goto}spot1~{right 3}{down 10}/wtb{goto}spot7~{windowson}{panelon} 8: 195.7688; {windowsoff}{paneloff}/wtc{home}{goto}spot1~{right 3}{down 10}/wtb{goto}spot7~{windowson}{panelon} 10: 398916.7764; {windowsoff}{paneloff}/wtc{home}{goto}spot1~{right 3}{down 10}/wtb{goto}spot7~{windowson}{panelon} 11: 127831.7284; {windowsoff}{paneloff}/wtc{home}{goto}spot1~{right 3}{down 10}/wtb{goto}spot7~{windowson}{panelon} 12: 271085.0479; {windowsoff}{paneloff}/wtc{home}{goto}spot1~{right 3}{down 10}/wtb{goto}spot7~{windowson}{panelon} 13: 1.8335e-13
27 | WORKING CASH - CALC BY JURIS |  | 0: 104067439.1362; 2: 96090910.2523; 4: 0; 5: 7976528.8839; {windowsoff}{paneloff}/wtc{home}{goto}spot1~{right 3}{down 10}/wtb{goto}spot7~{windowson}{panelon} 8: 1716.2048; {windowsoff}{paneloff}/wtc{home}{goto}spot1~{right 3}{down 10}/wtb{goto}spot7~{windowson}{panelon} 10: 7974812.6792; {windowsoff}{paneloff}/wtc{home}{goto}spot1~{right 3}{down 10}/wtb{goto}spot7~{windowson}{panelon} 11: 2592827.9473; {windowsoff}{paneloff}/wtc{home}{goto}spot1~{right 3}{down 10}/wtb{goto}spot7~{windowson}{panelon} 12: 5381984.7319; {windowsoff}{paneloff}/wtc{home}{goto}spot1~{right 3}{down 10}/wtb{goto}spot7~{windowson}{panelon} 13: 6.1149e-13; {windowsoff}{paneloff}/wtc{home}{goto}spot1~{right 3}{down 10}/wtb{goto}spot7~{windowson}{panelon} 18: Virginia 0 (zero) Cash Working Capital (No formula allowed only Lead/Lag Study or Zero)
28 | TOTAL WORKING CAPITAL |  | 0: 244108052.0383; 2: 217756592.166; 4: 7017016.9522; 5: 19334442.9201; {windowsoff}{paneloff}/wtc{home}{goto}spot1~{right 3}{down 10}/wtb{goto}spot7~{windowson}{panelon} 8: 3494.6133; {windowsoff}{paneloff}/wtc{home}{goto}spot1~{right 3}{down 10}/wtb{goto}spot7~{windowson}{panelon} 10: 19330948.3068; {windowsoff}{paneloff}/wtc{home}{goto}spot1~{right 3}{down 10}/wtb{goto}spot7~{windowson}{panelon} 11: 6264016.8754; {windowsoff}{paneloff}/wtc{home}{goto}spot1~{right 3}{down 10}/wtb{goto}spot7~{windowson}{panelon} 12: 13066931.4315; {windowsoff}{paneloff}/wtc{home}{goto}spot1~{right 3}{down 10}/wtb{goto}spot7~{windowson}{panelon} 13: 7.9483e-13
29 | EMISSION ALLOWANCES | DEMPROD | 0: 480272; 2: 415670.6964; 4: 24411.1061; 5: 40190.1975; {windowsoff}{paneloff}/wtc{home}{goto}spot1~{right 3}{down 10}/wtb{goto}spot7~{windowson}{panelon} 8: 3.6753; {windowsoff}{paneloff}/wtc{home}{goto}spot1~{right 3}{down 10}/wtb{goto}spot7~{windowson}{panelon} 10: 40186.5222; {windowsoff}{paneloff}/wtc{home}{goto}spot1~{right 3}{down 10}/wtb{goto}spot7~{windowson}{panelon} 11: 12539.2146; {windowsoff}{paneloff}/wtc{home}{goto}spot1~{right 3}{down 10}/wtb{goto}spot7~{windowson}{panelon} 12: 27647.3077; {windowsoff}{paneloff}/wtc{home}{goto}spot1~{right 3}{down 10}/wtb{goto}spot7~{windowson}{panelon} 13: 0; {windowsoff}{paneloff}/wtc{home}{goto}spot1~{right 3}{down 10}/wtb{goto}spot7~{windowson}{panelon} 16: 480272; {windowsoff}{paneloff}/wtc{home}{goto}spot1~{right 3}{down 10}/wtb{goto}spot7~{windowson}{panelon} 18: M&S 13mo avg worksheet; {windowsoff}{paneloff}/wtc{home}{goto}spot1~{right 3}{down 10}/wtb{goto}spot7~{windowson}{panelon} 20: 426062.63; {windowsoff}{paneloff}/wtc{home}{goto}spot1~{right 3}{down 10}/wtb{goto}spot7~{windowson}{panelon} 21: 03/31/12 balances | M&S worksheet
30 | TOTAL ADDITIONS TO NET PLANT |  | 0: 589826762.3583; 2: 517735262.8333; 4: 25581141.6426; 5: 46510357.8824; {windowsoff}{paneloff}/wtc{home}{goto}spot1~{right 3}{down 10}/wtb{goto}spot7~{windowson}{panelon} 8: 6277.2605; {windowsoff}{paneloff}/wtc{home}{goto}spot1~{right 3}{down 10}/wtb{goto}spot7~{windowson}{panelon} 10: 46504080.6219; {windowsoff}{paneloff}/wtc{home}{goto}spot1~{right 3}{down 10}/wtb{goto}spot7~{windowson}{panelon} 11: 14789860.1479; {windowsoff}{paneloff}/wtc{home}{goto}spot1~{right 3}{down 10}/wtb{goto}spot7~{windowson}{panelon} 12: 31714220.474; {windowsoff}{paneloff}/wtc{home}{goto}spot1~{right 3}{down 10}/wtb{goto}spot7~{windowson}{panelon} 13: 1.6655e-12
DEDUCTIONS FROM NET PLANT
ACCUMULATED DEFERRED INC TAX
PRODUCTION PLANT
1 | SYSTEM | PRODSYS | 0: 339799367; 2: 294093012.9785; 4: 17271209.6461; 5: 28435144.3753; {windowsoff}{paneloff}/wtc{home}{goto}spot1~{right 3}{down 10}/wtb{goto}spot7~{windowson}{panelon} 8: 2600.3026; {windowsoff}{paneloff}/wtc{home}{goto}spot1~{right 3}{down 10}/wtb{goto}spot7~{windowson}{panelon} 10: 28432544.0728; {windowsoff}{paneloff}/wtc{home}{goto}spot1~{right 3}{down 10}/wtb{goto}spot7~{windowson}{panelon} 11: 8871675.1489; {windowsoff}{paneloff}/wtc{home}{goto}spot1~{right 3}{down 10}/wtb{goto}spot7~{windowson}{panelon} 12: 19560868.9238; {windowsoff}{paneloff}/wtc{home}{goto}spot1~{right 3}{down 10}/wtb{goto}spot7~{windowson}{panelon} 13: 0; {windowsoff}{paneloff}/wtc{home}{goto}spot1~{right 3}{down 10}/wtb{goto}spot7~{windowson}{panelon} 16: 339799367; {windowsoff}{paneloff}/wtc{home}{goto}spot1~{right 3}{down 10}/wtb{goto}spot7~{windowson}{panelon} 18: Tax Acct workpapers
2 | FERC-AFUDC PRE | DEMFERC | 0: 1401506; 2: 0; 4: 529621.792; 5: 871884.208; {windowsoff}{paneloff}/wtc{home}{goto}spot1~{right 3}{down 10}/wtb{goto}spot7~{windowson}{panelon} 8: 0; {windowsoff}{paneloff}/wtc{home}{goto}spot1~{right 3}{down 10}/wtb{goto}spot7~{windowson}{panelon} 10: 871884.208; {windowsoff}{paneloff}/wtc{home}{goto}spot1~{right 3}{down 10}/wtb{goto}spot7~{windowson}{panelon} 11: 272049.9946; {windowsoff}{paneloff}/wtc{home}{goto}spot1~{right 3}{down 10}/wtb{goto}spot7~{windowson}{panelon} 12: 599834.2134; {windowsoff}{paneloff}/wtc{home}{goto}spot1~{right 3}{down 10}/wtb{goto}spot7~{windowson}{panelon} 13: 0; {windowsoff}{paneloff}/wtc{home}{goto}spot1~{right 3}{down 10}/wtb{goto}spot7~{windowson}{panelon} 16: 1401506; {windowsoff}{paneloff}/wtc{home}{goto}spot1~{right 3}{down 10}/wtb{goto}spot7~{windowson}{panelon} 18: Tax Acct workpapers
3 | FERC-AFUDC POST | DEMFERCP | 0: 99540; 2: 0; 4: 0; 5: 99540; {windowsoff}{paneloff}/wtc{home}{goto}spot1~{right 3}{down 10}/wtb{goto}spot7~{windowson}{panelon} 8: 0; {windowsoff}{paneloff}/wtc{home}{goto}spot1~{right 3}{down 10}/wtb{goto}spot7~{windowson}{panelon} 10: 99540; {windowsoff}{paneloff}/wtc{home}{goto}spot1~{right 3}{down 10}/wtb{goto}spot7~{windowson}{panelon} 11: 31059.0056; {windowsoff}{paneloff}/wtc{home}{goto}spot1~{right 3}{down 10}/wtb{goto}spot7~{windowson}{panelon} 12: 68480.9944; {windowsoff}{paneloff}/wtc{home}{goto}spot1~{right 3}{down 10}/wtb{goto}spot7~{windowson}{panelon} 13: 0; {windowsoff}{paneloff}/wtc{home}{goto}spot1~{right 3}{down 10}/wtb{goto}spot7~{windowson}{panelon} 16: 99540; {windowsoff}{paneloff}/wtc{home}{goto}spot1~{right 3}{down 10}/wtb{goto}spot7~{windowson}{panelon} 18: Tax Acct workpapers
4 | TOTAL PRODUCTION PLANT |  | 0: 341300413; 2: 294093012.9785; 4: 17800831.4382; 5: 29406568.5833; {windowsoff}{paneloff}/wtc{home}{goto}spot1~{right 3}{down 10}/wtb{goto}spot7~{windowson}{panelon} 8: 2600.3026; {windowsoff}{paneloff}/wtc{home}{goto}spot1~{right 3}{down 10}/wtb{goto}spot7~{windowson}{panelon} 10: 29403968.2807; {windowsoff}{paneloff}/wtc{home}{goto}spot1~{right 3}{down 10}/wtb{goto}spot7~{windowson}{panelon} 11: 9174784.1491; {windowsoff}{paneloff}/wtc{home}{goto}spot1~{right 3}{down 10}/wtb{goto}spot7~{windowson}{panelon} 12: 20229184.1317; {windowsoff}{paneloff}/wtc{home}{goto}spot1~{right 3}{down 10}/wtb{goto}spot7~{windowson}{panelon} 13: 0
TRANSMISSION PLANT
5 | KENTUCKY SYSTEM PROPERTY | KYTRPLT | 0: 38541449; 2: 33108751.499; 4: 2019204.5397; 5: 3413492.9613; {windowsoff}{paneloff}/wtc{home}{goto}spot1~{right 3}{down 10}/wtb{goto}spot7~{windowson}{panelon} 8: 292.7399; {windowsoff}{paneloff}/wtc{home}{goto}spot1~{right 3}{down 10}/wtb{goto}spot7~{windowson}{panelon} 10: 3413200.2213; {windowsoff}{paneloff}/wtc{home}{goto}spot1~{right 3}{down 10}/wtb{goto}spot7~{windowson}{panelon} 11: 1065005.0697; {windowsoff}{paneloff}/wtc{home}{goto}spot1~{right 3}{down 10}/wtb{goto}spot7~{windowson}{panelon} 12: 2348195.1516; {windowsoff}{paneloff}/wtc{home}{goto}spot1~{right 3}{down 10}/wtb{goto}spot7~{windowson}{panelon} 13: 0; {windowsoff}{paneloff}/wtc{home}{goto}spot1~{right 3}{down 10}/wtb{goto}spot7~{windowson}{panelon} 16: 38541449; {windowsoff}{paneloff}/wtc{home}{goto}spot1~{right 3}{down 10}/wtb{goto}spot7~{windowson}{panelon} 18: Tax Acct workpapers
6 | VIRGINIA PROPERTY-500 KV LINE | DEMPRODNV | 0: 425142; 2: 387660.0814; 4: 0; 5: 37481.9186; {windowsoff}{paneloff}/wtc{home}{goto}spot1~{right 3}{down 10}/wtb{goto}spot7~{windowson}{panelon} 8: 3.4276; {windowsoff}{paneloff}/wtc{home}{goto}spot1~{right 3}{down 10}/wtb{goto}spot7~{windowson}{panelon} 10: 37478.491; {windowsoff}{paneloff}/wtc{home}{goto}spot1~{right 3}{down 10}/wtb{goto}spot7~{windowson}{panelon} 11: 11694.2401; {windowsoff}{paneloff}/wtc{home}{goto}spot1~{right 3}{down 10}/wtb{goto}spot7~{windowson}{panelon} 12: 25784.2509; {windowsoff}{paneloff}/wtc{home}{goto}spot1~{right 3}{down 10}/wtb{goto}spot7~{windowson}{panelon} 13: 0; {windowsoff}{paneloff}/wtc{home}{goto}spot1~{right 3}{down 10}/wtb{goto}spot7~{windowson}{panelon} 16: 425142; {windowsoff}{paneloff}/wtc{home}{goto}spot1~{right 3}{down 10}/wtb{goto}spot7~{windowson}{panelon} 18: Tax Acct workpapers
7 | VIRGINIA PROPERTY-OTHER | VATRPLT | 0: 2733631; 2: 0; 4: 2733352.5075; 5: 278.4925; {windowsoff}{paneloff}/wtc{home}{goto}spot1~{right 3}{down 10}/wtb{goto}spot7~{windowson}{panelon} 8: 0; {windowsoff}{paneloff}/wtc{home}{goto}spot1~{right 3}{down 10}/wtb{goto}spot7~{windowson}{panelon} 10: 278.4925; {windowsoff}{paneloff}/wtc{home}{goto}spot1~{right 3}{down 10}/wtb{goto}spot7~{windowson}{panelon} 11: 86.8967; {windowsoff}{paneloff}/wtc{home}{goto}spot1~{right 3}{down 10}/wtb{goto}spot7~{windowson}{panelon} 12: 191.5958; {windowsoff}{paneloff}/wtc{home}{goto}spot1~{right 3}{down 10}/wtb{goto}spot7~{windowson}{panelon} 13: 0; {windowsoff}{paneloff}/wtc{home}{goto}spot1~{right 3}{down 10}/wtb{goto}spot7~{windowson}{panelon} 16: 2733631; {windowsoff}{paneloff}/wtc{home}{goto}spot1~{right 3}{down 10}/wtb{goto}spot7~{windowson}{panelon} 18: Tax Acct workpapers
8 | FERC-AFUDC PRE | DEMFERCT | 0: 262968; 2: 0; 4: 99374.2327; 5: 163593.7673; {windowsoff}{paneloff}/wtc{home}{goto}spot1~{right 3}{down 10}/wtb{goto}spot7~{windowson}{panelon} 8: 0; {windowsoff}{paneloff}/wtc{home}{goto}spot1~{right 3}{down 10}/wtb{goto}spot7~{windowson}{panelon} 10: 163593.7673; {windowsoff}{paneloff}/wtc{home}{goto}spot1~{right 3}{down 10}/wtb{goto}spot7~{windowson}{panelon} 11: 51045.4061; {windowsoff}{paneloff}/wtc{home}{goto}spot1~{right 3}{down 10}/wtb{goto}spot7~{windowson}{panelon} 12: 112548.3611; {windowsoff}{paneloff}/wtc{home}{goto}spot1~{right 3}{down 10}/wtb{goto}spot7~{windowson}{panelon} 13: 0; {windowsoff}{paneloff}/wtc{home}{goto}spot1~{right 3}{down 10}/wtb{goto}spot7~{windowson}{panelon} 16: 262968; {windowsoff}{paneloff}/wtc{home}{goto}spot1~{right 3}{down 10}/wtb{goto}spot7~{windowson}{panelon} 18: Tax Acct workpapers
9 | FERC-AFUDC POST | DFERCTP | 0: 7528; 2: 0; 4: 0; 5: 7528; {windowsoff}{paneloff}/wtc{home}{goto}spot1~{right 3}{down 10}/wtb{goto}spot7~{windowson}{panelon} 8: 0; {windowsoff}{paneloff}/wtc{home}{goto}spot1~{right 3}{down 10}/wtb{goto}spot7~{windowson}{panelon} 10: 7528; {windowsoff}{paneloff}/wtc{home}{goto}spot1~{right 3}{down 10}/wtb{goto}spot7~{windowson}{panelon} 11: 2348.927; {windowsoff}{paneloff}/wtc{home}{goto}spot1~{right 3}{down 10}/wtb{goto}spot7~{windowson}{panelon} 12: 5179.073; {windowsoff}{paneloff}/wtc{home}{goto}spot1~{right 3}{down 10}/wtb{goto}spot7~{windowson}{panelon} 13: 0; {windowsoff}{paneloff}/wtc{home}{goto}spot1~{right 3}{down 10}/wtb{goto}spot7~{windowson}{panelon} 16: 7528; {windowsoff}{paneloff}/wtc{home}{goto}spot1~{right 3}{down 10}/wtb{goto}spot7~{windowson}{panelon} 18: Tax Acct workpapers
10 | TOTAL TRANSMISSION PLANT |  | 0: 41970718; 2: 33496411.5804; 4: 4851931.2799; 5: 3622375.1397; {windowsoff}{paneloff}/wtc{home}{goto}spot1~{right 3}{down 10}/wtb{goto}spot7~{windowson}{panelon} 8: 296.1675; {windowsoff}{paneloff}/wtc{home}{goto}spot1~{right 3}{down 10}/wtb{goto}spot7~{windowson}{panelon} 10: 3622078.9722; {windowsoff}{paneloff}/wtc{home}{goto}spot1~{right 3}{down 10}/wtb{goto}spot7~{windowson}{panelon} 11: 1130180.5397; {windowsoff}{paneloff}/wtc{home}{goto}spot1~{right 3}{down 10}/wtb{goto}spot7~{windowson}{panelon} 12: 2491898.4325; {windowsoff}{paneloff}/wtc{home}{goto}spot1~{right 3}{down 10}/wtb{goto}spot7~{windowson}{panelon} 13: 0
11 | DISTRIBUTION - VA | DIRACDFTX | 0: 5364985; 2: 0; 4: 5364985; 5: 0; {windowsoff}{paneloff}/wtc{home}{goto}spot1~{right 3}{down 10}/wtb{goto}spot7~{windowson}{panelon} 8: 0; {windowsoff}{paneloff}/wtc{home}{goto}spot1~{right 3}{down 10}/wtb{goto}spot7~{windowson}{panelon} 10: 0; {windowsoff}{paneloff}/wtc{home}{goto}spot1~{right 3}{down 10}/wtb{goto}spot7~{windowson}{panelon} 11: 0; {windowsoff}{paneloff}/wtc{home}{goto}spot1~{right 3}{down 10}/wtb{goto}spot7~{windowson}{panelon} 12: 0; {windowsoff}{paneloff}/wtc{home}{goto}spot1~{right 3}{down 10}/wtb{goto}spot7~{windowson}{panelon} 13: 0; {windowsoff}{paneloff}/wtc{home}{goto}spot1~{right 3}{down 10}/wtb{goto}spot7~{windowson}{panelon} 16: 5364985; {windowsoff}{paneloff}/wtc{home}{goto}spot1~{right 3}{down 10}/wtb{goto}spot7~{windowson}{panelon} 18: Tax Acct workpapers
12 | DISTRIBUTION PLT KY,FERC & TN | DPLTXVA | 0: 103029906; 2: 102688559.461; 4: 0; 5: 341346.539; {windowsoff}{paneloff}/wtc{home}{goto}spot1~{right 3}{down 10}/wtb{goto}spot7~{windowson}{panelon} 8: 12335.486; {windowsoff}{paneloff}/wtc{home}{goto}spot1~{right 3}{down 10}/wtb{goto}spot7~{windowson}{panelon} 10: 329011.053; {windowsoff}{paneloff}/wtc{home}{goto}spot1~{right 3}{down 10}/wtb{goto}spot7~{windowson}{panelon} 11: 282732.7504; {windowsoff}{paneloff}/wtc{home}{goto}spot1~{right 3}{down 10}/wtb{goto}spot7~{windowson}{panelon} 12: 46278.3026; {windowsoff}{paneloff}/wtc{home}{goto}spot1~{right 3}{down 10}/wtb{goto}spot7~{windowson}{panelon} 13: 0; {windowsoff}{paneloff}/wtc{home}{goto}spot1~{right 3}{down 10}/wtb{goto}spot7~{windowson}{panelon} 16: 103029906; {windowsoff}{paneloff}/wtc{home}{goto}spot1~{right 3}{down 10}/wtb{goto}spot7~{windowson}{panelon} 18: Tax Acct workpapers
13 | TOTAL DISTRIBUTION PLANT |  | 0: 108394891; 2: 102688559.461; 4: 5364985; 5: 341346.539; {windowsoff}{paneloff}/wtc{home}{goto}spot1~{right 3}{down 10}/wtb{goto}spot7~{windowson}{panelon} 8: 12335.486; {windowsoff}{paneloff}/wtc{home}{goto}spot1~{right 3}{down 10}/wtb{goto}spot7~{windowson}{panelon} 10: 329011.053; {windowsoff}{paneloff}/wtc{home}{goto}spot1~{right 3}{down 10}/wtb{goto}spot7~{windowson}{panelon} 11: 282732.7504; {windowsoff}{paneloff}/wtc{home}{goto}spot1~{right 3}{down 10}/wtb{goto}spot7~{windowson}{panelon} 12: 46278.3026; {windowsoff}{paneloff}/wtc{home}{goto}spot1~{right 3}{down 10}/wtb{goto}spot7~{windowson}{panelon} 13: 0
14 | GENERAL | GENPLT | 0: 10530465; 2: 9365572.5992; 4: 576995.6206; 5: 587896.7802; {windowsoff}{paneloff}/wtc{home}{goto}spot1~{right 3}{down 10}/wtb{goto}spot7~{windowson}{panelon} 8: 323.2709; {windowsoff}{paneloff}/wtc{home}{goto}spot1~{right 3}{down 10}/wtb{goto}spot7~{windowson}{panelon} 10: 587573.5093; {windowsoff}{paneloff}/wtc{home}{goto}spot1~{right 3}{down 10}/wtb{goto}spot7~{windowson}{panelon} 11: 190880.6365; {windowsoff}{paneloff}/wtc{home}{goto}spot1~{right 3}{down 10}/wtb{goto}spot7~{windowson}{panelon} 12: 396692.8728; {windowsoff}{paneloff}/wtc{home}{goto}spot1~{right 3}{down 10}/wtb{goto}spot7~{windowson}{panelon} 13: 6.5898e-13; {windowsoff}{paneloff}/wtc{home}{goto}spot1~{right 3}{down 10}/wtb{goto}spot7~{windowson}{panelon} 16: 10530465; {windowsoff}{paneloff}/wtc{home}{goto}spot1~{right 3}{down 10}/wtb{goto}spot7~{windowson}{panelon} 18: Tax Acct workpapers
15 | TOTAL DEFERRED INCOME TAX |  | 0: 502196487; 2: 439643556.6191; 4: 28594743.3387; 5: 33958187.0422; {windowsoff}{paneloff}/wtc{home}{goto}spot1~{right 3}{down 10}/wtb{goto}spot7~{windowson}{panelon} 8: 15555.2269; {windowsoff}{paneloff}/wtc{home}{goto}spot1~{right 3}{down 10}/wtb{goto}spot7~{windowson}{panelon} 10: 33942631.8152; {windowsoff}{paneloff}/wtc{home}{goto}spot1~{right 3}{down 10}/wtb{goto}spot7~{windowson}{panelon} 11: 10778578.0757; {windowsoff}{paneloff}/wtc{home}{goto}spot1~{right 3}{down 10}/wtb{goto}spot7~{windowson}{panelon} 12: 23164053.7395; {windowsoff}{paneloff}/wtc{home}{goto}spot1~{right 3}{down 10}/wtb{goto}spot7~{windowson}{panelon} 13: 6.5898e-13
ACCUM DEFER INVEST TAX CREDITS
16 | PRODUCTION | PRODPLT | 0: 100707740; 2: 86299724.4182; 4: 5223560.2842; 5: 9184455.2976; {windowsoff}{paneloff}/wtc{home}{goto}spot1~{right 3}{down 10}/wtb{goto}spot7~{windowson}{panelon} 8: 763.0423; {windowsoff}{paneloff}/wtc{home}{goto}spot1~{right 3}{down 10}/wtb{goto}spot7~{windowson}{panelon} 10: 9183692.2554; {windowsoff}{paneloff}/wtc{home}{goto}spot1~{right 3}{down 10}/wtb{goto}spot7~{windowson}{panelon} 11: 2865544.9948; {windowsoff}{paneloff}/wtc{home}{goto}spot1~{right 3}{down 10}/wtb{goto}spot7~{windowson}{panelon} 12: 6318147.2606; {windowsoff}{paneloff}/wtc{home}{goto}spot1~{right 3}{down 10}/wtb{goto}spot7~{windowson}{panelon} 13: 0; {windowsoff}{paneloff}/wtc{home}{goto}spot1~{right 3}{down 10}/wtb{goto}spot7~{windowson}{panelon} 16: 100707740; {windowsoff}{paneloff}/wtc{home}{goto}spot1~{right 3}{down 10}/wtb{goto}spot7~{windowson}{panelon} 18: Tax Acct workpapers
17 | TRANSMISSION | TRANPLTX | 0: 0; 2: 0; 4: 0; 5: 0; {windowsoff}{paneloff}/wtc{home}{goto}spot1~{right 3}{down 10}/wtb{goto}spot7~{windowson}{panelon} 8: 0; {windowsoff}{paneloff}/wtc{home}{goto}spot1~{right 3}{down 10}/wtb{goto}spot7~{windowson}{panelon} 10: 0; {windowsoff}{paneloff}/wtc{home}{goto}spot1~{right 3}{down 10}/wtb{goto}spot7~{windowson}{panelon} 11: 0; {windowsoff}{paneloff}/wtc{home}{goto}spot1~{right 3}{down 10}/wtb{goto}spot7~{windowson}{panelon} 12: 0; {windowsoff}{paneloff}/wtc{home}{goto}spot1~{right 3}{down 10}/wtb{goto}spot7~{windowson}{panelon} 13: 0; {windowsoff}{paneloff}/wtc{home}{goto}spot1~{right 3}{down 10}/wtb{goto}spot7~{windowson}{panelon} 16: 0; {windowsoff}{paneloff}/wtc{home}{goto}spot1~{right 3}{down 10}/wtb{goto}spot7~{windowson}{panelon} 18: Tax Acct workpapers
18 | TRANSMISSION - VA | TRPLTVA | 0: 0; 2: 0; 4: 0; 5: 0; {windowsoff}{paneloff}/wtc{home}{goto}spot1~{right 3}{down 10}/wtb{goto}spot7~{windowson}{panelon} 8: 0; {windowsoff}{paneloff}/wtc{home}{goto}spot1~{right 3}{down 10}/wtb{goto}spot7~{windowson}{panelon} 10: 0; {windowsoff}{paneloff}/wtc{home}{goto}spot1~{right 3}{down 10}/wtb{goto}spot7~{windowson}{panelon} 11: 0; {windowsoff}{paneloff}/wtc{home}{goto}spot1~{right 3}{down 10}/wtb{goto}spot7~{windowson}{panelon} 12: 0; {windowsoff}{paneloff}/wtc{home}{goto}spot1~{right 3}{down 10}/wtb{goto}spot7~{windowson}{panelon} 13: 0; {windowsoff}{paneloff}/wtc{home}{goto}spot1~{right 3}{down 10}/wtb{goto}spot7~{windowson}{panelon} 16: 0; {windowsoff}{paneloff}/wtc{home}{goto}spot1~{right 3}{down 10}/wtb{goto}spot7~{windowson}{panelon} 18: Tax Acct workpapers
18 | DISTRIBUTION - VA | DIRACITC | 0: 0; 2: 0; 4: 0; 5: 0; {windowsoff}{paneloff}/wtc{home}{goto}spot1~{right 3}{down 10}/wtb{goto}spot7~{windowson}{panelon} 8: 0; {windowsoff}{paneloff}/wtc{home}{goto}spot1~{right 3}{down 10}/wtb{goto}spot7~{windowson}{panelon} 10: 0; {windowsoff}{paneloff}/wtc{home}{goto}spot1~{right 3}{down 10}/wtb{goto}spot7~{windowson}{panelon} 11: 0; {windowsoff}{paneloff}/wtc{home}{goto}spot1~{right 3}{down 10}/wtb{goto}spot7~{windowson}{panelon} 12: 0; {windowsoff}{paneloff}/wtc{home}{goto}spot1~{right 3}{down 10}/wtb{goto}spot7~{windowson}{panelon} 13: 0; {windowsoff}{paneloff}/wtc{home}{goto}spot1~{right 3}{down 10}/wtb{goto}spot7~{windowson}{panelon} 16: 0; {windowsoff}{paneloff}/wtc{home}{goto}spot1~{right 3}{down 10}/wtb{goto}spot7~{windowson}{panelon} 18: Tax Acct workpapers
20 | DISTRIBUTION PLT KY,FERC & TN | DPLTXVA | 0: 0; 2: 0; 4: 0; 5: 0; {windowsoff}{paneloff}/wtc{home}{goto}spot1~{right 3}{down 10}/wtb{goto}spot7~{windowson}{panelon} 8: 0; {windowsoff}{paneloff}/wtc{home}{goto}spot1~{right 3}{down 10}/wtb{goto}spot7~{windowson}{panelon} 10: 0; {windowsoff}{paneloff}/wtc{home}{goto}spot1~{right 3}{down 10}/wtb{goto}spot7~{windowson}{panelon} 11: 0; {windowsoff}{paneloff}/wtc{home}{goto}spot1~{right 3}{down 10}/wtb{goto}spot7~{windowson}{panelon} 12: 0; {windowsoff}{paneloff}/wtc{home}{goto}spot1~{right 3}{down 10}/wtb{goto}spot7~{windowson}{panelon} 13: 0; {windowsoff}{paneloff}/wtc{home}{goto}spot1~{right 3}{down 10}/wtb{goto}spot7~{windowson}{panelon} 16: 0; {windowsoff}{paneloff}/wtc{home}{goto}spot1~{right 3}{down 10}/wtb{goto}spot7~{windowson}{panelon} 18: Tax Acct workpapers
21 | GENERAL | GENPLT | 0: 0; 2: 0; 4: 0; 5: 0; {windowsoff}{paneloff}/wtc{home}{goto}spot1~{right 3}{down 10}/wtb{goto}spot7~{windowson}{panelon} 8: 0; {windowsoff}{paneloff}/wtc{home}{goto}spot1~{right 3}{down 10}/wtb{goto}spot7~{windowson}{panelon} 10: 0; {windowsoff}{paneloff}/wtc{home}{goto}spot1~{right 3}{down 10}/wtb{goto}spot7~{windowson}{panelon} 11: 0; {windowsoff}{paneloff}/wtc{home}{goto}spot1~{right 3}{down 10}/wtb{goto}spot7~{windowson}{panelon} 12: 0; {windowsoff}{paneloff}/wtc{home}{goto}spot1~{right 3}{down 10}/wtb{goto}spot7~{windowson}{panelon} 13: 0; {windowsoff}{paneloff}/wtc{home}{goto}spot1~{right 3}{down 10}/wtb{goto}spot7~{windowson}{panelon} 16: 0; {windowsoff}{paneloff}/wtc{home}{goto}spot1~{right 3}{down 10}/wtb{goto}spot7~{windowson}{panelon} 18: Tax Acct workpapers
22 | TOTAL DEFERRED INVEST CREDIT |  | 0: 100707740; 2: 86299724.4182; 4: 5223560.2842; 5: 9184455.2976; {windowsoff}{paneloff}/wtc{home}{goto}spot1~{right 3}{down 10}/wtb{goto}spot7~{windowson}{panelon} 8: 763.0423; {windowsoff}{paneloff}/wtc{home}{goto}spot1~{right 3}{down 10}/wtb{goto}spot7~{windowson}{panelon} 10: 9183692.2554; {windowsoff}{paneloff}/wtc{home}{goto}spot1~{right 3}{down 10}/wtb{goto}spot7~{windowson}{panelon} 11: 2865544.9948; {windowsoff}{paneloff}/wtc{home}{goto}spot1~{right 3}{down 10}/wtb{goto}spot7~{windowson}{panelon} 12: 6318147.2606; {windowsoff}{paneloff}/wtc{home}{goto}spot1~{right 3}{down 10}/wtb{goto}spot7~{windowson}{panelon} 13: 0
23 | CUSTOMER ADVANCES | CUSTADV | 0: 3147887.16; 2: 2936188.7807; 4: 211698.3793; 5: 0; {windowsoff}{paneloff}/wtc{home}{goto}spot1~{right 3}{down 10}/wtb{goto}spot7~{windowson}{panelon} 8: 0; {windowsoff}{paneloff}/wtc{home}{goto}spot1~{right 3}{down 10}/wtb{goto}spot7~{windowson}{panelon} 10: 0; {windowsoff}{paneloff}/wtc{home}{goto}spot1~{right 3}{down 10}/wtb{goto}spot7~{windowson}{panelon} 11: 0; {windowsoff}{paneloff}/wtc{home}{goto}spot1~{right 3}{down 10}/wtb{goto}spot7~{windowson}{panelon} 12: 0; {windowsoff}{paneloff}/wtc{home}{goto}spot1~{right 3}{down 10}/wtb{goto}spot7~{windowson}{panelon} 13: 0; {windowsoff}{paneloff}/wtc{home}{goto}spot1~{right 3}{down 10}/wtb{goto}spot7~{windowson}{panelon} 16: 3147887.16; {windowsoff}{paneloff}/wtc{home}{goto}spot1~{right 3}{down 10}/wtb{goto}spot7~{windowson}{panelon} 18: Balance Sheet
24 | CUSTOMER DEPOSITS-VIRGINIA | CUSTDEP | 0: 23057677.96; 2: 0; 4: 525361.27; 5: 0; {windowsoff}{paneloff}/wtc{home}{goto}spot1~{right 3}{down 10}/wtb{goto}spot7~{windowson}{panelon} 8: 0; {windowsoff}{paneloff}/wtc{home}{goto}spot1~{right 3}{down 10}/wtb{goto}spot7~{windowson}{panelon} 10: 0; {windowsoff}{paneloff}/wtc{home}{goto}spot1~{right 3}{down 10}/wtb{goto}spot7~{windowson}{panelon} 11: 0; {windowsoff}{paneloff}/wtc{home}{goto}spot1~{right 3}{down 10}/wtb{goto}spot7~{windowson}{panelon} 12: 0; {windowsoff}{paneloff}/wtc{home}{goto}spot1~{right 3}{down 10}/wtb{goto}spot7~{windowson}{panelon} 13: 0; {windowsoff}{paneloff}/wtc{home}{goto}spot1~{right 3}{down 10}/wtb{goto}spot7~{windowson}{panelon} 16: 23057677.96; {windowsoff}{paneloff}/wtc{home}{goto}spot1~{right 3}{down 10}/wtb{goto}spot7~{windowson}{panelon} 18: Revenue Acctg COS Info (Virginia Only)
25 | DEFERRED FUEL-VIRGINIA | DFUELVA | 0: -2824747; 2: 0; 4: -2824747; 5: 0; {windowsoff}{paneloff}/wtc{home}{goto}spot1~{right 3}{down 10}/wtb{goto}spot7~{windowson}{panelon} 8: 0; {windowsoff}{paneloff}/wtc{home}{goto}spot1~{right 3}{down 10}/wtb{goto}spot7~{windowson}{panelon} 10: 0; {windowsoff}{paneloff}/wtc{home}{goto}spot1~{right 3}{down 10}/wtb{goto}spot7~{windowson}{panelon} 11: 0; {windowsoff}{paneloff}/wtc{home}{goto}spot1~{right 3}{down 10}/wtb{goto}spot7~{windowson}{panelon} 12: 0; {windowsoff}{paneloff}/wtc{home}{goto}spot1~{right 3}{down 10}/wtb{goto}spot7~{windowson}{panelon} 13: 0; {windowsoff}{paneloff}/wtc{home}{goto}spot1~{right 3}{down 10}/wtb{goto}spot7~{windowson}{panelon} 16: -2824747; {windowsoff}{paneloff}/wtc{home}{goto}spot1~{right 3}{down 10}/wtb{goto}spot7~{windowson}{panelon} 18: Deferred Fuel workpaper (Virginia Only) - Fuel Monitoring System - FMS Reports
26 | OPEB UNFUNDED-VIRGINIA | LABOR | 0: 59597737.97; 2: 0; 4: 3265538.0184; 5: 0; {windowsoff}{paneloff}/wtc{home}{goto}spot1~{right 3}{down 10}/wtb{goto}spot7~{windowson}{panelon} 8: 0; {windowsoff}{paneloff}/wtc{home}{goto}spot1~{right 3}{down 10}/wtb{goto}spot7~{windowson}{panelon} 10: 0; {windowsoff}{paneloff}/wtc{home}{goto}spot1~{right 3}{down 10}/wtb{goto}spot7~{windowson}{panelon} 11: 0; {windowsoff}{paneloff}/wtc{home}{goto}spot1~{right 3}{down 10}/wtb{goto}spot7~{windowson}{panelon} 12: 0; {windowsoff}{paneloff}/wtc{home}{goto}spot1~{right 3}{down 10}/wtb{goto}spot7~{windowson}{panelon} 13: 0; {windowsoff}{paneloff}/wtc{home}{goto}spot1~{right 3}{down 10}/wtb{goto}spot7~{windowson}{panelon} 16: 59597737.97; {windowsoff}{paneloff}/wtc{home}{goto}spot1~{right 3}{down 10}/wtb{goto}spot7~{windowson}{panelon} 18: Trial Balance-Accum Prov Post Ret Benefits 228301,228307 (Virginia Only)
27 | TOTAL DEDUCTIONS FROM NET PLT |  | 0: 685882783.09; 2: 528879469.8179; 4: 34996154.2907; 5: 43142642.3398; {windowsoff}{paneloff}/wtc{home}{goto}spot1~{right 3}{down 10}/wtb{goto}spot7~{windowson}{panelon} 8: 16318.2692; {windowsoff}{paneloff}/wtc{home}{goto}spot1~{right 3}{down 10}/wtb{goto}spot7~{windowson}{panelon} 10: 43126324.0706; {windowsoff}{paneloff}/wtc{home}{goto}spot1~{right 3}{down 10}/wtb{goto}spot7~{windowson}{panelon} 11: 13644123.0705; {windowsoff}{paneloff}/wtc{home}{goto}spot1~{right 3}{down 10}/wtb{goto}spot7~{windowson}{panelon} 12: 29482201.0001; {windowsoff}{paneloff}/wtc{home}{goto}spot1~{right 3}{down 10}/wtb{goto}spot7~{windowson}{panelon} 13: 6.5898e-13
28 | RATE BASE |  | 0: 3977227798.5183; 2: 3550375898.9469; 4: 216540257.8103; 5: 289176158.4027; {windowsoff}{paneloff}/wtc{home}{goto}spot1~{right 3}{down 10}/wtb{goto}spot7~{windowson}{panelon} 8: 37845.1912; {windowsoff}{paneloff}/wtc{home}{goto}spot1~{right 3}{down 10}/wtb{goto}spot7~{windowson}{panelon} 10: 289138313.2115; {windowsoff}{paneloff}/wtc{home}{goto}spot1~{right 3}{down 10}/wtb{goto}spot7~{windowson}{panelon} 11: 91830469.2893; {windowsoff}{paneloff}/wtc{home}{goto}spot1~{right 3}{down 10}/wtb{goto}spot7~{windowson}{panelon} 12: 197307843.9222; {windowsoff}{paneloff}/wtc{home}{goto}spot1~{right 3}{down 10}/wtb{goto}spot7~{windowson}{panelon} 13: 6.3498e-12
OPERATING REVENUES
SALES OF ELECTRICITY
1 | 440-RESIDENTIAL |  | 0: 509303762.85; 2: 476589863.14; 4: 32707844.71; 5: 6055; {windowsoff}{paneloff}/wtc{home}{goto}spot1~{right 3}{down 10}/wtb{goto}spot7~{windowson}{panelon} 8: 6055; {windowsoff}{paneloff}/wtc{home}{goto}spot1~{right 3}{down 10}/wtb{goto}spot7~{windowson}{panelon} 10: 0; {windowsoff}{paneloff}/wtc{home}{goto}spot1~{right 3}{down 10}/wtb{goto}spot7~{windowson}{panelon} 11: 0; {windowsoff}{paneloff}/wtc{home}{goto}spot1~{right 3}{down 10}/wtb{goto}spot7~{windowson}{panelon} 12: 0; {windowsoff}{paneloff}/wtc{home}{goto}spot1~{right 3}{down 10}/wtb{goto}spot7~{windowson}{panelon} 13: 0
2 | 442-SMALL COMMERCIAL |  | 0: 181449246.41; 2: 175113848.34; 4: 6335398.07; 5: 0; {windowsoff}{paneloff}/wtc{home}{goto}spot1~{right 3}{down 10}/wtb{goto}spot7~{windowson}{panelon} 8: 0; {windowsoff}{paneloff}/wtc{home}{goto}spot1~{right 3}{down 10}/wtb{goto}spot7~{windowson}{panelon} 10: 0; {windowsoff}{paneloff}/wtc{home}{goto}spot1~{right 3}{down 10}/wtb{goto}spot7~{windowson}{panelon} 11: 0; {windowsoff}{paneloff}/wtc{home}{goto}spot1~{right 3}{down 10}/wtb{goto}spot7~{windowson}{panelon} 12: 0; {windowsoff}{paneloff}/wtc{home}{goto}spot1~{right 3}{down 10}/wtb{goto}spot7~{windowson}{panelon} 13: 0
3 | 442-LARGE COMMERCIAL |  | 0: 159939302.1; 2: 149946898.97; 4: 9992403.13; 5: 0; {windowsoff}{paneloff}/wtc{home}{goto}spot1~{right 3}{down 10}/wtb{goto}spot7~{windowson}{panelon} 8: 0; {windowsoff}{paneloff}/wtc{home}{goto}spot1~{right 3}{down 10}/wtb{goto}spot7~{windowson}{panelon} 10: 0; {windowsoff}{paneloff}/wtc{home}{goto}spot1~{right 3}{down 10}/wtb{goto}spot7~{windowson}{panelon} 11: 0; {windowsoff}{paneloff}/wtc{home}{goto}spot1~{right 3}{down 10}/wtb{goto}spot7~{windowson}{panelon} 12: 0; {windowsoff}{paneloff}/wtc{home}{goto}spot1~{right 3}{down 10}/wtb{goto}spot7~{windowson}{panelon} 13: 0
4 | 442-INDUSTRIAL |  | 0: 342664408.8; 2: 339425792.1; 4: 3238616.7; 5: 0; {windowsoff}{paneloff}/wtc{home}{goto}spot1~{right 3}{down 10}/wtb{goto}spot7~{windowson}{panelon} 8: 0; {windowsoff}{paneloff}/wtc{home}{goto}spot1~{right 3}{down 10}/wtb{goto}spot7~{windowson}{panelon} 10: 0; {windowsoff}{paneloff}/wtc{home}{goto}spot1~{right 3}{down 10}/wtb{goto}spot7~{windowson}{panelon} 11: 0; {windowsoff}{paneloff}/wtc{home}{goto}spot1~{right 3}{down 10}/wtb{goto}spot7~{windowson}{panelon} 12: 0; {windowsoff}{paneloff}/wtc{home}{goto}spot1~{right 3}{down 10}/wtb{goto}spot7~{windowson}{panelon} 13: 0
5 | 442-MINE POWER |  | 0: 43926568.66; 2: 29838195.83; 4: 14088372.83; 5: 0; {windowsoff}{paneloff}/wtc{home}{goto}spot1~{right 3}{down 10}/wtb{goto}spot7~{windowson}{panelon} 8: 0; {windowsoff}{paneloff}/wtc{home}{goto}spot1~{right 3}{down 10}/wtb{goto}spot7~{windowson}{panelon} 10: 0; {windowsoff}{paneloff}/wtc{home}{goto}spot1~{right 3}{down 10}/wtb{goto}spot7~{windowson}{panelon} 11: 0; {windowsoff}{paneloff}/wtc{home}{goto}spot1~{right 3}{down 10}/wtb{goto}spot7~{windowson}{panelon} 12: 0; {windowsoff}{paneloff}/wtc{home}{goto}spot1~{right 3}{down 10}/wtb{goto}spot7~{windowson}{panelon} 13: 0
6 | 444-PUBLIC ST & HWY LIGHTING |  | 0: 10746104.73; 2: 10423249.62; 4: 322855.11; 5: 0; {windowsoff}{paneloff}/wtc{home}{goto}spot1~{right 3}{down 10}/wtb{goto}spot7~{windowson}{panelon} 8: 0; {windowsoff}{paneloff}/wtc{home}{goto}spot1~{right 3}{down 10}/wtb{goto}spot7~{windowson}{panelon} 10: 0; {windowsoff}{paneloff}/wtc{home}{goto}spot1~{right 3}{down 10}/wtb{goto}spot7~{windowson}{panelon} 11: 0; {windowsoff}{paneloff}/wtc{home}{goto}spot1~{right 3}{down 10}/wtb{goto}spot7~{windowson}{panelon} 12: 0; {windowsoff}{paneloff}/wtc{home}{goto}spot1~{right 3}{down 10}/wtb{goto}spot7~{windowson}{panelon} 13: 0
7 | 445-OTHER PUBLIC AUTHORITIES |  | 0: 111947307.06; 2: 105659336.56; 4: 6287970.5; 5: 0; {windowsoff}{paneloff}/wtc{home}{goto}spot1~{right 3}{down 10}/wtb{goto}spot7~{windowson}{panelon} 8: 0; {windowsoff}{paneloff}/wtc{home}{goto}spot1~{right 3}{down 10}/wtb{goto}spot7~{windowson}{panelon} 10: 0; {windowsoff}{paneloff}/wtc{home}{goto}spot1~{right 3}{down 10}/wtb{goto}spot7~{windowson}{panelon} 11: 0; {windowsoff}{paneloff}/wtc{home}{goto}spot1~{right 3}{down 10}/wtb{goto}spot7~{windowson}{panelon} 12: 0; {windowsoff}{paneloff}/wtc{home}{goto}spot1~{right 3}{down 10}/wtb{goto}spot7~{windowson}{panelon} 13: 0
8 | 445-MUNICIPAL PUMPING |  | 0: 4874900.92; 2: 4703886.52; 4: 171014.4; 5: 0; {windowsoff}{paneloff}/wtc{home}{goto}spot1~{right 3}{down 10}/wtb{goto}spot7~{windowson}{panelon} 8: 0; {windowsoff}{paneloff}/wtc{home}{goto}spot1~{right 3}{down 10}/wtb{goto}spot7~{windowson}{panelon} 10: 0; {windowsoff}{paneloff}/wtc{home}{goto}spot1~{right 3}{down 10}/wtb{goto}spot7~{windowson}{panelon} 11: 0; {windowsoff}{paneloff}/wtc{home}{goto}spot1~{right 3}{down 10}/wtb{goto}spot7~{windowson}{panelon} 12: 0; {windowsoff}{paneloff}/wtc{home}{goto}spot1~{right 3}{down 10}/wtb{goto}spot7~{windowson}{panelon} 13: 0
9 | 447-SALES FOR RESALE-MUNICIPALS |  | 0: 98298884.89; 2: 0; 4: 0; 5: 98298884.89; {windowsoff}{paneloff}/wtc{home}{goto}spot1~{right 3}{down 10}/wtb{goto}spot7~{windowson}{panelon} 8: 0; {windowsoff}{paneloff}/wtc{home}{goto}spot1~{right 3}{down 10}/wtb{goto}spot7~{windowson}{panelon} 10: 98298884.89; {windowsoff}{paneloff}/wtc{home}{goto}spot1~{right 3}{down 10}/wtb{goto}spot7~{windowson}{panelon} 11: 31838591.36; {windowsoff}{paneloff}/wtc{home}{goto}spot1~{right 3}{down 10}/wtb{goto}spot7~{windowson}{panelon} 12: 66460293.53; {windowsoff}{paneloff}/wtc{home}{goto}spot1~{right 3}{down 10}/wtb{goto}spot7~{windowson}{panelon} 13: 0
10 | 447-SALES FOR RESALE-CITY OF PARIS | ENERGY | 0: 2912962.32; 2: 2527189.6273; 4: 133623.5824; 5: 252149.1103; {windowsoff}{paneloff}/wtc{home}{goto}spot1~{right 3}{down 10}/wtb{goto}spot7~{windowson}{panelon} 8: 13.8923; {windowsoff}{paneloff}/wtc{home}{goto}spot1~{right 3}{down 10}/wtb{goto}spot7~{windowson}{panelon} 10: 252135.218; {windowsoff}{paneloff}/wtc{home}{goto}spot1~{right 3}{down 10}/wtb{goto}spot7~{windowson}{panelon} 11: 82308.675; {windowsoff}{paneloff}/wtc{home}{goto}spot1~{right 3}{down 10}/wtb{goto}spot7~{windowson}{panelon} 12: 169826.543; {windowsoff}{paneloff}/wtc{home}{goto}spot1~{right 3}{down 10}/wtb{goto}spot7~{windowson}{panelon} 13: 0; {windowsoff}{paneloff}/wtc{home}{goto}spot1~{right 3}{down 10}/wtb{goto}spot7~{windowson}{panelon} 16: 2912962.32; {windowsoff}{paneloff}/wtc{home}{goto}spot1~{right 3}{down 10}/wtb{goto}spot7~{windowson}{panelon} 19: Paris from Rev Acctg COS workpapers
11 | 447-SALES FOR RESALE-OFF SYSTEM:
12 | DEMAND | DEMPROD | 0: 0; 2: 0; 4: 0; 5: 0; {windowsoff}{paneloff}/wtc{home}{goto}spot1~{right 3}{down 10}/wtb{goto}spot7~{windowson}{panelon} 8: 0; {windowsoff}{paneloff}/wtc{home}{goto}spot1~{right 3}{down 10}/wtb{goto}spot7~{windowson}{panelon} 10: 0; {windowsoff}{paneloff}/wtc{home}{goto}spot1~{right 3}{down 10}/wtb{goto}spot7~{windowson}{panelon} 11: 0; {windowsoff}{paneloff}/wtc{home}{goto}spot1~{right 3}{down 10}/wtb{goto}spot7~{windowson}{panelon} 12: 0; {windowsoff}{paneloff}/wtc{home}{goto}spot1~{right 3}{down 10}/wtb{goto}spot7~{windowson}{panelon} 13: 0
13 | ENERGY | ENERGY | 0: 29862147; 2: 25907409.6594; 4: 1369838.2; 5: 2584899.1407; {windowsoff}{paneloff}/wtc{home}{goto}spot1~{right 3}{down 10}/wtb{goto}spot7~{windowson}{panelon} 8: 142.4161; {windowsoff}{paneloff}/wtc{home}{goto}spot1~{right 3}{down 10}/wtb{goto}spot7~{windowson}{panelon} 10: 2584756.7246; {windowsoff}{paneloff}/wtc{home}{goto}spot1~{right 3}{down 10}/wtb{goto}spot7~{windowson}{panelon} 11: 843784.9456; {windowsoff}{paneloff}/wtc{home}{goto}spot1~{right 3}{down 10}/wtb{goto}spot7~{windowson}{panelon} 12: 1740971.7789; {windowsoff}{paneloff}/wtc{home}{goto}spot1~{right 3}{down 10}/wtb{goto}spot7~{windowson}{panelon} 13: 0; {windowsoff}{paneloff}/wtc{home}{goto}spot1~{right 3}{down 10}/wtb{goto}spot7~{windowson}{panelon} 16: 29862147
14 | TOTAL 447-OFF SYSTEM |  | 0: 29862147; 2: 25907409.6594; 4: 1369838.2; 5: 2584899.1407; {windowsoff}{paneloff}/wtc{home}{goto}spot1~{right 3}{down 10}/wtb{goto}spot7~{windowson}{panelon} 8: 142.4161; {windowsoff}{paneloff}/wtc{home}{goto}spot1~{right 3}{down 10}/wtb{goto}spot7~{windowson}{panelon} 10: 2584756.7246; {windowsoff}{paneloff}/wtc{home}{goto}spot1~{right 3}{down 10}/wtb{goto}spot7~{windowson}{panelon} 11: 843784.9456; {windowsoff}{paneloff}/wtc{home}{goto}spot1~{right 3}{down 10}/wtb{goto}spot7~{windowson}{panelon} 12: 1740971.7789; {windowsoff}{paneloff}/wtc{home}{goto}spot1~{right 3}{down 10}/wtb{goto}spot7~{windowson}{panelon} 13: 0
15 | 449-PROVISION FOR RATE REFUND |  | 0: 0; 2: 0; 4: 0; 5: 0; {windowsoff}{paneloff}/wtc{home}{goto}spot1~{right 3}{down 10}/wtb{goto}spot7~{windowson}{panelon} 8: 0; {windowsoff}{paneloff}/wtc{home}{goto}spot1~{right 3}{down 10}/wtb{goto}spot7~{windowson}{panelon} 10: 0; {windowsoff}{paneloff}/wtc{home}{goto}spot1~{right 3}{down 10}/wtb{goto}spot7~{windowson}{panelon} 11: 0; {windowsoff}{paneloff}/wtc{home}{goto}spot1~{right 3}{down 10}/wtb{goto}spot7~{windowson}{panelon} 12: 0; {windowsoff}{paneloff}/wtc{home}{goto}spot1~{right 3}{down 10}/wtb{goto}spot7~{windowson}{panelon} 13: 0
16 | TOTAL ELECTRIC SALES REVENUES |  | 0: 1495925595.74; 2: 1320135670.3666; 4: 74647937.2324; 5: 101141988.141; {windowsoff}{paneloff}/wtc{home}{goto}spot1~{right 3}{down 10}/wtb{goto}spot7~{windowson}{panelon} 8: 6211.3084; {windowsoff}{paneloff}/wtc{home}{goto}spot1~{right 3}{down 10}/wtb{goto}spot7~{windowson}{panelon} 10: 101135776.8326; {windowsoff}{paneloff}/wtc{home}{goto}spot1~{right 3}{down 10}/wtb{goto}spot7~{windowson}{panelon} 11: 32764684.9806; {windowsoff}{paneloff}/wtc{home}{goto}spot1~{right 3}{down 10}/wtb{goto}spot7~{windowson}{panelon} 12: 68371091.852; {windowsoff}{paneloff}/wtc{home}{goto}spot1~{right 3}{down 10}/wtb{goto}spot7~{windowson}{panelon} 13: 0
OTHER OPERATING REVENUES
17 | 450-LATE PAYMENT CHARGES | DIR450REV | 0: 7125786; 2: 6910623.9785; 4: 213936.5514; 5: 1225.4701; {windowsoff}{paneloff}/wtc{home}{goto}spot1~{right 3}{down 10}/wtb{goto}spot7~{windowson}{panelon} 8: 0; {windowsoff}{paneloff}/wtc{home}{goto}spot1~{right 3}{down 10}/wtb{goto}spot7~{windowson}{panelon} 10: 1225.4701; {windowsoff}{paneloff}/wtc{home}{goto}spot1~{right 3}{down 10}/wtb{goto}spot7~{windowson}{panelon} 11: 1198.6501; {windowsoff}{paneloff}/wtc{home}{goto}spot1~{right 3}{down 10}/wtb{goto}spot7~{windowson}{panelon} 12: 26.82; {windowsoff}{paneloff}/wtc{home}{goto}spot1~{right 3}{down 10}/wtb{goto}spot7~{windowson}{panelon} 13: 0; {windowsoff}{paneloff}/wtc{home}{goto}spot1~{right 3}{down 10}/wtb{goto}spot7~{windowson}{panelon} 16: 7125786
18 | 451-RECONNECT CHARGES | DIR451REC | 0: 1791597; 2: 1659612.2684; 4: 131984.7316; 5: 0; {windowsoff}{paneloff}/wtc{home}{goto}spot1~{right 3}{down 10}/wtb{goto}spot7~{windowson}{panelon} 8: 0; {windowsoff}{paneloff}/wtc{home}{goto}spot1~{right 3}{down 10}/wtb{goto}spot7~{windowson}{panelon} 10: 0; {windowsoff}{paneloff}/wtc{home}{goto}spot1~{right 3}{down 10}/wtb{goto}spot7~{windowson}{panelon} 11: 0; {windowsoff}{paneloff}/wtc{home}{goto}spot1~{right 3}{down 10}/wtb{goto}spot7~{windowson}{panelon} 12: 0; {windowsoff}{paneloff}/wtc{home}{goto}spot1~{right 3}{down 10}/wtb{goto}spot7~{windowson}{panelon} 13: 0; {windowsoff}{paneloff}/wtc{home}{goto}spot1~{right 3}{down 10}/wtb{goto}spot7~{windowson}{panelon} 16: 1791597
19 | 451-OTHER SERVICE CHARGES | DIR451OTH | 0: 559380; 2: 547024.6754; 4: 12355.3246; 5: 0; {windowsoff}{paneloff}/wtc{home}{goto}spot1~{right 3}{down 10}/wtb{goto}spot7~{windowson}{panelon} 8: 0; {windowsoff}{paneloff}/wtc{home}{goto}spot1~{right 3}{down 10}/wtb{goto}spot7~{windowson}{panelon} 10: 0; {windowsoff}{paneloff}/wtc{home}{goto}spot1~{right 3}{down 10}/wtb{goto}spot7~{windowson}{panelon} 11: 0; {windowsoff}{paneloff}/wtc{home}{goto}spot1~{right 3}{down 10}/wtb{goto}spot7~{windowson}{panelon} 12: 0; {windowsoff}{paneloff}/wtc{home}{goto}spot1~{right 3}{down 10}/wtb{goto}spot7~{windowson}{panelon} 13: 0; {windowsoff}{paneloff}/wtc{home}{goto}spot1~{right 3}{down 10}/wtb{goto}spot7~{windowson}{panelon} 16: 559380 |  | FERC OATT MUNIS Direct Assign per REV ACCTG
20 | 454-RENT FROM ELEC PROPERTY | DIR454REV | 0: 2338708; 2: 2153990.4324; 4: 184358.5676; 5: 359; {windowsoff}{paneloff}/wtc{home}{goto}spot1~{right 3}{down 10}/wtb{goto}spot7~{windowson}{panelon} 8: 359; {windowsoff}{paneloff}/wtc{home}{goto}spot1~{right 3}{down 10}/wtb{goto}spot7~{windowson}{panelon} 10: 0; {windowsoff}{paneloff}/wtc{home}{goto}spot1~{right 3}{down 10}/wtb{goto}spot7~{windowson}{panelon} 11: 0; {windowsoff}{paneloff}/wtc{home}{goto}spot1~{right 3}{down 10}/wtb{goto}spot7~{windowson}{panelon} 12: 0; {windowsoff}{paneloff}/wtc{home}{goto}spot1~{right 3}{down 10}/wtb{goto}spot7~{windowson}{panelon} 13: 0; {windowsoff}{paneloff}/wtc{home}{goto}spot1~{right 3}{down 10}/wtb{goto}spot7~{windowson}{panelon} 16: 2338708; {windowsoff}{paneloff}/wtc{home}{goto}spot1~{right 3}{down 10}/wtb{goto}spot7~{windowson}{panelon} 21: EKPC Reg Asset Direct Assign to KY |  | Total | Primary | Transmission
21 | 456-TRANSMISSION SERVICE | DEMTRANNF | 0: 14103930; 2: 10488823.3314; 4: 616201.4551; 5: 2998905.2135; {windowsoff}{paneloff}/wtc{home}{goto}spot1~{right 3}{down 10}/wtb{goto}spot7~{windowson}{panelon} 8: 92.7735; {windowsoff}{paneloff}/wtc{home}{goto}spot1~{right 3}{down 10}/wtb{goto}spot7~{windowson}{panelon} 10: 2998812.44; {windowsoff}{paneloff}/wtc{home}{goto}spot1~{right 3}{down 10}/wtb{goto}spot7~{windowson}{panelon} 11: 888558.42; {windowsoff}{paneloff}/wtc{home}{goto}spot1~{right 3}{down 10}/wtb{goto}spot7~{windowson}{panelon} 12: 2110254.02; {windowsoff}{paneloff}/wtc{home}{goto}spot1~{right 3}{down 10}/wtb{goto}spot7~{windowson}{panelon} 13: 0; {windowsoff}{paneloff}/wtc{home}{goto}spot1~{right 3}{down 10}/wtb{goto}spot7~{windowson}{panelon} 16: 11108931.76; {windowsoff}{paneloff}/wtc{home}{goto}spot1~{right 3}{down 10}/wtb{goto}spot7~{windowson}{panelon} 19: EKPC Reg Asset Direct Assign to KY; {windowsoff}{paneloff}/wtc{home}{goto}spot1~{right 3}{down 10}/wtb{goto}spot7~{windowson}{panelon} 21: -3814.2 |  | 2998812.44 | 888558.42 | 2110254.02
22 | 456-TAX REMITTANCE COMPENSATION | REVKY | 0: 17113; 2: 17113; 4: 0; 5: 0; {windowsoff}{paneloff}/wtc{home}{goto}spot1~{right 3}{down 10}/wtb{goto}spot7~{windowson}{panelon} 8: 0; {windowsoff}{paneloff}/wtc{home}{goto}spot1~{right 3}{down 10}/wtb{goto}spot7~{windowson}{panelon} 10: 0; {windowsoff}{paneloff}/wtc{home}{goto}spot1~{right 3}{down 10}/wtb{goto}spot7~{windowson}{panelon} 11: 0; {windowsoff}{paneloff}/wtc{home}{goto}spot1~{right 3}{down 10}/wtb{goto}spot7~{windowson}{panelon} 12: 0; {windowsoff}{paneloff}/wtc{home}{goto}spot1~{right 3}{down 10}/wtb{goto}spot7~{windowson}{panelon} 13: 0; {windowsoff}{paneloff}/wtc{home}{goto}spot1~{right 3}{down 10}/wtb{goto}spot7~{windowson}{panelon} 16: 17113
23 | 456-RETURN CHECK CHARGES | DIR456CHK | 0: 139732; 2: 130861.9905; 4: 8870.0095; 5: 0; {windowsoff}{paneloff}/wtc{home}{goto}spot1~{right 3}{down 10}/wtb{goto}spot7~{windowson}{panelon} 8: 0; {windowsoff}{paneloff}/wtc{home}{goto}spot1~{right 3}{down 10}/wtb{goto}spot7~{windowson}{panelon} 10: 0; {windowsoff}{paneloff}/wtc{home}{goto}spot1~{right 3}{down 10}/wtb{goto}spot7~{windowson}{panelon} 11: 0; {windowsoff}{paneloff}/wtc{home}{goto}spot1~{right 3}{down 10}/wtb{goto}spot7~{windowson}{panelon} 12: 0; {windowsoff}{paneloff}/wtc{home}{goto}spot1~{right 3}{down 10}/wtb{goto}spot7~{windowson}{panelon} 13: 0; {windowsoff}{paneloff}/wtc{home}{goto}spot1~{right 3}{down 10}/wtb{goto}spot7~{windowson}{panelon} 16: 139732
24 | 456-OTHER MISC REVENUES | DIR456OTH | 0: 22525; 2: 22525; 4: 0; 5: 0; {windowsoff}{paneloff}/wtc{home}{goto}spot1~{right 3}{down 10}/wtb{goto}spot7~{windowson}{panelon} 8: 0; {windowsoff}{paneloff}/wtc{home}{goto}spot1~{right 3}{down 10}/wtb{goto}spot7~{windowson}{panelon} 10: 0; {windowsoff}{paneloff}/wtc{home}{goto}spot1~{right 3}{down 10}/wtb{goto}spot7~{windowson}{panelon} 11: 0; {windowsoff}{paneloff}/wtc{home}{goto}spot1~{right 3}{down 10}/wtb{goto}spot7~{windowson}{panelon} 12: 0; {windowsoff}{paneloff}/wtc{home}{goto}spot1~{right 3}{down 10}/wtb{goto}spot7~{windowson}{panelon} 13: 0; {windowsoff}{paneloff}/wtc{home}{goto}spot1~{right 3}{down 10}/wtb{goto}spot7~{windowson}{panelon} 16: 22525
25 | 456-EXCESS FACILITIES CHARGES | DIR456FAC | 0: 15192; 2: 14276.5223; 4: 915.4777; 5: 0; {windowsoff}{paneloff}/wtc{home}{goto}spot1~{right 3}{down 10}/wtb{goto}spot7~{windowson}{panelon} 8: 0; {windowsoff}{paneloff}/wtc{home}{goto}spot1~{right 3}{down 10}/wtb{goto}spot7~{windowson}{panelon} 10: 0; {windowsoff}{paneloff}/wtc{home}{goto}spot1~{right 3}{down 10}/wtb{goto}spot7~{windowson}{panelon} 11: 0; {windowsoff}{paneloff}/wtc{home}{goto}spot1~{right 3}{down 10}/wtb{goto}spot7~{windowson}{panelon} 12: 0; {windowsoff}{paneloff}/wtc{home}{goto}spot1~{right 3}{down 10}/wtb{goto}spot7~{windowson}{panelon} 13: 0; {windowsoff}{paneloff}/wtc{home}{goto}spot1~{right 3}{down 10}/wtb{goto}spot7~{windowson}{panelon} 16: 15192
26 | 456-FORFEITED REFUNDABLE ADVANCES | REVKY | 0: -3602; 2: -3602; 4: 0; 5: 0; {windowsoff}{paneloff}/wtc{home}{goto}spot1~{right 3}{down 10}/wtb{goto}spot7~{windowson}{panelon} 8: 0; {windowsoff}{paneloff}/wtc{home}{goto}spot1~{right 3}{down 10}/wtb{goto}spot7~{windowson}{panelon} 10: 0; {windowsoff}{paneloff}/wtc{home}{goto}spot1~{right 3}{down 10}/wtb{goto}spot7~{windowson}{panelon} 11: 0; {windowsoff}{paneloff}/wtc{home}{goto}spot1~{right 3}{down 10}/wtb{goto}spot7~{windowson}{panelon} 12: 0; {windowsoff}{paneloff}/wtc{home}{goto}spot1~{right 3}{down 10}/wtb{goto}spot7~{windowson}{panelon} 13: 0; {windowsoff}{paneloff}/wtc{home}{goto}spot1~{right 3}{down 10}/wtb{goto}spot7~{windowson}{panelon} 16: -3602
27 | TOTAL OTHER REVENUES |  | 0: 26110361; 2: 21941249.1988; 4: 1168622.1176; 5: 3000489.6835; {windowsoff}{paneloff}/wtc{home}{goto}spot1~{right 3}{down 10}/wtb{goto}spot7~{windowson}{panelon} 8: 451.7735; {windowsoff}{paneloff}/wtc{home}{goto}spot1~{right 3}{down 10}/wtb{goto}spot7~{windowson}{panelon} 10: 3000037.9101; {windowsoff}{paneloff}/wtc{home}{goto}spot1~{right 3}{down 10}/wtb{goto}spot7~{windowson}{panelon} 11: 889757.0701; {windowsoff}{paneloff}/wtc{home}{goto}spot1~{right 3}{down 10}/wtb{goto}spot7~{windowson}{panelon} 12: 2110280.84; {windowsoff}{paneloff}/wtc{home}{goto}spot1~{right 3}{down 10}/wtb{goto}spot7~{windowson}{panelon} 13: 0
F/S Total OP Revenues
28 | TOTAL OPERATING REVENUES |  | 0: 1522035956.74; 2: 1342076919.5655; 4: 75816559.35; 5: 104142477.8245; {windowsoff}{paneloff}/wtc{home}{goto}spot1~{right 3}{down 10}/wtb{goto}spot7~{windowson}{panelon} 8: 6663.0818; {windowsoff}{paneloff}/wtc{home}{goto}spot1~{right 3}{down 10}/wtb{goto}spot7~{windowson}{panelon} 10: 104135814.7427; {windowsoff}{paneloff}/wtc{home}{goto}spot1~{right 3}{down 10}/wtb{goto}spot7~{windowson}{panelon} 11: 33654442.0507; {windowsoff}{paneloff}/wtc{home}{goto}spot1~{right 3}{down 10}/wtb{goto}spot7~{windowson}{panelon} 12: 70481372.692; {windowsoff}{paneloff}/wtc{home}{goto}spot1~{right 3}{down 10}/wtb{goto}spot7~{windowson}{panelon} 13: 0; {windowsoff}{paneloff}/wtc{home}{goto}spot1~{right 3}{down 10}/wtb{goto}spot7~{windowson}{panelon} 19: 1522035957.11; {windowsoff}{paneloff}/wtc{home}{goto}spot1~{right 3}{down 10}/wtb{goto}spot7~{windowson}{panelon} 20: -0.37
OPERATION & MAINTENANCE EXP
| PRODUCTION EXPENSE-STEAM |  | {windowsoff}{paneloff}/wtc{home}{goto}spot1~{right 3}{down 10}/wtb{goto}spot7~{windowson}{panelon} 21: FERC Spare Parts | Primary | Transmission
1 | 500-SUPERV & ENGINEERING | STMPLT | 0: 5863734.85; 2: 5020058.5215; 4: 305263.9923; 5: 538412.3362; {windowsoff}{paneloff}/wtc{home}{goto}spot1~{right 3}{down 10}/wtb{goto}spot7~{windowson}{panelon} 8: 44.3862; {windowsoff}{paneloff}/wtc{home}{goto}spot1~{right 3}{down 10}/wtb{goto}spot7~{windowson}{panelon} 10: 538367.95; {windowsoff}{paneloff}/wtc{home}{goto}spot1~{right 3}{down 10}/wtb{goto}spot7~{windowson}{panelon} 11: 167984.46; {windowsoff}{paneloff}/wtc{home}{goto}spot1~{right 3}{down 10}/wtb{goto}spot7~{windowson}{panelon} 12: 370383.49; {windowsoff}{paneloff}/wtc{home}{goto}spot1~{right 3}{down 10}/wtb{goto}spot7~{windowson}{panelon} 13: 0; {windowsoff}{paneloff}/wtc{home}{goto}spot1~{right 3}{down 10}/wtb{goto}spot7~{windowson}{panelon} 16: 5863734.85; {windowsoff}{paneloff}/wtc{home}{goto}spot1~{right 3}{down 10}/wtb{goto}spot7~{windowson}{panelon} 17: 500; {windowsoff}{paneloff}/wtc{home}{goto}spot1~{right 3}{down 10}/wtb{goto}spot7~{windowson}{panelon} 19: 5863734.85; {windowsoff}{paneloff}/wtc{home}{goto}spot1~{right 3}{down 10}/wtb{goto}spot7~{windowson}{panelon} 20: 0
2 | 501-FUEL | ENERGY | 0: 485118156.85; 2: 420872445.0624; 4: 22253369.2154; 5: 41992342.5721; {windowsoff}{paneloff}/wtc{home}{goto}spot1~{right 3}{down 10}/wtb{goto}spot7~{windowson}{panelon} 8: 2313.5856; {windowsoff}{paneloff}/wtc{home}{goto}spot1~{right 3}{down 10}/wtb{goto}spot7~{windowson}{panelon} 10: 41990028.9865; {windowsoff}{paneloff}/wtc{home}{goto}spot1~{right 3}{down 10}/wtb{goto}spot7~{windowson}{panelon} 11: 13707500.5893; {windowsoff}{paneloff}/wtc{home}{goto}spot1~{right 3}{down 10}/wtb{goto}spot7~{windowson}{panelon} 12: 28282528.3972; {windowsoff}{paneloff}/wtc{home}{goto}spot1~{right 3}{down 10}/wtb{goto}spot7~{windowson}{panelon} 13: 0; {windowsoff}{paneloff}/wtc{home}{goto}spot1~{right 3}{down 10}/wtb{goto}spot7~{windowson}{panelon} 16: 485118156.85; {windowsoff}{paneloff}/wtc{home}{goto}spot1~{right 3}{down 10}/wtb{goto}spot7~{windowson}{panelon} 17: 501; {windowsoff}{paneloff}/wtc{home}{goto}spot1~{right 3}{down 10}/wtb{goto}spot7~{windowson}{panelon} 19: 485118156.85; {windowsoff}{paneloff}/wtc{home}{goto}spot1~{right 3}{down 10}/wtb{goto}spot7~{windowson}{panelon} 20: 0
3 | 501-I/S SALES & PARIS VAR EXP. | REVFERC | 0: 0; 2: 0; 4: 0; 5: 0; {windowsoff}{paneloff}/wtc{home}{goto}spot1~{right 3}{down 10}/wtb{goto}spot7~{windowson}{panelon} 8: 0; {windowsoff}{paneloff}/wtc{home}{goto}spot1~{right 3}{down 10}/wtb{goto}spot7~{windowson}{panelon} 10: 0; {windowsoff}{paneloff}/wtc{home}{goto}spot1~{right 3}{down 10}/wtb{goto}spot7~{windowson}{panelon} 11: 0; {windowsoff}{paneloff}/wtc{home}{goto}spot1~{right 3}{down 10}/wtb{goto}spot7~{windowson}{panelon} 12: 0; {windowsoff}{paneloff}/wtc{home}{goto}spot1~{right 3}{down 10}/wtb{goto}spot7~{windowson}{panelon} 13: 0
4 | 502 & 504-STEAM EXPENSES | STMPLT | 17641803.08 |  | 15103336.2449 |  | 918416.5283 | 1620050.3068 |  |  | 133.5402 |  | 1619916.7666 | 505455.1321 | 1114461.6344 | 0 |  |  | 17641618.86 | 502 | 504 | 17641803.08 | 0 | 184.22 | 57.4813 | 126.7387 | 0.028648 | 0.063165 | 0.091813 | STMPLT
5 | 505-ELECTRIC EXPENSES | STMPLT | 7242233.35 |  | 6200218.1499 |  | 377028.1437 | 664987.0564 |  |  | 54.8209 |  | 664932.2355 | 207475.7283 | 457456.5072 | 0 |  |  | 7242233.35 | 505 |  | 7242233.35 | 0 | 0 | 0 | 0
6 | 506-MISC STEAM POWER EXP | STMPLT | 24650925.36 |  | 21102859.7572 |  | 1283240.6616 | 2264824.9412 |  |  | 186.5866 |  | 2264638.3546 | 706624.6256 | 1558013.7289 | 0 |  |  | 24649428.62 | 506 |  | 24650925.36 | 0 | 1496.74 | 467.0209 | 1029.7191
7 | 507 & 509 - RENTS & ALLOWANCE | STMPLT | 138987.44 |  | 118989.876 |  | 7235.6377 | 12761.9263 |  |  | 1.0521 |  | 12760.8743 | 3981.7165 | 8779.1577 | 0 |  |  | 138987.44 | 509 | 507 | 138987.44 | 0 | 0 | 0 | 0
8 | TOTAL STEAM OPERATIONS |  | 0: 540655840.93; 2: 468417907.6118; 4: 25144554.179; 5: 47093379.1392; {windowsoff}{paneloff}/wtc{home}{goto}spot1~{right 3}{down 10}/wtb{goto}spot7~{windowson}{panelon} 8: 2733.9716; {windowsoff}{paneloff}/wtc{home}{goto}spot1~{right 3}{down 10}/wtb{goto}spot7~{windowson}{panelon} 10: 47090645.1675; {windowsoff}{paneloff}/wtc{home}{goto}spot1~{right 3}{down 10}/wtb{goto}spot7~{windowson}{panelon} 11: 15299022.252; {windowsoff}{paneloff}/wtc{home}{goto}spot1~{right 3}{down 10}/wtb{goto}spot7~{windowson}{panelon} 12: 31791622.9155; {windowsoff}{paneloff}/wtc{home}{goto}spot1~{right 3}{down 10}/wtb{goto}spot7~{windowson}{panelon} 13: 0
9 | 510-SUPERV & ENGINEERING | STMPLT | 7698348.79 |  | 6590707.5325 |  | 400773.3545 | 706867.903 |  |  | 58.2735 |  | 706809.6295 | 220542.5378 | 486267.0917 | 0 |  |  | 7698348.79 | 510 |  | 7698348.79 | 0 | 0 | 0 | 0
10 | 511-STRUCTURES | STMPLT | 5922842.73 |  | 5063204.9561 |  | 307887.6774 | 551750.0964 |  |  | 44.7677 |  | 551705.3287 | 172146.0606 | 379559.2681 | 0 |  |  | 5914132.52 | 511 |  | 5922842.73 | 0 | 8710.21 | 2717.8065 | 5992.4035
11 | 512-BOILER PLANT | ENERGY | 40474320.02 |  | 34867058.4431 |  | 1843574.0664 | 3763687.5105 |  |  | 191.6683 |  | 3763495.8421 | 1228580.2777 | 2534915.5644 | 0 |  |  | 40189476.23 | 512 |  | 40474320.02 | 0 | 284843.79 | 92986.2759 | 191857.5141 | 0.028256 | 0.0583 | 0.086556 | ENERGY
12 | 513-ELECTRIC PLANT | ENERGY | 12821462.06 |  | 11091400.6817 |  | 586450.9245 | 1143610.4539 |  |  | 60.9707 |  | 1143549.4831 | 373307.7969 | 770241.6862 | 0 |  |  | 12784490.69 | 513 |  | 12821462.06 | 0 | 36971.37 | 12069.1766 | 24902.1934
13 | 514-MISC STEAM PLANT | STMPLT | 2252600.27 |  | 1928065.1053 |  | 117243.4243 | 207291.7403 |  |  | 17.0475 |  | 207274.6928 | 64674.9632 | 142599.7296 | 0 |  |  | 2252097.76 | 514 |  | 2252600.27 | 0 | 502.51 | 156.7959 | 345.7141
14 | TOTAL STEAM MAINTENANCE |  | 0: 69169573.87; 2: 59540436.7187; 4: 3255929.4472; 5: 6373207.7041; {windowsoff}{paneloff}/wtc{home}{goto}spot1~{right 3}{down 10}/wtb{goto}spot7~{windowson}{panelon} 8: 372.7278; {windowsoff}{paneloff}/wtc{home}{goto}spot1~{right 3}{down 10}/wtb{goto}spot7~{windowson}{panelon} 10: 6372834.9763; {windowsoff}{paneloff}/wtc{home}{goto}spot1~{right 3}{down 10}/wtb{goto}spot7~{windowson}{panelon} 11: 2059251.6362; {windowsoff}{paneloff}/wtc{home}{goto}spot1~{right 3}{down 10}/wtb{goto}spot7~{windowson}{panelon} 12: 4313583.3401; {windowsoff}{paneloff}/wtc{home}{goto}spot1~{right 3}{down 10}/wtb{goto}spot7~{windowson}{panelon} 13: 0
15 | TOTAL STEAM GENERATION |  | 0: 609825414.8; 2: 527958344.3306; 4: 28400483.6262; 5: 53466586.8432; {windowsoff}{paneloff}/wtc{home}{goto}spot1~{right 3}{down 10}/wtb{goto}spot7~{windowson}{panelon} 8: 3106.6994; {windowsoff}{paneloff}/wtc{home}{goto}spot1~{right 3}{down 10}/wtb{goto}spot7~{windowson}{panelon} 10: 53463480.1438; {windowsoff}{paneloff}/wtc{home}{goto}spot1~{right 3}{down 10}/wtb{goto}spot7~{windowson}{panelon} 11: 17358273.8882; {windowsoff}{paneloff}/wtc{home}{goto}spot1~{right 3}{down 10}/wtb{goto}spot7~{windowson}{panelon} 12: 36105206.2557; {windowsoff}{paneloff}/wtc{home}{goto}spot1~{right 3}{down 10}/wtb{goto}spot7~{windowson}{panelon} 13: 0
PRODUCTION EXPENSE-HYDRO
16 | 535-SUPERV & ENGINEERING | HYDPLT | 0: 7943.97; 2: 6861.0857; 4: 403.0168; 5: 679.8675; {windowsoff}{paneloff}/wtc{home}{goto}spot1~{right 3}{down 10}/wtb{goto}spot7~{windowson}{panelon} 8: 0.060664; {windowsoff}{paneloff}/wtc{home}{goto}spot1~{right 3}{down 10}/wtb{goto}spot7~{windowson}{panelon} 10: 679.8068; {windowsoff}{paneloff}/wtc{home}{goto}spot1~{right 3}{down 10}/wtb{goto}spot7~{windowson}{panelon} 11: 212.117; {windowsoff}{paneloff}/wtc{home}{goto}spot1~{right 3}{down 10}/wtb{goto}spot7~{windowson}{panelon} 12: 467.6899; {windowsoff}{paneloff}/wtc{home}{goto}spot1~{right 3}{down 10}/wtb{goto}spot7~{windowson}{panelon} 13: 0; {windowsoff}{paneloff}/wtc{home}{goto}spot1~{right 3}{down 10}/wtb{goto}spot7~{windowson}{panelon} 16: 7943.97; {windowsoff}{paneloff}/wtc{home}{goto}spot1~{right 3}{down 10}/wtb{goto}spot7~{windowson}{panelon} 17: 535; {windowsoff}{paneloff}/wtc{home}{goto}spot1~{right 3}{down 10}/wtb{goto}spot7~{windowson}{panelon} 19: 7943.97; {windowsoff}{paneloff}/wtc{home}{goto}spot1~{right 3}{down 10}/wtb{goto}spot7~{windowson}{panelon} 20: 0
17 | 536-WATER FOR POWER | HYDPLT | 0: 0; 2: 0; 4: 0; 5: 0; {windowsoff}{paneloff}/wtc{home}{goto}spot1~{right 3}{down 10}/wtb{goto}spot7~{windowson}{panelon} 8: 0; {windowsoff}{paneloff}/wtc{home}{goto}spot1~{right 3}{down 10}/wtb{goto}spot7~{windowson}{panelon} 10: 0; {windowsoff}{paneloff}/wtc{home}{goto}spot1~{right 3}{down 10}/wtb{goto}spot7~{windowson}{panelon} 11: 0; {windowsoff}{paneloff}/wtc{home}{goto}spot1~{right 3}{down 10}/wtb{goto}spot7~{windowson}{panelon} 12: 0; {windowsoff}{paneloff}/wtc{home}{goto}spot1~{right 3}{down 10}/wtb{goto}spot7~{windowson}{panelon} 13: 0; {windowsoff}{paneloff}/wtc{home}{goto}spot1~{right 3}{down 10}/wtb{goto}spot7~{windowson}{panelon} 16: 0; {windowsoff}{paneloff}/wtc{home}{goto}spot1~{right 3}{down 10}/wtb{goto}spot7~{windowson}{panelon} 17: 536; {windowsoff}{paneloff}/wtc{home}{goto}spot1~{right 3}{down 10}/wtb{goto}spot7~{windowson}{panelon} 19: 0; {windowsoff}{paneloff}/wtc{home}{goto}spot1~{right 3}{down 10}/wtb{goto}spot7~{windowson}{panelon} 20: 0
18 | 537-HYDRAULIC EXPENSES | HYDPLT | 0: 0; 2: 0; 4: 0; 5: 0; {windowsoff}{paneloff}/wtc{home}{goto}spot1~{right 3}{down 10}/wtb{goto}spot7~{windowson}{panelon} 8: 0; {windowsoff}{paneloff}/wtc{home}{goto}spot1~{right 3}{down 10}/wtb{goto}spot7~{windowson}{panelon} 10: 0; {windowsoff}{paneloff}/wtc{home}{goto}spot1~{right 3}{down 10}/wtb{goto}spot7~{windowson}{panelon} 11: 0; {windowsoff}{paneloff}/wtc{home}{goto}spot1~{right 3}{down 10}/wtb{goto}spot7~{windowson}{panelon} 12: 0; {windowsoff}{paneloff}/wtc{home}{goto}spot1~{right 3}{down 10}/wtb{goto}spot7~{windowson}{panelon} 13: 0; {windowsoff}{paneloff}/wtc{home}{goto}spot1~{right 3}{down 10}/wtb{goto}spot7~{windowson}{panelon} 16: 0; {windowsoff}{paneloff}/wtc{home}{goto}spot1~{right 3}{down 10}/wtb{goto}spot7~{windowson}{panelon} 17: 537; {windowsoff}{paneloff}/wtc{home}{goto}spot1~{right 3}{down 10}/wtb{goto}spot7~{windowson}{panelon} 19: 0; {windowsoff}{paneloff}/wtc{home}{goto}spot1~{right 3}{down 10}/wtb{goto}spot7~{windowson}{panelon} 20: 0
19 | 538-ELECTRIC EXPENSES | HYDPLT | 0: 0; 2: 0; 4: 0; 5: 0; {windowsoff}{paneloff}/wtc{home}{goto}spot1~{right 3}{down 10}/wtb{goto}spot7~{windowson}{panelon} 8: 0; {windowsoff}{paneloff}/wtc{home}{goto}spot1~{right 3}{down 10}/wtb{goto}spot7~{windowson}{panelon} 10: 0; {windowsoff}{paneloff}/wtc{home}{goto}spot1~{right 3}{down 10}/wtb{goto}spot7~{windowson}{panelon} 11: 0; {windowsoff}{paneloff}/wtc{home}{goto}spot1~{right 3}{down 10}/wtb{goto}spot7~{windowson}{panelon} 12: 0; {windowsoff}{paneloff}/wtc{home}{goto}spot1~{right 3}{down 10}/wtb{goto}spot7~{windowson}{panelon} 13: 0; {windowsoff}{paneloff}/wtc{home}{goto}spot1~{right 3}{down 10}/wtb{goto}spot7~{windowson}{panelon} 16: 0; {windowsoff}{paneloff}/wtc{home}{goto}spot1~{right 3}{down 10}/wtb{goto}spot7~{windowson}{panelon} 17: 538; {windowsoff}{paneloff}/wtc{home}{goto}spot1~{right 3}{down 10}/wtb{goto}spot7~{windowson}{panelon} 19: 0; {windowsoff}{paneloff}/wtc{home}{goto}spot1~{right 3}{down 10}/wtb{goto}spot7~{windowson}{panelon} 20: 0
20 | 539-MISC HYDR POWER GENER | HYDPLT | 0: 44637.38; 2: 38552.6241; 4: 2264.5622; 5: 3820.1937; {windowsoff}{paneloff}/wtc{home}{goto}spot1~{right 3}{down 10}/wtb{goto}spot7~{windowson}{panelon} 8: 0.34087; {windowsoff}{paneloff}/wtc{home}{goto}spot1~{right 3}{down 10}/wtb{goto}spot7~{windowson}{panelon} 10: 3819.8528; {windowsoff}{paneloff}/wtc{home}{goto}spot1~{right 3}{down 10}/wtb{goto}spot7~{windowson}{panelon} 11: 1191.891; {windowsoff}{paneloff}/wtc{home}{goto}spot1~{right 3}{down 10}/wtb{goto}spot7~{windowson}{panelon} 12: 2627.9618; {windowsoff}{paneloff}/wtc{home}{goto}spot1~{right 3}{down 10}/wtb{goto}spot7~{windowson}{panelon} 13: 0; {windowsoff}{paneloff}/wtc{home}{goto}spot1~{right 3}{down 10}/wtb{goto}spot7~{windowson}{panelon} 16: 44637.38; {windowsoff}{paneloff}/wtc{home}{goto}spot1~{right 3}{down 10}/wtb{goto}spot7~{windowson}{panelon} 17: 539; {windowsoff}{paneloff}/wtc{home}{goto}spot1~{right 3}{down 10}/wtb{goto}spot7~{windowson}{panelon} 19: 44637.38; {windowsoff}{paneloff}/wtc{home}{goto}spot1~{right 3}{down 10}/wtb{goto}spot7~{windowson}{panelon} 20: 0
21 | 540-RENTS | HYDPLT | 0: 0; 2: 0; 4: 0; 5: 0; {windowsoff}{paneloff}/wtc{home}{goto}spot1~{right 3}{down 10}/wtb{goto}spot7~{windowson}{panelon} 8: 0; {windowsoff}{paneloff}/wtc{home}{goto}spot1~{right 3}{down 10}/wtb{goto}spot7~{windowson}{panelon} 10: 0; {windowsoff}{paneloff}/wtc{home}{goto}spot1~{right 3}{down 10}/wtb{goto}spot7~{windowson}{panelon} 11: 0; {windowsoff}{paneloff}/wtc{home}{goto}spot1~{right 3}{down 10}/wtb{goto}spot7~{windowson}{panelon} 12: 0; {windowsoff}{paneloff}/wtc{home}{goto}spot1~{right 3}{down 10}/wtb{goto}spot7~{windowson}{panelon} 13: 0; {windowsoff}{paneloff}/wtc{home}{goto}spot1~{right 3}{down 10}/wtb{goto}spot7~{windowson}{panelon} 16: 0; {windowsoff}{paneloff}/wtc{home}{goto}spot1~{right 3}{down 10}/wtb{goto}spot7~{windowson}{panelon} 17: 540; {windowsoff}{paneloff}/wtc{home}{goto}spot1~{right 3}{down 10}/wtb{goto}spot7~{windowson}{panelon} 19: 0; {windowsoff}{paneloff}/wtc{home}{goto}spot1~{right 3}{down 10}/wtb{goto}spot7~{windowson}{panelon} 20: 0
22 | TOTAL HYDRO OPERATIONS |  | 0: 52581.35; 2: 45413.7098; 4: 2667.579; 5: 4500.0612; {windowsoff}{paneloff}/wtc{home}{goto}spot1~{right 3}{down 10}/wtb{goto}spot7~{windowson}{panelon} 8: 0.40154; {windowsoff}{paneloff}/wtc{home}{goto}spot1~{right 3}{down 10}/wtb{goto}spot7~{windowson}{panelon} 10: 4499.6597; {windowsoff}{paneloff}/wtc{home}{goto}spot1~{right 3}{down 10}/wtb{goto}spot7~{windowson}{panelon} 11: 1404.008; {windowsoff}{paneloff}/wtc{home}{goto}spot1~{right 3}{down 10}/wtb{goto}spot7~{windowson}{panelon} 12: 3095.6517; {windowsoff}{paneloff}/wtc{home}{goto}spot1~{right 3}{down 10}/wtb{goto}spot7~{windowson}{panelon} 13: 0
23 | 541-SUPERV & ENGINEERING | HYDPLT | 0: 118803.79; 2: 102609.021; 4: 6027.2034; 5: 10167.5656; {windowsoff}{paneloff}/wtc{home}{goto}spot1~{right 3}{down 10}/wtb{goto}spot7~{windowson}{panelon} 8: 0.90725; {windowsoff}{paneloff}/wtc{home}{goto}spot1~{right 3}{down 10}/wtb{goto}spot7~{windowson}{panelon} 10: 10166.6584; {windowsoff}{paneloff}/wtc{home}{goto}spot1~{right 3}{down 10}/wtb{goto}spot7~{windowson}{panelon} 11: 3172.2554; {windowsoff}{paneloff}/wtc{home}{goto}spot1~{right 3}{down 10}/wtb{goto}spot7~{windowson}{panelon} 12: 6994.403; {windowsoff}{paneloff}/wtc{home}{goto}spot1~{right 3}{down 10}/wtb{goto}spot7~{windowson}{panelon} 13: 0; {windowsoff}{paneloff}/wtc{home}{goto}spot1~{right 3}{down 10}/wtb{goto}spot7~{windowson}{panelon} 16: 118803.79; {windowsoff}{paneloff}/wtc{home}{goto}spot1~{right 3}{down 10}/wtb{goto}spot7~{windowson}{panelon} 17: 541; {windowsoff}{paneloff}/wtc{home}{goto}spot1~{right 3}{down 10}/wtb{goto}spot7~{windowson}{panelon} 19: 118803.79; {windowsoff}{paneloff}/wtc{home}{goto}spot1~{right 3}{down 10}/wtb{goto}spot7~{windowson}{panelon} 20: 0
23 | 542-STRUCTURES | HYDPLT | 0: 169133.16; 2: 146077.73; 4: 8580.534; 5: 14474.896; {windowsoff}{paneloff}/wtc{home}{goto}spot1~{right 3}{down 10}/wtb{goto}spot7~{windowson}{panelon} 8: 1.2916; {windowsoff}{paneloff}/wtc{home}{goto}spot1~{right 3}{down 10}/wtb{goto}spot7~{windowson}{panelon} 10: 14473.6044; {windowsoff}{paneloff}/wtc{home}{goto}spot1~{right 3}{down 10}/wtb{goto}spot7~{windowson}{panelon} 11: 4516.1318; {windowsoff}{paneloff}/wtc{home}{goto}spot1~{right 3}{down 10}/wtb{goto}spot7~{windowson}{panelon} 12: 9957.4726; {windowsoff}{paneloff}/wtc{home}{goto}spot1~{right 3}{down 10}/wtb{goto}spot7~{windowson}{panelon} 13: 0; {windowsoff}{paneloff}/wtc{home}{goto}spot1~{right 3}{down 10}/wtb{goto}spot7~{windowson}{panelon} 16: 169133.16; {windowsoff}{paneloff}/wtc{home}{goto}spot1~{right 3}{down 10}/wtb{goto}spot7~{windowson}{panelon} 17: 542; {windowsoff}{paneloff}/wtc{home}{goto}spot1~{right 3}{down 10}/wtb{goto}spot7~{windowson}{panelon} 19: 169133.16; {windowsoff}{paneloff}/wtc{home}{goto}spot1~{right 3}{down 10}/wtb{goto}spot7~{windowson}{panelon} 20: 0
25 | 543-RESERV, DAMS & WATERWAY | HYDPLT | 0: 42400; 2: 36620.2332; 4: 2151.0545; 5: 3628.7124; {windowsoff}{paneloff}/wtc{home}{goto}spot1~{right 3}{down 10}/wtb{goto}spot7~{windowson}{panelon} 8: 0.32379; {windowsoff}{paneloff}/wtc{home}{goto}spot1~{right 3}{down 10}/wtb{goto}spot7~{windowson}{panelon} 10: 3628.3886; {windowsoff}{paneloff}/wtc{home}{goto}spot1~{right 3}{down 10}/wtb{goto}spot7~{windowson}{panelon} 11: 1132.1493; {windowsoff}{paneloff}/wtc{home}{goto}spot1~{right 3}{down 10}/wtb{goto}spot7~{windowson}{panelon} 12: 2496.2393; {windowsoff}{paneloff}/wtc{home}{goto}spot1~{right 3}{down 10}/wtb{goto}spot7~{windowson}{panelon} 13: 0; {windowsoff}{paneloff}/wtc{home}{goto}spot1~{right 3}{down 10}/wtb{goto}spot7~{windowson}{panelon} 16: 42400; {windowsoff}{paneloff}/wtc{home}{goto}spot1~{right 3}{down 10}/wtb{goto}spot7~{windowson}{panelon} 17: 543; {windowsoff}{paneloff}/wtc{home}{goto}spot1~{right 3}{down 10}/wtb{goto}spot7~{windowson}{panelon} 19: 42400; {windowsoff}{paneloff}/wtc{home}{goto}spot1~{right 3}{down 10}/wtb{goto}spot7~{windowson}{panelon} 20: 0
26 | 544-ELECTRIC PLANT | ENERGY | 0: 92183.13; 2: 79975.0303; 4: 4228.6301; 5: 7979.4696; {windowsoff}{paneloff}/wtc{home}{goto}spot1~{right 3}{down 10}/wtb{goto}spot7~{windowson}{panelon} 8: 0.43963; {windowsoff}{paneloff}/wtc{home}{goto}spot1~{right 3}{down 10}/wtb{goto}spot7~{windowson}{panelon} 10: 7979.0299; {windowsoff}{paneloff}/wtc{home}{goto}spot1~{right 3}{down 10}/wtb{goto}spot7~{windowson}{panelon} 11: 2604.7269; {windowsoff}{paneloff}/wtc{home}{goto}spot1~{right 3}{down 10}/wtb{goto}spot7~{windowson}{panelon} 12: 5374.3031; {windowsoff}{paneloff}/wtc{home}{goto}spot1~{right 3}{down 10}/wtb{goto}spot7~{windowson}{panelon} 13: 0; {windowsoff}{paneloff}/wtc{home}{goto}spot1~{right 3}{down 10}/wtb{goto}spot7~{windowson}{panelon} 16: 92183.13; {windowsoff}{paneloff}/wtc{home}{goto}spot1~{right 3}{down 10}/wtb{goto}spot7~{windowson}{panelon} 17: 544; {windowsoff}{paneloff}/wtc{home}{goto}spot1~{right 3}{down 10}/wtb{goto}spot7~{windowson}{panelon} 19: 92183.13; {windowsoff}{paneloff}/wtc{home}{goto}spot1~{right 3}{down 10}/wtb{goto}spot7~{windowson}{panelon} 20: 0
27 | 545-MISC HYDRAULIC PLANT | HYDPLT | 0: 7916.04; 2: 6836.963; 4: 401.5998; 5: 677.4772; {windowsoff}{paneloff}/wtc{home}{goto}spot1~{right 3}{down 10}/wtb{goto}spot7~{windowson}{panelon} 8: 0.060451; {windowsoff}{paneloff}/wtc{home}{goto}spot1~{right 3}{down 10}/wtb{goto}spot7~{windowson}{panelon} 10: 677.4167; {windowsoff}{paneloff}/wtc{home}{goto}spot1~{right 3}{down 10}/wtb{goto}spot7~{windowson}{panelon} 11: 211.3712; {windowsoff}{paneloff}/wtc{home}{goto}spot1~{right 3}{down 10}/wtb{goto}spot7~{windowson}{panelon} 12: 466.0455; {windowsoff}{paneloff}/wtc{home}{goto}spot1~{right 3}{down 10}/wtb{goto}spot7~{windowson}{panelon} 13: 0; {windowsoff}{paneloff}/wtc{home}{goto}spot1~{right 3}{down 10}/wtb{goto}spot7~{windowson}{panelon} 16: 7916.04; {windowsoff}{paneloff}/wtc{home}{goto}spot1~{right 3}{down 10}/wtb{goto}spot7~{windowson}{panelon} 17: 545; {windowsoff}{paneloff}/wtc{home}{goto}spot1~{right 3}{down 10}/wtb{goto}spot7~{windowson}{panelon} 19: 7916.04; {windowsoff}{paneloff}/wtc{home}{goto}spot1~{right 3}{down 10}/wtb{goto}spot7~{windowson}{panelon} 20: 0
28 | TOTAL HYDRO MAINTENANCE |  | 0: 430436.12; 2: 372118.9775; 4: 21389.0218; 5: 36928.1207; {windowsoff}{paneloff}/wtc{home}{goto}spot1~{right 3}{down 10}/wtb{goto}spot7~{windowson}{panelon} 8: 3.0227; {windowsoff}{paneloff}/wtc{home}{goto}spot1~{right 3}{down 10}/wtb{goto}spot7~{windowson}{panelon} 10: 36925.098; {windowsoff}{paneloff}/wtc{home}{goto}spot1~{right 3}{down 10}/wtb{goto}spot7~{windowson}{panelon} 11: 11636.6345; {windowsoff}{paneloff}/wtc{home}{goto}spot1~{right 3}{down 10}/wtb{goto}spot7~{windowson}{panelon} 12: 25288.4634; {windowsoff}{paneloff}/wtc{home}{goto}spot1~{right 3}{down 10}/wtb{goto}spot7~{windowson}{panelon} 13: 0
29 | TOTAL HYDRO GENERATION |  | 0: 483017.47; 2: 417532.6873; 4: 24056.6008; 5: 41428.1819; {windowsoff}{paneloff}/wtc{home}{goto}spot1~{right 3}{down 10}/wtb{goto}spot7~{windowson}{panelon} 8: 3.4242; {windowsoff}{paneloff}/wtc{home}{goto}spot1~{right 3}{down 10}/wtb{goto}spot7~{windowson}{panelon} 10: 41424.7576; {windowsoff}{paneloff}/wtc{home}{goto}spot1~{right 3}{down 10}/wtb{goto}spot7~{windowson}{panelon} 11: 13040.6425; {windowsoff}{paneloff}/wtc{home}{goto}spot1~{right 3}{down 10}/wtb{goto}spot7~{windowson}{panelon} 12: 28384.1151; {windowsoff}{paneloff}/wtc{home}{goto}spot1~{right 3}{down 10}/wtb{goto}spot7~{windowson}{panelon} 13: 0
PRODUCTION EXPENSE-OTHER
30 | 546-SUPERV & ENGINEERING | OTHPLT | 0: 211587.66; 2: 182408.8895; 4: 10712.6331; 5: 18466.1374; {windowsoff}{paneloff}/wtc{home}{goto}spot1~{right 3}{down 10}/wtb{goto}spot7~{windowson}{panelon} 8: 1.6128; {windowsoff}{paneloff}/wtc{home}{goto}spot1~{right 3}{down 10}/wtb{goto}spot7~{windowson}{panelon} 10: 18464.5245; {windowsoff}{paneloff}/wtc{home}{goto}spot1~{right 3}{down 10}/wtb{goto}spot7~{windowson}{panelon} 11: 5761.4001; {windowsoff}{paneloff}/wtc{home}{goto}spot1~{right 3}{down 10}/wtb{goto}spot7~{windowson}{panelon} 12: 12703.1244; {windowsoff}{paneloff}/wtc{home}{goto}spot1~{right 3}{down 10}/wtb{goto}spot7~{windowson}{panelon} 13: 0; {windowsoff}{paneloff}/wtc{home}{goto}spot1~{right 3}{down 10}/wtb{goto}spot7~{windowson}{panelon} 16: 211587.66; {windowsoff}{paneloff}/wtc{home}{goto}spot1~{right 3}{down 10}/wtb{goto}spot7~{windowson}{panelon} 17: 546; {windowsoff}{paneloff}/wtc{home}{goto}spot1~{right 3}{down 10}/wtb{goto}spot7~{windowson}{panelon} 19: 211587.66; {windowsoff}{paneloff}/wtc{home}{goto}spot1~{right 3}{down 10}/wtb{goto}spot7~{windowson}{panelon} 20: 0
31 | 547-FUEL | ENERGY | 0: 31699199.32; 2: 27501175.4063; 4: 1454107.5743; 5: 2743916.3394; {windowsoff}{paneloff}/wtc{home}{goto}spot1~{right 3}{down 10}/wtb{goto}spot7~{windowson}{panelon} 8: 151.1772; {windowsoff}{paneloff}/wtc{home}{goto}spot1~{right 3}{down 10}/wtb{goto}spot7~{windowson}{panelon} 10: 2743765.1622; {windowsoff}{paneloff}/wtc{home}{goto}spot1~{right 3}{down 10}/wtb{goto}spot7~{windowson}{panelon} 11: 895692.7034; {windowsoff}{paneloff}/wtc{home}{goto}spot1~{right 3}{down 10}/wtb{goto}spot7~{windowson}{panelon} 12: 1848072.4588; {windowsoff}{paneloff}/wtc{home}{goto}spot1~{right 3}{down 10}/wtb{goto}spot7~{windowson}{panelon} 13: 0; {windowsoff}{paneloff}/wtc{home}{goto}spot1~{right 3}{down 10}/wtb{goto}spot7~{windowson}{panelon} 16: 31699199.32; {windowsoff}{paneloff}/wtc{home}{goto}spot1~{right 3}{down 10}/wtb{goto}spot7~{windowson}{panelon} 17: 547; {windowsoff}{paneloff}/wtc{home}{goto}spot1~{right 3}{down 10}/wtb{goto}spot7~{windowson}{panelon} 19: 31699199.32; {windowsoff}{paneloff}/wtc{home}{goto}spot1~{right 3}{down 10}/wtb{goto}spot7~{windowson}{panelon} 20: 0
32 | 548-GENERATION EXPENSES | OTHPLT | 0: 309789.77; 2: 267068.5423; 4: 15684.5827; 5: 27036.645; {windowsoff}{paneloff}/wtc{home}{goto}spot1~{right 3}{down 10}/wtb{goto}spot7~{windowson}{panelon} 8: 2.3614; {windowsoff}{paneloff}/wtc{home}{goto}spot1~{right 3}{down 10}/wtb{goto}spot7~{windowson}{panelon} 10: 27034.2836; {windowsoff}{paneloff}/wtc{home}{goto}spot1~{right 3}{down 10}/wtb{goto}spot7~{windowson}{panelon} 11: 8435.3824; {windowsoff}{paneloff}/wtc{home}{goto}spot1~{right 3}{down 10}/wtb{goto}spot7~{windowson}{panelon} 12: 18598.9012; {windowsoff}{paneloff}/wtc{home}{goto}spot1~{right 3}{down 10}/wtb{goto}spot7~{windowson}{panelon} 13: 0; {windowsoff}{paneloff}/wtc{home}{goto}spot1~{right 3}{down 10}/wtb{goto}spot7~{windowson}{panelon} 16: 309789.77; {windowsoff}{paneloff}/wtc{home}{goto}spot1~{right 3}{down 10}/wtb{goto}spot7~{windowson}{panelon} 17: 548; {windowsoff}{paneloff}/wtc{home}{goto}spot1~{right 3}{down 10}/wtb{goto}spot7~{windowson}{panelon} 19: 309789.77; {windowsoff}{paneloff}/wtc{home}{goto}spot1~{right 3}{down 10}/wtb{goto}spot7~{windowson}{panelon} 20: 0
33 | 549-550 MISC & RENTS | OTHPLT | 162568.05 |  | 140149.2765 |  | 8230.7819 | 14187.9916 |  |  | 1.2392 |  | 14186.7524 | 4426.6267 | 9760.1257 | 0 |  |  | 162568.05 | 549 | 550 | 162568.05 | 0
34 | TOTAL OTHER OPERATIONS |  | 0: 32383144.8; 2: 28090802.1146; 4: 1488735.5721; 5: 2803607.1133; {windowsoff}{paneloff}/wtc{home}{goto}spot1~{right 3}{down 10}/wtb{goto}spot7~{windowson}{panelon} 8: 156.3906; {windowsoff}{paneloff}/wtc{home}{goto}spot1~{right 3}{down 10}/wtb{goto}spot7~{windowson}{panelon} 10: 2803450.7228; {windowsoff}{paneloff}/wtc{home}{goto}spot1~{right 3}{down 10}/wtb{goto}spot7~{windowson}{panelon} 11: 914316.1126; {windowsoff}{paneloff}/wtc{home}{goto}spot1~{right 3}{down 10}/wtb{goto}spot7~{windowson}{panelon} 12: 1889134.6101; {windowsoff}{paneloff}/wtc{home}{goto}spot1~{right 3}{down 10}/wtb{goto}spot7~{windowson}{panelon} 13: 0
35 | 551-SUPERV & ENGINEERING | OTHPLT | 0: 49628.45; 2: 42784.4916; 4: 2512.6767; 5: 4331.2818; {windowsoff}{paneloff}/wtc{home}{goto}spot1~{right 3}{down 10}/wtb{goto}spot7~{windowson}{panelon} 8: 0.37829; {windowsoff}{paneloff}/wtc{home}{goto}spot1~{right 3}{down 10}/wtb{goto}spot7~{windowson}{panelon} 10: 4330.9035; {windowsoff}{paneloff}/wtc{home}{goto}spot1~{right 3}{down 10}/wtb{goto}spot7~{windowson}{panelon} 11: 1351.3518; {windowsoff}{paneloff}/wtc{home}{goto}spot1~{right 3}{down 10}/wtb{goto}spot7~{windowson}{panelon} 12: 2979.5517; {windowsoff}{paneloff}/wtc{home}{goto}spot1~{right 3}{down 10}/wtb{goto}spot7~{windowson}{panelon} 13: 0; {windowsoff}{paneloff}/wtc{home}{goto}spot1~{right 3}{down 10}/wtb{goto}spot7~{windowson}{panelon} 16: 49628.45; {windowsoff}{paneloff}/wtc{home}{goto}spot1~{right 3}{down 10}/wtb{goto}spot7~{windowson}{panelon} 17: 551; {windowsoff}{paneloff}/wtc{home}{goto}spot1~{right 3}{down 10}/wtb{goto}spot7~{windowson}{panelon} 19: 49628.45; {windowsoff}{paneloff}/wtc{home}{goto}spot1~{right 3}{down 10}/wtb{goto}spot7~{windowson}{panelon} 20: 0
36 | 552-STRUCTURES | OTHPLT | 0: 265096.57; 2: 228538.7103; 4: 13421.7766; 5: 23136.0831; {windowsoff}{paneloff}/wtc{home}{goto}spot1~{right 3}{down 10}/wtb{goto}spot7~{windowson}{panelon} 8: 2.0207; {windowsoff}{paneloff}/wtc{home}{goto}spot1~{right 3}{down 10}/wtb{goto}spot7~{windowson}{panelon} 10: 23134.0624; {windowsoff}{paneloff}/wtc{home}{goto}spot1~{right 3}{down 10}/wtb{goto}spot7~{windowson}{panelon} 11: 7218.4144; {windowsoff}{paneloff}/wtc{home}{goto}spot1~{right 3}{down 10}/wtb{goto}spot7~{windowson}{panelon} 12: 15915.6479; {windowsoff}{paneloff}/wtc{home}{goto}spot1~{right 3}{down 10}/wtb{goto}spot7~{windowson}{panelon} 13: 0; {windowsoff}{paneloff}/wtc{home}{goto}spot1~{right 3}{down 10}/wtb{goto}spot7~{windowson}{panelon} 16: 265096.57; {windowsoff}{paneloff}/wtc{home}{goto}spot1~{right 3}{down 10}/wtb{goto}spot7~{windowson}{panelon} 17: 552; {windowsoff}{paneloff}/wtc{home}{goto}spot1~{right 3}{down 10}/wtb{goto}spot7~{windowson}{panelon} 19: 265096.57; {windowsoff}{paneloff}/wtc{home}{goto}spot1~{right 3}{down 10}/wtb{goto}spot7~{windowson}{panelon} 20: 0
37 | 553-GENERATING & ELECT PLT | OTHPLT | 0: 1581844.66; 2: 1363702.0599; 4: 80088.4207; 5: 138054.1794; {windowsoff}{paneloff}/wtc{home}{goto}spot1~{right 3}{down 10}/wtb{goto}spot7~{windowson}{panelon} 8: 12.0575; {windowsoff}{paneloff}/wtc{home}{goto}spot1~{right 3}{down 10}/wtb{goto}spot7~{windowson}{panelon} 10: 138042.1219; {windowsoff}{paneloff}/wtc{home}{goto}spot1~{right 3}{down 10}/wtb{goto}spot7~{windowson}{panelon} 11: 43072.6445; {windowsoff}{paneloff}/wtc{home}{goto}spot1~{right 3}{down 10}/wtb{goto}spot7~{windowson}{panelon} 12: 94969.4774; {windowsoff}{paneloff}/wtc{home}{goto}spot1~{right 3}{down 10}/wtb{goto}spot7~{windowson}{panelon} 13: 0; {windowsoff}{paneloff}/wtc{home}{goto}spot1~{right 3}{down 10}/wtb{goto}spot7~{windowson}{panelon} 16: 1581844.66; {windowsoff}{paneloff}/wtc{home}{goto}spot1~{right 3}{down 10}/wtb{goto}spot7~{windowson}{panelon} 17: 553; {windowsoff}{paneloff}/wtc{home}{goto}spot1~{right 3}{down 10}/wtb{goto}spot7~{windowson}{panelon} 19: 1581844.66; {windowsoff}{paneloff}/wtc{home}{goto}spot1~{right 3}{down 10}/wtb{goto}spot7~{windowson}{panelon} 20: 0
38 | 554-MISC OTH POWER GEN PLT | OTHPLT | 0: 228247.15; 2: 196770.9703; 4: 11556.0992; 5: 19920.0805; {windowsoff}{paneloff}/wtc{home}{goto}spot1~{right 3}{down 10}/wtb{goto}spot7~{windowson}{panelon} 8: 1.7398; {windowsoff}{paneloff}/wtc{home}{goto}spot1~{right 3}{down 10}/wtb{goto}spot7~{windowson}{panelon} 10: 19918.3407; {windowsoff}{paneloff}/wtc{home}{goto}spot1~{right 3}{down 10}/wtb{goto}spot7~{windowson}{panelon} 11: 6215.0277; {windowsoff}{paneloff}/wtc{home}{goto}spot1~{right 3}{down 10}/wtb{goto}spot7~{windowson}{panelon} 12: 13703.313; {windowsoff}{paneloff}/wtc{home}{goto}spot1~{right 3}{down 10}/wtb{goto}spot7~{windowson}{panelon} 13: 0; {windowsoff}{paneloff}/wtc{home}{goto}spot1~{right 3}{down 10}/wtb{goto}spot7~{windowson}{panelon} 16: 228247.15; {windowsoff}{paneloff}/wtc{home}{goto}spot1~{right 3}{down 10}/wtb{goto}spot7~{windowson}{panelon} 17: 554; {windowsoff}{paneloff}/wtc{home}{goto}spot1~{right 3}{down 10}/wtb{goto}spot7~{windowson}{panelon} 19: 228247.15; {windowsoff}{paneloff}/wtc{home}{goto}spot1~{right 3}{down 10}/wtb{goto}spot7~{windowson}{panelon} 20: 0
39 | TOTAL OTHER MAINTENANCE |  | 0: 2124816.83; 2: 1831796.2321; 4: 107578.9732; 5: 185441.6248; {windowsoff}{paneloff}/wtc{home}{goto}spot1~{right 3}{down 10}/wtb{goto}spot7~{windowson}{panelon} 8: 16.1963; {windowsoff}{paneloff}/wtc{home}{goto}spot1~{right 3}{down 10}/wtb{goto}spot7~{windowson}{panelon} 10: 185425.4284; {windowsoff}{paneloff}/wtc{home}{goto}spot1~{right 3}{down 10}/wtb{goto}spot7~{windowson}{panelon} 11: 57857.4383; {windowsoff}{paneloff}/wtc{home}{goto}spot1~{right 3}{down 10}/wtb{goto}spot7~{windowson}{panelon} 12: 127567.9901; {windowsoff}{paneloff}/wtc{home}{goto}spot1~{right 3}{down 10}/wtb{goto}spot7~{windowson}{panelon} 13: 0
40 | TOTAL OTHER GENERATION |  | 0: 34507961.63; 2: 29922598.3467; 4: 1596314.5452; 5: 2989048.7381; {windowsoff}{paneloff}/wtc{home}{goto}spot1~{right 3}{down 10}/wtb{goto}spot7~{windowson}{panelon} 8: 172.5869; {windowsoff}{paneloff}/wtc{home}{goto}spot1~{right 3}{down 10}/wtb{goto}spot7~{windowson}{panelon} 10: 2988876.1512; {windowsoff}{paneloff}/wtc{home}{goto}spot1~{right 3}{down 10}/wtb{goto}spot7~{windowson}{panelon} 11: 972173.551; {windowsoff}{paneloff}/wtc{home}{goto}spot1~{right 3}{down 10}/wtb{goto}spot7~{windowson}{panelon} 12: 2016702.6002; {windowsoff}{paneloff}/wtc{home}{goto}spot1~{right 3}{down 10}/wtb{goto}spot7~{windowson}{panelon} 13: 0
| 555-PURCHASED POWER |  | {windowsoff}{paneloff}/wtc{home}{goto}spot1~{right 3}{down 10}/wtb{goto}spot7~{windowson}{panelon} 17: 555; {windowsoff}{paneloff}/wtc{home}{goto}spot1~{right 3}{down 10}/wtb{goto}spot7~{windowson}{panelon} 19: 103829269.81; {windowsoff}{paneloff}/wtc{home}{goto}spot1~{right 3}{down 10}/wtb{goto}spot7~{windowson}{panelon} 20: 0
41 | CAPACITY COMPONENT | DEMPROD | 0: 8732448.05; 2: 7557847.9748; 4: 443849.9763; 5: 730750.0989; {windowsoff}{paneloff}/wtc{home}{goto}spot1~{right 3}{down 10}/wtb{goto}spot7~{windowson}{panelon} 8: 66.8247; {windowsoff}{paneloff}/wtc{home}{goto}spot1~{right 3}{down 10}/wtb{goto}spot7~{windowson}{panelon} 10: 730683.2742; {windowsoff}{paneloff}/wtc{home}{goto}spot1~{right 3}{down 10}/wtb{goto}spot7~{windowson}{panelon} 11: 227991.7206; {windowsoff}{paneloff}/wtc{home}{goto}spot1~{right 3}{down 10}/wtb{goto}spot7~{windowson}{panelon} 12: 502691.5535; {windowsoff}{paneloff}/wtc{home}{goto}spot1~{right 3}{down 10}/wtb{goto}spot7~{windowson}{panelon} 13: 0; {windowsoff}{paneloff}/wtc{home}{goto}spot1~{right 3}{down 10}/wtb{goto}spot7~{windowson}{panelon} 16: 8732448.05; {windowsoff}{paneloff}/wtc{home}{goto}spot1~{right 3}{down 10}/wtb{goto}spot7~{windowson}{panelon} 17: FROM TRIAL BALANCE ACCT 555016
42 | ENERGY COMPONENT | ENERGY | 0: 95096821.76; 2: 82502852.8136; 4: 4362287.117; 5: 8231681.8294; {windowsoff}{paneloff}/wtc{home}{goto}spot1~{right 3}{down 10}/wtb{goto}spot7~{windowson}{panelon} 8: 453.5279; {windowsoff}{paneloff}/wtc{home}{goto}spot1~{right 3}{down 10}/wtb{goto}spot7~{windowson}{panelon} 10: 8231228.3015; {windowsoff}{paneloff}/wtc{home}{goto}spot1~{right 3}{down 10}/wtb{goto}spot7~{windowson}{panelon} 11: 2687056.1778; {windowsoff}{paneloff}/wtc{home}{goto}spot1~{right 3}{down 10}/wtb{goto}spot7~{windowson}{panelon} 12: 5544172.1237; {windowsoff}{paneloff}/wtc{home}{goto}spot1~{right 3}{down 10}/wtb{goto}spot7~{windowson}{panelon} 13: 0; {windowsoff}{paneloff}/wtc{home}{goto}spot1~{right 3}{down 10}/wtb{goto}spot7~{windowson}{panelon} 16: 95096821.76
43 | TOTAL ACCT 555 |  | 0: 103829269.81; 2: 90060700.7883; 4: 4806137.0933; 5: 8962431.9284; {windowsoff}{paneloff}/wtc{home}{goto}spot1~{right 3}{down 10}/wtb{goto}spot7~{windowson}{panelon} 8: 520.3527; {windowsoff}{paneloff}/wtc{home}{goto}spot1~{right 3}{down 10}/wtb{goto}spot7~{windowson}{panelon} 10: 8961911.5757; {windowsoff}{paneloff}/wtc{home}{goto}spot1~{right 3}{down 10}/wtb{goto}spot7~{windowson}{panelon} 11: 2915047.8984; {windowsoff}{paneloff}/wtc{home}{goto}spot1~{right 3}{down 10}/wtb{goto}spot7~{windowson}{panelon} 12: 6046863.6773; {windowsoff}{paneloff}/wtc{home}{goto}spot1~{right 3}{down 10}/wtb{goto}spot7~{windowson}{panelon} 13: 0
44 | 556-SYSTEM CONTROL & DISP | DEMPROD | 0: 1841937.28; 2: 1594178.6154; 4: 93621.3778; 5: 154137.2868; {windowsoff}{paneloff}/wtc{home}{goto}spot1~{right 3}{down 10}/wtb{goto}spot7~{windowson}{panelon} 8: 14.0954; {windowsoff}{paneloff}/wtc{home}{goto}spot1~{right 3}{down 10}/wtb{goto}spot7~{windowson}{panelon} 10: 154123.1914; {windowsoff}{paneloff}/wtc{home}{goto}spot1~{right 3}{down 10}/wtb{goto}spot7~{windowson}{panelon} 11: 48090.3462; {windowsoff}{paneloff}/wtc{home}{goto}spot1~{right 3}{down 10}/wtb{goto}spot7~{windowson}{panelon} 12: 106032.8453; {windowsoff}{paneloff}/wtc{home}{goto}spot1~{right 3}{down 10}/wtb{goto}spot7~{windowson}{panelon} 13: 0; {windowsoff}{paneloff}/wtc{home}{goto}spot1~{right 3}{down 10}/wtb{goto}spot7~{windowson}{panelon} 16: 1841937.28; {windowsoff}{paneloff}/wtc{home}{goto}spot1~{right 3}{down 10}/wtb{goto}spot7~{windowson}{panelon} 17: 556; {windowsoff}{paneloff}/wtc{home}{goto}spot1~{right 3}{down 10}/wtb{goto}spot7~{windowson}{panelon} 19: 1841937.28; {windowsoff}{paneloff}/wtc{home}{goto}spot1~{right 3}{down 10}/wtb{goto}spot7~{windowson}{panelon} 20: 0
45 | 557-OTHER EXPENSES | PRODPLT | 0: 403737.86; 2: 345976.0497; 4: 20941.2807; 5: 36820.5297; {windowsoff}{paneloff}/wtc{home}{goto}spot1~{right 3}{down 10}/wtb{goto}spot7~{windowson}{panelon} 8: 3.059; {windowsoff}{paneloff}/wtc{home}{goto}spot1~{right 3}{down 10}/wtb{goto}spot7~{windowson}{panelon} 10: 36817.4706; {windowsoff}{paneloff}/wtc{home}{goto}spot1~{right 3}{down 10}/wtb{goto}spot7~{windowson}{panelon} 11: 11487.985; {windowsoff}{paneloff}/wtc{home}{goto}spot1~{right 3}{down 10}/wtb{goto}spot7~{windowson}{panelon} 12: 25329.4856; {windowsoff}{paneloff}/wtc{home}{goto}spot1~{right 3}{down 10}/wtb{goto}spot7~{windowson}{panelon} 13: 0; {windowsoff}{paneloff}/wtc{home}{goto}spot1~{right 3}{down 10}/wtb{goto}spot7~{windowson}{panelon} 16: 403737.86; {windowsoff}{paneloff}/wtc{home}{goto}spot1~{right 3}{down 10}/wtb{goto}spot7~{windowson}{panelon} 17: 557; {windowsoff}{paneloff}/wtc{home}{goto}spot1~{right 3}{down 10}/wtb{goto}spot7~{windowson}{panelon} 19: 403737.86; {windowsoff}{paneloff}/wtc{home}{goto}spot1~{right 3}{down 10}/wtb{goto}spot7~{windowson}{panelon} 20: 0
46 | TOTAL PRODUCTION EXPENSES |  | 0: 750891338.85; 2: 650299330.818; 4: 34941554.524; 5: 65650453.508; {windowsoff}{paneloff}/wtc{home}{goto}spot1~{right 3}{down 10}/wtb{goto}spot7~{windowson}{panelon} 8: 3820.2176; {windowsoff}{paneloff}/wtc{home}{goto}spot1~{right 3}{down 10}/wtb{goto}spot7~{windowson}{panelon} 10: 65646633.2904; {windowsoff}{paneloff}/wtc{home}{goto}spot1~{right 3}{down 10}/wtb{goto}spot7~{windowson}{panelon} 11: 21318114.3112; {windowsoff}{paneloff}/wtc{home}{goto}spot1~{right 3}{down 10}/wtb{goto}spot7~{windowson}{panelon} 12: 44328518.9791; {windowsoff}{paneloff}/wtc{home}{goto}spot1~{right 3}{down 10}/wtb{goto}spot7~{windowson}{panelon} 13: 0
OPERATION & MAINT EXP CON'T
TRANSMISSION EXPENSES
1 | 560-SUPERV & ENGINEERING | LABTROP | 0: 1499599.18; 2: 1203372.5682; 4: 172257.4569; 5: 123969.1549; {windowsoff}{paneloff}/wtc{home}{goto}spot1~{right 3}{down 10}/wtb{goto}spot7~{windowson}{panelon} 8: 10.6399; {windowsoff}{paneloff}/wtc{home}{goto}spot1~{right 3}{down 10}/wtb{goto}spot7~{windowson}{panelon} 10: 123958.515; {windowsoff}{paneloff}/wtc{home}{goto}spot1~{right 3}{down 10}/wtb{goto}spot7~{windowson}{panelon} 11: 38678.2018; {windowsoff}{paneloff}/wtc{home}{goto}spot1~{right 3}{down 10}/wtb{goto}spot7~{windowson}{panelon} 12: 85280.3132; {windowsoff}{paneloff}/wtc{home}{goto}spot1~{right 3}{down 10}/wtb{goto}spot7~{windowson}{panelon} 13: 0; {windowsoff}{paneloff}/wtc{home}{goto}spot1~{right 3}{down 10}/wtb{goto}spot7~{windowson}{panelon} 16: 1499599.18; {windowsoff}{paneloff}/wtc{home}{goto}spot1~{right 3}{down 10}/wtb{goto}spot7~{windowson}{panelon} 17: 560; {windowsoff}{paneloff}/wtc{home}{goto}spot1~{right 3}{down 10}/wtb{goto}spot7~{windowson}{panelon} 19: 1499599.18; {windowsoff}{paneloff}/wtc{home}{goto}spot1~{right 3}{down 10}/wtb{goto}spot7~{windowson}{panelon} 20: 0
2 | 561-LOAD DISPATCHING | TRANPLT | 0: 2847533.6; 2: 2285039.8072; 4: 327093.3347; 5: 235400.4581; {windowsoff}{paneloff}/wtc{home}{goto}spot1~{right 3}{down 10}/wtb{goto}spot7~{windowson}{panelon} 8: 20.2038; {windowsoff}{paneloff}/wtc{home}{goto}spot1~{right 3}{down 10}/wtb{goto}spot7~{windowson}{panelon} 10: 235380.2543; {windowsoff}{paneloff}/wtc{home}{goto}spot1~{right 3}{down 10}/wtb{goto}spot7~{windowson}{panelon} 11: 73444.6115; {windowsoff}{paneloff}/wtc{home}{goto}spot1~{right 3}{down 10}/wtb{goto}spot7~{windowson}{panelon} 12: 161935.6428; {windowsoff}{paneloff}/wtc{home}{goto}spot1~{right 3}{down 10}/wtb{goto}spot7~{windowson}{panelon} 13: 0; {windowsoff}{paneloff}/wtc{home}{goto}spot1~{right 3}{down 10}/wtb{goto}spot7~{windowson}{panelon} 16: 2847533.6; {windowsoff}{paneloff}/wtc{home}{goto}spot1~{right 3}{down 10}/wtb{goto}spot7~{windowson}{panelon} 17: 561; {windowsoff}{paneloff}/wtc{home}{goto}spot1~{right 3}{down 10}/wtb{goto}spot7~{windowson}{panelon} 19: 2847533.6; {windowsoff}{paneloff}/wtc{home}{goto}spot1~{right 3}{down 10}/wtb{goto}spot7~{windowson}{panelon} 20: 0
3 | 562-STATION EXPENSES | TRANPLT | 0: 771550.95; 2: 619140.9415; 4: 88627.2854; 5: 63782.7231; {windowsoff}{paneloff}/wtc{home}{goto}spot1~{right 3}{down 10}/wtb{goto}spot7~{windowson}{panelon} 8: 5.4743; {windowsoff}{paneloff}/wtc{home}{goto}spot1~{right 3}{down 10}/wtb{goto}spot7~{windowson}{panelon} 10: 63777.2488; {windowsoff}{paneloff}/wtc{home}{goto}spot1~{right 3}{down 10}/wtb{goto}spot7~{windowson}{panelon} 11: 19900.1198; {windowsoff}{paneloff}/wtc{home}{goto}spot1~{right 3}{down 10}/wtb{goto}spot7~{windowson}{panelon} 12: 43877.129; {windowsoff}{paneloff}/wtc{home}{goto}spot1~{right 3}{down 10}/wtb{goto}spot7~{windowson}{panelon} 13: 0; {windowsoff}{paneloff}/wtc{home}{goto}spot1~{right 3}{down 10}/wtb{goto}spot7~{windowson}{panelon} 16: 771550.95; {windowsoff}{paneloff}/wtc{home}{goto}spot1~{right 3}{down 10}/wtb{goto}spot7~{windowson}{panelon} 17: 562; {windowsoff}{paneloff}/wtc{home}{goto}spot1~{right 3}{down 10}/wtb{goto}spot7~{windowson}{panelon} 19: 771550.95; {windowsoff}{paneloff}/wtc{home}{goto}spot1~{right 3}{down 10}/wtb{goto}spot7~{windowson}{panelon} 20: 0
4 | 563-OVERHEAD LINE EXPENSES | TRANPLT | 0: 487465.94; 2: 391173.2868; 4: 55994.7246; 5: 40297.9286; {windowsoff}{paneloff}/wtc{home}{goto}spot1~{right 3}{down 10}/wtb{goto}spot7~{windowson}{panelon} 8: 3.4587; {windowsoff}{paneloff}/wtc{home}{goto}spot1~{right 3}{down 10}/wtb{goto}spot7~{windowson}{panelon} 10: 40294.4699; {windowsoff}{paneloff}/wtc{home}{goto}spot1~{right 3}{down 10}/wtb{goto}spot7~{windowson}{panelon} 11: 12572.897; {windowsoff}{paneloff}/wtc{home}{goto}spot1~{right 3}{down 10}/wtb{goto}spot7~{windowson}{panelon} 12: 27721.5729; {windowsoff}{paneloff}/wtc{home}{goto}spot1~{right 3}{down 10}/wtb{goto}spot7~{windowson}{panelon} 13: 0; {windowsoff}{paneloff}/wtc{home}{goto}spot1~{right 3}{down 10}/wtb{goto}spot7~{windowson}{panelon} 16: 487465.94; {windowsoff}{paneloff}/wtc{home}{goto}spot1~{right 3}{down 10}/wtb{goto}spot7~{windowson}{panelon} 17: 563; {windowsoff}{paneloff}/wtc{home}{goto}spot1~{right 3}{down 10}/wtb{goto}spot7~{windowson}{panelon} 19: 487465.94; {windowsoff}{paneloff}/wtc{home}{goto}spot1~{right 3}{down 10}/wtb{goto}spot7~{windowson}{panelon} 20: 0
5 | 564-UNDERGROUND LINE EXP | TRANPLT | 0: 0; 2: 0; 4: 0; 5: 0; {windowsoff}{paneloff}/wtc{home}{goto}spot1~{right 3}{down 10}/wtb{goto}spot7~{windowson}{panelon} 8: 0; {windowsoff}{paneloff}/wtc{home}{goto}spot1~{right 3}{down 10}/wtb{goto}spot7~{windowson}{panelon} 10: 0; {windowsoff}{paneloff}/wtc{home}{goto}spot1~{right 3}{down 10}/wtb{goto}spot7~{windowson}{panelon} 11: 0; {windowsoff}{paneloff}/wtc{home}{goto}spot1~{right 3}{down 10}/wtb{goto}spot7~{windowson}{panelon} 12: 0; {windowsoff}{paneloff}/wtc{home}{goto}spot1~{right 3}{down 10}/wtb{goto}spot7~{windowson}{panelon} 13: 0; {windowsoff}{paneloff}/wtc{home}{goto}spot1~{right 3}{down 10}/wtb{goto}spot7~{windowson}{panelon} 16: 0; {windowsoff}{paneloff}/wtc{home}{goto}spot1~{right 3}{down 10}/wtb{goto}spot7~{windowson}{panelon} 17: 564; {windowsoff}{paneloff}/wtc{home}{goto}spot1~{right 3}{down 10}/wtb{goto}spot7~{windowson}{panelon} 19: 0; {windowsoff}{paneloff}/wtc{home}{goto}spot1~{right 3}{down 10}/wtb{goto}spot7~{windowson}{panelon} 20: 0
6 | 565-TRANSM OF ELECT BY OTH | TRANPLT | 2390403.88 |  | 1918210.2087 |  | 274583.3013 | 197610.37 |  |  | 16.9604 |  | 197593.4097 | 61654.1572 | 135939.2525 | 0 |  |  | 2390403.88 | 565 |  | 2390403.88 | 0 | EKPC Reg Asset Amort Direct Assign to KY
7 | 566-MISC TRANSMISSION EXP | TRANPLT | 12105329.56 |  | 9779438.4121 |  | 1352518.9103 | 973372.2376 |  |  | 83.5419 |  | 973288.6956 | 303690.7676 | 669597.9281 | 0 |  |  | 11774446.72 | 566 |  | 12105329.56 | 330882.84 | 330882.84
8 | 567-RENTS | TRANPLT | 142846.5 |  | 114629.0034 |  | 16408.6345 | 11808.8621 |  |  | 1.0135 |  | 11807.8486 | 3684.3483 | 8123.5002 | 0 |  |  | 142846.5 | 567 |  | 142846.5 | 0 | MISO Exit Fee Amort Direct Assign to KY
9 | 575-MISO DAY 1 &2 EXP | TRANPLT | 1397355.64 |  | 1224444.8729 |  | 172877.3137 | 33.4534 |  |  | -4.4367 |  | 37.8902 | 11.8227 | 26.0675 | 0 |  |  | 458.38 | 575.7 |  | 1397355.64 | 1396897.26 | 1224077.04
10 | TOTAL TRANSM OPERATIONS |  | 0: 21642085.25; 2: 17535449.1008; 4: 2460360.9614; 5: 1646275.1878; {windowsoff}{paneloff}/wtc{home}{goto}spot1~{right 3}{down 10}/wtb{goto}spot7~{windowson}{panelon} 8: 136.8558; {windowsoff}{paneloff}/wtc{home}{goto}spot1~{right 3}{down 10}/wtb{goto}spot7~{windowson}{panelon} 10: 1646138.332; {windowsoff}{paneloff}/wtc{home}{goto}spot1~{right 3}{down 10}/wtb{goto}spot7~{windowson}{panelon} 11: 513636.9259; {windowsoff}{paneloff}/wtc{home}{goto}spot1~{right 3}{down 10}/wtb{goto}spot7~{windowson}{panelon} 12: 1132501.4062; {windowsoff}{paneloff}/wtc{home}{goto}spot1~{right 3}{down 10}/wtb{goto}spot7~{windowson}{panelon} 13: 0; {windowsoff}{paneloff}/wtc{home}{goto}spot1~{right 3}{down 10}/wtb{goto}spot7~{windowson}{panelon} 21: Virginia portion Juris: | 174704.87 | exclude from Kentucky rates (Reg Asset)
11 | 568-SUPERV & ENGINEERING | TRANPLT | 0 |  | 0 |  | 0 | 0 |  |  | 0 |  | 0 | 0 | 0 | 0 |  |  | 0 | 568 |  | 0 | 0 | Virginia portion Non-Juris: | -1880.21 | exclude from Kentucky rates (Reg Liab)
12 | 569-MAINT OF STRUCTURES | TRANPLT | 0 |  | 0 |  | 0 | 0 |  |  | 0 |  | 0 | 0 | 0 | 0 |  |  | 0 | 569 |  | 0 | 0 | Tennessee portion: | -4.44 | exclude from Kentucky rates (Reg Liab)
13 | 570-MAINT OF STATION EQUIP | TRANPLT | 1954950.8 |  | 1568775.3076 |  | 224563.2418 | 161612.2506 |  |  | 13.8707 |  | 161598.3799 | 50422.7946 | 111175.5853 | 0 |  |  | 1954950.8 | 570 |  | 1954950.8 | 0 | 2009 Winter Storm Reg Asset Amort Direct Assign to KY (Ice storm)
14 | 571-MAINT OF OH LINES | TRANPLT | 4660622.09 |  | 3755066.0536 |  | 526585.9775 | 378970.0589 |  |  | 32.526 |  | 378937.533 | 118238.1248 | 260699.4082 | 0 |  |  | 4584230.57 | 571 |  | 4660622.09 | 76391.52 | 76391.52
15 | 572-MAINT OF UG LINES | TRANPLT | 0: 0; 2: 0; 4: 0; 5: 0; {windowsoff}{paneloff}/wtc{home}{goto}spot1~{right 3}{down 10}/wtb{goto}spot7~{windowson}{panelon} 8: 0; {windowsoff}{paneloff}/wtc{home}{goto}spot1~{right 3}{down 10}/wtb{goto}spot7~{windowson}{panelon} 10: 0; {windowsoff}{paneloff}/wtc{home}{goto}spot1~{right 3}{down 10}/wtb{goto}spot7~{windowson}{panelon} 11: 0; {windowsoff}{paneloff}/wtc{home}{goto}spot1~{right 3}{down 10}/wtb{goto}spot7~{windowson}{panelon} 12: 0; {windowsoff}{paneloff}/wtc{home}{goto}spot1~{right 3}{down 10}/wtb{goto}spot7~{windowson}{panelon} 13: 0; {windowsoff}{paneloff}/wtc{home}{goto}spot1~{right 3}{down 10}/wtb{goto}spot7~{windowson}{panelon} 16: 0; {windowsoff}{paneloff}/wtc{home}{goto}spot1~{right 3}{down 10}/wtb{goto}spot7~{windowson}{panelon} 17: 572; {windowsoff}{paneloff}/wtc{home}{goto}spot1~{right 3}{down 10}/wtb{goto}spot7~{windowson}{panelon} 19: 0; {windowsoff}{paneloff}/wtc{home}{goto}spot1~{right 3}{down 10}/wtb{goto}spot7~{windowson}{panelon} 20: 0
16 | 573-MAINT OF MISC TRAN PLT | TRANPLT | 0: 680912.85; 2: 546407.2373; 4: 78215.7776; 5: 56289.8351; {windowsoff}{paneloff}/wtc{home}{goto}spot1~{right 3}{down 10}/wtb{goto}spot7~{windowson}{panelon} 8: 4.8312; {windowsoff}{paneloff}/wtc{home}{goto}spot1~{right 3}{down 10}/wtb{goto}spot7~{windowson}{panelon} 10: 56285.0039; {windowsoff}{paneloff}/wtc{home}{goto}spot1~{right 3}{down 10}/wtb{goto}spot7~{windowson}{panelon} 11: 17562.3493; {windowsoff}{paneloff}/wtc{home}{goto}spot1~{right 3}{down 10}/wtb{goto}spot7~{windowson}{panelon} 12: 38722.6546; {windowsoff}{paneloff}/wtc{home}{goto}spot1~{right 3}{down 10}/wtb{goto}spot7~{windowson}{panelon} 13: 0; {windowsoff}{paneloff}/wtc{home}{goto}spot1~{right 3}{down 10}/wtb{goto}spot7~{windowson}{panelon} 16: 680912.85; {windowsoff}{paneloff}/wtc{home}{goto}spot1~{right 3}{down 10}/wtb{goto}spot7~{windowson}{panelon} 17: 573; {windowsoff}{paneloff}/wtc{home}{goto}spot1~{right 3}{down 10}/wtb{goto}spot7~{windowson}{panelon} 19: 680912.85; {windowsoff}{paneloff}/wtc{home}{goto}spot1~{right 3}{down 10}/wtb{goto}spot7~{windowson}{panelon} 20: 0
17 | TOTAL TRANSM MAINTENANCE |  | 0: 7296485.74; 2: 5870248.5984; 4: 829364.9968; 5: 596872.1447; {windowsoff}{paneloff}/wtc{home}{goto}spot1~{right 3}{down 10}/wtb{goto}spot7~{windowson}{panelon} 8: 51.2279; {windowsoff}{paneloff}/wtc{home}{goto}spot1~{right 3}{down 10}/wtb{goto}spot7~{windowson}{panelon} 10: 596820.9168; {windowsoff}{paneloff}/wtc{home}{goto}spot1~{right 3}{down 10}/wtb{goto}spot7~{windowson}{panelon} 11: 186223.2687; {windowsoff}{paneloff}/wtc{home}{goto}spot1~{right 3}{down 10}/wtb{goto}spot7~{windowson}{panelon} 12: 410597.648; {windowsoff}{paneloff}/wtc{home}{goto}spot1~{right 3}{down 10}/wtb{goto}spot7~{windowson}{panelon} 13: 0
18 | TOTAL TRANSMISSION EXPENSES |  | 0: 28938570.99; 2: 23405697.6992; 4: 3289725.9583; 5: 2243147.3325; {windowsoff}{paneloff}/wtc{home}{goto}spot1~{right 3}{down 10}/wtb{goto}spot7~{windowson}{panelon} 8: 188.0837; {windowsoff}{paneloff}/wtc{home}{goto}spot1~{right 3}{down 10}/wtb{goto}spot7~{windowson}{panelon} 10: 2242959.2488; {windowsoff}{paneloff}/wtc{home}{goto}spot1~{right 3}{down 10}/wtb{goto}spot7~{windowson}{panelon} 11: 699860.1946; {windowsoff}{paneloff}/wtc{home}{goto}spot1~{right 3}{down 10}/wtb{goto}spot7~{windowson}{panelon} 12: 1543099.0542; {windowsoff}{paneloff}/wtc{home}{goto}spot1~{right 3}{down 10}/wtb{goto}spot7~{windowson}{panelon} 13: 0
DISTRIBUTION EXPENSES
19 | 580-SUPERV & ENGINEERING | DISTPLT | 0: 2005458.21; 2: 1886828.7081; 4: 112357.5038; 5: 6271.9981; {windowsoff}{paneloff}/wtc{home}{goto}spot1~{right 3}{down 10}/wtb{goto}spot7~{windowson}{panelon} 8: 226.6557; {windowsoff}{paneloff}/wtc{home}{goto}spot1~{right 3}{down 10}/wtb{goto}spot7~{windowson}{panelon} 10: 6045.3424; {windowsoff}{paneloff}/wtc{home}{goto}spot1~{right 3}{down 10}/wtb{goto}spot7~{windowson}{panelon} 11: 5195.0117; {windowsoff}{paneloff}/wtc{home}{goto}spot1~{right 3}{down 10}/wtb{goto}spot7~{windowson}{panelon} 12: 850.3307; {windowsoff}{paneloff}/wtc{home}{goto}spot1~{right 3}{down 10}/wtb{goto}spot7~{windowson}{panelon} 13: 0; {windowsoff}{paneloff}/wtc{home}{goto}spot1~{right 3}{down 10}/wtb{goto}spot7~{windowson}{panelon} 16: 2005458.21; {windowsoff}{paneloff}/wtc{home}{goto}spot1~{right 3}{down 10}/wtb{goto}spot7~{windowson}{panelon} 17: 580; {windowsoff}{paneloff}/wtc{home}{goto}spot1~{right 3}{down 10}/wtb{goto}spot7~{windowson}{panelon} 19: 2005458.21; {windowsoff}{paneloff}/wtc{home}{goto}spot1~{right 3}{down 10}/wtb{goto}spot7~{windowson}{panelon} 20: 0
20 | 581-DIST SYSTEM CONTROL | PLT3602TOT | 0: 762447.18; 2: 705212.6245; 4: 40151.5854; 5: 17082.9701; {windowsoff}{paneloff}/wtc{home}{goto}spot1~{right 3}{down 10}/wtb{goto}spot7~{windowson}{panelon} 8: 306.6438; {windowsoff}{paneloff}/wtc{home}{goto}spot1~{right 3}{down 10}/wtb{goto}spot7~{windowson}{panelon} 10: 16776.3263; {windowsoff}{paneloff}/wtc{home}{goto}spot1~{right 3}{down 10}/wtb{goto}spot7~{windowson}{panelon} 11: 16776.3263; {windowsoff}{paneloff}/wtc{home}{goto}spot1~{right 3}{down 10}/wtb{goto}spot7~{windowson}{panelon} 12: 0; {windowsoff}{paneloff}/wtc{home}{goto}spot1~{right 3}{down 10}/wtb{goto}spot7~{windowson}{panelon} 13: 0; {windowsoff}{paneloff}/wtc{home}{goto}spot1~{right 3}{down 10}/wtb{goto}spot7~{windowson}{panelon} 16: 762447.18; {windowsoff}{paneloff}/wtc{home}{goto}spot1~{right 3}{down 10}/wtb{goto}spot7~{windowson}{panelon} 17: 581; {windowsoff}{paneloff}/wtc{home}{goto}spot1~{right 3}{down 10}/wtb{goto}spot7~{windowson}{panelon} 19: 762447.18; {windowsoff}{paneloff}/wtc{home}{goto}spot1~{right 3}{down 10}/wtb{goto}spot7~{windowson}{panelon} 20: 0
21 | 582-STATION EXPENSES | PLT3602TOT | 0: 1518314.26; 2: 1404339.0968; 4: 79956.653; 5: 34018.5101; {windowsoff}{paneloff}/wtc{home}{goto}spot1~{right 3}{down 10}/wtb{goto}spot7~{windowson}{panelon} 8: 610.6413; {windowsoff}{paneloff}/wtc{home}{goto}spot1~{right 3}{down 10}/wtb{goto}spot7~{windowson}{panelon} 10: 33407.8689; {windowsoff}{paneloff}/wtc{home}{goto}spot1~{right 3}{down 10}/wtb{goto}spot7~{windowson}{panelon} 11: 33407.8689; {windowsoff}{paneloff}/wtc{home}{goto}spot1~{right 3}{down 10}/wtb{goto}spot7~{windowson}{panelon} 12: 0; {windowsoff}{paneloff}/wtc{home}{goto}spot1~{right 3}{down 10}/wtb{goto}spot7~{windowson}{panelon} 13: 0; {windowsoff}{paneloff}/wtc{home}{goto}spot1~{right 3}{down 10}/wtb{goto}spot7~{windowson}{panelon} 16: 1518314.26; {windowsoff}{paneloff}/wtc{home}{goto}spot1~{right 3}{down 10}/wtb{goto}spot7~{windowson}{panelon} 17: 582; {windowsoff}{paneloff}/wtc{home}{goto}spot1~{right 3}{down 10}/wtb{goto}spot7~{windowson}{panelon} 19: 1518314.26; {windowsoff}{paneloff}/wtc{home}{goto}spot1~{right 3}{down 10}/wtb{goto}spot7~{windowson}{panelon} 20: 0
22 | 583-OVERHEAD LINES | PLT3645TOT | 0: 3566080.97; 2: 3298413.3217; 4: 267085.0299; 5: 582.6185; {windowsoff}{paneloff}/wtc{home}{goto}spot1~{right 3}{down 10}/wtb{goto}spot7~{windowson}{panelon} 8: 582.6185; {windowsoff}{paneloff}/wtc{home}{goto}spot1~{right 3}{down 10}/wtb{goto}spot7~{windowson}{panelon} 10: 0; {windowsoff}{paneloff}/wtc{home}{goto}spot1~{right 3}{down 10}/wtb{goto}spot7~{windowson}{panelon} 11: 0; {windowsoff}{paneloff}/wtc{home}{goto}spot1~{right 3}{down 10}/wtb{goto}spot7~{windowson}{panelon} 12: 0; {windowsoff}{paneloff}/wtc{home}{goto}spot1~{right 3}{down 10}/wtb{goto}spot7~{windowson}{panelon} 13: 0; {windowsoff}{paneloff}/wtc{home}{goto}spot1~{right 3}{down 10}/wtb{goto}spot7~{windowson}{panelon} 16: 3566080.97; {windowsoff}{paneloff}/wtc{home}{goto}spot1~{right 3}{down 10}/wtb{goto}spot7~{windowson}{panelon} 17: 583; {windowsoff}{paneloff}/wtc{home}{goto}spot1~{right 3}{down 10}/wtb{goto}spot7~{windowson}{panelon} 19: 3566080.97; {windowsoff}{paneloff}/wtc{home}{goto}spot1~{right 3}{down 10}/wtb{goto}spot7~{windowson}{panelon} 20: 0
23 | 584-UNDERGROUND LINES | PLT3667TOT | 0: 260294.65; 2: 255302.1462; 4: 4992.5038; 5: 0; {windowsoff}{paneloff}/wtc{home}{goto}spot1~{right 3}{down 10}/wtb{goto}spot7~{windowson}{panelon} 8: 0; {windowsoff}{paneloff}/wtc{home}{goto}spot1~{right 3}{down 10}/wtb{goto}spot7~{windowson}{panelon} 10: 0; {windowsoff}{paneloff}/wtc{home}{goto}spot1~{right 3}{down 10}/wtb{goto}spot7~{windowson}{panelon} 11: 0; {windowsoff}{paneloff}/wtc{home}{goto}spot1~{right 3}{down 10}/wtb{goto}spot7~{windowson}{panelon} 12: 0; {windowsoff}{paneloff}/wtc{home}{goto}spot1~{right 3}{down 10}/wtb{goto}spot7~{windowson}{panelon} 13: 0; {windowsoff}{paneloff}/wtc{home}{goto}spot1~{right 3}{down 10}/wtb{goto}spot7~{windowson}{panelon} 16: 260294.65; {windowsoff}{paneloff}/wtc{home}{goto}spot1~{right 3}{down 10}/wtb{goto}spot7~{windowson}{panelon} 17: 584; {windowsoff}{paneloff}/wtc{home}{goto}spot1~{right 3}{down 10}/wtb{goto}spot7~{windowson}{panelon} 19: 260294.65; {windowsoff}{paneloff}/wtc{home}{goto}spot1~{right 3}{down 10}/wtb{goto}spot7~{windowson}{panelon} 20: 0
24 | 585-STREET LIGHTING | PLT373TOT | 0: 22469.54; 2: 21917.7358; 4: 551.8042; 5: 0; {windowsoff}{paneloff}/wtc{home}{goto}spot1~{right 3}{down 10}/wtb{goto}spot7~{windowson}{panelon} 8: 0; {windowsoff}{paneloff}/wtc{home}{goto}spot1~{right 3}{down 10}/wtb{goto}spot7~{windowson}{panelon} 10: 0; {windowsoff}{paneloff}/wtc{home}{goto}spot1~{right 3}{down 10}/wtb{goto}spot7~{windowson}{panelon} 11: 0; {windowsoff}{paneloff}/wtc{home}{goto}spot1~{right 3}{down 10}/wtb{goto}spot7~{windowson}{panelon} 12: 0; {windowsoff}{paneloff}/wtc{home}{goto}spot1~{right 3}{down 10}/wtb{goto}spot7~{windowson}{panelon} 13: 0; {windowsoff}{paneloff}/wtc{home}{goto}spot1~{right 3}{down 10}/wtb{goto}spot7~{windowson}{panelon} 16: 22469.54; {windowsoff}{paneloff}/wtc{home}{goto}spot1~{right 3}{down 10}/wtb{goto}spot7~{windowson}{panelon} 17: 585; {windowsoff}{paneloff}/wtc{home}{goto}spot1~{right 3}{down 10}/wtb{goto}spot7~{windowson}{panelon} 19: 22469.54; {windowsoff}{paneloff}/wtc{home}{goto}spot1~{right 3}{down 10}/wtb{goto}spot7~{windowson}{panelon} 20: 0
25 | 586-METERS | PLT370TOT | 0: 7762013.23; 2: 7329418.9115; 4: 398102.7928; 5: 34491.5257; {windowsoff}{paneloff}/wtc{home}{goto}spot1~{right 3}{down 10}/wtb{goto}spot7~{windowson}{panelon} 8: 12.157; {windowsoff}{paneloff}/wtc{home}{goto}spot1~{right 3}{down 10}/wtb{goto}spot7~{windowson}{panelon} 10: 34479.3687; {windowsoff}{paneloff}/wtc{home}{goto}spot1~{right 3}{down 10}/wtb{goto}spot7~{windowson}{panelon} 11: 7322.9888; {windowsoff}{paneloff}/wtc{home}{goto}spot1~{right 3}{down 10}/wtb{goto}spot7~{windowson}{panelon} 12: 27156.3799; {windowsoff}{paneloff}/wtc{home}{goto}spot1~{right 3}{down 10}/wtb{goto}spot7~{windowson}{panelon} 13: 0; {windowsoff}{paneloff}/wtc{home}{goto}spot1~{right 3}{down 10}/wtb{goto}spot7~{windowson}{panelon} 16: 7762013.23; {windowsoff}{paneloff}/wtc{home}{goto}spot1~{right 3}{down 10}/wtb{goto}spot7~{windowson}{panelon} 17: 586; {windowsoff}{paneloff}/wtc{home}{goto}spot1~{right 3}{down 10}/wtb{goto}spot7~{windowson}{panelon} 19: 7762013.23; {windowsoff}{paneloff}/wtc{home}{goto}spot1~{right 3}{down 10}/wtb{goto}spot7~{windowson}{panelon} 20: 0
26 | 587-CUSTOMER INSTALLATIONS | PLT371TOT | 0: -74302.52; 2: -70814.3032; 4: -3488.2168; 5: 0; {windowsoff}{paneloff}/wtc{home}{goto}spot1~{right 3}{down 10}/wtb{goto}spot7~{windowson}{panelon} 8: 0; {windowsoff}{paneloff}/wtc{home}{goto}spot1~{right 3}{down 10}/wtb{goto}spot7~{windowson}{panelon} 10: 0; {windowsoff}{paneloff}/wtc{home}{goto}spot1~{right 3}{down 10}/wtb{goto}spot7~{windowson}{panelon} 11: 0; {windowsoff}{paneloff}/wtc{home}{goto}spot1~{right 3}{down 10}/wtb{goto}spot7~{windowson}{panelon} 12: 0; {windowsoff}{paneloff}/wtc{home}{goto}spot1~{right 3}{down 10}/wtb{goto}spot7~{windowson}{panelon} 13: 0; {windowsoff}{paneloff}/wtc{home}{goto}spot1~{right 3}{down 10}/wtb{goto}spot7~{windowson}{panelon} 16: -74302.52; {windowsoff}{paneloff}/wtc{home}{goto}spot1~{right 3}{down 10}/wtb{goto}spot7~{windowson}{panelon} 17: 587; {windowsoff}{paneloff}/wtc{home}{goto}spot1~{right 3}{down 10}/wtb{goto}spot7~{windowson}{panelon} 19: -74302.52; {windowsoff}{paneloff}/wtc{home}{goto}spot1~{right 3}{down 10}/wtb{goto}spot7~{windowson}{panelon} 20: 0
27 | 588-MISCELLANEOUS EXP | DISTPLT | 0: 5002069.47; 2: 4706180.4772; 4: 280245.2012; 5: 15643.7915; {windowsoff}{paneloff}/wtc{home}{goto}spot1~{right 3}{down 10}/wtb{goto}spot7~{windowson}{panelon} 8: 565.331; {windowsoff}{paneloff}/wtc{home}{goto}spot1~{right 3}{down 10}/wtb{goto}spot7~{windowson}{panelon} 10: 15078.4606; {windowsoff}{paneloff}/wtc{home}{goto}spot1~{right 3}{down 10}/wtb{goto}spot7~{windowson}{panelon} 11: 12957.5423; {windowsoff}{paneloff}/wtc{home}{goto}spot1~{right 3}{down 10}/wtb{goto}spot7~{windowson}{panelon} 12: 2120.9183; {windowsoff}{paneloff}/wtc{home}{goto}spot1~{right 3}{down 10}/wtb{goto}spot7~{windowson}{panelon} 13: 0; {windowsoff}{paneloff}/wtc{home}{goto}spot1~{right 3}{down 10}/wtb{goto}spot7~{windowson}{panelon} 16: 5002069.47; {windowsoff}{paneloff}/wtc{home}{goto}spot1~{right 3}{down 10}/wtb{goto}spot7~{windowson}{panelon} 17: 588; {windowsoff}{paneloff}/wtc{home}{goto}spot1~{right 3}{down 10}/wtb{goto}spot7~{windowson}{panelon} 19: 5002069.47; {windowsoff}{paneloff}/wtc{home}{goto}spot1~{right 3}{down 10}/wtb{goto}spot7~{windowson}{panelon} 20: 0
28 | 589-RENTS | DISTPLT | 0: 11380.16; 2: 10706.9858; 4: 637.5832; 5: 35.591; {windowsoff}{paneloff}/wtc{home}{goto}spot1~{right 3}{down 10}/wtb{goto}spot7~{windowson}{panelon} 8: 1.2862; {windowsoff}{paneloff}/wtc{home}{goto}spot1~{right 3}{down 10}/wtb{goto}spot7~{windowson}{panelon} 10: 34.3049; {windowsoff}{paneloff}/wtc{home}{goto}spot1~{right 3}{down 10}/wtb{goto}spot7~{windowson}{panelon} 11: 29.4796; {windowsoff}{paneloff}/wtc{home}{goto}spot1~{right 3}{down 10}/wtb{goto}spot7~{windowson}{panelon} 12: 4.8253; {windowsoff}{paneloff}/wtc{home}{goto}spot1~{right 3}{down 10}/wtb{goto}spot7~{windowson}{panelon} 13: 0; {windowsoff}{paneloff}/wtc{home}{goto}spot1~{right 3}{down 10}/wtb{goto}spot7~{windowson}{panelon} 16: 11380.16; {windowsoff}{paneloff}/wtc{home}{goto}spot1~{right 3}{down 10}/wtb{goto}spot7~{windowson}{panelon} 17: 589; {windowsoff}{paneloff}/wtc{home}{goto}spot1~{right 3}{down 10}/wtb{goto}spot7~{windowson}{panelon} 19: 11380.16; {windowsoff}{paneloff}/wtc{home}{goto}spot1~{right 3}{down 10}/wtb{goto}spot7~{windowson}{panelon} 20: 0
29 | TOTAL DISTR OPERATIONS |  | 0: 20836225.15; 2: 19547505.7044; 4: 1180592.4405; 5: 108127.005; {windowsoff}{paneloff}/wtc{home}{goto}spot1~{right 3}{down 10}/wtb{goto}spot7~{windowson}{panelon} 8: 2305.3334; {windowsoff}{paneloff}/wtc{home}{goto}spot1~{right 3}{down 10}/wtb{goto}spot7~{windowson}{panelon} 10: 105821.6716; {windowsoff}{paneloff}/wtc{home}{goto}spot1~{right 3}{down 10}/wtb{goto}spot7~{windowson}{panelon} 11: 75689.2175; {windowsoff}{paneloff}/wtc{home}{goto}spot1~{right 3}{down 10}/wtb{goto}spot7~{windowson}{panelon} 12: 30132.4541; {windowsoff}{paneloff}/wtc{home}{goto}spot1~{right 3}{down 10}/wtb{goto}spot7~{windowson}{panelon} 13: 0
30 | 590-SUPERV & ENGINEERING | DISTPLT | 0: 141390; 2: 133026.3127; 4: 7921.4951; 5: 442.1921; {windowsoff}{paneloff}/wtc{home}{goto}spot1~{right 3}{down 10}/wtb{goto}spot7~{windowson}{panelon} 8: 15.9798; {windowsoff}{paneloff}/wtc{home}{goto}spot1~{right 3}{down 10}/wtb{goto}spot7~{windowson}{panelon} 10: 426.2123; {windowsoff}{paneloff}/wtc{home}{goto}spot1~{right 3}{down 10}/wtb{goto}spot7~{windowson}{panelon} 11: 366.2618; {windowsoff}{paneloff}/wtc{home}{goto}spot1~{right 3}{down 10}/wtb{goto}spot7~{windowson}{panelon} 12: 59.9505; {windowsoff}{paneloff}/wtc{home}{goto}spot1~{right 3}{down 10}/wtb{goto}spot7~{windowson}{panelon} 13: 0; {windowsoff}{paneloff}/wtc{home}{goto}spot1~{right 3}{down 10}/wtb{goto}spot7~{windowson}{panelon} 16: 141390; {windowsoff}{paneloff}/wtc{home}{goto}spot1~{right 3}{down 10}/wtb{goto}spot7~{windowson}{panelon} 17: 590; {windowsoff}{paneloff}/wtc{home}{goto}spot1~{right 3}{down 10}/wtb{goto}spot7~{windowson}{panelon} 19: 141390; {windowsoff}{paneloff}/wtc{home}{goto}spot1~{right 3}{down 10}/wtb{goto}spot7~{windowson}{panelon} 20: 0
31 | 591-MAINT OF STRUCTURES | PLT3602TOT | 0: 0; 2: 0; 4: 0; 5: 0; {windowsoff}{paneloff}/wtc{home}{goto}spot1~{right 3}{down 10}/wtb{goto}spot7~{windowson}{panelon} 8: 0; {windowsoff}{paneloff}/wtc{home}{goto}spot1~{right 3}{down 10}/wtb{goto}spot7~{windowson}{panelon} 10: 0; {windowsoff}{paneloff}/wtc{home}{goto}spot1~{right 3}{down 10}/wtb{goto}spot7~{windowson}{panelon} 11: 0; {windowsoff}{paneloff}/wtc{home}{goto}spot1~{right 3}{down 10}/wtb{goto}spot7~{windowson}{panelon} 12: 0; {windowsoff}{paneloff}/wtc{home}{goto}spot1~{right 3}{down 10}/wtb{goto}spot7~{windowson}{panelon} 13: 0; {windowsoff}{paneloff}/wtc{home}{goto}spot1~{right 3}{down 10}/wtb{goto}spot7~{windowson}{panelon} 16: 0; {windowsoff}{paneloff}/wtc{home}{goto}spot1~{right 3}{down 10}/wtb{goto}spot7~{windowson}{panelon} 17: 591; {windowsoff}{paneloff}/wtc{home}{goto}spot1~{right 3}{down 10}/wtb{goto}spot7~{windowson}{panelon} 19: 0; {windowsoff}{paneloff}/wtc{home}{goto}spot1~{right 3}{down 10}/wtb{goto}spot7~{windowson}{panelon} 20: 0
32 | 592-MAINT OF STATION EQUIP | PLT3602TOT | 702682.52 |  | 649934.313 |  | 37004.2908 | 15743.9162 |  |  | 282.6075 |  | 15461.3087 | 15461.3087 | 0 | 0 |  |  | 702682.52 | 592 |  | 702682.52 | 0 | 2008 Wind Storm Reg Asset Amort Direct Assign to KY (Ike)
33 | 593-MAINT OF OH LINES | PLT3645TOT | 32306694.27 |  | 29856454.0225 |  | 2446002.8178 | 4237.4297 |  |  | 4237.4297 |  | 0 | 0 | 0 | 0 |  |  | 25936385.89 | 593 |  | 32306694.27 | 6370308.38 | 219551.64
34 | 594-MAINT OF UG LINES | PLT3667TOT | 485649.37 |  | 476334.5173 |  | 9314.8527 | 0 |  |  | 0 |  | 0 | 0 | 0 | 0 |  |  | 485649.37 | 594 |  | 485649.37 | 0 | 2009 Winter Storm Reg Asset Amort Direct Assign to KY (Ice storm)
35 | 595-MAINT OF LINE TRANSF | PLT368TOT | 196997.81 |  | 187043.6849 |  | 9594.1953 | 359.9298 |  |  | 2.1334 |  | 357.7964 | 111.6416 | 246.1548 | 0 |  |  | 196997.81 | 595 |  | 196997.81 | 0 | 5647284.24
36 | 596-MAINT OF ST LIGHTING | PLT373TOT | 0 |  | 0 |  | 0 | 0 |  |  | 0 |  | 0 | 0 | 0 | 0 |  |  | 0 | 596 |  | 0 | 0 | Mountain Storm Reg Asset Amort Direct Assign to VA
37 | 597-MAINT OF METERS | PLT370TOT | 0 |  | 0 |  | 0 | 0 |  |  | 0 |  | 0 | 0 | 0 | 0 |  |  | 0 | 597 |  | 0 | 0 | 503472.5
38 | 598-MISCELLANEOUS | DISTPLT | 0: 135083.85; 2: 127093.1924; 4: 7568.1877; 5: 422.4699; {windowsoff}{paneloff}/wtc{home}{goto}spot1~{right 3}{down 10}/wtb{goto}spot7~{windowson}{panelon} 8: 15.2671; {windowsoff}{paneloff}/wtc{home}{goto}spot1~{right 3}{down 10}/wtb{goto}spot7~{windowson}{panelon} 10: 407.2028; {windowsoff}{paneloff}/wtc{home}{goto}spot1~{right 3}{down 10}/wtb{goto}spot7~{windowson}{panelon} 11: 349.9261; {windowsoff}{paneloff}/wtc{home}{goto}spot1~{right 3}{down 10}/wtb{goto}spot7~{windowson}{panelon} 12: 57.2767; {windowsoff}{paneloff}/wtc{home}{goto}spot1~{right 3}{down 10}/wtb{goto}spot7~{windowson}{panelon} 13: 0; {windowsoff}{paneloff}/wtc{home}{goto}spot1~{right 3}{down 10}/wtb{goto}spot7~{windowson}{panelon} 16: 135083.85; {windowsoff}{paneloff}/wtc{home}{goto}spot1~{right 3}{down 10}/wtb{goto}spot7~{windowson}{panelon} 17: 598; {windowsoff}{paneloff}/wtc{home}{goto}spot1~{right 3}{down 10}/wtb{goto}spot7~{windowson}{panelon} 19: 135083.85; {windowsoff}{paneloff}/wtc{home}{goto}spot1~{right 3}{down 10}/wtb{goto}spot7~{windowson}{panelon} 20: 0
39 | TOTAL DISTR MAINTENANCE |  | 0: 33968497.82; 2: 31429886.0428; 4: 2517405.8396; 5: 21205.9376; {windowsoff}{paneloff}/wtc{home}{goto}spot1~{right 3}{down 10}/wtb{goto}spot7~{windowson}{panelon} 8: 4553.4174; {windowsoff}{paneloff}/wtc{home}{goto}spot1~{right 3}{down 10}/wtb{goto}spot7~{windowson}{panelon} 10: 16652.5202; {windowsoff}{paneloff}/wtc{home}{goto}spot1~{right 3}{down 10}/wtb{goto}spot7~{windowson}{panelon} 11: 16289.1381; {windowsoff}{paneloff}/wtc{home}{goto}spot1~{right 3}{down 10}/wtb{goto}spot7~{windowson}{panelon} 12: 363.382; {windowsoff}{paneloff}/wtc{home}{goto}spot1~{right 3}{down 10}/wtb{goto}spot7~{windowson}{panelon} 13: 0
40 | TOTAL DISTRIBUTION EXPENSES |  | 0: 54804722.97; 2: 50977391.7473; 4: 3697998.2801; 5: 129332.9426; {windowsoff}{paneloff}/wtc{home}{goto}spot1~{right 3}{down 10}/wtb{goto}spot7~{windowson}{panelon} 8: 6858.7509; {windowsoff}{paneloff}/wtc{home}{goto}spot1~{right 3}{down 10}/wtb{goto}spot7~{windowson}{panelon} 10: 122474.1918; {windowsoff}{paneloff}/wtc{home}{goto}spot1~{right 3}{down 10}/wtb{goto}spot7~{windowson}{panelon} 11: 91978.3556; {windowsoff}{paneloff}/wtc{home}{goto}spot1~{right 3}{down 10}/wtb{goto}spot7~{windowson}{panelon} 12: 30495.8361; {windowsoff}{paneloff}/wtc{home}{goto}spot1~{right 3}{down 10}/wtb{goto}spot7~{windowson}{panelon} 13: 0
OPERATION & MAINT EXP CON'T
CUSTOMER ACCOUNTING EXPENSES
1 | 901-SUPERVISION | LABCA | 0: 2728448.94; 2: 2581407.5248; 4: 143646.3827; 5: 3395.0326; {windowsoff}{paneloff}/wtc{home}{goto}spot1~{right 3}{down 10}/wtb{goto}spot7~{windowson}{panelon} 8: 25.554; {windowsoff}{paneloff}/wtc{home}{goto}spot1~{right 3}{down 10}/wtb{goto}spot7~{windowson}{panelon} 10: 3369.4785; {windowsoff}{paneloff}/wtc{home}{goto}spot1~{right 3}{down 10}/wtb{goto}spot7~{windowson}{panelon} 11: 1803.3829; {windowsoff}{paneloff}/wtc{home}{goto}spot1~{right 3}{down 10}/wtb{goto}spot7~{windowson}{panelon} 12: 1566.0957; {windowsoff}{paneloff}/wtc{home}{goto}spot1~{right 3}{down 10}/wtb{goto}spot7~{windowson}{panelon} 13: 0; {windowsoff}{paneloff}/wtc{home}{goto}spot1~{right 3}{down 10}/wtb{goto}spot7~{windowson}{panelon} 16: 2728448.94; {windowsoff}{paneloff}/wtc{home}{goto}spot1~{right 3}{down 10}/wtb{goto}spot7~{windowson}{panelon} 17: 901; {windowsoff}{paneloff}/wtc{home}{goto}spot1~{right 3}{down 10}/wtb{goto}spot7~{windowson}{panelon} 19: 2728448.94; {windowsoff}{paneloff}/wtc{home}{goto}spot1~{right 3}{down 10}/wtb{goto}spot7~{windowson}{panelon} 20: 0
2 | 902-METER READING | CUST902 | 0: 4920048.4; 2: 4654897.4312; 4: 259028.9101; 5: 6122.0587; {windowsoff}{paneloff}/wtc{home}{goto}spot1~{right 3}{down 10}/wtb{goto}spot7~{windowson}{panelon} 8: 46.08; {windowsoff}{paneloff}/wtc{home}{goto}spot1~{right 3}{down 10}/wtb{goto}spot7~{windowson}{panelon} 10: 6075.9787; {windowsoff}{paneloff}/wtc{home}{goto}spot1~{right 3}{down 10}/wtb{goto}spot7~{windowson}{panelon} 11: 3251.9322; {windowsoff}{paneloff}/wtc{home}{goto}spot1~{right 3}{down 10}/wtb{goto}spot7~{windowson}{panelon} 12: 2824.0464; {windowsoff}{paneloff}/wtc{home}{goto}spot1~{right 3}{down 10}/wtb{goto}spot7~{windowson}{panelon} 13: 0; {windowsoff}{paneloff}/wtc{home}{goto}spot1~{right 3}{down 10}/wtb{goto}spot7~{windowson}{panelon} 16: 4920048.4; {windowsoff}{paneloff}/wtc{home}{goto}spot1~{right 3}{down 10}/wtb{goto}spot7~{windowson}{panelon} 17: 902; {windowsoff}{paneloff}/wtc{home}{goto}spot1~{right 3}{down 10}/wtb{goto}spot7~{windowson}{panelon} 19: 4920048.4; {windowsoff}{paneloff}/wtc{home}{goto}spot1~{right 3}{down 10}/wtb{goto}spot7~{windowson}{panelon} 20: 0
3 | 903-CUSTOMER RECORDS | CUST903 | 0: 14319514.81; 2: 13547808.3317; 4: 753888.5825; 5: 17817.8958; {windowsoff}{paneloff}/wtc{home}{goto}spot1~{right 3}{down 10}/wtb{goto}spot7~{windowson}{panelon} 8: 134.1132; {windowsoff}{paneloff}/wtc{home}{goto}spot1~{right 3}{down 10}/wtb{goto}spot7~{windowson}{panelon} 10: 17683.7826; {windowsoff}{paneloff}/wtc{home}{goto}spot1~{right 3}{down 10}/wtb{goto}spot7~{windowson}{panelon} 11: 9464.5597; {windowsoff}{paneloff}/wtc{home}{goto}spot1~{right 3}{down 10}/wtb{goto}spot7~{windowson}{panelon} 12: 8219.2229; {windowsoff}{paneloff}/wtc{home}{goto}spot1~{right 3}{down 10}/wtb{goto}spot7~{windowson}{panelon} 13: 0; {windowsoff}{paneloff}/wtc{home}{goto}spot1~{right 3}{down 10}/wtb{goto}spot7~{windowson}{panelon} 16: 14319514.81; {windowsoff}{paneloff}/wtc{home}{goto}spot1~{right 3}{down 10}/wtb{goto}spot7~{windowson}{panelon} 17: 903; {windowsoff}{paneloff}/wtc{home}{goto}spot1~{right 3}{down 10}/wtb{goto}spot7~{windowson}{panelon} 19: 14319514.81; {windowsoff}{paneloff}/wtc{home}{goto}spot1~{right 3}{down 10}/wtb{goto}spot7~{windowson}{panelon} 20: 0
4 | 904-UNCOLLECTIBLE ACCOUNTS | CUST904 | 0: 5413178.05; 2: 5121451.3662; 4: 284991.0197; 5: 6735.6641; {windowsoff}{paneloff}/wtc{home}{goto}spot1~{right 3}{down 10}/wtb{goto}spot7~{windowson}{panelon} 8: 50.6985; {windowsoff}{paneloff}/wtc{home}{goto}spot1~{right 3}{down 10}/wtb{goto}spot7~{windowson}{panelon} 10: 6684.9656; {windowsoff}{paneloff}/wtc{home}{goto}spot1~{right 3}{down 10}/wtb{goto}spot7~{windowson}{panelon} 11: 3577.8689; {windowsoff}{paneloff}/wtc{home}{goto}spot1~{right 3}{down 10}/wtb{goto}spot7~{windowson}{panelon} 12: 3107.0967; {windowsoff}{paneloff}/wtc{home}{goto}spot1~{right 3}{down 10}/wtb{goto}spot7~{windowson}{panelon} 13: 0; {windowsoff}{paneloff}/wtc{home}{goto}spot1~{right 3}{down 10}/wtb{goto}spot7~{windowson}{panelon} 16: 5413178.05; {windowsoff}{paneloff}/wtc{home}{goto}spot1~{right 3}{down 10}/wtb{goto}spot7~{windowson}{panelon} 17: 904; {windowsoff}{paneloff}/wtc{home}{goto}spot1~{right 3}{down 10}/wtb{goto}spot7~{windowson}{panelon} 19: 5413178.05; {windowsoff}{paneloff}/wtc{home}{goto}spot1~{right 3}{down 10}/wtb{goto}spot7~{windowson}{panelon} 20: 0
5 | 905-MISCELLANEOUS | EXP9024CA | 0: 750344.74; 2: 709907.2039; 4: 39503.8757; 5: 933.6604; {windowsoff}{paneloff}/wtc{home}{goto}spot1~{right 3}{down 10}/wtb{goto}spot7~{windowson}{panelon} 8: 7.0276; {windowsoff}{paneloff}/wtc{home}{goto}spot1~{right 3}{down 10}/wtb{goto}spot7~{windowson}{panelon} 10: 926.6329; {windowsoff}{paneloff}/wtc{home}{goto}spot1~{right 3}{down 10}/wtb{goto}spot7~{windowson}{panelon} 11: 495.9444; {windowsoff}{paneloff}/wtc{home}{goto}spot1~{right 3}{down 10}/wtb{goto}spot7~{windowson}{panelon} 12: 430.6885; {windowsoff}{paneloff}/wtc{home}{goto}spot1~{right 3}{down 10}/wtb{goto}spot7~{windowson}{panelon} 13: 0; {windowsoff}{paneloff}/wtc{home}{goto}spot1~{right 3}{down 10}/wtb{goto}spot7~{windowson}{panelon} 16: 750344.74; {windowsoff}{paneloff}/wtc{home}{goto}spot1~{right 3}{down 10}/wtb{goto}spot7~{windowson}{panelon} 17: 905; {windowsoff}{paneloff}/wtc{home}{goto}spot1~{right 3}{down 10}/wtb{goto}spot7~{windowson}{panelon} 19: 750344.74; {windowsoff}{paneloff}/wtc{home}{goto}spot1~{right 3}{down 10}/wtb{goto}spot7~{windowson}{panelon} 20: 0
6 | TOTAL CUSTOMER ACCOUNTS |  | 0: 28131534.94; 2: 26615471.8578; 4: 1481058.7706; 5: 35004.3116; {windowsoff}{paneloff}/wtc{home}{goto}spot1~{right 3}{down 10}/wtb{goto}spot7~{windowson}{panelon} 8: 263.4733; {windowsoff}{paneloff}/wtc{home}{goto}spot1~{right 3}{down 10}/wtb{goto}spot7~{windowson}{panelon} 10: 34740.8383; {windowsoff}{paneloff}/wtc{home}{goto}spot1~{right 3}{down 10}/wtb{goto}spot7~{windowson}{panelon} 11: 18593.6881; {windowsoff}{paneloff}/wtc{home}{goto}spot1~{right 3}{down 10}/wtb{goto}spot7~{windowson}{panelon} 12: 16147.1502; {windowsoff}{paneloff}/wtc{home}{goto}spot1~{right 3}{down 10}/wtb{goto}spot7~{windowson}{panelon} 13: 0
CUSTOMER SERVICES
7 | 907-SUPERVISION | LABSA | 0: 205691.01; 2: 205546.2312; 4: 144.759; 5: 0.019858; {windowsoff}{paneloff}/wtc{home}{goto}spot1~{right 3}{down 10}/wtb{goto}spot7~{windowson}{panelon} 8: 0.019858; {windowsoff}{paneloff}/wtc{home}{goto}spot1~{right 3}{down 10}/wtb{goto}spot7~{windowson}{panelon} 10: 0; {windowsoff}{paneloff}/wtc{home}{goto}spot1~{right 3}{down 10}/wtb{goto}spot7~{windowson}{panelon} 11: 0; {windowsoff}{paneloff}/wtc{home}{goto}spot1~{right 3}{down 10}/wtb{goto}spot7~{windowson}{panelon} 12: 0; {windowsoff}{paneloff}/wtc{home}{goto}spot1~{right 3}{down 10}/wtb{goto}spot7~{windowson}{panelon} 13: 0; {windowsoff}{paneloff}/wtc{home}{goto}spot1~{right 3}{down 10}/wtb{goto}spot7~{windowson}{panelon} 16: 205691.01; {windowsoff}{paneloff}/wtc{home}{goto}spot1~{right 3}{down 10}/wtb{goto}spot7~{windowson}{panelon} 17: 907; {windowsoff}{paneloff}/wtc{home}{goto}spot1~{right 3}{down 10}/wtb{goto}spot7~{windowson}{panelon} 19: 205691.01; {windowsoff}{paneloff}/wtc{home}{goto}spot1~{right 3}{down 10}/wtb{goto}spot7~{windowson}{panelon} 20: 0
8 | 908-CUSTOMER ASSISTANCE | CUST908 | 0: 13664342.49; 2: 13664342.49; 4: 0; 5: 0; {windowsoff}{paneloff}/wtc{home}{goto}spot1~{right 3}{down 10}/wtb{goto}spot7~{windowson}{panelon} 8: 0; {windowsoff}{paneloff}/wtc{home}{goto}spot1~{right 3}{down 10}/wtb{goto}spot7~{windowson}{panelon} 10: 0; {windowsoff}{paneloff}/wtc{home}{goto}spot1~{right 3}{down 10}/wtb{goto}spot7~{windowson}{panelon} 11: 0; {windowsoff}{paneloff}/wtc{home}{goto}spot1~{right 3}{down 10}/wtb{goto}spot7~{windowson}{panelon} 12: 0; {windowsoff}{paneloff}/wtc{home}{goto}spot1~{right 3}{down 10}/wtb{goto}spot7~{windowson}{panelon} 13: 0; {windowsoff}{paneloff}/wtc{home}{goto}spot1~{right 3}{down 10}/wtb{goto}spot7~{windowson}{panelon} 16: 13664342.49; {windowsoff}{paneloff}/wtc{home}{goto}spot1~{right 3}{down 10}/wtb{goto}spot7~{windowson}{panelon} 17: 908; {windowsoff}{paneloff}/wtc{home}{goto}spot1~{right 3}{down 10}/wtb{goto}spot7~{windowson}{panelon} 19: 13664342.49; {windowsoff}{paneloff}/wtc{home}{goto}spot1~{right 3}{down 10}/wtb{goto}spot7~{windowson}{panelon} 20: 0
9 | 909-INFORMATION & INSTRUCT | CUST909 | 0: 157093.06; 2: 148605.201; 4: 8486.6948; 5: 1.1642; {windowsoff}{paneloff}/wtc{home}{goto}spot1~{right 3}{down 10}/wtb{goto}spot7~{windowson}{panelon} 8: 1.1642; {windowsoff}{paneloff}/wtc{home}{goto}spot1~{right 3}{down 10}/wtb{goto}spot7~{windowson}{panelon} 10: 0; {windowsoff}{paneloff}/wtc{home}{goto}spot1~{right 3}{down 10}/wtb{goto}spot7~{windowson}{panelon} 11: 0; {windowsoff}{paneloff}/wtc{home}{goto}spot1~{right 3}{down 10}/wtb{goto}spot7~{windowson}{panelon} 12: 0; {windowsoff}{paneloff}/wtc{home}{goto}spot1~{right 3}{down 10}/wtb{goto}spot7~{windowson}{panelon} 13: 0; {windowsoff}{paneloff}/wtc{home}{goto}spot1~{right 3}{down 10}/wtb{goto}spot7~{windowson}{panelon} 16: 157093.06; {windowsoff}{paneloff}/wtc{home}{goto}spot1~{right 3}{down 10}/wtb{goto}spot7~{windowson}{panelon} 17: 909; {windowsoff}{paneloff}/wtc{home}{goto}spot1~{right 3}{down 10}/wtb{goto}spot7~{windowson}{panelon} 19: 157093.06; {windowsoff}{paneloff}/wtc{home}{goto}spot1~{right 3}{down 10}/wtb{goto}spot7~{windowson}{panelon} 20: 0
10 | 910-MISCELLANEOUS | EXP9089CS | 0: 417606.14; 2: 417349.6846; 4: 256.4202; 5: 0.035175; {windowsoff}{paneloff}/wtc{home}{goto}spot1~{right 3}{down 10}/wtb{goto}spot7~{windowson}{panelon} 8: 0.035175; {windowsoff}{paneloff}/wtc{home}{goto}spot1~{right 3}{down 10}/wtb{goto}spot7~{windowson}{panelon} 10: 0; {windowsoff}{paneloff}/wtc{home}{goto}spot1~{right 3}{down 10}/wtb{goto}spot7~{windowson}{panelon} 11: 0; {windowsoff}{paneloff}/wtc{home}{goto}spot1~{right 3}{down 10}/wtb{goto}spot7~{windowson}{panelon} 12: 0; {windowsoff}{paneloff}/wtc{home}{goto}spot1~{right 3}{down 10}/wtb{goto}spot7~{windowson}{panelon} 13: 0; {windowsoff}{paneloff}/wtc{home}{goto}spot1~{right 3}{down 10}/wtb{goto}spot7~{windowson}{panelon} 16: 417606.14; {windowsoff}{paneloff}/wtc{home}{goto}spot1~{right 3}{down 10}/wtb{goto}spot7~{windowson}{panelon} 17: 910; {windowsoff}{paneloff}/wtc{home}{goto}spot1~{right 3}{down 10}/wtb{goto}spot7~{windowson}{panelon} 19: 417606.14; {windowsoff}{paneloff}/wtc{home}{goto}spot1~{right 3}{down 10}/wtb{goto}spot7~{windowson}{panelon} 20: 0
11 | TOTAL CUSTOMER SERVICE |  | 0: 14444732.7; 2: 14435843.6068; 4: 8887.874; 5: 1.2192; {windowsoff}{paneloff}/wtc{home}{goto}spot1~{right 3}{down 10}/wtb{goto}spot7~{windowson}{panelon} 8: 1.2192; {windowsoff}{paneloff}/wtc{home}{goto}spot1~{right 3}{down 10}/wtb{goto}spot7~{windowson}{panelon} 10: 0; {windowsoff}{paneloff}/wtc{home}{goto}spot1~{right 3}{down 10}/wtb{goto}spot7~{windowson}{panelon} 11: 0; {windowsoff}{paneloff}/wtc{home}{goto}spot1~{right 3}{down 10}/wtb{goto}spot7~{windowson}{panelon} 12: 0; {windowsoff}{paneloff}/wtc{home}{goto}spot1~{right 3}{down 10}/wtb{goto}spot7~{windowson}{panelon} 13: 0
SALES EXPENSE
12 | 911-SUPERVISION | LABSA | 0: 0; 2: 0; 4: 0; 5: 0; {windowsoff}{paneloff}/wtc{home}{goto}spot1~{right 3}{down 10}/wtb{goto}spot7~{windowson}{panelon} 8: 0; {windowsoff}{paneloff}/wtc{home}{goto}spot1~{right 3}{down 10}/wtb{goto}spot7~{windowson}{panelon} 10: 0; {windowsoff}{paneloff}/wtc{home}{goto}spot1~{right 3}{down 10}/wtb{goto}spot7~{windowson}{panelon} 11: 0; {windowsoff}{paneloff}/wtc{home}{goto}spot1~{right 3}{down 10}/wtb{goto}spot7~{windowson}{panelon} 12: 0; {windowsoff}{paneloff}/wtc{home}{goto}spot1~{right 3}{down 10}/wtb{goto}spot7~{windowson}{panelon} 13: 0; {windowsoff}{paneloff}/wtc{home}{goto}spot1~{right 3}{down 10}/wtb{goto}spot7~{windowson}{panelon} 16: 0; {windowsoff}{paneloff}/wtc{home}{goto}spot1~{right 3}{down 10}/wtb{goto}spot7~{windowson}{panelon} 17: 911; {windowsoff}{paneloff}/wtc{home}{goto}spot1~{right 3}{down 10}/wtb{goto}spot7~{windowson}{panelon} 19: 0; {windowsoff}{paneloff}/wtc{home}{goto}spot1~{right 3}{down 10}/wtb{goto}spot7~{windowson}{panelon} 20: 0
13 | 912-DEMONSTRATING & SELLING | CUST912 | 0: 0; 2: 0; 4: 0; 5: 0; {windowsoff}{paneloff}/wtc{home}{goto}spot1~{right 3}{down 10}/wtb{goto}spot7~{windowson}{panelon} 8: 0; {windowsoff}{paneloff}/wtc{home}{goto}spot1~{right 3}{down 10}/wtb{goto}spot7~{windowson}{panelon} 10: 0; {windowsoff}{paneloff}/wtc{home}{goto}spot1~{right 3}{down 10}/wtb{goto}spot7~{windowson}{panelon} 11: 0; {windowsoff}{paneloff}/wtc{home}{goto}spot1~{right 3}{down 10}/wtb{goto}spot7~{windowson}{panelon} 12: 0; {windowsoff}{paneloff}/wtc{home}{goto}spot1~{right 3}{down 10}/wtb{goto}spot7~{windowson}{panelon} 13: 0; {windowsoff}{paneloff}/wtc{home}{goto}spot1~{right 3}{down 10}/wtb{goto}spot7~{windowson}{panelon} 16: 0; {windowsoff}{paneloff}/wtc{home}{goto}spot1~{right 3}{down 10}/wtb{goto}spot7~{windowson}{panelon} 17: 912; {windowsoff}{paneloff}/wtc{home}{goto}spot1~{right 3}{down 10}/wtb{goto}spot7~{windowson}{panelon} 19: 0; {windowsoff}{paneloff}/wtc{home}{goto}spot1~{right 3}{down 10}/wtb{goto}spot7~{windowson}{panelon} 20: 0
14 | 913-ADVERTISING | CUST913 | 0: 23966.44; 2: 22671.5148; 4: 1294.7476; 5: 0.17761; {windowsoff}{paneloff}/wtc{home}{goto}spot1~{right 3}{down 10}/wtb{goto}spot7~{windowson}{panelon} 8: 0.17761; {windowsoff}{paneloff}/wtc{home}{goto}spot1~{right 3}{down 10}/wtb{goto}spot7~{windowson}{panelon} 10: 0; {windowsoff}{paneloff}/wtc{home}{goto}spot1~{right 3}{down 10}/wtb{goto}spot7~{windowson}{panelon} 11: 0; {windowsoff}{paneloff}/wtc{home}{goto}spot1~{right 3}{down 10}/wtb{goto}spot7~{windowson}{panelon} 12: 0; {windowsoff}{paneloff}/wtc{home}{goto}spot1~{right 3}{down 10}/wtb{goto}spot7~{windowson}{panelon} 13: 0; {windowsoff}{paneloff}/wtc{home}{goto}spot1~{right 3}{down 10}/wtb{goto}spot7~{windowson}{panelon} 16: 23966.44; {windowsoff}{paneloff}/wtc{home}{goto}spot1~{right 3}{down 10}/wtb{goto}spot7~{windowson}{panelon} 17: 913; {windowsoff}{paneloff}/wtc{home}{goto}spot1~{right 3}{down 10}/wtb{goto}spot7~{windowson}{panelon} 19: 23966.44; {windowsoff}{paneloff}/wtc{home}{goto}spot1~{right 3}{down 10}/wtb{goto}spot7~{windowson}{panelon} 20: 0
15 | 916-MISCELLANEOUS | EXP9123SA | 0: 0; 2: 0; 4: 0; 5: 0; {windowsoff}{paneloff}/wtc{home}{goto}spot1~{right 3}{down 10}/wtb{goto}spot7~{windowson}{panelon} 8: 0; {windowsoff}{paneloff}/wtc{home}{goto}spot1~{right 3}{down 10}/wtb{goto}spot7~{windowson}{panelon} 10: 0; {windowsoff}{paneloff}/wtc{home}{goto}spot1~{right 3}{down 10}/wtb{goto}spot7~{windowson}{panelon} 11: 0; {windowsoff}{paneloff}/wtc{home}{goto}spot1~{right 3}{down 10}/wtb{goto}spot7~{windowson}{panelon} 12: 0; {windowsoff}{paneloff}/wtc{home}{goto}spot1~{right 3}{down 10}/wtb{goto}spot7~{windowson}{panelon} 13: 0; {windowsoff}{paneloff}/wtc{home}{goto}spot1~{right 3}{down 10}/wtb{goto}spot7~{windowson}{panelon} 16: 0; {windowsoff}{paneloff}/wtc{home}{goto}spot1~{right 3}{down 10}/wtb{goto}spot7~{windowson}{panelon} 17: 916; {windowsoff}{paneloff}/wtc{home}{goto}spot1~{right 3}{down 10}/wtb{goto}spot7~{windowson}{panelon} 19: 0; {windowsoff}{paneloff}/wtc{home}{goto}spot1~{right 3}{down 10}/wtb{goto}spot7~{windowson}{panelon} 20: 0
16 | TOTAL SALES EXPENSE |  | 0: 23966.44; 2: 22671.5148; 4: 1294.7476; 5: 0.17761; {windowsoff}{paneloff}/wtc{home}{goto}spot1~{right 3}{down 10}/wtb{goto}spot7~{windowson}{panelon} 8: 0.17761; {windowsoff}{paneloff}/wtc{home}{goto}spot1~{right 3}{down 10}/wtb{goto}spot7~{windowson}{panelon} 10: 0; {windowsoff}{paneloff}/wtc{home}{goto}spot1~{right 3}{down 10}/wtb{goto}spot7~{windowson}{panelon} 11: 0; {windowsoff}{paneloff}/wtc{home}{goto}spot1~{right 3}{down 10}/wtb{goto}spot7~{windowson}{panelon} 12: 0; {windowsoff}{paneloff}/wtc{home}{goto}spot1~{right 3}{down 10}/wtb{goto}spot7~{windowson}{panelon} 13: 0
ADMINISTRATIVE & GENERAL
PLANT COMPONENT
17 | 924-PROPERTY INSURANCE | PLANT | 0: 4275705.38; 2: 3722835.5002; 4: 253951.3405; 5: 298918.5393; {windowsoff}{paneloff}/wtc{home}{goto}spot1~{right 3}{down 10}/wtb{goto}spot7~{windowson}{panelon} 8: 134.8219; {windowsoff}{paneloff}/wtc{home}{goto}spot1~{right 3}{down 10}/wtb{goto}spot7~{windowson}{panelon} 10: 298783.7174; {windowsoff}{paneloff}/wtc{home}{goto}spot1~{right 3}{down 10}/wtb{goto}spot7~{windowson}{panelon} 11: 94867.1734; {windowsoff}{paneloff}/wtc{home}{goto}spot1~{right 3}{down 10}/wtb{goto}spot7~{windowson}{panelon} 12: 203916.544; {windowsoff}{paneloff}/wtc{home}{goto}spot1~{right 3}{down 10}/wtb{goto}spot7~{windowson}{panelon} 13: 5.8274e-15; {windowsoff}{paneloff}/wtc{home}{goto}spot1~{right 3}{down 10}/wtb{goto}spot7~{windowson}{panelon} 16: 4275705.38; {windowsoff}{paneloff}/wtc{home}{goto}spot1~{right 3}{down 10}/wtb{goto}spot7~{windowson}{panelon} 17: 924; {windowsoff}{paneloff}/wtc{home}{goto}spot1~{right 3}{down 10}/wtb{goto}spot7~{windowson}{panelon} 19: 4275705.38; {windowsoff}{paneloff}/wtc{home}{goto}spot1~{right 3}{down 10}/wtb{goto}spot7~{windowson}{panelon} 20: 0
18 | TOTAL NET PLT COMPONENT |  | 0: 4275705.38; 2: 3722835.5002; 4: 253951.3405; 5: 298918.5393; {windowsoff}{paneloff}/wtc{home}{goto}spot1~{right 3}{down 10}/wtb{goto}spot7~{windowson}{panelon} 8: 134.8219; {windowsoff}{paneloff}/wtc{home}{goto}spot1~{right 3}{down 10}/wtb{goto}spot7~{windowson}{panelon} 10: 298783.7174; {windowsoff}{paneloff}/wtc{home}{goto}spot1~{right 3}{down 10}/wtb{goto}spot7~{windowson}{panelon} 11: 94867.1734; {windowsoff}{paneloff}/wtc{home}{goto}spot1~{right 3}{down 10}/wtb{goto}spot7~{windowson}{panelon} 12: 203916.544; {windowsoff}{paneloff}/wtc{home}{goto}spot1~{right 3}{down 10}/wtb{goto}spot7~{windowson}{panelon} 13: 5.8274e-15
LABOR COMPONENT
19 | 920-ADMIN & GENERAL EXP | LABOR | 0: 21838736.06; 2: 19422909.4389; 4: 1196609.5578; 5: 1219217.0633; {windowsoff}{paneloff}/wtc{home}{goto}spot1~{right 3}{down 10}/wtb{goto}spot7~{windowson}{panelon} 8: 670.4193; {windowsoff}{paneloff}/wtc{home}{goto}spot1~{right 3}{down 10}/wtb{goto}spot7~{windowson}{panelon} 10: 1218546.644; {windowsoff}{paneloff}/wtc{home}{goto}spot1~{right 3}{down 10}/wtb{goto}spot7~{windowson}{panelon} 11: 395860.1866; {windowsoff}{paneloff}/wtc{home}{goto}spot1~{right 3}{down 10}/wtb{goto}spot7~{windowson}{panelon} 12: 822686.4574; {windowsoff}{paneloff}/wtc{home}{goto}spot1~{right 3}{down 10}/wtb{goto}spot7~{windowson}{panelon} 13: 1.3666e-12; {windowsoff}{paneloff}/wtc{home}{goto}spot1~{right 3}{down 10}/wtb{goto}spot7~{windowson}{panelon} 16: 21838736.06; {windowsoff}{paneloff}/wtc{home}{goto}spot1~{right 3}{down 10}/wtb{goto}spot7~{windowson}{panelon} 17: 920; {windowsoff}{paneloff}/wtc{home}{goto}spot1~{right 3}{down 10}/wtb{goto}spot7~{windowson}{panelon} 19: 21838736.06; {windowsoff}{paneloff}/wtc{home}{goto}spot1~{right 3}{down 10}/wtb{goto}spot7~{windowson}{panelon} 20: 0
20 | 921-OFFICE SUPPLIES & EXP | LABOR | 0: 7450944.43; 2: 6626712.2099; 4: 408259.4934; 5: 415972.7267; {windowsoff}{paneloff}/wtc{home}{goto}spot1~{right 3}{down 10}/wtb{goto}spot7~{windowson}{panelon} 8: 228.7338; {windowsoff}{paneloff}/wtc{home}{goto}spot1~{right 3}{down 10}/wtb{goto}spot7~{windowson}{panelon} 10: 415743.9929; {windowsoff}{paneloff}/wtc{home}{goto}spot1~{right 3}{down 10}/wtb{goto}spot7~{windowson}{panelon} 11: 135059.6593; {windowsoff}{paneloff}/wtc{home}{goto}spot1~{right 3}{down 10}/wtb{goto}spot7~{windowson}{panelon} 12: 280684.3336; {windowsoff}{paneloff}/wtc{home}{goto}spot1~{right 3}{down 10}/wtb{goto}spot7~{windowson}{panelon} 13: 4.6627e-13; {windowsoff}{paneloff}/wtc{home}{goto}spot1~{right 3}{down 10}/wtb{goto}spot7~{windowson}{panelon} 16: 7450944.43; {windowsoff}{paneloff}/wtc{home}{goto}spot1~{right 3}{down 10}/wtb{goto}spot7~{windowson}{panelon} 17: 921; {windowsoff}{paneloff}/wtc{home}{goto}spot1~{right 3}{down 10}/wtb{goto}spot7~{windowson}{panelon} 19: 7450944.43; {windowsoff}{paneloff}/wtc{home}{goto}spot1~{right 3}{down 10}/wtb{goto}spot7~{windowson}{panelon} 20: 0
21 | 922-ADMIN EXP TRANSF-CRED | LABOR | 0: -2900745.46; 2: -2579861.5918; 4: -158940.5052; 5: -161943.363; {windowsoff}{paneloff}/wtc{home}{goto}spot1~{right 3}{down 10}/wtb{goto}spot7~{windowson}{panelon} 8: -89.0489; {windowsoff}{paneloff}/wtc{home}{goto}spot1~{right 3}{down 10}/wtb{goto}spot7~{windowson}{panelon} 10: -161854.3141; {windowsoff}{paneloff}/wtc{home}{goto}spot1~{right 3}{down 10}/wtb{goto}spot7~{windowson}{panelon} 11: -52580.4074; {windowsoff}{paneloff}/wtc{home}{goto}spot1~{right 3}{down 10}/wtb{goto}spot7~{windowson}{panelon} 12: -109273.9067; {windowsoff}{paneloff}/wtc{home}{goto}spot1~{right 3}{down 10}/wtb{goto}spot7~{windowson}{panelon} 13: -1.8152e-13; {windowsoff}{paneloff}/wtc{home}{goto}spot1~{right 3}{down 10}/wtb{goto}spot7~{windowson}{panelon} 16: -2900745.46; {windowsoff}{paneloff}/wtc{home}{goto}spot1~{right 3}{down 10}/wtb{goto}spot7~{windowson}{panelon} 17: 922; {windowsoff}{paneloff}/wtc{home}{goto}spot1~{right 3}{down 10}/wtb{goto}spot7~{windowson}{panelon} 19: -2900745.46; {windowsoff}{paneloff}/wtc{home}{goto}spot1~{right 3}{down 10}/wtb{goto}spot7~{windowson}{panelon} 20: 0
22 | 923-OUTSIDE SERVICES | LABOR | 8857899.94 |  | 7878028.6497 |  | 485350.7868 | 494520.5035 |  |  | 271.9254 |  | 494248.5781 | 160562.8601 | 333685.718 | 5.5431e-13 |  |  | 8857899.94 | 923 |  | 8857899.94 | 0 | NOTE: 926101 and 926112 allocate to KY,VA,TN only. FERC portion already allocated and reclassified as reg asset
23 | 925-INJURIES & DAMAGES | LABOR | 3560504.2 |  | 3166637.0455 |  | 195090.6566 | 198776.498 |  |  | 109.3026 |  | 198667.1954 | 64539.5344 | 134127.661 | 2.2281e-13 |  |  | 3560504.2 | 925 |  | 3560504.2 | 0 | Total 926101,926117,926911,926917 | KY | VA | TN | FERC | Total
24 | 926-PENSIONS & BENEFITS | LABOR | 39264089.25 |  | 35853084.1621 |  | 2208842.2602 | 1202162.8276 |  |  | 1237.5386 |  | 1200925.2891 | 390135.668 | 810789.621 | 1.3469e-12 |  |  | 21522926.96 | 926 |  | 39264089.25 | 17741162.29 | 17741162.29 | 16711048.6498 | 1029536.826 | 576.8142 | 0 | 17741162.29
25 | 926-PENSIONS & BENES-DIR KY | LABPTDKY | 0: 0; 2: 0; 4: 0; 5: 0; {windowsoff}{paneloff}/wtc{home}{goto}spot1~{right 3}{down 10}/wtb{goto}spot7~{windowson}{panelon} 8: 0; {windowsoff}{paneloff}/wtc{home}{goto}spot1~{right 3}{down 10}/wtb{goto}spot7~{windowson}{panelon} 10: 0; {windowsoff}{paneloff}/wtc{home}{goto}spot1~{right 3}{down 10}/wtb{goto}spot7~{windowson}{panelon} 11: 0; {windowsoff}{paneloff}/wtc{home}{goto}spot1~{right 3}{down 10}/wtb{goto}spot7~{windowson}{panelon} 12: 0; {windowsoff}{paneloff}/wtc{home}{goto}spot1~{right 3}{down 10}/wtb{goto}spot7~{windowson}{panelon} 13: 0; {windowsoff}{paneloff}/wtc{home}{goto}spot1~{right 3}{down 10}/wtb{goto}spot7~{windowson}{panelon} 21: Total Labor (KY,VA,TN) | 0.94194 | 0.058031 | 3.2513e-05
26 | 926-PENSIONS & BENES-DIR VAJ | LABPTDVAJ | 0: 0; 2: 0; 4: 0; 5: 0; {windowsoff}{paneloff}/wtc{home}{goto}spot1~{right 3}{down 10}/wtb{goto}spot7~{windowson}{panelon} 8: 0; {windowsoff}{paneloff}/wtc{home}{goto}spot1~{right 3}{down 10}/wtb{goto}spot7~{windowson}{panelon} 10: 0; {windowsoff}{paneloff}/wtc{home}{goto}spot1~{right 3}{down 10}/wtb{goto}spot7~{windowson}{panelon} 11: 0; {windowsoff}{paneloff}/wtc{home}{goto}spot1~{right 3}{down 10}/wtb{goto}spot7~{windowson}{panelon} 12: 0; {windowsoff}{paneloff}/wtc{home}{goto}spot1~{right 3}{down 10}/wtb{goto}spot7~{windowson}{panelon} 13: 0; {windowsoff}{paneloff}/wtc{home}{goto}spot1~{right 3}{down 10}/wtb{goto}spot7~{windowson}{panelon} 21: 143851098.5934 | 135498603.0584 | 8347818.5386 | 4676.9964
27 | 926-PENSIONS & BENES-DIR VNJ | LABPTDVNJ | 0: 0; 2: 0; 4: 0; 5: 0; {windowsoff}{paneloff}/wtc{home}{goto}spot1~{right 3}{down 10}/wtb{goto}spot7~{windowson}{panelon} 8: 0; {windowsoff}{paneloff}/wtc{home}{goto}spot1~{right 3}{down 10}/wtb{goto}spot7~{windowson}{panelon} 10: 0; {windowsoff}{paneloff}/wtc{home}{goto}spot1~{right 3}{down 10}/wtb{goto}spot7~{windowson}{panelon} 11: 0; {windowsoff}{paneloff}/wtc{home}{goto}spot1~{right 3}{down 10}/wtb{goto}spot7~{windowson}{panelon} 12: 0; {windowsoff}{paneloff}/wtc{home}{goto}spot1~{right 3}{down 10}/wtb{goto}spot7~{windowson}{panelon} 13: 0
28 | 926-PENSIONS & BENES-DIR FERC | LABPTDFER | 0: 0; 2: 0; 4: 0; 5: 0; {windowsoff}{paneloff}/wtc{home}{goto}spot1~{right 3}{down 10}/wtb{goto}spot7~{windowson}{panelon} 8: 0; {windowsoff}{paneloff}/wtc{home}{goto}spot1~{right 3}{down 10}/wtb{goto}spot7~{windowson}{panelon} 10: 0; {windowsoff}{paneloff}/wtc{home}{goto}spot1~{right 3}{down 10}/wtb{goto}spot7~{windowson}{panelon} 11: 0; {windowsoff}{paneloff}/wtc{home}{goto}spot1~{right 3}{down 10}/wtb{goto}spot7~{windowson}{panelon} 12: 0; {windowsoff}{paneloff}/wtc{home}{goto}spot1~{right 3}{down 10}/wtb{goto}spot7~{windowson}{panelon} 13: 0
25 | 929-DUPLICATE CHARGES-CR | REVNJVA | -3751.98 |  | 0 |  | -3751.98 | 0 |  |  | 0 |  | 0 | 0 | 0 | 0 |  |  | -3751.98 | 929 |  | -3751.98 | 0 | Total 930 | Advertising | Assoc Dues | R&D | Misc | Total
26 | 930-MISC GENERAL EXPENSE | LABOR | 2489746.9 |  | 2251157.3002 |  | 118178.4293 | 120411.1705 |  |  | 66.2113 |  | 120344.9592 | 39095.572 | 81249.3872 | 1.3497e-13 |  |  | 2156816.74 | 930.1 | 930.2 | 3886410.99 | 332930.16 | 3886410.99 | 827233.97 | 569430.12 | 2397103.94 | 92642.96 | 3886410.99 | 930101 | GEN PUBLIC INFO EXP | 793146.67
27 | 931-RENTS | LABOR | 0: 2376357.73; 2: 2113482.2481; 4: 130207.7357; 5: 132667.7462; {windowsoff}{paneloff}/wtc{home}{goto}spot1~{right 3}{down 10}/wtb{goto}spot7~{windowson}{panelon} 8: 72.9509; {windowsoff}{paneloff}/wtc{home}{goto}spot1~{right 3}{down 10}/wtb{goto}spot7~{windowson}{panelon} 10: 132594.7953; {windowsoff}{paneloff}/wtc{home}{goto}spot1~{right 3}{down 10}/wtb{goto}spot7~{windowson}{panelon} 11: 43075.0851; {windowsoff}{paneloff}/wtc{home}{goto}spot1~{right 3}{down 10}/wtb{goto}spot7~{windowson}{panelon} 12: 89519.7102; {windowsoff}{paneloff}/wtc{home}{goto}spot1~{right 3}{down 10}/wtb{goto}spot7~{windowson}{panelon} 13: 1.4871e-13; {windowsoff}{paneloff}/wtc{home}{goto}spot1~{right 3}{down 10}/wtb{goto}spot7~{windowson}{panelon} 16: 2376357.73; {windowsoff}{paneloff}/wtc{home}{goto}spot1~{right 3}{down 10}/wtb{goto}spot7~{windowson}{panelon} 17: 931; {windowsoff}{paneloff}/wtc{home}{goto}spot1~{right 3}{down 10}/wtb{goto}spot7~{windowson}{panelon} 19: 2376357.73; {windowsoff}{paneloff}/wtc{home}{goto}spot1~{right 3}{down 10}/wtb{goto}spot7~{windowson}{panelon} 20: 0 | [5 empty] | 930191 | GEN PUBLIC INFO EXP - INDIRECT | 34087.3
28 | 935-MAINTENANCE | LABOR | 13215869.4 |  | 11753914.4119 |  | 724136.9462 | 737818.042 |  |  | 405.7091 |  | 737412.3329 | 239557.6609 | 497854.672 | 8.2702e-13 |  |  | 13215869.4 | 935.3 | 935.4 | 13215869.4 | 0 | Ky Only portion of 930:
29 | TOTAL LABOR COMPONENT |  | 0: 96149650.47; 2: 86486063.8745; 4: 5303983.3807; 5: 4359603.2148; {windowsoff}{paneloff}/wtc{home}{goto}spot1~{right 3}{down 10}/wtb{goto}spot7~{windowson}{panelon} 8: 2973.7421; {windowsoff}{paneloff}/wtc{home}{goto}spot1~{right 3}{down 10}/wtb{goto}spot7~{windowson}{panelon} 10: 4356629.4727; {windowsoff}{paneloff}/wtc{home}{goto}spot1~{right 3}{down 10}/wtb{goto}spot7~{windowson}{panelon} 11: 1415305.819; {windowsoff}{paneloff}/wtc{home}{goto}spot1~{right 3}{down 10}/wtb{goto}spot7~{windowson}{panelon} 12: 2941323.6538; {windowsoff}{paneloff}/wtc{home}{goto}spot1~{right 3}{down 10}/wtb{goto}spot7~{windowson}{panelon} 13: 4.8861e-12; {windowsoff}{paneloff}/wtc{home}{goto}spot1~{right 3}{down 10}/wtb{goto}spot7~{windowson}{panelon} 21: 332930.16 | [5 empty] | 930202 | ASSOCIATION DUES | 2500
[30 empty] | 930203 | RESEARCH WORK | 14534
| 928-REGULATORY COMMISSION | [28 empty] | 930207 | OTHER MISC GEN EXP | 90142.96
30 | STATE JURISDICTION | DIRECT | 0: 1093701.79; 2: 1093701.79; 4: 0; 5: 0; {windowsoff}{paneloff}/wtc{home}{goto}spot1~{right 3}{down 10}/wtb{goto}spot7~{windowson}{panelon} 8: 0; {windowsoff}{paneloff}/wtc{home}{goto}spot1~{right 3}{down 10}/wtb{goto}spot7~{windowson}{panelon} 10: 0; {windowsoff}{paneloff}/wtc{home}{goto}spot1~{right 3}{down 10}/wtb{goto}spot7~{windowson}{panelon} 11: 0; {windowsoff}{paneloff}/wtc{home}{goto}spot1~{right 3}{down 10}/wtb{goto}spot7~{windowson}{panelon} 12: 0; {windowsoff}{paneloff}/wtc{home}{goto}spot1~{right 3}{down 10}/wtb{goto}spot7~{windowson}{panelon} 13: 0; {windowsoff}{paneloff}/wtc{home}{goto}spot1~{right 3}{down 10}/wtb{goto}spot7~{windowson}{panelon} 16: 1093701.79; {windowsoff}{paneloff}/wtc{home}{goto}spot1~{right 3}{down 10}/wtb{goto}spot7~{windowson}{panelon} 17: 0 | [5 empty] | 930250 | BROKER FEES
31 | FEDERAL JURISDICTION | REVFERC | 0: 18039.57; 2: 0; 4: 0; 5: 18039.57; {windowsoff}{paneloff}/wtc{home}{goto}spot1~{right 3}{down 10}/wtb{goto}spot7~{windowson}{panelon} 8: 0; {windowsoff}{paneloff}/wtc{home}{goto}spot1~{right 3}{down 10}/wtb{goto}spot7~{windowson}{panelon} 10: 18039.57; {windowsoff}{paneloff}/wtc{home}{goto}spot1~{right 3}{down 10}/wtb{goto}spot7~{windowson}{panelon} 11: 5844.2309; {windowsoff}{paneloff}/wtc{home}{goto}spot1~{right 3}{down 10}/wtb{goto}spot7~{windowson}{panelon} 12: 12195.3391; {windowsoff}{paneloff}/wtc{home}{goto}spot1~{right 3}{down 10}/wtb{goto}spot7~{windowson}{panelon} 13: 0; {windowsoff}{paneloff}/wtc{home}{goto}spot1~{right 3}{down 10}/wtb{goto}spot7~{windowson}{panelon} 16: 18039.57 | [5 empty] | 930272 | ASSOCIATION DUES - INDIRECT | 569430.12
32 | VIRGINIA JURISDICTION | REVVA | 0: 225118.29; 2: 0; 4: 225118.29; 5: 0; {windowsoff}{paneloff}/wtc{home}{goto}spot1~{right 3}{down 10}/wtb{goto}spot7~{windowson}{panelon} 8: 0; {windowsoff}{paneloff}/wtc{home}{goto}spot1~{right 3}{down 10}/wtb{goto}spot7~{windowson}{panelon} 10: 0; {windowsoff}{paneloff}/wtc{home}{goto}spot1~{right 3}{down 10}/wtb{goto}spot7~{windowson}{panelon} 11: 0; {windowsoff}{paneloff}/wtc{home}{goto}spot1~{right 3}{down 10}/wtb{goto}spot7~{windowson}{panelon} 12: 0; {windowsoff}{paneloff}/wtc{home}{goto}spot1~{right 3}{down 10}/wtb{goto}spot7~{windowson}{panelon} 13: 0; {windowsoff}{paneloff}/wtc{home}{goto}spot1~{right 3}{down 10}/wtb{goto}spot7~{windowson}{panelon} 16: 225118.29; {windowsoff}{paneloff}/wtc{home}{goto}spot1~{right 3}{down 10}/wtb{goto}spot7~{windowson}{panelon} 21: Total 928 | KY Cases | VA Cases | TN Cases | FERC | Total | 930274 | RESEARCH AND DEVELOPMENT EXPENSES - INDIRECT | 1912838.16
33 | 928 ALLOCATED | ENERGY | 463890.94 |  | 402456.4148 |  | 21279.633 | 40154.8922 |  |  | 2.2124 |  | 40152.6798 | 13107.7043 | 27044.9755 | 0 |  |  | 463890.94 | 928 |  | 463890.94 | 0 | 1800750.59 | 1093701.79 | 225118.29 | 0 | 18039.57 | 1336859.65
34 | TOTAL ACCOUNT 928 |  | 0: 1800750.59; 2: 1496158.2048; 4: 246397.923; 5: 58194.4622; {windowsoff}{paneloff}/wtc{home}{goto}spot1~{right 3}{down 10}/wtb{goto}spot7~{windowson}{panelon} 8: 2.2124; {windowsoff}{paneloff}/wtc{home}{goto}spot1~{right 3}{down 10}/wtb{goto}spot7~{windowson}{panelon} 10: 58192.2498; {windowsoff}{paneloff}/wtc{home}{goto}spot1~{right 3}{down 10}/wtb{goto}spot7~{windowson}{panelon} 11: 18951.9351; {windowsoff}{paneloff}/wtc{home}{goto}spot1~{right 3}{down 10}/wtb{goto}spot7~{windowson}{panelon} 12: 39240.3147; {windowsoff}{paneloff}/wtc{home}{goto}spot1~{right 3}{down 10}/wtb{goto}spot7~{windowson}{panelon} 13: 0; {windowsoff}{paneloff}/wtc{home}{goto}spot1~{right 3}{down 10}/wtb{goto}spot7~{windowson}{panelon} 21: 2008 case | 422178.91
|  |  | {windowsoff}{paneloff}/wtc{home}{goto}spot1~{right 3}{down 10}/wtb{goto}spot7~{windowson}{panelon} 21: 2009 case | 671522.88 |  |  |  |  | 930903 | RESEARCH WORK - INDIRECT | 136801.62
35 | 927-FRANCHISE NJ VA | REVNJVA | 0: 3751.98; 2: 0; 4: 3751.98; 5: 0; {windowsoff}{paneloff}/wtc{home}{goto}spot1~{right 3}{down 10}/wtb{goto}spot7~{windowson}{panelon} 8: 0; {windowsoff}{paneloff}/wtc{home}{goto}spot1~{right 3}{down 10}/wtb{goto}spot7~{windowson}{panelon} 10: 0; {windowsoff}{paneloff}/wtc{home}{goto}spot1~{right 3}{down 10}/wtb{goto}spot7~{windowson}{panelon} 11: 0; {windowsoff}{paneloff}/wtc{home}{goto}spot1~{right 3}{down 10}/wtb{goto}spot7~{windowson}{panelon} 12: 0; {windowsoff}{paneloff}/wtc{home}{goto}spot1~{right 3}{down 10}/wtb{goto}spot7~{windowson}{panelon} 13: 0; {windowsoff}{paneloff}/wtc{home}{goto}spot1~{right 3}{down 10}/wtb{goto}spot7~{windowson}{panelon} 16: 3751.98; {windowsoff}{paneloff}/wtc{home}{goto}spot1~{right 3}{down 10}/wtb{goto}spot7~{windowson}{panelon} 17: 927; {windowsoff}{paneloff}/wtc{home}{goto}spot1~{right 3}{down 10}/wtb{goto}spot7~{windowson}{panelon} 19: 3751.98; {windowsoff}{paneloff}/wtc{home}{goto}spot1~{right 3}{down 10}/wtb{goto}spot7~{windowson}{panelon} 20: 0 | [5 empty] | 930904 | RESEARCH AND DEVELOPMENT EXPENSES | 332930.16
36 | 930-ASSOC DUES & ADVERTISING | ENERGY1 | 0: 1396664.09; 2: 1326517.9832; 4: 70138.8147; 5: 7.292; {windowsoff}{paneloff}/wtc{home}{goto}spot1~{right 3}{down 10}/wtb{goto}spot7~{windowson}{panelon} 8: 7.292; {windowsoff}{paneloff}/wtc{home}{goto}spot1~{right 3}{down 10}/wtb{goto}spot7~{windowson}{panelon} 10: 0; {windowsoff}{paneloff}/wtc{home}{goto}spot1~{right 3}{down 10}/wtb{goto}spot7~{windowson}{panelon} 11: 0; {windowsoff}{paneloff}/wtc{home}{goto}spot1~{right 3}{down 10}/wtb{goto}spot7~{windowson}{panelon} 12: 0; {windowsoff}{paneloff}/wtc{home}{goto}spot1~{right 3}{down 10}/wtb{goto}spot7~{windowson}{panelon} 13: 0; {windowsoff}{paneloff}/wtc{home}{goto}spot1~{right 3}{down 10}/wtb{goto}spot7~{windowson}{panelon} 16: 1396664.09; {windowsoff}{paneloff}/wtc{home}{goto}spot1~{right 3}{down 10}/wtb{goto}spot7~{windowson}{panelon} 20: 0
37 | TOTAL ADMINISTRATIVE & GEN |  | 0: 103626522.51; 2: 93031575.5627; 4: 5878223.439; 5: 4716723.5083; {windowsoff}{paneloff}/wtc{home}{goto}spot1~{right 3}{down 10}/wtb{goto}spot7~{windowson}{panelon} 8: 3118.0684; {windowsoff}{paneloff}/wtc{home}{goto}spot1~{right 3}{down 10}/wtb{goto}spot7~{windowson}{panelon} 10: 4713605.4399; {windowsoff}{paneloff}/wtc{home}{goto}spot1~{right 3}{down 10}/wtb{goto}spot7~{windowson}{panelon} 11: 1529124.9275; {windowsoff}{paneloff}/wtc{home}{goto}spot1~{right 3}{down 10}/wtb{goto}spot7~{windowson}{panelon} 12: 3184480.5125; {windowsoff}{paneloff}/wtc{home}{goto}spot1~{right 3}{down 10}/wtb{goto}spot7~{windowson}{panelon} 13: 4.8919e-12; {windowsoff}{paneloff}/wtc{home}{goto}spot1~{right 3}{down 10}/wtb{goto}spot7~{windowson}{panelon} 19: Fuel Exp FS; {windowsoff}{paneloff}/wtc{home}{goto}spot1~{right 3}{down 10}/wtb{goto}spot7~{windowson}{panelon} 20: Power Purch Exp FS; {windowsoff}{paneloff}/wtc{home}{goto}spot1~{right 3}{down 10}/wtb{goto}spot7~{windowson}{panelon} 21: Oth Op Exp FS | Main Exp FS |  |  |  |  | 930904 | Amortization of CMRG-Ky Only | 102440.04
|  |  | {windowsoff}{paneloff}/wtc{home}{goto}spot1~{right 3}{down 10}/wtb{goto}spot7~{windowson}{panelon} 19: 516817356.17; {windowsoff}{paneloff}/wtc{home}{goto}spot1~{right 3}{down 10}/wtb{goto}spot7~{windowson}{panelon} 20: 103829269.81; {windowsoff}{paneloff}/wtc{home}{goto}spot1~{right 3}{down 10}/wtb{goto}spot7~{windowson}{panelon} 21: 234009083.64 | 126205679.78 | 980861389.4 | 0 |  |  | 930904 | Amortization of KCCS-Ky Only | 230490.12
38 | TOTAL OPERATION & MAINTENANCE |  | 0: 980861389.4; 2: 858787982.8066; 4: 49298743.5936; 5: 72774662.9998; {windowsoff}{paneloff}/wtc{home}{goto}spot1~{right 3}{down 10}/wtb{goto}spot7~{windowson}{panelon} 8: 14249.9908; {windowsoff}{paneloff}/wtc{home}{goto}spot1~{right 3}{down 10}/wtb{goto}spot7~{windowson}{panelon} 10: 72760413.0091; {windowsoff}{paneloff}/wtc{home}{goto}spot1~{right 3}{down 10}/wtb{goto}spot7~{windowson}{panelon} 11: 23657671.477; {windowsoff}{paneloff}/wtc{home}{goto}spot1~{right 3}{down 10}/wtb{goto}spot7~{windowson}{panelon} 12: 49102741.5321; {windowsoff}{paneloff}/wtc{home}{goto}spot1~{right 3}{down 10}/wtb{goto}spot7~{windowson}{panelon} 13: 4.8919e-12
| TOTAL OPERATION |  | 0: 854655709.62; 2: 747989581.8251; 4: 41842938.3688; {windowsoff}{paneloff}/wtc{home}{goto}spot1~{right 3}{down 10}/wtb{goto}spot7~{windowson}{panelon} 8: 8847.6895; {windowsoff}{paneloff}/wtc{home}{goto}spot1~{right 3}{down 10}/wtb{goto}spot7~{windowson}{panelon} 10: 64814341.7366
| TOTAL MAINTENANCE |  | 0: 126205679.78; 2: 110798400.9815; 4: 7455805.2248; {windowsoff}{paneloff}/wtc{home}{goto}spot1~{right 3}{down 10}/wtb{goto}spot7~{windowson}{panelon} 8: 5402.3013; {windowsoff}{paneloff}/wtc{home}{goto}spot1~{right 3}{down 10}/wtb{goto}spot7~{windowson}{panelon} 10: 7946071.2725
| TOTAL OPERATION LESS FUEL AND PURCHASED POWER |  | 0: 234009083.64; 2: 209555260.568; 4: 13329324.4858; {windowsoff}{paneloff}/wtc{home}{goto}spot1~{right 3}{down 10}/wtb{goto}spot7~{windowson}{panelon} 8: 5862.574; {windowsoff}{paneloff}/wtc{home}{goto}spot1~{right 3}{down 10}/wtb{goto}spot7~{windowson}{panelon} 10: 11118636.0122
DEPRECIATION & AMORT EXPENSE
DEPRECIATION EXPENSE
| PRODUCTION PLANT |  | {windowsoff}{paneloff}/wtc{home}{goto}spot1~{right 3}{down 10}/wtb{goto}spot7~{windowson}{panelon} 18: Source:
| STEAM PRODUCTION PLANT |  | {windowsoff}{paneloff}/wtc{home}{goto}spot1~{right 3}{down 10}/wtb{goto}spot7~{windowson}{panelon} 18: KU_Depreciation_Accrual_by_State_and_Function_Year Ended 03-31-2012_email.xls FILE
1 | SYSTEM | STMSYS | 0: 113654364.03; 2: 98366735.2027; 4: 5776786.3598; 5: 9510842.4675; {windowsoff}{paneloff}/wtc{home}{goto}spot1~{right 3}{down 10}/wtb{goto}spot7~{windowson}{panelon} 8: 869.736; {windowsoff}{paneloff}/wtc{home}{goto}spot1~{right 3}{down 10}/wtb{goto}spot7~{windowson}{panelon} 10: 9509972.7315; {windowsoff}{paneloff}/wtc{home}{goto}spot1~{right 3}{down 10}/wtb{goto}spot7~{windowson}{panelon} 11: 2967352.7818; {windowsoff}{paneloff}/wtc{home}{goto}spot1~{right 3}{down 10}/wtb{goto}spot7~{windowson}{panelon} 12: 6542619.9496; {windowsoff}{paneloff}/wtc{home}{goto}spot1~{right 3}{down 10}/wtb{goto}spot7~{windowson}{panelon} 13: 0; {windowsoff}{paneloff}/wtc{home}{goto}spot1~{right 3}{down 10}/wtb{goto}spot7~{windowson}{panelon} 16: 113654364.03
2 | FERC-AFUDC PRE | DEMFERC | 0: 422037.5; 2: 0; 4: 159485.7653; 5: 262551.7347; {windowsoff}{paneloff}/wtc{home}{goto}spot1~{right 3}{down 10}/wtb{goto}spot7~{windowson}{panelon} 8: 0; {windowsoff}{paneloff}/wtc{home}{goto}spot1~{right 3}{down 10}/wtb{goto}spot7~{windowson}{panelon} 10: 262551.7347; {windowsoff}{paneloff}/wtc{home}{goto}spot1~{right 3}{down 10}/wtb{goto}spot7~{windowson}{panelon} 11: 81922.8027; {windowsoff}{paneloff}/wtc{home}{goto}spot1~{right 3}{down 10}/wtb{goto}spot7~{windowson}{panelon} 12: 180628.9319; {windowsoff}{paneloff}/wtc{home}{goto}spot1~{right 3}{down 10}/wtb{goto}spot7~{windowson}{panelon} 13: 0; {windowsoff}{paneloff}/wtc{home}{goto}spot1~{right 3}{down 10}/wtb{goto}spot7~{windowson}{panelon} 16: 422037.5; {windowsoff}{paneloff}/wtc{home}{goto}spot1~{right 3}{down 10}/wtb{goto}spot7~{windowson}{panelon} 18: AFUDC expense per Prop Acct spreadsheet
3 | FERC-AFUDC POST | DEMFERCP | 0: 755124; 2: 0; 4: 0; 5: 755124; {windowsoff}{paneloff}/wtc{home}{goto}spot1~{right 3}{down 10}/wtb{goto}spot7~{windowson}{panelon} 8: 0; {windowsoff}{paneloff}/wtc{home}{goto}spot1~{right 3}{down 10}/wtb{goto}spot7~{windowson}{panelon} 10: 755124; {windowsoff}{paneloff}/wtc{home}{goto}spot1~{right 3}{down 10}/wtb{goto}spot7~{windowson}{panelon} 11: 235617.8472; {windowsoff}{paneloff}/wtc{home}{goto}spot1~{right 3}{down 10}/wtb{goto}spot7~{windowson}{panelon} 12: 519506.1528; {windowsoff}{paneloff}/wtc{home}{goto}spot1~{right 3}{down 10}/wtb{goto}spot7~{windowson}{panelon} 13: 0; {windowsoff}{paneloff}/wtc{home}{goto}spot1~{right 3}{down 10}/wtb{goto}spot7~{windowson}{panelon} 16: 755124; {windowsoff}{paneloff}/wtc{home}{goto}spot1~{right 3}{down 10}/wtb{goto}spot7~{windowson}{panelon} 18: AFUDC expense per Prop Acct spreadsheet
4 | TOTAL STEAM PROD PLT |  | 0: 114831525.53; 2: 98366735.2027; 4: 5936272.1252; 5: 10528518.2021; {windowsoff}{paneloff}/wtc{home}{goto}spot1~{right 3}{down 10}/wtb{goto}spot7~{windowson}{panelon} 8: 869.736; {windowsoff}{paneloff}/wtc{home}{goto}spot1~{right 3}{down 10}/wtb{goto}spot7~{windowson}{panelon} 10: 10527648.4661; {windowsoff}{paneloff}/wtc{home}{goto}spot1~{right 3}{down 10}/wtb{goto}spot7~{windowson}{panelon} 11: 3284893.4318; {windowsoff}{paneloff}/wtc{home}{goto}spot1~{right 3}{down 10}/wtb{goto}spot7~{windowson}{panelon} 12: 7242755.0343; {windowsoff}{paneloff}/wtc{home}{goto}spot1~{right 3}{down 10}/wtb{goto}spot7~{windowson}{panelon} 13: 0; {windowsoff}{paneloff}/wtc{home}{goto}spot1~{right 3}{down 10}/wtb{goto}spot7~{windowson}{panelon} 16: 114831525.53; {windowsoff}{paneloff}/wtc{home}{goto}spot1~{right 3}{down 10}/wtb{goto}spot7~{windowson}{panelon} 18: 12 month ending functional depr expense
HYDRAULIC PRODUCTION PLANT
5 | SYSTEM | HYDSYS | 0: 150127.51; 2: 129933.8846; 4: 7630.6313; 5: 12562.994; {windowsoff}{paneloff}/wtc{home}{goto}spot1~{right 3}{down 10}/wtb{goto}spot7~{windowson}{panelon} 8: 1.1488; {windowsoff}{paneloff}/wtc{home}{goto}spot1~{right 3}{down 10}/wtb{goto}spot7~{windowson}{panelon} 10: 12561.8452; {windowsoff}{paneloff}/wtc{home}{goto}spot1~{right 3}{down 10}/wtb{goto}spot7~{windowson}{panelon} 11: 3919.6144; {windowsoff}{paneloff}/wtc{home}{goto}spot1~{right 3}{down 10}/wtb{goto}spot7~{windowson}{panelon} 12: 8642.2308; {windowsoff}{paneloff}/wtc{home}{goto}spot1~{right 3}{down 10}/wtb{goto}spot7~{windowson}{panelon} 13: 0; {windowsoff}{paneloff}/wtc{home}{goto}spot1~{right 3}{down 10}/wtb{goto}spot7~{windowson}{panelon} 16: 150127.51
6 | FERC-AFUDC PRE | DEMFERC | 0: 6; 2: 0; 4: 2.2674; 5: 3.7326; {windowsoff}{paneloff}/wtc{home}{goto}spot1~{right 3}{down 10}/wtb{goto}spot7~{windowson}{panelon} 8: 0; {windowsoff}{paneloff}/wtc{home}{goto}spot1~{right 3}{down 10}/wtb{goto}spot7~{windowson}{panelon} 10: 3.7326; {windowsoff}{paneloff}/wtc{home}{goto}spot1~{right 3}{down 10}/wtb{goto}spot7~{windowson}{panelon} 11: 1.1647; {windowsoff}{paneloff}/wtc{home}{goto}spot1~{right 3}{down 10}/wtb{goto}spot7~{windowson}{panelon} 12: 2.568; {windowsoff}{paneloff}/wtc{home}{goto}spot1~{right 3}{down 10}/wtb{goto}spot7~{windowson}{panelon} 13: 0; {windowsoff}{paneloff}/wtc{home}{goto}spot1~{right 3}{down 10}/wtb{goto}spot7~{windowson}{panelon} 16: 6; {windowsoff}{paneloff}/wtc{home}{goto}spot1~{right 3}{down 10}/wtb{goto}spot7~{windowson}{panelon} 18: AFUDC expense per Prop Acct spreadsheet
7 | FERC-AFUDC POST | DEMFERCP | 0: 414; 2: 0; 4: 0; 5: 414; {windowsoff}{paneloff}/wtc{home}{goto}spot1~{right 3}{down 10}/wtb{goto}spot7~{windowson}{panelon} 8: 0; {windowsoff}{paneloff}/wtc{home}{goto}spot1~{right 3}{down 10}/wtb{goto}spot7~{windowson}{panelon} 10: 414; {windowsoff}{paneloff}/wtc{home}{goto}spot1~{right 3}{down 10}/wtb{goto}spot7~{windowson}{panelon} 11: 129.1785; {windowsoff}{paneloff}/wtc{home}{goto}spot1~{right 3}{down 10}/wtb{goto}spot7~{windowson}{panelon} 12: 284.8215; {windowsoff}{paneloff}/wtc{home}{goto}spot1~{right 3}{down 10}/wtb{goto}spot7~{windowson}{panelon} 13: 0; {windowsoff}{paneloff}/wtc{home}{goto}spot1~{right 3}{down 10}/wtb{goto}spot7~{windowson}{panelon} 16: 414; {windowsoff}{paneloff}/wtc{home}{goto}spot1~{right 3}{down 10}/wtb{goto}spot7~{windowson}{panelon} 18: AFUDC expense per Prop Acct spreadsheet
8 | TOTAL HYDRO PROD PLT |  | 0: 150547.51; 2: 129933.8846; 4: 7632.8987; 5: 12980.7267; {windowsoff}{paneloff}/wtc{home}{goto}spot1~{right 3}{down 10}/wtb{goto}spot7~{windowson}{panelon} 8: 1.1488; {windowsoff}{paneloff}/wtc{home}{goto}spot1~{right 3}{down 10}/wtb{goto}spot7~{windowson}{panelon} 10: 12979.5778; {windowsoff}{paneloff}/wtc{home}{goto}spot1~{right 3}{down 10}/wtb{goto}spot7~{windowson}{panelon} 11: 4049.9576; {windowsoff}{paneloff}/wtc{home}{goto}spot1~{right 3}{down 10}/wtb{goto}spot7~{windowson}{panelon} 12: 8929.6202; {windowsoff}{paneloff}/wtc{home}{goto}spot1~{right 3}{down 10}/wtb{goto}spot7~{windowson}{panelon} 13: 0; {windowsoff}{paneloff}/wtc{home}{goto}spot1~{right 3}{down 10}/wtb{goto}spot7~{windowson}{panelon} 16: 150547.51; {windowsoff}{paneloff}/wtc{home}{goto}spot1~{right 3}{down 10}/wtb{goto}spot7~{windowson}{panelon} 18: 12 month ending functional depr expense
OTHER PRODUCTION PLANT
9 | SYSTEM | OTHSYS | 0: 17257381.29; 2: 14936093.9207; 4: 877152.4586; 5: 1444134.9107; {windowsoff}{paneloff}/wtc{home}{goto}spot1~{right 3}{down 10}/wtb{goto}spot7~{windowson}{panelon} 8: 132.0615; {windowsoff}{paneloff}/wtc{home}{goto}spot1~{right 3}{down 10}/wtb{goto}spot7~{windowson}{panelon} 10: 1444002.8492; {windowsoff}{paneloff}/wtc{home}{goto}spot1~{right 3}{down 10}/wtb{goto}spot7~{windowson}{panelon} 11: 450565.5266; {windowsoff}{paneloff}/wtc{home}{goto}spot1~{right 3}{down 10}/wtb{goto}spot7~{windowson}{panelon} 12: 993437.3226; {windowsoff}{paneloff}/wtc{home}{goto}spot1~{right 3}{down 10}/wtb{goto}spot7~{windowson}{panelon} 13: 0; {windowsoff}{paneloff}/wtc{home}{goto}spot1~{right 3}{down 10}/wtb{goto}spot7~{windowson}{panelon} 16: 17257381.29
10 | FERC-AFUDC PRE | DEMFERC | 0: 59; 2: 0; 4: 22.2958; 5: 36.7042; {windowsoff}{paneloff}/wtc{home}{goto}spot1~{right 3}{down 10}/wtb{goto}spot7~{windowson}{panelon} 8: 0; {windowsoff}{paneloff}/wtc{home}{goto}spot1~{right 3}{down 10}/wtb{goto}spot7~{windowson}{panelon} 10: 36.7042; {windowsoff}{paneloff}/wtc{home}{goto}spot1~{right 3}{down 10}/wtb{goto}spot7~{windowson}{panelon} 11: 11.4526; {windowsoff}{paneloff}/wtc{home}{goto}spot1~{right 3}{down 10}/wtb{goto}spot7~{windowson}{panelon} 12: 25.2516; {windowsoff}{paneloff}/wtc{home}{goto}spot1~{right 3}{down 10}/wtb{goto}spot7~{windowson}{panelon} 13: 0; {windowsoff}{paneloff}/wtc{home}{goto}spot1~{right 3}{down 10}/wtb{goto}spot7~{windowson}{panelon} 16: 59; {windowsoff}{paneloff}/wtc{home}{goto}spot1~{right 3}{down 10}/wtb{goto}spot7~{windowson}{panelon} 18: AFUDC expense per Prop Acct spreadsheet
11 | FERC-AFUDC POST | DEMFERCP | 0: 69979; 2: 0; 4: 0; 5: 69979; {windowsoff}{paneloff}/wtc{home}{goto}spot1~{right 3}{down 10}/wtb{goto}spot7~{windowson}{panelon} 8: 0; {windowsoff}{paneloff}/wtc{home}{goto}spot1~{right 3}{down 10}/wtb{goto}spot7~{windowson}{panelon} 10: 69979; {windowsoff}{paneloff}/wtc{home}{goto}spot1~{right 3}{down 10}/wtb{goto}spot7~{windowson}{panelon} 11: 21835.2235; {windowsoff}{paneloff}/wtc{home}{goto}spot1~{right 3}{down 10}/wtb{goto}spot7~{windowson}{panelon} 12: 48143.7765; {windowsoff}{paneloff}/wtc{home}{goto}spot1~{right 3}{down 10}/wtb{goto}spot7~{windowson}{panelon} 13: 0; {windowsoff}{paneloff}/wtc{home}{goto}spot1~{right 3}{down 10}/wtb{goto}spot7~{windowson}{panelon} 16: 69979; {windowsoff}{paneloff}/wtc{home}{goto}spot1~{right 3}{down 10}/wtb{goto}spot7~{windowson}{panelon} 18: AFUDC expense per Prop Acct spreadsheet
12 | TOTAL OTHER PROD PLT |  | 0: 17327419.29; 2: 14936093.9207; 4: 877174.7544; 5: 1514150.6149; {windowsoff}{paneloff}/wtc{home}{goto}spot1~{right 3}{down 10}/wtb{goto}spot7~{windowson}{panelon} 8: 132.0615; {windowsoff}{paneloff}/wtc{home}{goto}spot1~{right 3}{down 10}/wtb{goto}spot7~{windowson}{panelon} 10: 1514018.5534; {windowsoff}{paneloff}/wtc{home}{goto}spot1~{right 3}{down 10}/wtb{goto}spot7~{windowson}{panelon} 11: 472412.2028; {windowsoff}{paneloff}/wtc{home}{goto}spot1~{right 3}{down 10}/wtb{goto}spot7~{windowson}{panelon} 12: 1041606.3507; {windowsoff}{paneloff}/wtc{home}{goto}spot1~{right 3}{down 10}/wtb{goto}spot7~{windowson}{panelon} 13: 0; {windowsoff}{paneloff}/wtc{home}{goto}spot1~{right 3}{down 10}/wtb{goto}spot7~{windowson}{panelon} 16: 17327419.29; {windowsoff}{paneloff}/wtc{home}{goto}spot1~{right 3}{down 10}/wtb{goto}spot7~{windowson}{panelon} 18: 12 month ending functional depr expense
13 | TOTAL PRODUCTION PLANT |  | 0: 132309492.33; 2: 113432763.008; 4: 6821079.7783; 5: 12055649.5437; {windowsoff}{paneloff}/wtc{home}{goto}spot1~{right 3}{down 10}/wtb{goto}spot7~{windowson}{panelon} 8: 1002.9463; {windowsoff}{paneloff}/wtc{home}{goto}spot1~{right 3}{down 10}/wtb{goto}spot7~{windowson}{panelon} 10: 12054646.5974; {windowsoff}{paneloff}/wtc{home}{goto}spot1~{right 3}{down 10}/wtb{goto}spot7~{windowson}{panelon} 11: 3761355.5921; {windowsoff}{paneloff}/wtc{home}{goto}spot1~{right 3}{down 10}/wtb{goto}spot7~{windowson}{panelon} 12: 8293291.0052; {windowsoff}{paneloff}/wtc{home}{goto}spot1~{right 3}{down 10}/wtb{goto}spot7~{windowson}{panelon} 13: 0
TRANSMISSION PLANT
14 | KENTUCKY SYSTEM PROPERTY | KYTRPLT | 0: 10659467.67; 2: 9156938.1887; 4: 558454.4969; 5: 944074.9844; {windowsoff}{paneloff}/wtc{home}{goto}spot1~{right 3}{down 10}/wtb{goto}spot7~{windowson}{panelon} 8: 80.9635; {windowsoff}{paneloff}/wtc{home}{goto}spot1~{right 3}{down 10}/wtb{goto}spot7~{windowson}{panelon} 10: 943994.0208; {windowsoff}{paneloff}/wtc{home}{goto}spot1~{right 3}{down 10}/wtb{goto}spot7~{windowson}{panelon} 11: 294550.0858; {windowsoff}{paneloff}/wtc{home}{goto}spot1~{right 3}{down 10}/wtb{goto}spot7~{windowson}{panelon} 12: 649443.9351; {windowsoff}{paneloff}/wtc{home}{goto}spot1~{right 3}{down 10}/wtb{goto}spot7~{windowson}{panelon} 13: 0; {windowsoff}{paneloff}/wtc{home}{goto}spot1~{right 3}{down 10}/wtb{goto}spot7~{windowson}{panelon} 16: 10659467.67; {windowsoff}{paneloff}/wtc{home}{goto}spot1~{right 3}{down 10}/wtb{goto}spot7~{windowson}{panelon} 18: 12 month ending KY, PP, TN depr expense
15 | VIRGINIA PROPERTY | TRPLTVA | 0: 937292.57; 2: 133400.8935; 4: 790912.8821; 5: 12978.7943; {windowsoff}{paneloff}/wtc{home}{goto}spot1~{right 3}{down 10}/wtb{goto}spot7~{windowson}{panelon} 8: 1.1795; {windowsoff}{paneloff}/wtc{home}{goto}spot1~{right 3}{down 10}/wtb{goto}spot7~{windowson}{panelon} 10: 12977.6148; {windowsoff}{paneloff}/wtc{home}{goto}spot1~{right 3}{down 10}/wtb{goto}spot7~{windowson}{panelon} 11: 4049.3451; {windowsoff}{paneloff}/wtc{home}{goto}spot1~{right 3}{down 10}/wtb{goto}spot7~{windowson}{panelon} 12: 8928.2697; {windowsoff}{paneloff}/wtc{home}{goto}spot1~{right 3}{down 10}/wtb{goto}spot7~{windowson}{panelon} 13: 0; {windowsoff}{paneloff}/wtc{home}{goto}spot1~{right 3}{down 10}/wtb{goto}spot7~{windowson}{panelon} 16: 937292.57; {windowsoff}{paneloff}/wtc{home}{goto}spot1~{right 3}{down 10}/wtb{goto}spot7~{windowson}{panelon} 18: 12 month ending functional depr expense
17 | FERC-AFUDC PRE | DEMFERCT | 0: 56873; 2: 0; 4: 21492.0094; 5: 35380.9906; {windowsoff}{paneloff}/wtc{home}{goto}spot1~{right 3}{down 10}/wtb{goto}spot7~{windowson}{panelon} 8: 0; {windowsoff}{paneloff}/wtc{home}{goto}spot1~{right 3}{down 10}/wtb{goto}spot7~{windowson}{panelon} 10: 35380.9906; {windowsoff}{paneloff}/wtc{home}{goto}spot1~{right 3}{down 10}/wtb{goto}spot7~{windowson}{panelon} 11: 11039.7668; {windowsoff}{paneloff}/wtc{home}{goto}spot1~{right 3}{down 10}/wtb{goto}spot7~{windowson}{panelon} 12: 24341.2238; {windowsoff}{paneloff}/wtc{home}{goto}spot1~{right 3}{down 10}/wtb{goto}spot7~{windowson}{panelon} 13: 0; {windowsoff}{paneloff}/wtc{home}{goto}spot1~{right 3}{down 10}/wtb{goto}spot7~{windowson}{panelon} 16: 56873; {windowsoff}{paneloff}/wtc{home}{goto}spot1~{right 3}{down 10}/wtb{goto}spot7~{windowson}{panelon} 18: AFUDC expense per Prop Acct spreadsheet
18 | FERC-AFUDC POST | DFERCTP | 0: 25527.5; 2: 0; 4: 0; 5: 25527.5; {windowsoff}{paneloff}/wtc{home}{goto}spot1~{right 3}{down 10}/wtb{goto}spot7~{windowson}{panelon} 8: 0; {windowsoff}{paneloff}/wtc{home}{goto}spot1~{right 3}{down 10}/wtb{goto}spot7~{windowson}{panelon} 10: 25527.5; {windowsoff}{paneloff}/wtc{home}{goto}spot1~{right 3}{down 10}/wtb{goto}spot7~{windowson}{panelon} 11: 7965.2277; {windowsoff}{paneloff}/wtc{home}{goto}spot1~{right 3}{down 10}/wtb{goto}spot7~{windowson}{panelon} 12: 17562.2723; {windowsoff}{paneloff}/wtc{home}{goto}spot1~{right 3}{down 10}/wtb{goto}spot7~{windowson}{panelon} 13: 0; {windowsoff}{paneloff}/wtc{home}{goto}spot1~{right 3}{down 10}/wtb{goto}spot7~{windowson}{panelon} 16: 25527.5; {windowsoff}{paneloff}/wtc{home}{goto}spot1~{right 3}{down 10}/wtb{goto}spot7~{windowson}{panelon} 18: AFUDC expense per Prop Acct spreadsheet
19 | TOTAL TRANSMISSION PLANT |  | 0: 11679160.74; 2: 9290339.0823; 4: 1370859.3884; 5: 1017962.2693; {windowsoff}{paneloff}/wtc{home}{goto}spot1~{right 3}{down 10}/wtb{goto}spot7~{windowson}{panelon} 8: 82.143; {windowsoff}{paneloff}/wtc{home}{goto}spot1~{right 3}{down 10}/wtb{goto}spot7~{windowson}{panelon} 10: 1017880.1263; {windowsoff}{paneloff}/wtc{home}{goto}spot1~{right 3}{down 10}/wtb{goto}spot7~{windowson}{panelon} 11: 317604.4253; {windowsoff}{paneloff}/wtc{home}{goto}spot1~{right 3}{down 10}/wtb{goto}spot7~{windowson}{panelon} 12: 700275.7009; {windowsoff}{paneloff}/wtc{home}{goto}spot1~{right 3}{down 10}/wtb{goto}spot7~{windowson}{panelon} 13: 0; {windowsoff}{paneloff}/wtc{home}{goto}spot1~{right 3}{down 10}/wtb{goto}spot7~{windowson}{panelon} 16: 11679160.74; {windowsoff}{paneloff}/wtc{home}{goto}spot1~{right 3}{down 10}/wtb{goto}spot7~{windowson}{panelon} 18: 12 month ending functional depr expense
DISTRIBUTION PLANT
20 | DISTRIBUTION-KENTUCKY | KYDIST | 0: 32848142.37; 2: 32743234.0339; 4: 0; 5: 104908.3361; {windowsoff}{paneloff}/wtc{home}{goto}spot1~{right 3}{down 10}/wtb{goto}spot7~{windowson}{panelon} 8: 0; {windowsoff}{paneloff}/wtc{home}{goto}spot1~{right 3}{down 10}/wtb{goto}spot7~{windowson}{panelon} 10: 104908.3361; {windowsoff}{paneloff}/wtc{home}{goto}spot1~{right 3}{down 10}/wtb{goto}spot7~{windowson}{panelon} 11: 90152.0546; {windowsoff}{paneloff}/wtc{home}{goto}spot1~{right 3}{down 10}/wtb{goto}spot7~{windowson}{panelon} 12: 14756.2815; {windowsoff}{paneloff}/wtc{home}{goto}spot1~{right 3}{down 10}/wtb{goto}spot7~{windowson}{panelon} 13: 0; {windowsoff}{paneloff}/wtc{home}{goto}spot1~{right 3}{down 10}/wtb{goto}spot7~{windowson}{panelon} 16: 32848142.37; {windowsoff}{paneloff}/wtc{home}{goto}spot1~{right 3}{down 10}/wtb{goto}spot7~{windowson}{panelon} 18: 12 month ending functional depr expense
21 | DISTRIBUTION-VIRGINIA | VADIST | 0: 1439882.38; 2: 0; 4: 1439882.38; 5: 0; {windowsoff}{paneloff}/wtc{home}{goto}spot1~{right 3}{down 10}/wtb{goto}spot7~{windowson}{panelon} 8: 0; {windowsoff}{paneloff}/wtc{home}{goto}spot1~{right 3}{down 10}/wtb{goto}spot7~{windowson}{panelon} 10: 0; {windowsoff}{paneloff}/wtc{home}{goto}spot1~{right 3}{down 10}/wtb{goto}spot7~{windowson}{panelon} 11: 0; {windowsoff}{paneloff}/wtc{home}{goto}spot1~{right 3}{down 10}/wtb{goto}spot7~{windowson}{panelon} 12: 0; {windowsoff}{paneloff}/wtc{home}{goto}spot1~{right 3}{down 10}/wtb{goto}spot7~{windowson}{panelon} 13: 0; {windowsoff}{paneloff}/wtc{home}{goto}spot1~{right 3}{down 10}/wtb{goto}spot7~{windowson}{panelon} 16: 1439882.38; {windowsoff}{paneloff}/wtc{home}{goto}spot1~{right 3}{down 10}/wtb{goto}spot7~{windowson}{panelon} 18: 12 month ending functional depr expense
22 | DISTRIBUTION-TENNESSEE | TNDIST | 0: 2258.17; 2: 0; 4: 0; 5: 2258.17; {windowsoff}{paneloff}/wtc{home}{goto}spot1~{right 3}{down 10}/wtb{goto}spot7~{windowson}{panelon} 8: 2258.17; {windowsoff}{paneloff}/wtc{home}{goto}spot1~{right 3}{down 10}/wtb{goto}spot7~{windowson}{panelon} 10: 0; {windowsoff}{paneloff}/wtc{home}{goto}spot1~{right 3}{down 10}/wtb{goto}spot7~{windowson}{panelon} 11: 0; {windowsoff}{paneloff}/wtc{home}{goto}spot1~{right 3}{down 10}/wtb{goto}spot7~{windowson}{panelon} 12: 0; {windowsoff}{paneloff}/wtc{home}{goto}spot1~{right 3}{down 10}/wtb{goto}spot7~{windowson}{panelon} 13: 0; {windowsoff}{paneloff}/wtc{home}{goto}spot1~{right 3}{down 10}/wtb{goto}spot7~{windowson}{panelon} 16: 2258.17; {windowsoff}{paneloff}/wtc{home}{goto}spot1~{right 3}{down 10}/wtb{goto}spot7~{windowson}{panelon} 18: 12 month ending functional depr expense
23 | TOTAL DISTRIBUTION PLANT |  | 0: 34290282.92; 2: 32743234.0339; 4: 1439882.38; 5: 107166.5061; {windowsoff}{paneloff}/wtc{home}{goto}spot1~{right 3}{down 10}/wtb{goto}spot7~{windowson}{panelon} 8: 2258.17; {windowsoff}{paneloff}/wtc{home}{goto}spot1~{right 3}{down 10}/wtb{goto}spot7~{windowson}{panelon} 10: 104908.3361; {windowsoff}{paneloff}/wtc{home}{goto}spot1~{right 3}{down 10}/wtb{goto}spot7~{windowson}{panelon} 11: 90152.0546; {windowsoff}{paneloff}/wtc{home}{goto}spot1~{right 3}{down 10}/wtb{goto}spot7~{windowson}{panelon} 12: 14756.2815; {windowsoff}{paneloff}/wtc{home}{goto}spot1~{right 3}{down 10}/wtb{goto}spot7~{windowson}{panelon} 13: 0; {windowsoff}{paneloff}/wtc{home}{goto}spot1~{right 3}{down 10}/wtb{goto}spot7~{windowson}{panelon} 16: 34290282.92; {windowsoff}{paneloff}/wtc{home}{goto}spot1~{right 3}{down 10}/wtb{goto}spot7~{windowson}{panelon} 18: 12 month ending functional depr expense
24 | GENERAL PLANT | GENPLT | 0: 6408657.66; 2: 5699724.426; 4: 351149.489; 5: 357783.7449; {windowsoff}{paneloff}/wtc{home}{goto}spot1~{right 3}{down 10}/wtb{goto}spot7~{windowson}{panelon} 8: 196.737; {windowsoff}{paneloff}/wtc{home}{goto}spot1~{right 3}{down 10}/wtb{goto}spot7~{windowson}{panelon} 10: 357587.0079; {windowsoff}{paneloff}/wtc{home}{goto}spot1~{right 3}{down 10}/wtb{goto}spot7~{windowson}{panelon} 11: 116166.6321; {windowsoff}{paneloff}/wtc{home}{goto}spot1~{right 3}{down 10}/wtb{goto}spot7~{windowson}{panelon} 12: 241420.3758; {windowsoff}{paneloff}/wtc{home}{goto}spot1~{right 3}{down 10}/wtb{goto}spot7~{windowson}{panelon} 13: 4.0104e-13; {windowsoff}{paneloff}/wtc{home}{goto}spot1~{right 3}{down 10}/wtb{goto}spot7~{windowson}{panelon} 16: 6408657.66; {windowsoff}{paneloff}/wtc{home}{goto}spot1~{right 3}{down 10}/wtb{goto}spot7~{windowson}{panelon} 18: 12 month ending functional depr expense
25 | INTANGIBLE PLANT-SOFTWARE | PLT303TOT | 0: 7505149.44; 2: 6534688.092; 4: 445764.8521; 5: 524696.4958; {windowsoff}{paneloff}/wtc{home}{goto}spot1~{right 3}{down 10}/wtb{goto}spot7~{windowson}{panelon} 8: 236.6551; {windowsoff}{paneloff}/wtc{home}{goto}spot1~{right 3}{down 10}/wtb{goto}spot7~{windowson}{panelon} 10: 524459.8408; {windowsoff}{paneloff}/wtc{home}{goto}spot1~{right 3}{down 10}/wtb{goto}spot7~{windowson}{panelon} 11: 166521.8676; {windowsoff}{paneloff}/wtc{home}{goto}spot1~{right 3}{down 10}/wtb{goto}spot7~{windowson}{panelon} 12: 357937.9731; {windowsoff}{paneloff}/wtc{home}{goto}spot1~{right 3}{down 10}/wtb{goto}spot7~{windowson}{panelon} 13: 1.0229e-14; {windowsoff}{paneloff}/wtc{home}{goto}spot1~{right 3}{down 10}/wtb{goto}spot7~{windowson}{panelon} 16: 7505149.44; {windowsoff}{paneloff}/wtc{home}{goto}spot1~{right 3}{down 10}/wtb{goto}spot7~{windowson}{panelon} 18: 12 month ending functional depr expense
26 | INTANGIBLE PLANT-FRANCHISES | PLT302TOT | 0: 0; 2: 0; 4: 0; 5: 0; {windowsoff}{paneloff}/wtc{home}{goto}spot1~{right 3}{down 10}/wtb{goto}spot7~{windowson}{panelon} 8: 0; {windowsoff}{paneloff}/wtc{home}{goto}spot1~{right 3}{down 10}/wtb{goto}spot7~{windowson}{panelon} 10: 0; {windowsoff}{paneloff}/wtc{home}{goto}spot1~{right 3}{down 10}/wtb{goto}spot7~{windowson}{panelon} 11: 0; {windowsoff}{paneloff}/wtc{home}{goto}spot1~{right 3}{down 10}/wtb{goto}spot7~{windowson}{panelon} 12: 0; {windowsoff}{paneloff}/wtc{home}{goto}spot1~{right 3}{down 10}/wtb{goto}spot7~{windowson}{panelon} 13: 0; {windowsoff}{paneloff}/wtc{home}{goto}spot1~{right 3}{down 10}/wtb{goto}spot7~{windowson}{panelon} 16: 0; {windowsoff}{paneloff}/wtc{home}{goto}spot1~{right 3}{down 10}/wtb{goto}spot7~{windowson}{panelon} 18: 12 month ending functional depr expense
|  |  | {windowsoff}{paneloff}/wtc{home}{goto}spot1~{right 3}{down 10}/wtb{goto}spot7~{windowson}{panelon} 21: Depreciation Exp FS | Amortization Exp FS
27 | TOTAL DEPREC & AMORT EXP |  | 0: 192192743.09; 2: 167700748.6423; 4: 10428735.8879; 5: 14063258.5598; {windowsoff}{paneloff}/wtc{home}{goto}spot1~{right 3}{down 10}/wtb{goto}spot7~{windowson}{panelon} 8: 3776.6514; {windowsoff}{paneloff}/wtc{home}{goto}spot1~{right 3}{down 10}/wtb{goto}spot7~{windowson}{panelon} 10: 14059481.9084; {windowsoff}{paneloff}/wtc{home}{goto}spot1~{right 3}{down 10}/wtb{goto}spot7~{windowson}{panelon} 11: 4451800.5718; {windowsoff}{paneloff}/wtc{home}{goto}spot1~{right 3}{down 10}/wtb{goto}spot7~{windowson}{panelon} 12: 9607681.3366; {windowsoff}{paneloff}/wtc{home}{goto}spot1~{right 3}{down 10}/wtb{goto}spot7~{windowson}{panelon} 13: 1.0229e-14; {windowsoff}{paneloff}/wtc{home}{goto}spot1~{right 3}{down 10}/wtb{goto}spot7~{windowson}{panelon} 21: 184687593.56 | 7505149.44 | 192192743 | -0.09
REGULATORY CREDITS AND ACCRETION
REGULATORY CREDITS
| PRODUCTION PLANT |  | {windowsoff}{paneloff}/wtc{home}{goto}spot1~{right 3}{down 10}/wtb{goto}spot7~{windowson}{panelon} 21: Accretion | Depreciation
1 | STEAM PRODUCTION PLANT | STMSYS | 0: -5958724.45; 2: -5157217.4559; 4: -302868.0721; 5: -498638.9219; {windowsoff}{paneloff}/wtc{home}{goto}spot1~{right 3}{down 10}/wtb{goto}spot7~{windowson}{panelon} 8: -45.5989; {windowsoff}{paneloff}/wtc{home}{goto}spot1~{right 3}{down 10}/wtb{goto}spot7~{windowson}{panelon} 10: -498593.323; {windowsoff}{paneloff}/wtc{home}{goto}spot1~{right 3}{down 10}/wtb{goto}spot7~{windowson}{panelon} 11: -155573.7672; {windowsoff}{paneloff}/wtc{home}{goto}spot1~{right 3}{down 10}/wtb{goto}spot7~{windowson}{panelon} 12: -343019.5558; {windowsoff}{paneloff}/wtc{home}{goto}spot1~{right 3}{down 10}/wtb{goto}spot7~{windowson}{panelon} 13: 0; {windowsoff}{paneloff}/wtc{home}{goto}spot1~{right 3}{down 10}/wtb{goto}spot7~{windowson}{panelon} 16: -5958724.45; {windowsoff}{paneloff}/wtc{home}{goto}spot1~{right 3}{down 10}/wtb{goto}spot7~{windowson}{panelon} 18: Pulled off Trial Balance - Acct 407; {windowsoff}{paneloff}/wtc{home}{goto}spot1~{right 3}{down 10}/wtb{goto}spot7~{windowson}{panelon} 21: -2899712.88 | -3059011.57
2 | HYDRAULIC PRODUCTION PLANT | HYDSYS | 0: 0; 2: 0; 4: 0; 5: 0; {windowsoff}{paneloff}/wtc{home}{goto}spot1~{right 3}{down 10}/wtb{goto}spot7~{windowson}{panelon} 8: 0; {windowsoff}{paneloff}/wtc{home}{goto}spot1~{right 3}{down 10}/wtb{goto}spot7~{windowson}{panelon} 10: 0; {windowsoff}{paneloff}/wtc{home}{goto}spot1~{right 3}{down 10}/wtb{goto}spot7~{windowson}{panelon} 11: 0; {windowsoff}{paneloff}/wtc{home}{goto}spot1~{right 3}{down 10}/wtb{goto}spot7~{windowson}{panelon} 12: 0; {windowsoff}{paneloff}/wtc{home}{goto}spot1~{right 3}{down 10}/wtb{goto}spot7~{windowson}{panelon} 13: 0
3 | OTHER PRODUCTION PLANT | OTHSYS | 0: 0; 2: 0; 4: 0; 5: 0; {windowsoff}{paneloff}/wtc{home}{goto}spot1~{right 3}{down 10}/wtb{goto}spot7~{windowson}{panelon} 8: 0; {windowsoff}{paneloff}/wtc{home}{goto}spot1~{right 3}{down 10}/wtb{goto}spot7~{windowson}{panelon} 10: 0; {windowsoff}{paneloff}/wtc{home}{goto}spot1~{right 3}{down 10}/wtb{goto}spot7~{windowson}{panelon} 11: 0; {windowsoff}{paneloff}/wtc{home}{goto}spot1~{right 3}{down 10}/wtb{goto}spot7~{windowson}{panelon} 12: 0; {windowsoff}{paneloff}/wtc{home}{goto}spot1~{right 3}{down 10}/wtb{goto}spot7~{windowson}{panelon} 13: 0
4 | TOTAL PRODUCTION PLANT |  | 0: -5958724.45; 2: -5157217.4559; 4: -302868.0721; 5: -498638.9219; {windowsoff}{paneloff}/wtc{home}{goto}spot1~{right 3}{down 10}/wtb{goto}spot7~{windowson}{panelon} 8: -45.5989; {windowsoff}{paneloff}/wtc{home}{goto}spot1~{right 3}{down 10}/wtb{goto}spot7~{windowson}{panelon} 10: -498593.323; {windowsoff}{paneloff}/wtc{home}{goto}spot1~{right 3}{down 10}/wtb{goto}spot7~{windowson}{panelon} 11: -155573.7672; {windowsoff}{paneloff}/wtc{home}{goto}spot1~{right 3}{down 10}/wtb{goto}spot7~{windowson}{panelon} 12: -343019.5558; {windowsoff}{paneloff}/wtc{home}{goto}spot1~{right 3}{down 10}/wtb{goto}spot7~{windowson}{panelon} 13: 0
TRANSMISSION PLANT
5 | KENTUCKY SYSTEM PROPERTY | KYTRPLT | 0: -17452.17; 2: -14992.1597; 4: -914.3273; 5: -1545.6829; {windowsoff}{paneloff}/wtc{home}{goto}spot1~{right 3}{down 10}/wtb{goto}spot7~{windowson}{panelon} 8: -0.13256; {windowsoff}{paneloff}/wtc{home}{goto}spot1~{right 3}{down 10}/wtb{goto}spot7~{windowson}{panelon} 10: -1545.5504; {windowsoff}{paneloff}/wtc{home}{goto}spot1~{right 3}{down 10}/wtb{goto}spot7~{windowson}{panelon} 11: -482.2509; {windowsoff}{paneloff}/wtc{home}{goto}spot1~{right 3}{down 10}/wtb{goto}spot7~{windowson}{panelon} 12: -1063.2994; {windowsoff}{paneloff}/wtc{home}{goto}spot1~{right 3}{down 10}/wtb{goto}spot7~{windowson}{panelon} 13: 0; {windowsoff}{paneloff}/wtc{home}{goto}spot1~{right 3}{down 10}/wtb{goto}spot7~{windowson}{panelon} 16: -17452.17; {windowsoff}{paneloff}/wtc{home}{goto}spot1~{right 3}{down 10}/wtb{goto}spot7~{windowson}{panelon} 18: Pulled off Trial Balance - Acct 407; {windowsoff}{paneloff}/wtc{home}{goto}spot1~{right 3}{down 10}/wtb{goto}spot7~{windowson}{panelon} 21: -11161.9 | -6290.27
6 | VIRGINIA PROPERTY | TRPLTVA | 0: 0; 2: 0; 4: 0; 5: 0; {windowsoff}{paneloff}/wtc{home}{goto}spot1~{right 3}{down 10}/wtb{goto}spot7~{windowson}{panelon} 8: 0; {windowsoff}{paneloff}/wtc{home}{goto}spot1~{right 3}{down 10}/wtb{goto}spot7~{windowson}{panelon} 10: 0; {windowsoff}{paneloff}/wtc{home}{goto}spot1~{right 3}{down 10}/wtb{goto}spot7~{windowson}{panelon} 11: 0; {windowsoff}{paneloff}/wtc{home}{goto}spot1~{right 3}{down 10}/wtb{goto}spot7~{windowson}{panelon} 12: 0; {windowsoff}{paneloff}/wtc{home}{goto}spot1~{right 3}{down 10}/wtb{goto}spot7~{windowson}{panelon} 13: 0
7 | TOTAL TRANSMISSION PLANT |  | 0: -17452.17; 2: -14992.1597; 4: -914.3273; 5: -1545.6829; {windowsoff}{paneloff}/wtc{home}{goto}spot1~{right 3}{down 10}/wtb{goto}spot7~{windowson}{panelon} 8: -0.13256; {windowsoff}{paneloff}/wtc{home}{goto}spot1~{right 3}{down 10}/wtb{goto}spot7~{windowson}{panelon} 10: -1545.5504; {windowsoff}{paneloff}/wtc{home}{goto}spot1~{right 3}{down 10}/wtb{goto}spot7~{windowson}{panelon} 11: -482.2509; {windowsoff}{paneloff}/wtc{home}{goto}spot1~{right 3}{down 10}/wtb{goto}spot7~{windowson}{panelon} 12: -1063.2994; {windowsoff}{paneloff}/wtc{home}{goto}spot1~{right 3}{down 10}/wtb{goto}spot7~{windowson}{panelon} 13: 0
DISTRIBUTION PLANT
8 | KENTUCKY DISTRIBUTION PROPERTY | KYDIST | 0: -35677.8; 2: -35563.8545; 4: 0; 5: -113.9455; {windowsoff}{paneloff}/wtc{home}{goto}spot1~{right 3}{down 10}/wtb{goto}spot7~{windowson}{panelon} 8: 0; {windowsoff}{paneloff}/wtc{home}{goto}spot1~{right 3}{down 10}/wtb{goto}spot7~{windowson}{panelon} 10: -113.9455; {windowsoff}{paneloff}/wtc{home}{goto}spot1~{right 3}{down 10}/wtb{goto}spot7~{windowson}{panelon} 11: -97.9181; {windowsoff}{paneloff}/wtc{home}{goto}spot1~{right 3}{down 10}/wtb{goto}spot7~{windowson}{panelon} 12: -16.0274; {windowsoff}{paneloff}/wtc{home}{goto}spot1~{right 3}{down 10}/wtb{goto}spot7~{windowson}{panelon} 13: 0; {windowsoff}{paneloff}/wtc{home}{goto}spot1~{right 3}{down 10}/wtb{goto}spot7~{windowson}{panelon} 16: -35677.8; {windowsoff}{paneloff}/wtc{home}{goto}spot1~{right 3}{down 10}/wtb{goto}spot7~{windowson}{panelon} 18: Pulled off Trial Balance - Acct 407; {windowsoff}{paneloff}/wtc{home}{goto}spot1~{right 3}{down 10}/wtb{goto}spot7~{windowson}{panelon} 21: -23233.87 | -12443.93
9 | VIRGINIA DISTRIBUTION PROPERTY | VADIST | 0: 0; 2: 0; 4: 0; 5: 0; {windowsoff}{paneloff}/wtc{home}{goto}spot1~{right 3}{down 10}/wtb{goto}spot7~{windowson}{panelon} 8: 0; {windowsoff}{paneloff}/wtc{home}{goto}spot1~{right 3}{down 10}/wtb{goto}spot7~{windowson}{panelon} 10: 0; {windowsoff}{paneloff}/wtc{home}{goto}spot1~{right 3}{down 10}/wtb{goto}spot7~{windowson}{panelon} 11: 0; {windowsoff}{paneloff}/wtc{home}{goto}spot1~{right 3}{down 10}/wtb{goto}spot7~{windowson}{panelon} 12: 0; {windowsoff}{paneloff}/wtc{home}{goto}spot1~{right 3}{down 10}/wtb{goto}spot7~{windowson}{panelon} 13: 0
10 | TOTAL DISTRIBUTION PLANT |  | 0: -35677.8; 2: -35563.8545; 4: 0; 5: -113.9455; {windowsoff}{paneloff}/wtc{home}{goto}spot1~{right 3}{down 10}/wtb{goto}spot7~{windowson}{panelon} 8: 0; {windowsoff}{paneloff}/wtc{home}{goto}spot1~{right 3}{down 10}/wtb{goto}spot7~{windowson}{panelon} 10: -113.9455; {windowsoff}{paneloff}/wtc{home}{goto}spot1~{right 3}{down 10}/wtb{goto}spot7~{windowson}{panelon} 11: -97.9181; {windowsoff}{paneloff}/wtc{home}{goto}spot1~{right 3}{down 10}/wtb{goto}spot7~{windowson}{panelon} 12: -16.0274; {windowsoff}{paneloff}/wtc{home}{goto}spot1~{right 3}{down 10}/wtb{goto}spot7~{windowson}{panelon} 13: 0
11 | TOTAL REGULATORY CREDITS |  | 0: -6011854.42; 2: -5207773.4702; 4: -303782.3995; 5: -500298.5504; {windowsoff}{paneloff}/wtc{home}{goto}spot1~{right 3}{down 10}/wtb{goto}spot7~{windowson}{panelon} 8: -45.7315; {windowsoff}{paneloff}/wtc{home}{goto}spot1~{right 3}{down 10}/wtb{goto}spot7~{windowson}{panelon} 10: -500252.8189; {windowsoff}{paneloff}/wtc{home}{goto}spot1~{right 3}{down 10}/wtb{goto}spot7~{windowson}{panelon} 11: -156153.9362; {windowsoff}{paneloff}/wtc{home}{goto}spot1~{right 3}{down 10}/wtb{goto}spot7~{windowson}{panelon} 12: -344098.8826; {windowsoff}{paneloff}/wtc{home}{goto}spot1~{right 3}{down 10}/wtb{goto}spot7~{windowson}{panelon} 13: 0
ACCRETION
PRODUCTION PLANT
12 | STEAM PRODUCTION PLANT | STMSYS | 0: 2899712.88; 2: 2509673.0026; 4: 147385.6456; 5: 242654.2319; {windowsoff}{paneloff}/wtc{home}{goto}spot1~{right 3}{down 10}/wtb{goto}spot7~{windowson}{panelon} 8: 22.1899; {windowsoff}{paneloff}/wtc{home}{goto}spot1~{right 3}{down 10}/wtb{goto}spot7~{windowson}{panelon} 10: 242632.0419; {windowsoff}{paneloff}/wtc{home}{goto}spot1~{right 3}{down 10}/wtb{goto}spot7~{windowson}{panelon} 11: 75707.3532; {windowsoff}{paneloff}/wtc{home}{goto}spot1~{right 3}{down 10}/wtb{goto}spot7~{windowson}{panelon} 12: 166924.6887; {windowsoff}{paneloff}/wtc{home}{goto}spot1~{right 3}{down 10}/wtb{goto}spot7~{windowson}{panelon} 13: 0; {windowsoff}{paneloff}/wtc{home}{goto}spot1~{right 3}{down 10}/wtb{goto}spot7~{windowson}{panelon} 16: 2899712.88; {windowsoff}{paneloff}/wtc{home}{goto}spot1~{right 3}{down 10}/wtb{goto}spot7~{windowson}{panelon} 18: Pulled off Trial Balance - Acct 411.15
13 | HYDRAULIC PRODUCTION PLANT | HYDSYS | 0: 0; 2: 0; 4: 0; 5: 0; {windowsoff}{paneloff}/wtc{home}{goto}spot1~{right 3}{down 10}/wtb{goto}spot7~{windowson}{panelon} 8: 0; {windowsoff}{paneloff}/wtc{home}{goto}spot1~{right 3}{down 10}/wtb{goto}spot7~{windowson}{panelon} 10: 0; {windowsoff}{paneloff}/wtc{home}{goto}spot1~{right 3}{down 10}/wtb{goto}spot7~{windowson}{panelon} 11: 0; {windowsoff}{paneloff}/wtc{home}{goto}spot1~{right 3}{down 10}/wtb{goto}spot7~{windowson}{panelon} 12: 0; {windowsoff}{paneloff}/wtc{home}{goto}spot1~{right 3}{down 10}/wtb{goto}spot7~{windowson}{panelon} 13: 0
14 | OTHER PRODUCTION PLANT | OTHSYS | 0: 0; 2: 0; 4: 0; 5: 0; {windowsoff}{paneloff}/wtc{home}{goto}spot1~{right 3}{down 10}/wtb{goto}spot7~{windowson}{panelon} 8: 0; {windowsoff}{paneloff}/wtc{home}{goto}spot1~{right 3}{down 10}/wtb{goto}spot7~{windowson}{panelon} 10: 0; {windowsoff}{paneloff}/wtc{home}{goto}spot1~{right 3}{down 10}/wtb{goto}spot7~{windowson}{panelon} 11: 0; {windowsoff}{paneloff}/wtc{home}{goto}spot1~{right 3}{down 10}/wtb{goto}spot7~{windowson}{panelon} 12: 0; {windowsoff}{paneloff}/wtc{home}{goto}spot1~{right 3}{down 10}/wtb{goto}spot7~{windowson}{panelon} 13: 0
15 | TOTAL PRODUCTION PLANT |  | 0: 2899712.88; 2: 2509673.0026; 4: 147385.6456; 5: 242654.2319; {windowsoff}{paneloff}/wtc{home}{goto}spot1~{right 3}{down 10}/wtb{goto}spot7~{windowson}{panelon} 8: 22.1899; {windowsoff}{paneloff}/wtc{home}{goto}spot1~{right 3}{down 10}/wtb{goto}spot7~{windowson}{panelon} 10: 242632.0419; {windowsoff}{paneloff}/wtc{home}{goto}spot1~{right 3}{down 10}/wtb{goto}spot7~{windowson}{panelon} 11: 75707.3532; {windowsoff}{paneloff}/wtc{home}{goto}spot1~{right 3}{down 10}/wtb{goto}spot7~{windowson}{panelon} 12: 166924.6887; {windowsoff}{paneloff}/wtc{home}{goto}spot1~{right 3}{down 10}/wtb{goto}spot7~{windowson}{panelon} 13: 0
TRANSMISSION PLANT
16 | KENTUCKY SYSTEM PROPERTY | KYTRPLT | 0: 11161.9; 2: 9588.549; 4: 584.7772; 5: 988.5738; {windowsoff}{paneloff}/wtc{home}{goto}spot1~{right 3}{down 10}/wtb{goto}spot7~{windowson}{panelon} 8: 0.08478; {windowsoff}{paneloff}/wtc{home}{goto}spot1~{right 3}{down 10}/wtb{goto}spot7~{windowson}{panelon} 10: 988.489; {windowsoff}{paneloff}/wtc{home}{goto}spot1~{right 3}{down 10}/wtb{goto}spot7~{windowson}{panelon} 11: 308.4337; {windowsoff}{paneloff}/wtc{home}{goto}spot1~{right 3}{down 10}/wtb{goto}spot7~{windowson}{panelon} 12: 680.0554; {windowsoff}{paneloff}/wtc{home}{goto}spot1~{right 3}{down 10}/wtb{goto}spot7~{windowson}{panelon} 13: 0; {windowsoff}{paneloff}/wtc{home}{goto}spot1~{right 3}{down 10}/wtb{goto}spot7~{windowson}{panelon} 16: 11161.9; {windowsoff}{paneloff}/wtc{home}{goto}spot1~{right 3}{down 10}/wtb{goto}spot7~{windowson}{panelon} 18: Pulled off Trial Balance - Acct 411.15
17 | VIRGINIA PROPERTY | TRPLTVA | 0: 0; 2: 0; 4: 0; 5: 0; {windowsoff}{paneloff}/wtc{home}{goto}spot1~{right 3}{down 10}/wtb{goto}spot7~{windowson}{panelon} 8: 0; {windowsoff}{paneloff}/wtc{home}{goto}spot1~{right 3}{down 10}/wtb{goto}spot7~{windowson}{panelon} 10: 0; {windowsoff}{paneloff}/wtc{home}{goto}spot1~{right 3}{down 10}/wtb{goto}spot7~{windowson}{panelon} 11: 0; {windowsoff}{paneloff}/wtc{home}{goto}spot1~{right 3}{down 10}/wtb{goto}spot7~{windowson}{panelon} 12: 0; {windowsoff}{paneloff}/wtc{home}{goto}spot1~{right 3}{down 10}/wtb{goto}spot7~{windowson}{panelon} 13: 0
18 | TOTAL TRANSMISSION PLANT |  | 0: 11161.9; 2: 9588.549; 4: 584.7772; 5: 988.5738; {windowsoff}{paneloff}/wtc{home}{goto}spot1~{right 3}{down 10}/wtb{goto}spot7~{windowson}{panelon} 8: 0.08478; {windowsoff}{paneloff}/wtc{home}{goto}spot1~{right 3}{down 10}/wtb{goto}spot7~{windowson}{panelon} 10: 988.489; {windowsoff}{paneloff}/wtc{home}{goto}spot1~{right 3}{down 10}/wtb{goto}spot7~{windowson}{panelon} 11: 308.4337; {windowsoff}{paneloff}/wtc{home}{goto}spot1~{right 3}{down 10}/wtb{goto}spot7~{windowson}{panelon} 12: 680.0554; {windowsoff}{paneloff}/wtc{home}{goto}spot1~{right 3}{down 10}/wtb{goto}spot7~{windowson}{panelon} 13: 0
DISTRIBUTION PLANT
19 | KENTUCKY SYSTEM PROPERTY | KYDIST | 0: 23233.87; 2: 23159.6671; 4: 0; 5: 74.2029; {windowsoff}{paneloff}/wtc{home}{goto}spot1~{right 3}{down 10}/wtb{goto}spot7~{windowson}{panelon} 8: 0; {windowsoff}{paneloff}/wtc{home}{goto}spot1~{right 3}{down 10}/wtb{goto}spot7~{windowson}{panelon} 10: 74.2029; {windowsoff}{paneloff}/wtc{home}{goto}spot1~{right 3}{down 10}/wtb{goto}spot7~{windowson}{panelon} 11: 63.7656; {windowsoff}{paneloff}/wtc{home}{goto}spot1~{right 3}{down 10}/wtb{goto}spot7~{windowson}{panelon} 12: 10.4373; {windowsoff}{paneloff}/wtc{home}{goto}spot1~{right 3}{down 10}/wtb{goto}spot7~{windowson}{panelon} 13: 0; {windowsoff}{paneloff}/wtc{home}{goto}spot1~{right 3}{down 10}/wtb{goto}spot7~{windowson}{panelon} 16: 23233.87; {windowsoff}{paneloff}/wtc{home}{goto}spot1~{right 3}{down 10}/wtb{goto}spot7~{windowson}{panelon} 18: Pulled off Trial Balance - Acct 411.15
20 | VIRGINIA PROPERTY | DPLTXVA | 0: 0; 2: 0; 4: 0; 5: 0; {windowsoff}{paneloff}/wtc{home}{goto}spot1~{right 3}{down 10}/wtb{goto}spot7~{windowson}{panelon} 8: 0; {windowsoff}{paneloff}/wtc{home}{goto}spot1~{right 3}{down 10}/wtb{goto}spot7~{windowson}{panelon} 10: 0; {windowsoff}{paneloff}/wtc{home}{goto}spot1~{right 3}{down 10}/wtb{goto}spot7~{windowson}{panelon} 11: 0; {windowsoff}{paneloff}/wtc{home}{goto}spot1~{right 3}{down 10}/wtb{goto}spot7~{windowson}{panelon} 12: 0; {windowsoff}{paneloff}/wtc{home}{goto}spot1~{right 3}{down 10}/wtb{goto}spot7~{windowson}{panelon} 13: 0
[22 empty] | Regulatory Credits FS | Accretion Exp FS
21 | TOTAL DISTRIBUTION PLANT |  | 0: 23233.87; 2: 23159.6671; 4: 0; 5: 74.2029; {windowsoff}{paneloff}/wtc{home}{goto}spot1~{right 3}{down 10}/wtb{goto}spot7~{windowson}{panelon} 8: 0; {windowsoff}{paneloff}/wtc{home}{goto}spot1~{right 3}{down 10}/wtb{goto}spot7~{windowson}{panelon} 10: 74.2029; {windowsoff}{paneloff}/wtc{home}{goto}spot1~{right 3}{down 10}/wtb{goto}spot7~{windowson}{panelon} 11: 63.7656; {windowsoff}{paneloff}/wtc{home}{goto}spot1~{right 3}{down 10}/wtb{goto}spot7~{windowson}{panelon} 12: 10.4373; {windowsoff}{paneloff}/wtc{home}{goto}spot1~{right 3}{down 10}/wtb{goto}spot7~{windowson}{panelon} 13: 0; {windowsoff}{paneloff}/wtc{home}{goto}spot1~{right 3}{down 10}/wtb{goto}spot7~{windowson}{panelon} 19: -6011854.42; {windowsoff}{paneloff}/wtc{home}{goto}spot1~{right 3}{down 10}/wtb{goto}spot7~{windowson}{panelon} 20: 2934108.65; {windowsoff}{paneloff}/wtc{home}{goto}spot1~{right 3}{down 10}/wtb{goto}spot7~{windowson}{panelon} 21: -3077745.77 | 0
22 | TOTAL ACCRETION EXPENSE |  | 0: 2934108.65; 2: 2542421.2187; 4: 147970.4227; 5: 243717.0086; {windowsoff}{paneloff}/wtc{home}{goto}spot1~{right 3}{down 10}/wtb{goto}spot7~{windowson}{panelon} 8: 22.2747; {windowsoff}{paneloff}/wtc{home}{goto}spot1~{right 3}{down 10}/wtb{goto}spot7~{windowson}{panelon} 10: 243694.7338; {windowsoff}{paneloff}/wtc{home}{goto}spot1~{right 3}{down 10}/wtb{goto}spot7~{windowson}{panelon} 11: 76079.5525; {windowsoff}{paneloff}/wtc{home}{goto}spot1~{right 3}{down 10}/wtb{goto}spot7~{windowson}{panelon} 12: 167615.1814; {windowsoff}{paneloff}/wtc{home}{goto}spot1~{right 3}{down 10}/wtb{goto}spot7~{windowson}{panelon} 13: 0
OTHER TAXES & OTHER EXPENSES
| TAXES OTHER THAN INCOME TAX |  | {windowsoff}{paneloff}/wtc{home}{goto}spot1~{right 3}{down 10}/wtb{goto}spot7~{windowson}{panelon} 18: Property Taxes adjusted down 1 for rounding
1 | PROPERTY TAXES | NETPLANT | 0: 19442861; 2: 17000077.4415; 4: 1078544.2681; 5: 1364239.2904; {windowsoff}{paneloff}/wtc{home}{goto}spot1~{right 3}{down 10}/wtb{goto}spot7~{windowson}{panelon} 8: 228.5735; {windowsoff}{paneloff}/wtc{home}{goto}spot1~{right 3}{down 10}/wtb{goto}spot7~{windowson}{panelon} 10: 1364010.7169; {windowsoff}{paneloff}/wtc{home}{goto}spot1~{right 3}{down 10}/wtb{goto}spot7~{windowson}{panelon} 11: 432862.2118; {windowsoff}{paneloff}/wtc{home}{goto}spot1~{right 3}{down 10}/wtb{goto}spot7~{windowson}{panelon} 12: 931148.5051; {windowsoff}{paneloff}/wtc{home}{goto}spot1~{right 3}{down 10}/wtb{goto}spot7~{windowson}{panelon} 13: 2.5505e-14; {windowsoff}{paneloff}/wtc{home}{goto}spot1~{right 3}{down 10}/wtb{goto}spot7~{windowson}{panelon} 16: 19442861; {windowsoff}{paneloff}/wtc{home}{goto}spot1~{right 3}{down 10}/wtb{goto}spot7~{windowson}{panelon} 18: See Tax Accounting workpapers
2 | PSC ASSESSMENT-KY REVENUE | REVKY | 0: 1985993.81; 2: 1985993.81; 4: 0; 5: 0; {windowsoff}{paneloff}/wtc{home}{goto}spot1~{right 3}{down 10}/wtb{goto}spot7~{windowson}{panelon} 8: 0; {windowsoff}{paneloff}/wtc{home}{goto}spot1~{right 3}{down 10}/wtb{goto}spot7~{windowson}{panelon} 10: 0; {windowsoff}{paneloff}/wtc{home}{goto}spot1~{right 3}{down 10}/wtb{goto}spot7~{windowson}{panelon} 11: 0; {windowsoff}{paneloff}/wtc{home}{goto}spot1~{right 3}{down 10}/wtb{goto}spot7~{windowson}{panelon} 12: 0; {windowsoff}{paneloff}/wtc{home}{goto}spot1~{right 3}{down 10}/wtb{goto}spot7~{windowson}{panelon} 13: 0; {windowsoff}{paneloff}/wtc{home}{goto}spot1~{right 3}{down 10}/wtb{goto}spot7~{windowson}{panelon} 16: 1985993.81
3 | VA GROSS RECEIPTS TAX | REVVA | 0: 0; 2: 0; 4: 0; 5: 0; {windowsoff}{paneloff}/wtc{home}{goto}spot1~{right 3}{down 10}/wtb{goto}spot7~{windowson}{panelon} 8: 0; {windowsoff}{paneloff}/wtc{home}{goto}spot1~{right 3}{down 10}/wtb{goto}spot7~{windowson}{panelon} 10: 0; {windowsoff}{paneloff}/wtc{home}{goto}spot1~{right 3}{down 10}/wtb{goto}spot7~{windowson}{panelon} 11: 0; {windowsoff}{paneloff}/wtc{home}{goto}spot1~{right 3}{down 10}/wtb{goto}spot7~{windowson}{panelon} 12: 0; {windowsoff}{paneloff}/wtc{home}{goto}spot1~{right 3}{down 10}/wtb{goto}spot7~{windowson}{panelon} 13: 0
4 | UNEMPLOYMENT | LABOR | 0: 247951.03; 2: 220522.396; 4: 13585.9773; 5: 13842.6567; {windowsoff}{paneloff}/wtc{home}{goto}spot1~{right 3}{down 10}/wtb{goto}spot7~{windowson}{panelon} 8: 7.6118; {windowsoff}{paneloff}/wtc{home}{goto}spot1~{right 3}{down 10}/wtb{goto}spot7~{windowson}{panelon} 10: 13835.045; {windowsoff}{paneloff}/wtc{home}{goto}spot1~{right 3}{down 10}/wtb{goto}spot7~{windowson}{panelon} 11: 4494.4882; {windowsoff}{paneloff}/wtc{home}{goto}spot1~{right 3}{down 10}/wtb{goto}spot7~{windowson}{panelon} 12: 9340.5568; {windowsoff}{paneloff}/wtc{home}{goto}spot1~{right 3}{down 10}/wtb{goto}spot7~{windowson}{panelon} 13: 1.5516e-14; {windowsoff}{paneloff}/wtc{home}{goto}spot1~{right 3}{down 10}/wtb{goto}spot7~{windowson}{panelon} 16: 247951.03
5 | FICA | LABOR | 0: 7372339; 2: 6556802.2049; 4: 403952.4671; 5: 411584.328; {windowsoff}{paneloff}/wtc{home}{goto}spot1~{right 3}{down 10}/wtb{goto}spot7~{windowson}{panelon} 8: 226.3207; {windowsoff}{paneloff}/wtc{home}{goto}spot1~{right 3}{down 10}/wtb{goto}spot7~{windowson}{panelon} 10: 411358.0073; {windowsoff}{paneloff}/wtc{home}{goto}spot1~{right 3}{down 10}/wtb{goto}spot7~{windowson}{panelon} 11: 133634.8168; {windowsoff}{paneloff}/wtc{home}{goto}spot1~{right 3}{down 10}/wtb{goto}spot7~{windowson}{panelon} 12: 277723.1905; {windowsoff}{paneloff}/wtc{home}{goto}spot1~{right 3}{down 10}/wtb{goto}spot7~{windowson}{panelon} 13: 4.6135e-13; {windowsoff}{paneloff}/wtc{home}{goto}spot1~{right 3}{down 10}/wtb{goto}spot7~{windowson}{panelon} 16: 7372339
6 | MISCELLANEOUS | PLANT | 0: 94929.1; 2: 82654.2973; 4: 5638.2211; 5: 6636.5817; {windowsoff}{paneloff}/wtc{home}{goto}spot1~{right 3}{down 10}/wtb{goto}spot7~{windowson}{panelon} 8: 2.9933; {windowsoff}{paneloff}/wtc{home}{goto}spot1~{right 3}{down 10}/wtb{goto}spot7~{windowson}{panelon} 10: 6633.5883; {windowsoff}{paneloff}/wtc{home}{goto}spot1~{right 3}{down 10}/wtb{goto}spot7~{windowson}{panelon} 11: 2106.2385; {windowsoff}{paneloff}/wtc{home}{goto}spot1~{right 3}{down 10}/wtb{goto}spot7~{windowson}{panelon} 12: 4527.3498; {windowsoff}{paneloff}/wtc{home}{goto}spot1~{right 3}{down 10}/wtb{goto}spot7~{windowson}{panelon} 13: 1.2938e-16; {windowsoff}{paneloff}/wtc{home}{goto}spot1~{right 3}{down 10}/wtb{goto}spot7~{windowson}{panelon} 16: 94929.1
7 | TOTAL OTHER TAXES |  | 0: 29144073.94; 2: 25846050.1496; 4: 1501720.9337; 5: 1796302.8568; {windowsoff}{paneloff}/wtc{home}{goto}spot1~{right 3}{down 10}/wtb{goto}spot7~{windowson}{panelon} 8: 465.4993; {windowsoff}{paneloff}/wtc{home}{goto}spot1~{right 3}{down 10}/wtb{goto}spot7~{windowson}{panelon} 10: 1795837.3575; {windowsoff}{paneloff}/wtc{home}{goto}spot1~{right 3}{down 10}/wtb{goto}spot7~{windowson}{panelon} 11: 573097.7553; {windowsoff}{paneloff}/wtc{home}{goto}spot1~{right 3}{down 10}/wtb{goto}spot7~{windowson}{panelon} 12: 1222739.6022; {windowsoff}{paneloff}/wtc{home}{goto}spot1~{right 3}{down 10}/wtb{goto}spot7~{windowson}{panelon} 13: 5.025e-13
8 | GAIN DISPOSITION OF ALLOWANCES | DEMPROD | 0: -886.52; 2: -767.2743; 4: -45.0597; 5: -74.1859; {windowsoff}{paneloff}/wtc{home}{goto}spot1~{right 3}{down 10}/wtb{goto}spot7~{windowson}{panelon} 8: -0.0067841; {windowsoff}{paneloff}/wtc{home}{goto}spot1~{right 3}{down 10}/wtb{goto}spot7~{windowson}{panelon} 10: -74.1791; {windowsoff}{paneloff}/wtc{home}{goto}spot1~{right 3}{down 10}/wtb{goto}spot7~{windowson}{panelon} 11: -23.1458; {windowsoff}{paneloff}/wtc{home}{goto}spot1~{right 3}{down 10}/wtb{goto}spot7~{windowson}{panelon} 12: -51.0334; {windowsoff}{paneloff}/wtc{home}{goto}spot1~{right 3}{down 10}/wtb{goto}spot7~{windowson}{panelon} 13: 0; {windowsoff}{paneloff}/wtc{home}{goto}spot1~{right 3}{down 10}/wtb{goto}spot7~{windowson}{panelon} 16: -886.52; {windowsoff}{paneloff}/wtc{home}{goto}spot1~{right 3}{down 10}/wtb{goto}spot7~{windowson}{panelon} 18: Income Statement; {windowsoff}{paneloff}/wtc{home}{goto}spot1~{right 3}{down 10}/wtb{goto}spot7~{windowson}{panelon} 20: GAINS/LOSSES-NET OF TAXES (1-.389)
9 | GAIN/LOSS PROP DISPOSITION (NET) | PLANT | 0: -44239.4428; 2: 0; 4: -2627.5584; 5: 0; {windowsoff}{paneloff}/wtc{home}{goto}spot1~{right 3}{down 10}/wtb{goto}spot7~{windowson}{panelon} 8: 0; {windowsoff}{paneloff}/wtc{home}{goto}spot1~{right 3}{down 10}/wtb{goto}spot7~{windowson}{panelon} 10: 0; {windowsoff}{paneloff}/wtc{home}{goto}spot1~{right 3}{down 10}/wtb{goto}spot7~{windowson}{panelon} 11: 0; {windowsoff}{paneloff}/wtc{home}{goto}spot1~{right 3}{down 10}/wtb{goto}spot7~{windowson}{panelon} 12: 0; {windowsoff}{paneloff}/wtc{home}{goto}spot1~{right 3}{down 10}/wtb{goto}spot7~{windowson}{panelon} 13: 0; {windowsoff}{paneloff}/wtc{home}{goto}spot1~{right 3}{down 10}/wtb{goto}spot7~{windowson}{panelon} 16: -44239.4428; {windowsoff}{paneloff}/wtc{home}{goto}spot1~{right 3}{down 10}/wtb{goto}spot7~{windowson}{panelon} 18: Financials pg 21=; {windowsoff}{paneloff}/wtc{home}{goto}spot1~{right 3}{down 10}/wtb{goto}spot7~{windowson}{panelon} 20: 72404.98; {windowsoff}{paneloff}/wtc{home}{goto}spot1~{right 3}{down 10}/wtb{goto}spot7~{windowson}{panelon} 21: 44239.4428
10 | CHARITABLE CONTRIBUTIONS-VA ONLY | LABOR | 734837.0951 |  | 0 |  | 20131.9593 | 0 |  |  | 0 |  | 0 | 0 | 0 | 0 |  |  | 367418.5475 | Virginia | Donations Workpaper |  | Financials pg 21 | Net of Tax (1-.389) | 50% Limitation
|  |  | {windowsoff}{paneloff}/wtc{home}{goto}spot1~{right 3}{down 10}/wtb{goto}spot7~{windowson}{panelon} 16: 714705.1358; {windowsoff}{paneloff}/wtc{home}{goto}spot1~{right 3}{down 10}/wtb{goto}spot7~{windowson}{panelon} 17: Other; {windowsoff}{paneloff}/wtc{home}{goto}spot1~{right 3}{down 10}/wtb{goto}spot7~{windowson}{panelon} 20: 1202679.37; {windowsoff}{paneloff}/wtc{home}{goto}spot1~{right 3}{down 10}/wtb{goto}spot7~{windowson}{panelon} 21: 734837.0951 | 367418.5475
| 203(E) EXCESS |  | {windowsoff}{paneloff}/wtc{home}{goto}spot1~{right 3}{down 10}/wtb{goto}spot7~{windowson}{panelon} 21: 734837.0951
11 | PRODUCTION PLANT | PRODSYS | 0: -853975; 2: -739106.9706; 4: -43405.5584; 5: -71462.471; {windowsoff}{paneloff}/wtc{home}{goto}spot1~{right 3}{down 10}/wtb{goto}spot7~{windowson}{panelon} 8: -6.535; {windowsoff}{paneloff}/wtc{home}{goto}spot1~{right 3}{down 10}/wtb{goto}spot7~{windowson}{panelon} 10: -71455.936; {windowsoff}{paneloff}/wtc{home}{goto}spot1~{right 3}{down 10}/wtb{goto}spot7~{windowson}{panelon} 11: -22296.065; {windowsoff}{paneloff}/wtc{home}{goto}spot1~{right 3}{down 10}/wtb{goto}spot7~{windowson}{panelon} 12: -49159.871; {windowsoff}{paneloff}/wtc{home}{goto}spot1~{right 3}{down 10}/wtb{goto}spot7~{windowson}{panelon} 13: 0; {windowsoff}{paneloff}/wtc{home}{goto}spot1~{right 3}{down 10}/wtb{goto}spot7~{windowson}{panelon} 16: -853975; {windowsoff}{paneloff}/wtc{home}{goto}spot1~{right 3}{down 10}/wtb{goto}spot7~{windowson}{panelon} 18: Tax acct workpapers
TRANSMISSION PLANT
12 | KENTUCKY SYSTEM PROPERTY | KYTRPLT | 0: -97112; 2: -83423.3574; 4: -5087.7431; 5: -8600.8995; {windowsoff}{paneloff}/wtc{home}{goto}spot1~{right 3}{down 10}/wtb{goto}spot7~{windowson}{panelon} 8: -0.73761; {windowsoff}{paneloff}/wtc{home}{goto}spot1~{right 3}{down 10}/wtb{goto}spot7~{windowson}{panelon} 10: -8600.1619; {windowsoff}{paneloff}/wtc{home}{goto}spot1~{right 3}{down 10}/wtb{goto}spot7~{windowson}{panelon} 11: -2683.4687; {windowsoff}{paneloff}/wtc{home}{goto}spot1~{right 3}{down 10}/wtb{goto}spot7~{windowson}{panelon} 12: -5916.6932; {windowsoff}{paneloff}/wtc{home}{goto}spot1~{right 3}{down 10}/wtb{goto}spot7~{windowson}{panelon} 13: 0; {windowsoff}{paneloff}/wtc{home}{goto}spot1~{right 3}{down 10}/wtb{goto}spot7~{windowson}{panelon} 16: -97112; {windowsoff}{paneloff}/wtc{home}{goto}spot1~{right 3}{down 10}/wtb{goto}spot7~{windowson}{panelon} 18: Tax acct workpapers
13 | VIRGINIA PROPERTY | TRPLTVA | 0: -7904; 2: -1124.9429; 4: -6669.6095; 5: -109.4476; {windowsoff}{paneloff}/wtc{home}{goto}spot1~{right 3}{down 10}/wtb{goto}spot7~{windowson}{panelon} 8: -0.0099465; {windowsoff}{paneloff}/wtc{home}{goto}spot1~{right 3}{down 10}/wtb{goto}spot7~{windowson}{panelon} 10: -109.4376; {windowsoff}{paneloff}/wtc{home}{goto}spot1~{right 3}{down 10}/wtb{goto}spot7~{windowson}{panelon} 11: -34.1473; {windowsoff}{paneloff}/wtc{home}{goto}spot1~{right 3}{down 10}/wtb{goto}spot7~{windowson}{panelon} 12: -75.2903; {windowsoff}{paneloff}/wtc{home}{goto}spot1~{right 3}{down 10}/wtb{goto}spot7~{windowson}{panelon} 13: 0; {windowsoff}{paneloff}/wtc{home}{goto}spot1~{right 3}{down 10}/wtb{goto}spot7~{windowson}{panelon} 16: -7904
14 | TOTAL TRANSMISSION PLANT |  | 0: -105016; 2: -84548.3004; 4: -11757.3526; 5: -8710.347; {windowsoff}{paneloff}/wtc{home}{goto}spot1~{right 3}{down 10}/wtb{goto}spot7~{windowson}{panelon} 8: -0.74756; {windowsoff}{paneloff}/wtc{home}{goto}spot1~{right 3}{down 10}/wtb{goto}spot7~{windowson}{panelon} 10: -8709.5995; {windowsoff}{paneloff}/wtc{home}{goto}spot1~{right 3}{down 10}/wtb{goto}spot7~{windowson}{panelon} 11: -2717.616; {windowsoff}{paneloff}/wtc{home}{goto}spot1~{right 3}{down 10}/wtb{goto}spot7~{windowson}{panelon} 12: -5991.9835; {windowsoff}{paneloff}/wtc{home}{goto}spot1~{right 3}{down 10}/wtb{goto}spot7~{windowson}{panelon} 13: 0
15 | DISTRIBUTION - VA | DIR203E | 0: -13424; 2: 0; 4: -13424; 5: 0; {windowsoff}{paneloff}/wtc{home}{goto}spot1~{right 3}{down 10}/wtb{goto}spot7~{windowson}{panelon} 8: 0; {windowsoff}{paneloff}/wtc{home}{goto}spot1~{right 3}{down 10}/wtb{goto}spot7~{windowson}{panelon} 10: 0; {windowsoff}{paneloff}/wtc{home}{goto}spot1~{right 3}{down 10}/wtb{goto}spot7~{windowson}{panelon} 11: 0; {windowsoff}{paneloff}/wtc{home}{goto}spot1~{right 3}{down 10}/wtb{goto}spot7~{windowson}{panelon} 12: 0; {windowsoff}{paneloff}/wtc{home}{goto}spot1~{right 3}{down 10}/wtb{goto}spot7~{windowson}{panelon} 13: 0; {windowsoff}{paneloff}/wtc{home}{goto}spot1~{right 3}{down 10}/wtb{goto}spot7~{windowson}{panelon} 16: -13424; {windowsoff}{paneloff}/wtc{home}{goto}spot1~{right 3}{down 10}/wtb{goto}spot7~{windowson}{panelon} 18: Tax acct workpapers
16 | DISTRIBUTION PLT KY,FERC & TN | DPLTXVA | 0: -257793; 2: -256938.9106; 4: 0; 5: -854.0894; {windowsoff}{paneloff}/wtc{home}{goto}spot1~{right 3}{down 10}/wtb{goto}spot7~{windowson}{panelon} 8: -30.8648; {windowsoff}{paneloff}/wtc{home}{goto}spot1~{right 3}{down 10}/wtb{goto}spot7~{windowson}{panelon} 10: -823.2245; {windowsoff}{paneloff}/wtc{home}{goto}spot1~{right 3}{down 10}/wtb{goto}spot7~{windowson}{panelon} 11: -707.4308; {windowsoff}{paneloff}/wtc{home}{goto}spot1~{right 3}{down 10}/wtb{goto}spot7~{windowson}{panelon} 12: -115.7938; {windowsoff}{paneloff}/wtc{home}{goto}spot1~{right 3}{down 10}/wtb{goto}spot7~{windowson}{panelon} 13: 0; {windowsoff}{paneloff}/wtc{home}{goto}spot1~{right 3}{down 10}/wtb{goto}spot7~{windowson}{panelon} 16: -257793
17 | GENERAL | GENPLT | 0: -26349; 2: -23434.2427; 4: -1443.7404; 5: -1471.0169; {windowsoff}{paneloff}/wtc{home}{goto}spot1~{right 3}{down 10}/wtb{goto}spot7~{windowson}{panelon} 8: -0.80888; {windowsoff}{paneloff}/wtc{home}{goto}spot1~{right 3}{down 10}/wtb{goto}spot7~{windowson}{panelon} 10: -1470.208; {windowsoff}{paneloff}/wtc{home}{goto}spot1~{right 3}{down 10}/wtb{goto}spot7~{windowson}{panelon} 11: -477.6156; {windowsoff}{paneloff}/wtc{home}{goto}spot1~{right 3}{down 10}/wtb{goto}spot7~{windowson}{panelon} 12: -992.5925; {windowsoff}{paneloff}/wtc{home}{goto}spot1~{right 3}{down 10}/wtb{goto}spot7~{windowson}{panelon} 13: -1.6489e-15; {windowsoff}{paneloff}/wtc{home}{goto}spot1~{right 3}{down 10}/wtb{goto}spot7~{windowson}{panelon} 16: -26349
18 | TOTAL 203(E) EXCESS |  | 0: -1256557; 2: -1104028.4243; 4: -70030.6513; 5: -82497.9244; {windowsoff}{paneloff}/wtc{home}{goto}spot1~{right 3}{down 10}/wtb{goto}spot7~{windowson}{panelon} 8: -38.9563; {windowsoff}{paneloff}/wtc{home}{goto}spot1~{right 3}{down 10}/wtb{goto}spot7~{windowson}{panelon} 10: -82458.9681; {windowsoff}{paneloff}/wtc{home}{goto}spot1~{right 3}{down 10}/wtb{goto}spot7~{windowson}{panelon} 11: -26198.7274; {windowsoff}{paneloff}/wtc{home}{goto}spot1~{right 3}{down 10}/wtb{goto}spot7~{windowson}{panelon} 12: -56260.2407; {windowsoff}{paneloff}/wtc{home}{goto}spot1~{right 3}{down 10}/wtb{goto}spot7~{windowson}{panelon} 13: -1.6489e-15
| INVESTMENT TAX CREDIT ADJ |  | {windowsoff}{paneloff}/wtc{home}{goto}spot1~{right 3}{down 10}/wtb{goto}spot7~{windowson}{panelon} 18: ITC BTL-No amortization
19 | PRODUCTION | PRODPLT | 0: 0; 2: 0; 4: 0; 5: 0; {windowsoff}{paneloff}/wtc{home}{goto}spot1~{right 3}{down 10}/wtb{goto}spot7~{windowson}{panelon} 8: 0; {windowsoff}{paneloff}/wtc{home}{goto}spot1~{right 3}{down 10}/wtb{goto}spot7~{windowson}{panelon} 10: 0; {windowsoff}{paneloff}/wtc{home}{goto}spot1~{right 3}{down 10}/wtb{goto}spot7~{windowson}{panelon} 11: 0; {windowsoff}{paneloff}/wtc{home}{goto}spot1~{right 3}{down 10}/wtb{goto}spot7~{windowson}{panelon} 12: 0; {windowsoff}{paneloff}/wtc{home}{goto}spot1~{right 3}{down 10}/wtb{goto}spot7~{windowson}{panelon} 13: 0; {windowsoff}{paneloff}/wtc{home}{goto}spot1~{right 3}{down 10}/wtb{goto}spot7~{windowson}{panelon} 18: Tax acct workpapers
20 | TRANSMISSION | TRANPLTX | 0: 0; 2: 0; 4: 0; 5: 0; {windowsoff}{paneloff}/wtc{home}{goto}spot1~{right 3}{down 10}/wtb{goto}spot7~{windowson}{panelon} 8: 0; {windowsoff}{paneloff}/wtc{home}{goto}spot1~{right 3}{down 10}/wtb{goto}spot7~{windowson}{panelon} 10: 0; {windowsoff}{paneloff}/wtc{home}{goto}spot1~{right 3}{down 10}/wtb{goto}spot7~{windowson}{panelon} 11: 0; {windowsoff}{paneloff}/wtc{home}{goto}spot1~{right 3}{down 10}/wtb{goto}spot7~{windowson}{panelon} 12: 0; {windowsoff}{paneloff}/wtc{home}{goto}spot1~{right 3}{down 10}/wtb{goto}spot7~{windowson}{panelon} 13: 0; {windowsoff}{paneloff}/wtc{home}{goto}spot1~{right 3}{down 10}/wtb{goto}spot7~{windowson}{panelon} 16: 0
21 | TRANSMISSION VA | TRPLTVA | 0: 0; 2: 0; 4: 0; 5: 0; {windowsoff}{paneloff}/wtc{home}{goto}spot1~{right 3}{down 10}/wtb{goto}spot7~{windowson}{panelon} 8: 0; {windowsoff}{paneloff}/wtc{home}{goto}spot1~{right 3}{down 10}/wtb{goto}spot7~{windowson}{panelon} 10: 0; {windowsoff}{paneloff}/wtc{home}{goto}spot1~{right 3}{down 10}/wtb{goto}spot7~{windowson}{panelon} 11: 0; {windowsoff}{paneloff}/wtc{home}{goto}spot1~{right 3}{down 10}/wtb{goto}spot7~{windowson}{panelon} 12: 0; {windowsoff}{paneloff}/wtc{home}{goto}spot1~{right 3}{down 10}/wtb{goto}spot7~{windowson}{panelon} 13: 0; {windowsoff}{paneloff}/wtc{home}{goto}spot1~{right 3}{down 10}/wtb{goto}spot7~{windowson}{panelon} 16: 0
22 | DISTRIBUTION - DIRECT | DIRITCADJ | 0: 0; 2: 0; 4: 0; 5: 0; {windowsoff}{paneloff}/wtc{home}{goto}spot1~{right 3}{down 10}/wtb{goto}spot7~{windowson}{panelon} 8: 0; {windowsoff}{paneloff}/wtc{home}{goto}spot1~{right 3}{down 10}/wtb{goto}spot7~{windowson}{panelon} 10: 0; {windowsoff}{paneloff}/wtc{home}{goto}spot1~{right 3}{down 10}/wtb{goto}spot7~{windowson}{panelon} 11: 0; {windowsoff}{paneloff}/wtc{home}{goto}spot1~{right 3}{down 10}/wtb{goto}spot7~{windowson}{panelon} 12: 0; {windowsoff}{paneloff}/wtc{home}{goto}spot1~{right 3}{down 10}/wtb{goto}spot7~{windowson}{panelon} 13: 0; {windowsoff}{paneloff}/wtc{home}{goto}spot1~{right 3}{down 10}/wtb{goto}spot7~{windowson}{panelon} 16: 0
23 | DISTRIBUTION PLT KY,FERC & TN | DPLTXVA | 0: 0; 2: 0; 4: 0; 5: 0; {windowsoff}{paneloff}/wtc{home}{goto}spot1~{right 3}{down 10}/wtb{goto}spot7~{windowson}{panelon} 8: 0; {windowsoff}{paneloff}/wtc{home}{goto}spot1~{right 3}{down 10}/wtb{goto}spot7~{windowson}{panelon} 10: 0; {windowsoff}{paneloff}/wtc{home}{goto}spot1~{right 3}{down 10}/wtb{goto}spot7~{windowson}{panelon} 11: 0; {windowsoff}{paneloff}/wtc{home}{goto}spot1~{right 3}{down 10}/wtb{goto}spot7~{windowson}{panelon} 12: 0; {windowsoff}{paneloff}/wtc{home}{goto}spot1~{right 3}{down 10}/wtb{goto}spot7~{windowson}{panelon} 13: 0; {windowsoff}{paneloff}/wtc{home}{goto}spot1~{right 3}{down 10}/wtb{goto}spot7~{windowson}{panelon} 16: 0
24 | GENERAL | GENPLT | 0: 0; 2: 0; 4: 0; 5: 0; {windowsoff}{paneloff}/wtc{home}{goto}spot1~{right 3}{down 10}/wtb{goto}spot7~{windowson}{panelon} 8: 0; {windowsoff}{paneloff}/wtc{home}{goto}spot1~{right 3}{down 10}/wtb{goto}spot7~{windowson}{panelon} 10: 0; {windowsoff}{paneloff}/wtc{home}{goto}spot1~{right 3}{down 10}/wtb{goto}spot7~{windowson}{panelon} 11: 0; {windowsoff}{paneloff}/wtc{home}{goto}spot1~{right 3}{down 10}/wtb{goto}spot7~{windowson}{panelon} 12: 0; {windowsoff}{paneloff}/wtc{home}{goto}spot1~{right 3}{down 10}/wtb{goto}spot7~{windowson}{panelon} 13: 0; {windowsoff}{paneloff}/wtc{home}{goto}spot1~{right 3}{down 10}/wtb{goto}spot7~{windowson}{panelon} 16: 0
25 | TOTAL INVEST TAX CREDIT ADJ |  | 0: 0; 2: 0; 4: 0; 5: 0; {windowsoff}{paneloff}/wtc{home}{goto}spot1~{right 3}{down 10}/wtb{goto}spot7~{windowson}{panelon} 8: 0; {windowsoff}{paneloff}/wtc{home}{goto}spot1~{right 3}{down 10}/wtb{goto}spot7~{windowson}{panelon} 10: 0; {windowsoff}{paneloff}/wtc{home}{goto}spot1~{right 3}{down 10}/wtb{goto}spot7~{windowson}{panelon} 11: 0; {windowsoff}{paneloff}/wtc{home}{goto}spot1~{right 3}{down 10}/wtb{goto}spot7~{windowson}{panelon} 12: 0; {windowsoff}{paneloff}/wtc{home}{goto}spot1~{right 3}{down 10}/wtb{goto}spot7~{windowson}{panelon} 13: 0
26 | TOTAL EXP OTHER THAN INC TAX |  | 0: 1199119574.14; 2: 1049668662.0726; 4: 61073343.3787; 5: 88377568.6887; {windowsoff}{paneloff}/wtc{home}{goto}spot1~{right 3}{down 10}/wtb{goto}spot7~{windowson}{panelon} 8: 18468.6779; {windowsoff}{paneloff}/wtc{home}{goto}spot1~{right 3}{down 10}/wtb{goto}spot7~{windowson}{panelon} 10: 88359100.0108; {windowsoff}{paneloff}/wtc{home}{goto}spot1~{right 3}{down 10}/wtb{goto}spot7~{windowson}{panelon} 11: 28602472.2745; {windowsoff}{paneloff}/wtc{home}{goto}spot1~{right 3}{down 10}/wtb{goto}spot7~{windowson}{panelon} 12: 59756627.7363; {windowsoff}{paneloff}/wtc{home}{goto}spot1~{right 3}{down 10}/wtb{goto}spot7~{windowson}{panelon} 13: 5.4046e-12
INCOME TAXES
1 | OPERATING INC BEFORE INC TAXES |  | 0: 322916383; 2: 292408257.4928; 4: 14743215.9714; 5: 15764909.1358; {windowsoff}{paneloff}/wtc{home}{goto}spot1~{right 3}{down 10}/wtb{goto}spot7~{windowson}{panelon} 8: -11805.5961; {windowsoff}{paneloff}/wtc{home}{goto}spot1~{right 3}{down 10}/wtb{goto}spot7~{windowson}{panelon} 10: 15776714.7319; {windowsoff}{paneloff}/wtc{home}{goto}spot1~{right 3}{down 10}/wtb{goto}spot7~{windowson}{panelon} 11: 5051969.7762; {windowsoff}{paneloff}/wtc{home}{goto}spot1~{right 3}{down 10}/wtb{goto}spot7~{windowson}{panelon} 12: 10724744.9557; {windowsoff}{paneloff}/wtc{home}{goto}spot1~{right 3}{down 10}/wtb{goto}spot7~{windowson}{panelon} 13: -5.4046e-12; {windowsoff}{paneloff}/wtc{home}{goto}spot1~{right 3}{down 10}/wtb{goto}spot7~{windowson}{panelon} 16: 322916383; {windowsoff}{paneloff}/wtc{home}{goto}spot1~{right 3}{down 10}/wtb{goto}spot7~{windowson}{panelon} 17: ok; {windowsoff}{paneloff}/wtc{home}{goto}spot1~{right 3}{down 10}/wtb{goto}spot7~{windowson}{panelon} 19: 0
DEVELOPMENT OF FED INC TAX
ADDITIONS TO INCOME
2
3
4 | TOTAL ADDITIONS |  | 0: 0; 2: 0; 4: 0; 5: 0; {windowsoff}{paneloff}/wtc{home}{goto}spot1~{right 3}{down 10}/wtb{goto}spot7~{windowson}{panelon} 8: 0; {windowsoff}{paneloff}/wtc{home}{goto}spot1~{right 3}{down 10}/wtb{goto}spot7~{windowson}{panelon} 10: 0; {windowsoff}{paneloff}/wtc{home}{goto}spot1~{right 3}{down 10}/wtb{goto}spot7~{windowson}{panelon} 11: 0; {windowsoff}{paneloff}/wtc{home}{goto}spot1~{right 3}{down 10}/wtb{goto}spot7~{windowson}{panelon} 12: 0; {windowsoff}{paneloff}/wtc{home}{goto}spot1~{right 3}{down 10}/wtb{goto}spot7~{windowson}{panelon} 13: 0
DEDUCTIONS FROM INCOME
INTEREST EXPENSE
5 | LONG TERM DEBT OTHER | RATEBASE | 0: 68412281.09; 2: 59882590.2128; 4: 3652286.9387; 5: 4877403.9386; {windowsoff}{paneloff}/wtc{home}{goto}spot1~{right 3}{down 10}/wtb{goto}spot7~{windowson}{panelon} 8: 638.3178; {windowsoff}{paneloff}/wtc{home}{goto}spot1~{right 3}{down 10}/wtb{goto}spot7~{windowson}{panelon} 10: 4876765.6208; {windowsoff}{paneloff}/wtc{home}{goto}spot1~{right 3}{down 10}/wtb{goto}spot7~{windowson}{panelon} 11: 1548863.1396; {windowsoff}{paneloff}/wtc{home}{goto}spot1~{right 3}{down 10}/wtb{goto}spot7~{windowson}{panelon} 12: 3327902.4812; {windowsoff}{paneloff}/wtc{home}{goto}spot1~{right 3}{down 10}/wtb{goto}spot7~{windowson}{panelon} 13: 1.071e-13; {windowsoff}{paneloff}/wtc{home}{goto}spot1~{right 3}{down 10}/wtb{goto}spot7~{windowson}{panelon} 16: 68412281.09; {windowsoff}{paneloff}/wtc{home}{goto}spot1~{right 3}{down 10}/wtb{goto}spot7~{windowson}{panelon} 18: Tax acct workpapers
6 | INT ON CUSTOMER DEPOSITS | CUSTDEPI | 0: 0; 2: 0; 4: 1719.4505; 5: 0; {windowsoff}{paneloff}/wtc{home}{goto}spot1~{right 3}{down 10}/wtb{goto}spot7~{windowson}{panelon} 8: 0; {windowsoff}{paneloff}/wtc{home}{goto}spot1~{right 3}{down 10}/wtb{goto}spot7~{windowson}{panelon} 10: 0; {windowsoff}{paneloff}/wtc{home}{goto}spot1~{right 3}{down 10}/wtb{goto}spot7~{windowson}{panelon} 11: 0; {windowsoff}{paneloff}/wtc{home}{goto}spot1~{right 3}{down 10}/wtb{goto}spot7~{windowson}{panelon} 12: 0; {windowsoff}{paneloff}/wtc{home}{goto}spot1~{right 3}{down 10}/wtb{goto}spot7~{windowson}{panelon} 13: 0; {windowsoff}{paneloff}/wtc{home}{goto}spot1~{right 3}{down 10}/wtb{goto}spot7~{windowson}{panelon} 16: 1373106; {windowsoff}{paneloff}/wtc{home}{goto}spot1~{right 3}{down 10}/wtb{goto}spot7~{windowson}{panelon} 18: Total Co Int on Cust Dep; Interest deduct for Virginia only
7 | AFUDC-INTEREST POST FERC | AFUDC | 0: -13892.09; 2: 0; 4: 0; 5: -13892.09; {windowsoff}{paneloff}/wtc{home}{goto}spot1~{right 3}{down 10}/wtb{goto}spot7~{windowson}{panelon} 8: 0; {windowsoff}{paneloff}/wtc{home}{goto}spot1~{right 3}{down 10}/wtb{goto}spot7~{windowson}{panelon} 10: -13892.09; {windowsoff}{paneloff}/wtc{home}{goto}spot1~{right 3}{down 10}/wtb{goto}spot7~{windowson}{panelon} 11: -4334.6846; {windowsoff}{paneloff}/wtc{home}{goto}spot1~{right 3}{down 10}/wtb{goto}spot7~{windowson}{panelon} 12: -9557.4054; {windowsoff}{paneloff}/wtc{home}{goto}spot1~{right 3}{down 10}/wtb{goto}spot7~{windowson}{panelon} 13: 0; {windowsoff}{paneloff}/wtc{home}{goto}spot1~{right 3}{down 10}/wtb{goto}spot7~{windowson}{panelon} 16: -13892.09; {windowsoff}{paneloff}/wtc{home}{goto}spot1~{right 3}{down 10}/wtb{goto}spot7~{windowson}{panelon} 18: Tax acct workpapers
8 | TOTAL DEDUCTIONS |  | 0: 68398389; 2: 59882590.2128; 4: 3654006.3892; 5: 4863511.8486; {windowsoff}{paneloff}/wtc{home}{goto}spot1~{right 3}{down 10}/wtb{goto}spot7~{windowson}{panelon} 8: 638.3178; {windowsoff}{paneloff}/wtc{home}{goto}spot1~{right 3}{down 10}/wtb{goto}spot7~{windowson}{panelon} 10: 4862873.5308; {windowsoff}{paneloff}/wtc{home}{goto}spot1~{right 3}{down 10}/wtb{goto}spot7~{windowson}{panelon} 11: 1544528.455; {windowsoff}{paneloff}/wtc{home}{goto}spot1~{right 3}{down 10}/wtb{goto}spot7~{windowson}{panelon} 12: 3318345.0758; {windowsoff}{paneloff}/wtc{home}{goto}spot1~{right 3}{down 10}/wtb{goto}spot7~{windowson}{panelon} 13: 1.071e-13; {windowsoff}{paneloff}/wtc{home}{goto}spot1~{right 3}{down 10}/wtb{goto}spot7~{windowson}{panelon} 18: Tax acct workpapers
PLUS: ABOVE THE LINE DIFF:
9 | SEC. 199 DEDUCTION-STATE | STMSYS | 0: -3773628; 2: -3266037.9511; 4: -191804.7137; 5: -315785.3352; {windowsoff}{paneloff}/wtc{home}{goto}spot1~{right 3}{down 10}/wtb{goto}spot7~{windowson}{panelon} 8: -28.8776; {windowsoff}{paneloff}/wtc{home}{goto}spot1~{right 3}{down 10}/wtb{goto}spot7~{windowson}{panelon} 10: -315756.4576; {windowsoff}{paneloff}/wtc{home}{goto}spot1~{right 3}{down 10}/wtb{goto}spot7~{windowson}{panelon} 11: -98524.0262; {windowsoff}{paneloff}/wtc{home}{goto}spot1~{right 3}{down 10}/wtb{goto}spot7~{windowson}{panelon} 12: -217232.4314; {windowsoff}{paneloff}/wtc{home}{goto}spot1~{right 3}{down 10}/wtb{goto}spot7~{windowson}{panelon} 13: 0; {windowsoff}{paneloff}/wtc{home}{goto}spot1~{right 3}{down 10}/wtb{goto}spot7~{windowson}{panelon} 16: -3773628; {windowsoff}{paneloff}/wtc{home}{goto}spot1~{right 3}{down 10}/wtb{goto}spot7~{windowson}{panelon} 18: Tax acct workpapers-STATE amount
10 | DEPREC-EQUITY AFUDC PRE | DEMFERC | 0: 219243; 2: 0; 4: 82850.7838; 5: 136392.2162; {windowsoff}{paneloff}/wtc{home}{goto}spot1~{right 3}{down 10}/wtb{goto}spot7~{windowson}{panelon} 8: 0; {windowsoff}{paneloff}/wtc{home}{goto}spot1~{right 3}{down 10}/wtb{goto}spot7~{windowson}{panelon} 10: 136392.2162; {windowsoff}{paneloff}/wtc{home}{goto}spot1~{right 3}{down 10}/wtb{goto}spot7~{windowson}{panelon} 11: 42557.832; {windowsoff}{paneloff}/wtc{home}{goto}spot1~{right 3}{down 10}/wtb{goto}spot7~{windowson}{panelon} 12: 93834.3842; {windowsoff}{paneloff}/wtc{home}{goto}spot1~{right 3}{down 10}/wtb{goto}spot7~{windowson}{panelon} 13: 0; {windowsoff}{paneloff}/wtc{home}{goto}spot1~{right 3}{down 10}/wtb{goto}spot7~{windowson}{panelon} 16: 219243; {windowsoff}{paneloff}/wtc{home}{goto}spot1~{right 3}{down 10}/wtb{goto}spot7~{windowson}{panelon} 18: Tax acct workpapers
11 | DEPREC-EQUITY AFUDC POST | DEMFERCP | 0: 785220; 2: 0; 4: 0; 5: 785220; {windowsoff}{paneloff}/wtc{home}{goto}spot1~{right 3}{down 10}/wtb{goto}spot7~{windowson}{panelon} 8: 0; {windowsoff}{paneloff}/wtc{home}{goto}spot1~{right 3}{down 10}/wtb{goto}spot7~{windowson}{panelon} 10: 785220; {windowsoff}{paneloff}/wtc{home}{goto}spot1~{right 3}{down 10}/wtb{goto}spot7~{windowson}{panelon} 11: 245008.5628; {windowsoff}{paneloff}/wtc{home}{goto}spot1~{right 3}{down 10}/wtb{goto}spot7~{windowson}{panelon} 12: 540211.4372; {windowsoff}{paneloff}/wtc{home}{goto}spot1~{right 3}{down 10}/wtb{goto}spot7~{windowson}{panelon} 13: 0; {windowsoff}{paneloff}/wtc{home}{goto}spot1~{right 3}{down 10}/wtb{goto}spot7~{windowson}{panelon} 16: 785220; {windowsoff}{paneloff}/wtc{home}{goto}spot1~{right 3}{down 10}/wtb{goto}spot7~{windowson}{panelon} 18: Tax acct workpapers
12 | OTHER | RATEBASE | 0: 137097; 2: 120003.6505; 4: 7319.1184; 5: 9774.2311; {windowsoff}{paneloff}/wtc{home}{goto}spot1~{right 3}{down 10}/wtb{goto}spot7~{windowson}{panelon} 8: 1.2792; {windowsoff}{paneloff}/wtc{home}{goto}spot1~{right 3}{down 10}/wtb{goto}spot7~{windowson}{panelon} 10: 9772.952; {windowsoff}{paneloff}/wtc{home}{goto}spot1~{right 3}{down 10}/wtb{goto}spot7~{windowson}{panelon} 11: 3103.8943; {windowsoff}{paneloff}/wtc{home}{goto}spot1~{right 3}{down 10}/wtb{goto}spot7~{windowson}{panelon} 12: 6669.0576; {windowsoff}{paneloff}/wtc{home}{goto}spot1~{right 3}{down 10}/wtb{goto}spot7~{windowson}{panelon} 13: 2.1462e-16; {windowsoff}{paneloff}/wtc{home}{goto}spot1~{right 3}{down 10}/wtb{goto}spot7~{windowson}{panelon} 16: 137097; {windowsoff}{paneloff}/wtc{home}{goto}spot1~{right 3}{down 10}/wtb{goto}spot7~{windowson}{panelon} 18: Tax acct workpapers
13 | TOTAL PERMANENT DIFFERENCES |  | 0: -2632068; 2: -3146034.3006; 4: -101634.8116; 5: 615601.1122; {windowsoff}{paneloff}/wtc{home}{goto}spot1~{right 3}{down 10}/wtb{goto}spot7~{windowson}{panelon} 8: -27.5984; {windowsoff}{paneloff}/wtc{home}{goto}spot1~{right 3}{down 10}/wtb{goto}spot7~{windowson}{panelon} 10: 615628.7106; {windowsoff}{paneloff}/wtc{home}{goto}spot1~{right 3}{down 10}/wtb{goto}spot7~{windowson}{panelon} 11: 192146.2629; {windowsoff}{paneloff}/wtc{home}{goto}spot1~{right 3}{down 10}/wtb{goto}spot7~{windowson}{panelon} 12: 423482.4476; {windowsoff}{paneloff}/wtc{home}{goto}spot1~{right 3}{down 10}/wtb{goto}spot7~{windowson}{panelon} 13: 2.1462e-16
|  |  | {windowsoff}{paneloff}/wtc{home}{goto}spot1~{right 3}{down 10}/wtb{goto}spot7~{windowson}{panelon} 19: Kentucky; {windowsoff}{paneloff}/wtc{home}{goto}spot1~{right 3}{down 10}/wtb{goto}spot7~{windowson}{panelon} 20: Tennessee; {windowsoff}{paneloff}/wtc{home}{goto}spot1~{right 3}{down 10}/wtb{goto}spot7~{windowson}{panelon} 21: FERC-Primary | FERC-Transmission | Total
14 | STATE TAXABLE INCOME |  | 0: 251885926; 2: 229379633; 4: 10987575; 5: 11516998; {windowsoff}{paneloff}/wtc{home}{goto}spot1~{right 3}{down 10}/wtb{goto}spot7~{windowson}{panelon} 8: -12472; {windowsoff}{paneloff}/wtc{home}{goto}spot1~{right 3}{down 10}/wtb{goto}spot7~{windowson}{panelon} 10: 11529470; {windowsoff}{paneloff}/wtc{home}{goto}spot1~{right 3}{down 10}/wtb{goto}spot7~{windowson}{panelon} 11: 3699588; {windowsoff}{paneloff}/wtc{home}{goto}spot1~{right 3}{down 10}/wtb{goto}spot7~{windowson}{panelon} 12: 7829882; {windowsoff}{paneloff}/wtc{home}{goto}spot1~{right 3}{down 10}/wtb{goto}spot7~{windowson}{panelon} 13: 0; {windowsoff}{paneloff}/wtc{home}{goto}spot1~{right 3}{down 10}/wtb{goto}spot7~{windowson}{panelon} 16: 251884206; {windowsoff}{paneloff}/wtc{home}{goto}spot1~{right 3}{down 10}/wtb{goto}spot7~{windowson}{panelon} 19: 229379632.9795; {windowsoff}{paneloff}/wtc{home}{goto}spot1~{right 3}{down 10}/wtb{goto}spot7~{windowson}{panelon} 20: -11194.8767; {windowsoff}{paneloff}/wtc{home}{goto}spot1~{right 3}{down 10}/wtb{goto}spot7~{windowson}{panelon} 21: 3699587.5841 | 7829882.3276 | 240897908.0144
15 | APPORTIONED STATE TAXABLE INCOME |  | 251885926 |  | 229379633 |  | 9863124.6806 | 11516998 |  |  | -12472 |  | 11529470 | 3699588 | 7829882 | -5.5115e-12 |  |  | 251085094.4595 |  | Apportion % | 0.95219 | -4.6471e-05 | 0.015357 | 0.032503 | 242021081.3194 | 1
[19 empty] | 0.039282 |  | Virginia Apportionment Factor |  | 9863124.6806
16 | STATE TAX |  | 0: 15113155.56; 2: 13762777.98; 4: 591787.4808; 5: 691019.88; {windowsoff}{paneloff}/wtc{home}{goto}spot1~{right 3}{down 10}/wtb{goto}spot7~{windowson}{panelon} 8: -748.32; {windowsoff}{paneloff}/wtc{home}{goto}spot1~{right 3}{down 10}/wtb{goto}spot7~{windowson}{panelon} 10: 691768.2; {windowsoff}{paneloff}/wtc{home}{goto}spot1~{right 3}{down 10}/wtb{goto}spot7~{windowson}{panelon} 11: 221975.28; {windowsoff}{paneloff}/wtc{home}{goto}spot1~{right 3}{down 10}/wtb{goto}spot7~{windowson}{panelon} 12: 469792.92; {windowsoff}{paneloff}/wtc{home}{goto}spot1~{right 3}{down 10}/wtb{goto}spot7~{windowson}{panelon} 13: -3.3069e-13; {windowsoff}{paneloff}/wtc{home}{goto}spot1~{right 3}{down 10}/wtb{goto}spot7~{windowson}{panelon} 18: (VA Tax workpaper)
17 | STATE TAX TRUE-UP AND ADJ | RATEBASE | 0: -194310; 2: -170083; 4: -10374; 5: -13853; {windowsoff}{paneloff}/wtc{home}{goto}spot1~{right 3}{down 10}/wtb{goto}spot7~{windowson}{panelon} 8: -2; {windowsoff}{paneloff}/wtc{home}{goto}spot1~{right 3}{down 10}/wtb{goto}spot7~{windowson}{panelon} 10: -13851; {windowsoff}{paneloff}/wtc{home}{goto}spot1~{right 3}{down 10}/wtb{goto}spot7~{windowson}{panelon} 11: -4399; {windowsoff}{paneloff}/wtc{home}{goto}spot1~{right 3}{down 10}/wtb{goto}spot7~{windowson}{panelon} 12: -9452; {windowsoff}{paneloff}/wtc{home}{goto}spot1~{right 3}{down 10}/wtb{goto}spot7~{windowson}{panelon} 13: -3.0419e-16; {windowsoff}{paneloff}/wtc{home}{goto}spot1~{right 3}{down 10}/wtb{goto}spot7~{windowson}{panelon} 16: -194310; {windowsoff}{paneloff}/wtc{home}{goto}spot1~{right 3}{down 10}/wtb{goto}spot7~{windowson}{panelon} 18: Tax acct workpapers
18 | 203(E) EXCESS-STATE | KYRATEBASE | 0: -148917; 2: -137702; 4: 0; 5: -11215; {windowsoff}{paneloff}/wtc{home}{goto}spot1~{right 3}{down 10}/wtb{goto}spot7~{windowson}{panelon} 8: 0; {windowsoff}{paneloff}/wtc{home}{goto}spot1~{right 3}{down 10}/wtb{goto}spot7~{windowson}{panelon} 10: -11215; {windowsoff}{paneloff}/wtc{home}{goto}spot1~{right 3}{down 10}/wtb{goto}spot7~{windowson}{panelon} 11: -3562; {windowsoff}{paneloff}/wtc{home}{goto}spot1~{right 3}{down 10}/wtb{goto}spot7~{windowson}{panelon} 12: -7653; {windowsoff}{paneloff}/wtc{home}{goto}spot1~{right 3}{down 10}/wtb{goto}spot7~{windowson}{panelon} 13: 0; {windowsoff}{paneloff}/wtc{home}{goto}spot1~{right 3}{down 10}/wtb{goto}spot7~{windowson}{panelon} 16: -148916; {windowsoff}{paneloff}/wtc{home}{goto}spot1~{right 3}{down 10}/wtb{goto}spot7~{windowson}{panelon} 18: Tax acct workpapers-203(E) STATE amount | FS State Taxes
19 | KY COAL TAX CREDIT | KYRATEBASE | 0: -1773106; 2: -1639580; 4: 0; 5: -133526; {windowsoff}{paneloff}/wtc{home}{goto}spot1~{right 3}{down 10}/wtb{goto}spot7~{windowson}{panelon} 8: 0; {windowsoff}{paneloff}/wtc{home}{goto}spot1~{right 3}{down 10}/wtb{goto}spot7~{windowson}{panelon} 10: -133526; {windowsoff}{paneloff}/wtc{home}{goto}spot1~{right 3}{down 10}/wtb{goto}spot7~{windowson}{panelon} 11: -42408; {windowsoff}{paneloff}/wtc{home}{goto}spot1~{right 3}{down 10}/wtb{goto}spot7~{windowson}{panelon} 12: -91118; {windowsoff}{paneloff}/wtc{home}{goto}spot1~{right 3}{down 10}/wtb{goto}spot7~{windowson}{panelon} 13: 0; {windowsoff}{paneloff}/wtc{home}{goto}spot1~{right 3}{down 10}/wtb{goto}spot7~{windowson}{panelon} 16: -1773105; {windowsoff}{paneloff}/wtc{home}{goto}spot1~{right 3}{down 10}/wtb{goto}spot7~{windowson}{panelon} 18: Tax acct workpapers; {windowsoff}{paneloff}/wtc{home}{goto}spot1~{right 3}{down 10}/wtb{goto}spot7~{windowson}{panelon} 21: -194312 | 12996822.26 | 0.3
20 | STATE TAX TOTAL |  | 0: 12996822.56; 2: 11815412.98; 4: 581413.4808; 5: 532425.88; {windowsoff}{paneloff}/wtc{home}{goto}spot1~{right 3}{down 10}/wtb{goto}spot7~{windowson}{panelon} 8: -750.32; {windowsoff}{paneloff}/wtc{home}{goto}spot1~{right 3}{down 10}/wtb{goto}spot7~{windowson}{panelon} 10: 533176.2; {windowsoff}{paneloff}/wtc{home}{goto}spot1~{right 3}{down 10}/wtb{goto}spot7~{windowson}{panelon} 11: 171606.28; {windowsoff}{paneloff}/wtc{home}{goto}spot1~{right 3}{down 10}/wtb{goto}spot7~{windowson}{panelon} 12: 361569.92; {windowsoff}{paneloff}/wtc{home}{goto}spot1~{right 3}{down 10}/wtb{goto}spot7~{windowson}{panelon} 13: -3.3099e-13; {windowsoff}{paneloff}/wtc{home}{goto}spot1~{right 3}{down 10}/wtb{goto}spot7~{windowson}{panelon} 21: -194310.3 |  | >Page 3 Financials
21 | SEC. 199 DEDUCTION-FEDERAL INCREMENT | STMSYS | 0: 3803487; 2: 3291881; 4: 193322; 5: 318284; {windowsoff}{paneloff}/wtc{home}{goto}spot1~{right 3}{down 10}/wtb{goto}spot7~{windowson}{panelon} 8: 29; {windowsoff}{paneloff}/wtc{home}{goto}spot1~{right 3}{down 10}/wtb{goto}spot7~{windowson}{panelon} 10: 318255; {windowsoff}{paneloff}/wtc{home}{goto}spot1~{right 3}{down 10}/wtb{goto}spot7~{windowson}{panelon} 11: 99304; {windowsoff}{paneloff}/wtc{home}{goto}spot1~{right 3}{down 10}/wtb{goto}spot7~{windowson}{panelon} 12: 218951; {windowsoff}{paneloff}/wtc{home}{goto}spot1~{right 3}{down 10}/wtb{goto}spot7~{windowson}{panelon} 13: 0; {windowsoff}{paneloff}/wtc{home}{goto}spot1~{right 3}{down 10}/wtb{goto}spot7~{windowson}{panelon} 16: 3803488; {windowsoff}{paneloff}/wtc{home}{goto}spot1~{right 3}{down 10}/wtb{goto}spot7~{windowson}{panelon} 18: Tax acct workpapers-SEC199 FEDERAL LESS STATE amount
22 | STATE TAX ADJUSTS FOR FEDERAL | RATEBASE | 0: 0; 2: 0; 4: 0; 5: 0; {windowsoff}{paneloff}/wtc{home}{goto}spot1~{right 3}{down 10}/wtb{goto}spot7~{windowson}{panelon} 8: 0; {windowsoff}{paneloff}/wtc{home}{goto}spot1~{right 3}{down 10}/wtb{goto}spot7~{windowson}{panelon} 10: 0; {windowsoff}{paneloff}/wtc{home}{goto}spot1~{right 3}{down 10}/wtb{goto}spot7~{windowson}{panelon} 11: 0; {windowsoff}{paneloff}/wtc{home}{goto}spot1~{right 3}{down 10}/wtb{goto}spot7~{windowson}{panelon} 12: 0; {windowsoff}{paneloff}/wtc{home}{goto}spot1~{right 3}{down 10}/wtb{goto}spot7~{windowson}{panelon} 13: 0; {windowsoff}{paneloff}/wtc{home}{goto}spot1~{right 3}{down 10}/wtb{goto}spot7~{windowson}{panelon} 16: 0; {windowsoff}{paneloff}/wtc{home}{goto}spot1~{right 3}{down 10}/wtb{goto}spot7~{windowson}{panelon} 18: Tax acct workpapers
23 | FEDERAL TAXABLE INCOME (LINE 14-20-21) |  | 0: 242692590.44; 2: 220856101.02; 4: 10599483.5192; 5: 11302856.12; {windowsoff}{paneloff}/wtc{home}{goto}spot1~{right 3}{down 10}/wtb{goto}spot7~{windowson}{panelon} 8: -11692.68; {windowsoff}{paneloff}/wtc{home}{goto}spot1~{right 3}{down 10}/wtb{goto}spot7~{windowson}{panelon} 10: 11314548.8; {windowsoff}{paneloff}/wtc{home}{goto}spot1~{right 3}{down 10}/wtb{goto}spot7~{windowson}{panelon} 11: 3627285.72; {windowsoff}{paneloff}/wtc{home}{goto}spot1~{right 3}{down 10}/wtb{goto}spot7~{windowson}{panelon} 12: 7687263.08; {windowsoff}{paneloff}/wtc{home}{goto}spot1~{right 3}{down 10}/wtb{goto}spot7~{windowson}{panelon} 13: 3.3099e-13
24 | FEDERAL TAXES @ 35% |  | 0: 84942407; 2: 77299635; 4: 3709819; 5: 3956000; {windowsoff}{paneloff}/wtc{home}{goto}spot1~{right 3}{down 10}/wtb{goto}spot7~{windowson}{panelon} 8: -4092; {windowsoff}{paneloff}/wtc{home}{goto}spot1~{right 3}{down 10}/wtb{goto}spot7~{windowson}{panelon} 10: 3960092; {windowsoff}{paneloff}/wtc{home}{goto}spot1~{right 3}{down 10}/wtb{goto}spot7~{windowson}{panelon} 11: 1269550; {windowsoff}{paneloff}/wtc{home}{goto}spot1~{right 3}{down 10}/wtb{goto}spot7~{windowson}{panelon} 12: 2690542; {windowsoff}{paneloff}/wtc{home}{goto}spot1~{right 3}{down 10}/wtb{goto}spot7~{windowson}{panelon} 13: 1.1585e-13
25 | EXCESS DEFERRED TAXES | RATEBASE | 0: 0; 2: 0; 4: 0; 5: 0; {windowsoff}{paneloff}/wtc{home}{goto}spot1~{right 3}{down 10}/wtb{goto}spot7~{windowson}{panelon} 8: 0; {windowsoff}{paneloff}/wtc{home}{goto}spot1~{right 3}{down 10}/wtb{goto}spot7~{windowson}{panelon} 10: 0; {windowsoff}{paneloff}/wtc{home}{goto}spot1~{right 3}{down 10}/wtb{goto}spot7~{windowson}{panelon} 11: 0; {windowsoff}{paneloff}/wtc{home}{goto}spot1~{right 3}{down 10}/wtb{goto}spot7~{windowson}{panelon} 12: 0; {windowsoff}{paneloff}/wtc{home}{goto}spot1~{right 3}{down 10}/wtb{goto}spot7~{windowson}{panelon} 13: 0; {windowsoff}{paneloff}/wtc{home}{goto}spot1~{right 3}{down 10}/wtb{goto}spot7~{windowson}{panelon} 18: Tax acct workpapers
26 | 203(E) EXCESS-FEDERAL | RATEBASE | 0: -515496; 2: -451224; 4: -27520; 5: -36752; {windowsoff}{paneloff}/wtc{home}{goto}spot1~{right 3}{down 10}/wtb{goto}spot7~{windowson}{panelon} 8: -5; {windowsoff}{paneloff}/wtc{home}{goto}spot1~{right 3}{down 10}/wtb{goto}spot7~{windowson}{panelon} 10: -36747; {windowsoff}{paneloff}/wtc{home}{goto}spot1~{right 3}{down 10}/wtb{goto}spot7~{windowson}{panelon} 11: -11671; {windowsoff}{paneloff}/wtc{home}{goto}spot1~{right 3}{down 10}/wtb{goto}spot7~{windowson}{panelon} 12: -25076; {windowsoff}{paneloff}/wtc{home}{goto}spot1~{right 3}{down 10}/wtb{goto}spot7~{windowson}{panelon} 13: -8.07e-16; {windowsoff}{paneloff}/wtc{home}{goto}spot1~{right 3}{down 10}/wtb{goto}spot7~{windowson}{panelon} 16: -515496; {windowsoff}{paneloff}/wtc{home}{goto}spot1~{right 3}{down 10}/wtb{goto}spot7~{windowson}{panelon} 18: Tax acct workpapers-203(E) FEDERAL amount
27 | INVESTMENT TAX CREDIT ADJ |  | 0: 0; 2: 0; 4: 0; 5: 0; {windowsoff}{paneloff}/wtc{home}{goto}spot1~{right 3}{down 10}/wtb{goto}spot7~{windowson}{panelon} 8: 0; {windowsoff}{paneloff}/wtc{home}{goto}spot1~{right 3}{down 10}/wtb{goto}spot7~{windowson}{panelon} 10: 0; {windowsoff}{paneloff}/wtc{home}{goto}spot1~{right 3}{down 10}/wtb{goto}spot7~{windowson}{panelon} 11: 0; {windowsoff}{paneloff}/wtc{home}{goto}spot1~{right 3}{down 10}/wtb{goto}spot7~{windowson}{panelon} 12: 0; {windowsoff}{paneloff}/wtc{home}{goto}spot1~{right 3}{down 10}/wtb{goto}spot7~{windowson}{panelon} 13: 0 | FS Federal Taxes
28 | FEDERAL TAX TRUE-UP AND ADJ | RATEBASE | 0: 1137311; 2: 995510; 4: 60717; 5: 81084; {windowsoff}{paneloff}/wtc{home}{goto}spot1~{right 3}{down 10}/wtb{goto}spot7~{windowson}{panelon} 8: 11; {windowsoff}{paneloff}/wtc{home}{goto}spot1~{right 3}{down 10}/wtb{goto}spot7~{windowson}{panelon} 10: 81073; {windowsoff}{paneloff}/wtc{home}{goto}spot1~{right 3}{down 10}/wtb{goto}spot7~{windowson}{panelon} 11: 25749; {windowsoff}{paneloff}/wtc{home}{goto}spot1~{right 3}{down 10}/wtb{goto}spot7~{windowson}{panelon} 12: 55324; {windowsoff}{paneloff}/wtc{home}{goto}spot1~{right 3}{down 10}/wtb{goto}spot7~{windowson}{panelon} 13: 0; {windowsoff}{paneloff}/wtc{home}{goto}spot1~{right 3}{down 10}/wtb{goto}spot7~{windowson}{panelon} 16: 1137311; {windowsoff}{paneloff}/wtc{home}{goto}spot1~{right 3}{down 10}/wtb{goto}spot7~{windowson}{panelon} 18: Tax acct workpapers; {windowsoff}{paneloff}/wtc{home}{goto}spot1~{right 3}{down 10}/wtb{goto}spot7~{windowson}{panelon} 21: 1137310 | 85564222.13 | -0.13
29 | FEDERAL TAX TOTAL |  | 0: 85564222; 2: 77843921; 4: 3743016; 5: 4000332; {windowsoff}{paneloff}/wtc{home}{goto}spot1~{right 3}{down 10}/wtb{goto}spot7~{windowson}{panelon} 8: -4086; {windowsoff}{paneloff}/wtc{home}{goto}spot1~{right 3}{down 10}/wtb{goto}spot7~{windowson}{panelon} 10: 4004418; {windowsoff}{paneloff}/wtc{home}{goto}spot1~{right 3}{down 10}/wtb{goto}spot7~{windowson}{panelon} 11: 1283628; {windowsoff}{paneloff}/wtc{home}{goto}spot1~{right 3}{down 10}/wtb{goto}spot7~{windowson}{panelon} 12: 2720790; {windowsoff}{paneloff}/wtc{home}{goto}spot1~{right 3}{down 10}/wtb{goto}spot7~{windowson}{panelon} 13: 1.1504e-13; {windowsoff}{paneloff}/wtc{home}{goto}spot1~{right 3}{down 10}/wtb{goto}spot7~{windowson}{panelon} 21: 1137311.13 |  | >Page 3 Financials
Financial Statements Net Operating Income
30 | RETURN |  | 0: 224355338.04; 2: 202748923.5128; 4: 10418786.4906; 5: 11232151.2558; {windowsoff}{paneloff}/wtc{home}{goto}spot1~{right 3}{down 10}/wtb{goto}spot7~{windowson}{panelon} 8: -6969.2761; {windowsoff}{paneloff}/wtc{home}{goto}spot1~{right 3}{down 10}/wtb{goto}spot7~{windowson}{panelon} 10: 11239120.5319; {windowsoff}{paneloff}/wtc{home}{goto}spot1~{right 3}{down 10}/wtb{goto}spot7~{windowson}{panelon} 11: 3596735.4962; {windowsoff}{paneloff}/wtc{home}{goto}spot1~{right 3}{down 10}/wtb{goto}spot7~{windowson}{panelon} 12: 7642385.0357; {windowsoff}{paneloff}/wtc{home}{goto}spot1~{right 3}{down 10}/wtb{goto}spot7~{windowson}{panelon} 13: -5.1887e-12; {windowsoff}{paneloff}/wtc{home}{goto}spot1~{right 3}{down 10}/wtb{goto}spot7~{windowson}{panelon} 19: 224355338.12; {windowsoff}{paneloff}/wtc{home}{goto}spot1~{right 3}{down 10}/wtb{goto}spot7~{windowson}{panelon} 20: -0.08
31 | RATE OF RETURN |  | 0: 0.05641; 2: 0.057106; 4: 0.048115; 5: 0.038842; {windowsoff}{paneloff}/wtc{home}{goto}spot1~{right 3}{down 10}/wtb{goto}spot7~{windowson}{panelon} 8: -0.18415; {windowsoff}{paneloff}/wtc{home}{goto}spot1~{right 3}{down 10}/wtb{goto}spot7~{windowson}{panelon} 10: 0.038871; {windowsoff}{paneloff}/wtc{home}{goto}spot1~{right 3}{down 10}/wtb{goto}spot7~{windowson}{panelon} 11: 0.039167; {windowsoff}{paneloff}/wtc{home}{goto}spot1~{right 3}{down 10}/wtb{goto}spot7~{windowson}{panelon} 12: 0.038733; {windowsoff}{paneloff}/wtc{home}{goto}spot1~{right 3}{down 10}/wtb{goto}spot7~{windowson}{panelon} 13: -0.81714
| STATE TAX RATE |  | 0: 0.06; 2: 0.06; 4: 0.06; 5: 0.06; {windowsoff}{paneloff}/wtc{home}{goto}spot1~{right 3}{down 10}/wtb{goto}spot7~{windowson}{panelon} 8: 0.06; {windowsoff}{paneloff}/wtc{home}{goto}spot1~{right 3}{down 10}/wtb{goto}spot7~{windowson}{panelon} 10: 0.06; {windowsoff}{paneloff}/wtc{home}{goto}spot1~{right 3}{down 10}/wtb{goto}spot7~{windowson}{panelon} 11: 0.06; {windowsoff}{paneloff}/wtc{home}{goto}spot1~{right 3}{down 10}/wtb{goto}spot7~{windowson}{panelon} 12: 0.06; {windowsoff}{paneloff}/wtc{home}{goto}spot1~{right 3}{down 10}/wtb{goto}spot7~{windowson}{panelon} 13: 0.06
| FEDERAL TAX RATE - CURRENT |  | 0: 0.35; 2: 0.35; 4: 0.35; 5: 0.35; {windowsoff}{paneloff}/wtc{home}{goto}spot1~{right 3}{down 10}/wtb{goto}spot7~{windowson}{panelon} 8: 0.35; {windowsoff}{paneloff}/wtc{home}{goto}spot1~{right 3}{down 10}/wtb{goto}spot7~{windowson}{panelon} 10: 0.35; {windowsoff}{paneloff}/wtc{home}{goto}spot1~{right 3}{down 10}/wtb{goto}spot7~{windowson}{panelon} 11: 0.35; {windowsoff}{paneloff}/wtc{home}{goto}spot1~{right 3}{down 10}/wtb{goto}spot7~{windowson}{panelon} 12: 0.35; {windowsoff}{paneloff}/wtc{home}{goto}spot1~{right 3}{down 10}/wtb{goto}spot7~{windowson}{panelon} 13: 0.35
| 1 - EFFECTIVE TAX RATE |  | 0: 0.611; 2: 0.611; 4: 0.611; 5: 0.611; {windowsoff}{paneloff}/wtc{home}{goto}spot1~{right 3}{down 10}/wtb{goto}spot7~{windowson}{panelon} 8: 0.611; {windowsoff}{paneloff}/wtc{home}{goto}spot1~{right 3}{down 10}/wtb{goto}spot7~{windowson}{panelon} 10: 0.611; {windowsoff}{paneloff}/wtc{home}{goto}spot1~{right 3}{down 10}/wtb{goto}spot7~{windowson}{panelon} 11: 0.611; {windowsoff}{paneloff}/wtc{home}{goto}spot1~{right 3}{down 10}/wtb{goto}spot7~{windowson}{panelon} 12: 0.611; {windowsoff}{paneloff}/wtc{home}{goto}spot1~{right 3}{down 10}/wtb{goto}spot7~{windowson}{panelon} 13: 0.611
| EFFECTIVE TAX RATE |  | 0: 0.389; 2: 0.389; 4: 0.389; 5: 0.389; {windowsoff}{paneloff}/wtc{home}{goto}spot1~{right 3}{down 10}/wtb{goto}spot7~{windowson}{panelon} 8: 0.389; {windowsoff}{paneloff}/wtc{home}{goto}spot1~{right 3}{down 10}/wtb{goto}spot7~{windowson}{panelon} 10: 0.389; {windowsoff}{paneloff}/wtc{home}{goto}spot1~{right 3}{down 10}/wtb{goto}spot7~{windowson}{panelon} 11: 0.389; {windowsoff}{paneloff}/wtc{home}{goto}spot1~{right 3}{down 10}/wtb{goto}spot7~{windowson}{panelon} 12: 0.389; {windowsoff}{paneloff}/wtc{home}{goto}spot1~{right 3}{down 10}/wtb{goto}spot7~{windowson}{panelon} 13: 0.389
| FACTOR FOR TAXABLE BASIS |  | 0: 1.6367; 2: 1.6367; 4: 1.6367; 5: 1.6367; {windowsoff}{paneloff}/wtc{home}{goto}spot1~{right 3}{down 10}/wtb{goto}spot7~{windowson}{panelon} 8: 1.6367; {windowsoff}{paneloff}/wtc{home}{goto}spot1~{right 3}{down 10}/wtb{goto}spot7~{windowson}{panelon} 10: 1.6367; {windowsoff}{paneloff}/wtc{home}{goto}spot1~{right 3}{down 10}/wtb{goto}spot7~{windowson}{panelon} 11: 1.6367; {windowsoff}{paneloff}/wtc{home}{goto}spot1~{right 3}{down 10}/wtb{goto}spot7~{windowson}{panelon} 12: 1.6367; {windowsoff}{paneloff}/wtc{home}{goto}spot1~{right 3}{down 10}/wtb{goto}spot7~{windowson}{panelon} 13: 1.6367
LABOR ALLOCATOR
LABOR EXPENSE
PRODUCTION LABOR
ENERGY RELATED
1 | FERC 501 | ENERGY | 3499087.08 |  | 3035692.0557 |  | 160510.3326 | 302884.6917 |  |  | 16.6876 |  | 302868.0041 | 98870.2186 | 203997.7855 | 0 |  |  | 3499087.08 | 501 |  | 3499087.08 | 0 | Direct Labor plus Burdens
2 | FERC 510 | ENERGY | 6556678.66 |  | 5688357.2387 |  | 300768.3571 | 567553.0642 |  |  | 31.2696 |  | 567521.7946 | 185265.5386 | 382256.2561 | 0 |  |  | 6556678.66 | 510 |  | 6556678.66 | 0 | Direct Labor plus Burdens
3 | FERC 512 | ENERGY | 9034370.01 |  | 7837920.1892 |  | 414425.1635 | 782024.6573 |  |  | 43.086 |  | 781981.5714 | 255275.1953 | 526706.3761 | 0 |  |  | 9034370.01 | 512 |  | 9034370.01 | 0 | Direct Labor plus Burdens
4 | FERC 513 | ENERGY | 2257567.96 |  | 1958591.1882 |  | 103559.293 | 195417.4789 |  |  | 10.7666 |  | 195406.7122 | 63789.8493 | 131616.8629 | 0 |  |  | 2257567.96 | 513 |  | 2257567.96 | 0 | Direct Labor plus Burdens
5 | FERC 547 | ENERGY | 0 |  | 0 |  | 0 | 0 |  |  | 0 |  | 0 | 0 | 0 | 0 |  |  | 0 | 547 |  | 0 | 0 | Direct Labor plus Burdens
6 | TOTAL ENERGY LABOR |  | 0: 21347703.71; 2: 18520560.6717; 4: 979263.1462; 5: 1847879.8921; {windowsoff}{paneloff}/wtc{home}{goto}spot1~{right 3}{down 10}/wtb{goto}spot7~{windowson}{panelon} 8: 101.8097; {windowsoff}{paneloff}/wtc{home}{goto}spot1~{right 3}{down 10}/wtb{goto}spot7~{windowson}{panelon} 10: 1847778.0824; {windowsoff}{paneloff}/wtc{home}{goto}spot1~{right 3}{down 10}/wtb{goto}spot7~{windowson}{panelon} 11: 603200.8018; {windowsoff}{paneloff}/wtc{home}{goto}spot1~{right 3}{down 10}/wtb{goto}spot7~{windowson}{panelon} 12: 1244577.2805; {windowsoff}{paneloff}/wtc{home}{goto}spot1~{right 3}{down 10}/wtb{goto}spot7~{windowson}{panelon} 13: 0
DEMAND RELATED
7 | FERC 500 | PRODPLT | 4888803.64 |  | 4189374.1918 |  | 253574.9539 | 445854.4943 |  |  | 37.0415 |  | 445817.4528 | 139106.3567 | 306711.0961 | 0 |  |  | 4888803.64 | 500 |  | 4888803.64 | 0 | Direct Labor plus Burdens
8 | FERC 502 | PRODPLT | 9216022.9 |  | 7897508.5381 |  | 478021.3636 | 840492.9983 |  |  | 69.8279 |  | 840423.1704 | 262233.3526 | 578189.8178 | 0 |  |  | 9216022.9 | 502 |  | 9216022.9 | 0 | Direct Labor plus Burdens
9 | FERC 505 | PRODPLT | 6422402.68 |  | 5503564.8838 |  | 333120.449 | 585717.3472 |  |  | 48.6613 |  | 585668.686 | 182743.4898 | 402925.1962 | 0 |  |  | 6422402.68 | 505 |  | 6422402.68 | 0 | Direct Labor plus Burdens
10 | FERC 506 | PRODPLT | 1529894.14 |  | 1311015.8432 |  | 79353.3274 | 139524.9694 |  |  | 11.5917 |  | 139513.3777 | 43531.7136 | 95981.6641 | 0 |  |  | 1529894.14 | 506 |  | 1529894.14 | 0 | Direct Labor plus Burdens
11 | FERC 509 | PRODPLT | 0 |  | 0 |  | 0 | 0 |  |  | 0 |  | 0 | 0 | 0 | 0 |  |  | 0 | 509 |  | 0 | 0 | Direct Labor plus Burdens
12 | FERC 511 | PRODPLT | 1154804 |  | 989588.9527 |  | 59897.9613 | 105317.086 |  |  | 8.7497 |  | 105308.3363 | 32858.8728 | 72449.4635 | 0 |  |  | 1154804 | 511 |  | 1154804 | 0 | Direct Labor plus Burdens
13 | FERC 514 | PRODPLT | 224143.89 |  | 192076.1596 |  | 11626.0093 | 20441.7211 |  |  | 1.6983 |  | 20440.0228 | 6377.8057 | 14062.2171 | 0 |  |  | 224143.89 | 514 |  | 224143.89 | 0 | Direct Labor plus Burdens
14 | FERC 535 | PRODPLT | 7943.97 |  | 6807.4452 |  | 412.0419 | 724.4829 |  |  | 0.06019 |  | 724.4227 | 226.0383 | 498.3845 | 0 |  |  | 7943.97 | 535 |  | 7943.97 | 0 | Direct Labor plus Burdens
15 | FERC 538 | PRODPLT | 0 |  | 0 |  | 0 | 0 |  |  | 0 |  | 0 | 0 | 0 | 0 |  |  | 0 | 538 |  | 0 | 0 | Direct Labor plus Burdens
16 | FERC 539 | PRODPLT | 5361.8 |  | 4594.7001 |  | 278.1086 | 488.9913 |  |  | 0.040625 |  | 488.9507 | 152.565 | 336.3857 | 0 |  |  | 5361.8 | 539 |  | 5361.8 | 0 | Direct Labor plus Burdens
17 | FERC 541 | PRODPLT | 108731.89 |  | 93175.8785 |  | 5639.761 | 9916.2506 |  |  | 0.82384 |  | 9915.4267 | 3093.8647 | 6821.562 | 0 |  |  | 108731.89 | 541 |  | 108731.89 | 0 | Direct Labor plus Burdens
18 | FERC 542 | PRODPLT | 22545.72 |  | 19320.1577 |  | 1169.4129 | 2056.1494 |  |  | 0.17082 |  | 2055.9786 | 641.5175 | 1414.4611 | 0 |  |  | 22545.72 | 542 |  | 22545.72 | 0 | Direct Labor plus Burdens
19 | FERC 544 | PRODPLT | 53549.56 |  | 45888.3525 |  | 2777.5358 | 4883.6717 |  |  | 0.40573 |  | 4883.266 | 1523.7029 | 3359.5631 | 0 |  |  | 53549.56 | 544 |  | 53549.56 | 0 | Direct Labor plus Burdens
20 | FERC 545 | PRODPLT | 3544.44 |  | 3037.3454 |  | 183.8448 | 323.2497 |  |  | 0.026856 |  | 323.2229 | 100.8537 | 222.3691 | 0 |  |  | 3544.44 | 545 |  | 3544.44 | 0 | Direct Labor plus Burdens
21 | FERC 546 | PRODPLT | 202548.6 |  | 173570.4561 |  | 10505.8938 | 18472.2501 |  |  | 1.5347 |  | 18470.7155 | 5763.3319 | 12707.3836 | 0 |  |  | 202548.6 | 546 |  | 202548.6 | 0 | Direct Labor plus Burdens
22 | FERC 548 | PRODPLT | 241293.46 |  | 206772.1816 |  | 12515.5319 | 22005.7465 |  |  | 1.8282 |  | 22003.9183 | 6865.7808 | 15138.1375 | 0 |  |  | 241293.46 | 548 |  | 241293.46 | 0 | Direct Labor plus Burdens
23 | FERC 549 | PRODPLT | 21445.7 |  | 18377.515 |  | 1112.3565 | 1955.8285 |  |  | 0.16249 |  | 1955.6661 | 610.2174 | 1345.4486 | 0 |  |  | 21445.7 | 549 |  | 21445.7 | 0 | Direct Labor plus Burdens
24 | FERC 550 | PRODPLT | 0 |  | 0 |  | 0 | 0 |  |  | 0 |  | 0 | 0 | 0 | 0 |  |  | 0 | 550 |  | 0 | 0 | Direct Labor plus Burdens
25 | FERC 551 | PRODPLT | 41772.72 |  | 35796.3968 |  | 2166.6887 | 3809.6345 |  |  | 0.3165 |  | 3809.318 | 1188.6039 | 2620.7141 | 0 |  |  | 41772.72 | 551 |  | 41772.72 | 0 | Direct Labor plus Burdens
26 | FERC 552 | PRODPLT | 130669.44 |  | 111974.8756 |  | 6777.629 | 11916.9354 |  |  | 0.99006 |  | 11915.9453 | 3718.0773 | 8197.8681 | 0 |  |  | 130669.44 | 552 |  | 130669.44 | 0 | Direct Labor plus Burdens
27 | FERC 553 | PRODPLT | 637280.62 |  | 546106.4054 |  | 33054.7954 | 58119.4193 |  |  | 4.8285 |  | 58114.5907 | 18133.2268 | 39981.3639 | 0 |  |  | 637280.62 | 553 |  | 637280.62 | 0 | Direct Labor plus Burdens
28 | FERC 554 | PRODPLT | 87476.37 |  | 74961.3349 |  | 4537.2689 | 7977.7663 |  |  | 0.66279 |  | 7977.1035 | 2489.0587 | 5488.0448 | 0 |  |  | 87476.37 | 554 |  | 87476.37 | 0 | Direct Labor plus Burdens
29 | FERC 555 | PRODPLT | 0 |  | 0 |  | 0 | 0 |  |  | 0 |  | 0 | 0 | 0 | 0 |  |  | 0 | 555 |  | 0 | 0 | Direct Labor plus Burdens
30 | FERC 556 | PRODPLT | 1721352.77 |  | 1475082.9447 |  | 89284.0011 | 156985.8242 |  |  | 13.0423 |  | 156972.7819 | 48979.4907 | 107993.2912 | 0 |  |  | 1721352.77 | 556 |  | 1721352.77 | 0 | Direct Labor plus Burdens
31 | FERC 557 | PRODPLT | 0.05 |  | 0.042847 |  | 0.0025934 | 0.00456 |  |  | 3.7884e-07 |  | 0.0045596 | 0.0014227 | 0.0031369 | 0 |  |  | 0.05 | 557 |  | 0.05 | 0 | Direct Labor plus Burdens
32 | TOTAL DEMAND |  | 0: 26721588.36; 2: 22898594.6014; 4: 1386008.9372; 5: 2436984.8214; runexh5 6: 0; {windowsoff}{paneloff}/wtc{home}{goto}spot1~{right 3}{down 10}/wtb{goto}spot7~{windowson}{panelon} 7: 0; {windowsoff}{paneloff}/wtc{home}{goto}spot1~{right 3}{down 10}/wtb{goto}spot7~{windowson}{panelon} 8: 202.4641; {windowsoff}{paneloff}/wtc{home}{goto}spot1~{right 3}{down 10}/wtb{goto}spot7~{windowson}{panelon} 10: 2436782.3573; {windowsoff}{paneloff}/wtc{home}{goto}spot1~{right 3}{down 10}/wtb{goto}spot7~{windowson}{panelon} 11: 760337.9222; {windowsoff}{paneloff}/wtc{home}{goto}spot1~{right 3}{down 10}/wtb{goto}spot7~{windowson}{panelon} 12: 1676444.4351; {windowsoff}{paneloff}/wtc{home}{goto}spot1~{right 3}{down 10}/wtb{goto}spot7~{windowson}{panelon} 13: 0
33 | TOTAL PRODUCTION |  | 0: 48069292.07; 2: 41419155.2731; 4: 2365272.0834; 5: 4284864.7134; runexh5 6: 0; {windowsoff}{paneloff}/wtc{home}{goto}spot1~{right 3}{down 10}/wtb{goto}spot7~{windowson}{panelon} 7: 0; {windowsoff}{paneloff}/wtc{home}{goto}spot1~{right 3}{down 10}/wtb{goto}spot7~{windowson}{panelon} 8: 304.2738; {windowsoff}{paneloff}/wtc{home}{goto}spot1~{right 3}{down 10}/wtb{goto}spot7~{windowson}{panelon} 10: 4284560.4396; {windowsoff}{paneloff}/wtc{home}{goto}spot1~{right 3}{down 10}/wtb{goto}spot7~{windowson}{panelon} 11: 1363538.724; {windowsoff}{paneloff}/wtc{home}{goto}spot1~{right 3}{down 10}/wtb{goto}spot7~{windowson}{panelon} 12: 2921021.7156; {windowsoff}{paneloff}/wtc{home}{goto}spot1~{right 3}{down 10}/wtb{goto}spot7~{windowson}{panelon} 13: 0
TRANSMISSION LABOR
1 | FERC 560 | TRANPLT | 1303427.78 |  | 1045952.3158 |  | 149723.4446 | 107752.0197 |  |  | 9.2481 |  | 107742.7716 | 33618.4784 | 74124.2932 | 0 |  |  | 1303427.78 | 560 |  | 1303427.78 | 0 | Direct Labor plus Burdens
2 | FERC 561 | TRANPLT | 2653386.96 |  | 2129244.3494 |  | 304791.9045 | 219350.7061 |  |  | 18.8263 |  | 219331.8799 | 68437.1115 | 150894.7684 | 0 |  |  | 2653386.96 | 561 |  | 2653386.96 | 0 | Direct Labor plus Burdens
3 | FERC 562 | TRANPLT | 334609.98 |  | 268512.064 |  | 38436.3135 | 27661.6025 |  |  | 2.3741 |  | 27659.2284 | 8630.381 | 19028.8474 | 0 |  |  | 334609.98 | 562 |  | 334609.98 | 0 | Direct Labor plus Burdens
4 | FERC 563 | TRANPLT | 69427.8 |  | 55713.2273 |  | 7975.1019 | 5739.4708 |  |  | 0.4926 |  | 5738.9782 | 1790.7068 | 3948.2714 | 0 |  |  | 69427.8 | 563 |  | 69427.8 | 0 | Direct Labor plus Burdens
5 | FERC 565 | TRANPLT | 0 |  | 0 |  | 0 | 0 |  |  | 0 |  | 0 | 0 | 0 | 0 |  |  | 0 | 565 |  | 0 | 0 | Direct Labor plus Burdens
6 | FERC 566 | TRANPLT | 417945.23 |  | 335385.5027 |  | 48008.9503 | 34550.7771 |  |  | 2.9654 |  | 34547.8117 | 10779.7938 | 23768.0179 | 0 |  |  | 417945.23 | 566 |  | 417945.23 | 0 | Direct Labor plus Burdens
7 | FERC 567 | TRANPLT | 0 |  | 0 |  | 0 | 0 |  |  | 0 |  | 0 | 0 | 0 | 0 |  |  | 0 | 567 |  | 0 | 0 | Direct Labor plus Burdens
8 | FERC 569 | TRANPLT | 0 |  | 0 |  | 0 | 0 |  |  | 0 |  | 0 | 0 | 0 | 0 |  |  | 0 | 569 |  | 0 | 0 | Direct Labor plus Burdens
9 | FERC 570 | TRANPLT | 696734.24 |  | 559103.3143 |  | 80033.1648 | 57597.7608 |  |  | 4.9435 |  | 57592.8174 | 17970.4203 | 39622.3971 | 0 |  |  | 696734.24 | 570 |  | 696734.24 | 0 | Direct Labor plus Burdens
10 | FERC 571 | TRANPLT | 220634.58 |  | 177051.0445 |  | 25344.0734 | 18239.4621 |  |  | 1.5654 |  | 18237.8967 | 5690.6865 | 12547.2102 | 0 |  |  | 220634.58 | 571 |  | 220634.58 | 0 | Direct Labor plus Burdens
11 | FERC 572 | TRANPLT | 0 |  | 0 |  | 0 | 0 |  |  | 0 |  | 0 | 0 | 0 | 0 |  |  | 0 | 572 |  | 0 | 0 | Direct Labor plus Burdens
12 | FERC 573 | TRANPLT | 109870.64 |  | 88167.1022 |  | 12620.7305 | 9082.8073 |  |  | 0.77955 |  | 9082.0278 | 2833.8231 | 6248.2047 | 0 |  |  | 109870.64 | 573 |  | 109870.64 | 0 | Direct Labor plus Burdens
13 | TOTAL TRANSMISSION LABOR | TRANPLT | 0: 5806037.21; 2: 4659128.9202; 4: 666933.6834; 5: 479974.6064; runexh5 6: 0; {windowsoff}{paneloff}/wtc{home}{goto}spot1~{right 3}{down 10}/wtb{goto}spot7~{windowson}{panelon} 7: 0; {windowsoff}{paneloff}/wtc{home}{goto}spot1~{right 3}{down 10}/wtb{goto}spot7~{windowson}{panelon} 8: 41.1949; {windowsoff}{paneloff}/wtc{home}{goto}spot1~{right 3}{down 10}/wtb{goto}spot7~{windowson}{panelon} 10: 479933.4115; {windowsoff}{paneloff}/wtc{home}{goto}spot1~{right 3}{down 10}/wtb{goto}spot7~{windowson}{panelon} 11: 149751.4014; {windowsoff}{paneloff}/wtc{home}{goto}spot1~{right 3}{down 10}/wtb{goto}spot7~{windowson}{panelon} 12: 330182.0101; {windowsoff}{paneloff}/wtc{home}{goto}spot1~{right 3}{down 10}/wtb{goto}spot7~{windowson}{panelon} 13: 0
DISTRIBUTION LABOR
1 | FERC 580 | DISTPLT | 1376759.46 |  | 1295319.5735 |  | 77134.121 | 4305.7655 |  |  | 155.6006 |  | 4150.1649 | 3566.4077 | 583.7573 | 0 |  |  | 1376759.46 | 580 |  | 1376759.46 | 0 | Direct Labor plus Burdens
2 | FERC 581 | DISTPLT | 762447.18 |  | 717345.9015 |  | 42716.7525 | 2384.526 |  |  | 86.1713 |  | 2298.3547 | 1975.0708 | 323.2838 | 0 |  |  | 762447.18 | 581 |  | 762447.18 | 0 | Direct Labor plus Burdens
3 | FERC 582 | DISTPLT | 803768.94 |  | 756223.3424 |  | 45031.8393 | 2513.7583 |  |  | 90.8415 |  | 2422.9168 | 2082.1122 | 340.8046 | 0 |  |  | 803768.94 | 582 |  | 803768.94 | 0 | Direct Labor plus Burdens
4 | FERC 583 | DISTPLT | 1689769.86 |  | 1589814.3706 |  | 94670.7952 | 5284.6942 |  |  | 190.9768 |  | 5093.7174 | 4377.2412 | 716.4762 | 0 |  |  | 1689769.86 | 583 |  | 1689769.86 | 0 | Direct Labor plus Burdens
5 | FERC 584 | DISTPLT | 101763.76 |  | 95744.0962 |  | 5701.4013 | 318.2625 |  |  | 11.5013 |  | 306.7612 | 263.6125 | 43.1487 | 0 |  |  | 101763.76 | 584 |  | 101763.76 | 0 | Direct Labor plus Burdens
6 | FERC 585 | DISTPLT | 2664.27 |  | 2506.6696 |  | 149.268 | 8.3324 |  |  | 0.30111 |  | 8.0313 | 6.9016 | 1.1297 | 0 |  |  | 2664.27 | 585 |  | 2664.27 | 0 | Direct Labor plus Burdens
7 | FERC 586 | DISTPLT | 4583824.42 |  | 4312676.0086 |  | 256812.6662 | 14335.7453 |  |  | 518.0612 |  | 13817.6841 | 11874.1051 | 1943.579 | 0 |  |  | 4583824.42 | 586 |  | 4583824.42 | 0 | Direct Labor plus Burdens
8 | FERC 587 | DISTPLT | 1733.32 |  | 1630.7884 |  | 97.1107 | 5.4209 |  |  | 0.1959 |  | 5.225 | 4.4901 | 0.73494 | 0 |  |  | 1733.32 | 587 |  | 1733.32 | 0 | Direct Labor plus Burdens
9 | FERC 588 | DISTPLT | 2781961.52 |  | 2617399.2729 |  | 155861.7629 | 8700.4841 |  |  | 314.4157 |  | 8386.0685 | 7206.4941 | 1179.5744 | 0 |  |  | 2781961.52 | 588 |  | 2781961.52 | 0 | Direct Labor plus Burdens
10 | FERC 589 | DISTPLT | 0 |  | 0 |  | 0 | 0 |  |  | 0 |  | 0 | 0 | 0 | 0 |  |  | 0 | 589 |  | 0 | 0 | Direct Labor plus Burdens
11 | FERC 590 | DISTPLT | 89122.07 |  | 83850.2041 |  | 4993.1399 | 278.7261 |  |  | 10.0725 |  | 268.6535 | 230.865 | 37.7885 | 0 |  |  | 89122.07 | 590 |  | 89122.07 | 0 | Direct Labor plus Burdens
12 | FERC 591 | DISTPLT | 0 |  | 0 |  | 0 | 0 |  |  | 0 |  | 0 | 0 | 0 | 0 |  |  | 0 | 591 |  | 0 | 0 | Direct Labor plus Burdens
13 | FERC 592 | DISTPLT | 350790.98 |  | 330040.5305 |  | 19653.3633 | 1097.0861 |  |  | 39.6462 |  | 1057.4399 | 908.7017 | 148.7382 | 0 |  |  | 350790.98 | 592 |  | 350790.98 | 0 | Direct Labor plus Burdens
14 | FERC 593 | DISTPLT | 6644011.89 |  | 6250996.5595 |  | 372236.4234 | 20778.9071 |  |  | 750.9023 |  | 20028.0048 | 17210.8895 | 2817.1153 | 0 |  |  | 6644011.89 | 593 |  | 6644011.89 | 0 | Direct Labor plus Burdens
15 | FERC 594 | DISTPLT | 178369.87 |  | 167818.7008 |  | 9993.3238 | 557.8453 |  |  | 20.1593 |  | 537.6861 | 462.0558 | 75.6303 | 0 |  |  | 178369.87 | 594 |  | 178369.87 | 0 | Direct Labor plus Burdens
16 | FERC 595 | DISTPLT | 72638.32 |  | 68341.5226 |  | 4069.6237 | 227.1737 |  |  | 8.2095 |  | 218.9642 | 188.1649 | 30.7992 | 0 |  |  | 72638.32 | 595 |  | 72638.32 | 0 | Direct Labor plus Burdens
17 | FERC 596 | DISTPLT | 0 |  | 0 |  | 0 | 0 |  |  | 0 |  | 0 | 0 | 0 | 0 |  |  | 0 | 596 |  | 0 | 0 | Direct Labor plus Burdens
18 | FERC 597 | DISTPLT | 0 |  | 0 |  | 0 | 0 |  |  | 0 |  | 0 | 0 | 0 | 0 |  |  | 0 | 597 |  | 0 | 0 | Direct Labor plus Burdens
19 | FERC 598 | DISTPLT | 70555.56 |  | 66381.9647 |  | 3952.9353 | 220.66 |  |  | 7.9741 |  | 212.6858 | 182.7697 | 29.9161 | 0 |  |  | 70555.56 | 598 |  | 70555.56 | 0 | Direct Labor plus Burdens
20 | TOTAL DISTRIBUTION LABOR | DISTPLT | 0: 19510181.42; 2: 18356089.506; 4: 1093074.5266; 5: 61017.3875; {windowsoff}{paneloff}/wtc{home}{goto}spot1~{right 3}{down 10}/wtb{goto}spot7~{windowson}{panelon} 8: 2205.0293; {windowsoff}{paneloff}/wtc{home}{goto}spot1~{right 3}{down 10}/wtb{goto}spot7~{windowson}{panelon} 10: 58812.3582; {windowsoff}{paneloff}/wtc{home}{goto}spot1~{right 3}{down 10}/wtb{goto}spot7~{windowson}{panelon} 11: 50539.882; {windowsoff}{paneloff}/wtc{home}{goto}spot1~{right 3}{down 10}/wtb{goto}spot7~{windowson}{panelon} 12: 8272.4762; {windowsoff}{paneloff}/wtc{home}{goto}spot1~{right 3}{down 10}/wtb{goto}spot7~{windowson}{panelon} 13: 0
21 | TOT PROD, TRNS & DISTR LABOR |  | 0: 73385510.7; 2: 64434373.6993; 4: 4125280.2934; 5: 4825856.7074; {windowsoff}{paneloff}/wtc{home}{goto}spot1~{right 3}{down 10}/wtb{goto}spot7~{windowson}{panelon} 8: 2550.4981; {windowsoff}{paneloff}/wtc{home}{goto}spot1~{right 3}{down 10}/wtb{goto}spot7~{windowson}{panelon} 10: 4823306.2093; {windowsoff}{paneloff}/wtc{home}{goto}spot1~{right 3}{down 10}/wtb{goto}spot7~{windowson}{panelon} 11: 1563830.0073; {windowsoff}{paneloff}/wtc{home}{goto}spot1~{right 3}{down 10}/wtb{goto}spot7~{windowson}{panelon} 12: 3259476.202; {windowsoff}{paneloff}/wtc{home}{goto}spot1~{right 3}{down 10}/wtb{goto}spot7~{windowson}{panelon} 13: 0
CUSTOMER ACCOUNTING
1 | FERC 901 | EXP9025CA | 2455747.42 |  | 2323402.4196 |  | 129289.2927 | 3055.7077 |  |  | 23 |  | 3032.7077 | 1623.1394 | 1409.5684 | 0 |  |  | 2455747.42 | 901 |  | 2455747.42 | 0 | Direct Labor plus Burdens
2 | FERC 902 | EXP9025CA | 285948.58 |  | 270538.2554 |  | 15054.5163 | 355.8083 |  |  | 2.6781 |  | 353.1302 | 188.9992 | 164.1309 | 0 |  |  | 285948.58 | 902 |  | 285948.58 | 0 | Direct Labor plus Burdens
3 | FERC 903 | EXP9025CA | 8670689.84 |  | 8203409.5159 |  | 456491.3099 | 10789.0142 |  |  | 81.2076 |  | 10707.8065 | 5730.9387 | 4976.8678 | 0 |  |  | 8670689.84 | 903 |  | 8670689.84 | 0 | Direct Labor plus Burdens
4 | FERC 904 | EXP9025CA | 0 |  | 0 |  | 0 | 0 |  |  | 0 |  | 0 | 0 | 0 | 0 |  |  | 0 | 904 |  | 0 | 0 | Direct Labor plus Burdens
5 | FERC 905 | EXP9025CA | 450527 |  | 426247.2245 |  | 23719.1808 | 560.5946 |  |  | 4.2195 |  | 556.3751 | 297.7782 | 258.5969 | 0 |  |  | 450527 | 905 |  | 450527 | 0 | Direct Labor plus Burdens
6 | TOTAL CUSTOMER ACCOUNTING LABOR |  | 0: 11862912.84; 2: 11223597.4154; 4: 624554.2998; 5: 14761.1248; {windowsoff}{paneloff}/wtc{home}{goto}spot1~{right 3}{down 10}/wtb{goto}spot7~{windowson}{panelon} 8: 111.1052; {windowsoff}{paneloff}/wtc{home}{goto}spot1~{right 3}{down 10}/wtb{goto}spot7~{windowson}{panelon} 10: 14650.0195; {windowsoff}{paneloff}/wtc{home}{goto}spot1~{right 3}{down 10}/wtb{goto}spot7~{windowson}{panelon} 11: 7840.8555; {windowsoff}{paneloff}/wtc{home}{goto}spot1~{right 3}{down 10}/wtb{goto}spot7~{windowson}{panelon} 12: 6809.164; {windowsoff}{paneloff}/wtc{home}{goto}spot1~{right 3}{down 10}/wtb{goto}spot7~{windowson}{panelon} 13: 0
CUSTOMER SERVICE & SALES EXP
7 | FERC 907 | EXP9080CS | 180507.87 |  | 180380.8167 |  | 127.0358 | 0.017427 |  |  | 0.017427 |  | 0 | 0 | 0 | 0 |  |  | 180507.87 | 907 |  | 180507.87 | 0 | Direct Labor plus Burdens
8 | FERC 908 | EXP9080CS | 1276694.24 |  | 1275795.6189 |  | 898.4978 | 0.12325 |  |  | 0.12325 |  | 0 | 0 | 0 | 0 |  |  | 1276694.24 | 908 |  | 1276694.24 | 0 | Direct Labor plus Burdens
9 | FERC 909 | EXP9080CS | 0 |  | 0 |  | 0 | 0 |  |  | 0 |  | 0 | 0 | 0 | 0 |  |  | 0 | 909 |  | 0 | 0 | Direct Labor plus Burdens
10 | FERC 910 | EXP9080CS | 0 |  | 0 |  | 0 | 0 |  |  | 0 |  | 0 | 0 | 0 | 0 |  |  | 0 | 910 |  | 0 | 0 | Direct Labor plus Burdens
11 | FERC 912 | EXP9080CS | 0 |  | 0 |  | 0 | 0 |  |  | 0 |  | 0 | 0 | 0 | 0 |  |  | 0 | 912 |  | 0 | 0 | Direct Labor plus Burdens
12 | FERC 913 | EXP9080CS | 0 |  | 0 |  | 0 | 0 |  |  | 0 |  | 0 | 0 | 0 | 0 |  |  | 0 | 913 |  | 0 | 0 | Direct Labor plus Burdens
13 | FERC 916 | EXP9080CS | 0 |  | 0 |  | 0 | 0 |  |  | 0 |  | 0 | 0 | 0 | 0 |  |  | 0 | 916 |  | 0 | 0 | Direct Labor plus Burdens
14 | TOTAL CUSTOMER SERVICE AND SALES LABOR |  | 0: 1457202.11; 2: 1456176.4357; 4: 1025.5336; 5: 0.14068; {windowsoff}{paneloff}/wtc{home}{goto}spot1~{right 3}{down 10}/wtb{goto}spot7~{windowson}{panelon} 8: 0.14068; {windowsoff}{paneloff}/wtc{home}{goto}spot1~{right 3}{down 10}/wtb{goto}spot7~{windowson}{panelon} 10: 0; {windowsoff}{paneloff}/wtc{home}{goto}spot1~{right 3}{down 10}/wtb{goto}spot7~{windowson}{panelon} 11: 0; {windowsoff}{paneloff}/wtc{home}{goto}spot1~{right 3}{down 10}/wtb{goto}spot7~{windowson}{panelon} 12: 0; {windowsoff}{paneloff}/wtc{home}{goto}spot1~{right 3}{down 10}/wtb{goto}spot7~{windowson}{panelon} 13: 0
15 | TOTAL PROD, TRAN, DIST, CUSTOMER LABOR |  | 0: 86705625.65; 2: 77114147.5504; 4: 4750860.1268; 5: 4840617.9728; {windowsoff}{paneloff}/wtc{home}{goto}spot1~{right 3}{down 10}/wtb{goto}spot7~{windowson}{panelon} 8: 2661.744; {windowsoff}{paneloff}/wtc{home}{goto}spot1~{right 3}{down 10}/wtb{goto}spot7~{windowson}{panelon} 10: 4837956.2288; {windowsoff}{paneloff}/wtc{home}{goto}spot1~{right 3}{down 10}/wtb{goto}spot7~{windowson}{panelon} 11: 1571670.8629; {windowsoff}{paneloff}/wtc{home}{goto}spot1~{right 3}{down 10}/wtb{goto}spot7~{windowson}{panelon} 12: 3266285.366
ADMIN & GENERAL LABOR
16 | FERC 920 | PTDCUSTLABOR | 21837389.06 |  | 19421711.4456 |  | 1196535.7516 | 1219141.8627 |  |  | 670.3779 |  | 1218471.4848 | 395835.7702 | 822635.7146 | 0 |  |  | 21837389.06 | 920 |  | 21837389.06 | 0 | Direct Labor plus Burdens
17 | FERC 921 | PTDCUSTLABOR | 38924.78 |  | 34618.8751 |  | 2132.8049 | 2173.0999 |  |  | 1.1949 |  | 2171.905 | 705.5706 | 1466.3344 | 0 |  |  | 38924.78 | 921 |  | 38924.78 | 0 | Direct Labor plus Burdens
18 | FERC 922 | PTDCUSTLABOR | -2118578.75 |  | -1884219.0815 |  | -116083.2557 | -118276.4128 |  |  | -65.0375 |  | -118211.3754 | -38402.4504 | -79808.9249 | 0 |  |  | -2118578.75 | 922 |  | -2118578.75 | 0 | Direct Labor plus Burdens
19 | FERC 923 | PTDCUSTLABOR | 0 |  | 0 |  | 0 | 0 |  |  | 0 |  | 0 | 0 | 0 | 0 |  |  | 0 | 923 |  | 0 | 0 | Direct Labor plus Burdens
20 | FERC 924 | PTDCUSTLABOR | 0 |  | 0 |  | 0 | 0 |  |  | 0 |  | 0 | 0 | 0 | 0 |  |  | 0 | 924 |  | 0 | 0 | Direct Labor plus Burdens
21 | FERC 925 | PTDCUSTLABOR | 894372.42 |  | 795435.8929 |  | 49005.3354 | 49931.1916 |  |  | 27.456 |  | 49903.7356 | 16211.8555 | 33691.8801 | 0 |  |  | 894372.42 | 925 |  | 894372.42 | 0 | Direct Labor plus Burdens
22 | FERC 926 | PTDCUSTLABOR | 39264089.25 |  | 34920649.6021 |  | 2151396.6901 | 2192042.9578 |  |  | 1205.3538 |  | 2190837.604 | 711721.1204 | 1479116.4837 | 0 |  |  | 39264089.25 | 926 |  | 39264089.25 | 0 | Direct Labor plus Burdens
23 | FERC 927 | PTDCUSTLABOR | 0 |  | 0 |  | 0 | 0 |  |  | 0 |  | 0 | 0 | 0 | 0 |  |  | 0 | 927 |  | 0 | 0 | Direct Labor plus Burdens
24 | FERC 929 | PTDCUSTLABOR | 0 |  | 0 |  | 0 | 0 |  |  | 0 |  | 0 | 0 | 0 | 0 |  |  | 0 | 929 |  | 0 | 0 | Direct Labor plus Burdens
25 | FERC 930 | PTDCUSTLABOR | 34852.63 |  | 30997.1912 |  | 1909.6797 | 1945.7592 |  |  | 1.0699 |  | 1944.6893 | 631.7567 | 1312.9325 | 0 |  |  | 34852.63 | 930.1 | 930.2 | 34852.63 | 0 | Direct Labor plus Burdens
26 | FERC 931 | PTDCUSTLABOR | 0 |  | 0 |  | 0 | 0 |  |  | 0 |  | 0 | 0 | 0 | 0 |  |  | 0 | 931 |  | 0 | 0 | Direct Labor plus Burdens
27 | FERC 935 | PTDCUSTLABOR | 5695280.16 |  | 5065261.5826 |  | 312061.4057 | 317957.1717 |  |  | 174.8373 |  | 317782.3344 | 103235.5838 | 214546.7506 | 0 |  |  | 5695280.16 | 935.3 | 935.4 | 5695280.16 | 0 | Direct Labor plus Burdens
28 | TOTAL ADMIN & GENERAL LABOR |  | 0: 65646329.55; 2: 58384455.508; 4: 3596958.4118; 5: 3664915.6302; {windowsoff}{paneloff}/wtc{home}{goto}spot1~{right 3}{down 10}/wtb{goto}spot7~{windowson}{panelon} 8: 2015.2524; {windowsoff}{paneloff}/wtc{home}{goto}spot1~{right 3}{down 10}/wtb{goto}spot7~{windowson}{panelon} 10: 3662900.3777; {windowsoff}{paneloff}/wtc{home}{goto}spot1~{right 3}{down 10}/wtb{goto}spot7~{windowson}{panelon} 11: 1189939.2068; {windowsoff}{paneloff}/wtc{home}{goto}spot1~{right 3}{down 10}/wtb{goto}spot7~{windowson}{panelon} 12: 2472961.171; {windowsoff}{paneloff}/wtc{home}{goto}spot1~{right 3}{down 10}/wtb{goto}spot7~{windowson}{panelon} 13: 0
29 | TOTAL LABOR EXPENSES |  | 0: 152351955.2; 2: 135498603.0584; 4: 8347818.5386; 5: 8505533.603; {windowsoff}{paneloff}/wtc{home}{goto}spot1~{right 3}{down 10}/wtb{goto}spot7~{windowson}{panelon} 8: 4676.9964; {windowsoff}{paneloff}/wtc{home}{goto}spot1~{right 3}{down 10}/wtb{goto}spot7~{windowson}{panelon} 10: 8500856.6066; {windowsoff}{paneloff}/wtc{home}{goto}spot1~{right 3}{down 10}/wtb{goto}spot7~{windowson}{panelon} 11: 2761610.0696; {windowsoff}{paneloff}/wtc{home}{goto}spot1~{right 3}{down 10}/wtb{goto}spot7~{windowson}{panelon} 12: 5739246.537; {windowsoff}{paneloff}/wtc{home}{goto}spot1~{right 3}{down 10}/wtb{goto}spot7~{windowson}{panelon} 13: 0; {windowsoff}{paneloff}/wtc{home}{goto}spot1~{right 3}{down 10}/wtb{goto}spot7~{windowson}{panelon} 17: ok
2 | FERC 902 | EXP9025 | 288658.21 |  | 273009.0171 |  | 15273.8171 | 375.3757 |  |  | 3.0581 |  | 372.3177 | 199.5378 | 172.7799 | 0 |  |  | 288658.21 | 902 |  | 288658.21 | 0 | Direct Labor plus Burdens
3 | FERC 903 | EXP9025 | 8123050.14 |  | 7682670.5699 |  | 429816.2261 | 10563.3439 |  |  | 86.0558 |  | 10477.2882 | 5615.138 | 4862.1502 | 0 |  |  | 8123050.14 | 903 |  | 8123050.14 | 0 | Direct Labor plus Burdens
4 | FERC 904 | EXP9025 | 0 |  | 0 |  | 0 | 0 |  |  | 0 |  | 0 | 0 | 0 | 0 |  |  | 0 | 904 |  | 0 | 0 | Direct Labor plus Burdens
5 | FERC 905 | EXP9025 | 309402.4 |  | 292628.5905 |  | 16371.4577 | 402.3518 |  |  | 3.2778 |  | 399.074 | 213.8774 | 185.1966 | 0 |  |  | 309402.4 | 905 |  | 309402.4 | 0 | Direct Labor plus Burdens
6 | TOTAL CUSTOMER ACCOUNTING LABOR |  | 0: 10742122.68; 2: 10159753.8301; 4: 568399.6222; 5: 13969.2276; {windowsoff}{paneloff}/wtc{home}{goto}spot1~{right 3}{down 10}/wtb{goto}spot7~{windowson}{panelon} 8: 113.8023; {windowsoff}{paneloff}/wtc{home}{goto}spot1~{right 3}{down 10}/wtb{goto}spot7~{windowson}{panelon} 10: 13855.4254; {windowsoff}{paneloff}/wtc{home}{goto}spot1~{right 3}{down 10}/wtb{goto}spot7~{windowson}{panelon} 11: 7425.5976; {windowsoff}{paneloff}/wtc{home}{goto}spot1~{right 3}{down 10}/wtb{goto}spot7~{windowson}{panelon} 12: 6429.8278; {windowsoff}{paneloff}/wtc{home}{goto}spot1~{right 3}{down 10}/wtb{goto}spot7~{windowson}{panelon} 13: 0
CUSTOMER SERVICE & SALES EXP
7 | FERC 907 | EXP9080 | 163874.9 |  | 163720.0809 |  | 154.7923 | 0.026864 |  |  | 0.026864 |  | 0 | 0 | 0 | 0 |  |  | 163874.9 | 907 |  | 163874.9 | 0 | Direct Labor plus Burdens
8 | FERC 908 | EXP9080 | 545268.78 |  | 544753.6429 |  | 515.0477 | 0.089387 |  |  | 0.089387 |  | 0 | 0 | 0 | 0 |  |  | 545268.78 | 908 |  | 545268.78 | 0 | Direct Labor plus Burdens
9 | FERC 909 | EXP9080 | 0 |  | 0 |  | 0 | 0 |  |  | 0 |  | 0 | 0 | 0 | 0 |  |  | 0 | 909 |  | 0 | 0 | Direct Labor plus Burdens
10 | FERC 910 | EXP9080 | 529982.25 |  | 529481.5547 |  | 500.6084 | 0.086881 |  |  | 0.086881 |  | 0 | 0 | 0 | 0 |  |  | 529982.25 | 910 |  | 529982.25 | 0 | Direct Labor plus Burdens
11 | FERC 912 | EXP9080 | 0 |  | 0 |  | 0 | 0 |  |  | 0 |  | 0 | 0 | 0 | 0 |  |  | 0 | 912 |  | 0 | 0 | Direct Labor plus Burdens
12 | FERC 913 | EXP9080 | 0 |  | 0 |  | 0 | 0 |  |  | 0 |  | 0 | 0 | 0 | 0 |  |  | 0 | 913 |  | 0 | 0 | Direct Labor plus Burdens
13 | FERC 916 | EXP9080 | 0 |  | 0 |  | 0 | 0 |  |  | 0 |  | 0 | 0 | 0 | 0 |  |  | 0 | 916 |  | #VALUE! | #VALUE! | Direct Labor plus Burdens
14 | TOTAL CUSTOMER SERVICE AND SALES LABOR |  | 0: 1239125.93; 2: 1237955.2785; 4: 1170.4484; 5: 0.20313; {windowsoff}{paneloff}/wtc{home}{goto}spot1~{right 3}{down 10}/wtb{goto}spot7~{windowson}{panelon} 8: 0.20313; {windowsoff}{paneloff}/wtc{home}{goto}spot1~{right 3}{down 10}/wtb{goto}spot7~{windowson}{panelon} 10: 0; {windowsoff}{paneloff}/wtc{home}{goto}spot1~{right 3}{down 10}/wtb{goto}spot7~{windowson}{panelon} 11: 0; {windowsoff}{paneloff}/wtc{home}{goto}spot1~{right 3}{down 10}/wtb{goto}spot7~{windowson}{panelon} 12: 0; {windowsoff}{paneloff}/wtc{home}{goto}spot1~{right 3}{down 10}/wtb{goto}spot7~{windowson}{panelon} 13: 0
15 | TOTAL PROD, TRAN, DIST, CUSTOMER LABOR |  | 0: 70542402.32; 2: 62921478.0617; 4: 3864868.7747; 5: 3756055.4837; {windowsoff}{paneloff}/wtc{home}{goto}spot1~{right 3}{down 10}/wtb{goto}spot7~{windowson}{panelon} 8: 2544.3254; {windowsoff}{paneloff}/wtc{home}{goto}spot1~{right 3}{down 10}/wtb{goto}spot7~{windowson}{panelon} 10: 3753511.1583; {windowsoff}{paneloff}/wtc{home}{goto}spot1~{right 3}{down 10}/wtb{goto}spot7~{windowson}{panelon} 11: 1157152.387; {windowsoff}{paneloff}/wtc{home}{goto}spot1~{right 3}{down 10}/wtb{goto}spot7~{windowson}{panelon} 12: 2596358.7713
ADMIN & GENERAL LABOR
16 | FERC 920 | PTDCUSTLABOR | 18058724.09 |  | 16107781.6218 |  | 989399.2344 | 961543.2338 |  |  | 651.3426 |  | 960891.8912 | 296228.8638 | 664663.0274 | 0 |  |  | 18058724.09 | 920 |  | 18058724.09 | 0 | Direct Labor plus Burdens
17 | FERC 921 | PTDCUSTLABOR | 3312 |  | 2954.1939 |  | 181.4575 | 176.3486 |  |  | 0.11946 |  | 176.2292 | 54.3289 | 121.9003 | 0 |  |  | 3312 | 921 |  | 3312 | 0 | Direct Labor plus Burdens
18 | FERC 922 | PTDCUSTLABOR | -1613266.03 |  | -1438979.6743 |  | -88387.428 | -85898.9277 |  |  | -58.1873 |  | -85840.7404 | -26463.4401 | -59377.3003 | 0 |  |  | -1613266.03 | 922 |  | -1613266.03 | 0 | Direct Labor plus Burdens
19 | FERC 923 | PTDCUSTLABOR | 0 |  | 0 |  | 0 | 0 |  |  | 0 |  | 0 | 0 | 0 | 0 |  |  | 0 | 923 |  | 0 | 0 | Direct Labor plus Burdens
20 | FERC 924 | PTDCUSTLABOR | 0 |  | 0 |  | 0 | 0 |  |  | 0 |  | 0 | 0 | 0 | 0 |  |  | 0 | 924 |  | 0 | 0 | Direct Labor plus Burdens
21 | FERC 925 | PTDCUSTLABOR | 274306.96 |  | 244672.6904 |  | 15028.6972 | 14605.5724 |  |  | 9.8937 |  | 14595.6786 | 4499.6335 | 10096.0452 | 0 |  |  | 274306.96 | 925 |  | 274306.96 | 0 | Direct Labor plus Burdens
22 | FERC 926 | PTDCUSTLABOR | 37283933.51 |  | 33256029.3844 |  | 2042707.7287 | 1985196.3969 |  |  | 1344.758 |  | 1983851.6389 | 611592.3365 | 1372259.3024 | 0 |  |  | 37283933.51 | 926 |  | 37283933.51 | 0 | Direct Labor plus Burdens
23 | FERC 927 | PTDCUSTLABOR | 0 |  | 0 |  | 0 | 0 |  |  | 0 |  | 0 | 0 | 0 | 0 |  |  | 0 | 927 |  | 0 | 0 | Direct Labor plus Burdens
24 | FERC 929 | PTDCUSTLABOR | 0 |  | 0 |  | 0 | 0 |  |  | 0 |  | 0 | 0 | 0 | 0 |  |  | 0 | 929 |  | 0 | 0 | Direct Labor plus Burdens
25 | FERC 930 | PTDCUSTLABOR | 247.59 |  | 220.8421 |  | 13.5649 | 13.183 |  |  | 0.0089301 |  | 13.1741 | 4.0614 | 9.1127 | 0 |  |  | 247.59 | 930 |  | 247.59 | 0 | Direct Labor plus Burdens
26 | FERC 931 | PTDCUSTLABOR | 0 |  | 0 |  | 0 | 0 |  |  | 0 |  | 0 | 0 | 0 | 0 |  |  | 0 | 931 |  | 0 | 0 | Direct Labor plus Burdens
27 | FERC 935 | PTDCUSTLABOR | 4493982.97 |  | 4008483.4306 |  | 246215.8061 | 239283.7332 |  |  | 162.0891 |  | 239121.6441 | 73717.6925 | 165403.9516 | 0 |  |  | 4493982.97 | 935 |  | 4493982.97 | 0 | Direct Labor plus Burdens
28 | TOTAL ADMIN & GENERAL LABOR |  | 0: 58501241.09; 2: 52181162.489; 4: 3205159.0608; 5: 3114919.5402; {windowsoff}{paneloff}/wtc{home}{goto}spot1~{right 3}{down 10}/wtb{goto}spot7~{windowson}{panelon} 8: 2110.0244; {windowsoff}{paneloff}/wtc{home}{goto}spot1~{right 3}{down 10}/wtb{goto}spot7~{windowson}{panelon} 10: 3112809.5157; {windowsoff}{paneloff}/wtc{home}{goto}spot1~{right 3}{down 10}/wtb{goto}spot7~{windowson}{panelon} 11: 959633.4764; {windowsoff}{paneloff}/wtc{home}{goto}spot1~{right 3}{down 10}/wtb{goto}spot7~{windowson}{panelon} 12: 2153176.0394; {windowsoff}{paneloff}/wtc{home}{goto}spot1~{right 3}{down 10}/wtb{goto}spot7~{windowson}{panelon} 13: 0
29 | TOTAL LABOR EXPENSES |  | 0: 129043643.41; 2: 115102640.5507; 4: 7070027.8355; 5: 6870975.0238; {windowsoff}{paneloff}/wtc{home}{goto}spot1~{right 3}{down 10}/wtb{goto}spot7~{windowson}{panelon} 8: 4654.3498; {windowsoff}{paneloff}/wtc{home}{goto}spot1~{right 3}{down 10}/wtb{goto}spot7~{windowson}{panelon} 10: 6866320.674; {windowsoff}{paneloff}/wtc{home}{goto}spot1~{right 3}{down 10}/wtb{goto}spot7~{windowson}{panelon} 11: 2116785.8634; {windowsoff}{paneloff}/wtc{home}{goto}spot1~{right 3}{down 10}/wtb{goto}spot7~{windowson}{panelon} 12: 4749534.8106; {windowsoff}{paneloff}/wtc{home}{goto}spot1~{right 3}{down 10}/wtb{goto}spot7~{windowson}{panelon} 13: 0; {windowsoff}{paneloff}/wtc{home}{goto}spot1~{right 3}{down 10}/wtb{goto}spot7~{windowson}{panelon} 17: ok
0.86346

## Functional Assignment
|  |  | Functional | Total |  | Production Demand |  |  | Production Energy |  |  |  | Transmission Demand |  |  |  | Distribution Poles | Distribution Substation | Distribution Primary Lines |  |  | Distribution Sec. Lines |  | Distribution Line Trans. |  | Distribution Services | Distribution Meters | Distribution St. & Cust. Lighting |  | Customer Accounts Expense |  | Customer Service & Info. |  | Sales Expense
Description |  | Name | Vector | System |  | Base | Inter. | Peak | Base | Inter. | Peak |  | Base | Winter | Summer |  | Specific | General | Specific | Demand | Customer | Demand | Customer | Demand | Customer | Customer | [8 empty] | Total Check | Status
Plant in Service
Intangible Plant
301 | ORGANIZATION | P301 | PT&D | 38707.2038 |  | 8721.0485 | 8221.1383 | 8443.1658 | 0 | 0 | 0 |  | 1301.9608 | 1227.3294 | 1260.4758 |  | 0 | 1035.4849 | 0 | 1677.1084 | 2400.4464 | 295.9603 | 423.6082 | 1041.7029 | 891.3142 | 597.5056 | 473.5053 | 695.4492 |  | 0 |  | 0 |  | 0 | 38707.2038 | ok
302 | FRANCHISE AND CONSENTS | P301 | PT&D | 55918.83 |  | 12598.9681 | 11876.7669 | 12197.5216 | 0 | 0 | 0 |  | 1880.8933 | 1773.0763 | 1820.9616 |  | 0 | 1495.9257 | 0 | 2422.8549 | 3467.8339 | 427.5626 | 611.9707 | 1504.9087 | 1287.6478 | 863.1937 | 684.0551 | 1004.689 |  | 0 |  | 0 |  | 0 | 55918.83 | ok
303 | SOFTWARE | P302 | PT&D | 52331978.0914 |  | 11790821.1292 | 11114944.7167 | 11415124.955 | 0 | 0 | 0 |  | 1760245.5069 | 1659344.2715 | 1704158.022 |  | 0 | 1399971.2275 | 0 | 2267443.5571 | 3245393.463 | 400137.0983 | 572716.4935 | 1408377.9719 | 1205053.0393 | 807825.1082 | 640177.1724 | 940244.3592 |  | 0 |  | 0 |  | 0 | 52331978.0914 | ok
| Total Intangible Plant | PINT |  | 52426604.1252 | 0 | 11812141.1457 | 11135042.6219 | 11435765.6423 | 0 | 0 | 0 |  | 1763428.361 | 1662344.6772 | 1707239.4594 |  | 0 | 1402502.6381 | 0 | 2271543.5204 | 3251261.7432 | 400860.6212 | 573752.0723 | 1410924.5835 | 1207232.0012 | 809285.8075 | 641334.7328 | 941944.4974 |  | 0 |  | 0 |  | 0 | 52426604.1252 | ok
Steam Production Plant
| Total Steam Production Plant | PSTPR | F017 | 3105688241.9405 |  | 1066948254.817 | 1005788378.7692 | 1032951608.3543 | 0 | 0 | 0 |  | 0 | 0 | 0 |  | 0 | 0 | 0 | 0 | 0 | 0 | 0 | 0 | 0 | 0 | 0 | 0 |  | 0 |  | 0 |  | 0 | 3105688241.9405 | ok
Hydraulic Production Plant
| Total Hydraulic Production Plant | PHDPR | F017 | 24836524.4384 |  | 8532500.4768 | 8043398.3398 | 8260625.6218 | 0 | 0 | 0 |  | 0 | 0 | 0 |  | 0 | 0 | 0 | 0 | 0 | 0 | 0 | 0 | 0 | 0 | 0 | 0 |  | 0 |  | 0 |  | 0 | 24836524.4384 | ok
Other Production Plant
| Total Other Production Plant | POTPR | F017 | 459827511.4455 |  | 157972121.6793 | 148916804.0129 | 152938585.7534 | 0 | 0 | 0 |  | 0 | 0 | 0 |  | 0 | 0 | 0 | 0 | 0 | 0 | 0 | 0 | 0 | 0 | 0 | 0 |  | 0 |  | 0 |  | 0 | 459827511.4455 | ok
| Total Production Plant | PPRTL |  | 3590352277.8244 |  | 1233452876.9731 | 1162748581.1219 | 1194150819.7294 | 0 | 0 | 0 |  | 0 | 0 | 0 |  | 0 |  | 0 | 0 |  |  |  | 0 | 0 |  |  | 0 |  | 0 |  | 0 |  | 0 | 3590352277.8244 | ok
Transmission
| KENTUCKY SYSTEM PROPERTY | P350 | F011 | 528497002.2311 |  | 0 | 0 | 0 | 0 | 0 | 0 |  | 181563283.3301 | 171155667.1658 | 175778051.7351 |  | 0 | 0 | 0 | 0 | 0 | 0 | 0 | 0 | 0 | 0 | 0 | 0 |  | 0 |  | 0 |  | 0 | 528497002.2311 | ok
| VIRGINIA PROPERTY - 500 KV LINE | P352 | F011 | 7504807.652 |  | 0 | 0 | 0 | 0 | 0 | 0 |  | 2578250.2309 | 2430459.1231 | 2496098.2979 |  | 0 | 0 | 0 | 0 | 0 | 0 | 0 | 0 | 0 | 0 | 0 | 0 |  | 0 |  | 0 |  | 0 | 7504807.652 | ok
| Total Transmission Plant | PTRAN |  | 536001809.8831 |  | 0 | 0 | 0 | 0 | 0 | 0 |  | 184141533.5611 | 173586126.289 | 178274150.033 |  | 0 | 0 | 0 | 0 | 0 | 0 | 0 | 0 | 0 | 0 | 0 | 0 |  | 0 |  | 0 |  | 0 | 536001809.8831 | ok
Distribution
| TOTAL ACCTS 360-362 | P362 | F001 | 146452780.46 |  | 0 | 0 | 0 | 0 | 0 | 0 |  | 0 | 0 | 0 |  | 0 | 146452780.46 | 0 | 0 | 0 | 0 | 0 | 0 | 0 | 0 | 0 | 0 |  | 0 |  | 0 |  | 0 | 146452780.46 | ok
| 364 & 365-OVERHEAD LINES | P365 | F003 | 537135304.87 |  | 0 | 0 | 0 | 0 | 0 | 0 |  | 0 | 0 | 0 |  | 0 | 0 | 0 | 207417483.6521 | 249147525.4874 | 36603085.3504 | 43967210.3801 | 0 | 0 | 0 | 0 | 0 |  | 0 |  | 0 |  | 0 | 537135304.87 | ok
| 366 & 367-UNDERGROUND LINES | P367 | F004 | 141341084.23 |  | 0 | 0 | 0 | 0 | 0 | 0 |  | 0 | 0 | 0 |  | 0 | 0 | 0 | 29782686.5635 | 90357235.032 | 5255768.2171 | 15945394.4174 | 0 | 0 | 0 | 0 | 0 |  | 0 |  | 0 |  | 0 | 141341084.23 | ok
| 368-TRANSFORMERS - POWER POOL | P368 | F005 | 5409429.2561 |  | 0 | 0 | 0 | 0 | 0 | 0 |  | 0 | 0 | 0 |  | 0 | 0 | 0 | 0 | 0 | 0 | 0 | 2915141.4261 | 2494287.83 | 0 | 0 | 0 |  | 0 |  | 0 |  | 0 | 5409429.2561 | ok
| 368-TRANSFORMERS - ALL OTHER | P368a | F005 | 267984931 |  | 0 | 0 | 0 | 0 | 0 | 0 |  | 0 | 0 | 0 |  | 0 | 0 | 0 | 0 | 0 | 0 | 0 | 144417079.3159 | 123567851.6841 | 0 | 0 | 0 |  | 0 |  | 0 |  | 0 | 267984931 | ok
| 369-SERVICES | P369 | F006 | 84507617.65 |  | 0 | 0 | 0 | 0 | 0 | 0 |  | 0 | 0 | 0 |  | 0 | 0 | 0 | 0 | 0 | 0 | 0 | 0 | 0 | 84507617.65 | 0 | 0 |  | 0 |  | 0 |  | 0 | 84507617.65 | ok
| 370-METERS | P370 | F007 | 66969752.69 |  | 0 | 0 | 0 | 0 | 0 | 0 |  | 0 | 0 | 0 |  | 0 | 0 | 0 | 0 | 0 | 0 | 0 | 0 | 0 | 0 | 66969752.69 | 0 |  | 0 |  | 0 |  | 0 | 66969752.69 | ok
| 371-CUSTOMER INSTALLATION | P371 | F008 | 17384575.22 |  | 0 | 0 | 0 | 0 | 0 | 0 |  | 0 | 0 | 0 |  | 0 | 0 | 0 | 0 | 0 | 0 | 0 | 0 | 0 | 0 | 0 | 17384575.22 |  | 0 |  | 0 |  | 0 | 17384575.22 | ok
| 373-STREET LIGHTING | P373 | F008 | 80975589.62 |  | 0 | 0 | 0 | 0 | 0 | 0 |  | 0 | 0 | 0 |  | 0 | 0 | 0 | 0 | 0 | 0 | 0 | 0 | 0 | 0 | 0 | 80975589.62 |  | 0 |  | 0 |  | 0 | 80975589.62 | ok
| Total Distribution Plant | PDIST |  | 1348161064.9961 |  | 0 | 0 | 0 | 0 | 0 | 0 |  | 0 | 0 | 0 |  | 0 | 146452780.46 | 0 | 237200170.2156 | 339504760.5194 | 41858853.5675 | 59912604.7975 | 147332220.742 | 126062139.5141 | 84507617.65 | 66969752.69 | 98360164.84 |  | 0 |  | 0 |  | 0 | 1348161064.9961 | ok
| Total Prod, Trans, and Dist Plant | PT&D |  | 5474515152.7036 |  | 1233452876.9731 | 1162748581.1219 | 1194150819.7294 | 0 | 0 | 0 |  | 184141533.5611 | 173586126.289 | 178274150.033 |  | 0 | 146452780.46 | 0 | 237200170.2156 | 339504760.5194 | 41858853.5675 | 59912604.7975 | 147332220.742 | 126062139.5141 | 84507617.65 | 66969752.69 | 98360164.84 |  | 0 |  | 0 |  | 0 | 5474515152.7036 | ok
Plant in Service (Continued)
General Plant
| Total General Plant | PGP | PT&D | 124597127.7989 |  | 28072748.2634 | 26463555.1312 | 27178253.8082 | 0 | 0 | 0 |  | 4190965.8756 | 3950730.2762 | 4057427.2671 |  | 0 | 3333189.3865 | 0 | 5398552.9491 | 7726952.4067 | 952685.8145 | 1363579.8365 | 3353204.9916 | 2869108.9657 | 1923349.583 | 1524196.8653 | 2238626.3782 |  | 0 |  | 0 |  | 0 | 124597127.7989 | ok
| TOTAL COMMON PLANT | PCOM | PT&D | 0 |  | 0 | 0 | 0 | 0 | 0 | 0 |  | 0 | 0 | 0 |  | 0 | 0 | 0 | 0 | 0 | 0 | 0 | 0 | 0 | 0 | 0 | 0 |  | 0 |  | 0 |  | 0 | 0 | ok
106 | COMPLETED CONSTR NOT CLASSIFIED | P106 | PT&D | 0 |  | 0 | 0 | 0 | 0 | 0 | 0 |  | 0 | 0 | 0 |  | 0 | 0 | 0 | 0 | 0 | 0 | 0 | 0 | 0 | 0 | 0 | 0 |  | 0 |  | 0 |  | 0 | 0 | ok
105 | PLANT HELD FOR FUTURE USE | P105 | PDIST | 722726.8806 |  | 0 | 0 | 0 | 0 | 0 | 0 |  | 0 | 0 | 0 |  | 0 | 78510.9168 | 0 | 127159.0936 | 182002.8948 | 22439.8401 | 32118.1579 | 78982.3702 | 67579.8309 | 45303.1381 | 35901.3783 | 52729.2598 |  | 0 |  | 0 |  | 0 | 722726.8806 | ok
| OTHER |  | PDIST | 786954.55 |  | 0 | 0 | 0 | 0 | 0 | 0 |  | 0 | 0 | 0 |  | 0 | 85488.0659 | 0 | 138459.5343 | 198177.223 | 24434.0355 | 34972.4511 | 86001.4167 | 73585.5506 | 49329.161 | 39091.8808 | 57415.2312 |  | 0 |  | 0 |  | 0 | 786954.55 | ok
| Total Plant in Service | TPIS |  | 5653048566.0584 |  | 1273337766.3823 | 1200347178.875 | 1232764839.18 | 0 | 0 | 0 |  | 190095927.7976 | 179199201.2424 | 184038816.7595 |  | 0 | 151352471.4673 | 0 | 245135885.313 | 350863154.7871 | 43259273.8788 | 61917027.3154 | 152261334.104 | 130279645.8626 | 87334885.3396 | 69210277.5472 | 101650880.2066 |  | 0 |  | 0 |  | 0 | 5653048566.0584 | ok
Construction Work in Progress (CWIP)
| CWIP Production | CWIP1 | F017 | 229805037.5641 |  | 78948711.0992 | 74423193.2373 | 76433133.2277 | 0 | 0 | 0 |  | 0 | 0 | 0 |  | 0 | 0 | 0 | 0 | 0 | 0 | 0 | 0 | 0 | 0 | 0 | 0 |  | 0 |  | 0 |  | 0 | 229805037.5641 | ok
| CWIP Transmission | CWIP2 | F011 | 36186518.3948 |  | 0 | 0 | 0 | 0 | 0 | 0 |  | 12431750.9169 | 11719134.966 | 12035632.5119 |  | 0 | 0 | 0 | 0 | 0 | 0 | 0 | 0 | 0 | 0 | 0 | 0 |  | 0 |  | 0 |  | 0 | 36186518.3948 | ok
| CWIP Distribution Plant | CWIP3 | PDIST | 21196764.5246 |  | 0 | 0 | 0 | 0 | 0 | 0 |  | 0 | 0 | 0 |  | 0 | 2302636.6671 | 0 | 3729432.8429 | 5337939.6947 | 658135.2076 | 941989.3579 | 2316463.864 | 1982040.2444 | 1328689.9603 | 1052946.9474 | 1546489.7384 |  | 0 |  | 0 |  | 0 | 21196764.5246 | ok
| CWIP General Plant | CWIP4 | PT&D | 12374679.4873 |  | 2788116.1326 | 2628295.0388 | 2699277.149 | 0 | 0 | 0 |  | 416236.3962 | 392376.7889 | 402973.6709 |  | 0 | 331044.1505 | 0 | 536170.9665 | 767421.859 | 94618.4059 | 135427.3869 | 333032.0511 | 284952.8275 | 191022.3378 | 151379.4741 | 222334.8516 |  | 0 |  | 0 |  | 0 | 12374679.4873 | ok
| RWIP | CWIP5 | F004 | 0 |  | 0 | 0 | 0 | 0 | 0 | 0 |  | 0 | 0 | 0 |  | 0 | 0 | 0 | 0 | 0 | 0 | 0 | 0 | 0 | 0 | 0 | 0 |  | 0 |  | 0 |  | 0 | 0 | ok
Total Construction Work in Progress |  | TCWIP |  | 299562999.9709 |  | 81736827.2318 | 77051488.2761 | 79132410.3767 | 0 | 0 | 0 |  | 12847987.3131 | 12111511.7549 | 12438606.1829 |  | 0 | 2633680.8176 | 0 | 4265603.8094 | 6105361.5538 | 752753.6134 | 1077416.7448 | 2649495.9151 | 2266993.0719 | 1519712.298 | 1204326.4216 | 1768824.59 |  | 0 |  | 0 |  | 0 | 299562999.9709 | ok
Total Utility Plant |  |  |  | 5952611566.0293 |  | 1355074593.6141 | 1277398667.151 | 1311897249.5566 | 0 | 0 | 0 |  | 202943915.1107 | 191310712.9973 | 196477422.9424 |  | 0 | 153986152.2849 | 0 | 249401489.1224 | 356968516.3409 | 44012027.4922 | 62994444.0602 | 154910830.0191 | 132546638.9345 | 88854597.6377 | 70414603.9687 | 103419704.7967 |  | 0 |  | 0 |  | 0 | 5952611566.0293 | ok
Rate Base
Utility Plant
Plant in Service |  |  |  | 5653048566.0584 |  | 1273337766.3823 | 1200347178.875 | 1232764839.18 | 0 | 0 | 0 |  | 190095927.7976 | 179199201.2424 | 184038816.7595 |  | 0 | 151352471.4673 | 0 | 245135885.313 | 350863154.7871 | 43259273.8788 | 61917027.3154 | 152261334.104 | 130279645.8626 | 87334885.3396 | 69210277.5472 | 101650880.2066 |  | 0 |  | 0 |  | 0 | 5653048566.0584 | ok
Construction Work in Progress (CWIP) |  |  |  | 299562999.9709 |  | 81736827.2318 | 77051488.2761 | 79132410.3767 | 0 | 0 | 0 |  | 12847987.3131 | 12111511.7549 | 12438606.1829 |  | 0 | 2633680.8176 | 0 | 4265603.8094 | 6105361.5538 | 752753.6134 | 1077416.7448 | 2649495.9151 | 2266993.0719 | 1519712.298 | 1204326.4216 | 1768824.59 |  | 0 |  | 0 |  | 0 | 299562999.9709 | ok
Total Utility Plant |  | TUP |  | 5952611566.0293 |  | 1355074593.6141 | 1277398667.151 | 1311897249.5566 | 0 | 0 | 0 |  | 202943915.1107 | 191310712.9973 | 196477422.9424 |  | 0 | 153986152.2849 | 0 | 249401489.1224 | 356968516.3409 | 44012027.4922 | 62994444.0602 | 154910830.0191 | 132546638.9345 | 88854597.6377 | 70414603.9687 | 103419704.7967 |  | 0 |  | 0 |  | 0 | 5952611566.0293 | ok
Less: Acummulated Provision for Depreciation
Steam Production |  | ADEPREPA | F017 | 1079524090.5139 |  | 370866698.3544 | 349607784.2513 | 359049607.9081 | 0 | 0 | 0 |  | 0 | 0 | 0 |  | 0 | 0 | 0 | 0 | 0 | 0 | 0 | 0 | 0 | 0 | 0 | 0 |  | 0 |  | 0 |  | 0 | 1079524090.5139 | ok
Hydraulic Production |  | RWIP | F017 | 6757629.721 |  | 2321559.8849 | 2188482.8457 | 2247586.9905 | 0 | 0 | 0 |  | 0 | 0 | 0 |  | 0 | 0 | 0 | 0 | 0 | 0 | 0 | 0 | 0 | 0 | 0 | 0 |  | 0 |  | 0 |  | 0 | 6757629.721 | ok
Other Production |  |  | F017 | 154788756.5706 |  | 53177132.0308 | 50128899.1021 | 51482725.4376 | 0 | 0 | 0 |  | 0 | 0 | 0 |  | 0 | 0 | 0 | 0 | 0 | 0 | 0 | 0 | 0 | 0 | 0 | 0 |  | 0 |  | 0 |  | 0 | 154788756.5706 | ok
Transmission - Kentucky System Property |  | ADEPRTP | PTRAN | 254981612.5129 |  | 0 | 0 | 0 | 0 | 0 | 0 |  | 87598034.731 | 82576718.1657 | 84806859.6162 |  | 0 | 0 | 0 | 0 | 0 | 0 | 0 | 0 | 0 | 0 | 0 | 0 |  | 0 |  | 0 |  | 0 | 254981612.5129 | ok
Transmission - Virginia Property |  | ADEPRD1 | PTRAN | 3872986.8546 |  | 0 | 0 | 0 | 0 | 0 | 0 |  | 1330550.9902 | 1254280.8119 | 1288155.0526 |  | 0 | 0 | 0 | 0 | 0 | 0 | 0 | 0 | 0 | 0 | 0 | 0 |  | 0 |  | 0 |  | 0 | 3872986.8546 | ok
Distribution |  | ADEPRD11 | PDIST | 525543760.4134 |  | 0 | 0 | 0 | 0 | 0 | 0 |  | 0 | 0 | 0 |  | 0 | 57090615.4794 | 0 | 92466006.2232 | 132346655.8665 | 16317530.51 | 23355292.2117 | 57433441.2476 | 49141881.164 | 32942986.0545 | 26106328.5215 | 38343023.135 |  | 0 |  | 0 |  | 0 | 525543760.4134 | ok
General Plant |  | ADEPRD12 | PT&D | 49454285.944 |  | 11142453.6374 | 10503743.1093 | 10787416.6847 | 0 | 0 | 0 |  | 1663451.0639 | 1568098.3039 | 1610447.7833 |  | 0 | 1322987.9688 | 0 | 2142758.7132 | 3066931.9634 | 378133.8906 | 541223.2877 | 1330932.4333 | 1138788.1703 | 763403.4743 | 604974.3597 | 888541.1003 |  | 0 |  | 0 |  | 0 | 49454285.944 | ok
Intangible Plant |  | ADEPRGP | PT&D | 16605337.5966 |  | 3741317.8812 | 3526857.1172 | 3622106.6066 | 0 | 0 | 0 |  | 558539.3857 | 526522.6506 | 540742.397 |  | 0 | 444221.5966 | 0 | 719477.213 | 1029788.2108 | 126966.567 | 181727.3313 | 446889.121 | 382372.562 | 256329.0961 | 203133.1216 | 298346.739 |  | 0 |  | 0 |  | 0 | 16605337.5966 | ok
Total Accumulated Depreciation |  | TADEPR |  | 2091528460.1269 |  | 441249161.7888 | 415955766.4255 | 427189443.6276 | 0 | 0 | 0 |  | 91150576.1707 | 85925619.9321 | 88246204.849 |  | 0 | 58857825.0447 | 0 | 95328242.1493 | 136443376.0407 | 16822630.9675 | 24078242.8307 | 59211262.8019 | 50663041.8964 | 33962718.6249 | 26914436.0028 | 39529910.9743 |  | 0 |  | 0 |  | 0 | 2091528460.1269 | ok
Net Utility Plant |  | NTPLANT |  | 3861083105.9024 |  | 913825431.8253 | 861442900.7255 | 884707805.9291 | 0 | 0 | 0 |  | 111793338.94 | 105385093.0652 | 108231218.0933 |  | 0 | 95128327.2402 | 0 | 154073246.973 | 220525140.3002 | 27189396.5247 | 38916201.2294 | 95699567.2172 | 81883597.0381 | 54891879.0128 | 43500167.9659 | 63889793.8224 |  | 0 |  | 0 |  | 0 | 3861083105.9024 | ok
Working Capital
Cash Working Capital - Operation and Maintenance Expenses |  | CWC | OMLPP | 96090910.2523 |  | 3567741.5 | 3363230.525 | 3454060.9669 | 66178542.0274 | 0 | 0 |  | 1277521.6961 | 1204291.2763 | 1236815.4544 |  | 0 | 754865.2255 | 0 | 2247244.7883 | 2875352.4919 | 396572.6097 | 507415.1456 | 389637.6941 | 333386.4181 | 216212.4591 | 1188294.6232 | 245638.7651 |  | 4672230.2343 |  | 1981856.3511 |  | 0 | 96090910.2523 | ok | 0
Materials and Supplies |  | M&S | TPIS | 115098215.066 |  | 25925640.3645 | 24439524.2909 | 25099560.1626 | 0 | 0 | 0 |  | 3870425.2626 | 3648563.7728 | 3747100.1822 |  | 0 | 3081593.7822 | 0 | 4991059.6943 | 7143707.0417 | 880775.2402 | 1260654.1838 | 3100098.5706 | 2652543.0523 | 1778171.4235 | 1409147.5275 | 2069650.5142 |  | 0 |  | 0 |  | 0 | 115098215.066 | ok
Prepayments |  | PREPAY | TPIS | 6567466.8477 |  | 1479308.6366 | 1394511.3351 | 1432172.768 | 0 | 0 | 0 |  | 220845.2111 | 208185.8664 | 213808.3219 |  | 0 | 175834.7425 | 0 | 284788.2485 | 407617.6085 | 50256.7497 | 71932.5191 | 176890.6197 | 151353.2469 | 101461.8851 | 80405.5012 | 118093.5876 |  | 0 |  | 0 |  | 0 | 6567466.8477 | ok
Total Working Capital |  | TWC |  | 217756592.166 |  | 30972690.5011 | 29197266.151 | 29985793.8974 | 66178542.0274 | 0 | 0 |  | 5368792.1697 | 5061040.9155 | 5197723.9586 |  | 0 | 4012293.7502 | 0 | 7523092.7311 | 10426677.1421 | 1327604.5996 | 1840001.8486 | 3666626.8843 | 3137282.7173 | 2095845.7677 | 2677847.652 | 2433382.8669 |  | 4672230.2343 |  | 1981856.3511 |  | 0 | 217756592.166 | ok | 0
Emission Allowance |  | EMALL | PROFIX | 415670.6964 |  | 142802.2034 | 134616.4596 | 138252.0334 | 0 | 0 | 0 |  | 0 | 0 | 0 |  | 0 | 0 | 0 | 0 | 0 | 0 | 0 | 0 | 0 | 0 | 0 | 0 |  | 0 |  | 0 |  | 0 | 415670.6964 | ok
Deferred Debits
Service Pension Cost |  | PENSCOST | TLB | 0 |  | 0 | 0 | 0 | 0 | 0 | 0 |  | 0 | 0 | 0 |  | 0 | 0 | 0 | 0 | 0 | 0 | 0 | 0 | 0 | 0 | 0 | 0 |  | 0 |  | 0 |  | 0 | 0 | ok
Accumulated Deferred Income Tax
Total Production Plant |  | ADITPP | F017 | 294093012.9785 |  | 101034618.5795 | 95243086.7775 | 97815307.6215 | 0 | 0 | 0 |  | 0 | 0 | 0 |  | 0 | 0 | 0 | 0 | 0 | 0 | 0 | 0 | 0 | 0 | 0 | 0 |  | 0 |  | 0 |  | 0 | 294093012.9785 | ok
Total Transmission Plant |  | ADITTP | F011 | 33496411.5804 |  | 0 | 0 | 0 | 0 | 0 | 0 |  | 11507574.1975 | 10847934.1368 | 11140903.2461 |  | 0 | 0 | 0 | 0 | 0 | 0 | 0 | 0 | 0 | 0 | 0 | 0 |  | 0 |  | 0 |  | 0 | 33496411.5804 | ok
Total Distribution Plant |  | ADITDP | PDIST | 102688559.461 |  | 0 | 0 | 0 | 0 | 0 | 0 |  | 0 | 0 | 0 |  | 0 | 11155213.9021 | 0 | 18067384.0951 | 25859858.8055 | 3188361.8991 | 4563504.4951 | 11222200.3016 | 9602071.9225 | 6436890.7731 | 5101042.9019 | 7492030.3649 |  | 0 |  | 0 |  | 0 | 102688559.461 | ok
Total General Plant |  | ADITGP | PT&D | 9365572.5992 |  | 2110139.8288 | 1989181.8631 | 2042903.5055 | 0 | 0 | 0 |  | 315021.6691 | 296963.9178 | 304983.9937 |  | 0 | 250545.3194 | 0 | 405792.1757 | 580810.6095 | 71610.3839 | 102495.9899 | 252049.8293 | 215661.8599 | 144572.1139 | 114569.0647 | 168270.4749 |  | 0 |  | 0 |  | 0 | 9365572.5992 | ok
Total Accumulated Deferred Income Tax |  | ADITT |  | 439643556.6191 |  | 103144758.4083 | 97232268.6406 | 99858211.1271 | 0 | 0 | 0 |  | 11822595.8666 | 11144898.0546 | 11445887.2398 |  | 0 | 11405759.2215 | 0 | 18473176.2708 | 26440669.415 | 3259972.2831 | 4666000.485 | 11474250.1309 | 9817733.7824 | 6581462.887 | 5215611.9666 | 7660300.8398 |  | 0 |  | 0 |  | 0 | 439643556.6191 | ok
Accumulated Deferred Investment Tax Credits
Production |  | ADITCP | F017 | 86299724.4182 |  | 29647966.3077 | 27948478.1307 | 28703279.9798 | 0 | 0 | 0 |  | 0 | 0 | 0 |  | 0 | 0 | 0 | 0 | 0 | 0 | 0 | 0 | 0 | 0 | 0 | 0 |  | 0 |  | 0 |  | 0 | 86299724.4182 | ok
Transmission |  | ADITCT | F011 | 0 |  | 0 | 0 | 0 | 0 | 0 | 0 |  | 0 | 0 | 0 |  | 0 | 0 | 0 | 0 | 0 | 0 | 0 | 0 | 0 | 0 | 0 | 0 |  | 0 |  | 0 |  | 0 | 0 | ok
Transmission VA |  | ADITCTVA | F011 | 0 |  | 0 | 0 | 0 | 0 | 0 | 0 |  | 0 | 0 | 0 |  | 0 | 0 | 0 | 0 | 0 | 0 | 0 | 0 | 0 | 0 | 0 | 0 |  | 0 |  | 0 |  | 0 | 0 | ok
Distribution VA |  | ADITCDVA | PDIST | 0 |  | 0 | 0 | 0 | 0 | 0 | 0 |  | 0 | 0 | 0 |  | 0 | 0 | 0 | 0 | 0 | 0 | 0 | 0 | 0 | 0 | 0 | 0 |  | 0 |  | 0 |  | 0 | 0 | ok
Distribution Plant KY,FERC & TN |  | ADITCDKY | PDIST | 0 |  | 0 | 0 | 0 | 0 | 0 | 0 |  | 0 | 0 | 0 |  | 0 | 0 | 0 | 0 | 0 | 0 | 0 | 0 | 0 | 0 | 0 | 0 |  | 0 |  | 0 |  | 0 | 0 | ok
General |  | ADITCG | PT&D | 0 |  | 0 | 0 | 0 | 0 | 0 | 0 |  | 0 | 0 | 0 |  | 0 | 0 | 0 | 0 | 0 | 0 | 0 | 0 | 0 | 0 | 0 | 0 |  | 0 |  | 0 |  | 0 | 0 | ok
Total Accum. Deferred Investment Tax Credits |  | ADITCTL |  | 86299724.4182 |  | 29647966.3077 | 27948478.1307 | 28703279.9798 | 0 | 0 | 0 |  | 0 | 0 | 0 |  | 0 | 0 | 0 | 0 | 0 | 0 | 0 | 0 | 0 | 0 | 0 | 0 |  | 0 |  | 0 |  | 0 | 86299724.4182 | ok
Total Deferred Debits |  |  |  | 525943281.0373 |  | 132792724.716 | 125180746.7714 | 128561491.1068 | 0 | 0 | 0 |  | 11822595.8666 | 11144898.0546 | 11445887.2398 |  | 0 | 11405759.2215 | 0 | 18473176.2708 | 26440669.415 | 3259972.2831 | 4666000.485 | 11474250.1309 | 9817733.7824 | 6581462.887 | 5215611.9666 | 7660300.8398 |  | 0 |  | 0 |  | 0 | 525943281.0373 | ok
Less: Customer Advances |  | CSTDEP | F027 | 2936188.7807 |  | 0 | 0 | 0 | 0 | 0 | 0 |  | 0 | 0 | 0 |  | 0 | 0 | 0 | 1026512.4767 | 1469247.9869 | 181149.2606 | 259279.0565 | 0 | 0 | 0 | 0 | 0 |  | 0 |  | 0 |  | 0 | 2936188.7807 | ok
Less: Asset Retirement Obligations |  |  | F017 | 49440753 |  | 16985196.5235 | 16011566.8191 | 16443989.6574 | 0 | 0 | 0 |  | 0 | 0 | 0 |  | 0 | 0 | 0 | 0 | 0 | 0 | 0 | 0 | 0 | 0 | 0 | 0 |  | 0 |  | 0 |  | 0 | 49440753 | ok
Net Rate Base |  | RB |  | 3500935145.9469 | 0 | 795163003.2904 | 749582469.7457 | 769826371.0957 | 66178542.0274 | 0 | 0 | 0 | 105339535.2432 | 99301235.9261 | 101983054.8121 | 0 | 0 | 87734861.7689 | 0 | 142096650.9567 | 203041900.0404 | 25075879.5806 | 35830923.5365 | 87891943.9706 | 75203145.973 | 50406261.8934 | 40962403.6513 | 58662875.8494 | 0 | 4672230.2343 | 0 | 1981856.3511 | 0 | 0 | 3500935145.9469 | ok | 0
Operation and Maintenance Expenses
Steam Power Generation Operation Expenses
500 | OPERATION SUPERVISION & ENGINEERING | OM500 | LBSUB1 | 5020058.5215 |  | 1429632.9919 | 1347683.2102 | 1384079.9605 | 858662.3588 | 0 | 0 |  | 0 | 0 | 0 |  | 0 | 0 | 0 | 0 | 0 | 0 | 0 | 0 | 0 | 0 | 0 | 0 |  | 0 |  | 0 |  | 0 | 5020058.5215 | ok
501 | FUEL | OM501 | Energy | 420872445.0624 |  | 0 | 0 | 0 | 420872445.0624 | 0 | 0 |  | 0 | 0 | 0 |  | 0 | 0 | 0 | 0 | 0 | 0 | 0 | 0 | 0 | 0 | 0 | 0 |  | 0 |  | 0 |  | 0 | 420872445.0624 | ok
502 | STEAM EXPENSES | OM502 |  | 15103336.2449 |  | 2713161.237 | 2557636.7266 | 2626710.5746 | 7205827.7068 | 0 | 0 |  | 0 | 0 | 0 |  | 0 | 0 | 0 | 0 | 0 | 0 | 0 | 0 | 0 | 0 | 0 | 0 |  | 0 |  | 0 |  | 0 | 15103336.2449 | ok
505 | ELECTRIC EXPENSES | OM505 |  | 6200218.1499 |  | 1890730.3279 | 1782349.4088 | 1830485.1471 | 696653.2661 | 0 | 0 |  | 0 | 0 | 0 |  | 0 | 0 | 0 | 0 | 0 | 0 | 0 | 0 | 0 | 0 | 0 | 0 |  | 0 |  | 0 |  | 0 | 6200218.1499 | ok
506 | MISC. STEAM POWER EXPENSES | OM506 | PROFIX | 21102859.7572 |  | 7249813.1285 | 6834237.5181 | 7018809.1106 | 0 | 0 | 0 |  | 0 | 0 | 0 |  | 0 | 0 | 0 | 0 | 0 | 0 | 0 | 0 | 0 | 0 | 0 | 0 |  | 0 |  | 0 |  | 0 | 21102859.7572 | ok
507 | RENTS | OM507 | PROFIX | 118989.876 |  | 40878.5527 | 38535.302 | 39576.0212 | 0 | 0 | 0 |  | 0 | 0 | 0 |  | 0 | 0 | 0 | 0 | 0 | 0 | 0 | 0 | 0 | 0 | 0 | 0 |  | 0 |  | 0 |  | 0 | 118989.876 | ok
| Total Steam Power Operation Expenses |  |  | 468417907.6118 |  | 13324216.238 | 12560442.1657 | 12899660.8139 | 429633588.3942 | 0 | 0 |  | 0 | 0 | 0 |  | 0 | 0 | 0 | 0 | 0 | 0 | 0 | 0 | 0 | 0 | 0 | 0 |  | 0 |  | 0 |  | 0 | 468417907.6118 | ok
Steam Power Generation Maintenance Expenses
510 | MAINTENANCE SUPERVISION & ENGINEERING | OM510 | LBSUB2 | 6590707.5325 |  | 204099.6075 | 192400.1585 | 197596.291 | 5996611.4756 | 0 | 0 |  | 0 | 0 | 0 |  | 0 | 0 | 0 | 0 | 0 | 0 | 0 | 0 | 0 | 0 | 0 | 0 |  | 0 |  | 0 |  | 0 | 6590707.5325 | ok
511 | MAINTENANCE OF STRUCTURES | OM511 | PROFIX | 5063204.9561 |  | 1739446.2261 | 1639737.2523 | 1684021.4778 | 0 | 0 | 0 |  | 0 | 0 | 0 |  | 0 | 0 | 0 | 0 | 0 | 0 | 0 | 0 | 0 | 0 | 0 | 0 |  | 0 |  | 0 |  | 0 | 5063204.9561 | ok
512 | MAINTENANCE OF BOILER PLANT | OM512 | Energy | 34867058.4431 |  | 0 | 0 | 0 | 34867058.4431 | 0 | 0 |  | 0 | 0 | 0 |  | 0 | 0 | 0 | 0 | 0 | 0 | 0 | 0 | 0 | 0 | 0 | 0 |  | 0 |  | 0 |  | 0 | 34867058.4431 | ok
513 | MAINTENANCE OF ELECTRIC PLANT | OM513 | Energy | 11091400.6817 |  | 0 | 0 | 0 | 11091400.6817 | 0 | 0 |  | 0 | 0 | 0 |  | 0 | 0 | 0 | 0 | 0 | 0 | 0 | 0 | 0 | 0 | 0 | 0 |  | 0 |  | 0 |  | 0 | 11091400.6817 | ok
514 | MAINTENANCE OF MISC STEAM PLANT | OM514 | Energy | 1928065.1053 |  | 0 | 0 | 0 | 1928065.1053 | 0 | 0 |  | 0 | 0 | 0 |  | 0 | 0 | 0 | 0 | 0 | 0 | 0 | 0 | 0 | 0 | 0 | 0 |  | 0 |  | 0 |  | 0 | 1928065.1053 | ok
| Total Steam Power Generation Maintenance Expense |  |  | 59540436.7187 |  | 1943545.8335 | 1832137.4107 | 1881617.7688 | 53883135.7057 | 0 | 0 |  | 0 | 0 | 0 |  | 0 | 0 | 0 | 0 | 0 | 0 | 0 | 0 | 0 | 0 | 0 | 0 |  | 0 |  | 0 |  | 0 | 59540436.7187 | ok
| Total Steam Power Generation Expense |  |  | 527958344.3306 |  | 15267762.0716 | 14392579.5764 | 14781278.5827 | 483516724.0999 | 0 | 0 |  | 0 | 0 | 0 |  | 0 | 0 | 0 | 0 | 0 | 0 | 0 | 0 | 0 | 0 | 0 | 0 |  | 0 |  | 0 |  | 0 | 527958344.3306 | ok
Hydraulic Power Generation Operation Expenses
535 | OPERATION SUPERVISION & ENGINEERING | OM535 | LBSUB3 | 6861.0857 |  | 2357.1018 | 2221.9874 | 2281.9964 | 0 | 0 | 0 |  | 0 | 0 | 0 |  | 0 | 0 | 0 | 0 | 0 | 0 | 0 | 0 | 0 | 0 | 0 | 0 |  | 0 |  | 0 |  | 0 | 6861.0857 | ok
536 | WATER FOR POWER | OM536 | PROFIX | 0 |  | 0 | 0 | 0 | 0 | 0 | 0 |  | 0 | 0 | 0 |  | 0 | 0 | 0 | 0 | 0 | 0 | 0 | 0 | 0 | 0 | 0 | 0 |  | 0 |  | 0 |  | 0 | 0 | ok
537 | HYDRAULIC EXPENSES | OM537 | PROFIX | 0 |  | 0 | 0 | 0 | 0 | 0 | 0 |  | 0 | 0 | 0 |  | 0 | 0 | 0 | 0 | 0 | 0 | 0 | 0 | 0 | 0 | 0 | 0 |  | 0 |  | 0 |  | 0 | 0 | ok
538 | ELECTRIC EXPENSES | OM538 |  | 0 |  | 0 | 0 | 0 | 0 | 0 | 0 |  | 0 | 0 | 0 |  | 0 | 0 | 0 | 0 | 0 | 0 | 0 | 0 | 0 | 0 | 0 | 0 |  | 0 |  | 0 |  | 0 | 0 | ok
539 | MISC. HYDRAULIC POWER EXPENSES | OM539 | PROFIX | 38552.6241 |  | 13244.6182 | 12485.4069 | 12822.5991 | 0 | 0 | 0 |  | 0 | 0 | 0 |  | 0 | 0 | 0 | 0 | 0 | 0 | 0 | 0 | 0 | 0 | 0 | 0 |  | 0 |  | 0 |  | 0 | 38552.6241 | ok
540 | RENTS |  | PROFIX | 0 |  | 0 | 0 | 0 | 0 | 0 | 0 |  | 0 | 0 | 0 |  | 0 | 0 | 0 | 0 | 0 | 0 | 0 | 0 | 0 | 0 | 0 | 0 |  | 0 |  | 0 |  | 0 | 0 | ok
| Total Hydraulic Power Operation Expenses |  |  | 45413.7098 |  | 15601.72 | 14707.3943 | 15104.5955 | 0 | 0 | 0 |  | 0 | 0 | 0 |  | 0 | 0 | 0 | 0 | 0 | 0 | 0 | 0 | 0 | 0 | 0 | 0 |  | 0 |  | 0 |  | 0 | 45413.7098 | ok
Hydraulic Power Generation Maintenance Expenses
541 | MAINTENANCE SUPERVISION & ENGINEERING | OM541 | LBSUB4 | 102609.021 |  | 9979.4229 | 9407.3799 | 9661.4441 | 73560.774 | 0 | 0 |  | 0 | 0 | 0 |  | 0 | 0 | 0 | 0 | 0 | 0 | 0 | 0 | 0 | 0 | 0 | 0 |  | 0 |  | 0 |  | 0 | 102609.021 | ok
542 | MAINTENANCE OF STRUCTURES | OM542 | PROFIX | 146077.73 |  | 50184.4896 | 47307.8016 | 48585.4389 | 0 | 0 | 0 |  | 0 | 0 | 0 |  | 0 | 0 | 0 | 0 | 0 | 0 | 0 | 0 | 0 | 0 | 0 | 0 |  | 0 |  | 0 |  | 0 | 146077.73 | ok
543 | MAINT. OF RESERVES, DAMS, AND WATERWAYS | OM543 | PROFIX | 36620.2332 |  | 12580.7521 | 11859.5951 | 12179.886 | 0 | 0 | 0 |  | 0 | 0 | 0 |  | 0 | 0 | 0 | 0 | 0 | 0 | 0 | 0 | 0 | 0 | 0 | 0 |  | 0 |  | 0 |  | 0 | 36620.2332 | ok
544 | MAINTENANCE OF ELECTRIC PLANT | OM544 | Energy | 79975.0303 |  | 0 | 0 | 0 | 79975.0303 | 0 | 0 |  | 0 | 0 | 0 |  | 0 | 0 | 0 | 0 | 0 | 0 | 0 | 0 | 0 | 0 | 0 | 0 |  | 0 |  | 0 |  | 0 | 79975.0303 | ok
545 | MAINTENANCE OF MISC HYDRAULIC PLANT | OM545 | Energy | 6836.963 |  | 0 | 0 | 0 | 6836.963 | 0 | 0 |  | 0 | 0 | 0 |  | 0 | 0 | 0 | 0 | 0 | 0 | 0 | 0 | 0 | 0 | 0 | 0 |  | 0 |  | 0 |  | 0 | 6836.963 | ok
| Total Hydraulic Power Generation Maint. Expense |  |  | 372118.9775 |  | 72744.6646 | 68574.7766 | 70426.769 | 160372.7673 | 0 | 0 |  | 0 | 0 | 0 |  | 0 | 0 | 0 | 0 | 0 | 0 | 0 | 0 | 0 | 0 | 0 | 0 |  | 0 |  | 0 |  | 0 | 372118.9775 | ok
| Total Hydraulic Power Generation Expense |  |  | 417532.6873 |  | 88346.3846 | 83282.1709 | 85531.3645 | 160372.7673 | 0 | 0 |  | 0 | 0 | 0 |  | 0 | 0 | 0 | 0 | 0 | 0 | 0 | 0 | 0 | 0 | 0 | 0 |  | 0 |  | 0 |  | 0 | 417532.6873 | ok
Other Power Generation Operation Expense
546 | OPERATION SUPERVISION & ENGINEERING | OM546 | LBSUB5 | 182408.8895 |  | 62665.9314 | 59073.7791 | 60669.179 | 0 | 0 | 0 |  | 0 | 0 | 0 |  | 0 | 0 | 0 | 0 | 0 | 0 | 0 | 0 | 0 | 0 | 0 | 0 |  | 0 |  | 0 |  | 0 | 182408.8895 | ok
547 | FUEL | OM547 | Energy | 27501175.4063 |  | 0 | 0 | 0 | 27501175.4063 | 0 | 0 |  | 0 | 0 | 0 |  | 0 | 0 | 0 | 0 | 0 | 0 | 0 | 0 | 0 | 0 | 0 | 0 |  | 0 |  | 0 |  | 0 | 27501175.4063 | ok
548 | GENERATION EXPENSE | OM548 | PROFIX | 267068.5423 |  | 91750.4569 | 86491.1141 | 88826.9713 | 0 | 0 | 0 |  | 0 | 0 | 0 |  | 0 | 0 | 0 | 0 | 0 | 0 | 0 | 0 | 0 | 0 | 0 | 0 |  | 0 |  | 0 |  | 0 | 267068.5423 | ok
549 | MISC OTHER POWER GENERATION | OM549 | PROFIX | 140149.2765 |  | 48147.7902 | 45387.8505 | 46613.6358 | 0 | 0 | 0 |  | 0 | 0 | 0 |  | 0 | 0 | 0 | 0 | 0 | 0 | 0 | 0 | 0 | 0 | 0 | 0 |  | 0 |  | 0 |  | 0 | 140149.2765 | ok
550 | RENTS | OM550 | PROFIX | 0 |  | 0 | 0 | 0 | 0 | 0 | 0 |  | 0 | 0 | 0 |  | 0 | 0 | 0 | 0 | 0 | 0 | 0 | 0 | 0 | 0 | 0 | 0 |  | 0 |  | 0 |  | 0 | 0 | ok
| Total Other Power Generation Expenses |  |  | 28090802.1146 |  | 202564.1785 | 190952.7437 | 196109.786 | 27501175.4063 | 0 | 0 |  | 0 | 0 | 0 |  | 0 | 0 | 0 | 0 | 0 | 0 | 0 | 0 | 0 | 0 | 0 | 0 |  | 0 |  | 0 |  | 0 | 28090802.1146 | ok
Operation and Maintenance Expenses (Continued)
Other Power Generation Maintenance Expense
551 | MAINTENANCE SUPERVISION & ENGINEERING | OM551 | PROFIX | 42784.4916 |  | 14698.4614 | 13855.9125 | 14230.1177 | 0 | 0 | 0 |  | 0 | 0 | 0 |  | 0 | 0 | 0 | 0 | 0 | 0 | 0 | 0 | 0 | 0 | 0 | 0 |  | 0 |  | 0 |  | 0 | 42784.4916 | ok
552 | MAINTENANCE OF STRUCTURES | OM552 | PROFIX | 228538.7103 |  | 78513.6688 | 74013.0886 | 76011.9529 | 0 | 0 | 0 |  | 0 | 0 | 0 |  | 0 | 0 | 0 | 0 | 0 | 0 | 0 | 0 | 0 | 0 | 0 | 0 |  | 0 |  | 0 |  | 0 | 228538.7103 | ok
553 | MAINTENANCE OF GENERATING & ELEC PLANT | OM553 | PROFIX | 1363702.0599 |  | 468495.0386 | 441639.8483 | 453567.173 | 0 | 0 | 0 |  | 0 | 0 | 0 |  | 0 | 0 | 0 | 0 | 0 | 0 | 0 | 0 | 0 | 0 | 0 | 0 |  | 0 |  | 0 |  | 0 | 1363702.0599 | ok
554 | MAINTENANCE OF MISC OTHER POWER GEN PLT | OM554 | PROFIX | 196770.9703 |  | 67599.9737 | 63724.991 | 65446.0057 | 0 | 0 | 0 |  | 0 | 0 | 0 |  | 0 | 0 | 0 | 0 | 0 | 0 | 0 | 0 | 0 | 0 | 0 | 0 |  | 0 |  | 0 |  | 0 | 196770.9703 | ok
| Total Other Power Generation Maintenance Expense |  |  | 1831796.2321 |  | 629307.1425 | 593233.8403 | 609255.2493 | 0 | 0 | 0 |  | 0 | 0 | 0 |  | 0 | 0 | 0 | 0 | 0 | 0 | 0 | 0 | 0 | 0 | 0 | 0 |  | 0 |  | 0 |  | 0 | 1831796.2321 | ok
| Total Other Power Generation Expense |  |  | 29922598.3467 |  | 831871.321 | 784186.584 | 805365.0353 | 27501175.4063 | 0 | 0 |  | 0 | 0 | 0 |  | 0 | 0 | 0 | 0 | 0 | 0 | 0 | 0 | 0 | 0 | 0 | 0 |  | 0 |  | 0 |  | 0 | 29922598.3467 | ok
| Total Station Expense |  |  | 558298475.3646 |  | 16187979.7771 | 15260048.3314 | 15672174.9825 | 511178272.2735 | 0 | 0 |  | 0 | 0 | 0 |  | 0 | 0 | 0 | 0 | 0 | 0 | 0 | 0 | 0 | 0 | 0 | 0 |  | 0 |  | 0 |  | 0 | 558298475.3646 | ok
Other Power Supply Expenses
555 | PURCHASED POWER | OM555 | OMPP | 90060700.7883 |  | 2596472.047 | 2447636.4237 | 2513739.5041 | 82502852.8136 | 0 | 0 |  | 0 | 0 | 0 |  | 0 | 0 | 0 | 0 | 0 | 0 | 0 | 0 | 0 | 0 | 0 | 0 |  | 0 |  | 0 |  | 0 | 90060700.7883 | ok
555 | PURCHASED POWER OPTIONS | OMO555 | OMPP | 0 |  | 0 | 0 | 0 | 0 | 0 | 0 |  | 0 | 0 | 0 |  | 0 | 0 | 0 | 0 | 0 | 0 | 0 | 0 | 0 | 0 | 0 | 0 |  | 0 |  | 0 |  | 0 | 0 | ok
555 | BROKERAGE FEES | OMB555 | OMPP | 0 |  | 0 | 0 | 0 | 0 | 0 | 0 |  | 0 | 0 | 0 |  | 0 | 0 | 0 | 0 | 0 | 0 | 0 | 0 | 0 | 0 | 0 | 0 |  | 0 |  | 0 |  | 0 | 0 | ok
555 | MISO TRANSMISSION EXPENSES | OMM555 | OMPP | 0 |  | 0 | 0 | 0 | 0 | 0 | 0 |  | 0 | 0 | 0 |  | 0 | 0 | 0 | 0 | 0 | 0 | 0 | 0 | 0 | 0 | 0 | 0 |  | 0 |  | 0 |  | 0 | 0 | ok
556 | SYSTEM CONTROL AND LOAD DISPATCH | OM556 | PROFIX | 1594178.6154 |  | 547674.4474 | 516280.515 | 530223.653 | 0 | 0 | 0 |  | 0 | 0 | 0 |  | 0 | 0 | 0 | 0 | 0 | 0 | 0 | 0 | 0 | 0 | 0 | 0 |  | 0 |  | 0 |  | 0 | 1594178.6154 | ok
557 | OTHER EXPENSES | OM557 | PROFIX | 345976.0497 |  | 118858.8531 | 112045.596 | 115071.6006 | 0 | 0 | 0 |  | 0 | 0 | 0 |  | 0 | 0 | 0 | 0 | 0 | 0 | 0 | 0 | 0 | 0 | 0 | 0 |  | 0 |  | 0 |  | 0 | 345976.0497 | ok
| Total Other Power Supply Expenses | TPP |  | 92000855.4534 |  | 3263005.3474 | 3075962.5347 | 3159034.7577 | 82502852.8136 | 0 | 0 |  | 0 | 0 | 0 |  | 0 | 0 | 0 | 0 | 0 | 0 | 0 | 0 | 0 | 0 | 0 | 0 |  | 0 |  | 0 |  | 0 | 92000855.4534 | ok
| Total Electric Power Generation Expenses |  |  | 650299330.818 |  | 19450985.1245 | 18336010.8661 | 18831209.7403 | 593681125.0871 | 0 | 0 |  | 0 | 0 | 0 |  | 0 | 0 | 0 | 0 | 0 | 0 | 0 | 0 | 0 | 0 | 0 | 0 |  | 0 |  | 0 |  | 0 | 650299330.818 | ok
Transmission Expenses
560 | OPERATION SUPERVISION AND ENG | OM560 | LBTRAN | 1203372.5682 |  | 0 | 0 | 0 | 0 | 0 | 0 |  | 413414.4066 | 389716.562 | 400241.5996 |  | 0 | 0 | 0 | 0 | 0 | 0 | 0 | 0 | 0 | 0 | 0 | 0 |  | 0 |  | 0 |  | 0 | 1203372.5682 | ok
561 | LOAD DISPATCHING | OM561 | LBTRAN | 2285039.8072 |  | 0 | 0 | 0 | 0 | 0 | 0 |  | 785017.376 | 740018.4127 | 760004.0185 |  | 0 | 0 | 0 | 0 | 0 | 0 | 0 | 0 | 0 | 0 | 0 | 0 |  | 0 |  | 0 |  | 0 | 2285039.8072 | ok
562 | STATION EXPENSES | OM562 | LBTRAN | 619140.9415 |  | 0 | 0 | 0 | 0 | 0 | 0 |  | 212703.6893 | 200511.035 | 205926.2172 |  | 0 | 0 | 0 | 0 | 0 | 0 | 0 | 0 | 0 | 0 | 0 | 0 |  | 0 |  | 0 |  | 0 | 619140.9415 | ok
563 | OVERHEAD LINE EXPENSES | OM563 | LBTRAN | 391173.2868 |  | 0 | 0 | 0 | 0 | 0 | 0 |  | 134386.2047 | 126682.8849 | 130104.1973 |  | 0 | 0 | 0 | 0 | 0 | 0 | 0 | 0 | 0 | 0 | 0 | 0 |  | 0 |  | 0 |  | 0 | 391173.2868 | ok
565 | TRANSMISSION OF ELECTRICITY BY OTHERS | OM565 | LBTRAN | 1918210.2087 |  | 0 | 0 | 0 | 0 | 0 | 0 |  | 658994.3597 | 621219.3194 | 637996.5296 |  | 0 | 0 | 0 | 0 | 0 | 0 | 0 | 0 | 0 | 0 | 0 | 0 |  | 0 |  | 0 |  | 0 | 1918210.2087 | ok
566 | MISC. TRANSMISSION EXPENSES | OM566 | PTRAN | 9779438.4121 |  | 0 | 0 | 0 | 0 | 0 | 0 |  | 3359691.6155 | 3167106.5283 | 3252640.2683 |  | 0 | 0 | 0 | 0 | 0 | 0 | 0 | 0 | 0 | 0 | 0 | 0 |  | 0 |  | 0 |  | 0 | 9779438.4121 | ok
567 | RENTS | OM567 | PTRAN | 114629.0034 |  | 0 | 0 | 0 | 0 | 0 | 0 |  | 39380.3903 | 37123.0177 | 38125.5954 |  | 0 | 0 | 0 | 0 | 0 | 0 | 0 | 0 | 0 | 0 | 0 | 0 |  | 0 |  | 0 |  | 0 | 114629.0034 | ok
568 | MAINTENACE SUPERVISION AND ENG | OM568 | LBTRAN | 0 |  | 0 | 0 | 0 | 0 | 0 | 0 |  | 0 | 0 | 0 |  | 0 | 0 | 0 | 0 | 0 | 0 | 0 | 0 | 0 | 0 | 0 | 0 |  | 0 |  | 0 |  | 0 | 0 | ok
569 | STRUCTURES | OM569 | LBTRAN | 0 |  | 0 | 0 | 0 | 0 | 0 | 0 |  | 0 | 0 | 0 |  | 0 | 0 | 0 | 0 | 0 | 0 | 0 | 0 | 0 | 0 | 0 | 0 |  | 0 |  | 0 |  | 0 | 0 | ok
570 | MAINT OF STATION EQUIPMENT | OM570 | LBTRAN | 1568775.3076 |  | 0 | 0 | 0 | 0 | 0 | 0 |  | 538947.2304 | 508053.5618 | 521774.5153 |  | 0 | 0 | 0 | 0 | 0 | 0 | 0 | 0 | 0 | 0 | 0 | 0 |  | 0 |  | 0 |  | 0 | 1568775.3076 | ok
571 | MAINT OF OVERHEAD LINES | OM571 | LBTRAN | 3755066.0536 |  | 0 | 0 | 0 | 0 | 0 | 0 |  | 1290039.7144 | 1216091.7336 | 1248934.6056 |  | 0 | 0 | 0 | 0 | 0 | 0 | 0 | 0 | 0 | 0 | 0 | 0 |  | 0 |  | 0 |  | 0 | 3755066.0536 | ok
572 | UNDERGROUND LINES | OM572 | LBTRAN | 0 |  | 0 | 0 | 0 | 0 | 0 | 0 |  | 0 | 0 | 0 |  | 0 | 0 | 0 | 0 | 0 | 0 | 0 | 0 | 0 | 0 | 0 | 0 |  | 0 |  | 0 |  | 0 | 0 | ok
573 | MISC PLANT | OM573 | PTRAN | 546407.2373 |  | 0 | 0 | 0 | 0 | 0 | 0 |  | 187716.2815 | 176955.9616 | 181734.9942 |  | 0 | 0 | 0 | 0 | 0 | 0 | 0 | 0 | 0 | 0 | 0 | 0 |  | 0 |  | 0 |  | 0 | 546407.2373 | ok
575 | MISO DAY 1&2 EXPENSE | OM575 | PTRAN | 1224444.8729 |  | 0 | 0 | 0 | 0 | 0 | 0 |  | 420653.7226 | 396540.9042 | 407250.2461 |  | 0 | 0 | 0 | 0 | 0 | 0 | 0 | 0 | 0 | 0 | 0 | 0 |  | 0 |  | 0 |  | 0 | 1224444.8729 | ok
Total Transmission Expenses |  |  |  | 23405697.6992 | 0 | 0 | 0 | 0 | 0 | 0 | 0 |  | 8040944.9911 | 7580019.9212 | 7784732.7869 |  | 0 | 0 | 0 | 0 | 0 | 0 | 0 | 0 | 0 | 0 | 0 | 0 |  | 0 |  | 0 |  | 0 | 23405697.6992 | ok
Distribution Operation Expense
580 | OPERATION SUPERVISION AND ENGI | OM580 | LBDO | 1886828.7081 |  | 0 | 0 | 0 | 0 | 0 | 0 |  | 0 | 0 | 0 |  | 0 | 328618.5229 | 0 | 204623.0385 | 272512.536 | 36109.948 | 48090.4475 | 53471.6376 | 45752.0358 | 30670.5532 | 830508.4491 | 36471.5395 |  | 0 |  | 0 |  | 0 | 1886828.7081 | ok
581 | LOAD DISPATCHING | OM581 | P362 | 705212.6245 |  | 0 | 0 | 0 | 0 | 0 | 0 |  | 0 | 0 | 0 |  | 0 | 705212.6245 | 0 | 0 | 0 | 0 | 0 | 0 | 0 | 0 | 0 | 0 |  | 0 |  | 0 |  | 0 | 705212.6245 | ok
582 | STATION EXPENSES | OM582 | P362 | 1404339.0968 |  | 0 | 0 | 0 | 0 | 0 | 0 |  | 0 | 0 | 0 |  | 0 | 1404339.0968 | 0 | 0 | 0 | 0 | 0 | 0 | 0 | 0 | 0 | 0 |  | 0 |  | 0 |  | 0 | 1404339.0968 | ok
583 | OVERHEAD LINE EXPENSES | OM583 | P365 | 3298413.3217 |  | 0 | 0 | 0 | 0 | 0 | 0 |  | 0 | 0 | 0 |  | 0 | 0 | 0 | 1273698.7962 | 1529952.5272 | 224770.3758 | 269991.6224 | 0 | 0 | 0 | 0 | 0 |  | 0 |  | 0 |  | 0 | 3298413.3217 | ok
584 | UNDERGROUND LINE EXPENSES | OM584 | P367 | 255302.1462 |  | 0 | 0 | 0 | 0 | 0 | 0 |  | 0 | 0 | 0 |  | 0 | 0 | 0 | 53795.9917 | 163210.8325 | 9493.4103 | 28801.9116 | 0 | 0 | 0 | 0 | 0 |  | 0 |  | 0 |  | 0 | 255302.1462 | ok
585 | STREET LIGHTING EXPENSE | OM585 | P373 | 21917.7358 |  | 0 | 0 | 0 | 0 | 0 | 0 |  | 0 | 0 | 0 |  | 0 | 0 | 0 | 0 | 0 | 0 | 0 | 0 | 0 | 0 | 0 | 21917.7358 |  | 0 |  | 0 |  | 0 | 21917.7358 | ok
586 | METER EXPENSES | OM586 | P370 | 7329418.9115 |  | 0 | 0 | 0 | 0 | 0 | 0 |  | 0 | 0 | 0 |  | 0 | 0 | 0 | 0 | 0 | 0 | 0 | 0 | 0 | 0 | 7329418.9115 | 0 |  | 0 |  | 0 |  | 0 | 7329418.9115 | ok
586 | METER EXPENSES - LOAD MANAGEMENT | OM586x | F012 | 0 |  | 0 | 0 | 0 | 0 | 0 | 0 |  | 0 | 0 | 0 |  | 0 | 0 | 0 | 0 | 0 | 0 | 0 | 0 | 0 | 0 | 0 | 0 |  | 0 |  | 0 |  | 0 | 0 | ok
587 | CUSTOMER INSTALLATIONS EXPENSE | OM587 | P371 | -70814.3032 |  | 0 | 0 | 0 | 0 | 0 | 0 |  | 0 | 0 | 0 |  | 0 | 0 | 0 | 0 | 0 | 0 | 0 | 0 | 0 | 0 | 0 | -70814.3032 |  | 0 |  | 0 |  | 0 | -70814.3032 | ok
588 | MISCELLANEOUS DISTRIBUTION EXP | OM588 | PDIST | 4706180.4772 |  | 0 | 0 | 0 | 0 | 0 | 0 |  | 0 | 0 | 0 |  | 0 | 511239.5204 | 0 | 828021.8434 | 1185148.2122 | 146121.5018 | 209143.8021 | 514309.4834 | 440059.571 | 295000.4348 | 233778.9978 | 343357.1103 |  | 0 |  | 0 |  | 0 | 4706180.4772 | ok
588 | MISC DISTR EXP -- MAPPIN | OM588x | PDIST | 0 |  | 0 | 0 | 0 | 0 | 0 | 0 |  | 0 | 0 | 0 |  | 0 | 0 | 0 | 0 | 0 | 0 | 0 | 0 | 0 | 0 | 0 | 0 |  | 0 |  | 0 |  | 0 | 0 | ok
589 | RENTS | OM589 | PDIST | 10706.9858 |  | 0 | 0 | 0 | 0 | 0 | 0 |  | 0 | 0 | 0 |  | 0 | 1163.1161 | 0 | 1883.8245 | 2696.3193 | 332.4396 | 475.821 | 1170.1005 | 1001.1753 | 671.1526 | 531.8683 | 781.1684 |  | 0 |  | 0 |  | 0 | 10706.9858 | ok
Total Distribution Operation Expense |  | OMDO |  | 19547505.7044 | 0 | 0 | 0 | 0 | 0 | 0 | 0 |  | 0 | 0 | 0 |  | 0 | 2950572.8807 | 0 | 2362023.4944 | 3153520.4271 | 416827.6755 | 556503.6048 | 568951.2216 | 486812.7821 | 326342.1406 | 8394238.2268 | 331713.2508 |  | 0 |  | 0 |  | 0 | 19547505.7044 | ok
Operation and Maintenance Expenses (Continued)
Distribution Maintenance Expense
590 | MAINTENANCE SUPERVISION AND EN | OM590 | LBDM | 133026.3127 |  | 0 | 0 | 0 | 0 | 0 | 0 |  | 0 | 0 | 0 |  | 0 | 6517.4452 | 0 | 47557.204 | 58429.5298 | 8392.4478 | 10311.0935 | 851.9253 | 728.9344 | 80.4132 | 63.7251 | 93.5946 |  | 0 |  | 0 |  | 0 | 133026.3127 | ok
591 | STRUCTURES | OM591 | P362 | 0 |  | 0 | 0 | 0 | 0 | 0 | 0 |  | 0 | 0 | 0 |  | 0 | 0 | 0 | 0 | 0 | 0 | 0 | 0 | 0 | 0 | 0 | 0 |  | 0 |  | 0 |  | 0
592 | MAINTENANCE OF STATION EQUIPME | OM592 | P362 | 649934.313 |  | 0 | 0 | 0 | 0 | 0 | 0 |  | 0 | 0 | 0 |  | 0 | 649934.313 | 0 | 0 | 0 | 0 | 0 | 0 | 0 | 0 | 0 | 0 |  | 0 |  | 0 |  | 0 | 649934.313 | ok
593 | MAINTENANCE OF OVERHEAD LINES | OM593 | P365 | 29856454.0225 |  | 0 | 0 | 0 | 0 | 0 | 0 |  | 0 | 0 | 0 |  | 0 | 0 | 0 | 11529219.0031 | 13848766.9161 | 2034568.0594 | 2443900.044 | 0 | 0 | 0 | 0 | 0 |  | 0 |  | 0 |  | 0 | 29856454.0225 | ok
594 | MAINTENANCE OF UNDERGROUND LIN | OM594 | P367 | 476334.5173 |  | 0 | 0 | 0 | 0 | 0 | 0 |  | 0 | 0 | 0 |  | 0 | 0 | 0 | 100370.8278 | 304513.5119 | 17712.499 | 53737.6786 | 0 | 0 | 0 | 0 | 0 |  | 0 |  | 0 |  | 0 | 476334.5173 | ok
595 | MAINTENANCE OF LINE TRANSFORME | OM595 | P368 | 187043.6849 |  | 0 | 0 | 0 | 0 | 0 | 0 |  | 0 | 0 | 0 |  | 0 | 0 | 0 | 0 | 0 | 0 | 0 | 100797.8418 | 86245.8431 | 0 | 0 | 0 |  | 0 |  | 0 |  | 0 | 187043.6849 | ok
596 | MAINTENANCE OF ST LIGHTS & SIG SYSTEMS | OM596 | P373 | 0 |  | 0 | 0 | 0 | 0 | 0 | 0 |  | 0 | 0 | 0 |  | 0 | 0 | 0 | 0 | 0 | 0 | 0 | 0 | 0 | 0 | 0 | 0 |  | 0 |  | 0 |  | 0 | 0 | ok
597 | MAINTENANCE OF METERS | OM597 | P370 | 0 |  | 0 | 0 | 0 | 0 | 0 | 0 |  | 0 | 0 | 0 |  | 0 | 0 | 0 | 0 | 0 | 0 | 0 | 0 | 0 | 0 | 0 | 0 |  | 0 |  | 0 |  | 0 | 0 | ok
598 | MISCELLANEOUS DISTRIBUTION EXPENSES | OM598 | PDIST | 127093.1924 |  | 0 | 0 | 0 | 0 | 0 | 0 |  | 0 | 0 | 0 |  | 0 | 13806.3262 | 0 | 22361.2205 | 32005.6297 | 3946.0977 | 5648.0523 | 13889.2324 | 11884.0695 | 7966.6615 | 6313.3404 | 9272.5622 |  | 0 |  | 0 |  | 0 | 127093.1924 | ok
Total Distribution Maintenance Expense |  | OMDM |  | 31429886.0428 | 0 | 0 | 0 | 0 | 0 | 0 | 0 |  | 0 | 0 | 0 |  | 0 | 670258.0844 | 0 | 11699508.2554 | 14243715.5875 | 2064619.1039 | 2513596.8684 | 115538.9994 | 98858.847 | 8047.0748 | 6377.0654 | 9366.1568 |  | 0 |  | 0 |  | 0 | 31429886.0428 | ok
Total Distribution Operation and Maintenance Expenses |  |  |  | 50977391.7473 | 0 | 0 | 0 | 0 | 0 | 0 | 0 |  | 0 | 0 | 0 |  | 0 | 3620830.9651 | 0 | 14061531.7498 | 17397236.0146 | 2481446.7794 | 3070100.4732 | 684490.221 | 585671.6291 | 334389.2154 | 8400615.2922 | 341079.4076 |  | 0 |  | 0 |  | 0 | 50977391.7473 | ok
Transmission and Distribution Expenses |  |  |  | 74383089.4465 | 0 | 0 | 0 | 0 | 0 | 0 | 0 |  | 8040944.9911 | 7580019.9212 | 7784732.7869 |  | 0 | 3620830.9651 | 0 | 14061531.7498 | 17397236.0146 | 2481446.7794 | 3070100.4732 | 684490.221 | 585671.6291 | 334389.2154 | 8400615.2922 | 341079.4076 |  | 0 |  | 0 |  | 0 | 74383089.4465 | ok
Production, Transmission and Distribution Expenses |  | OMSUB |  | 724682420.2645 | 0 | 19450985.1245 | 18336010.8661 | 18831209.7403 | 593681125.0871 | 0 | 0 |  | 8040944.9911 | 7580019.9212 | 7784732.7869 |  | 0 | 3620830.9651 | 0 | 14061531.7498 | 17397236.0146 | 2481446.7794 | 3070100.4732 | 684490.221 | 585671.6291 | 334389.2154 | 8400615.2922 | 341079.4076 |  | 0 |  | 0 |  | 0 | 724682420.2645 | ok
Customer Accounts Expense
901 | SUPERVISION/CUSTOMER ACCTS | OM901 | F025 | 2581407.5248 |  | 0 | 0 | 0 | 0 | 0 | 0 |  | 0 | 0 | 0 |  | 0 | 0 | 0 | 0 | 0 | 0 | 0 | 0 | 0 | 0 | 0 | 0 |  | 2581407.5248 |  | 0 |  | 0 | 2581407.5248 | ok
902 | METER READING EXPENSES | OM902 | F025 | 4654897.4312 |  | 0 | 0 | 0 | 0 | 0 | 0 |  | 0 | 0 | 0 |  | 0 | 0 | 0 | 0 | 0 | 0 | 0 | 0 | 0 | 0 | 0 | 0 |  | 4654897.4312 |  | 0 |  | 0 | 4654897.4312 | ok
903 | RECORDS AND COLLECTION | OM903 | F025 | 13547808.3317 |  | 0 | 0 | 0 | 0 | 0 | 0 |  | 0 | 0 | 0 |  | 0 | 0 | 0 | 0 | 0 | 0 | 0 | 0 | 0 | 0 | 0 | 0 |  | 13547808.3317 |  | 0 |  | 0 | 13547808.3317 | ok
904 | UNCOLLECTIBLE ACCOUNTS | OM904 | F025 | 5121451.3662 |  | 0 | 0 | 0 | 0 | 0 | 0 |  | 0 | 0 | 0 |  | 0 | 0 | 0 | 0 | 0 | 0 | 0 | 0 | 0 | 0 | 0 | 0 |  | 5121451.3662 |  | 0 |  | 0 | 5121451.3662 | ok
905 | MISC CUST ACCOUNTS | OM903 | F025 | 709907.2039 |  | 0 | 0 | 0 | 0 | 0 | 0 |  | 0 | 0 | 0 |  | 0 | 0 | 0 | 0 | 0 | 0 | 0 | 0 | 0 | 0 | 0 | 0 |  | 709907.2039 |  | 0 |  | 0 | 709907.2039 | ok
Total Customer Accounts Expense |  | OMCA |  | 26615471.8578 | 0 | 0 | 0 | 0 | 0 | 0 | 0 |  | 0 | 0 | 0 |  | 0 | 0 | 0 | 0 | 0 | 0 | 0 | 0 | 0 | 0 | 0 | 0 |  | 26615471.8578 |  | 0 |  | 0 | 26615471.8578 | ok
Customer Service Expense
907 | SUPERVISION | OM907 | F026 | 205546.2312 |  | 0 | 0 | 0 | 0 | 0 | 0 |  | 0 | 0 | 0 |  | 0 | 0 | 0 | 0 | 0 | 0 | 0 | 0 | 0 | 0 | 0 | 0 |  | 0 |  | 205546.2312 |  | 0 | 205546.2312 | ok
908 | CUSTOMER ASSISTANCE EXPENSES | OM908 | F026 | 13664342.49 |  | 0 | 0 | 0 | 0 | 0 | 0 |  | 0 | 0 | 0 |  | 0 | 0 | 0 | 0 | 0 | 0 | 0 | 0 | 0 | 0 | 0 | 0 |  | 0 |  | 13664342.49 |  | 0 | 13664342.49 | ok
908 | CUSTOMER ASSISTANCE EXP-INCENTIVES | OM908x | F026 | 0 |  | 0 | 0 | 0 | 0 | 0 | 0 |  | 0 | 0 | 0 |  | 0 | 0 | 0 | 0 | 0 | 0 | 0 | 0 | 0 | 0 | 0 | 0 |  | 0 |  | 0 |  | 0 | 0 | ok
909 | INFORMATIONAL AND INSTRUCTIONA | OM909 | F026 | 148605.201 |  | 0 | 0 | 0 | 0 | 0 | 0 |  | 0 | 0 | 0 |  | 0 | 0 | 0 | 0 | 0 | 0 | 0 | 0 | 0 | 0 | 0 | 0 |  | 0 |  | 148605.201 |  | 0 | 148605.201 | ok
909 | INFORM AND INSTRUC -LOAD MGMT | OM909x | F026 | 0 |  | 0 | 0 | 0 | 0 | 0 | 0 |  | 0 | 0 | 0 |  | 0 | 0 | 0 | 0 | 0 | 0 | 0 | 0 | 0 | 0 | 0 | 0 |  | 0 |  | 0 |  | 0 | 0 | ok
910 | MISCELLANEOUS CUSTOMER SERVICE | OM910 | F026 | 417349.6846 |  | 0 | 0 | 0 | 0 | 0 | 0 |  | 0 | 0 | 0 |  | 0 | 0 | 0 | 0 | 0 | 0 | 0 | 0 | 0 | 0 | 0 | 0 |  | 0 |  | 417349.6846 |  | 0 | 417349.6846 | ok
911 | DEMONSTRATION AND SELLING EXP | OM911 | F026 | 0 |  | 0 | 0 | 0 | 0 | 0 | 0 |  | 0 | 0 | 0 |  | 0 | 0 | 0 | 0 | 0 | 0 | 0 | 0 | 0 | 0 | 0 | 0 |  | 0 |  | 0 |  | 0 | 0 | ok
912 | DEMONSTRATION AND SELLING EXP | OM912 | F026 | 0 |  | 0 | 0 | 0 | 0 | 0 | 0 |  | 0 | 0 | 0 |  | 0 | 0 | 0 | 0 | 0 | 0 | 0 | 0 | 0 | 0 | 0 | 0 |  | 0 |  | 0 |  | 0 | 0 | ok
913 | ADVERTISING EXPENSES | OM913 | F026 | 22671.5148 |  | 0 | 0 | 0 | 0 | 0 | 0 |  | 0 | 0 | 0 |  | 0 | 0 | 0 | 0 | 0 | 0 | 0 | 0 | 0 | 0 | 0 | 0 |  | 0 |  | 22671.5148 |  | 0 | 22671.5148 | ok
915 | MDSE-JOBBING-CONTRACT | OM915 | F026 | 0 |  | 0 | 0 | 0 | 0 | 0 | 0 |  | 0 | 0 | 0 |  | 0 | 0 | 0 | 0 | 0 | 0 | 0 | 0 | 0 | 0 | 0 | 0 |  | 0 |  | 0 |  | 0 | 0 | ok
916 | MISC SALES EXPENSE | OM916 | F026 | 0 |  | 0 | 0 | 0 | 0 | 0 | 0 |  | 0 | 0 | 0 |  | 0 | 0 | 0 | 0 | 0 | 0 | 0 | 0 | 0 | 0 | 0 | 0 |  | 0 |  | 0 |  | 0 | 0 | ok
Total Customer Service Expense |  | OMCS |  | 14458515.1216 | 0 | 0 | 0 | 0 | 0 | 0 | 0 |  | 0 | 0 | 0 |  | 0 | 0 | 0 | 0 | 0 | 0 | 0 | 0 | 0 | 0 | 0 | 0 |  | 0 |  | 14458515.1216 |  | 0 | 14458515.1216 | ok
Sub-Total Prod, Trans, Dist, Cust Acct and Cust Service |  | OMSUB2 |  | 765756407.2438 | 0 | 19450985.1245 | 18336010.8661 | 18831209.7403 | 593681125.0871 | 0 | 0 |  | 8040944.9911 | 7580019.9212 | 7784732.7869 |  | 0 | 3620830.9651 | 0 | 14061531.7498 | 17397236.0146 | 2481446.7794 | 3070100.4732 | 684490.221 | 585671.6291 | 334389.2154 | 8400615.2922 | 341079.4076 |  | 26615471.8578 |  | 14458515.1216 |  | 0 | 765756407.2438 | ok
Operation and Maintenance Expenses (Continued)
Administrative and General Expense
920 | ADMIN. & GEN. SALARIES- | OM920 | LBSUB7 | 19422909.4389 |  | 1937140.5372 | 1826099.2804 | 1875416.5673 | 4793677.0775 | 0 | 0 |  | 403153.5148 | 380043.8477 | 390307.6552 |  | 0 | 502245.704 | 0 | 813455.1362 | 1164298.8745 | 143550.9064 | 205464.5073 | 505261.6597 | 432317.9649 | 289810.7348 | 229666.3162 | 337316.7111 |  | 2826912.0921 |  | 366770.3519 |  | 0 | 19422909.4389 | ok
921 | OFFICE SUPPLIES AND EXPENSES | OM921 | LBSUB7 | 6626712.2099 |  | 660914.0042 | 623028.9255 | 639855.0075 | 1635507.7245 | 0 | 0 |  | 137547.9985 | 129663.4376 | 133165.2455 |  | 0 | 171356.2919 | 0 | 277534.7895 | 397235.7278 | 48976.7276 | 70100.4226 | 172385.2763 | 147498.3316 | 98877.6857 | 78357.6007 | 115085.7844 |  | 964486.445 |  | 125134.7836 |  | 0 | 6626712.2099 | ok
922 | ADMINISTRATIVE EXPENSES TRANSFERRED | OM922 | LBSUB7 | -2579861.5918 |  | -257302.0528 | -242552.9198 | -249103.5231 | -636723.5256 | 0 | 0 |  | -53549.1488 | -50479.5911 | -51842.8885 |  | 0 | -66711.1385 | 0 | -108047.75 | -154648.816 | -19067.25 | -27290.9675 | -67111.7349 | -57422.9374 | -38494.3145 | -30505.5898 | -44804.3291 |  | -375486.5847 |  | -48716.5297 |  | 0 | -2579861.5918 | ok
923 | OUTSIDE SERVICES EMPLOYED | OM923 | LBSUB7 | 7878028.6497 |  | 785713.8344 | 740674.9485 | 760678.2853 | 1944339.2594 | 0 | 0 |  | 163521.0703 | 154147.6744 | 158310.7258 |  | 0 | 203713.355 | 0 | 329941.4482 | 472245.413 | 58224.9614 | 83337.4258 | 204936.6416 | 175350.3163 | 117548.6751 | 93153.7999 | 136817.3353 |  | 1146609.6015 |  | 148763.8785 |  | 0 | 7878028.6497 | ok
924 | PROPERTY INSURANCE | OM924 | TUP | 3722835.5002 |  | 847480.0928 | 798900.6259 | 820476.458 | 0 | 0 | 0 |  | 126923.587 | 119648.0412 | 122879.3643 |  | 0 | 96304.8081 | 0 | 155978.7174 | 223252.4414 | 27525.656 | 39397.4897 | 96883.1127 | 82896.2763 | 55570.7435 | 44038.1477 | 64679.9382 |  | 0 |  | 0 |  | 0 | 3722835.5002 | ok
925 | INJURIES AND DAMAGES - INSURAN | OM925 | LBSUB7 | 3166637.0455 |  | 315824.0019 | 297720.2591 | 305760.7613 | 781542.8201 | 0 | 0 |  | 65728.6108 | 61960.8988 | 63634.2709 |  | 0 | 81884.2232 | 0 | 132622.6216 | 189822.846 | 23403.992 | 33498.1493 | 82375.9331 | 70483.4715 | 47249.6364 | 37443.9199 | 54994.8295 |  | 460888.9612 |  | 59796.8387 |  | 0 | 3166637.0455 | ok
926 | EMPLOYEE BENEFITS | OM926 | LBSUB7 | 35853084.1621 |  | 3575801.1915 | 3370828.2168 | 3461863.8488 | 8848731.3523 | 0 | 0 |  | 744188.0395 | 701529.5056 | 720475.6452 |  | 0 | 927104.0238 | 0 | 1501570.8924 | 2149199.4115 | 264983.0987 | 379270.4844 | 932671.2286 | 798023.2019 | 534966.6433 | 423945.0217 | 622658.7458 |  | 5218245.8799 |  | 677027.7305 |  | 0 | 35853084.1621 | ok
928 | REGULATORY COMMISSION FEES | OM928 | TUP | 1496158.2048 |  | 340591.0076 | 321067.5643 | 329738.605 | 0 | 0 | 0 |  | 51008.906 | 48084.9606 | 49383.5865 |  | 0 | 38703.6249 | 0 | 62685.7775 | 89722.1948 | 11062.196 | 15833.3285 | 38936.0379 | 33314.9138 | 22333.1447 | 17698.3474 | 25994.0092 |  | 0 |  | 0 |  | 0 | 1496158.2048 | ok
929 | DUPLICATE CHARGES | OM929 | LBSUB7 | 0 |  | 0 | 0 | 0 | 0 | 0 | 0 |  | 0 | 0 | 0 |  | 0 | 0 | 0 | 0 | 0 | 0 | 0 | 0 | 0 | 0 | 0 | 0 |  | 0 |  | 0 |  | 0 | 0 | ok
930 | MISCELLANEOUS GENERAL EXPENSES | OM930 | LBSUB7 | 3577675.2834 |  | 356818.83 | 336365.1713 | 345449.353 | 882989.2376 | 0 | 0 |  | 74260.3661 | 70003.5947 | 71894.175 |  | 0 | 92513.0216 | 0 | 149837.4043 | 214462.3759 | 26441.8949 | 37846.3016 | 93068.5569 | 79632.4208 | 53382.7698 | 42304.2441 | 62133.3103 |  | 520713.6218 |  | 67558.6336 |  | 0 | 3577675.2834 | ok
931 | RENTS AND LEASES | OM931 | PGP | 2113482.2481 |  | 476184.7737 | 448888.7905 | 461011.8867 | 0 | 0 | 0 |  | 71089.3753 | 67014.3723 | 68824.2229 |  | 0 | 56539.3177 | 0 | 91573.1047 | 131068.6453 | 16159.9596 | 23129.7609 | 56878.833 | 48667.3407 | 32624.8708 | 25854.2317 | 37972.7622 |  | 0 |  | 0 |  | 0 | 2113482.2481 | ok
932 | MAINTENANCE OF GENERAL PLANT | OM932 | PGP | 0 |  | 0 | 0 | 0 | 0 | 0 | 0 |  | 0 | 0 | 0 |  | 0 | 0 | 0 | 0 | 0 | 0 | 0 | 0 | 0 | 0 | 0 | 0 |  | 0 |  | 0 |  | 0 | 0 | ok
935 | MAINTENANCE OF GENERAL PLANT | OM935 | PGP | 11753914.4119 |  | 2648252.7023 | 2496448.8953 | 2563870.2494 | 0 | 0 | 0 |  | 395356.258 | 372693.5472 | 382758.8458 |  | 0 | 314437.6075 | 0 | 509274.4145 | 728924.8064 | 89871.9555 | 128633.7894 | 316325.7867 | 270658.4158 | 181439.8677 | 143785.654 | 211181.6164 |  | 0 |  | 0 |  | 0
Total Administrative and General Expense |  | OMAG |  | 93031575.5627 | 0 | 11687418.9228 | 11017469.7576 | 11315017.499 | 18250063.9457 | 0 | 0 |  | 2179228.5774 | 2054310.2891 | 2109790.8486 |  | 0 | 2418090.8392 | 0 | 3916426.5564 | 5605583.9206 | 691134.0982 | 989220.6919 | 2432611.3316 | 2081419.7161 | 1395310.4573 | 1105741.6935 | 1624030.7135 |  | 10762370.0168 |  | 1396335.6873 |  | 0 | 93031575.5627 | ok
Total Operation and Maintenance Expenses |  | TOM |  | 858787982.8066 |  | 31138404.0473 | 29353480.6237 | 30146227.2393 | 611931189.0329 | 0 | 0 |  | 10220173.5685 | 9634330.2103 | 9894523.6356 |  | 0 | 6038921.8043 | 0 | 17977958.3062 | 23002819.9352 | 3172580.8776 | 4059321.165 | 3117101.5526 | 2667091.3452 | 1729699.6727 | 9506356.9857 | 1965110.1211 |  | 37377841.8746 |  | 15854850.8088 |  | 0 | 858787982.8066 | ok
Operation and Maintenance Expenses Less Purchase Power |  | OMLPP |  | 768727282.0182 | 0 | 28541932.0003 | 26905844.2 | 27632487.7352 | 529428336.2193 | 0 | 0 |  | 10220173.5685 | 9634330.2103 | 9894523.6356 |  | 0 | 6038921.8043 | 0 | 17977958.3062 | 23002819.9352 | 3172580.8776 | 4059321.165 | 3117101.5526 | 2667091.3452 | 1729699.6727 | 9506356.9857 | 1965110.1211 |  | 37377841.8746 |  | 15854850.8088 |  | 0 | 768727282.0182 | ok
Labor Expenses
Steam Power Generation Operation Expenses
500 | OPERATION SUPERVISION & ENGINEERING | LB500 | F019 | 4189374.1918 |  | 1193067.2789 | 1124677.9764 | 1155052.0459 | 716576.8905 | 0 | 0 |  | 0 | 0 | 0 |  | 0 | 0 | 0 | 0 | 0 | 0 | 0 | 0 | 0 | 0 | 0 | 0 |  | 0 |  | 0 |  | 0 | 4189374.1918 | ok
501 | FUEL | LB501 | Energy | 3035692.0557 |  | 0 | 0 | 0 | 3035692.0557 | 0 | 0 |  | 0 | 0 | 0 |  | 0 | 0 | 0 | 0 | 0 | 0 | 0 | 0 | 0 | 0 | 0 | 0 |  | 0 |  | 0 |  | 0 | 3035692.0557 | ok
502 | STEAM EXPENSES | LB502 | PROFIX | 7897508.5381 |  | 2713161.237 | 2557636.7266 | 2626710.5746 | 0 | 0 | 0 |  | 0 | 0 | 0 |  | 0 | 0 | 0 | 0 | 0 | 0 | 0 | 0 | 0 | 0 | 0 | 0 |  | 0 |  | 0 |  | 0 | 7897508.5381 | ok
505 | ELECTRIC EXPENSES | LB505 | PROFIX | 5503564.8838 |  | 1890730.3279 | 1782349.4088 | 1830485.1471 | 0 | 0 | 0 |  | 0 | 0 | 0 |  | 0 | 0 | 0 | 0 | 0 | 0 | 0 | 0 | 0 | 0 | 0 | 0 |  | 0 |  | 0 |  | 0 | 5503564.8838 | ok
506 | MISC. STEAM POWER EXPENSES | LB506 | PROFIX | 1311015.8432 |  | 450394.8745 | 424577.2263 | 436043.7424 | 0 | 0 | 0 |  | 0 | 0 | 0 |  | 0 | 0 | 0 | 0 | 0 | 0 | 0 | 0 | 0 | 0 | 0 | 0 |  | 0 |  | 0 |  | 0 | 1311015.8432 | ok
507 | RENTS | LB507 | PROFIX | 0 |  | 0 | 0 | 0 | 0 | 0 | 0 |  | 0 | 0 | 0 |  | 0 | 0 | 0 | 0 | 0 | 0 | 0 | 0 | 0 | 0 | 0 | 0 |  | 0 |  | 0 |  | 0 | 0 | ok
| Total Steam Power Operation Expenses | LBSUB1 |  | 21937155.5125 |  | 6247353.7182 | 5889241.3381 | 6048291.51 | 3752268.9463 | 0 | 0 |  | 0 | 0 | 0 |  | 0 | 0 | 0 | 0 | 0 | 0 | 0 | 0 | 0 | 0 | 0 | 0 |  | 0 |  | 0 |  | 0 | 21937155.5125 | ok
Steam Power Generation Maintenance Expenses
510 | MAINTENANCE SUPERVISION & ENGINEERING | LB510 | F020 | 5688357.2387 |  | 176155.8185 | 166058.1704 | 170542.8873 | 5175600.3625 | 0 | 0 |  | 0 | 0 | 0 |  | 0 | 0 | 0 | 0 | 0 | 0 | 0 | 0 | 0 | 0 | 0 | 0 |  | 0 |  | 0 |  | 0 | 5688357.2387 | ok
511 | MAINTENANCE OF STRUCTURES | LB511 | PROFIX | 989588.9527 |  | 339969.7986 | 320481.9643 | 329137.1898 | 0 | 0 | 0 |  | 0 | 0 | 0 |  | 0 | 0 | 0 | 0 | 0 | 0 | 0 | 0 | 0 | 0 | 0 | 0 |  | 0 |  | 0 |  | 0 | 989588.9527 | ok
512 | MAINTENANCE OF BOILER PLANT | LB512 | Energy | 7837920.1892 |  | 0 | 0 | 0 | 7837920.1892 | 0 | 0 |  | 0 | 0 | 0 |  | 0 | 0 | 0 | 0 | 0 | 0 | 0 | 0 | 0 | 0 | 0 | 0 |  | 0 |  | 0 |  | 0 | 7837920.1892 | ok
513 | MAINTENANCE OF ELECTRIC PLANT | LB513 | Energy | 1958591.1882 |  | 0 | 0 | 0 | 1958591.1882 | 0 | 0 |  | 0 | 0 | 0 |  | 0 | 0 | 0 | 0 | 0 | 0 | 0 | 0 | 0 | 0 | 0 | 0 |  | 0 |  | 0 |  | 0 | 1958591.1882 | ok
514 | MAINTENANCE OF MISC STEAM PLANT | LB514 | Energy | 192076.1596 |  | 0 | 0 | 0 | 192076.1596 | 0 | 0 |  | 0 | 0 | 0 |  | 0 | 0 | 0 | 0 | 0 | 0 | 0 | 0 | 0 | 0 | 0 | 0 |  | 0 |  | 0 |  | 0 | 192076.1596 | ok
| Total Steam Power Generation Maintenance Expense | LBSUB2 |  | 16666533.7283 |  | 516125.617 | 486540.1347 | 499680.0771 | 15164187.8994 | 0 | 0 |  | 0 | 0 | 0 |  | 0 | 0 | 0 | 0 | 0 | 0 | 0 | 0 | 0 | 0 | 0 | 0 |  | 0 |  | 0 |  | 0 | 16666533.7283 | ok
| Total Steam Power Generation Expense |  |  | 38603689.2408 |  | 6763479.3353 | 6375781.4728 | 6547971.5871 | 18916456.8457 | 0 | 0 |  | 0 | 0 | 0 |  | 0 | 0 | 0 | 0 | 0 | 0 | 0 | 0 | 0 | 0 | 0 | 0 |  | 0 |  | 0 |  | 0 | 38603689.2408 | ok
Hydraulic Power Generation Operation Expenses
535 | OPERATION SUPERVISION & ENGINEERING | LB535 | F021 | 6807.4452 |  | 2338.6738 | 2204.6158 | 2264.1556 | 0 | 0 | 0 |  | 0 | 0 | 0 |  | 0 | 0 | 0 | 0 | 0 | 0 | 0 | 0 | 0 | 0 | 0 | 0 |  | 0 |  | 0 |  | 0 | 6807.4452 | ok
536 | WATER FOR POWER | LB536 | PROFIX | 0 |  | 0 | 0 | 0 | 0 | 0 | 0 |  | 0 | 0 | 0 |  | 0 | 0 | 0 | 0 | 0 | 0 | 0 | 0 | 0 | 0 | 0 | 0 |  | 0 |  | 0 |  | 0 | 0 | ok
537 | HYDRAULIC EXPENSES | LB537 | PROFIX | 0 |  | 0 | 0 | 0 | 0 | 0 | 0 |  | 0 | 0 | 0 |  | 0 | 0 | 0 | 0 | 0 | 0 | 0 | 0 | 0 | 0 | 0 | 0 |  | 0 |  | 0 |  | 0 | 0 | ok
538 | ELECTRIC EXPENSES | LB538 | PROFIX | 0 |  | 0 | 0 | 0 | 0 | 0 | 0 |  | 0 | 0 | 0 |  | 0 | 0 | 0 | 0 | 0 | 0 | 0 | 0 | 0 | 0 | 0 | 0 |  | 0 |  | 0 |  | 0 | 0 | ok
539 | MISC. HYDRAULIC POWER EXPENSES | LB539 | PROFIX | 4594.7001 |  | 1578.493 | 1488.0103 | 1528.1968 | 0 | 0 | 0 |  | 0 | 0 | 0 |  | 0 | 0 | 0 | 0 | 0 | 0 | 0 | 0 | 0 | 0 | 0 | 0 |  | 0 |  | 0 |  | 0 | 4594.7001 | ok
540 | RENTS | LB540 | PROFIX | 0 |  | 0 | 0 | 0 | 0 | 0 | 0 |  | 0 | 0 | 0 |  | 0 | 0 | 0 | 0 | 0 | 0 | 0 | 0 | 0 | 0 | 0 | 0 |  | 0 |  | 0 |  | 0 | 0 | ok
| Total Hydraulic Power Operation Expenses | LBSUB3 |  | 11402.1453 |  | 3917.1668 | 3692.626 | 3792.3524 | 0 | 0 | 0 |  | 0 | 0 | 0 |  | 0 | 0 | 0 | 0 | 0 | 0 | 0 | 0 | 0 | 0 | 0 | 0 |  | 0 |  | 0 |  | 0 | 11402.1453 | ok
Hydraulic Power Generation Maintenance Expenses
541 | MAINTENANCE SUPERVISION & ENGINEERING | LB541 | F022 | 93175.8785 |  | 9061.9859 | 8542.5324 | 8773.2398 | 66798.1204 | 0 | 0 |  | 0 | 0 | 0 |  | 0 | 0 | 0 | 0 | 0 | 0 | 0 | 0 | 0 | 0 | 0 | 0 |  | 0 |  | 0 |  | 0 | 93175.8785 | ok
542 | MAINTENANCE OF STRUCTURES | LB542 | PROFIX | 19320.1577 |  | 6637.3721 | 6256.903 | 6425.8826 | 0 | 0 | 0 |  | 0 | 0 | 0 |  | 0 | 0 | 0 | 0 | 0 | 0 | 0 | 0 | 0 | 0 | 0 | 0 |  | 0 |  | 0 |  | 0 | 19320.1577 | ok
543 | MAINT. OF RESERVES, DAMS, AND WATERWAYS | LB543 | PROFIX | 0 |  | 0 | 0 | 0 | 0 | 0 | 0 |  | 0 | 0 | 0 |  | 0 | 0 | 0 | 0 | 0 | 0 | 0 | 0 | 0 | 0 | 0 | 0 |  | 0 |  | 0 |  | 0 | 0 | ok
544 | MAINTENANCE OF ELECTRIC PLANT | LB544 | Energy | 45888.3525 |  | 0 | 0 | 0 | 45888.3525 | 0 | 0 |  | 0 | 0 | 0 |  | 0 | 0 | 0 | 0 | 0 | 0 | 0 | 0 | 0 | 0 | 0 | 0 |  | 0 |  | 0 |  | 0 | 45888.3525 | ok
545 | MAINTENANCE OF MISC HYDRAULIC PLANT | LB545 | Energy | 3037.3454 |  | 0 | 0 | 0 | 3037.3454 | 0 | 0 |  | 0 | 0 | 0 |  | 0 | 0 | 0 | 0 | 0 | 0 | 0 | 0 | 0 | 0 | 0 | 0 |  | 0 |  | 0 |  | 0 | 3037.3454 | ok
| Total Hydraulic Power Generation Maint. Expense | LBSUB4 |  | 161421.7341 |  | 15699.358 | 14799.4354 | 15199.1224 | 115723.8183 | 0 | 0 |  | 0 | 0 | 0 |  | 0 | 0 | 0 | 0 | 0 | 0 | 0 | 0 | 0 | 0 | 0 | 0 |  | 0 |  | 0 |  | 0 | 161421.7341 | ok
| Total Hydraulic Power Generation Expense |  |  | 172823.8794 |  | 19616.5248 | 18492.0615 | 18991.4748 | 115723.8183 | 0 | 0 |  | 0 | 0 | 0 |  | 0 | 0 | 0 | 0 | 0 | 0 | 0 | 0 | 0 | 0 | 0 | 0 |  | 0 |  | 0 |  | 0 | 172823.8794 | ok
Other Power Generation Operation Expense
546 | OPERATION SUPERVISION & ENGINEERING | LB546 | PROFIX | 173570.4561 |  | 59629.5187 | 56211.4205 | 57729.5169 | 0 | 0 | 0 |  | 0 | 0 | 0 |  | 0 | 0 | 0 | 0 | 0 | 0 | 0 | 0 | 0 | 0 | 0 | 0 |  | 0 |  | 0 |  | 0 | 173570.4561 | ok
547 | FUEL | LB547 | Energy | 0 |  | 0 | 0 | 0 | 0 | 0 | 0 |  | 0 | 0 | 0 |  | 0 | 0 | 0 | 0 | 0 | 0 | 0 | 0 | 0 | 0 | 0 | 0 |  | 0 |  | 0 |  | 0 | 0 | ok
548 | GENERATION EXPENSE | LB548 | PROFIX | 206772.1816 |  | 71035.8546 | 66963.9195 | 68772.4076 | 0 | 0 | 0 |  | 0 | 0 | 0 |  | 0 | 0 | 0 | 0 | 0 | 0 | 0 | 0 | 0 | 0 | 0 | 0 |  | 0 |  | 0 |  | 0 | 206772.1816 | ok
549 | MISC OTHER POWER GENERATION | LB549 | PROFIX | 18377.515 |  | 6313.5305 | 5951.6247 | 6112.3597 | 0 | 0 | 0 |  | 0 | 0 | 0 |  | 0 | 0 | 0 | 0 | 0 | 0 | 0 | 0 | 0 | 0 | 0 | 0 |  | 0 |  | 0 |  | 0 | 18377.515 | ok
550 | RENTS | LB550 | PROFIX | 0 |  | 0 | 0 | 0 | 0 | 0 | 0 |  | 0 | 0 | 0 |  | 0 | 0 | 0 | 0 | 0 | 0 | 0 | 0 | 0 | 0 | 0 | 0 |  | 0 |  | 0 |  | 0 | 0 | ok
| Total Other Power Generation Expenses | LBSUB5 |  | 398720.1526 |  | 136978.9038 | 129126.9647 | 132614.2841 | 0 | 0 | 0 |  | 0 | 0 | 0 |  | 0 | 0 | 0 | 0 | 0 | 0 | 0 | 0 | 0 | 0 | 0 | 0 |  | 0 |  | 0 |  | 0 | 398720.1526 | ok
Labor Expenses (Continued)
Other Power Generation Maintenance Expense
551 | MAINTENANCE SUPERVISION & ENGINEERING | LB551 | PROFIX | 35796.3968 |  | 12297.726 | 11592.7927 | 11905.8781 | 0 | 0 | 0 |  | 0 | 0 | 0 |  | 0 | 0 | 0 | 0 | 0 | 0 | 0 | 0 | 0 | 0 | 0 | 0 |  | 0 |  | 0 |  | 0 | 35796.3968 | ok
552 | MAINTENANCE OF STRUCTURES | LB552 | PROFIX | 111974.8756 |  | 38468.5741 | 36263.4688 | 37242.8328 | 0 | 0 | 0 |  | 0 | 0 | 0 |  | 0 | 0 | 0 | 0 | 0 | 0 | 0 | 0 | 0 | 0 | 0 | 0 |  | 0 |  | 0 |  | 0 | 111974.8756 | ok
553 | MAINTENANCE OF GENERATING & ELEC PLANT | LB553 | PROFIX | 546106.4054 |  | 187612.9317 | 176858.5361 | 181634.9375 | 0 | 0 | 0 |  | 0 | 0 | 0 |  | 0 | 0 | 0 | 0 | 0 | 0 | 0 | 0 | 0 | 0 | 0 | 0 |  | 0 |  | 0 |  | 0 | 546106.4054 | ok
554 | MAINTENANCE OF MISC OTHER POWER GEN PLT | LB554 | PROFIX | 74961.3349 |  | 25752.7025 | 24276.4996 | 24932.1327 | 0 | 0 | 0 |  | 0 | 0 | 0 |  | 0 | 0 | 0 | 0 | 0 | 0 | 0 | 0 | 0 | 0 | 0 | 0 |  | 0 |  | 0 |  | 0 | 74961.3349 | ok
| Total Other Power Generation Maintenance Expense | LBSUB6 |  | 768839.0127 |  | 264131.9344 | 248991.2972 | 255715.7811 | 0 | 0 | 0 |  | 0 | 0 | 0 |  | 0 | 0 | 0 | 0 | 0 | 0 | 0 | 0 | 0 | 0 | 0 | 0 |  | 0 |  | 0 |  | 0 | 768839.0127 | ok
| Total Other Power Generation Expense |  |  | 1167559.1653 |  | 401110.8382 | 378118.2619 | 388330.0653 | 0 | 0 | 0 |  | 0 | 0 | 0 |  | 0 | 0 | 0 | 0 | 0 | 0 | 0 | 0 | 0 | 0 | 0 | 0 |  | 0 |  | 0 |  | 0 | 1167559.1653 | ok
| Total Production Expense | LPREX |  | 39944072.2855 |  | 7184206.6983 | 6772391.7961 | 6955293.1271 | 19032180.664 | 0 | 0 |  | 0 | 0 | 0 |  | 0 | 0 | 0 | 0 | 0 | 0 | 0 | 0 | 0 | 0 | 0 | 0 |  | 0 |  | 0 |  | 0 | 39944072.2855 | ok
Purchased Power
555 | PURCHASED POWER | LB555 | OMPP | 0 |  | 0 | 0 | 0 | 0 | 0 | 0 |  | 0 | 0 | 0 |  | 0 | 0 | 0 | 0 | 0 | 0 | 0 | 0 | 0 | 0 | 0 | 0 |  | 0 |  | 0 |  | 0 | 0 | ok
556 | SYSTEM CONTROL AND LOAD DISPATCH | LB556 | PROFIX | 1475082.9447 |  | 506759.5493 | 477710.951 | 490612.4445 | 0 | 0 | 0 |  | 0 | 0 | 0 |  | 0 | 0 | 0 | 0 | 0 | 0 | 0 | 0 | 0 | 0 | 0 | 0 |  | 0 |  | 0 |  | 0 | 1475082.9447 | ok
557 | OTHER EXPENSES | LB557 | PROFIX | 0.042847 |  | 0.01472 | 0.013876 | 0.014251 | 0 | 0 | 0 |  | 0 | 0 | 0 |  | 0 | 0 | 0 | 0 | 0 | 0 | 0 | 0 | 0 | 0 | 0 | 0 |  | 0 |  | 0 |  | 0 | 0.042847 | ok
| Total Purchased Power Labor | LBPP |  | 1475082.9876 |  | 506759.564 | 477710.9649 | 490612.4587 | 0 | 0 | 0 |  | 0 | 0 | 0 |  | 0 | 0 | 0 | 0 | 0 | 0 | 0 | 0 | 0 | 0 | 0 | 0 |  | 0 |  | 0 |  | 0 | 1475082.9876 | ok
Transmission Labor Expenses
560 | OPERATION SUPERVISION AND ENG | LB560 | PTRAN | 1045952.3158 |  | 0 | 0 | 0 | 0 | 0 | 0 |  | 359333.2334 | 338735.4435 | 347883.6389 |  | 0 | 0 | 0 | 0 | 0 | 0 | 0 | 0 | 0 | 0 | 0 | 0 |  | 0 |  | 0 |  | 0 | 1045952.3158 | ok
561 | LOAD DISPATCHING | LB561 | PTRAN | 2129244.3494 |  | 0 | 0 | 0 | 0 | 0 | 0 |  | 731494.3953 | 689563.4897 | 708186.4643 |  | 0 | 0 | 0 | 0 | 0 | 0 | 0 | 0 | 0 | 0 | 0 | 0 |  | 0 |  | 0 |  | 0 | 2129244.3494 | ok
562 | STATION EXPENSES | LB562 | PTRAN | 268512.064 |  | 0 | 0 | 0 | 0 | 0 | 0 |  | 92246.3737 | 86958.6038 | 89307.0865 |  | 0 | 0 | 0 | 0 | 0 | 0 | 0 | 0 | 0 | 0 | 0 | 0 |  | 0 |  | 0 |  | 0 | 268512.064 | ok
563 | OVERHEAD LINE EXPENSES | LB563 | PTRAN | 55713.2273 |  | 0 | 0 | 0 | 0 | 0 | 0 |  | 19140.083 | 18042.9303 | 18530.214 |  | 0 | 0 | 0 | 0 | 0 | 0 | 0 | 0 | 0 | 0 | 0 | 0 |  | 0 |  | 0 |  | 0 | 55713.2273 | ok
566 | MISC. TRANSMISSION EXPENSES | LB566 | PTRAN | 335385.5027 |  | 0 | 0 | 0 | 0 | 0 | 0 |  | 115220.5079 | 108615.809 | 111549.1857 |  | 0 | 0 | 0 | 0 | 0 | 0 | 0 | 0 | 0 | 0 | 0 | 0 |  | 0 |  | 0 |  | 0 | 335385.5027 | ok
568 | MAINTENACE SUPERVISION AND ENG | LB568 | PTRAN | 0 |  | 0 | 0 | 0 | 0 | 0 | 0 |  | 0 | 0 | 0 |  | 0 | 0 | 0 | 0 | 0 | 0 | 0 | 0 | 0 | 0 | 0 | 0 |  | 0 |  | 0 |  | 0 | 0 | ok
570 | MAINT OF STATION EQUIPMENT | LB570 | PTRAN | 559103.3143 |  | 0 | 0 | 0 | 0 | 0 | 0 |  | 192077.974 | 181067.6321 | 185957.7082 |  | 0 | 0 | 0 | 0 | 0 | 0 | 0 | 0 | 0 | 0 | 0 | 0 |  | 0 |  | 0 |  | 0 | 559103.3143 | ok
571 | MAINT OF OVERHEAD LINES | LB571 | PTRAN | 177051.0445 |  | 0 | 0 | 0 | 0 | 0 | 0 |  | 60825.2626 | 57338.6216 | 58887.1602 |  | 0 | 0 | 0 | 0 | 0 | 0 | 0 | 0 | 0 | 0 | 0 | 0 |  | 0 |  | 0 |  | 0 | 177051.0445 | ok
572 | UNDERGROUND LINES | LB572 | PTRAN | 0 |  | 0 | 0 | 0 | 0 | 0 | 0 |  | 0 | 0 | 0 |  | 0 | 0 | 0 | 0 | 0 | 0 | 0 | 0 | 0 | 0 | 0 | 0 |  | 0 |  | 0 |  | 0 | 0 | ok
573 | MISC PLANT | LB573 | PTRAN | 88167.1022 |  | 0 | 0 | 0 | 0 | 0 | 0 |  | 30289.4974 | 28553.2352 | 29324.3697 |  | 0 | 0 | 0 | 0 | 0 | 0 | 0 | 0 | 0 | 0 | 0 | 0 |  | 0 |  | 0 |  | 0 | 88167.1022 | ok
Total Transmission Labor Expenses |  | LBTRAN |  | 4659128.9202 | 0 | 0 | 0 | 0 | 0 | 0 | 0 |  | 1600627.3274 | 1508875.7654 | 1549625.8274 |  | 0 | 0 | 0 | 0 | 0 | 0 | 0 | 0 | 0 | 0 | 0 | 0 |  | 0 |  | 0 |  | 0 | 4659128.9202 | ok
Distribution Operation Labor Expense
580 | OPERATION SUPERVISION AND ENGI | LB580 | F023 | 1295319.5735 |  | 0 | 0 | 0 | 0 | 0 | 0 |  | 0 | 0 | 0 |  | 0 | 225598.6477 | 0 | 140474.981 | 187081.5408 | 24789.7025 | 33014.3895 | 36708.6098 | 31409.0555 | 21055.5244 | 570149.1849 | 25037.9374 |  | 0 |  | 0 |  | 0 | 1295319.5735 | ok
581 | LOAD DISPATCHING | LB581 | P362 | 717345.9015 |  | 0 | 0 | 0 | 0 | 0 | 0 |  | 0 | 0 | 0 |  | 0 | 717345.9015 | 0 | 0 | 0 | 0 | 0 | 0 | 0 | 0 | 0 | 0 |  | 0 |  | 0 |  | 0 | 717345.9015 | ok
582 | STATION EXPENSES | LB582 | P362 | 756223.3424 |  | 0 | 0 | 0 | 0 | 0 | 0 |  | 0 | 0 | 0 |  | 0 | 756223.3424 | 0 | 0 | 0 | 0 | 0 | 0 | 0 | 0 | 0 | 0 |  | 0 |  | 0 |  | 0 | 756223.3424 | ok
583 | OVERHEAD LINE EXPENSES | LB583 | P365 | 1589814.3706 |  | 0 | 0 | 0 | 0 | 0 | 0 |  | 0 | 0 | 0 |  | 0 | 0 | 0 | 613914.7683 | 737427.4467 | 108337.9003 | 130134.2553 | 0 | 0 | 0 | 0 | 0 |  | 0 |  | 0 |  | 0 | 1589814.3706 | ok
584 | UNDERGROUND LINE EXPENSES | LB584 | P367 | 95744.0962 |  | 0 | 0 | 0 | 0 | 0 | 0 |  | 0 | 0 | 0 |  | 0 | 0 | 0 | 20174.7172 | 61207.7645 | 3560.2442 | 10801.3702 | 0 | 0 | 0 | 0 | 0 |  | 0 |  | 0 |  | 0 | 95744.0962 | ok
585 | STREET LIGHTING EXPENSE | LB585 | P371 | 2506.6696 |  | 0 | 0 | 0 | 0 | 0 | 0 |  | 0 | 0 | 0 |  | 0 | 0 | 0 | 0 | 0 | 0 | 0 | 0 | 0 | 0 | 0 | 2506.6696 |  | 0 |  | 0 |  | 0 | 2506.6696 | ok
586 | METER EXPENSES | LB586 | P370 | 4312676.0086 |  | 0 | 0 | 0 | 0 | 0 | 0 |  | 0 | 0 | 0 |  | 0 | 0 | 0 | 0 | 0 | 0 | 0 | 0 | 0 | 0 | 4312676.0086 | 0 |  | 0 |  | 0 |  | 0 | 4312676.0086 | ok
586 | METER EXPENSES - LOAD MANAGEMENT | LB586x | F012 | 0 |  | 0 | 0 | 0 | 0 | 0 | 0 |  | 0 | 0 | 0 |  | 0 | 0 | 0 | 0 | 0 | 0 | 0 | 0 | 0 | 0 | 0 | 0 |  | 0 |  | 0 |  | 0 | 0 | ok
587 | CUSTOMER INSTALLATIONS EXPENSE | LB587 | P371 | 1630.7884 |  | 0 | 0 | 0 | 0 | 0 | 0 |  | 0 | 0 | 0 |  | 0 | 0 | 0 | 0 | 0 | 0 | 0 | 0 | 0 | 0 | 0 | 1630.7884 |  | 0 |  | 0 |  | 0 | 1630.7884 | ok
588 | MISCELLANEOUS DISTRIBUTION EXP | LB588 | PDIST | 2617399.2729 |  | 0 | 0 | 0 | 0 | 0 | 0 |  | 0 | 0 | 0 |  | 0 | 284332.0513 | 0 | 460514.3771 | 659134.5325 | 81267.243 | 116317.8587 | 286039.4484 | 244744.4603 | 164068.0648 | 130019.0211 | 190962.2156 |  | 0 |  | 0 |  | 0 | 2617399.2729 | ok
589 | RENTS | LB589 | PDIST | 0 |  | 0 | 0 | 0 | 0 | 0 | 0 |  | 0 | 0 | 0 |  | 0 | 0 | 0 | 0 | 0 | 0 | 0 | 0 | 0 | 0 | 0 | 0 |  | 0 |  | 0 |  | 0 | 0 | ok
Total Distribution Operation Labor Expense |  | LBDO |  | 11388660.0237 | 0 | 0 | 0 | 0 | 0 | 0 | 0 |  | 0 | 0 | 0 |  | 0 | 1983499.9429 | 0 | 1235078.8436 | 1644851.2846 | 217955.0901 | 290267.8737 | 322748.0583 | 276153.5158 | 185123.5892 | 5012844.2147 | 220137.6109 |  | 0 |  | 0 |  | 0 | 11388660.0237 | ok
Labor Expenses (Continued)
Distribution Maintenance Labor Expense
590 | MAINTENANCE SUPERVISION AND EN | LB590 | F024 | 83850.2041 |  | 0 | 0 | 0 | 0 | 0 | 0 |  | 0 | 0 | 0 |  | 0 | 4108.1279 | 0 | 29976.6353 | 36829.7662 | 5289.9945 | 6499.3705 | 536.9923 | 459.4677 | 50.6867 | 40.1677 | 58.9953 |  | 0 |  | 0 |  | 0 | 83850.2041 | ok
591 | MAINTENANCE OF STRUCTURES | LB591 | P362 | 0 |  | 0 | 0 | 0 | 0 | 0 | 0 |  | 0 | 0 | 0 |  | 0 | 0 | 0 | 0 | 0 | 0 | 0 | 0 | 0 | 0 | 0 | 0 |  | 0 |  | 0 |  | 0 | 0 | ok
592 | MAINTENANCE OF STATION EQUIPME | LB592 | P362 | 330040.5305 |  | 0 | 0 | 0 | 0 | 0 | 0 |  | 0 | 0 | 0 |  | 0 | 330040.5305 | 0 | 0 | 0 | 0 | 0 | 0 | 0 | 0 | 0 | 0 |  | 0 |  | 0 |  | 0 | 330040.5305 | ok
593 | MAINTENANCE OF OVERHEAD LINES | LB593 | P365 | 6250996.5595 |  | 0 | 0 | 0 | 0 | 0 | 0 |  | 0 | 0 | 0 |  | 0 | 0 | 0 | 2413853.5764 | 2899493.4991 | 425974.1605 | 511675.3234 | 0 | 0 | 0 | 0 | 0 |  | 0 |  | 0 |  | 0 | 6250996.5595 | ok
594 | MAINTENANCE OF UNDERGROUND LIN | LB594 | P367 | 167818.7008 |  | 0 | 0 | 0 | 0 | 0 | 0 |  | 0 | 0 | 0 |  | 0 | 0 | 0 | 35361.9175 | 107283.9782 | 6240.3384 | 18932.4667 | 0 | 0 | 0 | 0 | 0 |  | 0 |  | 0 |  | 0 | 167818.7008 | ok
595 | MAINTENANCE OF LINE TRANSFORME | LB595 | P368 | 68341.5226 |  | 0 | 0 | 0 | 0 | 0 | 0 |  | 0 | 0 | 0 |  | 0 | 0 | 0 | 0 | 0 | 0 | 0 | 36829.2465 | 31512.276 | 0 | 0 | 0 |  | 0 |  | 0 |  | 0 | 68341.5226 | ok
596 | MAINTENANCE OF ST LIGHTS & SIG SYSTEMS | LB596 | P373 | 0 |  | 0 | 0 | 0 | 0 | 0 | 0 |  | 0 | 0 | 0 |  | 0 | 0 | 0 | 0 | 0 | 0 | 0 | 0 | 0 | 0 | 0 | 0 |  | 0 |  | 0 |  | 0 | 0 | ok
597 | MAINTENANCE OF METERS | LB597 | P370 | 0 |  | 0 | 0 | 0 | 0 | 0 | 0 |  | 0 | 0 | 0 |  | 0 | 0 | 0 | 0 | 0 | 0 | 0 | 0 | 0 | 0 | 0 | 0 |  | 0 |  | 0 |  | 0 | 0 | ok
598 | MAINTENANCE OF MISC DISTR PLANT | LB598 | PDIST | 66381.9647 |  | 0 | 0 | 0 | 0 | 0 | 0 |  | 0 | 0 | 0 |  | 0 | 7211.1735 | 0 | 11679.4749 | 16716.8402 | 2061.0838 | 2950.0306 | 7254.4761 | 6207.1608 | 4161.0619 | 3297.5168 | 4843.1461 |  | 0 |  | 0 |  | 0 | 66381.9647 | ok
Total Distribution Maintenance Labor Expense |  | LBDM |  | 6967429.4822 | 0 | 0 | 0 | 0 | 0 | 0 | 0 |  | 0 | 0 | 0 |  | 0 | 341359.8319 | 0 | 2490871.6042 | 3060324.0837 | 439565.5772 | 540057.1912 | 44620.715 | 38178.9046 | 4211.7486 | 3337.6845 | 4902.1414 |  | 0 |  | 0 |  | 0 | 6967429.4822 | ok
Total Distribution Operation and Maintenance Labor Expenses |  |  | PDIST | 18356089.506 | 0 | 0 | 0 | 0 | 0 | 0 | 0 |  | 0 | 0 | 0 |  | 0 | 1994049.833 | 0 | 3229634.5506 | 4622578.0685 | 569935.5089 | 815749.0709 | 2006023.9843 | 1716417.9981 | 1150626.1631 | 911836.7282 | 1339237.6004 |  | 0 |  | 0 |  | 0 | 18356089.506 | ok
Transmission and Distribution Labor Expenses |  |  |  | 23015218.4261 | 0 | 0 | 0 | 0 | 0 | 0 | 0 |  | 1600627.3274 | 1508875.7654 | 1549625.8274 |  | 0 | 1994049.833 | 0 | 3229634.5506 | 4622578.0685 | 569935.5089 | 815749.0709 | 2006023.9843 | 1716417.9981 | 1150626.1631 | 911836.7282 | 1339237.6004 |  | 0 |  | 0 |  | 0 | 23015218.4261 | ok
Production, Transmission and Distribution Labor Expenses |  | LBSUB |  | 64434373.6993 | 0 | 7690966.2623 | 7250102.761 | 7445905.5859 | 19032180.664 | 0 | 0 |  | 1600627.3274 | 1508875.7654 | 1549625.8274 |  | 0 | 1994049.833 | 0 | 3229634.5506 | 4622578.0685 | 569935.5089 | 815749.0709 | 2006023.9843 | 1716417.9981 | 1150626.1631 | 911836.7282 | 1339237.6004 |  | 0 |  | 0 |  | 0 | 64434373.6993 | ok
Customer Accounts Expense
901 | SUPERVISION/CUSTOMER ACCTS | LB901 | F025 | 2323402.4196 |  | 0 | 0 | 0 | 0 | 0 | 0 |  | 0 | 0 | 0 |  | 0 | 0 | 0 | 0 | 0 | 0 | 0 | 0 | 0 | 0 | 0 | 0 |  | 2323402.4196 |  | 0 |  | 0 | 2323402.4196 | ok
902 | METER READING EXPENSES | LB902 | F025 | 270538.2554 |  | 0 | 0 | 0 | 0 | 0 | 0 |  | 0 | 0 | 0 |  | 0 | 0 | 0 | 0 | 0 | 0 | 0 | 0 | 0 | 0 | 0 | 0 |  | 270538.2554 |  | 0 |  | 0 | 270538.2554 | ok
903 | RECORDS AND COLLECTION | LB903 | F025 | 8203409.5159 |  | 0 | 0 | 0 | 0 | 0 | 0 |  | 0 | 0 | 0 |  | 0 | 0 | 0 | 0 | 0 | 0 | 0 | 0 | 0 | 0 | 0 | 0 |  | 8203409.5159 |  | 0 |  | 0 | 8203409.5159 | ok
904 | UNCOLLECTIBLE ACCOUNTS | LB904 | F025 | 0 |  | 0 | 0 | 0 | 0 | 0 | 0 |  | 0 | 0 | 0 |  | 0 | 0 | 0 | 0 | 0 | 0 | 0 | 0 | 0 | 0 | 0 | 0 |  | 0 |  | 0 |  | 0 | 0 | ok
905 | MISC CUST ACCOUNTS | LB903 | F025 | 426247.2245 |  | 0 | 0 | 0 | 0 | 0 | 0 |  | 0 | 0 | 0 |  | 0 | 0 | 0 | 0 | 0 | 0 | 0 | 0 | 0 | 0 | 0 | 0 |  | 426247.2245 |  | 0 |  | 0 | 426247.2245 | ok
Total Customer Accounts Labor Expense |  | LBCA |  | 11223597.4154 | 0 | 0 | 0 | 0 | 0 | 0 | 0 |  | 0 | 0 | 0 |  | 0 | 0 | 0 | 0 | 0 | 0 | 0 | 0 | 0 | 0 | 0 | 0 |  | 11223597.4154 |  | 0 |  | 0 | 11223597.4154 | ok
Customer Service Expense
907 | SUPERVISION | LB907 | F026 | 180380.8167 |  | 0 | 0 | 0 | 0 | 0 | 0 |  | 0 | 0 | 0 |  | 0 | 0 | 0 | 0 | 0 | 0 | 0 | 0 | 0 | 0 | 0 | 0 |  | 0 |  | 180380.8167 |  | 0 | 180380.8167 | ok
908 | CUSTOMER ASSISTANCE EXPENSES | LB908 | F026 | 1275795.6189 |  | 0 | 0 | 0 | 0 | 0 | 0 |  | 0 | 0 | 0 |  | 0 | 0 | 0 | 0 | 0 | 0 | 0 | 0 | 0 | 0 | 0 | 0 |  | 0 |  | 1275795.6189 |  | 0 | 1275795.6189 | ok
908 | CUSTOMER ASSISTANCE EXP-LOAD MGMT | LB908x | F026 | 0 |  | 0 | 0 | 0 | 0 | 0 | 0 |  | 0 | 0 | 0 |  | 0 | 0 | 0 | 0 | 0 | 0 | 0 | 0 | 0 | 0 | 0 | 0 |  | 0 |  | 0 |  | 0 | 0 | ok
909 | INFORMATIONAL AND INSTRUCTIONA | LB909 | F026 | 0 |  | 0 | 0 | 0 | 0 | 0 | 0 |  | 0 | 0 | 0 |  | 0 | 0 | 0 | 0 | 0 | 0 | 0 | 0 | 0 | 0 | 0 | 0 |  | 0 |  | 0 |  | 0 | 0 | ok
909 | INFORM AND INSTRUC -LOAD MGMT | LB909x | F026 | 0 |  | 0 | 0 | 0 | 0 | 0 | 0 |  | 0 | 0 | 0 |  | 0 | 0 | 0 | 0 | 0 | 0 | 0 | 0 | 0 | 0 | 0 | 0 |  | 0 |  | 0 |  | 0 | 0 | ok
910 | MISCELLANEOUS CUSTOMER SERVICE | LB910 | F026 | 0 |  | 0 | 0 | 0 | 0 | 0 | 0 |  | 0 | 0 | 0 |  | 0 | 0 | 0 | 0 | 0 | 0 | 0 | 0 | 0 | 0 | 0 | 0 |  | 0 |  | 0 |  | 0 | 0 | ok
911 | DEMONSTRATION AND SELLING EXP | LB911 | F026 | 0 |  | 0 | 0 | 0 | 0 | 0 | 0 |  | 0 | 0 | 0 |  | 0 | 0 | 0 | 0 | 0 | 0 | 0 | 0 | 0 | 0 | 0 | 0 |  | 0 |  | 0 |  | 0 | 0 | ok
912 | DEMONSTRATION AND SELLING EXP | LB912 | F026 | 0 |  | 0 | 0 | 0 | 0 | 0 | 0 |  | 0 | 0 | 0 |  | 0 | 0 | 0 | 0 | 0 | 0 | 0 | 0 | 0 | 0 | 0 | 0 |  | 0 |  | 0 |  | 0 | 0 | ok
913 | WATER HEATER - HEAT PUMP PROGRAM | LB913 | F026 | 0 |  | 0 | 0 | 0 | 0 | 0 | 0 |  | 0 | 0 | 0 |  | 0 | 0 | 0 | 0 | 0 | 0 | 0 | 0 | 0 | 0 | 0 | 0 |  | 0 |  | 0 |  | 0 | 0 | ok
915 | MDSE-JOBBING-CONTRACT | LB915 | F026 | 0 |  | 0 | 0 | 0 | 0 | 0 | 0 |  | 0 | 0 | 0 |  | 0 | 0 | 0 | 0 | 0 | 0 | 0 | 0 | 0 | 0 | 0 | 0 |  | 0 |  | 0 |  | 0 | 0 | ok
916 | MISC SALES EXPENSE | LB916 | F026 | 0 |  | 0 | 0 | 0 | 0 | 0 | 0 |  | 0 | 0 | 0 |  | 0 | 0 | 0 | 0 | 0 | 0 | 0 | 0 | 0 | 0 | 0 | 0 |  | 0 |  | 0 |  | 0 | 0 | ok
Total Customer Service Labor Expense |  | LBCS |  | 1456176.4357 | 0 | 0 | 0 | 0 | 0 | 0 | 0 |  | 0 | 0 | 0 |  | 0 | 0 | 0 | 0 | 0 | 0 | 0 | 0 | 0 | 0 | 0 | 0 |  | 0 |  | 1456176.4357 |  | 0 | 1456176.4357 | ok
Sub-Total Labor Exp |  | LBSUB7 |  | 77114147.5504 |  | 7690966.2623 | 7250102.761 | 7445905.5859 | 19032180.664 | 0 | 0 |  | 1600627.3274 | 1508875.7654 | 1549625.8274 |  | 0 | 1994049.833 | 0 | 3229634.5506 | 4622578.0685 | 569935.5089 | 815749.0709 | 2006023.9843 | 1716417.9981 | 1150626.1631 | 911836.7282 | 1339237.6004 |  | 11223597.4154 |  | 1456176.4357 |  | 0 | 77114147.5504 | ok
Labor Expenses (Continued)
Administrative and General Expense
920 | ADMIN. & GEN. SALARIES- | LB920 | LBSUB7 | 19421711.4456 |  | 1937021.0555 | 1825986.6477 | 1875300.8927 | 4793381.4064 | 0 | 0 |  | 403128.6485 | 380020.4068 | 390283.5812 |  | 0 | 502214.7258 | 0 | 813404.9628 | 1164227.0612 | 143542.0523 | 205451.8343 | 505230.4955 | 432291.2998 | 289792.8594 | 229652.1505 | 337295.9056 |  | 2826737.7298 |  | 366747.7298 |  | 0 | 19421711.4456 | ok
921 | OFFICE SUPPLIES AND EXPENSES | LB921 | LBSUB7 | 34618.8751 |  | 3452.7076 | 3254.7906 | 3342.6924 | 8544.122 | 0 | 0 |  | 718.5701 | 677.38 | 695.6739 |  | 0 | 895.1893 | 0 | 1449.8807 | 2075.2152 | 255.8613 | 366.2145 | 900.5649 | 770.552 | 516.5509 | 409.3511 | 601.2243 |  | 5038.6126 |  | 653.7217 |  | 0 | 34618.8751 | ok
922 | ADMIN. EXPENSES TRANSFERRED - CREDIT | LB922 | LBSUB7 | -1884219.0815 |  | -187922.2665 | -177150.1391 | -181934.4158 | -465035.2641 | 0 | 0 |  | -39109.9772 | -36868.1053 | -37863.7986 |  | 0 | -48722.9239 | 0 | -78913.3932 | -112948.7919 | -13925.8929 | -19932.1397 | -49015.5022 | -41939.2245 | -28114.5787 | -22279.9605 | -32723.1399 |  | -274239.1258 |  | -35580.4416 |  | 0 | -1884219.0815 | ok
923 | OUTSIDE SERVICES EMPLOYED | LB923 | LBSUB7 | 0 |  | 0 | 0 | 0 | 0 | 0 | 0 |  | 0 | 0 | 0 |  | 0 | 0 | 0 | 0 | 0 | 0 | 0 | 0 | 0 | 0 | 0 | 0 |  | 0 |  | 0 |  | 0 | 0 | ok
924 | PROPERTY INSURANCE | LB924 | TUP | 0 |  | 0 | 0 | 0 | 0 | 0 | 0 |  | 0 | 0 | 0 |  | 0 | 0 | 0 | 0 | 0 | 0 | 0 | 0 | 0 | 0 | 0 | 0 |  | 0 |  | 0 |  | 0 | 0 | ok
925 | INJURIES AND DAMAGES - INSURAN | LB925 | LBSUB7 | 795435.8929 |  | 79332.6622 | 74785.1354 | 76804.8503 | 196317.7977 | 0 | 0 |  | 16510.5427 | 15564.1212 | 15984.46 |  | 0 | 20568.7135 | 0 | 33313.8253 | 47682.1002 | 5878.9104 | 8414.4883 | 20692.2274 | 17704.9287 | 11868.7605 | 9405.6368 | 13814.296 |  | 115771.9111 |  | 15020.5253 |  | 0 | 795435.8929 | ok
926 | EMPLOYEE BENEFITS | LB926 | LBSUB7 | 34920649.6021 |  | 3482804.9908 | 3283162.7676 | 3371830.8274 | 8618601.5568 | 0 | 0 |  | 724833.8705 | 683284.7612 | 701738.1668 |  | 0 | 902992.7415 | 0 | 1462519.3958 | 2093304.9786 | 258091.6581 | 369406.7609 | 908415.1595 | 777268.9368 | 521053.7151 | 412919.4433 | 606465.2008 |  | 5082534.4644 |  | 659420.2061 |  | 0 | 34920649.6021 | ok
928 | REGULATORY COMMISSION FEES | LB928 | TUP | 0 |  | 0 | 0 | 0 | 0 | 0 | 0 |  | 0 | 0 | 0 |  | 0 | 0 | 0 | 0 | 0 | 0 | 0 | 0 | 0 | 0 | 0 | 0 |  | 0 |  | 0 |  | 0 | 0 | ok
929 | DUPLICATE CHARGES-CR | LB929 | LBSUB7 | 0 |  | 0 | 0 | 0 | 0 | 0 | 0 |  | 0 | 0 | 0 |  | 0 | 0 | 0 | 0 | 0 | 0 | 0 | 0 | 0 | 0 | 0 | 0 |  | 0 |  | 0 |  | 0 | 0 | ok
930 | MISCELLANEOUS GENERAL EXPENSES | LB930 | LBSUB7 | 30997.1912 |  | 3091.4995 | 2914.2878 | 2992.9937 | 7650.2712 | 0 | 0 |  | 643.3962 | 606.5153 | 622.8954 |  | 0 | 801.5383 | 0 | 1298.2002 | 1858.1148 | 229.0941 | 327.9026 | 806.3515 | 689.94 | 462.5115 | 366.5265 | 538.3267 |  | 4511.4937 |  | 585.332 |  | 0 | 30997.1912 | ok
931 | RENTS AND LEASES | LB931 | PGP | 0 |  | 0 | 0 | 0 | 0 | 0 | 0 |  | 0 | 0 | 0 |  | 0 | 0 | 0 | 0 | 0 | 0 | 0 | 0 | 0 | 0 | 0 | 0 |  | 0 |  | 0 |  | 0 | 0 | ok
932 | MAINTENANCE OF GENERAL PLANT | LB932 | PGP | 0 |  | 0 | 0 | 0 | 0 | 0 | 0 |  | 0 | 0 | 0 |  | 0 | 0 | 0 | 0 | 0 | 0 | 0 | 0 | 0 | 0 | 0 | 0 |  | 0 |  | 0 |  | 0 | 0 | ok
935 | MAINTENANCE OF GENERAL PLANT | LB935 | PGP | 5065261.5826 |  | 1141244.7125 | 1075825.9963 | 1104880.725 | 0 | 0 | 0 |  | 170375.825 | 160609.4991 | 164947.0644 |  | 0 | 135504.5373 | 0 | 219468.0033 | 314124.6983 | 38729.6476 | 55433.7703 | 136318.234 | 116638.2217 | 78190.1551 | 61963.3531 | 91007.1395 |  | 0 |  | 0 |  | 0 | 5065261.5826 | ok
Total Administrative and General Expense |  | LBAG |  | 58384455.508 | 0 | 6459025.3616 | 6088779.4863 | 6253218.5657 | 13159459.8901 | 0 | 0 |  | 1277100.8759 | 1203894.5785 | 1236408.0431 |  | 0 | 1514254.5218 | 0 | 2452540.8749 | 3510323.3764 | 432801.3309 | 619468.8311 | 1523347.5306 | 1303424.6546 | 873769.9739 | 692436.5008 | 1016998.9529 |  | 7760355.0859 |  | 1006847.0732 |  | 0 | 58384455.508 | ok
Total Operation and Maintenance Expenses |  | TLB |  | 135498603.0584 |  | 14149991.6238 | 13338882.2473 | 13699124.1516 | 32191640.5541 | 0 | 0 |  | 2877728.2033 | 2712770.3439 | 2786033.8705 |  | 0 | 3508304.3548 | 0 | 5682175.4255 | 8132901.4449 | 1002736.8398 | 1435217.902 | 3529371.5149 | 3019842.6527 | 2024396.137 | 1604273.229 | 2356236.5533 |  | 18983952.5013 |  | 2463023.5089 |  | 0 | 135498603.0584 | ok
Operation and Maintenance Expenses Less Purchase Power |  | LBLPP |  | 135498603.0584 | 0 | 14149991.6238 | 13338882.2473 | 13699124.1516 | 32191640.5541 | 0 | 0 |  | 2877728.2033 | 2712770.3439 | 2786033.8705 |  | 0 | 3508304.3548 | 0 | 5682175.4255 | 8132901.4449 | 1002736.8398 | 1435217.902 | 3529371.5149 | 3019842.6527 | 2024396.137 | 1604273.229 | 2356236.5533 |  | 18983952.5013 |  | 2463023.5089 |  | 0 | 135498603.0584 | ok
Other Expenses
Depreciation Expenses
Steam Production |  | DEPRTP | PPRTL | 98366735.2027 |  | 33793545.3531 | 31856423.2521 | 32716766.5975 | 0 | 0 | 0 |  | 0 | 0 | 0 |  | 0 | 0 | 0 | 0 | 0 | 0 | 0 | 0 | 0 | 0 | 0 | 0 |  | 0 |  | 0 |  | 0 | 98366735.2027 | ok
Hydraulic Production |  | DEPRDP1 | PPRTL | 129933.8846 |  | 44638.3283 | 42079.5589 | 43215.9974 | 0 | 0 | 0 |  | 0 | 0 | 0 |  | 0 | 0 | 0 | 0 | 0 | 0 | 0 | 0 | 0 | 0 | 0 | 0 |  | 0 |  | 0 |  | 0 | 129933.8846 | ok
Other Production |  | DEPRDP2 | PPRTL | 14936093.9207 |  | 5131242.4497 | 4837108.0802 | 4967743.3908 | 0 | 0 | 0 |  | 0 | 0 | 0 |  | 0 | 0 | 0 | 0 | 0 | 0 | 0 | 0 | 0 | 0 | 0 | 0 |  | 0 |  | 0 |  | 0 | 14936093.9207 | ok
Transmission - Kentucky System Property |  | DEPRDP3 | PTRAN | 9156938.1887 |  | 0 | 0 | 0 | 0 | 0 | 0 |  | 3145833.8567 | 2965507.5777 | 3045596.7543 |  | 0 | 0 | 0 | 0 | 0 | 0 | 0 | 0 | 0 | 0 | 0 | 0 |  | 0 |  | 0 |  | 0 | 9156938.1887 | ok
Transmission - Virginia Property |  | DEPRDP4 | PTRAN | 133400.8935 |  | 0 | 0 | 0 | 0 | 0 | 0 |  | 45829.407 | 43202.3622 | 44369.1243 |  | 0 | 0 | 0 | 0 | 0 | 0 | 0 | 0 | 0 | 0 | 0 | 0 |  | 0 |  | 0 |  | 0 | 133400.8935 | ok
Distribution |  | DEPRDP5 | PDIST | 32743234.0339 |  | 0 | 0 | 0 | 0 | 0 | 0 |  | 0 | 0 | 0 |  | 0 | 3556947.1557 | 0 | 5760959.0485 | 8245664.4966 | 1016639.8321 | 1455117.2641 | 3578306.4129 | 3061712.9096 | 2052464.4823 | 1626516.5509 | 2388905.8812 |  | 0 |  | 0 |  | 0 | 32743234.0339 | ok
General Plant |  | DEPRDP6 | PGP | 5699724.426 |  | 1284194.3615 | 1210581.4496 | 1243275.5058 | 0 | 0 | 0 |  | 191716.7032 | 180727.0701 | 185607.9487 |  | 0 | 152477.5193 | 0 | 246958.0531 | 353471.2248 | 43580.8329 | 62377.275 | 153393.1378 | 131248.0532 | 87984.0715 | 69724.7381 | 102406.4814 |  | 0 |  | 0 |  | 0 | 5699724.426 | ok
Intangible Plant |  | DEPRAADJ | PINT | 6534688.092 |  | 1472318.4798 | 1387921.8698 | 1425405.3417 | 0 | 0 | 0 |  | 219801.6542 | 207202.1285 | 212798.0164 |  | 0 | 174814.2463 | 0 | 283135.4165 | 405251.9089 | 49965.0735 | 71515.0427 | 175863.9956 | 150474.8346 | 100873.0284 | 79938.85 | 117408.2051 |  | 0 |  | 0 |  | 0 | 6534688.092 | ok
Total Depreciation Expense |  | TDEPR |  | 167700748.6423 |  | 41725938.9724 | 39334114.2105 | 40396406.8333 | 0 | 0 | 0 |  | 3603181.6212 | 3396639.1386 | 3488371.8437 |  | 0 | 3884238.9213 | 0 | 6291052.5181 | 9004387.6303 | 1110185.7385 | 1589009.5818 | 3907563.5463 | 3343435.7973 | 2241321.5823 | 1776180.139 | 2608720.5677 |  | 0 |  | 0 |  | 0 | 167700748.6423 | ok
Regulatory Credits and Accretion Expenses
Production Plant |  | ACRTPP | PPRTL | -2647544.4534 |  | -909554.5702 | -857416.8545 | -880573.0287 | 0 | 0 | 0 |  | 0 | 0 | 0 |  | 0 | 0 | 0 | 0 | 0 | 0 | 0 | 0 | 0 | 0 | 0 | 0 |  | 0 |  | 0 |  | 0 | -2647544.4534 | ok
Transmission Plant |  | ACRTTP | PTRAN | -5403.6107 |  | 0 | 0 | 0 | 0 | 0 | 0 |  | -1856.3914 | -1749.9789 | -1797.2404 |  | 0 | 0 | 0 | 0 | 0 | 0 | 0 | 0 | 0 | 0 | 0 | 0 |  | 0 |  | 0 |  | 0 | -5403.6107 | ok
Distribution Plant |  |  | PDIST | -12404.1874 |  | 0 | 0 | 0 | 0 | 0 | 0 |  | 0 | 0 | 0 |  | 0 | -1347.4857 | 0 | -2182.4361 | -3123.7222 | -385.1358 | -551.2451 | -1355.5773 | -1159.8751 | -777.5394 | -616.1766 | -904.9942 |  | 0 |  | 0 |  | 0 | -12404.1874 | ok
Total Regulatory Credits and Accretion Expenses |  | TACRT |  | -2665352.2514 |  | -909554.5702 | -857416.8545 | -880573.0287 | 0 | 0 | 0 |  | -1856.3914 | -1749.9789 | -1797.2404 |  | 0 | -1347.4857 | 0 | -2182.4361 | -3123.7222 | -385.1358 | -551.2451 | -1355.5773 | -1159.8751 | -777.5394 | -616.1766 | -904.9942 |  | 0 | 0 | 0 |  | 0 | -2665352.2514 | ok
Property Taxes |  | PTAX | TUP | 17000077.4415 |  | 3869960.7349 | 3648125.8729 | 3746650.4559 | 0 | 0 | 0 |  | 579588.0069 | 546364.7174 | 561120.3366 |  | 0 | 439769.4163 | 0 | 712266.3023 | 1019467.2296 | 125694.0533 | 179905.9817 | 442410.2056 | 378540.2594 | 253760.0554 | 201097.2339 | 295356.5794 |  | 0 |  | 0 |  | 0 | 17000077.4415 | ok
Other Taxes |  | OTAX | TUP | 8845972.7081 | 600157 | 2013730.0645 | 1898298.5235 | 1949565.6884 | 0 | 0 | 0 |  | 301588.0197 | 284300.3154 | 291978.3866 |  | 0 | 228833.5608 | 0 | 370627.0335 | 530478.7182 | 65404.7706 | 93613.8914 | 230207.6928 | 196973.0324 | 132043.7823 | 104640.7376 | 153688.4905 |  | 0 |  | 0 |  | 0 | 8845972.7081 | ok
Gain Disposition of Allowances |  | GAIN | F013 | -767.2743 | 600157 | 0 | 0 | 0 | -767.2743 | 0 | 0 |  | 0 | 0 | 0 |  | 0 | 0 | 0 | 0 | 0 | 0 | 0 | 0 | 0 | 0 | 0 | 0 |  | 0 |  | 0 |  | 0 | -767.2743 | ok
Interest |  | INTLTD | TUP | 59882590.2128 |  | 13631895.1265 | 12850484.2076 | 13197535.9932 | 0 | 0 | 0 |  | 2041592.5296 | 1924563.8494 | 1976540.3594 |  | 0 | 1549083.0459 | 0 | 2508950.4003 | 3591062.3675 | 442755.953 | 633716.8884 | 1558385.1979 | 1333403.9985 | 893867.0699 | 708362.8467 | 1040390.3788 |  | 0 |  | 0 |  | 0 | 59882590.2128 | ok
Other Expenses |  | OT | TUP | 0 |  | 0 | 0 | 0 | 0 | 0 | 0 |  | 0 | 0 | 0 |  | 0 | 0 | 0 | 0 | 0 | 0 | 0 | 0 | 0 | 0 | 0 | 0 |  | 0 |  | 0 |  | 0 | 0 | ok
Total Other Expenses |  | TOE |  | 250763269.4788 |  | 60331970.3281 | 56873605.96 | 58409585.9422 | -767.2743 | 0 | 0 |  | 6524093.7859 | 6150118.042 | 6316213.6859 |  | 0 | 6100577.4586 | 0 | 9880713.8181 | 14142272.2232 | 1743655.3797 | 2495695.0982 | 6137211.0653 | 5251193.2125 | 3520214.9505 | 2789664.7806 | 4097251.0222 |  | 0 |  | 0 |  | 0 | 250763269.4788 | ok
Total Cost of Service (O&M + Other Expenses) |  |  |  | 1109551252.2854 | 0 | 91470374.3754 | 86227086.5837 | 88555813.1814 | 611930421.7585 | 0 | 0 |  | 16744267.3544 | 15784448.2523 | 16210737.3215 |  | 0 | 12139499.2629 | 0 | 27858672.1244 | 37145092.1585 | 4916236.2572 | 6555016.2633 | 9254312.618 | 7918284.5577 | 5249914.6232 | 12296021.7663 | 6062361.1434 | 0 | 37377841.8746 | 0 | 15854850.8088 | 0 | 0 | 1109551252.2854 | ok
Non-Operating Items
Non-Operating Margins - Interest |  |  |  | 0
AFUDC |  |  |  | 0
Income (Loss) from Equity Investments |  |  |  | 0
Non-Operating Margins - Other |  |  |  | 0
Generation and Transmission Capital Credits |  |  |  | 0
Other Capital Credits and Patronage Dividends |  |  |  | 0
Extraordinary Items |  |  |  | 0
Long Term Debt Service Requirements |  |  |  | 0
Functional Vectors
Station Equipment |  | F001 |  | 1 |  | 0 | 0 | 0 | 0 | 0 | 0 |  | 0 | 0 | 0 |  | 0 | 1 | 0 | 0 | 0 | 0 | 0 | 0 | 0 | 0 | 0 | 0 |  | 0 |  | 0 |  | 0 | 1 | ok
Poles, Towers and Fixtures |  | F002 |  | 1 |  | 0 | 0 | 0 | 0 | 0 | 0 |  | 0 | 0 | 0 |  | 0 | 0 | 0 | 0.38615 | 0.46384 | 0.068145 | 0.081855 | 0 | 0 | 0 | 0 | 0 |  | 0 |  | 0 |  | 0 | 1 | ok
Overhead Conductors and Devices |  | F003 |  | 1 |  | 0 | 0 | 0 | 0 | 0 | 0 |  | 0 | 0 | 0 |  | 0 | 0 | 0 | 0.38615 | 0.46384 | 0.068145 | 0.081855 | 0 | 0 | 0 | 0 | 0 |  | 0 |  | 0 |  | 0 | 1 | ok
Underground Conductors and Devices |  | F004 |  | 1 |  | 0 | 0 | 0 | 0 | 0 | 0 |  | 0 | 0 | 0 |  | 0 | 0 | 0 | 0.21072 | 0.63928 | 0.037185 | 0.11281 | 0 | 0 | 0 | 0 | 0 |  | 0 |  | 0 |  | 0 | 1 | ok
Line Transformers |  | F005 |  | 1 |  | 0 | 0 | 0 | 0 | 0 | 0 |  | 0 | 0 | 0 |  | 0 | 0 | 0 | 0 | 0 | 0 | 0 | 0.5389 | 0.4611 | 0 | 0 | 0 |  | 0 |  | 0 |  | 0 | 1 | ok
Services |  | F006 |  | 1 |  | 0 | 0 | 0 | 0 | 0 | 0 |  | 0 | 0 | 0 |  | 0 | 0 | 0 | 0 | 0 | 0 | 0 | 0 | 0 | 1 | 0 | 0 |  | 0 |  | 0 |  | 0 | 1 | ok
Meters |  | F007 |  | 1 |  | 0 | 0 | 0 | 0 | 0 | 0 |  | 0 | 0 | 0 |  | 0 | 0 | 0 | 0 | 0 | 0 | 0 | 0 | 0 | 0 | 1 | 0 |  | 0 |  | 0 |  | 0 | 1 | ok
Street Lighting |  | F008 |  | 1 |  | 0 | 0 | 0 | 0 | 0 | 0 |  | 0 | 0 | 0 |  | 0 | 0 | 0 | 0 | 0 | 0 | 0 | 0 | 0 | 0 | 0 | 1 |  | 0 |  | 0 |  | 0 | 1 | ok
Meter Reading |  | F009 |  | 1 |  | 0 | 0 | 0 | 0 | 0 | 0 |  | 0 | 0 | 0 |  | 0 | 0 | 0 | 0 | 0 | 0 | 0 | 0 | 0 | 0 | 0 | 0 |  | 0 |  | 1 |  | 0 | 1 | ok
Billing |  | F010 |  | 1 |  | 0 | 0 | 0 | 0 | 0 | 0 |  | 0 | 0 | 0 |  | 0 | 0 | 0 | 0 | 0 | 0 | 0 | 0 | 0 | 0 | 0 | 0 |  | 0 |  | 1 |  | 0 | 1 | ok
Transmission |  | F011 |  | 1 |  | 0 | 0 | 0 | 0 | 0 | 0 |  | 0.34355 | 0.32385 | 0.3326 |  | 0 | 0 | 0 | 0 | 0 | 0 | 0 | 0 | 0 | 0 | 0 | 0 |  | 0 |  | 0 |  | 0 | 1 | ok
Load Management |  | F012 |  | 1 |  | 0 | 0 | 0 | 0 | 0 | 0 |  | 0 | 0 | 0 |  | 0 | 0 | 0 | 0 | 0 | 0 | 0 | 0 | 0 | 0 | 0 | 0 |  | 0 |  | 0 |  | 1 | 1 | ok
Production Plant |  | F017 |  | 1 |  | 0.34355 | 0.32385 | 0.3326 | 0 | 0 | 0 |  | 0 | 0 | 0 |  | 0 | 0 | 0 | 0 | 0 | 0 | 0 | 0 | 0 | 0 | 0 | 0 |  | 0 |  | 0 |  | 0 | 1 | ok
Provar |  | PROVAR |  | 1 |  | 0 | 0 | 0 | 1 | 0 | 0 |  | 0 | 0 | 0 |  | 0 | 0 | 0 | 0 | 0 | 0 | 0 | 0 | 0 | 0 | 0 | 0 |  | 0 |  | 0 |  | 0 | 1 | ok
Fuel |  | F018 |  | 1 |  | 0 | 0 | 0 | 1 | 0 | 0 |  | 0 | 0 | 0 |  | 0 | 0 | 0 | 0 | 0 | 0 | 0 | 0 | 0 | 0 | 0 | 0 |  | 0 |  | 0 |  | 0 | 1 | ok
Steam Generation Operation Labor |  | F019 |  | 17747781.3208 |  | 5054286.4393 | 4764563.3616 | 4893239.4641 | 3035692.0557 | 0 | 0 |  | 0 | 0 | 0 |  | 0 | 0 | 0 | 0 | 0 | 0 | 0 | 0 | 0 | 0 | 0 | 0 |  | 0 |  | 0 |  | 0 | 17747781.3208 | ok
PROFIX |  | PROFIX |  | 1 |  | 0.34355 | 0.32385 | 0.3326 | 0 | 0 | 0 |  | 0 | 0 | 0 |  | 0 | 0 | 0 | 0 | 0 | 0 | 0 | 0 | 0 | 0 | 0 | 0 |  | 0 |  | 0 |  | 0 | 1 | ok
Steam Generation Maintenance Labor |  | F020 |  | 10978176.4896 |  | 339969.7986 | 320481.9643 | 329137.1898 | 9988587.5369 | 0 | 0 |  | 0 | 0 | 0 |  | 0 | 0 | 0 | 0 | 0 | 0 | 0 | 0 | 0 | 0 | 0 | 0 |  | 0 |  | 0 |  | 0 | 10978176.4896 | ok
Hydraulic Generation Operation Labor |  | F021 |  | 4594.7001 |  | 1578.493 | 1488.0103 | 1528.1968 | 0 | 0 | 0 |  | 0 | 0 | 0 |  | 0 | 0 | 0 | 0 | 0 | 0 | 0 | 0 | 0 | 0 | 0 | 0 |  | 0 |  | 0 |  | 0 | 4594.7001 | ok
Hydraulic Generation Maintenance Labor |  | F022 |  | 68245.8557 |  | 6637.3721 | 6256.903 | 6425.8826 | 48925.6979 | 0 | 0 |  | 0 | 0 | 0 |  | 0 | 0 | 0 | 0 | 0 | 0 | 0 | 0 | 0 | 0 | 0 | 0 |  | 0 |  | 0 |  | 0 | 68245.8557 | ok
Distribution Operation Labor |  | F023 |  | 10093340.4502 |  | 0 | 0 | 0 | 0 | 0 | 0 |  | 0 | 0 | 0 |  | 0 | 1757901.2952 | 0 | 1094603.8626 | 1457769.7438 | 193165.3875 | 257253.4842 | 286039.4484 | 244744.4603 | 164068.0648 | 4442695.0297 | 195099.6736 |  | 0 |  | 0 |  | 0 | 10093340.4502 | ok
Distribution Maintenance Labor |  | F024 |  | 6883579.2781 |  | 0 | 0 | 0 | 0 | 0 | 0 |  | 0 | 0 | 0 |  | 0 | 337251.704 | 0 | 2460894.9689 | 3023494.3175 | 434275.5827 | 533557.8207 | 44083.7226 | 37719.4368 | 4161.0619 | 3297.5168 | 4843.1461 |  | 0 |  | 0 |  | 0 | 6883579.2781 | ok
Customer Accounts Expense |  | F025 |  | 1 |  | 0 | 0 | 0 | 0 | 0 | 0 |  | 0 | 0 | 0 |  | 0 | 0 | 0 | 0 | 0 | 0 | 0 | 0 | 0 | 0 | 0 | 0 |  | 1 |  | 0 |  | 0 | 1 | ok
Customer Service Expense |  | F026 |  | 1 |  | 0 | 0 | 0 | 0 | 0 | 0 |  | 0 | 0 | 0 |  | 0 | 0 | 0 | 0 | 0 | 0 | 0 | 0 | 0 | 0 | 0 | 0 |  | 0 |  | 1 |  | 0 | 1 | ok
Customer Advances |  | F027 |  | 678476389.1 |  | 0 | 0 | 0 | 0 | 0 | 0 |  | 0 | 0 | 0 |  | 0 | 0 | 0 | 237200170.2156 | 339504760.5194 | 41858853.5675 | 59912604.7975 | 0 | 0 | 0 | 0 | 0 |  | 0 |  | 0 |  | 0 | 678476389.1
Purchase Power Demand |  |  | F017 | 7557847.9748 |  | 2596472.047 | 2447636.4237 | 2513739.5041 | 0 | 0 | 0 |  | 0 | 0 | 0 |  | 0 | 0 | 0 | 0 | 0 | 0 | 0 | 0 | 0 | 0 | 0 | 0 |  | 0 |  | 0 |  | 0 | 7557847.9748 | ok
Purchase Power Energy |  |  | F018 | 82502852.8136 |  | 0 | 0 | 0 | 82502852.8136 | 0 | 0 |  | 0 | 0 | 0 |  | 0 | 0 | 0 | 0 | 0 | 0 | 0 | 0 | 0 | 0 | 0 | 0 |  | 0 |  | 0 |  | 0 | 82502852.8136 | ok
Purchased Power Expenses |  | OMPP | F017 | 90060700.7883 |  | 2596472.047 | 2447636.4237 | 2513739.5041 | 82502852.8136 | 0 | 0 | 0 | 0 | 0 | 0 | 0 | 0 | 0 | 0 | 0 | 0 | 0 | 0 | 0 | 0 | 0 | 0 | 0 | 0 | 0 | 0 | 0 | 0 | 0 | 90060700.7883 | ok
Gain Disposition of Allowances |  | F013 |  | 1 |  | 0 | 0 | 0 | 1 | 0 | 0 |  | 0 | 0 | 0 |  | 0 | 0 | 0 | 0 | 0 | 0 | 0 | 0 | 0 | 0 | 0 | 0 |  | 0 |  | 0 |  | 0 | 1 | ok
Intallations on Customer Premises - Accum Depr |  | F014 |  | 1 |  | 0 | 0 | 0 | 0 | 0 | 0 |  | 0 | 0 | 0 |  | 0 | 0 | 0 | 0 | 0 | 0 | 0 | 0 | 0 | 0 | 0 | 0 |  | 1 |  | 0 |  | 0 | 1 | ok
Generators -Energy |  | F015 |  | 1 |  | 0 | 0 | 0 | 0 | 0 | 1 |  | 0 | 0 | 0 |  | 0 | 0 | 0 | 0 | 0 | 0 | 0 | 0 | 0 | 0 | 0 | 0 |  | 0 |  | 0 |  | 0 | 1 | ok
|  | Energy |  | 1 |  | 0 | 0 | 0 | 1 | 0 | 0 |  | 0 | 0 | 0 |  | 0 | 0 | 0 | 0 | 0 | 0 | 0 | 0 | 0 | 0 | 0 | 0 |  | 0 |  | 0 |  | 0 | 1 | ok
Internally Generated Functional Vectors
Total Prod, Trans, and Dist Plant |  |  | PT&D | 1 |  | 0.22531 | 0.21239 | 0.21813 | 0 | 0 | 0 |  | 0.033636 | 0.031708 | 0.032564 |  | 0 | 0.026752 | 0 | 0.043328 | 0.062015 | 0.0076461 | 0.010944 | 0.026912 | 0.023027 | 0.015437 | 0.012233 | 0.017967 |  | 0 |  | 0 |  | 0 | 1 | ok
Total Distribution Plant |  |  | PDIST | 1 |  | 0 | 0 | 0 | 0 | 0 | 0 |  | 0 | 0 | 0 |  | 0 | 0.10863 | 0 | 0.17594 | 0.25183 | 0.031049 | 0.04444 | 0.10928 | 0.093507 | 0.062684 | 0.049675 | 0.072959 |  | 0 |  | 0 |  | 0 | 1 | ok
Total Transmission Plant |  |  | PTRAN | 1 |  | 0 | 0 | 0 | 0 | 0 | 0 |  | 0.34355 | 0.32385 | 0.3326 |  | 0 | 0 | 0 | 0 | 0 | 0 | 0 | 0 | 0 | 0 | 0 | 0 |  | 0 |  | 0 |  | 0 | 1 | ok
Operation and Maintenance Expenses Less Purchase Power |  |  | OMLPP | 1 |  | 0.037129 | 0.035001 | 0.035946 | 0.68871 | 0 | 0 |  | 0.013295 | 0.012533 | 0.012871 |  | 0 | 0.0078557 | 0 | 0.023387 | 0.029923 | 0.0041271 | 0.0052806 | 0.0040549 | 0.0034695 | 0.0022501 | 0.012366 | 0.0025563 |  | 0.048623 |  | 0.020625 |  | 0 | 1 | ok
Total Plant in Service |  |  | TPIS | 1 |  | 0.22525 | 0.21234 | 0.21807 | 0 | 0 | 0 |  | 0.033627 | 0.0317 | 0.032556 |  | 0 | 0.026774 | 0 | 0.043363 | 0.062066 | 0.0076524 | 0.010953 | 0.026934 | 0.023046 | 0.015449 | 0.012243 | 0.017982 |  | 0 |  | 0 |  | 0 | 1 | ok
Total Operation and Maintenance Expenses (Labor) |  |  | TLB | 1 |  | 0.10443 | 0.098443 | 0.1011 | 0.23758 | 0 | 0 |  | 0.021238 | 0.020021 | 0.020561 |  | 0 | 0.025892 | 0 | 0.041935 | 0.060022 | 0.0074003 | 0.010592 | 0.026047 | 0.022287 | 0.01494 | 0.01184 | 0.017389 |  | 0.1401 |  | 0.018177 |  | 0 | 1 | ok
Sub-Total Prod, Trans, Dist, Cust Acct and Cust Service |  |  | OMSUB2 | 1 |  | 0.025401 | 0.023945 | 0.024592 | 0.77529 | 0 | 0 |  | 0.010501 | 0.0098987 | 0.010166 |  | 0 | 0.0047284 | 0 | 0.018363 | 0.022719 | 0.0032405 | 0.0040092 | 0.00089387 | 0.00076483 | 0.00043668 | 0.01097 | 0.00044542 |  | 0.034757 |  | 0.018881 |  | 0 | 1 | ok
Total Steam Power Operation Expenses (Labor) |  |  | LBSUB1 | 1 |  | 0.28478 | 0.26846 | 0.27571 | 0.17105 | 0 | 0 |  | 0 | 0 | 0 |  | 0 | 0 | 0 | 0 | 0 | 0 | 0 | 0 | 0 | 0 | 0 | 0 |  | 0 |  | 0 |  | 0 | 1 | ok
Total Steam Power Generation Maintenance Expense (Labor) |  |  | LBSUB2 | 1 |  | 0.030968 | 0.029193 | 0.029981 | 0.90986 | 0 | 0 |  | 0 | 0 | 0 |  | 0 | 0 | 0 | 0 | 0 | 0 | 0 | 0 | 0 | 0 | 0 | 0 |  | 0 |  | 0 |  | 0 | 1 | ok
Total Hydraulic Power Operation Expenses (Labor) |  |  | LBSUB3 | 1 |  | 0.34355 | 0.32385 | 0.3326 | 0 | 0 | 0 |  | 0 | 0 | 0 |  | 0 | 0 | 0 | 0 | 0 | 0 | 0 | 0 | 0 | 0 | 0 | 0 |  | 0 |  | 0 |  | 0 | 1 | ok
Total Hydraulic Power Generation Maint. Expense (Labor) |  |  | LBSUB4 | 1 |  | 0.097257 | 0.091682 | 0.094158 | 0.7169 | 0 | 0 |  | 0 | 0 | 0 |  | 0 | 0 | 0 | 0 | 0 | 0 | 0 | 0 | 0 | 0 | 0 | 0 |  | 0 |  | 0 |  | 0 | 1 | ok
Total Other Power Generation Expenses (Labor) |  |  | LBSUB5 | 1 |  | 0.34355 | 0.32385 | 0.3326 | 0 | 0 | 0 |  | 0 | 0 | 0 |  | 0 | 0 | 0 | 0 | 0 | 0 | 0 | 0 | 0 | 0 | 0 | 0 |  | 0 |  | 0 |  | 0 | 1 | ok
Total Transmission Labor Expenses |  |  | LBTRAN | 1 |  | 0 | 0 | 0 | 0 | 0 | 0 |  | 0.34355 | 0.32385 | 0.3326 |  | 0 | 0 | 0 | 0 | 0 | 0 | 0 | 0 | 0 | 0 | 0 | 0 |  | 0 |  | 0 |  | 0 | 1 | ok
Total Distribution Operation Labor Expense |  |  | LBDO | 1 |  | 0 | 0 | 0 | 0 | 0 | 0 |  | 0 | 0 | 0 |  | 0 | 0.17416 | 0 | 0.10845 | 0.14443 | 0.019138 | 0.025487 | 0.028339 | 0.024248 | 0.016255 | 0.44016 | 0.01933 |  | 0 |  | 0 |  | 0 | 1 | ok
Total Distribution Maintenance Labor Expense |  |  | LBDM | 1 |  | 0 | 0 | 0 | 0 | 0 | 0 |  | 0 | 0 | 0 |  | 0 | 0.048994 | 0 | 0.3575 | 0.43923 | 0.063089 | 0.077512 | 0.0064042 | 0.0054796 | 0.00060449 | 0.00047904 | 0.00070358 |  | 0 |  | 0 |  | 0 | 1 | ok
Sub-Total Labor Exp |  |  | LBSUB7 | 1 |  | 0.099735 | 0.094018 | 0.096557 | 0.24681 | 0 | 0 |  | 0.020757 | 0.019567 | 0.020095 |  | 0 | 0.025858 | 0 | 0.041881 | 0.059945 | 0.0073908 | 0.010578 | 0.026014 | 0.022258 | 0.014921 | 0.011825 | 0.017367 |  | 0.14555 |  | 0.018883 |  | 0 | 1 | ok
Total General Plant |  |  | PGP | 1 |  | 0.22531 | 0.21239 | 0.21813 | 0 | 0 | 0 |  | 0.033636 | 0.031708 | 0.032564 |  | 0 | 0.026752 | 0 | 0.043328 | 0.062015 | 0.0076461 | 0.010944 | 0.026912 | 0.023027 | 0.015437 | 0.012233 | 0.017967 |  | 0 |  | 0 |  | 0 | 1 | ok
Total Production Plant |  |  | PPRTL | 1 |  | 0.34355 | 0.32385 | 0.3326 | 0 | 0 | 0 |  | 0 | 0 | 0 |  | 0 | 0 | 0 | 0 | 0 | 0 | 0 | 0 | 0 | 0 | 0 | 0 |  | 0 |  | 0 |  | 0 | 1 | ok
Total Intangible Plant |  |  | PINT | 1 |  | 0.22531 | 0.21239 | 0.21813 | 0 | 0 | 0 |  | 0.033636 | 0.031708 | 0.032564 |  | 0 | 0.026752 | 0 | 0.043328 | 0.062015 | 0.0076461 | 0.010944 | 0.026912 | 0.023027 | 0.015437 | 0.012233 | 0.017967 |  | 0 |  | 0 |  | 0 | 1 | ok

## Allocation ProForma
|  |  | 1 | 2 | 3 | 4 | 5 | 6 | 7 | 8 | 9 | 10 | 11 | 12 | 13 | 14 | 15
|  |  |  | Allocation | Total | Residential | General Service | All Electric School | Power Service | Power Service | Time of Day | Time of Day | Retail Transmission | Fluctuating Load | Outdoor Lighting | Lighting Energy | Traffic Energy
Description |  | Ref | Name | Vector | System | Rate RS | GSS | AES | PS-Secondary | PS-Primary | TOD-Secondary | TOD-Primary | RTS | FLS - Transmission | ST & POL | LE | TE |  | Total Check | Status | Difference
Plant in Service
Power Production Plant
Production Demand - Base |  | TPIS | PLPPDB | PPBDA | 1273337766.3823 | 425444050.4601 | 134265576.9189 | 11181797.7751 | 218564166.5258 | 46610016.9874 | 35327848.925 | 254609514.9179 | 104464508.1994 | 33952206.5548 | 8830717.634 | 2871.5917 | 84489.8921 |  | 1273337766.3823 | ok
Production Demand - Inter. |  | TPIS | PLPPDI | PPWDA | 1200347178.875 | 548195325.2541 | 151392458.3865 | 10206644.9111 | 152114466.1743 | 33777770.4341 | 22623055.8617 | 181393262.5389 | 80817606.4594 | 19780058.1625 | 0 | 0 | 46530.6924 |  | 1200347178.875 | ok
Production Demand - Peak |  | TPIS | PLPPDP | PPSDA | 1232764839.18 | 490783247.0839 | 148960213.0625 | 8506453.8169 | 193222048.8439 | 48924108.1941 | 30233955.8345 | 201125552.1353 | 84713159.7851 | 26249361.4007 | 0 | 0 | 46739.0232 |  | 1232764839.18 | ok
Production Energy - Base |  | TPIS | PLPPEB | E01 | 0 | 0 | 0 | 0 | 0 | 0 | 0 | 0 | 0 | 0 | 0 | 0 | 0 |  | 0 | ok
Production Energy - Inter. |  | TPIS | PLPPEI | E01 | 0 | 0 | 0 | 0 | 0 | 0 | 0 | 0 | 0 | 0 | 0 | 0 | 0 |  | 0 | ok
Production Energy - Peak |  | TPIS | PLPPEP | E01 | 0 | 0 | 0 | 0 | 0 | 0 | 0 | 0 | 0 | 0 | 0 | 0 | 0 |  | 0 | ok
Total Power Production Plant |  |  | PLPPT |  | 3706449784.4372 | 1464422622.7982 | 434618248.3679 | 29894896.5031 | 563900681.544 | 129311895.6156 | 88184860.6212 | 637128329.5921 | 269995274.444 | 79981626.118 | 8830717.634 | 2871.5917 | 177759.6076 |  | 3706449784.4372 | ok
[6 empty] | 39.51% | 11.73% | 0.8066% | 15.21% | 3.489% | 2.379%
Transmission Plant
Transmission Demand - Base |  | TPIS | PLTRB | PPBDA | 190095927.7976 | 63514319.3216 | 20044437.6108 | 1669324.7296 | 32629329.873 | 6958385.0081 | 5274076.051 | 38010521.0434 | 15595451.6801 | 5068707.1225 | 1318333.2075 | 428.6984 | 12613.4517 |  | 190095927.7976 | ok
Transmission Demand - Inter. |  | TPIS | PLTRI | PPWDA | 179199201.2424 | 81839792.8026 | 22601300.769 | 1523744.6696 | 22709088.9332 | 5042665.6455 | 3377384.153 | 27080105.0977 | 12065218.1125 | 2952954.5165 | 0 | 0 | 6946.5427 |  | 179199201.2424 | ok
Transmission Demand - Peak |  | TPIS | PLTRP | PPSDA | 184038816.7595 | 73268773.7418 | 22238192.1393 | 1269924.0322 | 28846018.4059 | 7303854.4716 | 4513611.4212 | 30025928.2701 | 12646783.2269 | 3918753.4064 | 0 | 0 | 6977.6443 |  | 184038816.7595 | ok
Total Transmission Plant |  |  | PLTRT |  | 553333945.7996 | 218622885.866 | 64883930.5191 | 4462993.4313 | 84184437.2121 | 19304905.1252 | 13165071.6252 | 95116554.4112 | 40307453.0195 | 11940415.0455 | 1318333.2075 | 428.6984 | 26537.6387 |  | 553333945.7996 | ok
Distribution Poles
Specific |  | TPIS | PLDPS | NCPL | 0 | 0 | 0 | 0 | 0 | 0 | 0 | 0 | 0 | 0 | 0 | 0 | 0 |  | 0 | ok
Distribution Substation
General |  | TPIS | PLDSG | NCPS | 151352471.4673 | 68463182.8931 | 20989526.8066 | 1976632.5281 | 23177701.3333 | 5780228.1921 | 3428301.5182 | 26364476.9203 | 0 | 0 | 1166260.8394 | 379.2963 | 5781.1399 |  | 151352471.4673 | ok
Distribution Primary & Secondary Lines
Primary Specific |  | TPIS | PLDPLS | NCPL | 0 | 0 | 0 | 0 | 0 | 0 | 0 | 0 | 0 | 0 | 0 | 0 | 0 |  | 0 | ok
Primary Demand |  | TPIS | PLDPLD | NCPL | 245135885.313 | 110885423.853 | 33995389.6104 | 3201424.8595 | 37539435.4699 | 9361864.6689 | 5552599.9651 | 42700851.3837 | 0 | 0 | 1888917.8392 | 614.3218 | 9363.3414 |  | 245135885.313 | ok
Primary Customer |  | TPIS | PLDPLC | YECust08 | 350863154.7871 | 279111447.8654 | 54551770.2104 | 427406.0637 | 3740301.5874 | 198082.437 | 91064.7445 | 111005.9295 | 0 | 0 | 12578234.7499 | 664.7062 | 53176.4932 |  | 350863154.7871 | ok
Secondary Demand |  | TPIS | PLDSLD | SICD | 43259273.8788 | 29629669.6394 | 6885289.5176 | 404270.2621 | 5316036.2797 | 0 | 803609.7804 | 0 | 0 | 0 | 219134.3227 | 71.2678 | 1192.8091 |  | 43259273.8788 | ok
Secondary Customer |  | TPIS | PLDSLC | YECust07 | 61917027.3154 | 49298390.1684 | 9635271.0459 | 75491.1024 | 660635.1994 | 0 | 16084.4184 | 0 | 0 | 0 | 2221645.6153 | 117.4045 | 9392.3611 |  | 61917027.3154 | ok
Total Distribution Primary & Secondary Lines |  |  | PLDLT |  | 701175341.2942 | 468924931.5262 | 105067720.3843 | 4108592.2878 | 47256408.5363 | 9559947.106 | 6463358.9084 | 42811857.3131 | 0 | 0 | 16907932.5271 | 1467.7003 | 73125.0048 |  | 701175341.2942 | ok
Distribution Line Transformers
Demand |  | TPIS | PLDLTD | SICD | 152261334.104 | 104288690.5822 | 24234418.9728 | 1422925.628 | 18711057.8498 | 0 | 2828496.3267 | 0 | 0 | 0 | 771295.5242 | 250.844 | 4198.3763 |  | 152261334.104 | ok
Customer |  | TPIS | PLDLTC | YECust07 | 130279645.8626 | 103728765.5949 | 20273578.2721 | 158840.8635 | 1390042.829 | 0 | 33843.2322 | 0 | 0 | 0 | 4674565.5685 | 247.0309 | 19762.4714 |  | 130279645.8626 | ok
Total Line Transformers |  |  | PLDLTT |  | 282540979.9666 | 208017456.1771 | 44507997.2449 | 1581766.4915 | 20101100.6788 | 0 | 2862339.5589 | 0 | 0 | 0 | 5445861.0928 | 497.8749 | 23960.8477 |  | 282540979.9666 | ok
Distribution Services
Customer |  | TPIS | PLDSC | C02 | 87334885.3396 | 51438512.4385 | 33758593.4894 | 161134.5224 | 1852764.5607 | 0 | 34331.9278 | 0 | 0 | 0 | 0 | 1347.5136 | 88200.8872 |  | 87334885.3396 | ok
Distribution Meters
Customer |  | TPIS | PLDMC | C03 | 69210277.5472 | 43430579.5527 | 15833936.6911 | 370036.1598 | 4646206.6221 | 1705268.2679 | 174701.1057 | 1233916.7829 | 1678362.4066 | 61662.4269 | 0 | 1137.733 | 74469.7984 |  | 69210277.5472 | ok
Distribution Street & Customer Lighting
Customer |  | TPIS | PLDSCL | YECust04 | 101650880.2066 | 0 | 0 | 0 | 0 | 0 | 0 | 0 | 0 | 0 | 101650880.2066 | 0 | 0 |  | 101650880.2066 | ok
Customer Accounts Expense
Customer |  | TPIS | PLCAE | YECust05 | 0 | 0 | 0 | 0 | 0 | 0 | 0 | 0 | 0 | 0 | 0 | 0 | 0 |  | 0 | ok
Customer Service & Info.
Customer |  | TPIS | PLCSI | YECust05 | 0 | 0 | 0 | 0 | 0 | 0 | 0 | 0 | 0 | 0 | 0 | 0 | 0 |  | 0 | ok
Sales Expense
Customer |  | TPIS | PLSEC | YECust06 | 0 | 0 | 0 | 0 | 0 | 0 | 0 | 0 | 0 | 0 | 0 | 0 | 0 |  | 0 | ok
Total |  |  | PLT |  | 5653048566.0584 | 2523320171.2518 | 719659953.5033 | 42556051.924 | 745119300.4874 | 165662244.3068 | 114312965.2654 | 802655135.0196 | 311981089.8701 | 91983703.5903 | 135319985.5074 | 8130.4081 | 469834.9243 |  | 5653048566.0584 | ok
Net Utility Plant
Power Production Plant
Production Demand - Base |  | NTPLANT | UPPPDB | PPBDA | 913825431.8253 | 305324795.5048 | 96357229.0452 | 8024745.2405 | 156855077.3645 | 33450212.5244 | 25353435.3977 | 182723434.4724 | 74970150.7613 | 24366189.8952 | 6337465.6499 | 2060.8307 | 60635.1388 |  | 913825431.8253 | ok
Production Demand - Inter. |  | NTPLANT | UPPPDI | PPWDA | 861442900.7255 | 393418653.7545 | 108648531.6879 | 7324915.6191 | 109166688.846 | 24241003.8153 | 16235695.1453 | 130178952.3928 | 57999680.8951 | 14195385.2851 | 0 | 0 | 33393.2843 |  | 861442900.7255 | ok
Production Demand - Peak |  | NTPLANT | UPPPDP | PPSDA | 884707805.9291 | 352216218.3042 | 106903002.9741 | 6104754.0077 | 138668016.3619 | 35110946.5826 | 21697744.6799 | 144340056.0193 | 60795369.3558 | 18838154.8482 | 0 | 0 | 33542.7953 |  | 884707805.9291 | ok
Production Energy - Base |  | NTPLANT | UPPPEB | E01 | 0 | 0 | 0 | 0 | 0 | 0 | 0 | 0 | 0 | 0 | 0 | 0 | 0 |  | 0 | ok
Production Energy - Inter. |  | NTPLANT | UPPPEI | E01 | 0 | 0 | 0 | 0 | 0 | 0 | 0 | 0 | 0 | 0 | 0 | 0 | 0 |  | 0 | ok
Production Energy - Peak |  | NTPLANT | UPPPEP | E01 | 0 | 0 | 0 | 0 | 0 | 0 | 0 | 0 | 0 | 0 | 0 | 0 | 0 |  | 0 | ok
Total Power Production Plant |  |  | UPPPT |  | 2659976138.4799 | 1050959667.5636 | 311908763.7072 | 21454414.8674 | 404689782.5724 | 92802162.9224 | 63286875.2229 | 457242442.8844 | 193765201.0123 | 57399730.0284 | 6337465.6499 | 2060.8307 | 127571.2183 |  | 2659976138.4799 | ok
Transmission Plant
Transmission Demand - Base |  | NTPLANT | UPTRB | PPBDA | 111793338.94 | 37352077.4996 | 11787914.8367 | 981711.6413 | 19188952.5259 | 4092150.2249 | 3101626.523 | 22353572.2807 | 9171514.802 | 2980851.2991 | 775297.3607 | 252.1129 | 7417.8332 |  | 111793338.94 | ok
Transmission Demand - Inter. |  | NTPLANT | UPTRI | PPWDA | 105385093.0652 | 48129088.3059 | 13291578.1344 | 896097.5981 | 13354967.1766 | 2965536.5909 | 1986202.7331 | 15925514.0433 | 7095422.9975 | 1736600.2995 | 0 | 0 | 4085.1859 |  | 105385093.0652 | ok
Transmission Demand - Peak |  | NTPLANT | UPTRP | PPSDA | 108231218.0933 | 43088565.6076 | 13078037.9151 | 746828.4534 | 16964028.3728 | 4295317.0432 | 2654405.5798 | 17657920.4772 | 7437435.0895 | 2304576.0783 | 0 | 0 | 4103.4764 |  | 108231218.0933 | ok
Total Transmission Plant |  |  | UPTRT |  | 325409650.0986 | 128569731.4131 | 38157530.8862 | 2624637.6928 | 49507948.0753 | 11353003.859 | 7742234.8359 | 55937006.8012 | 23704372.8891 | 7022027.6769 | 775297.3607 | 252.1129 | 15606.4955 |  | 325409650.0986 | ok
Distribution Poles
Specific |  | NTPLANT | UPDPS | NCPL | 0 | 0 | 0 | 0 | 0 | 0 | 0 | 0 | 0 | 0 | 0 | 0 | 0 |  | 0 | ok
Distribution Substation
General |  | NTPLANT | UPDSG | NCPS | 95128327.2402 | 43030602.692 | 13192375.0918 | 1242356.6272 | 14567690.476 | 3632999.4063 | 2154762.2284 | 16570648.3923 | 0 | 0 | 733020.3577 | 238.396 | 3633.5725 |  | 95128327.2402 | ok
Distribution Primary & Secondary Lines
Primary Specific |  | NTPLANT | UPDPLS | NCPL | 0 | 0 | 0 | 0 | 0 | 0 | 0 | 0 | 0 | 0 | 0 | 0 | 0 |  | 0 | ok
Primary Demand |  | NTPLANT | UPDPLD | NCPL | 154073246.973 | 69693905.7829 | 21366843.3437 | 2012165.3034 | 23594353.4134 | 5884135.9984 | 3489930.1041 | 26838415.8149 | 0 | 0 | 1187226.0334 | 386.1147 | 5885.0641 |  | 154073246.973 | ok
Primary Customer |  | NTPLANT | UPDPLC | YECust08 | 220525140.3002 | 175427628.5786 | 34286976.6036 | 268634.0269 | 2350861.0724 | 124499.1291 | 57236.1768 | 69769.6462 | 0 | 0 | 7905694.6992 | 417.7823 | 33422.585 |  | 220525140.3002 | ok
Secondary Demand |  | NTPLANT | UPDSLD | SICD | 27189396.5247 | 18622893.1853 | 4327554.5356 | 254092.6713 | 3341244.6717 | 0 | 505086.2627 | 0 | 0 | 0 | 137730.6981 | 44.7934 | 749.7065 |  | 27189396.5247 | ok
Secondary Customer |  | NTPLANT | UPDSLC | YECust07 | 38916201.2294 | 30985112.743 | 6055977.8656 | 47447.8033 | 415223.6222 | 0 | 10109.4075 | 0 | 0 | 0 | 1396352.6929 | 73.7913 | 5903.3037 |  | 38916201.2294 | ok
Total Distribution Primary & Secondary Lines |  |  | UPDLT |  | 440703985.0273 | 294729540.2899 | 66037352.3485 | 2582339.805 | 29701682.7797 | 6008635.1275 | 4062361.9512 | 26908185.4611 | 0 | 0 | 10627004.1236 | 922.4816 | 45960.6594 |  | 440703985.0273 | ok
Distribution Line Transformers
Demand |  | NTPLANT | UPDLTD | SICD | 95699567.2172 | 65547715.1378 | 15231860.5449 | 894339.7717 | 11760307.6903 | 0 | 1777771.5921 | 0 | 0 | 0 | 484776.0484 | 157.6609 | 2638.771 |  | 95699567.2172 | ok
Customer |  | NTPLANT | UPDLTC | YECust07 | 81883597.0381 | 65195790.0791 | 12742385.8329 | 99834.9449 | 873672.2158 | 0 | 21271.2091 | 0 | 0 | 0 | 2938066.348 | 155.2643 | 12421.144 |  | 81883597.0381 | ok
Total Line Transformers |  |  | UPDLTT |  | 177583164.2553 | 130743505.2169 | 27974246.3778 | 994174.7166 | 12633979.9062 | 0 | 1799042.8012 | 0 | 0 | 0 | 3422842.3964 | 312.9252 | 15059.915 |  | 177583164.2553 | ok
Distribution Services
Customer |  | NTPLANT | UPDSC | C02 | 54891879.0128 | 32330226.2366 | 21218011.8203 | 101276.5595 | 1164502.9098 | 0 | 21578.3649 | 0 | 0 | 0 | 0 | 846.9416 | 55436.1801 |  | 54891879.0128 | ok
Distribution Meters
Customer |  | NTPLANT | UPDMC | C03 | 43500167.9659 | 27297065.8745 | 9951974.3315 | 232575.7919 | 2920242.1321 | 1071798.2749 | 109803.4528 | 775543.5929 | 1054887.3546 | 38756.1793 | 0 | 715.09 | 46805.8914 |  | 43500167.9659 | ok
Distribution Street & Customer Lighting
Customer |  | NTPLANT | UPDSCL | YECust04 | 63889793.8224 | 0 | 0 | 0 | 0 | 0 | 0 | 0 | 0 | 0 | 63889793.8224 | 0 | 0 |  | 63889793.8224 | ok
Customer Accounts Expense
Customer |  | NTPLANT | UPCAE | YECust05 | 0 | 0 | 0 | 0 | 0 | 0 | 0 | 0 | 0 | 0 | 0 | 0 | 0 |  | 0 | ok
Customer Service & Info.
Customer |  | NTPLANT | UPCSI | YECust05 | 0 | 0 | 0 | 0 | 0 | 0 | 0 | 0 | 0 | 0 | 0 | 0 | 0 |  | 0 | ok
Sales Expense
Customer |  | NTPLANT | UPSEC | YECust06 | 0 | 0 | 0 | 0 | 0 | 0 | 0 | 0 | 0 | 0 | 0 | 0 | 0 |  | 0 | ok
Total |  |  | UPT |  | 3861083105.9024 | 1707660339.2866 | 488440254.5633 | 29231776.0602 | 515185828.8514 | 114868599.5901 | 79176658.8574 | 557433827.1319 | 218524461.256 | 64460513.8846 | 85785423.7106 | 5348.778 | 310073.9322 |  | 3861083105.9024 | ok
Net Cost Rate Base
Power Production Plant
Production Demand - Base |  | RB | RBPPDB | PPBDA | 795163003.2904 | 265677637.0162 | 83845011.2767 | 6982712.785 | 136487068.5962 | 29106622.0367 | 22061230.8789 | 158996357.3637 | 65235096.5079 | 21202181.5776 | 5514530.5044 | 1793.2269 | 52761.5203 |  | 795163003.2904 | ok
Production Demand - Inter. |  | RB | RBPPDI | PPWDA | 749582469.7457 | 342332296.0547 | 94540258.7313 | 6373757.7219 | 94991131.9372 | 21093251.2111 | 14127451.1112 | 113274902.5632 | 50468282.9392 | 12352080.3898 | 0 | 0 | 29057.0861 |  | 749582469.7457 | ok
Production Demand - Peak |  | RB | RBPPDP | PPSDA | 769826371.0957 | 306480095.8701 | 93021391.1161 | 5312037.0282 | 120661641.1741 | 30551705.7861 | 18880240.3867 | 125597152.8502 | 52900944.5344 | 16391975.1671 | 0 | 0 | 29187.1827 |  | 769826371.0957 | ok
Production Energy - Base |  | RB | RBPPEB | E01 | 66178542.0274 | 22130120.3658 | 7083625.6274 | 585389.4188 | 11402823.4246 | 2607304.9715 | 1688015.5392 | 13020385.6176 | 5433024.5605 | 1764580.989 | 458954.44 | 149.1059 | 4167.9671 |  | 66178542.0274 | ok
Production Energy - Inter. |  | RB | RBPPEI | E01 | 0 | 0 | 0 | 0 | 0 | 0 | 0 | 0 | 0 | 0 | 0 | 0 | 0 |  | 0 | ok
Production Energy - Peak |  | RB | RBPPEP | E01 | 0 | 0 | 0 | 0 | 0 | 0 | 0 | 0 | 0 | 0 | 0 | 0 | 0 |  | 0 | ok
Total Power Production Plant |  |  | RBPPT |  | 2380750386.1592 | 936620149.3068 | 278490286.7515 | 19253896.9539 | 363542665.132 | 83358884.0054 | 56756937.9159 | 410888798.3948 | 174037348.5421 | 51710818.1234 | 5973484.9444 | 1942.3328 | 115173.7561 |  | 2380750386.1592 | ok
Transmission Plant
Transmission Demand - Base |  | RB | RBTRB | PPBDA | 105339535.2432 | 35195750.6725 | 11107401.2294 | 925037.6545 | 18081178.7182 | 3855911.3354 | 2922570.3385 | 21063105.7038 | 8642045.3659 | 2808767.4405 | 730539.6227 | 237.5584 | 6989.6034 |  | 105339535.2432 | ok
Transmission Demand - Inter. |  | RB | RBTRI | PPWDA | 99301235.9261 | 45350607.1282 | 12524258.3914 | 844366.0902 | 12583987.9988 | 2794336.8468 | 1871539.707 | 15006137.7873 | 6685805.8629 | 1636346.7643 | 0 | 0 | 3849.349 |  | 99301235.9261 | ok
Transmission Demand - Peak |  | RB | RBTRP | PPSDA | 101983054.8121 | 40601072.6438 | 12323045.7998 | 703714.2189 | 15984698.9238 | 4047349.38 | 2501167.3574 | 16638532.7969 | 7008073.6756 | 2171533.4324 | 0 | 0 | 3866.5836 |  | 101983054.8121 | ok
Total Transmission Plant |  |  | RBTRT |  | 306623825.9814 | 121147430.4445 | 35954705.4207 | 2473117.9636 | 46649865.6408 | 10697597.5622 | 7295277.4029 | 52707776.288 | 22335924.9043 | 6616647.6372 | 730539.6227 | 237.5584 | 14705.5361 |  | 306623825.9814 | ok
Distribution Poles
Specific |  | RB | RBDPS | NCPL | 0 | 0 | 0 | 0 | 0 | 0 | 0 | 0 | 0 | 0 | 0 | 0 | 0 |  | 0 | ok
Distribution Substation
General |  | RB | RBDSG | NCPS | 87734861.7689 | 39686222.6903 | 12167050.9581 | 1145799.4702 | 13435475.5022 | 3350639.1836 | 1987292.0269 | 15282761.5948 | 0 | 0 | 676049.3075 | 219.8676 | 3351.1677 |  | 87734861.7689 | ok
Distribution Primary & Secondary Lines
Primary Specific |  | RB | RBDPLS | NCPL | 0 | 0 | 0 | 0 | 0 | 0 | 0 | 0 | 0 | 0 | 0 | 0 | 0 |  | 0 | ok
Primary Demand |  | RB | RBDPLD | NCPL | 142096650.9567 | 64276380.2179 | 19705931.6935 | 1855753.3926 | 21760290.4294 | 5426743.6792 | 3218646.9073 | 24752181.7007 | 0 | 0 | 1094939.2356 | 356.1007 | 5427.5997 |  | 142096650.9567 | ok
Primary Customer |  | RB | RBDPLC | YECust08 | 203041900.0404 | 161519720.5076 | 31568703.9889 | 247336.7126 | 2164484.7305 | 114628.8341 | 52698.4909 | 64238.3064 | 0 | 0 | 7278930.9676 | 384.6605 | 30772.8414 |  | 203041900.0404 | ok
Secondary Demand |  | RB | RBDSLD | SICD | 25075879.5806 | 17175277.3746 | 3991160.1684 | 234341.2522 | 3081519.2592 | 0 | 465824.3257 | 0 | 0 | 0 | 127024.4596 | 41.3114 | 691.4295 |  | 25075879.5806 | ok
Secondary Customer |  | RB | RBDSLC | YECust07 | 35830923.5365 | 28528612.002 | 5575859.7444 | 43686.1399 | 382304.68 | 0 | 9307.9334 | 0 | 0 | 0 | 1285649.8062 | 67.9411 | 5435.2896 |  | 35830923.5365 | ok
Total Distribution Primary & Secondary Lines |  |  | RBDLT |  | 406045354.1142 | 271499990.102 | 60841655.5952 | 2381117.4974 | 27388599.099 | 5541372.5133 | 3746477.6572 | 24816420.007 | 0 | 0 | 9786544.469 | 850.0138 | 42327.1601 |  | 406045354.1142 | ok
Distribution Line Transformers
Demand |  | RB | RBDLTD | SICD | 87891943.9706 | 60200022.5688 | 13989173.3318 | 821375.3039 | 10800846.1757 | 0 | 1632732.5787 | 0 | 0 | 0 | 445225.7259 | 144.7982 | 2423.4876 |  | 87891943.9706 | ok
Customer |  | RB | RBDLTC | YECust07 | 75203145.973 | 59876809.2206 | 11702801.7393 | 91689.938 | 802393.905 | 0 | 19535.8033 | 0 | 0 | 0 | 2698365.0015 | 142.5971 | 11407.7683 |  | 75203145.973 | ok
Total Line Transformers |  |  | RBDLTT |  | 163095089.9436 | 120076831.7894 | 25691975.0711 | 913065.2418 | 11603240.0807 | 0 | 1652268.382 | 0 | 0 | 0 | 3143590.7274 | 287.3953 | 13831.256 |  | 163095089.9436 | ok
Distribution Services
Customer |  | RB | RBDSC | C02 | 50406261.8934 | 29688286.8661 | 19484132.8063 | 93000.5107 | 1069342.8555 | 0 | 19815.0388 | 0 | 0 | 0 | 0 | 777.7318 | 50906.0841 |  | 50406261.8934 | ok
Distribution Meters
Customer |  | RB | RBDMC | C03 | 40962403.6513 | 25704577.3185 | 9371384.2672 | 219007.5099 | 2749877.5882 | 1009270.4379 | 103397.6089 | 730299.0123 | 993346.0869 | 36495.1754 | 0 | 673.3722 | 44075.2739 |  | 40962403.6513 | ok
Distribution Street & Customer Lighting
Customer |  | RB | RBDSCL | YECust04 | 58662875.8494 | 0 | 0 | 0 | 0 | 0 | 0 | 0 | 0 | 0 | 58662875.8494 | 0 | 0 |  | 58662875.8494 | ok
Customer Accounts Expense
Customer |  | RB | RBCAE | YECust05 | 4672230.2343 | 3030167.3489 | 1184480.208 | 46401.2461 | 203032.5132 | 10752.3883 | 24716.0603 | 30128.3363 | 5051.4576 | 360.8184 | 136555.3313 | 7.2164 | 577.3094 |  | 4672230.2343 | ok
Customer Service & Info.
Customer |  | RB | RBCSI | YECust05 | 1981856.3511 | 1285329.7256 | 502430.2111 | 19682.3786 | 86121.8852 | 4560.9244 | 10484.0041 | 12779.7715 | 2142.7162 | 153.0512 | 57923.7403 | 3.061 | 244.8818 |  | 1981856.3511 | ok
Sales Expense
Customer |  | RB | RBSEC | YECust06 | 0 | 0 | 0 | 0 | 0 | 0 | 0 | 0 | 0 | 0 | 0 | 0 | 0 |  | 0 | ok
Total |  |  | RBT |  | 3500935145.9469 | 1548738985.5921 | 443688101.2891 | 26545088.7722 | 466728220.2969 | 103973077.0151 | 71596666.0972 | 504468963.4047 | 197373813.7071 | 58364474.8056 | 79167563.9922 | 4998.5494 | 285192.4253 |  | 3500935145.9469 | ok
Operation and Maintenance Expenses
Power Production Plant
Production Demand - Base |  | TOM | OMPPDB | PPBDA | 31138404.0473 | 10403876.4046 | 3283351.7501 | 273441.4594 | 5344802.8537 | 1139808.7608 | 863912.8305 | 6226261.5302 | 2554591.6809 | 830272.6534 | 215947.772 | 70.2224 | 2066.1292 |  | 31138404.0473 | ok
Production Demand - Inter. |  | TOM | OMPPDI | PPWDA | 29353480.6237 | 13405655.5812 | 3702175.2307 | 249594.9163 | 3719831.3238 | 826006.9648 | 553227.8024 | 4435819.6619 | 1976326.5887 | 483704.685 | 0 | 0 | 1137.8689 |  | 29353480.6237 | ok
Production Demand - Peak |  | TOM | OMPPDP | PPSDA | 30146227.2393 | 12001691.4999 | 3642696.7171 | 208018.1731 | 4725082.6816 | 1196397.9149 | 739345.9596 | 4918356.2068 | 2071589.0686 | 641906.0542 | 0 | 0 | 1142.9635 |  | 30146227.2393 | ok
Production Energy - Base |  | TOM | OMPPEB | E01 | 611931189.0329 | 204629936.7441 | 65499953.913 | 5412903.218 | 105438153.8601 | 24108890.6239 | 15608523.9165 | 120395218.8816 | 50237389.3037 | 16316499.4217 | 4243800.5977 | 1378.7335 | 38539.8192 |  | 611931189.0329 | ok
Production Energy - Inter. |  | TOM | OMPPEI | E01 | 0 | 0 | 0 | 0 | 0 | 0 | 0 | 0 | 0 | 0 | 0 | 0 | 0 |  | 0 | ok
Production Energy - Peak |  | TOM | OMPPEP | E01 | 0 | 0 | 0 | 0 | 0 | 0 | 0 | 0 | 0 | 0 | 0 | 0 | 0 |  | 0 | ok
Total Power Production Plant |  |  | OMPPT |  | 702569300.9431 | 240441160.2298 | 76128177.6108 | 6143957.7668 | 119227870.7192 | 27271104.2644 | 17765010.5089 | 135975656.2805 | 56839896.6418 | 18272382.8143 | 4459748.3697 | 1448.9559 | 42886.7809 |  | 702569300.9431 | ok
[6 empty] | 34.22% | 10.84% | 0.8745% | 16.97% | 3.882% | 2.529% | 19.35% | 8.09% | 2.601%
Transmission Plant
Transmission Demand - Base |  | TOM | OMTRB | PPBDA | 10220173.5685 | 3414735.7867 | 1077653.971 | 89748.3112 | 1754258.5924 | 374105.3444 | 283551.4326 | 2043568.8812 | 838462.0591 | 272510.133 | 70877.8687 | 23.0482 | 678.1401 |  | 10220173.5685 | ok
Transmission Demand - Inter. |  | TOM | OMTRI | PPWDA | 9634330.2103 | 4399972.6714 | 1215119.2264 | 81921.455 | 1220914.2677 | 271110.0587 | 181579.1251 | 1455914.2721 | 648665.2538 | 158760.4114 | 0 | 0 | 373.4687 |  | 9634330.2103 | ok
Transmission Demand - Peak |  | TOM | OMTRP | PPSDA | 9894523.6356 | 3939166.8905 | 1195597.3289 | 68275.2344 | 1550855.4985 | 392678.9031 | 242666.3879 | 1614291.2793 | 679932.0804 | 210684.8918 | 0 | 0 | 375.1408 |  | 9894523.6356 | ok
Total Transmission Plant |  |  | OMTRT |  | 29749027.4143 | 11753875.3485 | 3488370.5264 | 239945.0006 | 4526028.3586 | 1037894.3062 | 707796.9455 | 5113774.4326 | 2167059.3933 | 641955.4362 | 70877.8687 | 23.0482 | 1426.7495 |  | 29749027.4143 | ok
Distribution Poles
Specific |  | TOM | OMDPS | NCPL | 0 | 0 | 0 | 0 | 0 | 0 | 0 | 0 | 0 | 0 | 0 | 0 | 0 |  | 0 | ok
Distribution Substation
General |  | TOM | OMDSG | NCPS | 6038921.8043 | 2731662.0862 | 837476.3218 | 78867.0919 | 924783.881 | 230629.5082 | 136788.2836 | 1051935.3466 | 0 | 0 | 46533.4853 | 15.1338 | 230.6659 |  | 6038921.8043 | ok
Distribution Primary & Secondary Lines
Primary Specific |  | TOM | OMDPLS | NCPL | 0 | 0 | 0 | 0 | 0 | 0 | 0 | 0 | 0 | 0 | 0 | 0 | 0 |  | 0 | ok
Primary Demand |  | TOM | OMDPLD | NCPL | 17977958.3062 | 8132197.8798 | 2493179.2269 | 234788.483 | 2753095.1042 | 686587.4104 | 407220.7157 | 3131626.8723 | 0 | 0 | 138530.8647 | 45.0536 | 686.6957 |  | 17977958.3062 | ok
Primary Customer |  | TOM | OMDPLC | Cust08 | 23002819.9352 | 18304241.9188 | 3575168.3605 | 27869.0866 | 245291.5078 | 12932.998 | 5965.7264 | 7228.5443 | 0 | 0 | 820807.5003 | 53.2222 | 3261.0702 |  | 23002819.9352 | ok
Secondary Demand |  | TOM | OMDSLD | SICD | 3172580.8776 | 2173002.801 | 504958.4956 | 29648.6739 | 389871.4318 | 0 | 58935.7332 | 0 | 0 | 0 | 16071.0363 | 5.2267 | 87.4791 |  | 3172580.8776 | ok
Secondary Customer |  | TOM | OMDSLC | Cust07 | 4059321.165 | 3232993.9975 | 631465.5314 | 4922.3885 | 43324.71 | 0 | 1053.6988 | 0 | 0 | 0 | 144975.4507 | 9.4004 | 575.9878 |  | 4059321.165 | ok
Total Distribution Primary & Secondary Lines |  |  | OMDLT |  | 48212680.2841 | 31842436.597 | 7204771.6144 | 297228.632 | 3431582.7538 | 699520.4084 | 473175.874 | 3138855.4167 | 0 | 0 | 1120384.852 | 112.9029 | 4611.2329 |  | 48212680.2841 | ok
Distribution Line Transformers
Demand |  | TOM | OMDLTD | SICD | 3117101.5526 | 2135003.2249 | 496128.2223 | 29130.2037 | 383053.7005 | 0 | 57905.1165 | 0 | 0 | 0 | 15790.0001 | 5.1353 | 85.9494 |  | 3117101.5526 | ok
Customer |  | TOM | OMDLTC | Cust07 | 2667091.3452 | 2124170.5101 | 414891.1074 | 3234.1515 | 28465.5868 | 0 | 692.3106 | 0 | 0 | 0 | 95253.0618 | 6.1763 | 378.4406 |  | 2667091.3452 | ok
Total Line Transformers |  |  | OMDLTT |  | 5784192.8978 | 4259173.735 | 911019.3297 | 32364.3553 | 411519.2873 | 0 | 58597.4271 | 0 | 0 | 0 | 111043.0619 | 11.3116 | 464.39 |  | 5784192.8978 | ok
Distribution Services
Customer |  | TOM | OMDSC | C02 | 1729699.6727 | 1018758.7444 | 668601.4172 | 3191.3288 | 36694.6867 | 0 | 679.9565 | 0 | 0 | 0 | 0 | 26.688 | 1746.8512 |  | 1729699.6727 | ok
Distribution Meters
Customer |  | TOM | OMDMC | C03 | 9506356.9857 | 5965394.2732 | 2174865.6415 | 50826.2061 | 638178.3218 | 234226.6132 | 23996.0182 | 169484.2709 | 230530.9667 | 8469.6242 | 0 | 156.273 | 10228.7769 |  | 9506356.9857 | ok
Distribution Street & Customer Lighting
Customer |  | TOM | OMDSCL | C04 | 1965110.1211 | 0 | 0 | 0 | 0 | 0 | 0 | 0 | 0 | 0 | 1965110.1211 | 0 | 0 |  | 1965110.1211 | ok
Customer Accounts Expense
Customer |  | TOM | OMCAE | C05 | 37377841.8746 | 24251242.6471 | 9473462.5778 | 369236.806 | 1624930.4128 | 85674.4776 | 197599.3845 | 239426.9914 | 41539.1407 | 2884.6625 | 1087460.087 | 57.6933 | 4326.9938 |  | 37377841.8746 | ok
Customer Service & Info.
Customer |  | TOM | OMCSI | C05 | 15854850.8088 | 10286838.8012 | 4018432.5333 | 156622.0568 | 689259.4109 | 36341.2116 | 83817.2726 | 101559.6149 | 17619.9814 | 1223.6098 | 461276.4294 | 24.4722 | 1835.4147 |  | 15854850.8088 | ok
Sales Expense
Customer |  | TOM | OMSEC | C06 | 0 | 0 | 0 | 0 | 0 | 0 | 0 | 0 | 0 | 0 | 0 | 0 | 0 |  | 0 | ok
Total |  |  | OMT |  | 858787982.8066 | 332550542.4624 | 104905177.5727 | 7372239.2442 | 131510847.8321 | 29595390.7898 | 19447461.6709 | 145790692.3537 | 59296646.1239 | 18926916.1471 | 9322434.2752 | 1876.4789 | 67757.8558 |  | 858787982.8066 | ok
Labor Expenses
Power Production Plant
Production Demand - Base |  | TLB | LBPPDB | PPBDA | 14149991.6238 | 4727755.5958 | 1492028.9329 | 124257.9534 | 2428798.711 | 517954.7543 | 392581.4341 | 2829353.3723 | 1160863.9554 | 377294.5805 | 98131.5279 | 31.9106 | 938.8956 |  | 14149991.6238 | ok
Production Demand - Inter. |  | TLB | LBPPDI | PPWDA | 13338882.2473 | 6091831.614 | 1682351.7488 | 113421.5475 | 1690375.0749 | 375356.1556 | 251399.1648 | 2015736.2903 | 898087.2826 | 219806.2955 | 0 | 0 | 517.0733 |  | 13338882.2473 | ok
Production Demand - Peak |  | TLB | LBPPDP | PPSDA | 13699124.1516 | 5453838.7368 | 1655323.3736 | 94528.1397 | 2147183.9168 | 543670.1396 | 335975.4443 | 2235011.7567 | 941376.6976 | 291696.5583 | 0 | 0 | 519.3883 |  | 13699124.1516 | ok
Production Energy - Base |  | TLB | LBPPEB | E01 | 32191640.5541 | 10764892.3414 | 3445732.1517 | 284754.6225 | 5546746.4489 | 1268287.6033 | 821111.9167 | 6333587.3054 | 2642819.9899 | 858356.1255 | 223252.068 | 72.5305 | 2027.4502 |  | 32191640.5541 | ok
Production Energy - Inter. |  | TLB | LBPPEI | E01 | 0 | 0 | 0 | 0 | 0 | 0 | 0 | 0 | 0 | 0 | 0 | 0 | 0 |  | 0 | ok
Production Energy - Peak |  | TLB | LBPPEP | E01 | 0 | 0 | 0 | 0 | 0 | 0 | 0 | 0 | 0 | 0 | 0 | 0 | 0 |  | 0 | ok
Total Power Production Plant |  |  | LBPPT |  | 73379638.5767 | 27038318.2881 | 8275436.2069 | 616962.2632 | 11813104.1516 | 2705268.6527 | 1801067.9598 | 13413688.7248 | 5643147.9255 | 1747153.5597 | 321383.5959 | 104.4412 | 4002.8074 |  | 73379638.5767 | ok
Transmission Plant
Transmission Demand - Base |  | TLB | LBTRB | PPBDA | 2877728.2033 | 961498.4926 | 303438.6065 | 25270.7299 | 493952.4161 | 105338.0839 | 79840.5183 | 575414.4747 | 236088.5457 | 76731.5829 | 19957.3168 | 6.4898 | 190.9462 |  | 2877728.2033 | ok
Transmission Demand - Inter. |  | TLB | LBTRI | PPWDA | 2712770.3439 | 1238914.9133 | 342145.1549 | 23066.8961 | 343776.8839 | 76337.3593 | 51127.8371 | 409946.6153 | 182646.8291 | 44702.6961 | 0 | 0 | 105.1588 |  | 2712770.3439 | ok
Transmission Demand - Peak |  | TLB | LBTRP | PPSDA | 2786033.8705 | 1109164.2996 | 336648.3094 | 19224.4844 | 436679.5316 | 110567.9025 | 68328.3805 | 454541.3551 | 191450.7333 | 59323.2445 | 0 | 0 | 105.6296 |  | 2786033.8705 | ok
Total Transmission Plant |  |  | LBTRT |  | 8376532.4176 | 3309577.7055 | 982232.0707 | 67562.1104 | 1274408.8316 | 292243.3457 | 199296.7359 | 1439902.445 | 610186.1081 | 180757.5235 | 19957.3168 | 6.4898 | 401.7346 |  | 8376532.4176 | ok
Distribution Poles
Specific |  | TLB | LBDPS | NCPL | 0 | 0 | 0 | 0 | 0 | 0 | 0 | 0 | 0 | 0 | 0 | 0 | 0 |  | 0 | ok
Distribution Substation
General |  | TLB | LBDSG | NCPS | 3508304.3548 | 1586955.8016 | 486530.8613 | 45817.7421 | 537252.0827 | 133983.9353 | 79466.9887 | 611120.5737 | 0 | 0 | 27033.5723 | 8.792 | 134.0051 |  | 3508304.3548 | ok
Distribution Primary & Secondary Lines
Primary Specific |  | TLB | LBDPLS | NCPL | 0 | 0 | 0 | 0 | 0 | 0 | 0 | 0 | 0 | 0 | 0 | 0 | 0 |  | 0 | ok
Primary Demand |  | TLB | LBDPLD | NCPL | 5682175.4255 | 2570290.4724 | 788002.8139 | 74208.0566 | 870152.7214 | 217005.1818 | 128707.582 | 989792.7758 | 0 | 0 | 43784.5422 | 14.2398 | 217.0394 |  | 5682175.4255 | ok
Primary Customer |  | TLB | LBDPLC | Cust08 | 8132901.4449 | 6471667.2116 | 1264040.3223 | 9853.4239 | 86725.526 | 4572.6045 | 2109.2485 | 2555.7318 | 0 | 0 | 290205.5715 | 18.8173 | 1152.9874 |  | 8132901.4449 | ok
Secondary Demand |  | TLB | LBDSLD | SICD | 1002736.8398 | 686806.75 | 159598.9214 | 9370.862 | 123224.1076 | 0 | 18627.4308 | 0 | 0 | 0 | 5079.4671 | 1.652 | 27.649 |  | 1002736.8398 | ok
Secondary Customer |  | TLB | LBDSLC | Cust07 | 1435217.902 | 1143060.7911 | 223261.6239 | 1740.3649 | 15317.9305 | 0 | 372.5469 | 0 | 0 | 0 | 51257.6743 | 3.3236 | 203.6469 |  | 1435217.902 | ok
Total Distribution Primary & Secondary Lines |  |  | LBDLT |  | 16253031.6122 | 10871825.2251 | 2434903.6815 | 95172.7074 | 1095420.2855 | 221577.7863 | 149816.8083 | 992348.5077 | 0 | 0 | 390327.2551 | 38.0327 | 1601.3227 |  | 16253031.6122 | ok
Distribution Line Transformers
Demand |  | TLB | LBDLTD | SICD | 3529371.5149 | 2417380.1972 | 561746.4769 | 32982.9842 | 433716.6424 | 0 | 65563.6864 | 0 | 0 | 0 | 17878.3962 | 5.8145 | 97.3171 |  | 3529371.5149 | ok
Customer |  | TLB | LBDLTC | Cust07 | 3019842.6527 | 2405114.7403 | 469764.8862 | 3661.9026 | 32230.4646 | 0 | 783.876 | 0 | 0 | 0 | 107851.2963 | 6.9932 | 428.4935 |  | 3019842.6527 | ok
Total Line Transformers |  |  | LBDLTT |  | 6549214.1676 | 4822494.9375 | 1031511.3632 | 36644.8868 | 465947.107 | 0 | 66347.5625 | 0 | 0 | 0 | 125729.6924 | 12.8077 | 525.8106 |  | 6549214.1676 | ok
Distribution Services
Customer |  | TLB | LBDSC | C02 | 2024396.137 | 1192329.1073 | 782513.9517 | 3735.0493 | 42946.5202 | 0 | 795.8037 | 0 | 0 | 0 | 0 | 31.235 | 2044.4698 |  | 2024396.137 | ok
Distribution Meters
Customer |  | TLB | LBDMC | C03 | 1604273.229 | 1006707.6533 | 367025.8471 | 8577.3259 | 107697.6594 | 39527.6009 | 4049.5186 | 28601.8165 | 38903.9312 | 1429.3163 | 0 | 26.3723 | 1726.1873 |  | 1604273.229 | ok
Distribution Street & Customer Lighting
Customer |  | TLB | LBDSCL | C04 | 2356236.5533 | 0 | 0 | 0 | 0 | 0 | 0 | 0 | 0 | 0 | 2356236.5533 | 0 | 0 |  | 2356236.5533 | ok
Customer Accounts Expense
Customer |  | TLB | LBCAE | C05 | 18983952.5013 | 12317041.7397 | 4811507.422 | 187532.8707 | 825291.1411 | 43513.4864 | 100359.3878 | 121603.3458 | 21097.448 | 1465.1006 | 552313.6062 | 29.302 | 2197.6508 |  | 18983952.5013 | ok
Customer Service & Info.
Customer |  | TLB | LBCSI | C05 | 2463023.5089 | 1598042.5237 | 624256.5078 | 24330.9642 | 107075.2512 | 5645.544 | 13020.8676 | 15777.1096 | 2737.2335 | 190.0857 | 71658.4914 | 3.8017 | 285.1285 |  | 2463023.5089 | ok
Sales Expense
Customer |  | TLB | LBSEC | C06 | 0 | 0 | 0 | 0 | 0 | 0 | 0 | 0 | 0 | 0 | 0 | 0 | 0 |  | 0 | ok
Total |  |  | LBT |  | 135498603.0584 | 63743292.9818 | 19795917.9123 | 1086335.9201 | 16269143.0304 | 3441760.3514 | 2414221.6329 | 16623042.5231 | 6316072.6463 | 1930995.5857 | 3864640.0835 | 261.2743 | 12919.1168 |  | 135498603.0584 | ok
Depreciation Expenses
Power Production Plant
Production Demand - Base |  | TDEPR | DEPPDB | PPBDA | 41725938.9724 | 13941353.9395 | 4399741.6997 | 366415.7491 | 7162117.7937 | 1527361.22 | 1157656.4421 | 8343285.9385 | 3423192.0304 | 1112578.0889 | 289373.3264 | 94.099 | 2768.6449 |  | 41725938.9724 | ok
Production Demand - Inter. |  | TDEPR | DEPPDI | PPWDA | 39334114.2105 | 17963784.0724 | 4960971.5869 | 334461.0157 | 4984631.0225 | 1106862.0008 | 741333.7397 | 5944066.3762 | 2648307.9384 | 648171.6961 | 0 | 0 | 1524.7618 |  | 39334114.2105 | ok
Production Demand - Peak |  | TDEPR | DEPPDP | PPSDA | 40396406.8333 | 16082450.6719 | 4881269.4665 | 278747.5423 | 6331683.2588 | 1603191.5543 | 990734.9247 | 6590672.7467 | 2775961.1226 | 860163.9571 | 0 | 0 | 1531.5886 |  | 40396406.8333 | ok
Production Energy - Base |  | TDEPR | DEPPEB | E01 | 0 | 0 | 0 | 0 | 0 | 0 | 0 | 0 | 0 | 0 | 0 | 0 | 0 |  | 0 | ok
Production Energy - Inter. |  | TDEPR | DEPPEI | E01 | 0 | 0 | 0 | 0 | 0 | 0 | 0 | 0 | 0 | 0 | 0 | 0 | 0 |  | 0 | ok
Production Energy - Peak |  | TDEPR | DEPPEP | E01 | 0 | 0 | 0 | 0 | 0 | 0 | 0 | 0 | 0 | 0 | 0 | 0 | 0 |  | 0 | ok
Total Power Production Plant |  |  | DEPPT |  | 121456460.0162 | 47987588.6838 | 14241982.7531 | 979624.3071 | 18478432.075 | 4237414.775 | 2889725.1065 | 20878025.0614 | 8847461.0914 | 2620913.7422 | 289373.3264 | 94.099 | 5824.9953 |  | 121456460.0162 | ok
Transmission Plant
Transmission Demand - Base |  | TDEPR | DETRB | PPBDA | 3603181.6212 | 1203884.958 | 379933.174 | 31641.289 | 618474.0677 | 131893.0146 | 99967.7064 | 720472.0923 | 295604.6745 | 96075.032 | 24988.4047 | 8.1258 | 239.0822 |  | 3603181.6212 | ok
Transmission Demand - Inter. |  | TDEPR | DETRI | PPWDA | 3396639.1386 | 1551235.9508 | 428397.3491 | 28881.8853 | 430440.4246 | 95581.4277 | 64016.7764 | 513291.0427 | 228690.7072 | 55971.9062 | 0 | 0 | 131.6685 |  | 3396639.1386 | ok
Transmission Demand - Peak |  | TDEPR | DETRP | PPSDA | 3488371.8437 | 1388776.1932 | 421514.7906 | 24070.8309 | 546763.1241 | 138441.2307 | 85553.4461 | 569127.7775 | 239714.0087 | 74278.1837 | 0 | 0 | 132.2581 |  | 3488371.8437 | ok
Total Transmission Plant |  |  | DETRT |  | 10488192.6035 | 4143897.1021 | 1229845.3137 | 84594.0052 | 1595677.6164 | 365915.673 | 249537.9289 | 1802890.9125 | 764009.3904 | 226325.1219 | 24988.4047 | 8.1258 | 503.0088 |  | 10488192.6035 | ok
Distribution Poles
Specific |  | TDEPR | DEDPS | NCPL | 0 | 0 | 0 | 0 | 0 | 0 | 0 | 0 | 0 | 0 | 0 | 0 | 0 |  | 0 | ok
Distribution Substation
General |  | TDEPR | DEDSG | NCPS | 3884238.9213 | 1757007.0518 | 538665.3827 | 50727.3712 | 594821.6686 | 148341.0684 | 87982.3241 | 676605.5843 | 0 | 0 | 29930.3718 | 9.7341 | 148.3645 |  | 3884238.9213 | ok
Distribution Primary & Secondary Lines
Primary Specific |  | TDEPR | DEDPLS | NCPL | 0 | 0 | 0 | 0 | 0 | 0 | 0 | 0 | 0 | 0 | 0 | 0 | 0 |  | 0 | ok
Primary Demand |  | TDEPR | DEDPLD | NCPL | 6291052.5181 | 2845711.5696 | 872441.7526 | 82159.8678 | 963394.4852 | 240258.509 | 142499.3242 | 1095854.6452 | 0 | 0 | 48476.3025 | 15.7657 | 240.2964 |  | 6291052.5181 | ok
Primary Customer |  | TDEPR | DEDPLC | Cust08 | 9004387.6303 | 7165142.7946 | 1399489.3605 | 10909.2737 | 96018.6545 | 5062.5848 | 2335.2664 | 2829.5929 | 0 | 0 | 321302.7326 | 20.8337 | 1276.5365 |  | 9004387.6303 | ok
Secondary Demand |  | TDEPR | DEDSLD | SICD | 1110185.7385 | 760401.9606 | 176700.8445 | 10375.0026 | 136428.2646 | 0 | 20623.4649 | 0 | 0 | 0 | 5623.7606 | 1.829 | 30.6117 |  | 1110185.7385 | ok
Secondary Customer |  | TDEPR | DEDSLC | Cust07 | 1589009.5818 | 1265546.1914 | 247185.364 | 1926.8548 | 16959.333 | 0 | 412.4674 | 0 | 0 | 0 | 56750.2227 | 3.6798 | 225.4688 |  | 1589009.5818 | ok
Total Distribution Primary & Secondary Lines |  |  | DEDLT |  | 17994635.4687 | 12036802.5161 | 2695817.3217 | 105370.9989 | 1212800.7373 | 245321.0938 | 165870.5229 | 1098684.2381 | 0 | 0 | 432153.0184 | 42.1081 | 1772.9134 |  | 17994635.4687 | ok
Distribution Line Transformers
Demand |  | TDEPR | DEDLTD | SICD | 3907563.5463 | 2676416.0974 | 621940.7751 | 36517.2967 | 480191.8228 | 0 | 72589.2046 | 0 | 0 | 0 | 19794.167 | 6.4375 | 107.7452 |  | 3907563.5463 | ok
Customer |  | TDEPR | DEDLTC | Cust07 | 3343435.7973 | 2662836.3276 | 520102.839 | 4054.2961 | 35684.1404 | 0 | 867.8728 | 0 | 0 | 0 | 119408.17 | 7.7426 | 474.409 |  | 3343435.7973 | ok
Total Line Transformers |  |  | DEDLTT |  | 7250999.3436 | 5339252.425 | 1142043.6141 | 40571.5928 | 515875.9632 | 0 | 73457.0774 | 0 | 0 | 0 | 139202.3369 | 14.1801 | 582.1541 |  | 7250999.3436 | ok
Distribution Services
Customer |  | TDEPR | DEDSC | C02 | 2241321.5823 | 1320093.885 | 866364.7279 | 4135.2809 | 47548.4817 | 0 | 881.0785 | 0 | 0 | 0 | 0 | 34.582 | 2263.5462 |  | 2241321.5823 | ok
Distribution Meters
Customer |  | TDEPR | DEDMC | C03 | 1776180.139 | 1114582.0471 | 406354.7333 | 9496.4346 | 119238.0701 | 43763.2059 | 4483.4473 | 31666.6622 | 43072.7065 | 1582.4756 | 0 | 29.1982 | 1911.158 |  | 1776180.139 | ok
Distribution Street & Customer Lighting
Customer |  | TDEPR | DEDSCL | C04 | 2608720.5677 | 0 | 0 | 0 | 0 | 0 | 0 | 0 | 0 | 0 | 2608720.5677 | 0 | 0 |  | 2608720.5677 | ok
Customer Accounts Expense
Customer |  | TDEPR | DECAE | C05 | 0 | 0 | 0 | 0 | 0 | 0 | 0 | 0 | 0 | 0 | 0 | 0 | 0 |  | 0 | ok
Customer Service & Info.
Customer |  | TDEPR | DECSI | C05 | 0 | 0 | 0 | 0 | 0 | 0 | 0 | 0 | 0 | 0 | 0 | 0 | 0 |  | 0 | ok
Sales Expense
Customer |  | TDEPR | DESEC | C06 | 0 | 0 | 0 | 0 | 0 | 0 | 0 | 0 | 0 | 0 | 0 | 0 | 0 |  | 0 | ok
Total |  |  | DET |  | 167700748.6423 | 73699223.7109 | 21121073.8465 | 1274519.9907 | 22564394.6122 | 5040755.8161 | 3471937.4856 | 24487872.4585 | 9654543.1883 | 2848821.3397 | 3524368.026 | 232.0273 | 13006.1404 |  | 167700748.6423 | ok
Accretion Expenses
Power Production Plant
Production Demand - Base |  | TACRT | ACPPDB | PPBDA | -909554.5702 | -303897.8272 | -95906.8932 | -7987.2407 | -156121.9983 | -33293.8794 | -25234.9434 | -181869.4568 | -74619.7697 | -24252.3119 | -6307.8468 | -2.0512 | -60.3518 |  | -909554.5702 | ok
Production Demand - Inter. |  | TACRT | ACPPDI | PPWDA | -857416.8545 | -391579.9693 | -108140.7511 | -7290.6818 | -108656.4866 | -24127.7109 | -16159.8159 | -129570.547 | -57728.6131 | -14129.0416 | 0 | 0 | -33.2372 |  | -857416.8545 | ok
Production Demand - Peak |  | TACRT | ACPPDP | PPSDA | -880573.0287 | -350570.0979 | -106403.3803 | -6076.2228 | -138019.9364 | -34946.8518 | -21596.3379 | -143665.4672 | -60511.2356 | -18750.1127 | 0 | 0 | -33.386 |  | -880573.0287 | ok
Production Energy - Base |  | TACRT | ACPPEB | E01 | 0 | 0 | 0 | 0 | 0 | 0 | 0 | 0 | 0 | 0 | 0 | 0 | 0 |  | 0 | ok
Production Energy - Inter. |  | TACRT | ACPPEI | E01 | 0 | 0 | 0 | 0 | 0 | 0 | 0 | 0 | 0 | 0 | 0 | 0 | 0 |  | 0 | ok
Production Energy - Peak |  | TACRT | ACPPEP | E01 | 0 | 0 | 0 | 0 | 0 | 0 | 0 | 0 | 0 | 0 | 0 | 0 | 0 |  | 0 | ok
Total Power Production Plant |  |  | ACPPT |  | -2647544.4534 | -1046047.8943 | -310451.0245 | -21354.1453 | -402798.4213 | -92368.442 | -62991.0972 | -455105.4711 | -192859.6185 | -57131.4662 | -6307.8468 | -2.0512 | -126.975 |  | -2647544.4534 | ok
Transmission Plant
Transmission Demand - Base |  | TACRT | ACTRB | PPBDA | -1856.3914 | -620.2523 | -195.745 | -16.3019 | -318.6434 | -67.9525 | -51.5043 | -371.1937 | -152.2982 | -49.4987 | -12.8742 | -0.0041865 | -0.12318 |  | -1856.3914 | ok
Transmission Demand - Inter. |  | TACRT | ACTRI | PPWDA | -1749.9789 | -799.2106 | -220.7141 | -14.8802 | -221.7668 | -49.2444 | -32.982 | -264.4521 | -117.8235 | -28.8372 | 0 | 0 | -0.067837 |  | -1749.9789 | ok
Transmission Demand - Peak |  | TACRT | ACTRP | PPSDA | -1797.2404 | -715.5099 | -217.1682 | -12.4015 | -281.6973 | -71.3262 | -44.0779 | -293.2197 | -123.5028 | -38.2688 | 0 | 0 | -0.068141 |  | -1797.2404 | ok
Total Transmission Plant |  |  | ACTRT |  | -5403.6107 | -2134.9729 | -633.6273 | -43.5836 | -822.1074 | -188.523 | -128.5642 | -928.8655 | -393.6245 | -116.6047 | -12.8742 | -0.0041865 | -0.25915 |  | -5403.6107 | ok
Distribution Poles
Specific |  | TACRT | ACDPS | NCPL | 0 | 0 | 0 | 0 | 0 | 0 | 0 | 0 | 0 | 0 | 0 | 0 | 0 |  | 0 | ok
Distribution Substation
General |  | TACRT | ACDSG | NCPS | -1347.4857 | -609.5253 | -186.869 | -17.5979 | -206.3503 | -51.4612 | -30.522 | -234.722 | 0 | 0 | -10.3832 | -0.0033769 | -0.051469 |  | -1347.4857 | ok
Distribution Primary & Secondary Lines
Primary Specific |  | TACRT | ACDPLS | NCPL | 0 | 0 | 0 | 0 | 0 | 0 | 0 | 0 | 0 | 0 | 0 | 0 | 0 |  | 0 | ok
Primary Demand |  | TACRT | ACDPLD | NCPL | -2182.4361 | -987.209 | -302.6597 | -28.5022 | -334.2123 | -83.3483 | -49.4346 | -380.1642 | 0 | 0 | -16.817 | -0.0054693 | -0.083361 |  | -2182.4361 | ok
Primary Customer |  | TACRT | ACDPLC | Cust08 | -3123.7222 | -2485.6677 | -485.4984 | -3.7845 | -33.3099 | -1.7563 | -0.81013 | -0.98162 | 0 | 0 | -111.4635 | -0.0072274 | -0.44284 |  | -3123.7222 | ok
Secondary Demand |  | TACRT | ACDSLD | SICD | -385.1358 | -263.7919 | -61.2995 | -3.5992 | -47.3285 | 0 | -7.1545 | 0 | 0 | 0 | -1.9509 | -0.00063449 | -0.01062 |  | -385.1358 | ok
Secondary Customer |  | TACRT | ACDSLC | Cust07 | -551.2451 | -439.032 | -85.7514 | -0.66845 | -5.8834 | 0 | -0.14309 | 0 | 0 | 0 | -19.6873 | -0.0012765 | -0.078218 |  | -551.2451 | ok
Total Distribution Primary & Secondary Lines |  |  | ACDLT |  | -6242.5392 | -4175.7007 | -935.209 | -36.5544 | -420.7341 | -85.1046 | -57.5423 | -381.1458 | 0 | 0 | -149.9187 | -0.014608 | -0.61504 |  | -6242.5392 | ok
Distribution Line Transformers
Demand |  | TACRT | ACDLTD | SICD | -1355.5773 | -928.4785 | -215.7582 | -12.6683 | -166.5839 | 0 | -25.182 | 0 | 0 | 0 | -6.8668 | -0.0022333 | -0.037378 |  | -1355.5773 | ok
Customer |  | TACRT | ACDLTC | Cust07 | -1159.8751 | -923.7675 | -180.4295 | -1.4065 | -12.3792 | 0 | -0.30107 | 0 | 0 | 0 | -41.424 | -0.002686 | -0.16458 |  | -1159.8751 | ok
Total Line Transformers |  |  | ACDLTT |  | -2515.4523 | -1852.246 | -396.1876 | -14.0747 | -178.9631 | 0 | -25.4831 | 0 | 0 | 0 | -48.2908 | -0.0049192 | -0.20196 |  | -2515.4523 | ok
Distribution Services
Customer |  | TACRT | ACDSC | C02 | -777.5394 | -457.9552 | -300.5516 | -1.4346 | -16.4951 | 0 | -0.30566 | 0 | 0 | 0 | 0 | -0.011997 | -0.78525 |  | -777.5394 | ok
Distribution Meters
Customer |  | TACRT | ACDMC | C03 | -616.1766 | -386.6609 | -140.969 | -3.2944 | -41.365 | -15.1819 | -1.5554 | -10.9855 | -14.9424 | -0.54898 | 0 | -0.010129 | -0.663 |  | -616.1766 | ok
Distribution Street & Customer Lighting
Customer |  | TACRT | ACDSCL | C04 | -904.9942 | 0 | 0 | 0 | 0 | 0 | 0 | 0 | 0 | 0 | -904.9942 | 0 | 0 |  | -904.9942 | ok
Customer Accounts Expense
Customer |  | TACRT | ACCAE | C05 | 0 | 0 | 0 | 0 | 0 | 0 | 0 | 0 | 0 | 0 | 0 | 0 | 0 |  | 0 | ok
Customer Service & Info.
Customer |  | TACRT | ACCSI | C05 | 0 | 0 | 0 | 0 | 0 | 0 | 0 | 0 | 0 | 0 | 0 | 0 | 0 |  | 0 | ok
Sales Expense
Customer |  | TACRT | DESEC | C06 | 0 | 0 | 0 | 0 | 0 | 0 | 0 | 0 | 0 | 0 | 0 | 0 | 0 |  | 0 | ok
Total |  |  | ACT |  | -2665352.2514 | -1055664.9553 | -313044.438 | -21470.6849 | -404484.4362 | -92708.7128 | -63235.0698 | -456661.1899 | -193268.1853 | -57248.6199 | -7434.308 | -2.1004 | -129.5509 |  | -2665352.2514 | ok
Property Taxes
Power Production Plant
Production Demand - Base |  | PTAX | PTPPDB | PPBDA | 3869960.7349 | 1293020.4488 | 408063.3783 | 33984.006 | 664265.8098 | 141658.3568 | 107369.3028 | 773815.7553 | 317491.2074 | 103188.4153 | 26838.5431 | 8.7274 | 256.7838 |  | 3869960.7349 | ok
Production Demand - Inter. |  | PTAX | PTPPDI | PPWDA | 3648125.8729 | 1666089.2654 | 460115.8349 | 31020.2965 | 462310.1795 | 102658.2646 | 68756.5705 | 551295.0469 | 245622.9383 | 60116.0591 | 0 | 0 | 141.4173 |  | 3648125.8729 | ok
Production Demand - Peak |  | PTAX | PTPPDP | PPSDA | 3746650.4559 | 1491601.0077 | 452723.6927 | 25853.0322 | 587245.397 | 148691.402 | 91887.8125 | 611265.9265 | 257462.4037 | 79777.7311 | 0 | 0 | 142.0504 |  | 3746650.4559 | ok
Production Energy - Base |  | PTAX | PTPPEB | E01 | 0 | 0 | 0 | 0 | 0 | 0 | 0 | 0 | 0 | 0 | 0 | 0 | 0 |  | 0 | ok
Production Energy - Inter. |  | PTAX | PTPPEI | E01 | 0 | 0 | 0 | 0 | 0 | 0 | 0 | 0 | 0 | 0 | 0 | 0 | 0 |  | 0 | ok
Production Energy - Peak |  | PTAX | PTPPEP | E01 | 0 | 0 | 0 | 0 | 0 | 0 | 0 | 0 | 0 | 0 | 0 | 0 | 0 |  | 0 | ok
Total Power Production Plant |  |  | PTPPT |  | 11264737.0636 | 4450710.7219 | 1320902.9059 | 90857.3347 | 1713821.3862 | 393008.0233 | 268013.6858 | 1936376.7287 | 820576.5495 | 243082.2055 | 26838.5431 | 8.7274 | 540.2515 |  | 11264737.0636 | ok
Transmission Plant
Transmission Demand - Base |  | PTAX | PTTRB | PPBDA | 579588.0069 | 193650.3226 | 61113.9638 | 5089.644 | 99484.3419 | 21215.586 | 16080.2562 | 115891.1839 | 47549.3445 | 15454.102 | 4019.4976 | 1.3071 | 38.4575 |  | 579588.0069 | ok
Transmission Demand - Inter. |  | PTAX | PTTRI | PPWDA | 546364.7174 | 249523.2956 | 68909.6448 | 4645.7815 | 69238.2827 | 15374.7035 | 10297.3871 | 82565.1781 | 36785.9312 | 9003.3334 | 0 | 0 | 21.1795 |  | 546364.7174 | ok
Transmission Demand - Peak |  | PTAX | PTTRP | PPSDA | 561120.3366 | 223390.9113 | 67802.5543 | 3871.9017 | 87949.3133 | 22268.896 | 13761.6575 | 91546.7686 | 38559.0789 | 11947.9807 | 0 | 0 | 21.2743 |  | 561120.3366 | ok
Total Transmission Plant |  |  | PTTRT |  | 1687073.0609 | 666564.5295 | 197826.1628 | 13607.3271 | 256671.9379 | 58859.1855 | 40139.3008 | 290003.1307 | 122894.3546 | 36405.4161 | 4019.4976 | 1.3071 | 80.9112 |  | 1687073.0609 | ok
Distribution Poles
Specific |  | PTAX | PTDPS | NCPL | 0 | 0 | 0 | 0 | 0 | 0 | 0 | 0 | 0 | 0 | 0 | 0 | 0 |  | 0 | ok
Distribution Substation
General |  | PTAX | PTDSG | NCPS | 439769.4163 | 198926.4773 | 60987.124 | 5743.2992 | 67345.0793 | 16795.0186 | 9961.2655 | 76604.5676 | 0 | 0 | 3388.685 | 1.1021 | 16.7977 |  | 439769.4163 | ok
Distribution Primary & Secondary Lines
Primary Specific |  | PTAX | PTDPLS | NCPL | 0 | 0 | 0 | 0 | 0 | 0 | 0 | 0 | 0 | 0 | 0 | 0 | 0 |  | 0 | ok
Primary Demand |  | PTAX | PTDPLD | NCPL | 712266.3023 | 322188.4496 | 98776.9311 | 9302.0532 | 109074.5031 | 27201.8139 | 16133.6225 | 124071.5021 | 0 | 0 | 5488.4356 | 1.785 | 27.2061 |  | 712266.3023 | ok
Primary Customer |  | PTAX | PTDPLC | Cust08 | 1019467.2296 | 811229.8775 | 158448.703 | 1235.1364 | 10871.1303 | 573.1805 | 264.3964 | 320.3635 | 0 | 0 | 36377.555 | 2.3588 | 144.5281 |  | 1019467.2296 | ok
Secondary Demand |  | PTAX | PTDSLD | SICD | 125694.0533 | 86091.9045 | 20005.8824 | 1174.6468 | 15446.2636 | 0 | 2334.9669 | 0 | 0 | 0 | 636.7162 | 0.20708 | 3.4658 |  | 125694.0533 | ok
Secondary Customer |  | PTAX | PTDSLC | Cust07 | 179905.9817 | 143283.7993 | 27986.0651 | 218.1565 | 1920.1177 | 0 | 46.6991 | 0 | 0 | 0 | 6425.2001 | 0.41662 | 25.5273 |  | 179905.9817 | ok
Total Distribution Primary & Secondary Lines |  |  | PTDLT |  | 2037333.5669 | 1362794.0309 | 305217.5816 | 11929.9929 | 137312.0148 | 27774.9944 | 18779.6849 | 124391.8656 | 0 | 0 | 48927.907 | 4.7674 | 200.7274 |  | 2037333.5669 | ok
Distribution Line Transformers
Demand |  | PTAX | PTDLTD | SICD | 442410.2056 | 303020.9955 | 70415.4758 | 4134.4497 | 54366.8095 | 0 | 8218.4729 | 0 | 0 | 0 | 2241.0746 | 0.72885 | 12.1988 |  | 442410.2056 | ok
Customer |  | PTAX | PTDLTC | Cust07 | 378540.2594 | 301483.5084 | 58885.4925 | 459.0231 | 4040.1206 | 0 | 98.2596 | 0 | 0 | 0 | 13519.2665 | 0.87661 | 53.7121 |  | 378540.2594 | ok
Total Line Transformers |  |  | PTDLTT |  | 820950.465 | 604504.5039 | 129300.9683 | 4593.4728 | 58406.9301 | 0 | 8316.7325 | 0 | 0 | 0 | 15760.3411 | 1.6055 | 65.9109 |  | 820950.465 | ok
Distribution Services
Customer |  | PTAX | PTDSC | C02 | 253760.0554 | 149459.6314 | 98088.8968 | 468.1921 | 5383.3887 | 0 | 99.7548 | 0 | 0 | 0 | 0 | 3.9153 | 256.2763 |  | 253760.0554 | ok
Distribution Meters
Customer |  | PTAX | PTDMC | C03 | 201097.2339 | 126191.7987 | 46007.0525 | 1075.1763 | 13500.008 | 4954.8238 | 507.6112 | 3585.266 | 4876.6462 | 179.1662 | 0 | 3.3058 | 216.3793 |  | 201097.2339 | ok
Distribution Street & Customer Lighting
Customer |  | PTAX | PTDSCL | C04 | 295356.5794 | 0 | 0 | 0 | 0 | 0 | 0 | 0 | 0 | 0 | 295356.5794 | 0 | 0 |  | 295356.5794 | ok
Customer Accounts Expense
Customer |  | PTAX | PTCAE | C05 | 0 | 0 | 0 | 0 | 0 | 0 | 0 | 0 | 0 | 0 | 0 | 0 | 0 |  | 0 | ok
Customer Service & Info.
Customer |  | PTAX | PTCSI | C05 | 0 | 0 | 0 | 0 | 0 | 0 | 0 | 0 | 0 | 0 | 0 | 0 | 0 |  | 0 | ok
Sales Expense
Customer |  | PTAX | PTSEC | C06 | 0 | 0 | 0 | 0 | 0 | 0 | 0 | 0 | 0 | 0 | 0 | 0 | 0 |  | 0 | ok
Total |  |  | PTT |  | 17000077.4415 | 7559151.6936 | 2158330.692 | 128274.7951 | 2252440.745 | 501392.0457 | 345818.0354 | 2430961.5585 | 948347.5503 | 279666.7878 | 394291.5531 | 24.7306 | 1377.2543 |  | 17000077.4415 | ok
Other Taxes
Power Production Plant
Production Demand - Base |  | OTAX | OTPPDB | PPBDA | 2013730.0645 | 672821.8528 | 212335.3567 | 17683.5424 | 345650.0269 | 73711.7794 | 55869.5056 | 402654.2277 | 165206.2213 | 53693.9851 | 13965.4081 | 4.5413 | 133.6172 |  | 2013730.0645 | ok
Production Demand - Inter. |  | OTAX | OTPPDI | PPWDA | 1898298.5235 | 866947.8255 | 239420.7987 | 16141.3792 | 240562.6236 | 53418.1218 | 35777.4103 | 286865.8073 | 127809.6418 | 31281.3292 | 0 | 0 | 73.5863 |  | 1898298.5235 | ok
Production Demand - Peak |  | OTAX | OTPPDP | PPSDA | 1949565.6884 | 776153.0411 | 235574.3051 | 13452.5986 | 305572.5348 | 77371.4172 | 47813.7282 | 318071.5924 | 133970.2954 | 41512.2598 | 0 | 0 | 73.9158 |  | 1949565.6884 | ok
Production Energy - Base |  | OTAX | OTPPEB | E01 | 0 | 0 | 0 | 0 | 0 | 0 | 0 | 0 | 0 | 0 | 0 | 0 | 0 |  | 0 | ok
Production Energy - Inter. |  | OTAX | OTPPEI | E01 | 0 | 0 | 0 | 0 | 0 | 0 | 0 | 0 | 0 | 0 | 0 | 0 | 0 |  | 0 | ok
Production Energy - Peak |  | OTAX | OTPPEP | E01 | 0 | 0 | 0 | 0 | 0 | 0 | 0 | 0 | 0 | 0 | 0 | 0 | 0 |  | 0 | ok
Total Power Production Plant |  |  | OTPPT |  | 5861594.2764 | 2315922.7194 | 687330.4605 | 47277.5201 | 891785.1852 | 204501.3183 | 139460.6441 | 1007591.6274 | 426986.1586 | 126487.5741 | 13965.4081 | 4.5413 | 281.1193 |  | 5861594.2764 | ok
Transmission Plant
Transmission Demand - Base |  | OTAX | OTTRB | PPBDA | 301588.0197 | 100765.745 | 31800.5878 | 2648.391 | 51766.5744 | 11039.5082 | 8367.3447 | 60303.8577 | 24742.2522 | 8041.526 | 2091.5414 | 0.68013 | 20.0113 |  | 301588.0197 | ok
Transmission Demand - Inter. |  | OTAX | OTTRI | PPWDA | 284300.3154 | 129839.1887 | 35857.0624 | 2417.4276 | 36028.0688 | 8000.2111 | 5358.2347 | 42962.705 | 19141.5212 | 4684.8752 | 0 | 0 | 11.0207 |  | 284300.3154 | ok
Transmission Demand - Peak |  | OTAX | OTTRP | PPSDA | 291978.3866 | 116241.2296 | 35280.989 | 2014.74 | 45764.3342 | 11587.597 | 7160.8642 | 47636.2663 | 20064.1768 | 6217.1194 | 0 | 0 | 11.0701 |  | 291978.3866 | ok
Total Transmission Plant |  |  | OTTRT |  | 877866.7218 | 346846.1633 | 102938.6392 | 7080.5586 | 133558.9773 | 30627.3163 | 20886.4436 | 150902.829 | 63947.9503 | 18943.5206 | 2091.5414 | 0.68013 | 42.1021 |  | 877866.7218 | ok
Distribution Poles
Specific |  | OTAX | OTDPS | NCPL | 0 | 0 | 0 | 0 | 0 | 0 | 0 | 0 | 0 | 0 | 0 | 0 | 0 |  | 0 | ok
Distribution Substation
General |  | OTAX | OTDSG | NCPS | 228833.5608 | 103511.1866 | 31734.5869 | 2988.5198 | 35042.9423 | 8739.2706 | 5183.3342 | 39861.1075 | 0 | 0 | 1763.2987 | 0.57347 | 8.7406 |  | 228833.5608 | ok
Distribution Primary & Secondary Lines
Primary Specific |  | OTAX | OTDPLS | NCPL | 0 | 0 | 0 | 0 | 0 | 0 | 0 | 0 | 0 | 0 | 0 | 0 | 0 |  | 0 | ok
Primary Demand |  | OTAX | OTDPLD | NCPL | 370627.0335 | 167650.4264 | 51398.4739 | 4840.3138 | 56756.8049 | 14154.4357 | 8395.1138 | 64560.4778 | 0 | 0 | 2855.9018 | 0.92881 | 14.1567 |  | 370627.0335 | ok
Primary Customer |  | OTAX | OTDPLC | Cust08 | 530478.7182 | 422122.6275 | 82448.6187 | 642.702 | 5656.7814 | 298.2539 | 137.5784 | 166.7008 | 0 | 0 | 18929.0231 | 1.2274 | 75.2051 |  | 530478.7182 | ok
Secondary Demand |  | OTAX | OTDSLD | SICD | 65404.7706 | 44797.8334 | 10410.0402 | 611.2263 | 8037.4473 | 0 | 1214.9976 | 0 | 0 | 0 | 331.3146 | 0.10775 | 1.8034 |  | 65404.7706 | ok
Secondary Customer |  | OTAX | OTDSLC | Cust07 | 93613.8914 | 74557.5767 | 14562.52 | 113.5175 | 999.1313 | 0 | 24.2998 | 0 | 0 | 0 | 3343.3462 | 0.21679 | 13.2831 |  | 93613.8914 | ok
Total Distribution Primary & Secondary Lines |  |  | OTDLT |  | 1060124.4137 | 709128.464 | 158819.6528 | 6207.7595 | 71450.1648 | 14452.6896 | 9771.9896 | 64727.1786 | 0 | 0 | 25459.5858 | 2.4807 | 104.4483 |  | 1060124.4137 | ok
Distribution Line Transformers
Demand |  | OTAX | OTDLTD | SICD | 230207.6928 | 157676.6615 | 36640.62 | 2151.3566 | 28289.7131 | 0 | 4276.4738 | 0 | 0 | 0 | 1166.1409 | 0.37926 | 6.3476 |  | 230207.6928 | ok
Customer |  | OTAX | OTDLTC | Cust07 | 196973.0324 | 156876.6317 | 30641.0051 | 238.8522 | 2102.2726 | 0 | 51.1293 | 0 | 0 | 0 | 7034.7363 | 0.45614 | 27.949 |  | 196973.0324 | ok
Total Line Transformers |  |  | OTDLTT |  | 427180.7251 | 314553.2932 | 67281.6251 | 2390.2088 | 30391.9857 | 0 | 4327.6031 | 0 | 0 | 0 | 8200.8772 | 0.8354 | 34.2967 |  | 427180.7251 | ok
Distribution Services
Customer |  | OTAX | OTDSC | C02 | 132043.7823 | 77771.1645 | 51040.456 | 243.6233 | 2801.2408 | 0 | 51.9073 | 0 | 0 | 0 | 0 | 2.0373 | 133.3531 |  | 132043.7823 | ok
Distribution Meters
Customer |  | OTAX | OTDMC | C03 | 104640.7376 | 65663.7719 | 23939.7222 | 559.4669 | 7024.7152 | 2578.2374 | 264.1349 | 1865.5894 | 2537.5578 | 93.229 | 0 | 1.7202 | 112.5927 |  | 104640.7376 | ok
Distribution Street & Customer Lighting
Customer |  | OTAX | OTDSCL | C04 | 153688.4905 | 0 | 0 | 0 | 0 | 0 | 0 | 0 | 0 | 0 | 153688.4905 | 0 | 0 |  | 153688.4905 | ok
Customer Accounts Expense
Customer |  | OTAX | OTCAE | C05 | 0 | 0 | 0 | 0 | 0 | 0 | 0 | 0 | 0 | 0 | 0 | 0 | 0 |  | 0 | ok
Customer Service & Info.
Customer |  | OTAX | OTCSI | C05 | 0 | 0 | 0 | 0 | 0 | 0 | 0 | 0 | 0 | 0 | 0 | 0 | 0 |  | 0 | ok
Sales Expense
Customer |  | OTAX | OTSEC | C06 | 0 | 0 | 0 | 0 | 0 | 0 | 0 | 0 | 0 | 0 | 0 | 0 | 0 |  | 0 | ok
Total |  |  | OTT |  | 8845972.7081 | 3933396.763 | 1123085.1425 | 66747.6569 | 1172055.2113 | 260898.8322 | 179946.0569 | 1264948.3319 | 493471.6666 | 145524.3237 | 205169.2017 | 12.8685 | 716.6529 |  | 8845972.7081 | ok
Gain Disposition of Allowances
Power Production Plant
Production Demand - Base |  | GAIN | OTPPDB | PPBDA | 0 | 0 | 0 | 0 | 0 | 0 | 0 | 0 | 0 | 0 | 0 | 0 | 0 |  | 0 | ok
Production Demand - Inter. |  | GAIN | OTPPDI | PPWDA | 0 | 0 | 0 | 0 | 0 | 0 | 0 | 0 | 0 | 0 | 0 | 0 | 0 |  | 0 | ok
Production Demand - Peak |  | GAIN | OTPPDP | PPSDA | 0 | 0 | 0 | 0 | 0 | 0 | 0 | 0 | 0 | 0 | 0 | 0 | 0 |  | 0 | ok
Production Energy - Base |  | GAIN | OTPPEB | E01 | -767.2743 | -256.5767 | -82.1276 | -6.787 | -132.2044 | -30.2291 | -19.5709 | -150.9584 | -62.9905 | -20.4586 | -5.3211 | -0.0017287 | -0.048323 |  | -767.2743 | ok
Production Energy - Inter. |  | GAIN | OTPPEI | E01 | 0 | 0 | 0 | 0 | 0 | 0 | 0 | 0 | 0 | 0 | 0 | 0 | 0 |  | 0 | ok
Production Energy - Peak |  | GAIN | OTPPEP | E01 | 0 | 0 | 0 | 0 | 0 | 0 | 0 | 0 | 0 | 0 | 0 | 0 | 0 |  | 0 | ok
Total Power Production Plant |  |  | OTPPT |  | -767.2743 | -256.5767 | -82.1276 | -6.787 | -132.2044 | -30.2291 | -19.5709 | -150.9584 | -62.9905 | -20.4586 | -5.3211 | -0.0017287 | -0.048323 |  | -767.2743 | ok
Transmission Plant
Transmission Demand - Base |  | GAIN | OTTRB | PPBDA | 0 | 0 | 0 | 0 | 0 | 0 | 0 | 0 | 0 | 0 | 0 | 0 | 0 |  | 0 | ok
Transmission Demand - Inter. |  | GAIN | OTTRI | PPWDA | 0 | 0 | 0 | 0 | 0 | 0 | 0 | 0 | 0 | 0 | 0 | 0 | 0 |  | 0 | ok
Transmission Demand - Peak |  | GAIN | OTTRP | PPSDA | 0 | 0 | 0 | 0 | 0 | 0 | 0 | 0 | 0 | 0 | 0 | 0 | 0 |  | 0 | ok
Total Transmission Plant |  |  | OTTRT |  | 0 | 0 | 0 | 0 | 0 | 0 | 0 | 0 | 0 | 0 | 0 | 0 | 0 |  | 0 | ok
Distribution Poles
Specific |  | GAIN | OTDPS | NCPL | 0 | 0 | 0 | 0 | 0 | 0 | 0 | 0 | 0 | 0 | 0 | 0 | 0 |  | 0 | ok
Distribution Substation
General |  | GAIN | OTDSG | NCPS | 0 | 0 | 0 | 0 | 0 | 0 | 0 | 0 | 0 | 0 | 0 | 0 | 0 |  | 0 | ok
Distribution Primary & Secondary Lines
Primary Specific |  | GAIN | OTDPLS | NCPL | 0 | 0 | 0 | 0 | 0 | 0 | 0 | 0 | 0 | 0 | 0 | 0 | 0 |  | 0 | ok
Primary Demand |  | GAIN | OTDPLD | NCPL | 0 | 0 | 0 | 0 | 0 | 0 | 0 | 0 | 0 | 0 | 0 | 0 | 0 |  | 0 | ok
Primary Customer |  | GAIN | OTDPLC | Cust08 | 0 | 0 | 0 | 0 | 0 | 0 | 0 | 0 | 0 | 0 | 0 | 0 | 0 |  | 0 | ok
Secondary Demand |  | GAIN | OTDSLD | SICD | 0 | 0 | 0 | 0 | 0 | 0 | 0 | 0 | 0 | 0 | 0 | 0 | 0 |  | 0 | ok
Secondary Customer |  | GAIN | OTDSLC | Cust07 | 0 | 0 | 0 | 0 | 0 | 0 | 0 | 0 | 0 | 0 | 0 | 0 | 0 |  | 0 | ok
Total Distribution Primary & Secondary Lines |  |  | OTDLT |  | 0 | 0 | 0 | 0 | 0 | 0 | 0 | 0 | 0 | 0 | 0 | 0 | 0 |  | 0 | ok
Distribution Line Transformers
Demand |  | GAIN | OTDLTD | SICD | 0 | 0 | 0 | 0 | 0 | 0 | 0 | 0 | 0 | 0 | 0 | 0 | 0 |  | 0 | ok
Customer |  | GAIN | OTDLTC | Cust07 | 0 | 0 | 0 | 0 | 0 | 0 | 0 | 0 | 0 | 0 | 0 | 0 | 0 |  | 0 | ok
Total Line Transformers |  |  | OTDLTT |  | 0 | 0 | 0 | 0 | 0 | 0 | 0 | 0 | 0 | 0 | 0 | 0 | 0 |  | 0 | ok
Distribution Services
Customer |  | GAIN | OTDSC | C02 | 0 | 0 | 0 | 0 | 0 | 0 | 0 | 0 | 0 | 0 | 0 | 0 | 0 |  | 0 | ok
Distribution Meters
Customer |  | GAIN | OTDMC | C03 | 0 | 0 | 0 | 0 | 0 | 0 | 0 | 0 | 0 | 0 | 0 | 0 | 0 |  | 0 | ok
Distribution Street & Customer Lighting
Customer |  | GAIN | OTDSCL | C04 | 0 | 0 | 0 | 0 | 0 | 0 | 0 | 0 | 0 | 0 | 0 | 0 | 0 |  | 0 | ok
Customer Accounts Expense
Customer |  | GAIN | OTCAE | C05 | 0 | 0 | 0 | 0 | 0 | 0 | 0 | 0 | 0 | 0 | 0 | 0 | 0 |  | 0 | ok
Customer Service & Info.
Customer |  | GAIN | OTCSI | C05 | 0 | 0 | 0 | 0 | 0 | 0 | 0 | 0 | 0 | 0 | 0 | 0 | 0 |  | 0 | ok
Sales Expense
Customer |  | GAIN | OTSEC | C06 | 0 | 0 | 0 | 0 | 0 | 0 | 0 | 0 | 0 | 0 | 0 | 0 | 0 |  | 0 | ok
Total |  |  | OTT |  | -767.2743 | -256.5767 | -82.1276 | -6.787 | -132.2044 | -30.2291 | -19.5709 | -150.9584 | -62.9905 | -20.4586 | -5.3211 | -0.0017287 | -0.048323 |  | -767.2743 | ok
Interest
Power Production Plant
Production Demand - Base |  | INTLTD | INTPPDB | PPBDA | 13631895.1265 | 4554650.6443 | 1437398.8678 | 119708.2963 | 2339869.181 | 498990.0403 | 378207.216 | 2725757.6876 | 1118359.3684 | 363480.0846 | 94538.4798 | 30.7422 | 904.5183 |  | 13631895.1265 | ok
Production Demand - Inter. |  | INTLTD | INTPPDI | PPWDA | 12850484.2076 | 5868781.5441 | 1620753.087 | 109268.6612 | 1628482.6421 | 361612.6344 | 242194.2811 | 1941930.8819 | 865204.1624 | 211758.1726 | 0 | 0 | 498.1408 |  | 12850484.2076 | ok
Production Demand - Peak |  | INTLTD | INTPPDP | PPSDA | 13197535.9932 | 5254148.5305 | 1594714.3453 | 91067.0282 | 2068565.6041 | 523763.8666 | 323673.8327 | 2153177.6614 | 906908.5521 | 281016.201 | 0 | 0 | 500.3711 |  | 13197535.9932 | ok
Production Energy - Base |  | INTLTD | INTPPEB | E01 | 0 | 0 | 0 | 0 | 0 | 0 | 0 | 0 | 0 | 0 | 0 | 0 | 0 |  | 0 | ok
Production Energy - Inter. |  | INTLTD | INTPPEI | E01 | 0 | 0 | 0 | 0 | 0 | 0 | 0 | 0 | 0 | 0 | 0 | 0 | 0 |  | 0 | ok
Production Energy - Peak |  | INTLTD | INTPPEP | E01 | 0 | 0 | 0 | 0 | 0 | 0 | 0 | 0 | 0 | 0 | 0 | 0 | 0 |  | 0 | ok
Total Power Production Plant |  |  | INTPPT |  | 39679915.3274 | 15677580.7189 | 4652866.3001 | 320043.9857 | 6036917.4272 | 1384366.5414 | 944075.3298 | 6820866.2308 | 2890472.0829 | 856254.4582 | 94538.4798 | 30.7422 | 1903.0303 |  | 39679915.3274 | ok
Transmission Plant
Transmission Demand - Base |  | INTLTD | INTTRB | PPBDA | 2041592.5296 | 682131.1816 | 215273.281 | 17928.2162 | 350432.5258 | 74731.6737 | 56642.5299 | 408225.4507 | 167492.0553 | 54436.9083 | 14158.637 | 4.6041 | 135.466 |  | 2041592.5296 | ok
Transmission Demand - Inter. |  | INTLTD | INTTRI | PPWDA | 1924563.8494 | 878943.1291 | 242733.4838 | 16364.7153 | 243891.1073 | 54157.228 | 36272.4354 | 290834.9532 | 129578.0475 | 31714.1453 | 0 | 0 | 74.6045 |  | 1924563.8494 | ok
Transmission Demand - Peak |  | INTLTD | INTTRP | PPSDA | 1976540.3594 | 786892.0858 | 238833.7692 | 13638.732 | 309800.5116 | 78441.9472 | 48475.2907 | 322472.5093 | 135823.9414 | 42086.6337 | 0 | 0 | 74.9385 |  | 1976540.3594 | ok
Total Transmission Plant |  |  | INTTRT |  | 5942696.7384 | 2347966.3965 | 696840.534 | 47931.6635 | 904124.1446 | 207330.8489 | 141390.2559 | 1021532.9133 | 432894.0442 | 128237.6874 | 14158.637 | 4.6041 | 285.009 |  | 5942696.7384 | ok
Distribution Poles
Specific |  | INTLTD | INTDPS | NCPL | 0 | 0 | 0 | 0 | 0 | 0 | 0 | 0 | 0 | 0 | 0 | 0 | 0 |  | 0 | ok
Distribution Substation
General |  | INTLTD | INTDSG | NCPS | 1549083.0459 | 700716.3798 | 214826.4895 | 20230.7099 | 237222.3184 | 59160.2728 | 35088.4509 | 269838.7665 | 0 | 0 | 11936.6065 | 3.8821 | 59.1696 |  | 1549083.0459 | ok
Distribution Primary & Secondary Lines
Primary Specific |  | INTLTD | INTDPLS | NCPL | 0 | 0 | 0 | 0 | 0 | 0 | 0 | 0 | 0 | 0 | 0 | 0 | 0 |  | 0 | ok
Primary Demand |  | INTLTD | INTDPLD | NCPL | 2508950.4003 | 1134905.3535 | 347940.679 | 32766.3825 | 384213.7659 | 95818.0973 | 56830.5121 | 437040.5338 | 0 | 0 | 19332.9555 | 6.2875 | 95.8332 |  | 2508950.4003 | ok
Primary Customer |  | INTLTD | INTDPLC | Cust08 | 3591062.3675 | 2857548.5312 | 558133.8546 | 4350.7548 | 38293.4399 | 2019.0221 | 931.3334 | 1128.477 | 0 | 0 | 128139.547 | 8.3087 | 509.0987 |  | 3591062.3675 | ok
Secondary Demand |  | INTLTD | INTDSLD | SICD | 442755.953 | 303257.8091 | 70470.5061 | 4137.6808 | 54409.2977 | 0 | 8224.8957 | 0 | 0 | 0 | 2242.826 | 0.72942 | 12.2083 |  | 442755.953 | ok
Secondary Customer |  | INTLTD | INTDSLC | Cust07 | 633716.8884 | 504715.6441 | 98580.6137 | 768.4538 | 6763.594 | 0 | 164.4971 | 0 | 0 | 0 | 22632.6984 | 1.4675 | 89.9198 |  | 633716.8884 | ok
Total Distribution Primary & Secondary Lines |  |  | INTDLT |  | 7176485.6092 | 4800427.3378 | 1075125.6533 | 42023.2718 | 483680.0975 | 97837.1194 | 66151.2384 | 438169.0108 | 0 | 0 | 172348.0269 | 16.7932 | 707.06 |  | 7176485.6092 | ok
Distribution Line Transformers
Demand |  | INTLTD | INTDLTD | SICD | 1558385.1979 | 1067388.2025 | 248037.7571 | 14563.5545 | 191506.5027 | 0 | 28949.4824 | 0 | 0 | 0 | 7894.1613 | 2.5674 | 42.9701 |  | 1558385.1979 | ok
Customer |  | INTLTD | INTDLTC | Cust07 | 1333403.9985 | 1061972.4205 | 207423.515 | 1616.904 | 14231.2813 | 0 | 346.1185 | 0 | 0 | 0 | 47621.4711 | 3.0878 | 189.2002 |  | 1333403.9985 | ok
Total Line Transformers |  |  | INTDLTT |  | 2891789.1964 | 2129360.623 | 455461.2721 | 16180.4585 | 205737.784 | 0 | 29295.6009 | 0 | 0 | 0 | 55515.6324 | 5.6552 | 232.1703 |  | 2891789.1964 | ok
Distribution Services
Customer |  | INTLTD | INTDSC | C02 | 893867.0699 | 526469.9463 | 345517.0855 | 1649.2017 | 18962.929 | 0 | 351.3851 | 0 | 0 | 0 | 0 | 13.7917 | 902.7305 |  | 893867.0699 | ok
Distribution Meters
Customer |  | INTLTD | INTDMC | C03 | 708362.8467 | 444509.2558 | 162059.3482 | 3787.2969 | 47553.6332 | 17453.3137 | 1788.0549 | 12629.0608 | 17177.9339 | 631.1111 | 0 | 11.6446 | 762.1937 |  | 708362.8467 | ok
Distribution Street & Customer Lighting
Customer |  | INTLTD | INTDSCL | C04 | 1040390.3788 | 0 | 0 | 0 | 0 | 0 | 0 | 0 | 0 | 0 | 1040390.3788 | 0 | 0 |  | 1040390.3788 | ok
Customer Accounts Expense
Customer |  | INTLTD | INTCAE | C05 | 0 | 0 | 0 | 0 | 0 | 0 | 0 | 0 | 0 | 0 | 0 | 0 | 0 |  | 0 | ok
Customer Service & Info.
Customer |  | INTLTD | INTCSI | C05 | 0 | 0 | 0 | 0 | 0 | 0 | 0 | 0 | 0 | 0 | 0 | 0 | 0 |  | 0 | ok
Sales Expense
Customer |  | INTLTD | INTSEC | C06 | 0 | 0 | 0 | 0 | 0 | 0 | 0 | 0 | 0 | 0 | 0 | 0 | 0 |  | 0 | ok
Total |  |  | INTT |  | 59882590.2128 | 26627030.6582 | 7602696.6827 | 451846.588 | 7934198.3339 | 1766148.0962 | 1218140.3158 | 8563035.9823 | 3340544.061 | 985123.2567 | 1388887.7614 | 87.1132 | 4851.3635 |  | 59882590.2128 | ok
Cost of Service Summary -- Unadjusted
Operating Revenues
Sales |  |  | REVUC | R01 | 1291701071 | 474158148.2451 | 181472282.1447 | 11111097.5653 | 222187654.2857 | 51446771.9605 | 25199769.093 | 202384448.41 | 85720555.0336 | 14733899.7034 | 23177212.4843 | 2251.0396 | 106981.0348 |  | 1291701071 | ok
Franchise Fees and HEA |  |  |  | FFHEA | 0 | 0 | 0 | 0 | 0 | 0 | 0 | 0 | 0 | 0 | 0 | 0 | 0 |  | 0 | ok
Other Accrued Revenue |  |  |  | R01 | 0 | 0 | 0 | 0 | 0 | 0 | 0 | 0 | 0 | 0 | 0 | 0 | 0 |  | 0 | ok
Intercompany Sales |  |  | SFRS | E01 | 22834450.0364 | 7635845.5824 | 2444156.2251 | 201984.5863 | 3934465.671 | 899632.6192 | 582438.1334 | 4492594.3626 | 1874627.6976 | 608856.5144 | 158359.0679 | 51.448 | 1438.1283 |  | 22834450.0364 | ok
Off-System Sales |  |  |  | OSSALL | 5895029.1159 | 2160091.8413 | 662784.9481 | 49719.2564 | 953023.8119 | 218226.4919 | 145031.3185 | 1082539.3089 | 455186.1609 | 141369.6016 | 26723.1385 | 8.6841 | 324.5539 |  | 5895029.1159 | ok
Brokered Sales |  |  |  | Energy | -294880.4556 | -98608.0953 | -31563.4447 | -2608.3968 | -50809.0638 | -11617.7125 | -7521.5134 | -58016.649 | -24208.6439 | -7862.6762 | -2045.0238 | -0.66439 | -18.5718 |  | -294880.4556 | ok
LATE PAYMENT CHARGES |  |  |  | LPAY | 6910624 | 5226738.8348 | 1128696.5635 | 5854.33 | 225327.1207 | 29221.1601 | 75334.0902 | 179921.2006 | 39401.5001 | 0 | 125.42 | 0 | 3.78 |  | 6910624 | ok
RECONNECT CHARGES |  |  |  | MISCSERV | 1659612 | 1505486.7171 | 53534.5182 | 661.8718 | 3313.8856 | 63194.361 | 2611.3092 | 98.5358 | 0 | 125.3435 | 30585.4607 | 0 | 0 |  | 1659612.0029 | ok
OTHER SERVICE CHARGES |  |  |  | MISCSERV | 547025 | 496223.7387 | 17645.5218 | 218.1597 | 1092.2904 | 20829.5043 | 860.7141 | 32.4784 | 0 | 41.3145 | 10081.279 | 0 | 0 |  | 547025.0009 | ok
RENT FROM ELEC PROPERTY |  |  |  | UPT | 2153991 | 952656.2628 | 272487.2487 | 16307.5958 | 287407.8615 | 64082.0005 | 44170.4584 | 310976.8461 | 121908.7261 | 35960.7299 | 47857.3047 | 2.9839 | 172.9816 |  | 2153991 | ok
TRANSMISSION SERVICE |  |  |  | PLTRT | 10488823 | 4144146.1725 | 1229919.234 | 84599.0898 | 1595773.5251 | 365937.6664 | 249552.9275 | 1802999.2759 | 764055.3115 | 226338.7253 | 24989.9067 | 8.1263 | 503.0391 |  | 10488823 | ok
TAX REMITTANCE COMPENSATION |  |  |  | R01 | 17113 | 6281.8469 | 2404.2213 | 147.2045 | 2943.6357 | 681.5885 | 333.8572 | 2681.2744 | 1135.662 | 195.2009 | 307.0615 | 0.029823 | 1.4173 |  | 17113 | ok
RETURN CHECK CHARGES |  |  |  | MISCSERV | 130862 | 118709.0734 | 4221.2482 | 52.1892 | 261.3031 | 4982.9361 | 205.9042 | 7.7696 | 0 | 9.8835 | 2411.693 | 0 | 0 |  | 130862.0002 | ok
OTHER MISC REVENUES |  |  |  | MISCSERV | 22525 | 20433.1424 | 726.5945 | 8.9832 | 44.9775 | 857.7023 | 35.4419 | 1.3374 | 0 | 1.7012 | 415.1196 | 0 | 0 |  | 22525 | ok
EXCESS FACILITIES CHARGES |  |  |  | MISCSERV | 14277 | 12951.1198 | 460.5367 | 5.6938 | 28.5081 | 543.6366 | 22.4641 | 0.84767 | 0 | 1.0783 | 263.1149 | 0 | 0 |  | 14277 | ok
FORFEITED REFUNDABLE ADVANCES |  |  |  | R01 | -3602 | -1322.2236 | -506.0483 | -30.9841 | -619.586 | -143.463 | -70.2713 | -564.3634 | -239.0378 | -41.0865 | -64.6313 | -0.0062772 | -0.29832 |  | -3602 | ok
Unbilled Revenue |  |  | UNBREV | R01 | 0 | 0 | 0 | 0 | 0 | 0 | 0 | 0 | 0 | 0 | 0 | 0 | 0 |  | 0 | ok
Total Operating Revenues |  |  | TOR |  | 1342076919.6967 | 496337782.2584 | 187257249.5118 | 11468017.1449 | 229139908.2265 | 53103200.4519 | 26292773.9268 | 210197720.635 | 88952422.4101 | 15738896.0337 | 23477221.3957 | 2321.6411 | 109406.065 |  | 1342076919.7008 | ok
Operating Expenses
Operation and Maintenance Expenses |  |  |  |  | 858787982.8066 | 332550542.4624 | 104905177.5727 | 7372239.2442 | 131510847.8321 | 29595390.7898 | 19447461.6709 | 145790692.3537 | 59296646.1239 | 18926916.1471 | 9322434.2752 | 1876.4789 | 67757.8558 |  | 858787982.8066 | ok
Depreciation and Amortization Expenses |  |  |  |  | 167700748.6423 | 73699223.7109 | 21121073.8465 | 1274519.9907 | 22564394.6122 | 5040755.8161 | 3471937.4856 | 24487872.4585 | 9654543.1883 | 2848821.3397 | 3524368.026 | 232.0273 | 13006.1404 |  | 167700748.6423 | ok
Regulatory Credits and Accretion Expenses |  |  |  |  | -2665352.2514 | -1055664.9553 | -313044.438 | -21470.6849 | -404484.4362 | -92708.7128 | -63235.0698 | -456661.1899 | -193268.1853 | -57248.6199 | -7434.308 | -2.1004 | -129.5509 |  | -2665352.2514 | ok
Property Taxes |  |  |  | NPT | 17000077.4415 | 7559151.6936 | 2158330.692 | 128274.7951 | 2252440.745 | 501392.0457 | 345818.0354 | 2430961.5585 | 948347.5503 | 279666.7878 | 394291.5531 | 24.7306 | 1377.2543 |  | 17000077.4415 | ok
Other Taxes |  |  |  |  | 8845972.7081 | 3933396.763 | 1123085.1425 | 66747.6569 | 1172055.2113 | 260898.8322 | 179946.0569 | 1264948.3319 | 493471.6666 | 145524.3237 | 205169.2017 | 12.8685 | 716.6529 |  | 8845972.7081 | ok
Gain Disposition of Allowances |  |  |  |  | -767.2743 | -256.5767 | -82.1276 | -6.787 | -132.2044 | -30.2291 | -19.5709 | -150.9584 | -62.9905 | -20.4586 | -5.3211 | -0.0017287 | -0.048323 |  | -767.2743 | ok
State and Federal Income Taxes |  |  |  | TAXINC | 89659333.98 | 19511553.7496 | 19263921.5064 | 829878.5513 | 24409874.3077 | 6134473.5232 | 605177.0054 | 10571114.5379 | 5793960.6313 | -804142.6875 | 3335155.7834 | 34.9053 | 8332.1676 |  | 89659333.9816 | ok
Specific Assignment of Curtailable Service Rider Avoided Cost |  |  |  |  | -5672872.8508 | 0 | 0 | 0 | 0 | -70827.2727 | 0 | -190331.7818 | 0 | -5411713.7963 | 0 | 0 | 0 |  | -5672872.8508 | ok
Allocation of Curtailable Service Rider Credits |  |  |  | INTCRE | 5672872.8508 | 2422409.3638 | 700281.1638 | 43630.1448 | 805162.3295 | 192821.8835 | 123237.6908 | 891853.9642 | 385939.8921 | 107318.9572 | 0 | 0 | 217.4611 |  | 5672872.8508 | ok
Total Operating Expenses |  |  | TOE |  | 1139327996.0526 | 438620356.2112 | 148958743.3583 | 9693812.911 | 182310158.3972 | 41562166.6758 | 24110323.3044 | 184790299.2746 | 76379577.8768 | 16035121.9933 | 16773979.2103 | 2178.9085 | 91277.9329 |  | 1139327996.0542 | ok
Net Operating Income (Unadjusted) |  |  | TOM |  | 202748923.6441 | 57717426.0472 | 38298506.1535 | 1774204.2339 | 46829749.8293 | 11541033.7761 | 2182450.6224 | 25407421.3604 | 12572844.5333 | -296225.9596 | 6703242.1854 | 142.7326 | 18128.1321 |  | 202748923.6466 | ok
Net Cost Rate Base |  |  |  |  | 3500935145.9469 | 1548738985.5921 | 443688101.2891 | 26545088.7722 | 466728220.2969 | 103973077.0151 | 71596666.0972 | 504468963.4047 | 197373813.7071 | 58364474.8056 | 79167563.9922 | 4998.5494 | 285192.4253 |  | 3500935145.9469 | ok
Taxable Income Unadjusted
Total Operating Revenue |  |  |  |  | 1342076919.6967 | 496337782.2584 | 187257249.5118 | 11468017.1449 | 229139908.2265 | 53103200.4519 | 26292773.9268 | 210197720.635 | 88952422.4101 | 15738896.0337 | 23477221.3957 | 2321.6411 | 109406.065 |  | 1342076919.7008 | ok
Operating Expenses |  |  |  |  | 1049668662.0726 | 419108802.4616 | 129694821.8519 | 8863934.3598 | 157900284.0895 | 35427693.1526 | 23505146.299 | 174219184.7367 | 70585617.2455 | 16839264.6808 | 13438823.427 | 2144.0032 | 82945.7653 |  | 1049668662.0726 | ok
Interest Expense |  |  | INTEXP |  | 59882590.2128 | 26627030.6582 | 7602696.6827 | 451846.588 | 7934198.3339 | 1766148.0962 | 1218140.3158 | 8563035.9823 | 3340544.061 | 985123.2567 | 1388887.7614 | 87.1132 | 4851.3635 |  | 59882590.2128 | ok
Taxable Income |  |  | TAXINC |  | 232525667.4113 | 50601949.1386 | 49959730.9772 | 2152236.1971 | 63305425.8031 | 15909359.2032 | 1569487.312 | 27415499.916 | 15026261.1036 | -2085491.9037 | 8649510.2074 | 90.5247 | 21608.9362 |  | 232525667.4154 | ok
SECTION BELOW NOT USED IN FINAL STUDY; HIDE ROWS WHEN READY TO PRINT!!!
Calculation of Pro-Forma State Income Taxes | bar: 3 to 6; 12 to 15
Pro-Forma Operating Income Before Income Taxes |  |  |  |  | 288851824.6241 | 77564039.217 | 55506621.0919 | 2641258.7958 | 70438804.4414 | 14438259.8689 | 4515706.1939 | 38393817.1747 | 16922235.231 | -1666895.1709 | 10067984.4574 | 186.9797 | 29806.4013 |  | 288851824.6821 | err | 0.058014
Add (deduct) | bar: 3 to 6; 12 to 15
Interest Expense Applicable to Operating Income |  |  | 2: RBT
Book Depreciation Nondeductible for Tax Purposes |  |  | 2: DPT
Nondeductible Expenses | bar: 3 to 6; 12 to 15
Preferred Stock Dividend Deduction | bar: 3 to 6; 12 to 15
Environmental Tax | bar: 3 to 6; 12 to 15
Net Additions/Deductions |  |  |  |  | 0 | 0 | 0 | 0 | 0 | 0 | 0 | 0 | 0 | 0 | 0 | 0 | 0 |  | 0 | ok
State Taxable Income |  |  | STI |  | 288851824.6241 | 77564039.217 | 55506621.0919 | 2641258.7958 | 70438804.4414 | 14438259.8689 | 4515706.1939 | 38393817.1747 | 16922235.231 | -1666895.1709 | 10067984.4574 | 186.9797 | 29806.4013 |  | 288851824.6821 | err
State Tax Rate |  |  | STR |  | 4.5% | 4.5% | #REF! | #REF! | #REF! | #REF! | #REF! | #REF! | #REF! | #REF! | #REF! | #REF! | #REF! |  | #REF!
Provision Before Kentucky Income Taxes |  |  |  |  | 12998332.1081 | 3490381.7648 | #REF! | #REF! | #REF! | #REF! | #REF! | #REF! | #REF! | #REF! | #REF! | #REF! | #REF! |  | #REF! | #REF!
Kentucky Income Taxes |  |  |  | STI | 1200 | 322.2304 | 230.5955 | 10.9728 | 292.6295 | 59.982 | 18.76 | 159.5025 | 70.3014 | -6.9249 | 41.8262 | 0.00077678 | 0.12383 |  | 1200 | ok
Net Provision for State Income Taxes |  |  | SIT |  | 12997132.1081 | 3490059.5343 | #REF! | #REF! | #REF! | #REF! | #REF! | #REF! | #REF! | #REF! | #REF! | #REF! | #REF! |  | #REF! | #REF!
Calculation of Pro-Forma Federal Income Taxes | bar: 3 to 6; 12 to 15
Operating Income Before Income Taxes |  |  |  |  | 288851824.6241 | 77564039.217 | 55506621.0919 | 2641258.7958 | 70438804.4414 | 14438259.8689 | 4515706.1939 | 38393817.1747 | 16922235.231 | -1666895.1709 | 10067984.4574 | 186.9797 | 29806.4013 |  | 288851824.6821 | err
Add (deduct) | bar: 3 to 6; 12 to 15
Interest Expense Applicable to Operating Income |  |  | 2: RBT
Book Depreciation Nondeductible for Tax Purposes |  |  | 2: DPT
Nondeductible Expenses | bar: 3 to 6; 12 to 15
Preferred Stock Dividend Deduction | bar: 3 to 6; 12 to 15
Environmental Tax | bar: 3 to 6; 12 to 15
State Income Tax |  |  |  |  | 12997132.1081 | 3490059.5343 | #REF! | #REF! | #REF! | #REF! | #REF! | #REF! | #REF! | #REF! | #REF! | #REF! | #REF! |  | #REF! | #REF!
Net Additions/Deductions |  |  |  |  | 12997132.1081 | 3490059.5343 | #REF! | #REF! | #REF! | #REF! | #REF! | #REF! | #REF! | #REF! | #REF! | #REF! | #REF! |  | #REF! | #REF!
Federal Taxable Income |  |  | STI |  | 301848956.7321 | 81054098.7513 | #REF! | #REF! | #REF! | #REF! | #REF! | #REF! | #REF! | #REF! | #REF! | #REF! | #REF! |  | #REF! | #REF!
Federal Tax Rate |  |  | STR |  | 35% | 35% | #REF! | #REF! | #REF! | #REF! | #REF! | #REF! | #REF! | #REF! | #REF! | #REF! | #REF! |  | #REF!
Provision Before ITC, DIT, and Environmental Tax |  |  |  |  | 105647134.8562 | 28368934.563 | #REF! | #REF! | #REF! | #REF! | #REF! | #REF! | #REF! | #REF! | #REF! | #REF! | #REF! |  | #REF! | #REF!
Amortization of Investment Tax Credit |  |  |  | STI | 0 | 0 | 0 | 0 | 0 | 0 | 0 | 0 | 0 | 0 | 0 | 0 | 0 |  | 0 | ok
Amortization of Deferred Income Taxes |  |  |  | DPT | 1200 | #N/A | #N/A | #N/A | #N/A | #N/A | #N/A | #N/A | #N/A | #N/A | #N/A | #N/A | #N/A |  | #N/A | #N/A
Environmental Tax |  |  |  | DPT | 1200 | #N/A | #N/A | #N/A | #N/A | #N/A | #N/A | #N/A | #N/A | #N/A | #N/A | #N/A | #N/A |  | #N/A | #N/A
Net Provision for Federal Income Taxes |  |  | SIT |  | 105644734.8562 | #N/A | #REF! | #REF! | #REF! | #REF! | #REF! | #REF! | #REF! | #REF! | #REF! | #REF! | #REF! |  | #REF! | #REF!
Total Federal and State Income Taxes |  |  | TIT |  | 118641866.9643 | #N/A | #REF! | #REF! | #REF! | #REF! | #REF! | #REF! | #REF! | #REF! | #REF! | #REF! | #REF! |  | #REF! | #REF!
Cost of Service Summary -- Pro-Forma
Operating Revenues
Total Operating Revenue -- Actual |  |  |  |  | 1342076919.6967 | 496337782.2584 | 187257249.5118 | 11468017.1449 | 229139908.2265 | 53103200.4519 | 26292773.9268 | 210197720.635 | 88952422.4101 | 15738896.0337 | 23477221.3957 | 2321.6411 | 109406.065 |  | 1342076919.7008 | ok
Pro-Forma Adjustments:
| Eliminate unbilled revenues |  |  | R01 | 5107000 | 1874679.6124 | 717487.1692 | 43929.9591 | 878463.5826 | 203405.1611 | 99632.3559 | 800167.6249 | 338913.4564 | 58253.4361 | 91635.7715 | 8.8999 | 422.971 |  | 5107000 | ok
| Eliminate accrued revenues |  |  | R01 | -8438658 | -3097665.9699 | -1185554.8934 | -72588.5845 | -1451547.6285 | -336100.7616 | -164629.6019 | -1322173.6693 | -560010.7205 | -96256.2805 | -151416.2788 | -14.706 | -698.905 |  | -8438658 | ok
| Mismatch in fuel cost recovery |  |  | Energy | -9156061 | -3061788.9999 | -980047.4045 | -80990.9234 | -1577625.3699 | -360730.8749 | -233543.5743 | -1801421.4473 | -751680.2693 | -244136.7047 | -63498.1479 | -20.6294 | -576.6546 |  | -9156061 | ok
| Annualize FAC roll-in to base rates |  | FACRI | FAC01 | 2885839 | 882160.1747 | 313854.1939 | 27665.8845 | 517039.6307 | 153768.5098 | 67295.8563 | 541690.6245 | 272139.3099 | 89537.6124 | 20524.4062 | 6.3842 | 156.4129 |  | 2885839 | ok
| Adjustment to reflect changes to FAC calculations |  | FACRI | FAC01 | -2638801 | -806644.1514 | -286987.1676 | -25297.5872 | -472779.2142 | -140605.3829 | -61535.0935 | -495319.9959 | -248843.2248 | -81872.8769 | -18767.4446 | -5.8377 | -143.0234 |  | -2638801 | ok
| Eliminate ECR revenues |  |  | ECRREV01 | -14710734 | -5574887.621 | -2594230.8237 | -124250.9916 | -2755267.8127 | -685529.9534 | -219123.9851 | -1637605.8887 | -689253.9531 | -170283.9884 | -259238.9824 | -11 | -1048.9999 |  | -14710734 | ok
| Adjustment to reflect Full Year of ECR Roll-in |  | ECRRI | ECRREV02 | 0 | 0 | 0 | 0 | 0 | 0 | 0 | 0 | 0 | 0 | 0 | 0 | 0 |  | 0 | ok
| Remove off-system ECR revenues |  |  | OSSALL | -296088 | -108494.3366 | -33289.5166 | -2497.2354 | -47867.2639 | -10960.8018 | -7284.448 | -54372.403 | -22862.5096 | -7100.532 | -1342.2157 | -0.43617 | -16.3013 |  | -296088 | ok
| To adjust Off-system sales margins |  |  | OSSALL | -292995 | -107360.981 | -32941.767 | -2471.1487 | -47367.232 | -10846.3028 | -7208.3531 | -53804.417 | -22623.6829 | -7026.3582 | -1328.1946 | -0.43162 | -16.131 |  | -292995 | ok
| Eliminate brokered sales revenues |  |  | Energy | 294881 | 98608.2773 | 31563.503 | 2608.4016 | 50809.1576 | 11617.734 | 7521.5273 | 58016.7561 | 24208.6886 | 7862.6907 | 2045.0276 | 0.66439 | 18.5718 |  | 294881 | ok
| Eliminate DSM revenues |  | DSMREV | DSM01 | -15401724 | -11425657.716 | -3105609.4593 | -38693.7034 | -527103.5826 | -97297.7689 | -70050.2735 | -137311.4963 | 0 | 0 | 0 | 0 | 0 |  | -15401724 | ok
| Year end adjustment |  | YREND | YRE01 | -3407542 | -710224.725 | 42720.7138 | 73528.9746 | -1562555.8856 | 171787 | 116378.1107 | -1816141.9949 | 166983 | 0 | 98915 | 0 | 11068 |  | -3407541.8063 | err | 0.19372
| Customer rate switching adjustment |  |  | RS01 | -8348788 | -30891 | -3346954 | -20438 | -1353663 | -5386209 | 2518028 | 3315076 | -2949246 | -1094561 | 0 | 0 | 70 |  | -8348788 | ok
| Remove Out of Period Items |  |  | RBT | 23287 | 10301.6718 | 2951.2586 | 176.5687 | 3104.5134 | 691.5927 | 476.2361 | 3355.5517 | 1312.8618 | 388.2201 | 526.595 | 0.033249 | 1.897 |  | 23287 | ok
Total Pro-Forma Operating Revenue |  |  |  |  | 1287696535.6967 | 474279916.4937 | 176800211.3182 | 11248698.7593 | 220793548.1214 | 46616189.6032 | 28338730.6836 | 207597875.8798 | 84511459.3664 | 14193700.2523 | 23195276.9319 | 2284.582 | 118643.9025 | 0 | 1287696535.8945 | err | 0.19784
Operating Expenses
Operation and Maintenance Expenses |  |  |  |  | 858787982.8066 | 332550542.4624 | 104905177.5727 | 7372239.2442 | 131510847.8321 | 29595390.7898 | 19447461.6709 | 145790692.3537 | 59296646.1239 | 18926916.1471 | 9322434.2752 | 1876.4789 | 67757.8558 |  | 858787982.8066 | ok
Depreciation and Amortization Expenses |  |  |  |  | 167700748.6423 | 73699223.7109 | 21121073.8465 | 1274519.9907 | 22564394.6122 | 5040755.8161 | 3471937.4856 | 24487872.4585 | 9654543.1883 | 2848821.3397 | 3524368.026 | 232.0273 | 13006.1404 |  | 167700748.6423 | ok
Regulatory Credits and Accretion Expenses |  |  |  |  | -2665352.2514 | -1055664.9553 | -313044.438 | -21470.6849 | -404484.4362 | -92708.7128 | -63235.0698 | -456661.1899 | -193268.1853 | -57248.6199 | -7434.308 | -2.1004 | -129.5509 |  | -2665352.2514 | ok
Property Taxes |  |  |  | NPT | 17000077.4415 | 7559151.6936 | 2158330.692 | 128274.7951 | 2252440.745 | 501392.0457 | 345818.0354 | 2430961.5585 | 948347.5503 | 279666.7878 | 394291.5531 | 24.7306 | 1377.2543 |  | 17000077.4415 | ok
Other Taxes |  |  |  |  | 8845972.7081 | 3933396.763 | 1123085.1425 | 66747.6569 | 1172055.2113 | 260898.8322 | 179946.0569 | 1264948.3319 | 493471.6666 | 145524.3237 | 205169.2017 | 12.8685 | 716.6529 |  | 8845972.7081 | ok
Gain Disposition of Allowances |  |  |  |  | -767.2743 | -256.5767 | -82.1276 | -6.787 | -132.2044 | -30.2291 | -19.5709 | -150.9584 | -62.9905 | -20.4586 | -5.3211 | -0.0017287 | -0.048323 |  | -767.2743 | ok
State and Federal Income Taxes |  |  |  | TAXINC | 89659333.98 | 19511553.7496 | 19263921.5064 | 829878.5513 | 24409874.3077 | 6134473.5232 | 605177.0054 | 10571114.5379 | 5793960.6313 | -804142.6875 | 3335155.7834 | 34.9053 | 8332.1676 |  | 89659333.9816 | ok
Specific Assignment of Curtailable Service Rider Credit |  |  |  |  | -5672872.8508 | 0 | 0 | 0 | 0 | -70827.2727 | 0 | -190331.7818 | 0 | -5411713.7963 | 0 | 0 | 0 |  | -5672872.8508 | ok
Allocation of Curtailable Service Rider Credits |  |  |  | INTCRE | 5672872.8508 | 2422409.3638 | 700281.1638 | 43630.1448 | 805162.3295 | 192821.8835 | 123237.6908 | 891853.9642 | 385939.8921 | 107318.9572 | 0 | 0 | 217.4611 |  | 5672872.8508 | ok
Adjustments to Operating Expenses:
| Eliminate mismatch in fuel cost recovery |  |  | Energy | -12785149 | -4275356.8996 | -1368498.1012 | -113092.412 | -2202931.5249 | -503709.836 | -326110.6927 | -2515431.2117 | -1049615.5763 | -340902.5067 | -88666.216 | -28.806 | -805.2169 |  | -12785149 | ok
| Remove ECR expenses |  |  | ECRREV01 | -9309387 | -3527953.5573 | -1641705.8934 | -78629.6976 | -1743614.8568 | -433823.6037 | -138668.1302 | -1036325.3779 | -436180.2607 | -107760.7377 | -164054.0854 | -6.9611 | -663.8381 |  | -9309387 | ok
| Adjust base expenses for full year of ECR roll-in |  |  | ECRREV02 | 0 | 0 | 0 | 0 | 0 | 0 | 0 | 0 | 0 | 0 | 0 | 0 | 0 |  | 0 | ok
| Adjustment to reflect changes to FAC calculations |  |  | FAC01 | -2614696 | -799275.5938 | -284365.5884 | -25066.498 | -468460.4562 | -139320.9765 | -60972.9809 | -490795.3316 | -246570.0841 | -81124.982 | -18596.0072 | -5.7844 | -141.7169 |  | -2614696 | ok
| Eliminate brokered sales expenses |  |  | Energy | -6018 | -2012.4206 | -644.1553 | -53.2329 | -1036.9251 | -237.0974 | -153.5011 | -1184.0194 | -494.0565 | -160.4636 | -41.7354 | -0.013559 | -0.37902 |  | -6018 | ok
| Eliminate DSM expenses |  |  | DSMREV | -13589518 | -10081285.7829 | -2740195.5553 | -34140.9039 | -465083.2351 | -85849.466 | -61807.9802 | -121155.0766 | 0 | 0 | 0 | 0 | 0 |  | -13589518 | ok
| Year end adjustment |  |  | YREND | -1909033 | -397894.5637 | 23933.7483 | 41193.693 | -875402.4895 | 96241.5289 | 65199.3882 | -1017470.9515 | 93550.1477 | 0 | 55415.8978 | 0 | 6200.7093 |  | -1909032.8915 | err | 0.10853
| Annualized depreciation expenses under current rates |  |  | DET | 712846 | 313273.4782 | 89779.4025 | 5417.6054 | 95914.5297 | 21426.7536 | 14758.1735 | 104090.6619 | 41038.5914 | 12109.4921 | 14981.0402 | 0.98628 | 55.2852 |  | 712846 | ok
| Labor adjustment |  |  | LBT | 2883454 | 1356477.8453 | 421263.5215 | 23117.579 | 346212.6139 | 73241.771 | 51375.4154 | 353743.7093 | 134408.0642 | 41092.2092 | 82240.7881 | 5.56 | 274.923 |  | 2883454 | ok
| Pension & post retirement expense adjustment |  |  | LBT | -4067870 | -1913668.6532 | -594302.958 | -32613.4233 | -488423.92 | -103326.7751 | -72478.5314 | -499048.5102 | -189617.9138 | -57971.3653 | -116022.2549 | -7.8438 | -387.8511 |  | -4067870 | ok
| Property insurance expense adjustment |  |  | UPT | 1079050 | 477236.7853 | 136503.5256 | 8169.3522 | 143978.0635 | 32102.1224 | 22127.3594 | 155785.0361 | 61070.6409 | 18014.6647 | 23974.2992 | 1.4948 | 86.6558 |  | 1079050 | ok
| Remove out of period items |  |  | RBT | -475875 | -210516.9431 | -60309.622 | -3608.22 | -63441.4185 | -14132.8491 | -9731.9893 | -68571.441 | -26828.6214 | -7933.3645 | -10761.0861 | -0.67944 | -38.7656 |  | -475875 | ok
| Normalized storm damage expenses |  |  | SDALL | -834318 | -567387.7141 | -142812.1409 | -4558.1445 | -53912.8072 | -7446.9231 | -7291.1937 | -33349.2021 | 0 | 0 | -17412.9605 | -2.5808 | -144.333 |  | -834318 | ok
| Eliminate advertising expenses |  |  | REVUC | -808453 | -296767.2521 | -113580.3122 | -6954.2407 | -139063.3481 | -32199.6304 | -15772.0926 | -126668.8696 | -53650.9889 | -9221.6889 | -14506.21 | -1.4089 | -66.9575 |  | -808453 | ok
| Adjustment for transfer of ITO functions |  |  | PLTRT | -3328434 | -1315068.1465 | -390292.1229 | -26845.9566 | -506389.2162 | -116123.5508 | -79191.0063 | -572148.4757 | -242458.8227 | -71824.4086 | -7930.0847 | -2.5787 | -159.6301 |  | -3328434 | ok
| Amortization of rate case expenses |  |  | OMT | -25313 | -9802.0141 | -3092.1075 | -217.2987 | -3876.3166 | -872.3319 | -573.219 | -4297.2187 | -1747.7841 | -557.8758 | -274.7812 | -0.05531 | -1.9972 |  | -25313 | ok
| Adjustment for injuries and damages FERC account 925 |  |  | UPT | -1233028 | -545337.3976 | -155982.2707 | -9335.1004 | -164523.4083 | -36683.0228 | -25284.8837 | -178015.2092 | -69785.2836 | -20585.3167 | -27395.3775 | -1.7081 | -99.0214 |  | -1233028 | ok
| MISO exit fee regulatory asset amortization |  |  | PLTRT | -1509951 | -596583.3971 | -177056.8325 | -12178.724 | -229724.5201 | -52679.6901 | -35925.1646 | -259556.3448 | -109991.9487 | -32583.2922 | -3597.4994 | -1.1698 | -72.4165 |  | -1509951 | ok
| General Management Audit regulatory asset amortization |  |  | OMT | 47507 | 18396.2502 | 5803.2138 | 407.8224 | 7275.0038 | 1637.1773 | 1075.8075 | 8064.9457 | 3280.211 | 1047.0116 | 515.7046 | 0.1038 | 3.7483 |  | 47507 | ok
| Federal & State Income Tax Adjustment |  |  | ITADJ | -2427596 | 115996.4428 | -1272000.1094 | 18252.1434 | -563649.8305 | -1905438.3413 | 1001502.8901 | 1360562.517 | -862593.6528 | -325886.7846 | 3743.1132 | 5.2865 | 1910.357 |  | -2427595.9687 | err
| Federal & State Income Tax Interest Adjustment |  |  | TAXINC | 145218 | 31602.1622 | 31201.0811 | 1344.1245 | 39535.7959 | 9935.7862 | 980.1834 | 17121.6542 | 9384.2697 | -1302.441 | 5401.8319 | 0.056535 | 13.4953 |  | 145218 | ok
| Adjustment for tax basis depreciation reduction |  |  | TAXINC | -331159 | -72066.4134 | -71151.7775 | -3065.1773 | -90158.4833 | -22657.8319 | -2235.2365 | -39044.6768 | -21400.139 | 2970.1212 | -12318.4816 | -0.12892 | -30.7751 |  | -331159 | ok
| Prior income tax true-ups & adjustments |  |  | TAXINC | -436228 | -94931.3997 | -93726.5712 | -4037.6863 | -118763.6599 | -29846.6317 | -2944.4247 | -51432.6389 | -28189.9022 | 3912.4711 | -16226.8475 | -0.16983 | -40.5393 |  | -436228 | ok
Total Expense Adjustments |  |  |  |  | -50823951 | -22392925.1849 | -8401231.6256 | -256494.3962 | -7545540.4094 | -3249763.4183 | 317878.1907 | -5015126.0316 | -2996393.11 | -978669.2576 | -311530.9524 | -46.4009 | 5891.7359 |  | -50823950.8602 | err | 0.13982
Total Operating Expenses |  |  | TOE |  | 1088504045.0526 | 416227431.0264 | 140557511.7327 | 9437318.5148 | 174764617.9878 | 38312403.2576 | 24428201.4951 | 179775173.243 | 73383184.7668 | 15056452.7357 | 16462448.2579 | 2132.5076 | 97169.6688 |  | 1088504045.194 | err | 0.14141
Net Operating Income (Adjusted) |  |  |  |  | 199192490.6441 | 58052485.4674 | 36242699.5855 | 1811380.2445 | 46028930.1336 | 8303786.3457 | 3910529.1885 | 27822702.6368 | 11128274.5996 | -862752.4834 | 6732828.674 | 152.0744 | 21474.2337 |  | 199192490.7005 | err | 0.056427
Net Cost Rate Base |  |  |  |  | 3500935145.9469 | 1548738985.5921 | 443688101.2891 | 26545088.7722 | 466728220.2969 | 103973077.0151 | 71596666.0972 | 504468963.4047 | 197373813.7071 | 58364474.8056 | 79167563.9922 | 4998.5494 | 285192.4253 |  | 3500935145.9469 | ok
ECR Plan Eliminations |  |  |  | PLPPT | -183667066 | -72567071.4986 | -21536797.5152 | -1481392.7743 | -27943177.3579 | -6407839.8057 | -4369856.7519 | -31571853.8675 | -13379174.8911 | -3963358.8629 | -437591.7908 | -142.297 | -8808.5871 |  | -183667066 | ok
Adjustment to Reflect Depreciation Reserve |  |  |  | DET | -712846 | -313273.4782 | -89779.4025 | -5417.6054 | -95914.5297 | -21426.7536 | -14758.1735 | -104090.6619 | -41038.5914 | -12109.4921 | -14981.0402 | -0.98628 | -55.2852 |  | -712846 | ok
Cash Working Capital |  |  |  | OMLF | -5709964 | -2958889.8176 | -911469.3789 | -45320.7627 | -603078.9823 | -126906.4463 | -88797.2174 | -587414.4158 | -209546.7154 | -60380.6981 | -117472.2195 | -11.5132 | -675.8329 |  | -5709964 | ok
Adjusted Net Cost Rate Base |  |  |  |  | 3310845269.9469 | 1472899750.7977 | 421150054.9925 | 25012957.6298 | 438086049.427 | 97416904.0095 | 67123253.9544 | 472205604.4595 | 183744053.5093 | 54328625.7525 | 78597518.9417 | 4843.7529 | 275652.7201 | 0 | 3310845269.9469 | ok
Rate of Return |  |  |  |  | 6.016% | 3.941% | 8.606% | 7.242% | 10.51% | 8.524% | 5.826% | 5.892% | 6.056% | -1.588% | 8.566% | 3.14% | 7.79% |  | 6.016%
All lines between this color not part of filing (Start Here to Hide) |  |  | 14: #DIV/0!
| Rev per kWh |  |  |  |  | 0.079762 | 0.093393 | 0.07053 | 0.072379 | 0.064114 | 0.060998 | 0.056973 | 0.053299 | 0.026971
| kWh per Customer |  |  |  |  | 1178.5129 | 1972.2383 | 20512.6801 | 45413.6071 | 225148.4436 | 251291.4453 | 1783285.9001 | 3722940.0741 | 45523937.1667
| WCP LF |  |  |  |  | 43.2% | 51.13% | 61.49% | 80.4% | 94.64% | 72.75% | 78.02% | 79.28% | 110%
| SCP LF |  |  |  |  | 48.47% | 52.2% | 74.11% | 63.58% | 65.63% | 54.68% | 70.68% | 75.97% | 83.28%
| Clas NCP LF |  |  |  |  | 38.76% | 41.33% | 35.58% | 59.13% | 61.97% | 53.79% | 60.15% | 66.51% | 36.07%
| SID LF |  |  |  |  | 16.83% | 23.67% | 32.69% | 48.44% | #DIV/0! | 43.12% | #DIV/0! | #DIV/0! | #DIV/0!
NOT PART OF FILED EXHIBITS -- HIDE ROWS WHEN PRINTING FOR FILING PURPOSES!!
Average Revenue per kWh (unadjusted sales) | [5 empty] | 0.079762 | 0.093393 | 0.07053 | 0.072379 | 0.064114 | 0.060998 | 0.056973 | 0.053299 | 0.026971 | 0.18801 | 0.056206 | 0.095633
Average Revenue per kWh (adjusted total) | [5 empty] | 0.079783 | 0.090989 | 0.071403 | 0.071925 | 0.058094 | 0.068596 | 0.05844 | 0.052547 | 0.025982 | 0.18816 | 0.057043 | 0.10606
Summer CP Annual Load Factor | [5 empty] | 48.47% | 52.2% | 74.11% | 63.58% | 65.63% | 54.68% | 70.68% | 75.97% | 83.28% | #DIV/0! | #DIV/0! | 95.78%
Winter CP Annual Load Factor | [5 empty] | 43.2% | 51.13% | 61.49% | 80.4% | 94.64% | 72.75% | 78.02% | 79.28% | 110% | #DIV/0! | #DIV/0! | 95.78%
NCP Annual Load Factor | [5 empty] | 38.76% | 41.33% | 35.58% | 59.13% | 61.97% | 53.79% | 60.15% | 66.51% | 36.07% | 47.19% | 47.14% | 86.38%
khW/Customer | [5 empty] | 1178.5129 | 1972.2383 | 20512.6801 | 45413.6071 | 225148.4436 | 251291.4453 | 1783285.9001 | 3722940.0741 | 45523937.1667 | 60.5557 | 303.4091 | 138.3119
All lines between this color not part of filing Stop Here to Hide) |  |  | 14: #DIV/0!
Taxable Income Pro-Forma
Total Operating Revenue |  |  |  |  | 1287696535.6967 | 474279916.4937 | 176800211.3182 | 11248698.7593 | 220793548.1214 | 46616189.6032 | 28338730.6836 | 207597875.8798 | 84511459.3664 | 14193700.2523 | 23195276.9319 | 2284.582 | 118643.9025 |  | 1287696535.8945 | err | 0.19784
Operating Expenses |  |  |  |  | 998844711.0726 | 396715877.2767 | 121293590.2262 | 8607439.9636 | 150354743.6801 | 32177929.7343 | 23823024.4897 | 169204058.7051 | 67589224.1354 | 15860595.4232 | 13127292.4745 | 2097.6023 | 88837.5012 |  | 998844711.2124 | err | 0.13982
Interest Expense |  |  | INTEXP |  | 59882590.2128 | 26627030.6582 | 7602696.6827 | 451846.588 | 7934198.3339 | 1766148.0962 | 1218140.3158 | 8563035.9823 | 3340544.061 | 985123.2567 | 1388887.7614 | 87.1132 | 4851.3635 |  | 59882590.2128 | ok
Interest Syncronization Adjustment |  |  |  | INTEXP | 0 | 0 | 0 | 0 | 0 | 0 | 0 | 0 | 0 | 0 | 0 | 0 | 0 |  | 0 | ok
Taxable Income |  |  | TXINCPF |  | 228969234.4113 | 50937008.5588 | 47903924.4093 | 2189412.2078 | 62504606.1074 | 12672111.7727 | 3297565.8781 | 29830781.1924 | 13581691.1699 | -2652018.4276 | 8679096.696 | 99.8665 | 24955.0378 |  | 228969234.4693 | err | 0.058014
All lines between this color not part of filing (Start Here to Hide) |  |  | 14: #DIV/0!
Cost of Service Summary -- Equalized RORs based on Cost of Service
Operating Revenues
Total Operating Revenue -- Actual |  |  |  |  | 1287696535.6967 | 474279916.4937 | 176800211.3182 | 11248698.7593 | 220793548.1214 | 46616189.6032 | 28338730.6836 | 207597875.8798 | 84511459.3664 | 14193700.2523 | 23195276.9319 | 2284.582 | 118643.9025 | 0 | 1287696535.89 | err
Pro-Forma Adjustments:
Increase to Ultimate Consumers Required to Produce Equalized RORs |  |  |  |  | 0 | 48318126.2395 | -17240024.3027 | -484579.724 | -31100775.7626 | -3862018.7977 | 202125.5207 | 927871.2299 | -116302.0603 | 6531515.9091 | -3168427.7997 | 220.2964 | -7730.8379 | 0 | -0.09 | err
Total Pro-Forma Operating Revenue |  |  |  |  | 1287696535.6967 | 522598042.7333 | 159560187.0155 | 10764119.0354 | 189692772.3588 | 42754170.8055 | 28540856.2043 | 208525747.1097 | 84395157.3062 | 20725216.1615 | 20026849.1322 | 2504.8783 | 110913.0646 | 0 | 1287696535.81 | err
Operating Expenses
Total Operating Expenses |  |  |  |  | 1139327996.0526 | 438620356.2112 | 148958743.3583 | 9693812.911 | 182310158.3972 | 41562166.6758 | 24110323.3044 | 184790299.2746 | 76379577.8768 | 16035121.9933 | 16773979.2103 | 2178.9085 | 91277.9329 | 0 | 1139327996.05 | ok
Total Pro-Forma Adjustments |  |  |  |  | -50823951 | -22392925.1849 | -8401231.6256 | -256494.3962 | -7545540.4094 | -3249763.4183 | 317878.1907 | -5015126.0316 | -2996393.11 | -978669.2576 | -311530.9524 | -46.4009 | 5891.7359 | 0 | -50823950.86 | err
Incremental Income Taxes |  |  |  | 0.36747 | 0 | 17755606.8036 | -6335243.4506 | -178069.9649 | -11428695.3718 | -1419187.6336 | 74275.6715 | 340967.6245 | -42737.867 | 2400155.7457 | -1164311.6688 | 80.953 | -2840.8742 | 0 | -0.03 | err
Total Pro-forma Operating Expenses |  |  |  |  | 1088504045.0526 | 433983037.83 | 134222268.2821 | 9259248.5499 | 163335922.616 | 36893215.6239 | 24502477.1666 | 180116140.8674 | 73340446.8998 | 17456608.4814 | 15298136.5891 | 2213.4606 | 94328.7946 | 0 | 1088504045.16 | err
Net Operating Income -- Pro-Forma |  |  |  |  | 199192490.6441 | 88615004.9033 | 25337918.7334 | 1504870.4855 | 26356849.7428 | 5860955.1816 | 4038379.0377 | 28409606.2423 | 11054710.4064 | 3268607.6801 | 4728712.5432 | 291.4178 | 16584.27 | 0 | 199192490.64 | ok
Net Cost Rate Base |  |  |  |  | 3310845269.9469 | 1472899750.7977 | 421150054.9925 | 25012957.6298 | 438086049.427 | 97416904.0095 | 67123253.9544 | 472205604.4595 | 183744053.5093 | 54328625.7525 | 78597518.9417 | 4843.7529 | 275652.7201 | 0 | 3310845269.95 | ok
Rate of Return |  |  |  |  | 6.016% | 6.016% | 6.016% | 6.016% | 6.016% | 6.016% | 6.016% | 6.016% | 6.016% | 6.016% | 6.016% | 6.016% | 6.016%
Increase (Decrease) Required to Produce Levelized RORs |  |  |  |  | 0 | 48318126.2395 | -17240024.3027 | -484579.724 | -31100775.7626 | -3862018.7977 | 202125.5207 | 927871.2299 | -116302.0603 | 6531515.9091 | -3168427.7997 | 220.2964 | -7730.8379 | 0 | -0.09 | err
% Increase (Decrease) Required to Produce Levelized RORs |  |  |  |  | 0% | 10.19% | -9.751% | -4.308% | -14.09% | -8.285% | 0.7132% | 0.447% | -0.1376% | 46.02% | -13.66% | 9.643% | -6.516% | #DIV/0!
Cost of Service Summary -- Adjusted for Uniform Percentage Increase
Operating Revenue
Total Operating Revenue |  |  |  |  | 1287696535.6967 | 474279916.4937 | 176800211.3182 | 11248698.7593 | 220793548.1214 | 46616189.6032 | 28338730.6836 | 207597875.8798 | 84511459.3664 | 14193700.2523 | 23195276.9319 | 2284.582 | 118643.9025 |  | 1287696535.89 | err | 0.19332
Proposed Increase |  |  |  |  | 81519691.81 | 27869478.8992 | 10885106.6821 | 654535.1393 | 13353653.5952 | 2888541.0307 | 1738961.3478 | 11399173.276 | 4740875.1109 | 6578160.6478 | 1404152.5375 | 130.9939 | 6922.5493 |  | 81519691.81 | ok
Increase in Miscellaneous Charges |  |  |  | SDALL | 929141 | 631873.2044 | 159043.213 | 5076.1927 | 60040.176 | 8293.2905 | 8119.862 | 37139.4492 | 0 | 0 | 19392.0011 | 2.8741 | 160.737 |  | 929141 | ok
Total Pro-Forma Operating Revenue |  |  |  |  | 1370145368.5067 | 502781268.5973 | 187844361.2133 | 11908310.0914 | 234207241.8927 | 49513023.9245 | 30085811.8935 | 219034188.6051 | 89252334.4773 | 20771860.9001 | 24618821.4706 | 2418.45 | 125727.1888 |  | 1370145368.7 | err | 0.19332
Operating Expenses
Total Operating Expenses |  |  |  |  | 1139327996.0526 | 438620356.2112 | 148958743.3583 | 9693812.911 | 182310158.3972 | 41562166.6758 | 24110323.3044 | 184790299.2746 | 76379577.8768 | 16035121.9933 | 16773979.2103 | 2178.9085 | 91277.9329 |  | 1139327996.05 | ok
Pro-Forma Adjustments |  |  |  |  | -50823951 | -22392925.1849 | -8401231.6256 | -256494.3962 | -7545540.4094 | -3249763.4183 | 317878.1907 | -5015126.0316 | -2996393.11 | -978669.2576 | -311530.9524 | -46.4009 | 5891.7359 |  | -50823950.86 | err | 0.14
Incremental Income Taxes |  |  |  |  | 30663899.9403 | 10600060.4167 | 4107477.2773 | 245318.8868 | 4988744.5293 | 1077374.1088 | 649764.4852 | 4253328.2418 | 1763199.2483 | 2446512.0126 | 529436.5706 | 49.7874 | 2634.3755 | 0 | 30663899.94 | ok
Total Pro-Forma Operating Expenses |  |  |  |  | 1119167944.993 | 426827491.443 | 144664989.01 | 9682637.4017 | 179753362.5171 | 39389777.3664 | 25077965.9803 | 184028501.4848 | 75146384.015 | 17502964.7483 | 16991884.8285 | 2182.295 | 99804.0443 |  | 1119167945.13 | err
Net Operating Income |  |  |  |  | 250977423.5137 | 75953777.1543 | 43179372.2033 | 2225672.6897 | 54453879.3755 | 10123246.5581 | 5007845.9132 | 35005687.1203 | 14105950.4623 | 3268896.1518 | 7626936.642 | 236.155 | 25923.1445 |  | 250977423.57 | err
Net Cost Rate Base |  |  |  |  | 3310845269.9469 | 1472899750.7977 | 421150054.9925 | 25012957.6298 | 438086049.427 | 97416904.0095 | 67123253.9544 | 472205604.4595 | 183744053.5093 | 54328625.7525 | 78597518.9417 | 4843.7529 | 275652.7201 |  | 3310845269.9469 | ok
Rate of Return |  |  |  |  | 7.58% | 5.157% | 10.25% | 8.898% | 12.43% | 10.39% | 7.461% | 7.413% | 7.677% | 6.017% | 9.704% | 4.875% | 9.404%
Cost of Service Summary -- Pro-Forma with Increase (Equalized RORs)
Operating Revenue
Total Operating Revenue |  |  |  |  | 1370145368.5067 | 502781268.5973 | 187844361.2133 | 11908310.0914 | 234207241.8927 | 49513023.9245 | 30085811.8935 | 219034188.6051 | 89252334.4773 | 20771860.9001 | 24618821.4706 | 2418.45 | 125727.1888 | 0 | 1370145368.7 | err | 0.19332
Increase to Ultimate Consumers Required to Produce Equalized RORs |  |  |  |  | -929141 | 55806592.8881 | -17951556.7421 | -526120.3835 | -33647421.3766 | -4337900.5989 | 119001.953 | 1211324.6747 | -280302.9813 | 1342971.2827 | -2657825.2341 | 204.2695 | -8108.8407 | 0 | -929141.09 | err | -0.09
Increase in Miscellaneous Charges |  |  |  |  | 929141 | 631873.2044 | 159043.213 | 5076.1927 | 60040.176 | 8293.2905 | 8119.862 | 37139.4492 | 0 | 0 | 19392.0011 | 2.8741 | 160.737 |  | 929141 | ok
Total Pro-Forma Operating Revenue |  |  |  |  | 1370145368.5067 | 559219734.6897 | 170051847.6842 | 11387265.9006 | 200619860.6921 | 45183416.6161 | 30212933.7084 | 220282652.729 | 88972031.496 | 22114832.1828 | 21980388.2375 | 2625.5937 | 117779.0851 |  | 1370145368.62 | err | 0.11332
Operating Expenses
Total Operating Expenses |  |  |  |  | 1169991895.993 | 449220416.6279 | 153066220.6356 | 9939131.7979 | 187298902.9265 | 42639540.7846 | 24760087.7896 | 189043627.5164 | 78142777.1251 | 18481634.0059 | 17303415.7809 | 2228.6959 | 93912.3083 | 0 | 1169991895.99 | ok
Pro-Forma Adjustments |  |  |  |  | -50823951 | -22392925.1849 | -8401231.6256 | -256494.3962 | -7545540.4094 | -3249763.4183 | 317878.1907 | -5015126.0316 | -2996393.11 | -978669.2576 | -311530.9524 | -46.4009 | 5891.7359 |  | -50823950.86 | err | 0.14
Incremental Income Taxes |  |  |  | 0.36747 | -1.7326e-08 | 20739612.4504 | -6538268.3241 | -191469.6719 | -12342455.7319 | -1591013.7864 | 46713.8347 | 458776.857 | -103003.7774 | 493505.6862 | -969552.9754 | 76.1197 | -2920.7135 | 0 | -0.03 | err | -0.03
Total Pro-Forma Operating Expenses |  |  |  |  | 1119167944.993 | 447567103.8934 | 138126720.6859 | 9491167.7297 | 167410906.7852 | 37798763.5799 | 25124679.815 | 184487278.3418 | 75043380.2376 | 17996470.4345 | 16022331.8531 | 2258.4147 | 96883.3308 |  | 1119167945.1 | err | 0.10703
Net Operating Income |  |  |  |  | 250977423.5137 | 111652630.7963 | 31925126.9983 | 1896098.1709 | 33208953.9069 | 7384653.0362 | 5088253.8934 | 35795374.3872 | 13928651.2584 | 4118361.7483 | 5958056.3845 | 367.1789 | 20895.7544 |  | 250977423.51 | ok
Net Cost Rate Base |  |  |  |  | 3310845269.9469 | 1472899750.7977 | 421150054.9925 | 25012957.6298 | 438086049.427 | 97416904.0095 | 67123253.9544 | 472205604.4595 | 183744053.5093 | 54328625.7525 | 78597518.9417 | 4843.7529 | 275652.7201 |  | 3310845269.95 | ok
Rate of Return |  |  |  |  | 7.58% | 7.58% | 7.58% | 7.58% | 7.58% | 7.58% | 7.58% | 7.58% | 7.58% | 7.58% | 7.58% | 7.58% | 7.58%
Adjusted Revenue at Current Rates |  |  |  |  | 1370145368.5067 | 502781268.5973 | 187844361.2133 | 11908310.0914 | 234207241.8927 | 49513023.9245 | 30085811.8935 | 219034188.6051 | 89252334.4773 | 20771860.9001 | 24618821.4706 | 2418.45 | 125727.1888 |  | 1370145368.7 | err | 0.19332
Increase (Decrease) Required to Produce Levelized RORs |  |  |  |  | -929141 | 55806592.8881 | -17951556.7421 | -526120.3835 | -33647421.3766 | -4337900.5989 | 119001.953 | 1211324.6747 | -280302.9813 | 1342971.2827 | -2657825.2341 | 204.2695 | -8108.8407 |  | -929141.09 | err | -0.09
% Increase (Decrease) Required to Produce Levelized RORs |  |  |  |  | -0.06781% | 11.1% | -9.557% | -4.418% | -14.37% | -8.761% | 0.3955% | 0.553% | -0.3141% | 6.465% | -10.8% | 8.446% | -6.45%
Inter-Class Subsidies Received (Provided) |  |  |  |  | -82448832.81 | 27937113.9888 | -28836663.4243 | -1180655.5228 | -47001074.9718 | -7226441.6296 | -1619959.3949 | -10187848.6013 | -5021178.0922 | -5235189.3651 | -4061977.7716 | 73.2756 | -15031.39 | 0 | -82448832.9 | err
Cost of Service Summary -- Adjusted for Proposed Increase FIRST Iteration
Operating Revenue
Total Operating Revenue |  |  |  |  | 1287696535.6967 | 474279916.4937 | 176800211.3182 | 11248698.7593 | 220793548.1214 | 46616189.6032 | 28338730.6836 | 207597875.8798 | 84511459.3664 | 14193700.2523 | 23195276.9319 | 2284.582 | 118643.9025 | 0 | 1287696535.89 | err
Proposed Increase |  |  |  |  | 81519691.8094 | 35400800.115 | 8328656.1924 | 589083.2599 | 8825086.4369 | 2343193.2796 | 1790882.115 | 11695300.5385 | 4791372.8732 | 6578160.6478 | 1171439.4631 | 160.2974 | 5556.5907 |  | 81519691.8094 | ok
Increase in Miscellaneous Charges |  |  |  | MISCSERV | 929141 | 842853.2897 | 29971.533 | 370.5518 | 1855.2933 | 35379.638 | 1461.9528 | 55.1657 | 0 | 70.1741 | 17123.4033 | 0 | 0 |  | 929141.0016 | ok
[6 empty] | 0 | 0 | 0 | 0 | 0 | 0 | 0 | 0 | 0 | 0 | 0 | 0 | 0 | 0 | ok
Total Pro-Forma Operating Revenue |  |  |  |  | 1370145368.5061 | 510523569.8985 | 185158839.0436 | 11838152.571 | 229620489.8516 | 48994762.5208 | 30131074.7514 | 219293231.5839 | 89302832.2396 | 20771931.0742 | 24383839.7983 | 2444.8793 | 124200.4932 |  | 1370145368.701 | err
Operating Expenses
Total Operating Expenses |  |  |  |  | 1139327996.0526 | 438620356.2112 | 148958743.3583 | 9693812.911 | 182310158.3972 | 41562166.6758 | 24110323.3044 | 184790299.2746 | 76379577.8768 | 16035121.9933 | 16773979.2103 | 2178.9085 | 91277.9329 | 0 | 1139327996.05 | ok
Pro-Forma Adjustments |  |  |  |  | -50823951 | -22392925.1849 | -8401231.6256 | -256494.3962 | -7545540.4094 | -3249763.4183 | 317878.1907 | -5015126.0316 | -2996393.11 | -978669.2576 | -311530.9524 | -46.4009 | 5891.7359 | 0 | -50823950.86 | err
Incremental Income Taxes |  |  |  | 0.36747 | 30297719.939 | 13318564.0476 | 3071570.0061 | 216608.3605 | 3243662.7584 | 874061.3257 | 658638.0516 | 4297727.4467 | 1760700.1638 | 2417322.2148 | 436764.7622 | 58.905 | 2041.8971 | 0 | 30297719.94 | ok
Total Pro-Forma Operating Expenses |  |  |  |  | 1118801764.9916 | 429545995.074 | 143629081.7388 | 9653926.8754 | 178008280.7462 | 39186464.5833 | 25086839.5467 | 184072900.6896 | 75143884.9306 | 17473774.9505 | 16899213.0201 | 2191.4125 | 99211.5659 |  | 1118801765.13 | err
Net Operating Income |  |  |  |  | 251343603.5145 | 80977574.8245 | 41529757.3048 | 2184225.6956 | 51612209.1054 | 9808297.9375 | 5044235.2047 | 35220330.8943 | 14158947.309 | 3298156.1237 | 7484626.7782 | 253.4668 | 24988.9274 |  | 251343603.57 | err
Net Cost Rate Base |  |  |  |  | 3310845269.9469 | 1472899750.7977 | 421150054.9925 | 25012957.6298 | 438086049.427 | 97416904.0095 | 67123253.9544 | 472205604.4595 | 183744053.5093 | 54328625.7525 | 78597518.9417 | 4843.7529 | 275652.7201 | 0 | 3310845269.95 | ok
Rate of Return |  |  |  |  | 7.592% | 5.498% | 9.861% | 8.732% | 11.78% | 10.07% | 7.515% | 7.459% | 7.706% | 6.071% | 9.523% | 5.233% | 9.065%
9.521%
All lines between this color not part of filing Stop Here to Hide) | bar: 14
Cost of Service Summary -- Adjusted for Proposed Increase
Adjusted Increase to a Cap | bar: 4 to 5
|  |  | ROR Band | 3.41%
|  |  | Cap | 11.15% | 11% | 0 | 0 | 0 | -4374181.841 | 0 | 0 | 0 | 0 | 0 | 0 | 0 | 0 |  | -4374181.84
|  |  | Min | 0% | 4.182% | 0 | 0 | 0 | 0 | 0 | 0 | 0 | 0 | 0 | 0 | 0 | 0 |  | 0
[6 empty] | 474279916.4937 | 176800211.3182 | 11248698.7593 | 0 | 46616189.6032 | 28338730.6836 | 207597875.8798 | 84511459.3664 | 14193700.2523 | 23195276.9319 | 2284.582 | 118643.9025 |  | 1066902987.77
|  |  | Reallocation |  |  | 1944494.1308 | 724860.9129 | 46118.3954 | 0 | 191121.1163 | 116185.5975 | 851127.8618 | 346487.4455 | 58192.5691 | 95098.0176 | 9.3665 | 486.4266 |  | 4374181.84 | ok
|  |  |  | Total Adjustment |  | 1944494.1308 | 724860.9129 | 46118.3954 | -4374181.841 | 191121.1163 | 116185.5975 | 851127.8618 | 346487.4455 | 58192.5691 | 95098.0176 | 9.3665 | 486.4266 |  | -4374181.84
|  |  |  | Adjusted Uniform Increase to reflect Adjustment | 81519691.8084 | 37345294.2458 | 9053517.1053 | 635201.6553 | 4450904.5958 | 2534314.3959 | 1907067.7126 | 12546428.4002 | 5137860.3187 | 6636353.2169 | 1266537.4807 | 169.6639 | 6043.0173 |  | 81519691.81 | err
|  |  |  | Previous Increase | 81519691.8094 | 35400800.115 | 8328656.1924 | 589083.2599 | 8825086.4369 | 2343193.2796 | 1790882.115 | 11695300.5385 | 4791372.8732 | 6578160.6478 | 1171439.4631 | 160.2974 | 5556.5907
Operating Revenue
Total Operating Revenue |  |  |  |  | 1287696535.6967 | 474279916.4937 | 176800211.3182 | 11248698.7593 | 220793548.1214 | 46616189.6032 | 28338730.6836 | 207597875.8798 | 84511459.3664 | 14193700.2523 | 23195276.9319 | 2284.582 | 118643.9025 | 0 | 1287696535.89 | err | -0.19332
Proposed Increase |  |  |  |  | 81503750.7469 | 37381885.8411 | 9061201.4791 | 635466.8073 | 4381192.1713 | 2537094.9491 | 1907197.9555 | 12564145.2458 | 5128397.8212 | 6632879.94 | 1267776.4693 | 124 | 6388.0671 |  | 81503750.7469 | ok
Increase in Miscellaneous Charges |  |  |  | MISCSERV | 929141 | 842853.2897 | 29971.533 | 370.5518 | 1855.2933 | 35379.638 | 1461.9528 | 55.1657 | 0 | 70.1741 | 17123.4033 | 0 | 0 |  | 929141.0016 | ok
[6 empty] | 0 | 0 | 0 | 0 | 0 | 0 | 0 | 0 | 0 | 0 | 0 | 0 | 0 | 0 | ok
Total Pro-Forma Operating Revenue |  |  |  |  | 1370129427.4436 | 512504655.6246 | 185891384.3303 | 11884536.1185 | 225176595.5861 | 49188664.1903 | 30247390.5919 | 220162076.2913 | 89639857.1876 | 20826650.3664 | 24480176.8045 | 2408.582 | 125031.9697 |  | 1370129427.6385 | err | -0.19493
Operating Expenses
Total Operating Expenses |  |  |  |  | 1139327996.0526 | 438620356.2112 | 148958743.3583 | 9693812.911 | 182310158.3972 | 41562166.6758 | 24110323.3044 | 184790299.2746 | 76379577.8768 | 16035121.9933 | 16773979.2103 | 2178.9085 | 91277.9329 | 0 | 1139327996.05 | ok
Pro-Forma Adjustments |  |  |  |  | -50823951 | -22392925.1849 | -8401231.6256 | -256494.3962 | -7545540.4094 | -3249763.4183 | 317878.1907 | -5015126.0316 | -2996393.11 | -978669.2576 | -311530.9524 | -46.4009 | 5891.7359 | 0 | -50823950.86 | err | -0.14
Incremental Income Taxes |  |  |  | 0.36747 | 30291862.0289 | 14046559.5626 | 3340760.6203 | 233653.0619 | 1610651.601 | 945314.954 | 701380.9825 | 4617004.4178 | 1884547.7325 | 2437430.0773 | 472166.0109 | 45.5667 | 2347.4422 | 0 | 30291862.03 | ok
Total Pro-Forma Operating Expenses |  |  |  |  | 1118795907.0815 | 430273990.589 | 143898272.3529 | 9670971.5767 | 176375269.5888 | 39257718.2115 | 25129582.4776 | 184392177.6608 | 75267732.4993 | 17493882.813 | 16934614.2688 | 2178.0742 | 99517.111 |  | 1118795907.22 | err | -0.13848
Net Operating Income |  |  |  |  | 251333520.362 | 82230665.0356 | 41993111.9773 | 2213564.5418 | 48801325.9973 | 9930945.9788 | 5117808.1143 | 35769898.6305 | 14372124.6883 | 3332767.5534 | 7545562.5357 | 230.5077 | 25514.8587 |  | 251333520.42 | err | -0.057966
Net Cost Rate Base |  |  |  |  | 3310845269.9469 | 1472899750.7977 | 421150054.9925 | 25012957.6298 | 438086049.427 | 97416904.0095 | 67123253.9544 | 472205604.4595 | 183744053.5093 | 54328625.7525 | 78597518.9417 | 4843.7529 | 275652.7201 | 0 | 3310845269.95 | ok
Rate of Return |  |  |  |  | 7.591% | 5.583% | 9.971% | 8.85% | 11.14% | 10.19% | 7.624% | 7.575% | 7.822% | 6.134% | 9.6% | 4.759% | 9.256%
Allocation Factors
Energy Allocation Factors
Energy Usage by Class |  |  | E01 | Energy | 1 | 0.3344 | 0.10704 | 0.0088456 | 0.1723 | 0.039398 | 0.025507 | 0.19675 | 0.082096 | 0.026664 | 0.0069351 | 2.2531e-06 | 6.2981e-05 |  | 1 | ok
Customer Allocation Factors
Primary Distribution Plant -- Average Number of Customers |  |  | C08 | Cust08 | 1 | 0.79574 | 0.15542 | 0.0012116 | 0.010664 | 0.00056224 | 0.00025935 | 0.00031425 | 0 | 0 | 0.035683 | 2.3137e-06 | 0.00014177 |  | 1 | ok
Customer Services -- Weighted cost of Services |  |  | C02 |  | 1 | 0.58898 | 0.38654 | 0.001845 | 0.021214 | 0 | 0.00039311 | 0 | 0 | 0 | 0 | 1.5429e-05 | 0.0010099 |  | 1 | ok
Meter Costs -- Weighted Cost of Meters |  |  | C03 |  | 1 | 0.62752 | 0.22878 | 0.0053465 | 0.067132 | 0.024639 | 0.0025242 | 0.017829 | 0.02425 | 0.00089094 | 0 | 1.6439e-05 | 0.001076 | 0 | 1 | ok
Lighting Systems -- Lighting Customers |  |  | C04 | Cust04 | 1 | 0 | 0 | 0 | 0 | 0 | 0 | 0 | 0 | 0 | 1 | 0 | 0 |  | 1 | ok
Meter Reading and Billing -- Weighted Cost |  |  | C05 | Cust05 | 1 | 0.64881 | 0.25345 | 0.0098785 | 0.043473 | 0.0022921 | 0.0052865 | 0.0064056 | 0.0011113 | 7.7176e-05 | 0.029094 | 1.5435e-06 | 0.00011576 |  | 1 | ok
Marketing/Economic Development |  |  | C06 | Cust06 | 1 | 0.79568 | 0.15541 | 0.0012115 | 0.010663 | 0.0005622 | 0.00025933 | 0.00031422 | 6.8145e-05 | 1.8929e-06 | 0.03568 | 1.8929e-06 | 0.00014197 |  | 1 | ok
Total billed revenue per Billing Determinants |  |  |  |  | 1320340474 | 481362814 | 184154601 | 11258851 | 225868341 | 52162115 | 25639209 | 204368589 | 85627393 | 26235092 | 23551352 | 2309 | 109808 |  | 1320340474 | ok
CSR credits |  |  |  |  | -12053715 | 0 | 0 | 0 | 0 | -139125 | 0 | -373866 | 0 | -11540724 | 0 | 0 | 0 |  | -12053715 | ok
Interruptible Buy Thru Charges |  |  |  |  | 41196 | 0 | 0 | 0 | 0 | 2843 | 0 | 38353 | 0 | 0 | 0 | 0 | 0 |  | 41196 | ok
HEA/Franchise Fees/Refundable Advances |  |  |  |  | -20092575 | -8476853 | -3169217 | -177565 | -4276826 | -717095 | -507052 | -2191634 | -136830 | 0 | -436325 | -64 | -3114 |  | -20092575 | ok
Billing Determinant Revenue net of CSR & HEA |  |  | R01 |  | 1288235380 | 472885961 | 180985384 | 11081286 | 221591515 | 51308738 | 25132157 | 201841442 | 85490563 | 14694368 | 23115027 | 2245 | 106694 |  | 1288235380 | ok
Miscellaneous Revenue adjustment |  |  |  | R01 | 134033 | 49200.8875 | 18830.4206 | 1152.9399 | 23055.2397 | 5338.3599 | 2614.847 | 21000.3656 | 8894.7694 | 1528.859 | 2404.977 | 0.23358 | 11.1009 |  | 134033 | ok
Unbilled revenues not included in billing determinants |  |  |  | R01 | -5107000 | -1874679.6124 | -717487.1692 | -43929.9591 | -878463.5826 | -203405.1611 | -99632.3559 | -800167.6249 | -338913.4564 | -58253.4361 | -91635.7715 | -8.8999 | -422.971 |  | -5107000 | ok
Accrued revenues not included in billing determinants |  |  |  | R01 | 8438658 | 3097665.9699 | 1185554.8934 | 72588.5845 | 1451547.6285 | 336100.7616 | 164629.6019 | 1322173.6693 | 560010.7205 | 96256.2805 | 151416.2788 | 14.706 | 698.905 |  | 8438658 | ok
Revenue per Jurisdictional Separation Study |  |  |  |  | 1291701071 | 474158148.2451 | 181472282.1447 | 11111097.5653 | 222187654.2857 | 51446771.9605 | 25199769.093 | 202384448.41 | 85720555.0336 | 14733899.7034 | 23177212.4843 | 2251.0396 | 106981.0348 |  | 1291701071 | ok
Energy (at the Meter) |  |  |  |  | 18161927656 | 5944626245 | 1943096458 | 157537383 | 3069778185 | 802429053 | 413123136 | 3552305513 | 1608310112 | 546287246 | 123275608 | 40050 | 1118667 |  | 18161927656 | ok
Energy changes due to rate switching |  |  |  |  | -131484040 | -454438 | -40427740 | -301217 | -6968747 | -79259287 | 40279476 | 59066890 | -60003830 | -43416000 | 0 | 0 | 853 |  | -131484040 | ok
Net delivered energy |  |  |  |  | 18030443616 | 5944171807 | 1902668718 | 157236166 | 3062809438 | 723169766 | 453402612 | 3611372403 | 1548306282 | 502871246 | 123275608 | 40050 | 1119520 |  | 18030443616 | ok
Energy (Loss Adjusted)(at Source) |  |  | Energy |  | 19319457805.9694 | 6460431335.4469 | 2067918123.1381 | 170892344.1102 | 3328818666.4551 | 761148808.0766 | 492781254.8569 | 3801032522.7896 | 1586059250.3357 | 515132955.7456 | 133982264.7592 | 43528.3978 | 1216751.8577 |  | 19319457805.9694 | ok
O&M Customer Allocators
Customers (Monthly Bills) |  |  |  |  | 8156280 | 5044176 | 985224 | 7680 | 67596 | 3564 | 1644 | 1992 | 432 | 12 | 2035740 | 132 | 8088 |  | 8156280 | ok
Average Customers (Bills/12) |  |  |  |  | 679690 | 420348 | 82102 | 640 | 5633 | 297 | 137 | 166 | 36 | 1 | 169645 | 11 | 674 |  | 679690 | ok
Average Customers (Lighting = Lights) |  |  |  |  | 679690 | 420348 | 82102 | 640 | 5633 | 297 | 137 | 166 | 36 | 1 | 169645 | 11 | 674 |  | 679690 | ok
Weighted Average Customers (Lighting =9 Lights per Cust) |  |  | Cust05 |  | 647872 | 420348 | 164204 | 6400 | 28165 | 1485 | 3425 | 4150 | 720 | 50 | 18849 | 1 | 75 |  | 647872 | ok
Street Lighting |  |  | Cust04 |  | 80975589.62 | 0 | 0 | 0 | 0 | 0 | 0 | 0 | 0 | 0 | 80975589.62 | 0 | 0 |  | 80975589.62 | ok
Average Customers |  |  | Cust01 |  | 679690 | 420348 | 82102 | 640 | 5633 | 297 | 137 | 166 | 36 | 1 | 169645 | 11 | 674 |  | 679690 | ok
Average Customers (Lighting = 9 Lights per Cust) |  |  | Cust06 |  | 528285 | 420348 | 82102 | 640 | 5633 | 297 | 137 | 166 | 36 | 1 | 18849 | 1 | 75 |  | 528285 | ok
Average Secondary Customers |  |  | Cust07 |  | 527785.5556 | 420348 | 82102 | 640 | 5633 | 0 | 137 | 0 | 0 | 0 | 18849.4444 | 1.2222 | 74.8889 |  | 527785.5556 | ok
Average Primary Customers |  |  | Cust08 |  | 528248.5556 | 420348 | 82102 | 640 | 5633 | 297 | 137 | 166 | 0 | 0 | 18849.4444 | 1.2222 | 74.8889 |  | 528248.5556 | ok
[14 empty] | 0.38753 | 0.6096 | 5.9206e-05 | 0.0028138
Plant Customer Allocators |  |  | 12: 0; 13: 1; 14: 0; 15: 0
Year End Customers |  |  |  |  | 679917 | 419902 | 82069 | 643 | 5627 | 298 | 137 | 167 | 35 | 1 | 170307 | 11 | 720 |  | 679917 | ok
Year End Customers (Lighting = Lights) |  |  |  |  | 679917 | 419902 | 82069 | 643 | 5627 | 298 | 137 | 167 | 35 | 1 | 170307 | 11 | 720 |  | 679917 | ok
Weighted Year End Customers (Lighting =9 Lights per Cust) |  |  | YECust05 |  | 647449 | 419902 | 164138 | 6430 | 28135 | 1490 | 3425 | 4175 | 700 | 50 | 18923 | 1 | 80 |  | 647449 | ok
Street Lighting |  |  | YECust04 |  | 80975589.62 | 0 | 0 | 0 | 0 | 0 | 0 | 0 | 0 | 0 | 80975589.62 | 0 | 0 |  | 80975589.62 | ok
Year End Customers |  |  | YECust01 |  | 679917 | 419902 | 82069 | 643 | 5627 | 298 | 137 | 167 | 35 | 1 | 170307 | 11 | 720 |  | 679917 | ok
Year End Customers (Lighting = 9 Lights per Cust) |  |  | YECust06 |  | 527883 | 419902 | 82069 | 643 | 5627 | 298 | 137 | 167 | 35 | 1 | 18923 | 1 | 80 |  | 527883 | ok
Year End Secondary Customers |  |  | YECust07 |  | 527382 | 419902 | 82069 | 643 | 5627 | 0 | 137 | 0 | 0 | 0 | 18923 | 1 | 80 |  | 527382 | ok
Year End Primary Customers |  |  | YECust08 |  | 527847 | 419902 | 82069 | 643 | 5627 | 298 | 137 | 167 | 0 | 0 | 18923 | 1 | 80 |  | 527847 | ok
Demand Allocators
Maximum Class Non-Coincident Peak Demands |  |  | NCP |  | 4319250.8562 | 1750710.9391 | 536735.1127 | 50545.5932 | 592690.1665 | 147809.4985 | 87667.0455 | 674181.0152 | 276057.0499 | 172873.7852 | 29823.1184 | 9.6992 | 147.8328 |  | 4319250.8562 | ok
Maximum Class Demands (Primary Subs) |  |  | NCPS |  | 3870320.0211 | 1750710.9391 | 536735.1127 | 50545.5932 | 592690.1665 | 147809.4985 | 87667.0455 | 674181.0152 | 0 | 0 | 29823.1184 | 9.6992 | 147.8328 |  | 3870320.0211 | ok
Maximum Class Demands (Primary Lines) |  |  | NCPL |  | 3870320.0211 | 1750710.9391 | 536735.1127 | 50545.5932 | 592690.1665 | 147809.4985 | 87667.0455 | 674181.0152 | 0 | 0 | 29823.1184 | 9.6992 | 147.8328 |  | 3870320.0211 | ok
Sum of the Individual Customer Demands (Secondary) |  |  | SICD |  | 5887377.3433 | 4032454.3175 | 937054.5059 | 55019.2217 | 723486.7519 | 0 | 109367.3932 | 0 | 0 | 0 | 29823.1184 | 9.6992 | 162.3355 |  | 5887377.3433 | ok
Summer Peak Period Demand Allocator |  |  | SCP |  | 3516646.9613 | 1400032.9663 | 424931.3932 | 24265.9378 | 551194.9314 | 139563.3708 | 86246.9025 | 573740.8622 | 241657.0188 | 74880.2481 | 0 | 0 | 133.3301 |  | 3516646.9613 | ok
Winter Peak Period Demand Allocator |  |  | WCP |  | 3439501.6739 | 1570811.1553 | 433803.3389 | 29246.3488 | 435872.1962 | 96787.5795 | 64824.6106 | 519768.3146 | 231576.5785 | 56678.2214 | 0 | 0 | 133.3301 |  | 3439501.6739 | ok
Base Demand Allocator |  |  | BDEM |  | 2199391.83 | 734854.6422 | 231912.2394 | 19313.9286 | 377518.2476 | 80507.8537 | 61020.559 | 439778.1184 | 180437.8947 | 58644.46 | 15252.99 | 4.96 | 145.9364 |  | 2199391.83 | ok
Rate Switching Adjustment to Demand
Sum of the Individual Customer Demands (Secondary) |  |  |  |  | 0 | -1978.018 | 4469.9478 | -438.0158 | -13727 | -18070.9167 | 9603.75 | 20486.9667 | -361.2167 | 0 | 0 | 0 | 14.5027 |  | 0 | ok
Maximum Class Non-Coincident Peak Demands |  |  |  |  | 0 | -1355.8327 | -1811.364 | -270.1217 | -6025.8373 | -15060.6251 | 7698.2029 | 17112.8001 | -301.7249 | 0 | 0 | 0 | 14.5027 |  | 0 | ok
Summer Peak Period Demand Allocator |  |  |  |  | 0 | -1076.3602 | -3619.098 | -237.5172 | -4161.8127 | -12785.254 | 7573.4976 | 14563.3183 | -256.7737 | 0 | 0 | 0 | 0 |  | 0 | ok
Winter Peak Period Demand Allocator |  |  |  |  | 0 | -1034.4327 | -442.9144 | -217.8752 | -5268.5831 | -11689.2712 | 5692.3671 | 13193.328 | -232.6186 | 0 | 0 | 0 | 0 |  | 0 | ok
Base Demand Allocator |  |  |  |  | 0 | -622.5178 | -3506.4906 | -141.0314 | -1445.6224 | -6143.8763 | 4920.689 | 7055.8384 | -124.4053 | 0 | 0 | 0 | 7.4164 |  | 0 | ok
Unadjusted Production Allocation
Production Residual Winter Demand Allocator |  |  | PPWDRA |  | 3439501.6739 | 1570811.1553 | 433803.3389 | 29246.3488 | 435872.1962 | 96787.5795 | 64824.6106 | 519768.3146 | 231576.5785 | 56678.2214 | 0 | 0 | 133.3301 |  | 3439501.6739 | ok
Production Winter Demand Costs |  |  |  |  | 29353480.6237 | 13405655.5812 | 3702175.2307 | 249594.9163 | 3719831.3238 | 826006.9648 | 553227.8024 | 4435819.6619 | 1976326.5887 | 483704.685 | 0 | 0 | 1137.8689 |  | 29353480.6237 | ok
Customer Specific Assignment |  |  |  |  | 0 |  | 0 | 0 | 0 | 0 | 0 | 0 | 0 | 0 | 0 |  |  |  | 0 | ok
Production Winter Demand Residual |  |  |  | PPWDRA | 29353480.6237 | 13405655.5812 | 3702175.2307 | 249594.9163 | 3719831.3238 | 826006.9648 | 553227.8024 | 4435819.6619 | 1976326.5887 | 483704.685 | 0 | 0 | 1137.8689 |  | 29353480.6237 | ok
Production Winter Demand Total |  |  | PPWDT |  | 29353480.6237 | 13405655.5812 | 3702175.2307 | 249594.9163 | 3719831.3238 | 826006.9648 | 553227.8024 | 4435819.6619 | 1976326.5887 | 483704.685 | 0 | 0 | 1137.8689 |  | 29353480.6237 | ok
Production Winter Demand Allocator |  |  | PPWDA | PPWDT | 1 | 0.4567 | 0.12612 | 0.0085031 | 0.12673 | 0.02814 | 0.018847 | 0.15112 | 0.067329 | 0.016479 | 0 | 0 | 3.8764e-05 |  | 1 | ok
Production Residual Summer Demand Allocator |  |  | PPSDRA |  | 3516646.9613 | 1400032.9663 | 424931.3932 | 24265.9378 | 551194.9314 | 139563.3708 | 86246.9025 | 573740.8622 | 241657.0188 | 74880.2481 | 0 | 0 | 133.3301 |  | 3516646.9613 | ok
Production Summer Demand Costs |  |  |  |  | 30146227.2393 | 12001691.4999 | 3642696.7171 | 208018.1731 | 4725082.6816 | 1196397.9149 | 739345.9596 | 4918356.2068 | 2071589.0686 | 641906.0542 | 0 | 0 | 1142.9635 |  | 30146227.2393 | ok
Customer Specific Assignment |  |  |  |  | 0 |  | 0 | 0 | 0 | 0 | 0 | 0 | 0 | 0 | 0 |  |  |  | 0 | ok
Production Summer Demand Residual |  |  |  | PPSDRA | 30146227.2393 | 12001691.4999 | 3642696.7171 | 208018.1731 | 4725082.6816 | 1196397.9149 | 739345.9596 | 4918356.2068 | 2071589.0686 | 641906.0542 | 0 | 0 | 1142.9635 |  | 30146227.2393 | ok
Production Summer Demand Total |  |  | PPSDT |  | 30146227.2393 | 12001691.4999 | 3642696.7171 | 208018.1731 | 4725082.6816 | 1196397.9149 | 739345.9596 | 4918356.2068 | 2071589.0686 | 641906.0542 | 0 | 0 | 1142.9635 |  | 30146227.2393 | ok
Production Summer Demand Allocator |  |  | PPSDA | PPSDT | 1 | 0.39812 | 0.12083 | 0.0069003 | 0.15674 | 0.039686 | 0.024525 | 0.16315 | 0.068718 | 0.021293 | 0 | 0 | 3.7914e-05 |  | 1 | ok
Production Residual Base Demand Allocator |  |  | PPBDRA |  | 2199391.83 | 734854.6422 | 231912.2394 | 19313.9286 | 377518.2476 | 80507.8537 | 61020.559 | 439778.1184 | 180437.8947 | 58644.46 | 15252.99 | 4.96 | 145.9364 | 0 | 2199391.83 | ok
Production Base Demand Costs |  |  | 3: 31138404.0473 |  | 31138404.0473 | ok
Customer Specific Assignment |  |  |  |  | 0 | 0 | 0 | 0 | 0 | 0 | 0 | 0 | 0 | 0 | 0 | 0 | 0 |  | 0 | ok
Production Base Demand Residual |  |  |  | PPBDRA | 31138404.0473 | 10403876.4046 | 3283351.7501 | 273441.4594 | 5344802.8537 | 1139808.7608 | 863912.8305 | 6226261.5302 | 2554591.6809 | 830272.6534 | 215947.772 | 70.2224 | 2066.1292 |  | 31138404.0473 | ok
Production Base Demand Total |  |  | PPBDT |  | 31138404.0473 | 10403876.4046 | 3283351.7501 | 273441.4594 | 5344802.8537 | 1139808.7608 | 863912.8305 | 6226261.5302 | 2554591.6809 | 830272.6534 | 215947.772 | 70.2224 | 2066.1292 |  | 31138404.0473 | ok
Production Base Demand Allocator |  |  | PPBDA | PPBDT | 1 | 0.33412 | 0.10544 | 0.0087815 | 0.17165 | 0.036605 | 0.027744 | 0.19995 | 0.08204 | 0.026664 | 0.0069351 | 2.2552e-06 | 6.6353e-05 |  | 1 | ok
Storm Damage Allocator
Distribution O&M |  |  | SDALL |  | 1071051206.6004 | 728380900.1418 | 183334311.1186 | 5851493.3017 | 69210273.7758 | 9559947.106 | 9360030.3951 | 42811857.3131 | 0 | 0 | 22353793.6199 | 3313.0887 | 185286.7397 | 0 | 1071051206.6004 | ok
Revenue Adjustment Allocators
Remove ECR Revenues |  |  | ECRREV01 |  | 14710735 | 5574888 | 2594231 | 124251 | 2755268 | 685530 | 219124 | 1637606 | 689254 | 170284 | 259239 | 11 | 1049 |  | 14710735 | ok
Remove Changes in ECR Roll-In |  |  | ECRREV02 |  | 0 | 0 | 0 | 0 | 0 | 0 | 0 | 0 | 0 | 0 | 0 | 0 | 0 | 0 | 0 | ok
Interruptible Credit Allocator |  |  | INTCRE |  | 2433112018.0549 | 1038978572.338 | 300352671.449 | 18713098.728 | 345336515.0181 | 82701878.6282 | 52857011.6962 | 382518814.6741 | 165530766.2445 | 46029419.5632 | 0 | 0 | 93269.7155 |  | 2433112018.0549 | ok
Year End Customers |  |  | YRE01 |  | -3407542 | -710224.725 | 42720.7138 | 73528.9746 | -1562555.8856 | 171787 | 116378.1107 | -1816141.9949 | 166983 | 0 | 98915 | 0 | 11068 |  | -3407541.8063 | err | 0.19372
Rate Switching Allocator |  |  | RS01 |  | -8348788 | -30891 | -3346954 | -20438 | -1353663 | -5386209 | 2518028 | 3315076 | -2949246 | -1094561 | 0 | 0 | 70 |  | -8348788 | ok
Remove DSM Revenues |  |  | DSM01 |  | 15401444 | 11425450 | 3105553 | 38693 | 527094 | 97296 | 70049 | 137309 | 0 | 0 | 0 | 0 | 0 |  | 15401444 | ok
Base Rate Revenue |  |  |  |  | 1257574176 | 458005465 | 182158458 | 10668266 | 221396753 | 51224549 | 22889891 | 184047357 | 79886044 | 24102240 | 23087333 | 2255 | 105565 |  | 1257574176 | ok
Late Payment Revenue |  |  | LPAY |  | 6910623.9785 | 5226738.8185 | 1128696.56 | 5854.33 | 225327.12 | 29221.16 | 75334.09 | 179921.2 | 39401.5 | 0 | 125.42 | 0 | 3.78 |  | 6910623.9785 | ok
Franchise Fees and HEA |  |  | FFHEA |  | 20092575 | 8476853 | 3169217 | 177565 | 4276826 | 717095 | 507052 | 2191634 | 136830 | 0 | 436325 | 64 | 3114 |  | 20092575 | ok
FAC Roll-In |  |  | FAC01 |  | -3616226.09 | -1105429.18 | -393288.65 | -34667.94 | -647899 | -192686.32 | -84328 | -678789 | -341016 | -112199 | -25719 | -8 | -196 |  | -3616226.09 | ok
Revenue and Expense Adjust before IT |  |  | ITADJ |  | -6606198 | 315660.212 | -3461483.945 | 49669.415 | -1533855.8735 | -5185254.4491 | 2725381.9785 | 3702488.1319 | -2347369.3579 | -886833.1571 | 10186.1048 | 14.3861 | 5198.6395 | 0 | -6606197.9148 | err | 0.085191
ECR Revenue in Base Rates |  |  | ECRPLAN |  | 153508035 | 56592842 | 27494815 | 1328040 | 27054868 | 6225132 | 2577384 | 19026087 | 7866500 | 2469091 | 2862245 | 381 | 10650 |  | 153508035 | ok
Operation and Maintenance Less Fuel |  |  | OMLF |  | 246856793.7737 | 127920605.7183 | 39405223.6598 | 1959336.0262 | 26072693.972 | 5486500.1659 | 3838937.7544 | 25395473.4721 | 9059256.8202 | 2610416.7253 | 5078633.6775 | 497.7453 | 29218.0366 |  | 246856793.7737 | ok
Off-System Sales Allocator
Off-System Sales |  |  |  | RBPPT | 5895029.1159 | 2319186.036 | 689576.0087 | 47675.0036 | 900176.0992 | 206406.7914 | 140537.1195 | 1017410.9155 | 430937.7593 | 128042.3098 | 14791.0793 | 4.8095 | 285.1843 |  | 5895029.1159 | ok
Less: Adjustment to Reallocate Expenses
Costs allocated on Energy to be reallocated on RBPPT |  |  |  | Energy | -2695890.41 | -901506.4013 | -288562.9966 | -23846.7889 | -464512.535 | -106212.8033 | -68764.055 | -530406.5585 | -221323.0809 | -71883.073 | -18696.2546 | -6.0741 | -169.7889 |  | -2695890.41 | ok
Costs allocated on Energy reallocated on RBPPT |  |  |  | RBPPT | 2695890.41 | 1060600.5959 | 315354.0571 | 21802.5361 | 411664.8223 | 94393.1028 | 64269.8561 | 465278.1651 | 197074.6793 | 58555.7812 | 6764.1954 | 2.1994 | 130.4193 |  | 2695890.41 | ok
Net Adjustment |  |  |  |  | 0 | 159094.1946 | 26791.0606 | -2044.2528 | -52847.7127 | -11819.7005 | -4494.1989 | -65128.3934 | -24248.4016 | -13327.2918 | -11932.0593 | -3.8746 | -39.3696
Off-System Sales Allocator |  |  | OSSALL |  | 5895029.1159 | 2160091.8413 | 662784.9481 | 49719.2564 | 953023.8119 | 218226.4919 | 145031.3185 | 1082539.3089 | 455186.1609 | 141369.6016 | 26723.1385 | 8.6841 | 324.5539 |  | 5895029.1159 | ok
Misc Service Revenue Allocator |  |  | MISCSERV |  | 1 | 0.90713 | 0.032257 | 0.00039881 | 0.0019968 | 0.038078 | 0.0015734 | 5.9373e-05 |  | 7.5526e-05 | 0.018429 |  |  |  | 1 | ok
CSR Avoided Cost
Interruptible Demands |  |  | 3: 2230442.202; 8: 25295.4545; 10: 67975.6364; 12: 2137171.1111 |  | 2230442.202 | ok
Cycle 20 Adjustment |  |  | 3: 169275.1852; 10: 0; 12: 169275.1852 |  | 169275.1852 | ok
Avoided Cost per kW |  |  | 3: 2.75; 8: 2.8; 10: 2.8; 11: 2.75; 12: 2.75; 13: 2.8; 14: 2.8; 15: 2.8
Avoided Cost |  |  |  |  | 5672872.8508 | 0 | 0 | 0 | 0 | 70827.2727 | 0 | 190331.7818 | 0 | 5411713.7963 | 0 | 0 | 0 |  | 5672872.8508 | ok
Merger Surcerdit Revenue |  |  | MSCREV |  | -3 | 0 | -4 | 22 | -20 | 0 | 0 | 0 | 0 | 0 | -1 | 0 | 0 |  | -3 | ok
[12 empty] | 5.5 |  | 5.4
Operating Expenses |  |  | 10: 373866; 12: 11540724
NOT USED IN FILING EXHIBITS -- DO NOT PRINT | bar: 3
Expenses before Adjustments | bar: 4 to 6; 12 to 15
Production Demand Base |  |  |  |  | 98202691.1832 | 29354274.3252 | 11847943.713 | 901837.9189 | 20498984.7771 | 4566554.2885 | 2346047.5975 | 18895906.3918 | 8300854.9242 | 1783358.2798 | 772132.2745 | 188.0612 | 6706.3013 |  | 99274788.8532 | err | 1072097.6699
Production Demand Intermediate |  |  |  |  | 92573491.8353 | 37823718.4041 | 13359264.2783 | 823189.5793 | 14266712.4994 | 3309332.0364 | 1502349.208 | 13462144.6105 | 6421848.3206 | 1038958.4088 | 0 | 0 | 3693.3275 |  | 92011210.6729 | err | -562281.1624
Production Demand Peak |  |  |  |  | 100746488.0374 | 36284878.5969 | 13844917.7888 | 729695.3699 | 18927327.0961 | 4986096.1735 | 2131010.6407 | 15818435.1934 | 7117332.7993 | 1486081.0685 | 0 | 0 | 3927.3247 |  | 101329702.0519 | err | 583214.0145
Transmission Demand Base |  |  |  |  | 17400431.9034 | 5355824.8989 | 2032563.8819 | 158030.7659 | 3469310.13 | 765686.568 | 432618.5139 | 3381240.8407 | 1459895.5652 | 353332.243 | 132740.4696 | 34.8159 | 1179.7758 |  | 17542458.4688 | err | 142026.5654
Transmission Intermediate |  |  |  |  | 16402999.9721 | 6901114.6572 | 2291837.1929 | 144249.0685 | 2414541.5362 | 554884.6963 | 277037.8923 | 2408921.3937 | 1129429.1936 | 205846.1887 | 0 | 0 | 649.732 |  | 16328511.5514 | err | -74488.4207
Transmission Peak |  |  |  |  | 16845994.2078 | 6178366.1844 | 2255016.9288 | 120220.5083 | 3067049.9288 | 803701.3268 | 370239.611 | 2670968.2519 | 1183869.7028 | 273170.6326 | 0 | 0 | 652.641 |  | 16923255.7164 | err | 77261.5086
Production Energy |  |  |  | 0.033786 | 613625261.4955 | 204908483.14 | 65807426.5917 | 5431197.4481 | 106034389.037 | 24262692.9424 | 15622772.4428 | 120667909.2626 | 50396814.1896 | 16292166.6584 | 4263130.0202 | 1379.773 | 38661.542 |  | 613727023.0478 | err | 101761.5523
Distribution Demand |  |  |  |  | 56888674.3547 | 26877035.7299 | 9085610.4144 | 709939.817 | 9566030.4961 | 1890443.0464 | 1101892.003 | 7099434.8676 | 0 | 0 | 437301.0446 | 115.4379 | 2055.8271 |  | 56769858.6838 | err | -118815.6709
Distribution Customer |  |  |  |  | 132314835.9141 | 84936660.2747 | 28434162.5685 | 675452.4353 | 4065812.8963 | 493602.8703 | 326355.3952 | 575670.2441 | 369533.1815 | 13922.3097 | 11168675.4014 | 460.8205 | 33751.4615 |  | 131094059.8589 | err | -1220776.0551
Total |  |  |  |  | 1145000868.9035 | 438620356.2112 | 148958743.3583 | 9693812.911 | 182310158.3972 | 41632993.9486 | 24110323.3044 | 184980631.0564 | 76379577.8768 | 21446835.7896 | 16773979.2103 | 2178.9085 | 91277.9329 |  | 1145000868.9051 | ok
Expenses After Adjustments And Proposed Increase
Production Demand Base |  |  |  |  | -10308860.6023 | -2430318.0026 | -2225998.3516 | -108418.3537 | -3782752.2839 | -613807.9507 | -187730.8352 | -1527736.1569 | -638574.4551 | 1408407.2381 | -290051.3952 | 3.005 | -1166.9215 |  | -10398144.4634 | err | -89283.8611
Production Demand Intermediate |  |  |  |  | -9717933.5037 | -3131525.6764 | -2509946.1124 | -98963.3027 | -2632688.393 | -444819.9204 | -120218.0518 | -1088415.9058 | -494024.8119 | 820517.4247 | 0 | 0 | -642.6528 |  | -9700727.4025 | err | 17206.1012
Production Demand Peak |  |  |  |  | -10978223.5066 | -3154179.7999 | -2647068.9258 | -90845.4642 | -3550030.5739 | -682935.3545 | -181040.7563 | -1342193.693 | -574622.6223 | 1120149.3817 | 0 | 0 | -699.1728 |  | -11103466.981 | err | -125243.4744
Transmission Demand Base |  |  |  |  | -1566215.6266 | -310905.674 | -342957.212 | -17592.4784 | -603492.3735 | -94377.1457 | -31841.8246 | -242091.374 | -98916.2559 | 231138.7687 | -47140.3942 | 0.7583 | -194.3554 |  | -1558369.5607 | err | 7846.0659
Transmission Intermediate |  |  |  |  | -1476436.6208 | -400609.7556 | -386704.7432 | -16058.2568 | -420013.5901 | -68394.0871 | -20390.6945 | -172474.8746 | -76525.2733 | 134658.0606 | 0 | 0 | -107.0364 |  | -1426620.251 | err | 49816.3698
Transmission Peak |  |  |  |  | -1516310.602 | -358654.2016 | -380492.011 | -13383.3225 | -533518.5302 | -99062.7763 | -27250.5784 | -191237.0057 | -80213.9285 | 178699.5806 | 0 | 0 | -107.5156 |  | -1505220.2891 | err | 11090.3129
Production Energy |  |  |  | -0.005911 | -107354918.0238 | -29506724.9759 | -16609642.3207 | -1036156.5824 | -26991312.9272 | -4836686.2257 | -2568073.6342 | -18206864.3894 | -7366556.5506 | 4821388.1593 | -1801991.0761 | -107.5124 | -9498.4081 |  | -104112226.4436 | err | 3242691.5802
Distribution Demand |  |  |  |  | -5134537.0327 | -1527936.1895 | -1531148.2313 | -79941.9408 | -1672339.1341 | -240708.2404 | -82366.9458 | -543637.5905 | 0 | 0 | -155723.9759 | 2.2594 | -341.3182 |  | -5834141.3072 | err | -699604.2745
Distribution Customer |  |  |  |  | -14802282.3345 | -6631570.7752 | -5501264.4003 | -104701.6562 | -854037.7984 | -74793.2632 | -41851.3824 | -64391.6234 | -35641.4538 | 6019.6787 | -3908485.2619 | -0.79731 | -6082.4775 |  | -17216801.2109 | err | -2414518.8764
Total |  |  |  | 1124840817.8438 | -162855717.8529 | -47452425.0507 | -32135222.3082 | -1566061.3577 | -41040185.6043 | -7155584.9641 | -3260764.7033 | -23379042.6132 | -9365075.3514 | 8720978.2923 | -6203392.1034 | -102.2869 | -18839.8583 |  | -162855717.9093 | err | -0.056426
-1287696535.6967
Rate Base
Production Demand Base |  |  |  |  | 795163003.2904 | 265677637.0162 | 83845011.2767 | 6982712.785 | 136487068.5962 | 29106622.0367 | 22061230.8789 | 158996357.3637 | 65235096.5079 | 21202181.5776 | 5514530.5044 | 1793.2269 | 52761.5203 |  | 795163003.2904 | ok
Production Demand Intermediate |  |  |  |  | 749582469.7457 | 342332296.0547 | 94540258.7313 | 6373757.7219 | 94991131.9372 | 21093251.2111 | 14127451.1112 | 113274902.5632 | 50468282.9392 | 12352080.3898 | 0 | 0 | 29057.0861 |  | 749582469.7457 | ok
Production Demand Peak |  |  |  |  | 769826371.0957 | 306480095.8701 | 93021391.1161 | 5312037.0282 | 120661641.1741 | 30551705.7861 | 18880240.3867 | 125597152.8502 | 52900944.5344 | 16391975.1671 | 0 | 0 | 29187.1827 |  | 769826371.0957 | ok
Transmission Demand Base |  |  |  |  | 105339535.2432 | 35195750.6725 | 11107401.2294 | 925037.6545 | 18081178.7182 | 3855911.3354 | 2922570.3385 | 21063105.7038 | 8642045.3659 | 2808767.4405 | 730539.6227 | 237.5584 | 6989.6034 |  | 105339535.2432 | ok
Transmission Demand Intermediate |  |  |  |  | 99301235.9261 | 45350607.1282 | 12524258.3914 | 844366.0902 | 12583987.9988 | 2794336.8468 | 1871539.707 | 15006137.7873 | 6685805.8629 | 1636346.7643 | 0 | 0 | 3849.349 |  | 99301235.9261 | ok
Transmission Demand Peak |  |  |  |  | 101983054.8121 | 40601072.6438 | 12323045.7998 | 703714.2189 | 15984698.9238 | 4047349.38 | 2501167.3574 | 16638532.7969 | 7008073.6756 | 2171533.4324 | 0 | 0 | 3866.5836 |  | 101983054.8121 | ok
Production Energy |  |  |  |  | 66178542.0274 | 22130120.3658 | 7083625.6274 | 585389.4188 | 11402823.4246 | 2607304.9715 | 1688015.5392 | 13020385.6176 | 5433024.5605 | 1764580.989 | 458954.44 | 149.1059 | 4167.9671 |  | 66178542.0274 | ok
Distribution Demand |  |  |  |  | 342799336.2768 | 181337902.8516 | 49853316.1518 | 4057269.4189 | 49078131.3665 | 8777382.8628 | 7304495.8386 | 40034943.2954 | 0 | 0 | 2343238.7287 | 762.078 | 11893.6845 |  | 342799336.2768 | ok
Distribution Customer |  |  |  |  | 470761597.5296 | 309633502.9893 | 79389792.9652 | 760804.4357 | 7457558.1575 | 1139212.5847 | 239954.9397 | 837445.4265 | 1000540.2606 | 37009.045 | 70120300.6964 | 2056.5802 | 143419.4486 |  | 470761597.5296 | ok
Total |  |  |  |  | 3500935145.9469 | 1548738985.5921 | 443688101.2891 | 26545088.7722 | 466728220.2969 | 103973077.0151 | 71596666.0972 | 504468963.4047 | 197373813.7071 | 58364474.8056 | 79167563.9922 | 4998.5494 | 285192.4253 |  | 3500935145.9469 | ok
1052.369
Operating Expenses-Unit Costs
Production Demand Base | [5 empty] | -0.00040883 | -0.0011456 | -0.00068821 | -0.35423 | -0.25775 | -5.1563 | -2.1656 | -0.58451 | 0.0025781 | -0.0023529 | 7.5031e-05 | -0.0010431
Production Demand Intermediate | [5 empty] | -0.00052678 | -0.0012917 | -0.00062819 | -0.24653 | -0.18679 | -3.302 | -1.5428 | -0.44913 | 0.001502 | 0 | 0 | -0.00057448
Production Demand Peak | [5 empty] | -0.00053059 | -0.0013623 | -0.00057666 | -0.33244 | -0.28677 | -4.9726 | -1.9026 | -0.52241 | 0.0020505 | 0 | 0 | -0.00062501
Transmission Demand Base | [5 empty] | -5.23e-05 | -0.0001765 | -0.00011167 | -0.056513 | -0.03963 | -0.87458 | -0.34317 | -0.090542 | 0.00042311 | -0.0003824 | 1.8934e-05 | -0.00017374
Transmission Demand Intermediate | [5 empty] | -6.739e-05 | -0.00019901 | -0.00010193 | -0.039331 | -0.02872 | -0.56006 | -0.24449 | -0.069571 | 0.0002465 | 0 | 0 | -9.5682e-05
Transmission Demand Peak | [5 empty] | -6.0333e-05 | -0.00019582 | -8.4953e-05 | -0.04996 | -0.041598 | -0.74848 | -0.27108 | -0.072925 | 0.00032712 | 0 | 0 | -9.611e-05
Production Energy | [5 empty] | -0.0049636 | -0.008548 | -0.0065772 | -0.0087926 | -0.0060276 | -0.0062162 | -0.0051254 | -0.0045803 | 0.0088257 | -0.014618 | -0.0026845 | -0.0084908
Distribution Demand | [5 empty] | -0.00025703 | -0.00078799 | -0.00050745 | -0.1566 | -0.10108 | -2.2623 | -0.77061 | 0 | 0 | -0.0012632 | 5.6415e-05 | -0.00030511
Distribution Customer | [5 empty] | -1.3147 | -5.5838 | -13.633 | -12.6344 | -20.9858 | -25.457 | -32.3251 | -82.5034 | 501.6399 | -1.9199 | -0.0060402 | -0.75204
Rate Base-Unit Costs
Production Demand Base | [5 empty] | 0.044692 | 0.04315 | 0.044324 | 12.7811 | 12.2223 | 605.9446 | 225.3797 | 59.7121 | 0.038811 | 0.044733 | 0.044775 | 0.047165
Production Demand Intermediate | [5 empty] | 0.057587 | 0.048654 | 0.040459 | 8.8953 | 8.8574 | 388.0315 | 160.5689 | 45.8823 | 0.022611 | 0 | 0 | 0.025975
Production Demand Peak | [5 empty] | 0.051556 | 0.047873 | 0.033719 | 11.2991 | 12.8291 | 518.574 | 178.0358 | 48.0939 | 0.030006 | 0 | 0 | 0.026091
Transmission Demand Base | [5 empty] | 0.0059206 | 0.0057163 | 0.0058719 | 1.6932 | 1.6192 | 80.2728 | 29.8573 | 7.9104 | 0.0051416 | 0.0059261 | 0.0059315 | 0.0062482
Transmission Demand Intermediate | [5 empty] | 0.0076288 | 0.0064455 | 0.0053598 | 1.1784 | 1.1734 | 51.4046 | 21.2714 | 6.0783 | 0.0029954 | 0 | 0 | 0.003441
Transmission Demand Peak | [5 empty] | 0.0068299 | 0.006342 | 0.004467 | 1.4969 | 1.6995 | 68.6983 | 23.5854 | 6.3713 | 0.0039751 | 0 | 0 | 0.0034564
Production Energy | [5 empty] | 0.0037227 | 0.0036455 | 0.0037159 | 0.0037145 | 0.0032493 | 0.004086 | 0.0036653 | 0.0033781 | 0.0032301 | 0.003723 | 0.003723 | 0.0037258
Distribution Demand | [5 empty] | 0.030505 | 0.025657 | 0.025754 | 4.5958 | 3.6857 | 200.6289 | 56.7501 | 0 | 0 | 0.019008 | 0.019028 | 0.010632
Distribution Customer | [5 empty] | 737.3947 | 483.6771 | 118.3211 | 265.0634 | 764.5722 | 70.0598 | 200.5857 | 1429.3432 | 3084.0871 | 34.3107 | 15.5802 | 16.5995
Unit Revenue Requirement @ Current Class Revenues
Production Base Demand
Production Demand Intermediate (Per Kwh or Kw) | [5 empty] | -0.00040883 | -0.0011456 | -0.00068821 | -0.35423 | -0.25775 | -5.1563 | -2.1656 | -0.58451 | 0.0025781 | -0.0023529 | 7.5031e-05 | -0.0010431
Production Intermediate Demand Margin (Per Kwh or Kw) | [5 empty] | 0.0023047 | 0.0044241 | 0.003944 | 1.5887 | 1.2701 | 45.2075 | 16.7079 | 4.5841 | 0.0023352 | 0.0043408 | 0.002183 | 0.0044355
| Total Production Intermediate Demand (Per Kwh or Kw) |  |  |  |  | 0.0018958 | 0.0032785 | 0.0032558 | 1.2345 | 1.0124 | 40.0512 | 14.5423 | 3.9996 | 0.0049134 | 0.001988 | 0.002258 | 0.0033924
Production Intermediate Demand
Production Demand Intermediate (Per Kwh or Kw) | [5 empty] | -0.00052678 | -0.0012917 | -0.00062819 | -0.24653 | -0.18679 | -3.302 | -1.5428 | -0.44913 | 0.001502 | 0 | 0 | -0.00057448
Production Intermediate Demand Margin (Per Kwh or Kw) | [5 empty] | 0.0029696 | 0.0049884 | 0.0036 | 1.1057 | 0.92043 | 28.9498 | 11.9033 | 3.5224 | 0.0013605 | 0 | 0 | 0.0024427
| Total Production Intermediate Demand (Per Kwh or Kw) |  |  |  |  | 0.0024428 | 0.0036967 | 0.0029719 | 0.85914 | 0.73364 | 25.6478 | 10.3605 | 3.0732 | 0.0028625 | 0 | 0 | 0.0018683
Production Peak Demand
Production Demand Peak (Per Kwh or Kw) | [5 empty] | -0.00053059 | -0.0013623 | -0.00057666 | -0.33244 | -0.28677 | -4.9726 | -1.9026 | -0.52241 | 0.0020505 | 0 | 0 | -0.00062501
Production Peak Demand Margin (Per Kwh or Kw) | [5 empty] | 0.0026586 | 0.0049083 | 0.0030004 | 1.4045 | 1.3332 | 38.6891 | 13.1982 | 3.6921 | 0.0018054 | 0 | 0 | 0.0024537
| Total Production Peak Demand (Per Kwh or Kw) |  |  |  |  | 0.002128 | 0.003546 | 0.0024237 | 1.072 | 1.0464 | 33.7165 | 11.2956 | 3.1697 | 0.0038559 | 0 | 0 | 0.0018287
Production Energy
Production Energy |  |  |  |  | 0.038684 | -0.0049636 | -0.008548 | -0.0065772 | -0.0087926 | -0.0060276 | -0.0062162 | -0.0051254 | -0.0045803 | 0.0088257 | -0.014618 | -0.0026845 | -0.0084908
Production Energy Margin | [5 empty] | 0.00019197 | 0.00037377 | 0.00033064 | 0.00046172 | 0.00033765 | 0.00030484 | 0.00027172 | 0.00025933 | 0.00019435 | 0.00036127 | 0.00018151 | 0.00035039
| Total Production Energy |  |  |  |  | -0.0047716 | -0.0081743 | -0.0062466 | -0.0083309 | -0.0056899 | -0.0059114 | -0.0048536 | -0.004321 | 0.0090201 | -0.014256 | -0.0025029 | -0.0081404
Transmission Base Demand
Transmission Demand Intermediate (Per Kwh or Kw) | [5 empty] | -5.23e-05 | -0.0001765 | -0.00011167 | -0.056513 | -0.03963 | -0.87458 | -0.34317 | -0.090542 | 0.00042311 | -0.0003824 | 1.8934e-05 | -0.00017374
Transmission Intermediate Demand Margin (Per Kwh or Kw) | [5 empty] | 0.00030531 | 0.00058608 | 0.00052248 | 0.21046 | 0.16826 | 5.9889 | 2.2134 | 0.60728 | 0.00030936 | 0.00057505 | 0.00028919 | 0.00058759
| Total Transmission Intermediate Demand (Per Kwh or Kw) |  |  |  |  | 0.00025301 | 0.00040958 | 0.00041081 | 0.15395 | 0.12863 | 5.1143 | 1.8702 | 0.51673 | 0.00073247 | 0.00019265 | 0.00030812 | 0.00041386
Transmission Intermediate Demand
Transmission Demand Intermediate (Per Kwh or Kw) | [5 empty] | -6.739e-05 | -0.00019901 | -0.00010193 | -0.039331 | -0.02872 | -0.56006 | -0.24449 | -0.069571 | 0.0002465 | 0 | 0 | -9.5682e-05
Transmission Intermediate Demand Margin (Per Kwh or Kw) | [5 empty] | 0.0003934 | 0.00066084 | 0.00047692 | 0.14647 | 0.12193 | 3.8351 | 1.5769 | 0.46663 | 0.00018023 | 0 | 0 | 0.0003236
| Total Transmission Intermediate Demand (Per Kwh or Kw) |  |  |  |  | 0.00032601 | 0.00046183 | 0.00037498 | 0.10714 | 0.093214 | 3.2751 | 1.3324 | 0.39705 | 0.00042673 | 0 | 0 | 0.00022792
Transmission Peak Demand
Transmission Demand Peak (Per Kwh or Kw) | [5 empty] | -6.0333e-05 | -0.00019582 | -8.4953e-05 | -0.04996 | -0.041598 | -0.74848 | -0.27108 | -0.072925 | 0.00032712 | 0 | 0 | -9.611e-05
Transmission Peak Demand Margin (Per Kwh or Kw) | [5 empty] | 0.0003522 | 0.00065022 | 0.00039747 | 0.18606 | 0.17661 | 5.1254 | 1.7484 | 0.48912 | 0.00023918 | 0 | 0 | 0.00032505
| Total Transmission Peak Demand (Per Kwh or Kw) |  |  |  |  | 0.00029187 | 0.00045441 | 0.00031252 | 0.1361 | 0.13501 | 4.3769 | 1.4774 | 0.41619 | 0.00056629 | 0 | 0 | 0.00022894
Distribution Demand
Distribution Demand (Per Kwh or Kw) | [5 empty] | -0.00025703 | -0.00078799 | -0.00050745 | -0.1566 | -0.10108 | -2.2623 | -0.77061 | 0 | 0 | -0.0012632 | 5.6415e-05 | -0.00030511
Distribution Demand Margin (Per Kwh or Kw) | [5 empty] | 0.001573 | 0.0026305 | 0.0022916 | 0.57126 | 0.38301 | 14.9683 | 4.207 | 0 | 0 | 0.0018445 | 0.00092771 | 0.00099986
| Total Distribution Demand (Per Kwh or Kw) |  |  |  |  | 0.001316 | 0.0018425 | 0.0017842 | 0.41466 | 0.28193 | 12.7059 | 3.4364 | 0 | 0 | 0.00058129 | 0.00098412 | 0.00069475
Distribution Customer
Distribution Customer (Per Customer Per Month) | [5 empty] | -1.3147 | -5.5838 | -13.633 | -12.6344 | -20.9858 | -25.457 | -32.3251 | -82.5034 | 501.6399 | -1.9199 | -0.0060402 | -0.75204
Distribution Customer Margin (Per Customer Per Month) | [5 empty] | 3.1654 | 8.2617 | 8.8147 | 13.7134 | 33.2164 | 10.8894 | 31.1655 | 177.8033 | 185.5663 | 3.3294 | 0.7596 | 1.5611
| Total Distribution Customer (Per Customer Per Month) |  |  |  |  | 1.8507 | 2.6779 | -4.8183 | 1.079 | 12.2306 | -14.5676 | -1.1596 | 95.3 | 687.2062 | 1.4095 | 0.75356 | 0.80902
Production Revenue Requirement |  |  | 4: 32777401.8746; 10: #REF!; 11: 4119059.573; 12: 0.017955; 13: -0.011494; 14: 0.0010473; 15: -0.0015433
Transmission Revenue Requirement |  |  | 4: 8113367.3448; 10: #REF!; 11: 1437511.2195
Distribution Revenue Requirement |  |  | 4: 29058402.1824; 10: #REF!; 11: 40204.1373
[6 empty] | 69949171.4018 | [6 empty] | 5596774.9299
Production Revenue Requirement Percent |  |  | 4: 46.86%; 11: 73.6%
Transmission Revenue Requirement Percent |  |  | 4: 11.6%; 11: 25.68%
Distribution Revenue Requirement Percent |  |  | 4: 41.54%; 11: 0.7183%
[6 empty] | 100% | [6 empty] | 100%
#REF!
#REF!
#REF!
#REF!
|  |  | 12: 7821; 13: 1004; 14: 3231; 15: 6300 |  | 519534.5833
[6 empty] | 0.0038819 | 0.0055152 | 0.0052873 | 3.9691 | 3.4255 | 124.8818 | 44.31 | 11.5682 | 0.022377 | -0.011494 | 0.0010473 | 0.00051431

## Summary of Returns
Kentucky Utilities Company
Summary of Unadjusted Rates of Return by Class
|  | Operating | Operating
| Revenue | Expenses | Margin | Rate Base | ROR
Residential Rate RS | 496337782.2584 | 438620356.2112 | 57717426.0472 | 1548738985.5921 | 3.727%
General Service Secondary Rate GS | 187257249.5118 | 148958743.3583 | 38298506.1535 | 443688101.2891 | 8.632%
All Electric Schools Rate AES | 11468017.1449 | 9693812.911 | 1774204.2339 | 26545088.7722 | 6.684%
Power Service Secondary Rate PS | 229139908.2265 | 182310158.3972 | 46829749.8293 | 466728220.2969 | 10.03%
Power Service Primary Rate PS | 53103200.4519 | 41562166.6758 | 11541033.7761 | 103973077.0151 | 11.1%
Time of Day Secondary Rate TODS | 26292773.9268 | 24110323.3044 | 2182450.6224 | 71596666.0972 | 3.048%
Time of Day Primary Rate TODP | 210197720.635 | 184790299.2746 | 25407421.3604 | 504468963.4047 | 5.036%
Retail Transmission Service Rate RTS | 88952422.4101 | 76379577.8768 | 12572844.5333 | 197373813.7071 | 6.37%
Fluctuating Load Service Rate FLS | 15738896.0337 | 16035121.9933 | -296225.9596 | 58364474.8056 | -0.5075%
Lighting | 23588949.1018 | 16867436.0517 | 6721513.0501 | 79457754.9669 | 8.459%
Lighting Rate ST & POL | 23477221.3957 | 16773979.2103 | 6703242.1854 | 79167563.9922 | 8.467%
Lighting Rate LE | 2321.6411 | 2178.9085 | 142.7326 | 4998.5494 | 2.855%
Lighting Rate TLE | 109406.065 | 91277.9329 | 18128.1321 | 285192.4253 | 6.356%
| 1342076919.7008 | 1139327996.0542 | 202748923.6466 | 3500935145.9469 | 5.791%
Kentucky Utilities Company
Summary of Adjusted Rates of Return by Class
|  | Operating | Operating
| Revenue | Expenses | Margin | Rate Base | ROR
Residential Rate RS | 474279916.4937 | 416227431.0264 | 58052485.4674 | 1472899750.7977 | 3.941%
General Service Secondary Rate GS | 176800211.3182 | 140557511.7327 | 36242699.5855 | 421150054.9925 | 8.606%
All Electric Schools Rate AES | 11248698.7593 | 9437318.5148 | 1811380.2445 | 25012957.6298 | 7.242%
Power Service Secondary Rate PS | 220793548.1214 | 174764617.9878 | 46028930.1336 | 438086049.427 | 10.51%
Power Service Primary Rate PS | 46616189.6032 | 38312403.2576 | 8303786.3457 | 97416904.0095 | 8.524%
Time of Day Secondary Rate TODS | 28338730.6836 | 24428201.4951 | 3910529.1885 | 67123253.9544 | 5.826%
Time of Day Primary Rate TODP | 207597875.8798 | 179775173.243 | 27822702.6368 | 472205604.4595 | 5.892%
Retail Transmission Service Rate RTS | 84511459.3664 | 73383184.7668 | 11128274.5996 | 183744053.5093 | 6.056%
Fluctuating Load Service Rate FLS | 14193700.2523 | 15056452.7357 | -862752.4834 | 54328625.7525 | -1.588%
Lighting | 23316205.4164 | 16561750.4343 | 6754454.9821 | 78878015.4148 | 8.563%
Lighting Rate ST & POL | 23195276.9319 | 16462448.2579 | 6732828.674 | 78597518.9417 | 8.566%
Lighting Rate LE | 2284.582 | 2132.5076 | 152.0744 | 4843.7529 | 3.14%
Lighting Rate TLE | 118643.9025 | 97169.6688 | 21474.2337 | 275652.7201 | 7.79%
| 1287696535.8945 | 1088504045.194 | 199192490.7005 | 3310845269.9469 | 6.016%
Kentucky Utilities Company
Summary of Rates of Return by Class w/Proposed Increase
with 15% Subsidy Reduction and adjustment for Rate FLS
|  | Operating | Operating
| Revenue | Expenses | Margin | Rate Base | ROR
Residential Rate RS | 512504655.6246 | 430273990.589 | 82230665.0356 | 1472899750.7977 | 5.583%
General Service Secondary Rate GSS | 185891384.3303 | 143898272.3529 | 41993111.9773 | 421150054.9925 | 9.971%
All Electric Schools Rate AES | 11884536.1185 | 9670971.5767 | 2213564.5418 | 25012957.6298 | 8.85%
Power Service Secondary Rate PS | 225176595.5861 | 176375269.5888 | 48801325.9973 | 438086049.427 | 11.14%
Power Service Primary Rate PS | 49188664.1903 | 39257718.2115 | 9930945.9788 | 97416904.0095 | 10.19%
Time of Day Secondary Rate TOD | 30247390.5919 | 25129582.4776 | 5117808.1143 | 67123253.9544 | 7.624%
Time of Day Primary Lines Rate TOD | 220162076.2913 | 184392177.6608 | 35769898.6305 | 472205604.4595 | 7.575%
Retail Transmission Service Rate RTS | 89639857.1876 | 75267732.4993 | 14372124.6883 | 183744053.5093 | 7.822%
Fluctuating Load Service Rate FLS | 20826650.3664 | 17493882.813 | 3332767.5534 | 54328625.7525 | 6.134%
Lighting | 24607617.3561 | 17036309.454 | 7571307.9021 | 78878015.4148 | 9.599%
Lighting Rate ST & POL | 24480176.8045 | 16934614.2688 | 7545562.5357 | 78597518.9417 | 9.6%
Lighting Rate LE | 2408.582 | 2178.0742 | 230.5077 | 4843.7529 | 4.759%
Lighting Rate TLE | 125031.9697 | 99517.111 | 25514.8587 | 275652.7201 | 9.256%
| 1370129427.643 | 1118795907.2235 | 251333520.4195 | 3310845269.9469 | 7.591%

## Res Unit Costs
Kentucky Utilities Company
Unit Cost of Service Based on the Cost of Service Study
For the 12 Months Ended March 31, 2012
Rate RS
|  |  |  | Production |  | Transmission | Distribution |  | Customer Service Expenses
| Description | Reference | Reference Total | Demand-Related | Energy-Related | Demand-Related | Demand-Related | Customer-Related | Customer-Related | Total | Check
(1) | Rate Base |  | 1548738985.5921 | 914490028.941 | 22130120.3658 | 121147430.4445 | 181337902.8516 | 305318005.9148 | 4315497.0745 | 1548738985.5921 | ok
(2) | Rate Base Adjustments |  | -75839234.7945 | -44781092.6614 | -1083676.081 | -5932393.068 | -8879822.8232 | -14950927.2724 | -211322.8884 | -75839234.7945 | ok
(3) | Rate Base as Adjusted |  | 1472899750.7977 | 869708936.2796 | 21046444.2848 | 115215037.3765 | 172458080.0283 | 290367078.6424 | 4104174.1861 | 1472899750.7977 | ok
(4) | Rate of Return |  | 5.583% | 5.583% | 5.583% | 5.583% | 5.583% | 5.583% | 5.583%
(5) | Return |  | 82230665.0356 | 48555065.7327 | 1175004.0077 | 6432351.6522 | 9628179.1098 | 16210932.1889 | 229132.3442 | 82230665.0356 | ok
(6) | Interest Expenses |  | 26627030.6582 | 15722568.0142 | 380476.8905 | 2082853.4534 | 3117691.195 | 5249245.9863 | 74195.1187 | 26627030.6582 | ok
(7) | Net Income |  | 55603634.3774 | 32832497.7185 | 794527.1172 | 4349498.1988 | 6510487.9148 | 10961686.2026 | 154937.2255 | 55603634.3774 | ok
(8) | Income Taxes |  | 33558113.3122 | 19815191.7783 | 479515.9764 | 2625025.415 | 3929234.008 | 6615637.8409 | 93508.2936 | 33558113.3122 | ok
(9) | Operation and Maintenance Expenses |  | 332550542.4624 | 35811223.4857 | 204629936.7441 | 11753875.3485 | 15171865.9919 | 30645559.4439 | 34538081.4483 | 332550542.4624 | ok
(10) | Depreciation Expenses |  | 73699223.7109 | 47987588.6838 | 0 | 4143897.1021 | 8039536.6793 | 13528201.2457 | 0 | 73699223.7109 | ok
(11) | Other Taxes |  | 10436626.9245 | 5720585.547 | -256.5767 | 1011275.7199 | 1381074.9303 | 2323947.3041 | 0 | 10436626.9245 | ok
(12) | Curtailable Service Credit |  | 2422409.3638 | 2422409.3638 | [5 empty] | 2422409.3638 | ok
(13) | Expense Adjustments - Prod. Demand |  | -3527953.5573 | -3527953.5573 | 0 | 0 | 0 | 0 | 0 | -3527953.5573 | ok
(14) | Expense Adjustments - Energy |  | -5076644.914 | 0 | -5076644.914 | 0 | 0 | 0 | 0 | -5076644.914 | ok
(15) | Expense Adjustments - Trans. Demand |  | -1911651.5436 | 0 | 0 | -1911651.5436 | 0 | 0 | 0 | -1911651.5436 | ok
(16) | Expense Adjustments - Distribution |  | -10648673.497 | 0 | 0 | 0 | -3967912.6161 | -6680760.8809 | 0 | -10648673.497 | ok
(17) | Expense Adjustments - Other |  | -1228001.6729 | -725103.0004 | -17547.0658 | -96058.3085 | -143783.5879 | -242087.9344 | -3421.7758 | -1228001.6729 | ok
(18) | Expense Adjustments - Total |  | -22392925.1849 | -4253056.5577 | -5094191.9798 | -2007709.8521 | -4111696.204 | -6922848.8154 | -3421.7758 | -22392925.1849 | ok
(19) | Total Cost of Service | 512504655.6246 | 512504655.6246 | 156059008.0336 | 201190008.1717 | 23958715.3856 | 34038194.5153 | 62401429.2081 | 34857300.3104 | 512504655.6246 | ok
(20) | Less: Misc Revenue - Tran. Demand |  | -4144146.1725 |  | 0 | -4144146.1725 | 0 | 0 | 0 | -4144146.1725 | ok
(21) | Less: Misc Revenue - Energy |  | -9697329.3285 | 0 | -9697329.3285 | 0 | 0 | 0 | 0 | -9697329.3285 | ok
(22) | Less: Misc Revenue - Other |  | -8338158.5123 | -4923465.4065 | -119144.9645 | -652238.0387 | -976293.7411 | -1643782.4279 | -23233.9335 | -8338158.5123 | ok
(23) | Less: Misc Revenue - Total |  | -22179634.0133 | -4923465.4065 | -9816474.293 | -4796384.2112 | -976293.7411 | -1643782.4279 | -23233.9335 | -22179634.0133 | ok
(24) | Net Cost of Service | 490325021.6112 | 490325021.6112 | 151135542.6271 | 191373533.8786 | 19162331.1744 | 33061900.7741 | 60757646.7802 | 34834066.3768 | 490325021.6112 | ok
(25) | Billing Units |  |  | 5944171807 | 5944171807 | 5944171807 | 5944171807 | 5044174 | 5044174
(26) | Unit Costs |  |  | 0.025426 | 0.032195 | 0.0032237 | 0.0055621 | 12.0451 | 6.9058 | 18.9509
[9 empty] | Customer Charge | 18.9509
[9 empty] | Energy Charge | 0.066407
[9 empty] | Distribution Customer | 18.9509
[9 empty] | Distribution Customer Margin | 1.058
20.0089

## GS Unit Costs
Kentucky Utilities Company
Unit Cost of Service Based on the Cost of Service Study
For the 12 Months Ended March 31, 2012
Rate GS Secondary
|  |  |  | Production |  | Transmission | Distribution |  | Customer Service Expenses
| Description | Reference | Reference Total | Demand-Related | Energy-Related | Demand-Related | Demand-Related | Customer-Related | Customer-Related | Total | Check
(1) | Rate Base |  | 443688101.2891 | 271406661.1241 | 7083625.6274 | 35954705.4207 | 49853316.1518 | 77702882.546 | 1686910.4191 | 443688101.2891 | ok
(2) | Rate Base Adjustments |  | -22538046.2966 | -13786657.5098 | -359827.2793 | -1826392.9391 | -2532401.3518 | -3947077.1452 | -85690.0715 | -22538046.2966 | ok
(3) | Rate Base as Adjusted |  | 421150054.9925 | 257620003.6143 | 6723798.3481 | 34128312.4816 | 47320914.8001 | 73755805.4008 | 1601220.3476 | 421150054.9925 | ok
(4) | Rate of Return |  | 9.971% | 9.971% | 9.971% | 9.971% | 9.971% | 9.971% | 9.971%
(5) | Return |  | 41993111.9773 | 25687437.3662 | 670433.7649 | 3402953.4857 | 4718395.3807 | 7354233.3866 | 159658.5933 | 41993111.9773 | ok
(6) | Interest Expenses |  | 7602696.6827 | 4650614.9617 | 121379.5387 | 616092.0675 | 854247.9283 | 1331456.5923 | 28905.5943 | 7602696.6827 | ok
(7) | Net Income |  | 34390415.2946 | 21036822.4045 | 549054.2262 | 2786861.4182 | 3864147.4524 | 6022776.7943 | 130752.999 | 34390415.2946 | ok
(8) | Income Taxes |  | 22604682.1267 | 13827419.0449 | 360891.1421 | 1831792.8397 | 2539888.6319 | 3958747.0459 | 85943.4222 | 22604682.1267 | ok
(9) | Operation and Maintenance Expenses |  | 104905177.5727 | 10628223.6978 | 65499953.913 | 3488370.5264 | 4331742.2665 | 7464992.058 | 13491895.1111 | 104905177.5727 | ok
(10) | Depreciation Expenses |  | 21121073.8465 | 14241982.7531 | 0 | 1229845.3137 | 2209748.7549 | 3439497.0248 | 0 | 21121073.8465 | ok
(11) | Other Taxes |  | 2968289.2689 | 1697782.3419 | -82.1276 | 300131.1747 | 379602.5479 | 590855.332 | 0 | 2968289.2689 | ok
(12) | Curtailable Service Credit |  | 700281.1638 | 700281.1638 | [5 empty] | 700281.1638 | ok
(13) | Expense Adjustments - Prod. Demand |  | -1641705.8934 | -1641705.8934 | 0 | 0 | 0 | 0 | 0 | -1641705.8934 | ok
(14) | Expense Adjustments - Energy |  | -1653507.845 | 0 | -1653507.845 | 0 | 0 | 0 | 0 | -1653507.845 | ok
(15) | Expense Adjustments - Trans. Demand |  | -567348.9555 | 0 | 0 | -567348.9555 | 0 | 0 | 0 | -567348.9555 | ok
(16) | Expense Adjustments - Distribution |  | -2883007.6961 | 0 | 0 | 0 | -1126777.8094 | -1756229.8867 | 0 | -2883007.6961 | ok
(17) | Expense Adjustments - Other |  | -1655661.2356 | -1012777.8649 | -26433.173 | -134168.1506 | -186032.0409 | -289955.1513 | -6294.8548 | -1655661.2356 | ok
(18) | Expense Adjustments - Total |  | -8401231.6256 | -2654483.7584 | -1679941.018 | -701517.1061 | -1312809.8503 | -2046185.038 | -6294.8548 | -8401231.6256 | ok
(19) | Total Cost of Service | 185158839.0436 | 185891384.3303 | 64128642.6093 | 64851255.6743 | 9551576.234 | 12866567.7316 | 20762139.8092 | 13731202.2717 | 185891384.3303 | ok
(20) | Less: Misc Revenue - Tran. Demand |  | -1229919.234 |  | 0 | -1229919.234 | 0 | 0 | 0 | -1229919.234 | ok
(21) | Less: Misc Revenue - Energy |  | -3075377.7285 | 0 | -3075377.7285 | 0 | 0 | 0 | 0 | -3075377.7285 | ok
(22) | Less: Misc Revenue - Other |  | -1479670.4046 | -905123.2226 | -23623.4219 | -119906.559 | -166257.5045 | -259133.9622 | -5625.7344 | -1479670.4046 | ok
(23) | Less: Misc Revenue - Total |  | -5784967.3671 | -905123.2226 | -3099001.1504 | -1349825.793 | -166257.5045 | -259133.9622 | -5625.7344 | -5784967.3671 | ok
(24) | Net Cost of Service | 179373871.6765 | 180106416.9632 | 63223519.3867 | 61752254.524 | 8201750.441 | 12700310.2272 | 20503005.8471 | 13725576.5373 | 180106416.9632 | ok
(25) | Billing Units |  |  | 1902668718 | 1902668718 | 1902668718 | 1902668718 | 984828 | 984828
(26) | Unit Costs |  |  | 0.033229 | 0.032456 | 0.0043107 | 0.006675 | 20.8189 | 13.937 | 34.7559
[9 empty] | Customer Charge | 34.7559
[9 empty] | Energy Charge | 0.07667
[9 empty] | Distribution Customer | 34.7559
[9 empty] | Distribution Customer Margin | 3.4655
38.2214

## AES Unit Costs
Kentucky Utilities Company
Unit Cost of Service Based on the Cost of Service Study
For the 12 Months Ended March 31, 2012
Rate AES
|  |  |  | Production |  | Transmission | Distribution |  | Customer Service Expenses
| Description | Reference | Reference Total | Demand-Related | Energy-Related | Demand-Related | Demand-Related | Customer-Related | Customer-Related | Total | Check
(1) | Rate Base |  | 26545088.7722 | 18668507.5351 | 585389.4188 | 2473117.9636 | 4057269.4189 | 694720.811 | 66083.6247 | 26545088.7722 | ok
(2) | Rate Base Adjustments |  | -1532131.1424 | -1077510.1196 | -33787.5442 | -142743.5818 | -234177.7375 | -40097.9405 | -3814.2189 | -1532131.1424 | ok
(3) | Rate Base as Adjusted |  | 25012957.6298 | 17590997.4155 | 551601.8747 | 2330374.3818 | 3823091.6815 | 654622.8705 | 62269.4058 | 25012957.6298 | ok
(4) | Rate of Return |  | 8.85% | 8.85% | 8.85% | 8.85% | 8.85% | 8.85% | 8.85%
(5) | Return |  | 2213564.5418 | 1556745.4561 | 48814.953 | 206230.4737 | 338331.0487 | 57931.9725 | 5510.6378 | 2213564.5418 | ok
(6) | Interest Expenses |  | 451846.588 | 317772.5833 | 9964.4124 | 42097.0494 | 69062.242 | 11825.4352 | 1124.8657 | 451846.588 | ok
(7) | Net Income |  | 1761717.9538 | 1238972.8728 | 38850.5406 | 164133.4243 | 269268.8067 | 46106.5373 | 4385.772 | 1761717.9538 | ok
(8) | Income Taxes |  | 1063531.6131 | 747955.605 | 23453.6851 | 99085.7164 | 162554.9015 | 27834.0582 | 2647.647 | 1063531.6131 | ok
(9) | Operation and Maintenance Expenses |  | 7372239.2442 | 731054.5488 | 5412903.218 | 239945.0006 | 372434.4525 | 90043.1615 | 525858.8628 | 7372239.2442 | ok
(10) | Depreciation Expenses |  | 1274519.9907 | 979624.3071 | 0 | 84594.0052 | 179779.5383 | 30522.1401 | 0 | 1274519.9907 | ok
(11) | Other Taxes |  | 173544.98 | 116780.7095 | -6.787 | 20644.3021 | 30883.4978 | 5243.2577 | 0 | 173544.98 | ok
(12) | Curtailable Service Credit |  | 43630.1448 | 43630.1448 | [5 empty] | 43630.1448 | ok
(13) | Expense Adjustments - Prod. Demand |  | -78629.6976 | -78629.6976 | 0 | 0 | 0 | 0 | 0 | -78629.6976 | ok
(14) | Expense Adjustments - Energy |  | -138212.1429 | 0 | -138212.1429 | 0 | 0 | 0 | 0 | -138212.1429 | ok
(15) | Expense Adjustments - Trans. Demand |  | -39024.6806 | 0 | 0 | -39024.6806 | 0 | 0 | 0 | -39024.6806 | ok
(16) | Expense Adjustments - Distribution |  | -38699.0484 | 0 | 0 | 0 | -33041.4117 | -5657.6367 | 0 | -38699.0484 | ok
(17) | Expense Adjustments - Other |  | 38071.1733 | 26774.519 | 839.5701 | 3546.9651 | 5818.9674 | 996.374 | 94.7776 | 38071.1733 | ok
(18) | Expense Adjustments - Total |  | -256494.3962 | -51855.1785 | -137372.5728 | -35477.7155 | -27222.4443 | -4661.2627 | 94.7776 | -256494.3962 | ok
(19) | Total Cost of Service | 11838152.571 | 11884536.1185 | 4123935.5928 | 5347792.4963 | 615021.7824 | 1056760.9944 | 206913.3274 | 534111.9252 | 11884536.1185 | ok
(20) | Less: Misc Revenue - Tran. Demand |  | -84599.0898 |  | 0 | -84599.0898 | 0 | 0 | 0 | -84599.0898 | ok
(21) | Less: Misc Revenue - Energy |  | -249095.4459 | 0 | -249095.4459 | 0 | 0 | 0 | 0 | -249095.4459 | ok
(22) | Less: Misc Revenue - Other |  | -23225.0439 | -16333.6017 | -512.1736 | -2163.8004 | -3549.819 | -607.8308 | -57.8184 | -23225.0439 | ok
(23) | Less: Misc Revenue - Total |  | -356919.5796 | -16333.6017 | -249607.6195 | -86762.8902 | -3549.819 | -607.8308 | -57.8184 | -356919.5796 | ok
(24) | Net Cost of Service | 11481232.9914 | 11527616.5389 | 4107601.9911 | 5098184.8767 | 528258.8923 | 1053211.1754 | 206305.4966 | 534054.1068 | 11527616.5389 | ok
(25) | Billing Units |  |  | 157236166 | 157236166 | 157236166 | 157236166 | 7716 | 7716
(26) | Unit Costs |  |  | 0.026124 | 0.032424 | 0.0033597 | 0.0066983 | 26.7374 | 69.2139 | 95.9512
[9 empty] | Customer Charge | 95.9512
[9 empty] | Energy Charge | 0.068605
[9 empty] | Distribution Customer | 95.9512
[9 empty] | Distribution Customer Margin | 8.4914
104.4426

## PSS Unit Costs
Kentucky Utilities Company
Unit Cost of Service Based on the Cost of Service Study
For the 12 Months Ended March 31. 2012
Rate PSS
|  |  |  | Production |  | Transmission | Distribution |  | Customer Service Expenses
| Description | Reference | Reference Total | Demand-Related | Energy-Related | Demand-Related | Demand-Related | Customer-Related | Customer-Related | Total | Check
(1) | Rate Base |  | 466728220.2969 | 352139841.7075 | 11402823.4246 | 46649865.6408 | 49078131.3665 | 7168403.7592 | 289154.3984 | 466728220.2969 | ok
(2) | Rate Base Adjustments |  | -28642170.8699 | -21610112.8616 | -699768.3078 | -2862808.2996 | -3011826.0766 | -439910.5012 | -17744.8231 | -28642170.8699 | ok
(3) | Rate Base as Adjusted |  | 438086049.427 | 330529728.8459 | 10703055.1167 | 43787057.3412 | 46066305.2899 | 6728493.2579 | 271409.5753 | 438086049.427 | ok
(4) | Rate of Return |  | 11.14% | 11.14% | 11.14% | 11.14% | 11.14% | 11.14% | 11.14%
(5) | Return |  | 48801325.9973 | 36819910.3128 | 1192284.6724 | 4877732.2687 | 5131632.8947 | 749531.7264 | 30234.1222 | 48801325.9973 | ok
(6) | Interest Expenses |  | 7934198.3339 | 5986240.4369 | 193843.5661 | 793029.5837 | 834309.1572 | 121860.0776 | 4915.5124 | 7934198.3339 | ok
(7) | Net Income |  | 40867127.6634 | 30833669.8759 | 998441.1063 | 4084702.685 | 4297323.7375 | 627671.6488 | 25318.6098 | 40867127.6634 | ok
(8) | Income Taxes |  | 26020525.9087 | 19632118.8138 | 635717.8534 | 2600772.7512 | 2736150.7902 | 399645.0774 | 16120.6226 | 26020525.9087 | ok
(9) | Operation and Maintenance Expenses |  | 131510847.8321 | 13789716.8591 | 105438153.8601 | 4526028.3586 | 4450804.1175 | 991954.8131 | 2314189.8237 | 131510847.8321 | ok
(10) | Depreciation Expenses |  | 22564394.6122 | 18478432.075 | 0 | 1595677.6164 | 2174836.2412 | 315448.6796 | 0 | 22564394.6122 | ok
(11) | Other Taxes |  | 3019879.3157 | 2202808.1502 | -132.2044 | 389408.8078 | 373605.0882 | 54189.4739 | 0 | 3019879.3157 | ok
(12) | Curtailable Service Credit |  | 805162.3295 | 805162.3295 | [5 empty] | 805162.3295 | ok
(13) | Expense Adjustments - Prod. Demand |  | -1743614.8568 | -1743614.8568 | 0 | 0 | 0 | 0 | 0 | -1743614.8568 | ok
(14) | Expense Adjustments - Energy |  | -2672428.9062 | 0 | -2672428.9062 | 0 | 0 | 0 | 0 | -2672428.9062 | ok
(15) | Expense Adjustments - Trans. Demand |  | -736113.7363 | 0 | 0 | -736113.7363 | 0 | 0 | 0 | -736113.7363 | ok
(16) | Expense Adjustments - Distribution |  | -518996.0423 | 0 | 0 | 0 | -452852.0003 | -66144.042 | 0 | -518996.0423 | ok
(17) | Expense Adjustments - Other |  | -1874386.8679 | -1414198.3841 | -45793.8936 | -187346.4936 | -197098.4417 | -28788.4068 | -1161.248 | -1874386.8679 | ok
(18) | Expense Adjustments - Total |  | -7545540.4094 | -3157813.2409 | -2718222.7998 | -923460.2299 | -649950.442 | -94932.4488 | -1161.248 | -7545540.4094 | ok
(19) | Total Cost of Service | 229620489.8516 | 225176595.5861 | 88570335.2996 | 104547801.3817 | 13066159.5728 | 14217078.6898 | 2415837.3217 | 2359383.3205 | 225176595.5861 | ok
(20) | Less: Misc Revenue - Tran. Demand |  | -1595773.5251 |  | 0 | -1595773.5251 | 0 | 0 | 0 | -1595773.5251 | ok
(21) | Less: Misc Revenue - Energy |  | -4836680.4191 | 0 | -4836680.4191 | 0 | 0 | 0 | 0 | -4836680.4191 | ok
(22) | Less: Misc Revenue - Other |  | -519799.9966 | -392181.7464 | -12699.4412 | -51954.4329 | -54658.8173 | -7983.5246 | -322.0342 | -519799.9966 | ok
(23) | Less: Misc Revenue - Total |  | -6952253.9408 | -392181.7464 | -4849379.8602 | -1647727.958 | -54658.8173 | -7983.5246 | -322.0342 | -6952253.9408 | ok
(24) | Net Cost of Service | 222668235.9108 | 218224341.6453 | 88178153.5532 | 99698421.5215 | 11418431.6148 | 14162419.8725 | 2407853.797 | 2359061.2863 | 218224341.6453 | ok
(25) | Billing Units |  |  | 8750756 | 3062809438 | 8750756 | 8750756 | 67524 | 67524
(26) | Unit Costs |  |  | 10.0766 | 0.032551 | 1.3049 | 1.6184 | 35.6592 | 34.9366 | 70.5959
[9 empty] | Customer Charge | 70.5959
[9 empty] | Energy Charge | 0.032551
[9 empty] | Demand Charge | 12.9999
[9 empty] | Distribution Customer | 70.5959
[9 empty] | Distribution Customer Margin | 7.8641
78.46

## PSP Unit Costs
Kentucky Utilities Company
Unit Cost of Service Based on the Cost of Service Study
For the 12 Months Ended March 31. 2012
Rate Power Service Primary
|  |  |  | Production |  | Transmission | Distribution |  | Customer Service Expenses
| Description | Reference | Reference Total | Demand-Related | Energy-Related | Demand-Related | Demand-Related | Customer-Related | Customer-Related | Total | Check
(1) | Rate Base |  | 103973077.0151 | 80751579.0339 | 2607304.9715 | 10697597.5622 | 8777382.8628 | 1123899.272 | 15313.3127 | 103973077.0151 | ok
(2) | Rate Base Adjustments |  | -6556173.0056 | -5091907.8075 | -164407.3924 | -674552.5128 | -553470.5929 | -70869.0969 | -965.6031 | -6556173.0056 | ok
(3) | Rate Base as Adjusted |  | 97416904.0095 | 75659671.2264 | 2442897.5791 | 10023045.0495 | 8223912.2698 | 1053030.1751 | 14347.7096 | 97416904.0095 | ok
(4) | Rate of Return |  | 10.19% | 10.19% | 10.19% | 10.19% | 10.19% | 10.19% | 10.19%
(5) | Return |  | 9930945.9788 | 7712954.085 | 249035.6693 | 1021776.6613 | 838368.1386 | 107348.7799 | 1462.6448 | 9930945.9788 | ok
(6) | Interest Expenses |  | 1766148.0962 | 1371694.0161 | 44289.2222 | 181715.7106 | 149097.8095 | 19091.2168 | 260.121 | 1766148.0962 | ok
(7) | Net Income |  | 8164797.8827 | 6341260.0689 | 204746.4471 | 840060.9507 | 689270.3291 | 88257.563 | 1202.5238 | 8164797.8827 | ok
(8) | Income Taxes |  | 7079788.4772 | 5498578.2394 | 177537.9572 | 728426.3401 | 597674.0887 | 76529.1299 | 1042.722 | 7079788.4772 | ok
(9) | Operation and Maintenance Expenses |  | 29595390.7898 | 3162213.6405 | 24108890.6239 | 1037894.3062 | 917216.9186 | 247159.6113 | 122015.6893 | 29595390.7898 | ok
(10) | Depreciation Expenses |  | 5040755.8161 | 4237414.775 | 0 | 365915.673 | 388599.5773 | 48825.7908 | 0 | 5040755.8161 | ok
(11) | Other Taxes |  | 669551.936 | 505140.8996 | -30.2291 | 89297.9788 | 66755.7293 | 8387.5574 | 0 | 669551.936 | ok
(12) | Curtailable Service Credit |  | 192821.8835 | 192821.8835 | [5 empty] | 192821.8835 | ok
(13) | Expense Adjustments - Prod. Demand |  | -433823.6037 | -433823.6037 | 0 | 0 | 0 | 0 | 0 | -433823.6037 | ok
(14) | Expense Adjustments - Energy |  | -643267.9099 | 0 | -643267.9099 | 0 | 0 | 0 | 0 | -643267.9099 | ok
(15) | Expense Adjustments - Trans. Demand |  | -168803.241 | 0 | 0 | -168803.241 | 0 | 0 | 0 | -168803.241 | ok
(16) | Expense Adjustments - Distribution |  | -93296.3891 | 0 | 0 | 0 | -82706.2713 | -10590.1178 | 0 | -93296.3891 | ok
(17) | Expense Adjustments - Other |  | -1910572.2747 | -1483862.2888 | -47910.9086 | -196575.2471 | -161290.0649 | -20652.3732 | -281.392 | -1910572.2747 | ok
(18) | Expense Adjustments - Total |  | -3249763.4183 | -1917685.8925 | -691178.8185 | -365378.4881 | -243996.3363 | -31242.491 | -281.392 | -3249763.4183 | ok
(19) | Total Cost of Service | 48994762.5208 | 49259491.4631 | 19391437.6305 | 23844255.2028 | 2877932.4712 | 2564618.1163 | 457008.3782 | 124239.6641 | 49259491.4631 | ok
(20) | Less: Misc Revenue - Tran. Demand |  | -365937.6664 |  | 0 | -365937.6664 | 0 | 0 | 0 | -365937.6664 | ok
(21) | Less: Misc Revenue - Energy |  | -1106241.3986 | 0 | -1106241.3986 | 0 | 0 | 0 | 0 | -1106241.3986 | ok
(22) | Less: Misc Revenue - Other |  | -184249.4265 | -143098.892 | -4620.3735 | -18957.0827 | -15554.2935 | -1991.6482 | -27.1365 | -184249.4265 | ok
(23) | Less: Misc Revenue - Total |  | -1656428.4915 | -143098.892 | -1110861.772 | -384894.7491 | -15554.2935 | -1991.6482 | -27.1365 | -1656428.4915 | ok
(24) | Net Cost of Service | 47338334.0293 | 47603062.9716 | 19248338.7384 | 22733393.4307 | 2493037.7221 | 2549063.8228 | 455016.73 | 124212.5276 | 47603062.9716 | ok
(25) | Billing Units |  |  | 1379179 | 723169766 | 1379179 | 1379179 | 3576 | 3576
(26) | Unit Costs |  |  | 13.9564 | 0.031436 | 1.8076 | 1.8482 | 127.2418 | 34.735 | 161.9769
[9 empty] | Customer Charge | 161.9769
[9 empty] | Energy Charge | 0.031436
[9 empty] | Demand Charge | 17.6122
[9 empty] | Distribution Customer | 161.9769
[9 empty] | Distribution Customer Margin | 16.5124
178.4892

## TODS Unit Costs
Kentucky Utilities Company
Unit Cost of Service Based on the Cost of Service Study
For the 12 Months Ended March 31. 2012
Rate Time of Day Secondary
|  |  |  | Production |  | Transmission | Distribution |  | Customer Service Expenses
| Description | Reference | Reference Total | Demand-Related | Energy-Related | Demand-Related | Demand-Related | Customer-Related | Customer-Related | Total | Check
(1) | Rate Base |  | 71596666.0972 | 55068922.3768 | 1688015.5392 | 7295277.4029 | 7304495.8386 | 204754.8752 | 35200.0645 | 71596666.0972 | ok
(2) | Rate Base Adjustments |  | -4473412.1427 | -3440746.6084 | -105468.4474 | -455814.276 | -456390.2506 | -12793.2346 | -2199.3258 | -4473412.1427 | ok
(3) | Rate Base as Adjusted |  | 67123253.9544 | 51628175.7683 | 1582547.0918 | 6839463.1269 | 6848105.588 | 191961.6407 | 33000.7387 | 67123253.9544 | ok
(4) | Rate of Return |  | 7.624% | 7.624% | 7.624% | 7.624% | 7.624% | 7.624% | 7.624%
(5) | Return |  | 5117808.1143 | 3936386.8899 | 120661.1997 | 521474.4195 | 522133.3633 | 14636.1028 | 2516.1392 | 5117808.1143 | ok
(6) | Interest Expenses |  | 1218140.3158 | 936938.5218 | 28719.77 | 124121.3035 | 124278.1452 | 3483.6841 | 598.8913 | 1218140.3158 | ok
(7) | Net Income |  | 3899667.7985 | 2999448.3682 | 91941.4297 | 397353.116 | 397855.2181 | 11152.4186 | 1917.2479 | 3899667.7985 | ok
(8) | Income Taxes |  | 1306557.9879 | 1004945.4023 | 30804.3699 | 133130.542 | 133298.768 | 3736.5443 | 642.3613 | 1306557.9879 | ok
(9) | Operation and Maintenance Expenses |  | 19447461.6709 | 2156486.5925 | 15608523.9165 | 707796.9455 | 660849.849 | 32387.7104 | 281416.6571 | 19447461.6709 | ok
(10) | Depreciation Expenses |  | 3471937.4856 | 2889725.1065 | 0 | 249537.9289 | 323694.3178 | 8980.1324 | 0 | 3471937.4856 | ok
(11) | Other Taxes |  | 462509.4517 | 344483.2327 | -19.5709 | 60897.1802 | 55605.9541 | 1542.6555 | 0 | 462509.4517 | ok
(12) | Curtailable Service Credit |  | 123237.6908 | 123237.6908 | [5 empty] | 123237.6908 | ok
(13) | Expense Adjustments - Prod. Demand |  | -138668.1302 | -138668.1302 | 0 | 0 | 0 | 0 | 0 | -138668.1302 | ok
(14) | Expense Adjustments - Energy |  | -387237.1747 | 0 | -387237.1747 | 0 | 0 | 0 | 0 | -387237.1747 | ok
(15) | Expense Adjustments - Trans. Demand |  | -115116.1709 | 0 | 0 | -115116.1709 | 0 | 0 | 0 | -115116.1709 | ok
(16) | Expense Adjustments - Distribution |  | -69099.174 | 0 | 0 | 0 | -67215.0455 | -1884.1284 | 0 | -69099.174 | ok
(17) | Expense Adjustments - Other |  | 1027998.8405 | 790690.2854 | 24236.855 | 104747.0102 | 104879.3703 | 2939.9103 | 505.4094 | 1027998.8405 | ok
(18) | Expense Adjustments - Total |  | 317878.1907 | 652022.1552 | -363000.3196 | -10369.1607 | 37664.3247 | 1055.7818 | 505.4094 | 317878.1907 | ok
(19) | Total Cost of Service | 30131074.7514 | 30247390.5919 | 11107287.0699 | 15396969.5955 | 1662467.8554 | 1733246.5769 | 62338.9272 | 285080.5669 | 30247390.5919 | ok
(20) | Less: Misc Revenue - Tran. Demand |  | -249552.9275 |  | 0 | -249552.9275 | 0 | 0 | 0 | -249552.9275 | ok
(21) | Less: Misc Revenue - Energy |  | -719947.9385 | 0 | -719947.9385 | 0 | 0 | 0 | 0 | -719947.9385 | ok
(22) | Less: Misc Revenue - Other |  | -123503.9678 | -94993.6748 | -2911.8202 | -12584.3249 | -12600.2266 | -353.2014 | -60.72 | -123503.9678 | ok
(23) | Less: Misc Revenue - Total |  | -1093004.8338 | -94993.6748 | -722859.7586 | -262137.2524 | -12600.2266 | -353.2014 | -60.72 | -1093004.8338 | ok
(24) | Net Cost of Service | 29038069.9177 | 29154385.7581 | 11012293.3951 | 14674109.8369 | 1400330.6031 | 1720646.3503 | 61985.7259 | 285019.8469 | 29154385.7581 | ok
(25) | Billing Units |  |  | 946676 | 453402612 | 831431 | 831431 | 1644 | 1644
(26) | Unit Costs |  |  | 11.6326 | 0.032364 | 1.6842 | 2.0695 | 37.7042 | 173.3697 | 211.0739
[9 empty] | Customer Charge | 211.0739
[9 empty] | Energy Charge | 0.032364
[9 empty] | Demand Charge | 15.3863
[9 empty] | Distribution Customer | 211.0739
[9 empty] | Distribution Customer Margin | 16.0933
227.1673

## TODP Unit Costs
Kentucky Utilities Company
Unit Cost of Service Based on the Cost of Service Study
For the 12 Months Ended March 31, 2012
Rate Time of Day Primary Lines
|  |  |  | Production |  | Transmission | Distribution |  | Customer Service Expenses
| Description | Reference | Reference Total | Demand-Related | Energy-Related | Demand-Related | Demand-Related | Customer-Related | Customer-Related | Total | Check
(1) | Rate Base |  | 504468963.4047 | 397868412.7772 | 13020385.6176 | 52707776.288 | 40034943.2954 | 794537.3187 | 42908.1078 | 504468963.4047 | ok
(2) | Rate Base Adjustments |  | -32263358.9452 | -25445710.9269 | -832719.9595 | -3370930.6795 | -2560438.48 | -50814.7073 | -2744.192 | -32263358.9452 | ok
(3) | Rate Base as Adjusted |  | 472205604.4595 | 372422701.8503 | 12187665.6581 | 49336845.6085 | 37474504.8154 | 743722.6114 | 40163.9158 | 472205604.4595 | ok
(4) | Rate of Return |  | 7.575% | 7.575% | 7.575% | 7.575% | 7.575% | 7.575% | 7.575%
(5) | Return |  | 35769898.6305 | 28211275.2731 | 923224.0385 | 3737299.9166 | 2838719.4599 | 56337.4983 | 3042.4442 | 35769898.6305 | ok
(6) | Interest Expenses |  | 8563035.9823 | 6753560.2425 | 221012.6661 | 894680.5803 | 679567.3963 | 13486.7596 | 728.3375 | 8563035.9823 | ok
(7) | Net Income |  | 27206862.6482 | 21457715.0306 | 702211.3724 | 2842619.3363 | 2159152.0636 | 42850.7386 | 2314.1067 | 27206862.6482 | ok
(8) | Income Taxes |  | 15188118.9557 | 11978680.99 | 392006.6049 | 1586880.5303 | 1205337.7418 | 23921.2483 | 1291.8405 | 15188118.9557 | ok
(9) | Operation and Maintenance Expenses |  | 145790692.3537 | 15580437.3989 | 120395218.8816 | 5113774.4326 | 4183562.2189 | 176712.8152 | 340986.6064 | 145790692.3537 | ok
(10) | Depreciation Expenses |  | 24487872.4585 | 20878025.0614 | 0 | 1802890.9125 | 1772460.2295 | 34496.2551 | 0 | 24487872.4585 | ok
(11) | Other Taxes |  | 3239097.7421 | 2488862.885 | -150.9584 | 439977.0941 | 304482.7688 | 5925.9526 | 0 | 3239097.7421 | ok
(12) | Curtailable Service Credit |  | 701522.1824 | 701522.1824 | [5 empty] | 701522.1824 | ok
(13) | Expense Adjustments - Prod. Demand |  | -1036325.3779 | -1036325.3779 | 0 | 0 | 0 | 0 | 0 | -1036325.3779 | ok
(14) | Expense Adjustments - Energy |  | -3007410.5628 | 0 | -3007410.5628 | 0 | 0 | 0 | 0 | -3007410.5628 | ok
(15) | Expense Adjustments - Trans. Demand |  | -831704.8206 | 0 | 0 | -831704.8206 | 0 | 0 | 0 | -831704.8206 | ok
(16) | Expense Adjustments - Distribution |  | -154504.2787 | 0 | 0 | 0 | -151497.642 | -3006.6367 | 0 | -154504.2787 | ok
(17) | Expense Adjustments - Other |  | 14819.0083 | 11687.568 | 382.4798 | 1548.3152 | 1176.0449 | 23.3399 | 1.2604 | 14819.0083 | ok
(18) | Expense Adjustments - Total |  | -5015126.0316 | -1024637.8099 | -3007028.0829 | -830156.5054 | -150321.5971 | -2983.2968 | 1.2604 | -5015126.0316 | ok
(19) | Total Cost of Service | 219293231.5839 | 220162076.2913 | 78814165.9809 | 118703270.4836 | 11850666.3807 | 10154240.8219 | 294410.4726 | 345322.1515 | 220162076.2913 | ok
(20) | Less: Misc Revenue - Tran. Demand |  | -1802999.2759 |  | 0 | -1802999.2759 | 0 | 0 | 0 | -1802999.2759 | ok
(21) | Less: Misc Revenue - Energy |  | -5517117.0225 | 0 | -5517117.0225 | 0 | 0 | 0 | 0 | -5517117.0225 | ok
(22) | Less: Misc Revenue - Other |  | -493155.9266 | -388945.961 | -12728.3952 | -51525.7709 | -39137.1343 | -776.7193 | -41.9459 | -493155.9266 | ok
(23) | Less: Misc Revenue - Total |  | -7813272.225 | -388945.961 | -5529845.4177 | -1854525.0468 | -39137.1343 | -776.7193 | -41.9459 | -7813272.225 | ok
(24) | Net Cost of Service | 211479959.359 | 212348804.0663 | 78425220.0199 | 113173425.0658 | 9996141.3339 | 10115103.6876 | 293633.7533 | 345280.2056 | 212348804.0663 | ok
(25) | Billing Units |  |  | 5142035 | 3611372403 | 5142035 | 5142035 | 2004 | 2004
(26) | Unit Costs |  |  | 15.2518 | 0.031338 | 1.944 | 1.9671 | 146.5238 | 172.2955 | 318.8193
[9 empty] | Customer Charge | 318.8193
[9 empty] | Energy Charge | 0.031338
[9 empty] | Demand Charge | 19.1629
[9 empty] | Distribution Customer | 318.8193
[9 empty] | Distribution Customer Margin | 24.1508
342.9701

## RTS Unit Costs
Kentucky Utilities Company
Unit Cost of Service Based on the Cost of Service Study
For the 12 Months Ended March 31, 2012
Rate RTS
|  |  |  | Production |  | Transmission | Distribution |  | Customer Service Expenses
| Description | Reference | Reference Total | Demand-Related | Energy-Related | Demand-Related | Demand-Related | Customer-Related | Customer-Related | Total | Check
(1) | Rate Base |  | 197373813.7071 | 168604323.9816 | 5433024.5605 | 22335924.9043 | 0 | 993346.0869 | 7194.1738 | 197373813.7071 | ok
(2) | Rate Base Adjustments |  | -13629760.1978 | -11643066.8336 | -375180.58 | -1542419.9114 | 0 | -68596.0751 | -496.7977 | -13629760.1978 | ok
(3) | Rate Base as Adjusted |  | 183744053.5093 | 156961257.148 | 5057843.9805 | 20793504.993 | 0 | 924750.0117 | 6697.376 | 183744053.5093 | ok
(4) | Rate of Return |  | 7.822% | 7.822% | 7.822% | 7.822% | 7.822% | 7.822% | 7.822%
(5) | Return |  | 14372124.6883 | 12277223.2128 | 395615.3299 | 1626430.03 | 0 | 72332.259 | 523.8565 | 14372124.6883 | ok
(6) | Interest Expenses |  | 3340544.061 | 2853621.575 | 91953.7277 | 378034.6536 | 0 | 16812.3436 | 121.7611 | 3340544.061 | ok
(7) | Net Income |  | 11031580.6272 | 9423601.6378 | 303661.6021 | 1248395.3765 | 0 | 55519.9154 | 402.0954 | 11031580.6272 | ok
(8) | Income Taxes |  | 7678508.3639 | 6559277.9891 | 211363.0159 | 868942.9614 | 0 | 38644.5197 | 279.8777 | 7678508.3639 | ok
(9) | Operation and Maintenance Expenses |  | 59296646.1239 | 6602507.3382 | 50237389.3037 | 2167059.3933 | 0 | 230530.9667 | 59159.1221 | 59296646.1239 | ok
(10) | Depreciation Expenses |  | 9654543.1883 | 8847461.0914 | 0 | 764009.3904 | 0 | 43072.7065 | 0 | 9654543.1883 | ok
(11) | Other Taxes |  | 1248488.0411 | 1054703.0896 | -62.9905 | 186448.6804 | 0 | 7399.2616 | 0 | 1248488.0411 | ok
(12) | Curtailable Service Credit |  | 385939.8921 | 385939.8921 | [5 empty] | 385939.8921 | ok
(13) | Expense Adjustments - Prod. Demand |  | -436180.2607 | -436180.2607 | 0 | 0 | 0 | 0 | 0 | -436180.2607 | ok
(14) | Expense Adjustments - Energy |  | -1296679.7169 | 0 | -1296679.7169 | 0 | 0 | 0 | 0 | -1296679.7169 | ok
(15) | Expense Adjustments - Trans. Demand |  | -352450.7715 | 0 | 0 | -352450.7715 | 0 | 0 | 0 | -352450.7715 | ok
(16) | Expense Adjustments - Distribution |  | 0 | 0 | 0 | 0 | 0 | 0 | 0 | 0 | ok
(17) | Expense Adjustments - Other |  | -911082.3609 | -778281.6913 | -25078.9745 | -103103.1767 | 0 | -4585.3099 | -33.2085 | -911082.3609 | ok
(18) | Expense Adjustments - Total |  | -2996393.11 | -1214461.952 | -1321758.6914 | -455553.9482 | 0 | -4585.3099 | -33.2085 | -2996393.11 | ok
(19) | Total Cost of Service | 89302832.2396 | 89639857.1876 | 34512650.6612 | 49522545.9675 | 5157336.5074 | 0 | 387394.4037 | 59929.6478 | 89639857.1876 | ok
(20) | Less: Misc Revenue - Tran. Demand |  | -764055.3115 |  | 0 | -764055.3115 | 0 | 0 | 0 | -764055.3115 | ok
(21) | Less: Misc Revenue - Energy |  | -2305605.2146 | 0 | -2305605.2146 | 0 | 0 | 0 | 0 | -2305605.2146 | ok
(22) | Less: Misc Revenue - Other |  | -162206.8504 | -138563.3476 | -4464.9986 | -18356.2346 | 0 | -816.3572 | -5.9124 | -162206.8504 | ok
(23) | Less: Misc Revenue - Total |  | -3231867.3765 | -138563.3476 | -2310070.2132 | -782411.5461 | 0 | -816.3572 | -5.9124 | -3231867.3765 | ok
(24) | Net Cost of Service | 86070964.8631 | 86407989.8111 | 34374087.3136 | 47212475.7543 | 4374924.9613 | 0 | 386578.0465 | 59923.7354 | 86407989.8111 | ok
(25) | Billing Units |  |  | 3454546.8222 | 1548306282 | 3454546.8222 | 3454546.8222 | 420 | 420
(26) | Unit Costs |  |  | 9.9504 | 0.030493 | 1.2664 | 0 | 920.4239 | 142.6756 | 1063.0995
[9 empty] | Customer Charge | 1063.0995
[9 empty] | Energy Charge | 0.030493
[9 empty] | Demand Charge | 11.2168
[9 empty] | Distribution Customer | 1063.0995
[9 empty] | Distribution Customer Margin | 83.1537
1146.2532

## FLS Unit Costs
Kentucky Utilities Company
Unit Cost of Service Based on the Cost of Service Study
For the 12 Months Ended March 31, 2012
Rate FLS
|  |  |  | Production |  | Transmission | Distribution |  | Customer Service Expenses
| Description | Reference | Reference Total | Demand-Related | Energy-Related | Demand-Related | Demand-Related | Customer-Related | Customer-Related | Total | Check
(1) | Rate Base |  | 58364474.8056 | 49946237.1345 | 1764580.989 | 6616647.6372 | 0 | 36495.1754 | 513.8696 | 58364474.8056 | ok
(2) | Rate Base Adjustments |  | -4035849.0531 | -3453735.7616 | -122019.1313 | -457535.0192 | 0 | -2523.6074 | -35.5336 | -4035849.0531 | ok
(3) | Rate Base as Adjusted |  | 54328625.7525 | 46492501.3729 | 1642561.8577 | 6159112.618 | 0 | 33971.568 | 478.336 | 54328625.7525 | ok
(4) | Rate of Return |  | 6.134% | 6.134% | 6.134% | 6.134% | 6.134% | 6.134% | 6.134%
(5) | Return |  | 3332767.5534 | 2852063.6756 | 100762.2922 | 377828.2702 | 0 | 2083.9721 | 29.3433 | 3332767.5534 | ok
(6) | Interest Expenses |  | 985123.2567 | 843033.3683 | 29784.0386 | 111681.1809 | 0 | 615.9954 | 8.6735 | 985123.2567 | ok
(7) | Net Income |  | 2347644.2968 | 2009030.3073 | 70978.2536 | 266147.0893 | 0 | 1467.9767 | 20.6698 | 2347644.2968 | ok
(8) | Income Taxes |  | 1633287.3898 | 1397709.1296 | 49380.5159 | 185162.0731 | 0 | 1021.2909 | 14.3803 | 1633287.3898 | ok
(9) | Operation and Maintenance Expenses |  | 18926916.1471 | 1955883.3926 | 16316499.4217 | 641955.4362 | 0 | 8469.6242 | 4108.2724 | 18926916.1471 | ok
(10) | Depreciation Expenses |  | 2848821.3397 | 2620913.7422 | 0 | 226325.1219 | 0 | 1582.4756 | 0 | 2848821.3397 | ok
(11) | Other Taxes |  | 367922.0331 | 312438.3134 | -20.4586 | 55232.332 | 0 | 271.8462 | 0 | 367922.0331 | ok
(12) | Curtailable Service Credit |  | -5304394.8391 | -5304394.8391 | [5 empty] | -5304394.8391 | ok
(13) | Expense Adjustments - Prod. Demand |  | -107760.7377 | -107760.7377 | 0 | 0 | 0 | 0 | 0 | -107760.7377 | ok
(14) | Expense Adjustments - Energy |  | -422187.9523 | 0 | -422187.9523 | 0 | 0 | 0 | 0 | -422187.9523 | ok
(15) | Expense Adjustments - Trans. Demand |  | -104407.7008 | 0 | 0 | -104407.7008 | 0 | 0 | 0 | -104407.7008 | ok
(16) | Expense Adjustments - Distribution |  | 0 | 0 | 0 | 0 | 0 | 0 | 0 | 0 | ok
(17) | Expense Adjustments - Other |  | -344312.8668 | -294650.6783 | -10409.893 | -39033.9658 | 0 | -215.2981 | -3.0315 | -344312.8668 | ok
(18) | Expense Adjustments - Total |  | -978669.2576 | -402411.416 | -432597.8453 | -143441.6666 | 0 | -215.2981 | -3.0315 | -978669.2576 | ok
(19) | Total Cost of Service | 20771931.0742 | 20826650.3664 | 3432201.9982 | 16034023.926 | 1343061.5668 | 0 | 13213.911 | 4148.9645 | 20826650.3664 | ok
(20) | Less: Misc Revenue - Tran. Demand |  | -226338.7253 |  | 0 | -226338.7253 | 0 | 0 | 0 | -226338.7253 | ok
(21) | Less: Misc Revenue - Energy |  | -742363.4398 | 0 | -742363.4398 | 0 | 0 | 0 | 0 | -742363.4398 | ok
(22) | Less: Misc Revenue - Other |  | -36294.1653 | -31059.2529 | -1097.3112 | -4114.5869 | 0 | -22.6947 | -0.31955 | -36294.1653 | ok
(23) | Less: Misc Revenue - Total |  | -1004996.3303 | -31059.2529 | -743460.751 | -230453.3122 | 0 | -22.6947 | -0.31955 | -1004996.3303 | ok
(24) | Net Cost of Service | 19766934.7439 | 19821654.0361 | 3401142.7453 | 15290563.1749 | 1112608.2546 | 0 | 13191.2163 | 4148.6449 | 19821654.0361 | ok
(25) | Billing Units |  |  | 2169914 | 502871246 | 2169914 | 2169914 | 12 | 12
(26) | Unit Costs |  |  | 1.5674 | 0.030407 | 0.51274 | 0 | 1099.268 | 345.7204 | 1444.9884
[9 empty] | Customer Charge | 1444.9884
[9 empty] | Energy Charge | 0.030407
[9 empty] | Demand Charge | 2.0802
[9 empty] | Distribution Customer | 1444.9884
[9 empty] | Distribution Customer Margin | 88.6422
1533.6307

## Billing Det
Kentucky Utilities
Summary of Billing Determinants and Demand Analysis
| Number of |  |  |  | as billed |  |  |  |  | Maximum |  | (Winter) | (Summer) | Maximum
| Customers as of | Average |  | Rate Switch | Total | Remove HEA | Rate Switching | Cycle 20 | Base Revenue | Non-Coincident | Base | Intermediate | Peak | Sum of
| 2012-03-31 | Customers | Kwh | Impact on kwh | Revenue |  | $ | $ | at Current Rates | Demand | Demand | Demand | Demand | Individual NCP
Residential | 419902 | 420348 | 5944626245 | -454438 | 481362814 | -8476853 | -30891 | 0 | 458005465 | 1752066.7718 | 676756.18 | 1571845.588 | 1401109.3265 | 4034432.3355
General Service Secondary | 82069 | 82102 | 1943096458 | -40427740 | 184154601 | -3169217 | -3346954 | 0 | 182158458 | 538546.4767 | 221208.61 | 434246.2533 | 428550.4912 | 932584.5581
All Electric School | 643 | 640 | 157537383 | -301217 | 11258851 | -177565 | -20438 | 0 | 10668266 | 50815.7149 | 17934.58 | 29464.224 | 24503.4551 | 55457.2376
Power Service Secondary | 5627 | 5633 | 3069778185 | -6968747 | 225868341 | -4276826 | -1353663 | 0 | 221396753 | 598716.0038 | 349473.84 | 441140.7793 | 555356.7441 | 737213.7519
Power Service Primary (net of TOD-Sub adjustments) | 298 | 297 | 802429053 | -79259287 | 52162115 | -717095 | -5386209 | 0 | 51224549 | 162870.1236 | 91351.21 | 108476.8506 | 152348.6249 | 192381.2682
Time of Day Secondary | 137 | 137 | 413123136 | 40279476 | 25639209 | -507052 | 2518028 | 0 | 22889891 | 79968.8426 | 47031.32 | 59132.2435 | 78673.4049 | 99763.6432
|  |  | 0.057531 | 0.050963
Time of Day Primary (net of TOD Sub adjustments) | 167 | 166 | 3552305513 | 59066890 | 204368589 | -2191634 | 4955272 | -1640196 | 184047357 | 140645.7277 | 404406.37 | 117411.0703 | 125508.3744 | 186243.5521
Large TOD | 0 | 0 | 0 |  | 0 | 0 |  |  | 0 | 516422.4874 | 0 | 389163.9163 | 433669.1695 | 600380.1753
TOD Primary Subs | 0 | 0 | 0 | 0 | 0 | 0 | 0 | 0 | 0 | 0 | 0 | 0 | 0 | 0
Retail Transmission Service | 35 | 36 | 1608310112 | -60003830 | 85627393 | -136830 | -116695 | -2832551 | 79886044 | 276358.7748 | 183095.41 | 231809.1971 | 241913.7925 | 309253.7899
Fluctuating Load Service | 1 | 1 | 546287246 | -43416000 | 26235092 | 0 | 0 | -2008648 | 24102240 | 172873.7852 | 62191.17 | 56678.2214 | 74880.2481 | 172873.7852
Outdoor Lighting Rate ST & PO | 170307 | 169645 | 123275608 |  | 23551352 | -436325 | 0 |  | 23087333 | 29823.1184 | 14034.11 | 0 | 0 | 29823.1184
Lighting Energy Rate LE | 11 | 11 | 40050 | 0 | 2309 | -64 | 0 |  | 2255 | 9.6992 | 4.56 | 0 | 0 | 9.6992
Traffic Lighting Rate TLE | 720 | 674 | 1118667 | 853 | 109808 | -3114 | 70 |  | 105565 | 133.3301 | 127.35 | 133.3301 | 133.3301 | 133.3301
| 679917 | 679690 | 18161927656.0575 | -131484039.949 | 1320340474 | -20092575 | -2781480 | -6481395 | 1257574176 | 4319250.8562 | 2067614.71 | 3439501.6739 | 3516646.9613 | 7350550.2446
[7 empty] | 0 | 914087 | CSR
[7 empty] | -2781480 | -5567308
Revenue Reconciliation -- Book to Jurisdictional Separation |  | Jurisdictional Allocation to Ky on Energy | KY Jurisdictional Amts |  | COS Inputs, Cost of Service Results, Unadjusted, Operating Revenues section, Allocation ProForma tab
Test Year Sales for Resale, Total | 3881936.77 | 0.86757 | 3367839.7662 |  | Off-System Sales
Intercompany Sales for Resale | 26320103.5 | 0.86757 | 22834450.0364 |  | Intercompany Sales
Paris Only Wholesale Sales | 2912962 | 0.86757 | 2527189.3497 |  | Off-System Sales
Settled Swap Revenue | 211887.8 | 0.86757 | 183826.8372 |  | Brokered Sales
Settled Swap Expense | -551781.43 | 0.86757 | -478707.2929 |  | Brokered Sales
Total Off-system Sales Revenue | 32775108.64 |  | 28434598.6967
Per Jurisdictional Study:
Paris Revenue | 2912962.32 | 0.86757 | 2527189.6273
Sales for Resale allocated on Demand | 0
Sales for Resale allocated on Energy | 29862147 | 0.86757 | 25907409.6594
Total Off-system Sales | 32775109.32 |  | 28434599.2866
Note on D127: Adjustment to remeove customer that switched to Contract rate

## Meters
Kentucky Utilities Company
Meters Account 370
Determination of Meter Cost Allocation
| Meter | 13-mo Avg |  | Total
| Unit | Number of | Year-End | Meter | Meters
Rate Class | Cost | Customers | Customers | Cost | Allocator
Residential | 61.5574 | 420348 | 419902 | 25848067.4471 | 0.62752
General Service Secondary | 114.8265 | 82102 | 82069 | 9423697.9511 | 0.22878
All Electric Schools | 342.504 | 640 | 643 | 220230.071 | 0.0053465
Power Service Secondary | 491.4214 | 5633 | 5627 | 2765228.1728 | 0.067132
Power Service Primary | 3405.7197 | 297 | 298 | 1014904.4673 | 0.024639
Time of Day Secondary | 758.9402 | 137 | 137 | 103974.8032 | 0.0025242
Time of Day Primary Lines | 4397.4596 | 166 | 167 | 734375.7453 | 0.017829
Time of Day Primary Substation | 4397.4596 | 0 | 0 | 0 | 0
Retail Transmission Service | 28539.7492 | 36 | 35 | 998891.2221 | 0.02425
Fluctuating Load Service | 36698.9017 | 1 | 1 | 36698.9017 | 0.00089094
Outdoor Lighting Rate ST & PO | 0 | 169645 | 170307 | 0 | 0
Lighting Energy Rate LE | 61.5574 | 11 | 11 | 677.1312 | 1.6439e-05
Traffic Lighting Rate TLE | 61.5574 | 674 | 720 | 44321.3144 | 0.001076
Total |  | 679690 | 679917 | 41191067.2271 | 1
| Total - per Plant Accounting |  |  | 66969752.69
|  |  |  | 149351887.1443 | 2

## Services
Kentucky Utilities Company
Services Account 369
Determination of Services Cost Allocation
| Service | 13-mo Avg |  | Total |  |  | FROM PREVIOUS RATE CASE
| Unit | Number of | Year-End | Service | Services |  | (From Bill Det Tab) | Allocation
Rate Class | Cost | Customers | Customers | Cost | Allocator |  | Avg No. Customers | Factor
Residential | 296.6178 | 420348 | 419902 | 124550402.5679 | 0.58898 | Residential - Rate RS | 225746 | 0.47764
General Service Secondary | 996.006 | 82102 | 82069 | 81741213.1477 | 0.38654 | Residential - Rate FERS | 165290 | 0.34972
All Electric Schools | 606.7843 | 640 | 643 | 390162.3255 | 0.001845 | General Service - Secondary | 68565 | 0.14507
Power Service Secondary | 797.2601 | 5633 | 5627 | 4486182.8415 | 0.021214 | General Service - Primary | 0 | 0
Power Service Primary | 0 | 297 | 298 | 0 | 0 | Combined Light & Power - Secondary | 12893 | 0.027279
Time of Day Secondary | 606.7843 | 137 | 137 | 83129.4535 | 0.00039311 | Combined Light & Power - Primary | 0 | 0
Time of Day Primary Lines | 0 | 166 | 167 | 0 | 0 | Combined Light & Power - Trans. | 0 | 0
Time of Day Primary Subs | 0 | 0 | 0 | 0 | 0 | LCI Time of Day - Tranmsission | 0 | 0
Retail Transmission Service | 0 | 36 | 35 | 0 | 0 | High Load Factor - Secondary | 41 | 8.6748e-05
Fluctuating Load Service | 0 | 1 | 1 | 0 | 0 | High Load Factor - Primary | 0 | 0
Outdoor Lighting Rate ST & PO | 296.6178 | 169645 | 170307 | 0 | 0 | MP Time of Day - Primary | 0 | 0
Lighting Energy Rate LE | 296.6178 | 11 | 11 | 3262.7957 | 1.5429e-05
Traffic Lighting Rate TLE | 296.6178 | 674 | 720 | 213564.8076 | 0.0010099
Total |  | 679690 | 679917 | 211467917.9394 | 1 | MP Time of Day - Transmission | 0 | 0
[6 empty] | LMP Time of Day - Primary | 0 | 0
| Total - per Plant Accounting |  |  | 84507617.65 |  | LMP Time of Day - Transmission | 0 | 0
[6 empty] | WestVaCo | 0 | 0
[6 empty] | NAS | 0 | 0
[6 empty] | Cmbn. Off-Peak Water Heating | 0 | 0
[6 empty] | Rate 33 - Electric Space Heating | 0 | 0
[6 empty] | Rate M - Water Pumping | 96 | 0.00020312
[6 empty] | Curtailable Service Rider | 0 | 0
[6 empty] | Street Lighting | 0 | 0
[6 empty] | Decorative Street Lighting | 0 | 0
[6 empty] | Private Outdoor Lighting | 0 | 0
[6 empty] | Customer Outdoor Lighting | 0 | 0
[7 empty] | 472631 | 1

## Lighting
Lighting
Lighting Kwh | 124434325
Residential Kwh | 5944626245
Residential Customers | 420348
Avg Kwh per Customer | 14142.1542
Equivalent customers | 8798.8239
Number of Lights | 1
Lights per customer | 0

## Customer Accounting
Meter Reading Expenses | 4654897.4312
Total Customer Accounting | 26615471.8578
Meter Reading Expenses as Percentage of Total | 0.17
Other Customer Accounting Expenses as Percentage of Total | 0.83