## Functional Assignment
|  | 1 | 2 | 3 | 4 | 5 | 6 | 7 | 8 | 9 | 10 | 11 | 12 | 13 | 14 | 15 | 16 | 17 | 18 | 19 | 20 | 21 | 22 | 23 | 24 | 25 | 26 | 27 | 28 | 29 | 30 | 31
|  |  | Functional |  | Total |  | Production Demand |  |  | Production Energy |  |  | Transmission Demand |  |  | Distribution Poles | Distribution Substation | Distribution Primary Lines |  |  | Distribution Sec. Lines |  | Distribution Line Trans. |  | Distribution Services | Distribution Meters | Distribution St. & Cust. Lighting | Customer Accounts Expense | Customer Service & Info. | Sales Expense
Description |  | Name | Vector |  | System |  | Base | Winter Peak | Summer Peak |  |  |  | Base | Winter Peak | Summer Peak | Specific | General | Specific | Demand | Customer | Demand | Customer | Demand | Customer | Customer | [5 empty] | Total Check | Status
Plant in Service | [34 empty] | 2012-03-01
[33 empty] | Electric Portion of Common Plant | 71% | 0.7871
Intangible Plant | [34 empty] | 0.2129
301 | ORGANIZATION | P301 | PT&D |  | 2240.29 |  | 507.9471 | 478.8304 | 491.7621 | 0 | 0 | 0 | 54.5172 | 51.3921 | 52.7801 | 0 | 66.305 | 0 | 102.0961 | 167.1402 | 34.032 | 55.7134 | 48.1549 | 37.4234 | 17.358 | 23.3906 | 51.4476 | 0 | 0 | 0 | 2240.29 | ok | Gas Portion of Common Plant | 29%
302 | FRANCHISE AND CONSENTS | P301 | PT&D |  | 0 |  | 0 | 0 | 0 | 0 | 0 | 0 | 0 | 0 | 0 | 0 | 0 | 0 | 0 | 0 | 0 | 0 | 0 | 0 | 0 | 0 | 0 | 0 | 0 | 0 | 0 | ok
303 | SOFTWARE - COMMON | P302 | PT&D |  | 0 |  | 0 | 0 | 0 | 0 | 0 | 0 | 0 | 0 | 0 | 0 | 0 | 0 | 0 | 0 | 0 | 0 | 0 | 0 | 0 | 0 | 0 | 0 | 0 | 0 | 0 | ok
301 | ORGANIZATION - COMMON | P301 | PT&D |  | 0 |  | 0 | 0 | 0 | 0 | 0 | 0 | 0 | 0 | 0 | 0 | 0 | 0 | 0 | 0 | 0 | 0 | 0 | 0 | 0 | 0 | 0 | 0 | 0 | 0 | 0 | ok
302 | FRANCHISE AND CONSENTS - COMMON | P301 | PT&D |  | 0 |  | 0 | 0 | 0 | 0 | 0 | 0 | 0 | 0 | 0 | 0 | 0 | 0 | 0 | 0 | 0 | 0 | 0 | 0 | 0 | 0 | 0 | 0 | 0 | 0 | 0 | ok
| Total Intangible Plant | PINT |  |  | 2240.29 | 0 | 507.9471 | 478.8304 | 491.7621 | 0 | 0 | 0 | 54.5172 | 51.3921 | 52.7801 | 0 | 66.305 | 0 | 102.0961 | 167.1402 | 34.032 | 55.7134 | 48.1549 | 37.4234 | 17.358 | 23.3906 | 51.4476 | 0 | 0 | 0 | 2240.29 | ok
Steam Production Plant
| Total Steam Production Plant | PSTPR | F017 |  | 2130297617.57 |  | 731856241.9153 | 689904594.4588 | 708536781.1958 | 0 | 0 | 0 | 0 | 0 | 0 | 0 | 0 | 0 | 0 | 0 | 0 | 0 | 0 | 0 | 0 | 0 | 0 | 0 | 0 | 0 | 2130297617.57 | ok
Hydraulic Production Plant
| Total Hydraulic Production Plant | PHDPR | F017 |  | 42551882.55 |  | 14618549.3485 | 13780581.1883 | 14152752.0132 | 0 | 0 | 0 | 0 | 0 | 0 | 0 | 0 | 0 | 0 | 0 | 0 | 0 | 0 | 0 | 0 | 0 | 0 | 0 | 0 | 0 | 42551882.55 | ok
Other Production Plant
| Total Other Production Plant | POTPR | F017 |  | 237084259.34 |  | 81449462.0971 | 76780595.5579 | 78854201.685 | 0 | 0 | 0 | 0 | 0 | 0 | 0 | 0 | 0 | 0 | 0 | 0 | 0 | 0 | 0 | 0 | 0 | 0 | 0 | 0 | 0 | 237084259.34 | ok
| Total Production Plant | PPRTL |  |  | 2409933759.46 |  | 827924253.361 | 780465771.205 | 801543734.894 | 0 | 0 | 0 | 0 | 0 | 0 | 0 |  | 0 | 0 |  |  |  | 0 | 0 |  |  | 0 | 0 | 0 | 0 | 2409933759.46 | ok
Transmission
| Total Transmission Plant | PTRAN | F011 |  | 258654497.13 |  | 0 | 0 | 0 | 0 | 0 | 0 | 88859841.3024 | 83766195.1437 | 86028460.684 | 0 | 0 | 0 | 0 | 0 | 0 | 0 | 0 | 0 | 0 | 0 | 0 | 0 | 0 | 0 | 258654497.13 | ok
Distribution
| TOTAL ACCTS 360-362 | P362 | F001 |  | 108073254.56 |  | 0 | 0 | 0 | 0 | 0 | 0 | 0 | 0 | 0 | 0 | 108073254.56 | 0 | 0 | 0 | 0 | 0 | 0 | 0 | 0 | 0 | 0 | 0 | 0 | 0 | 108073254.56 | ok
| 364 & 365-OVERHEAD LINES | P365 | F003 |  | 371611071.98 |  | 0 | 0 | 0 | 0 | 0 | 0 | 0 | 0 | 0 | 0 | 0 | 0 | 126617182.5004 | 152091121.4846 | 42205727.5001 | 50697040.4949 | 0 | 0 | 0 | 0 | 0 | 0 | 0 | 0 | 371611071.98 | ok
| 366 & 367-UNDERGROUND LINES | P367 | F004 |  | 212881719.94 |  | 0 | 0 | 0 | 0 | 0 | 0 | 0 | 0 | 0 | 0 | 0 | 0 | 39580033.7798 | 120081256.1752 | 13193344.5933 | 40027085.3917 | 0 | 0 | 0 | 0 | 0 | 0 | 0 | 0 | 212881719.94 | ok
| 368-TRANSFORMERS - POWER POOL | P368 | F005 |  | 139487571.31 |  | 0 | 0 | 0 | 0 | 0 | 0 | 0 | 0 | 0 | 0 | 0 | 0 | 0 | 0 | 0 | 0 | 78489656.3761 | 60997914.9339 | 0 | 0 | 0 | 0 | 0 | 0 | 139487571.31 | ok
| 369-SERVICES | P369 | F006 |  | 28292567.22 |  | 0 | 0 | 0 | 0 | 0 | 0 | 0 | 0 | 0 | 0 | 0 | 0 | 0 | 0 | 0 | 0 | 0 | 0 | 28292567.22 | 0 | 0 | 0 | 0 | 0 | 28292567.22 | ok
| 370-METERS | P370 | F007 |  | 38125261.35 |  | 0 | 0 | 0 | 0 | 0 | 0 | 0 | 0 | 0 | 0 | 0 | 0 | 0 | 0 | 0 | 0 | 0 | 0 | 0 | 38125261.35 | 0 | 0 | 0 | 0 | 38125261.35 | ok
| 371-CUSTOMER INSTALLATION | P371 | F008 |  | 0 |  | 0 | 0 | 0 | 0 | 0 | 0 | 0 | 0 | 0 | 0 | 0 | 0 | 0 | 0 | 0 | 0 | 0 | 0 | 0 | 0 | 0 | 0 | 0 | 0 | 0 | ok
| 373-STREET LIGHTING | P373 | F008 |  | 83856546.37 |  | 0 | 0 | 0 | 0 | 0 | 0 | 0 | 0 | 0 | 0 | 0 | 0 | 0 | 0 | 0 | 0 | 0 | 0 | 0 | 0 | 83856546.37 | 0 | 0 | 0 | 83856546.37 | ok
| 374-ASSET RETIRE OBLIGATIONS DIST PLANT | P374 | F003 |  | 626515.48 |  | 0 | 0 | 0 | 0 | 0 | 0 | 0 | 0 | 0 | 0 | 0 | 0 | 213469.4869 | 256417.1231 | 71156.4956 | 85472.3744 | 0 | 0 | 0 | 0 | 0 | 0 | 0 | 0 | 626515.48 | ok
| Total Distribution Plant | PDIST |  |  | 982954508.21 |  | 0 | 0 | 0 | 0 | 0 | 0 | 0 | 0 | 0 | 0 | 108073254.56 | 0 | 166410685.7672 | 272428794.7828 | 55470228.5891 | 90809598.2609 | 78489656.3761 | 60997914.9339 | 28292567.22 | 38125261.35 | 83856546.37 | 0 | 0 | 0 | 982954508.21 | ok
| Total Prod, Trans, and Dist Plant | PT&D |  |  | 3651542764.8 |  | 827924253.361 | 780465771.205 | 801543734.894 | 0 | 0 | 0 | 88859841.3024 | 83766195.1437 | 86028460.684 | 0 | 108073254.56 | 0 | 166410685.7672 | 272428794.7828 | 55470228.5891 | 90809598.2609 | 78489656.3761 | 60997914.9339 | 28292567.22 | 38125261.35 | 83856546.37 | 0 | 0 | 0 | 3651542764.8 | ok
General Plant
| Total General Plant | PGP | PT&D |  | 16083154.01 |  | 3646577.3874 | 3437547.3619 | 3530384.8714 | 0 | 0 | 0 | 391381.5625 | 368946.6902 | 378910.7979 | 0 | 476006.6934 | 0 | 732952.8532 | 1199907.6953 | 244317.6177 | 399969.2318 | 345706.2707 | 268664.2122 | 124614.1002 | 167922.0235 | 369344.6406 | 0 | 0 | 0 | 16083154.01 | ok
| TOTAL COMMON PLANT | PCOM | PT&D |  | 156297544.5499 |  | 35437768.6936 | 33406396.009 | 34308599.3189 | 0 | 0 | 0 | 3803481.4048 | 3585457.2877 | 3682289.3863 | 0 | 4625876.0768 | 0 | 7122902.0848 | 11660811.452 | 2374300.6949 | 3886937.1507 | 3359604.7902 | 2610903.1007 | 1211011.0905 | 1631881.4041 | 3589324.605 | 0 | 0 | 0 | 156297544.5499 | ok
106 | COMPLETED CONSTR NOT CLASSIFIED | P106 | PT&D |  | 110296326.9372 |  | 25007787.1217 | 23574284.4624 | 24210952.8856 | 0 | 0 | 0 | 2684047.4668 | 2530191.8233 | 2598524.4694 | 0 | 3264396.3897 | 0 | 5026502.1076 | 8228821.9944 | 1675500.7025 | 2742940.6648 | 2370811.8345 | 1842466.7055 | 854588.4425 | 1151588.9478 | 2532920.9186 | 0 | 0 | 0 | 110296326.9372 | ok
105 | PLANT HELD FOR FUTURE USE - DIST | P105 | PDIST |  | 627087.6 |  | 0 | 0 | 0 | 0 | 0 | 0 | 0 | 0 | 0 | 0 | 68946.627 | 0 | 106163.6899 | 173799.2121 | 35387.8966 | 57933.0707 | 50073.4162 | 38914.3503 | 18049.5821 | 24322.4671 | 53497.288 | 0 | 0 | 0 | 627087.6 | ok
105 | PLANT HELD FOR FUTURE USE - PROD | P105 | F017 |  | 0 |  | 0 | 0 | 0 | 0 | 0 | 0 | 0 | 0 | 0 | 0 | 0 | 0 | 0 | 0 | 0 | 0 | 0 | 0 | 0 | 0 | 0 | 0 | 0 | 0 | 0 | ok
| PROPERTY HELD UNDER CAPITAL LEASE |  | F017 |  | 0 |  | 0 | 0 | 0 | 0 | 0 | 0 | 0 | 0 | 0 | 0 | 0 | 0 | 0 | 0 | 0 | 0 | 0 | 0 | 0 | 0 | 0 | 0 | 0 | 0 | 0 | ok
| OTHER |  | PDIST |  | 0 |  | 0 | 0 | 0 | 0 | 0 | 0 | 0 | 0 | 0 | 0 | 0 | 0 | 0 | 0 | 0 | 0 | 0 | 0 | 0 | 0 | 0 | 0 | 0 | 0 | 0 | ok
| Total Plant in Service | TPIS |  |  | 3934849118.1871 |  | 892016894.5107 | 840884477.8686 | 863594163.732 | 0 | 0 | 0 | 95738806.2537 | 90250842.337 | 92688238.1176 | 0 | 116508546.6519 | 0 | 179399308.5987 | 293692302.2769 | 59799769.5329 | 97897434.0923 | 84615900.8427 | 65758900.7259 | 30500847.7932 | 41100999.5831 | 90401685.2698 | 0 | 0 | 0 | 3934849118.1871 | ok
Construction Work in Progress (CWIP)
| CWIP Production | CWIP1 | F017 |  | 104203661.26 |  | 35798800.7378 | 33746732.8836 | 34658127.6386 | 0 | 0 | 0 | 0 | 0 | 0 | 0 | 0 | 0 | 0 | 0 | 0 | 0 | 0 | 0 | 0 | 0 | 0 | 0 | 0 | 0 | 104203661.26 | ok
| CWIP Transmission | CWIP2 | F011 |  | 11300038.92 |  | 0 | 0 | 0 | 0 | 0 | 0 | 3882088.5633 | 3659558.5068 | 3758391.8499 | 0 | 0 | 0 | 0 | 0 | 0 | 0 | 0 | 0 | 0 | 0 | 0 | 0 | 0 | 0 | 11300038.92 | ok
| CWIP Distribution | CWIP3 | PDIST |  | 21638588.69 |  | 0 | 0 | 0 | 0 | 0 | 0 | 0 | 0 | 0 | 0 | 2379105.731 | 0 | 3663335.7423 | 5997199.8586 | 1221111.9141 | 1999066.6195 | 1727857.5728 | 1342797.4349 | 622827.6283 | 839282.8378 | 1846003.3508 | 0 | 0 | 0 | 21638588.69 | ok
| CWIP Common | CWIP4 | PT&D |  | 7669784.7838 |  | 1738991.2291 | 1639308.3367 | 1683580.9786 | 0 | 0 | 0 | 186643.2636 | 175944.4515 | 180696.1663 | 0 | 226999.5607 | 0 | 349532.8489 | 572215.7344 | 116510.9496 | 190738.5781 | 164861.4876 | 128121.4297 | 59426.3618 | 80079.1797 | 176134.2273 | 0 | 0 | 0 | 7669784.7838 | ok
Total Construction Work in Progress |  | TCWIP |  |  | 144812073.6538 |  | 37537791.9669 | 35386041.2203 | 36341708.6172 | 0 | 0 | 0 | 4068731.8268 | 3835502.9583 | 3939088.0162 | 0 | 2606105.2917 | 0 | 4012868.5912 | 6569415.593 | 1337622.8637 | 2189805.1977 | 1892719.0604 | 1470918.8646 | 682253.9901 | 919362.0175 | 2022137.5781 | 0 | 0 | 0 | 144812073.6538 | ok
Total Utility Plant |  |  |  |  | 4079661191.8409 |  | 929554686.4776 | 876270519.089 | 899935872.3493 | 0 | 0 | 0 | 99807538.0805 | 94086345.2953 | 96627326.1338 | 0 | 119114651.9436 | 0 | 183412177.1899 | 300261717.8699 | 61137392.3966 | 100087239.29 | 86508619.903 | 67229819.5905 | 31183101.7833 | 42020361.6006 | 92423822.8479 | 0 | 0 | 0 | 4079661191.8409 | ok
Rate Base
Utility Plant
Plant in Service |  |  |  |  | 3934849118.1871 |  | 892016894.5107 | 840884477.8686 | 863594163.732 | 0 | 0 | 0 | 95738806.2537 | 90250842.337 | 92688238.1176 | 0 | 116508546.6519 | 0 | 179399308.5987 | 293692302.2769 | 59799769.5329 | 97897434.0923 | 84615900.8427 | 65758900.7259 | 30500847.7932 | 41100999.5831 | 90401685.2698 | 0 | 0 | 0 | 3934849118.1871 | ok
Construction Work in Progress (CWIP) |  |  |  |  | 144812073.6538 |  | 37537791.9669 | 35386041.2203 | 36341708.6172 | 0 | 0 | 0 | 4068731.8268 | 3835502.9583 | 3939088.0162 | 0 | 2606105.2917 | 0 | 4012868.5912 | 6569415.593 | 1337622.8637 | 2189805.1977 | 1892719.0604 | 1470918.8646 | 682253.9901 | 919362.0175 | 2022137.5781 | 0 | 0 | 0 | 144812073.6538 | ok
Total Utility Plant |  | TUP |  |  | 4079661191.8409 |  | 929554686.4776 | 876270519.089 | 899935872.3493 | 0 | 0 | 0 | 99807538.0805 | 94086345.2953 | 96627326.1338 | 0 | 119114651.9436 | 0 | 183412177.1899 | 300261717.8699 | 61137392.3966 | 100087239.29 | 86508619.903 | 67229819.5905 | 31183101.7833 | 42020361.6006 | 92423822.8479 | 0 | 0 | 0 | 4079661191.8409 | ok
Less: Accumulated Provision for Depreciation and RWIP
Production |  | ADEPREPA | F017 |  | 1236518343.12 |  | 424801520.7788 | 400450941.2277 | 411265881.1135 | 0 | 0 | 0 | 0 | 0 | 0 | 0 | 0 | 0 | 0 | 0 | 0 | 0 | 0 | 0 | 0 | 0 | 0 | 0 | 0 | 0 | 1236518343.12 | ok
Transmission |  | ADEPRTP | PTRAN |  | 139855579.27 |  | 0 | 0 | 0 | 0 | 0 | 0 | 48046891.5757 | 45292735.5799 | 46515952.1144 | 0 | 0 | 0 | 0 | 0 | 0 | 0 | 0 | 0 | 0 | 0 | 0 | 0 | 0 | 0 | 139855579.27 | ok
Distribution |  | ADEPRD11 | PDIST |  | 416199198.26 |  | 0 | 0 | 0 | 0 | 0 | 0 | 0 | 0 | 0 | 0 | 45760003.6681 | 0 | 70461037.0263 | 115350858.0759 | 23487012.3421 | 38450286.0253 | 33233818.8417 | 25827526.1764 | 11979540.9608 | 16142866.3023 | 35506248.8412 | 0 | 0 | 0 | 416199198.26 | ok
General & Common Plant |  | ADEPRD12 | PT&D |  | 81570484.7587 |  | 18494698.5535 | 17434540.7942 | 17905393.7533 | 0 | 0 | 0 | 1985007.6522 | 1871222.5447 | 1921758.4712 | 0 | 2414209.0978 | 0 | 3717387.7403 | 6085687.6898 | 1239129.2468 | 2028562.5633 | 1753351.8656 | 1362610.2201 | 632017.3614 | 851666.3367 | 1873240.8678 | 0 | 0 | 0 | 81570484.7587 | ok
Intangible Plant |  | ADEPRGP | PT&D |  | 0 |  | 0 | 0 | 0 | 0 | 0 | 0 | 0 | 0 | 0 | 0 | 0 | 0 | 0 | 0 | 0 | 0 | 0 | 0 | 0 | 0 | 0 | 0 | 0 | 0 | 0 | ok
Total Accumulated Depreciation |  | TADEPR |  |  | 1874143605.4087 |  | 443296219.3323 | 417885482.022 | 429171274.8667 | 0 | 0 | 0 | 50031899.228 | 47163958.1245 | 48437710.5855 | 0 | 48174212.7659 | 0 | 74178424.7666 | 121436545.7657 | 24726141.5889 | 40478848.5886 | 34987170.7073 | 27190136.3965 | 12611558.3222 | 16994532.6391 | 37379489.709 | 0 | 0 | 0 | 1874143605.4087 | ok
Net Utility Plant |  | NTPLANT |  |  | 2205517586.4322 |  | 486258467.1453 | 458385037.067 | 470764597.4826 | 0 | 0 | 0 | 49775638.8525 | 46922387.1708 | 48189615.5483 | 0 | 70940439.1777 | 0 | 109233752.4233 | 178825172.1042 | 36411250.8078 | 59608390.7014 | 51521449.1957 | 40039683.1941 | 18571543.4612 | 25025828.9615 | 55044333.139 | 0 | 0 | 0 | 2205517586.4322 | ok
Working Capital
Cash Working Capital - Operation and Maintenance Expenses |  | CWC | OMLPP |  | 82477382 |  | 4322128.0569 | 4074373.946 | 4184410.1696 | 55761560.7883 | 0 | 0 | 942062.231 | 888061.103 | 912044.8834 | 0 | 781334.8358 | 0 | 1643236.3678 | 2205449.1507 | 547745.4559 | 735149.7169 | 122598.5871 | 95276.9898 | 34936.928 | 1410410.1147 | 146401.1097 | 2120281.3748 | 1549920.1906 | 0 | 82477382 | ok
Materials and Supplies |  | M&S | TPIS |  | 90578486 |  | 20533834.3007 | 19356788.6896 | 19879555.6119 | 0 | 0 | 0 | 2203864.967 | 2077534.4654 | 2133642.238 | 0 | 2681975.2028 | 0 | 4129692.7212 | 6760666.8747 | 1376564.2404 | 2253555.6249 | 1947820.605 | 1513740.8043 | 702116.0232 | 946126.8281 | 2081006.803 | 0 | 0 | 0 | 90578486 | ok
Prepayments |  | PREPAY | TPIS |  | 4350165 |  | 986167.5905 | 929638.244 | 954744.8943 | 0 | 0 | 0 | 105843.8562 | 99776.648 | 102471.3063 | 0 | 128805.8034 | 0 | 198334.5663 | 324690.9693 | 66111.5221 | 108230.3231 | 93546.9491 | 72699.6283 | 33720.1546 | 45439.1323 | 99943.4122 | 0 | 0 | 0 | 4350165 | ok
Mill Creek Ash Dredging Project |  |  | F017 |  | 0 |  | 0 | 0 | 0 | 0 | 0 | 0 | 0 | 0 | 0 | 0 | 0 | 0 | 0 | 0 | 0 | 0 | 0 | 0 | 0 | 0 | 0 | 0 | 0 | 0 | 0 | ok
Total Working Capital |  | TWC |  |  | 177406033 |  | 25842129.9481 | 24360800.8796 | 25018710.6757 | 55761560.7883 | 0 | 0 | 3251771.0541 | 3065372.2164 | 3148158.4278 | 0 | 3592115.842 | 0 | 5971263.6553 | 9290806.9946 | 1990421.2184 | 3096935.6649 | 2163966.1412 | 1681717.4224 | 770773.1058 | 2401976.0752 | 2327351.3249 | 2120281.3748 | 1549920.1906 | 0 | 177406033 | ok
Deferred Debits
Service Pension Cost |  | PENSCOST | TLB |  | 0 |  | 0 | 0 | 0 | 0 | 0 | 0 | 0 | 0 | 0 | 0 | 0 | 0 | 0 | 0 | 0 | 0 | 0 | 0 | 0 | 0 | 0 | 0 | 0 | 0 | 0 | ok
Other Deferred Debits |  | DDEBPP | OMSUB2 |  | 0 |  | 0 | 0 | 0 | 0 | 0 | 0 | 0 | 0 | 0 | 0 | 0 | 0 | 0 | 0 | 0 | 0 | 0 | 0 | 0 | 0 | 0 | 0 | 0 | 0 | 0 | ok
Total Deferred Debits |  |  |  |  | 0 |  | 0 | 0 | 0 | 0 | 0 | 0 | 0 | 0 | 0 | 0 | 0 | 0 | 0 | 0 | 0 | 0 | 0 | 0 | 0 | 0 | 0 | 0 | 0 | 0 | 0 | ok
Less: Customer Advances |  | CSTDEP | F027 |  | 960947 |  | 0 | 0 | 0 | 0 | 0 | 0 | 0 | 0 | 0 | 0 | 0 | 0 | 273239.8391 | 447470.4109 | 91079.9464 | 149156.8036 | 0 | 0 | 0 | 0 | 0 | 0 | 0 | 0 | 960947 | ok
Accumulated Deferred Income Taxes
Accumulated Deferred Income Taxes |  | DIT | TPIS |  | 406612247 |  | 92177611.63 | 86893783.4066 | 89240515.4211 | 0 | 0 | 0 | 9893281.7922 | 9326176.6065 | 9578047.7572 | 0 | 12039547.2675 | 0 | 18538437.8889 | 30349038.3922 | 6179479.2963 | 10116346.1307 | 8743883.3206 | 6795273.1048 | 3151840.8671 | 4247219.9803 | 9341764.1379 | 0 | 0 | 0 | 406612247 | ok
FAS 109 Deferred Income Taxes |  | DIT | TPIS |  | 27127029 |  | 6149605.0901 | 5797095.8814 | 5953657.4898 | 0 | 0 | 0 | 660027.6899 | 622193.4168 | 638996.9343 | 0 | 803215.226 | 0 | 1236787.0027 | 2024728.1056 | 412262.3342 | 674909.3685 | 583345.8735 | 453344.856 | 210274.2336 | 283352.1627 | 623233.3348 | 0 | 0 | 0 | 27127029 | ok
Asset Retirement Obligation-Net Assets |  | DIT | TPIS |  | 27021377.6568 |  | 6125654.2904 | 5774517.9954 | 5930469.8451 | 0 | 0 | 0 | 657457.0873 | 619770.1669 | 636508.2399 | 0 | 800086.9525 | 0 | 1231970.1019 | 2016842.4192 | 410656.7006 | 672280.8064 | 581073.9227 | 451579.2188 | 209455.2808 | 282248.5942 | 620806.0348 | 0 | 0 | 0 | 27021377.6568 | ok
Asset Retirement Obligation-Regulatory Liabilities |  | DIT | TPIS |  | 204350.68 |  | 46325.6032 | 43670.1153 | 44849.5099 | 0 | 0 | 0 | 4972.056 | 4687.0466 | 4813.6292 | 0 | 6050.7023 | 0 | 9316.8428 | 15252.4836 | 3105.6143 | 5084.1612 | 4394.404 | 3415.0931 | 1584.0173 | 2134.5208 | 4694.8804 | 0 | 0 | 0 | 204350.68 | ok
Total Accumulated Deferred Income Tax |  |  |  |  | 460965004.3368 |  | 104499196.6137 | 98509067.3988 | 101169492.2659 | 0 | 0 | 0 | 11215738.6254 | 10572827.2367 | 10858366.5606 | 0 | 13648900.1483 | 0 | 21016511.8362 | 34405861.4006 | 7005503.9454 | 11468620.4669 | 9912697.5209 | 7703612.2728 | 3573154.3988 | 4814955.258 | 10590498.3878 | 0 | 0 | 0 | 460965004.3368 | ok
Investment Tax Credits
Total Production Plant |  | DIT | F017 |  | 0 |  | 0 | 0 | 0 | 0 | 0 | 0 | 0 | 0 | 0 | 0 | 0 | 0 | 0 | 0 | 0 | 0 | 0 | 0 | 0 | 0 | 0 | 0 | 0 | 0 | 0 | ok
Total Transmission Plant |  | DIT | PTRAN |  | 0 |  | 0 | 0 | 0 | 0 | 0 | 0 | 0 | 0 | 0 | 0 | 0 | 0 | 0 | 0 | 0 | 0 | 0 | 0 | 0 | 0 | 0 | 0 | 0 | 0 | 0 | ok
Total Distribution Plant |  | DIT | PDIST |  | 0 |  | 0 | 0 | 0 | 0 | 0 | 0 | 0 | 0 | 0 | 0 | 0 | 0 | 0 | 0 | 0 | 0 | 0 | 0 | 0 | 0 | 0 | 0 | 0 | 0 | 0 | ok
Total General Plant |  | DIT | PT&D |  | 0 |  | 0 | 0 | 0 | 0 | 0 | 0 | 0 | 0 | 0 | 0 | 0 | 0 | 0 | 0 | 0 | 0 | 0 | 0 | 0 | 0 | 0 | 0 | 0 | 0 | 0 | ok
Total Investment Tax Credit |  |  |  |  | 0 |  | 0 | 0 | 0 | 0 | 0 | 0 | 0 | 0 | 0 | 0 | 0 | 0 | 0 | 0 | 0 | 0 | 0 | 0 | 0 | 0 | 0 | 0 | 0 | 0 | 0 | ok
Net Rate Base |  | RB |  |  | 1920997668.0954 |  | 407601400.4798 | 384236770.5479 | 394613815.8923 | 55761560.7883 | 0 | 0 | 41811671.2813 | 39414932.1504 | 40479407.4155 | 0 | 60883654.8714 | 0 | 93915264.4033 | 153262647.2872 | 31305088.1344 | 51087549.0957 | 43772717.8161 | 34017788.3436 | 15769162.1681 | 22612849.7787 | 46781186.076 | 2120281.3748 | 1549920.1906 | 0 | 1920997668.0954 | ok
Operation and Maintenance Expenses
Steam Power Generation Operation Expenses
500 | OPERATION SUPERVISION & ENGINEERING | OM500 | LBSUB1 |  | 2338675.27 |  | 701275.8891 | 661077.1763 | 678930.8237 | 297391.3809 | 0 | 0 | 0 | 0 | 0 | 0 | 0 | 0 | 0 | 0 | 0 | 0 | 0 | 0 | 0 | 0 | 0 | 0 | 0 | 0 | 2338675.27 | ok
501 | FUEL | OM501 | Energy |  | 347138171.34 |  | 0 | 0 | 0 | 347138171.34 | 0 | 0 | 0 | 0 | 0 | 0 | 0 | 0 | 0 | 0 | 0 | 0 | 0 | 0 | 0 | 0 | 0 | 0 | 0 | 0 | 347138171.34 | ok
502 | STEAM EXPENSES | OM502 | PROFIX |  | 34888635.86 |  | 11985867.9442 | 11298811.0092 | 11603956.9066 | 0 | 0 | 0 | 0 | 0 | 0 | 0 | 0 | 0 | 0 | 0 | 0 | 0 | 0 | 0 | 0 | 0 | 0 | 0 | 0 | 0 | 34888635.86 | ok
504 | STEAM TRANSFER EXPENSES | OM504 | PROFIX |  | 37602.89 |  | 12918.3404 | 12177.832 | 12506.7176 | 0 | 0 | 0 | 0 | 0 | 0 | 0 | 0 | 0 | 0 | 0 | 0 | 0 | 0 | 0 | 0 | 0 | 0 | 0 | 0 | 0 | 37602.89 | ok
505 | ELECTRIC EXPENSES | OM505 | PROFIX |  | 736005.13 |  | 252851.9696 | 238357.9255 | 244795.2349 | 0 | 0 | 0 | 0 | 0 | 0 | 0 | 0 | 0 | 0 | 0 | 0 | 0 | 0 | 0 | 0 | 0 | 0 | 0 | 0 | 0 | 736005.13 | ok
506 | MISC. STEAM POWER EXPENSES | OM506 | PROFIX |  | 17654961.02 |  | 6065299.6636 | 5717623.0317 | 5872038.3246 | 0 | 0 | 0 | 0 | 0 | 0 | 0 | 0 | 0 | 0 | 0 | 0 | 0 | 0 | 0 | 0 | 0 | 0 | 0 | 0 | 0 | 17654961.02 | ok
507 | RENTS | OM507 | PROFIX |  | 88735.84 |  | 30484.8852 | 28737.423 | 29513.5318 | 0 | 0 | 0 | 0 | 0 | 0 | 0 | 0 | 0 | 0 | 0 | 0 | 0 | 0 | 0 | 0 | 0 | 0 | 0 | 0 | 0 | 88735.84 | ok
509 | ALLOWANCES | OM509 | PROFIX |  | 81359.03 |  | 27950.6081 | 26348.4164 | 27060.0055 | 0 | 0 | 0 | 0 | 0 | 0 | 0 | 0 | 0 | 0 | 0 | 0 | 0 | 0 | 0 | 0 | 0 | 0 | 0 | 0 | 0 | 81359.03 | ok
| Total Steam Power Operation Expenses |  |  |  | 402964146.38 |  | 19076649.3003 | 17983132.8141 | 18468801.5448 | 347435562.7209 | 0 | 0 | 0 | 0 | 0 | 0 | 0 | 0 | 0 | 0 | 0 | 0 | 0 | 0 | 0 | 0 | 0 | 0 | 0 | 0 | 402964146.38 | ok
Steam Power Generation Maintenance Expenses
510 | MAINTENANCE SUPERVISION & ENGINEERING | OM510 | LBSUB2 |  | 3628671.56 |  | 41296.792 | 38929.5669 | 39980.934 | 3508464.2671 | 0 | 0 | 0 | 0 | 0 | 0 | 0 | 0 | 0 | 0 | 0 | 0 | 0 | 0 | 0 | 0 | 0 | 0 | 0 | 0 | 3628671.56 | ok
511 | MAINTENANCE OF STRUCTURES | OM511 | PROFIX |  | 2040567.95 |  | 701029.9307 | 660845.3168 | 678692.7025 | 0 | 0 | 0 | 0 | 0 | 0 | 0 | 0 | 0 | 0 | 0 | 0 | 0 | 0 | 0 | 0 | 0 | 0 | 0 | 0 | 0 | 2040567.95 | ok
512 | MAINTENANCE OF BOILER PLANT | OM512 | Energy |  | 46350907.56 |  | 0 | 0 | 0 | 46350907.56 | 0 | 0 | 0 | 0 | 0 | 0 | 0 | 0 | 0 | 0 | 0 | 0 | 0 | 0 | 0 | 0 | 0 | 0 | 0 | 0 | 46350907.56 | ok
513 | MAINTENANCE OF ELECTRIC PLANT | OM513 | Energy |  | 11612284.75 |  | 0 | 0 | 0 | 11612284.75 | 0 | 0 | 0 | 0 | 0 | 0 | 0 | 0 | 0 | 0 | 0 | 0 | 0 | 0 | 0 | 0 | 0 | 0 | 0 | 0 | 11612284.75 | ok
514 | MAINTENANCE OF MISC STEAM PLANT | OM514 | Energy |  | 1927230.06 |  | 0 | 0 | 0 | 1927230.06 | 0 | 0 | 0 | 0 | 0 | 0 | 0 | 0 | 0 | 0 | 0 | 0 | 0 | 0 | 0 | 0 | 0 | 0 | 0 | 0 | 1927230.06 | ok
| Total Steam Power Generation Maintenance Expense |  |  |  | 65559661.88 |  | 742326.7227 | 699774.8837 | 718673.6364 | 63398886.6371 | 0 | 0 | 0 | 0 | 0 | 0 | 0 | 0 | 0 | 0 | 0 | 0 | 0 | 0 | 0 | 0 | 0 | 0 | 0 | 0 | 65559661.88 | ok
| Total Steam Power Generation Expense |  |  |  | 468523808.26 |  | 19818976.023 | 18682907.6978 | 19187475.1812 | 410834449.358 | 0 | 0 | 0 | 0 | 0 | 0 | 0 | 0 | 0 | 0 | 0 | 0 | 0 | 0 | 0 | 0 | 0 | 0 | 0 | 0 | 468523808.26 | ok
Hydraulic Power Generation Operation Expenses
535 | OPERATION SUPERVISION & ENGINEERING | OM535 | LBSUB3 |  | 109552.8 |  | 37636.4785 | 35479.0708 | 36437.2507 | 0 | 0 | 0 | 0 | 0 | 0 | 0 | 0 | 0 | 0 | 0 | 0 | 0 | 0 | 0 | 0 | 0 | 0 | 0 | 0 | 0 | 109552.8 | ok
536 | WATER FOR POWER | OM536 | PROFIX |  | 38568.09 |  | 13249.9315 | 12490.4156 | 12827.743 | 0 | 0 | 0 | 0 | 0 | 0 | 0 | 0 | 0 | 0 | 0 | 0 | 0 | 0 | 0 | 0 | 0 | 0 | 0 | 0 | 0 | 38568.09 | ok
537 | HYDRAULIC EXPENSES | OM537 | PROFIX |  | 0 |  | 0 | 0 | 0 | 0 | 0 | 0 | 0 | 0 | 0 | 0 | 0 | 0 | 0 | 0 | 0 | 0 | 0 | 0 | 0 | 0 | 0 | 0 | 0 | 0 | 0 | ok
538 | ELECTRIC EXPENSES | OM538 | PROFIX |  | 258565.98 |  | 88829.4316 | 83737.5286 | 85999.0199 | 0 | 0 | 0 | 0 | 0 | 0 | 0 | 0 | 0 | 0 | 0 | 0 | 0 | 0 | 0 | 0 | 0 | 0 | 0 | 0 | 0 | 258565.98 | ok
539 | MISC. HYDRAULIC POWER EXPENSES | OM539 | PROFIX |  | 94571.5 |  | 32489.7057 | 30627.3226 | 31454.4717 | 0 | 0 | 0 | 0 | 0 | 0 | 0 | 0 | 0 | 0 | 0 | 0 | 0 | 0 | 0 | 0 | 0 | 0 | 0 | 0 | 0 | 94571.5 | ok
540 | RENTS |  | PROFIX |  | 341098.64 |  | 117183.2362 | 110466.0292 | 113449.3746 | 0 | 0 | 0 | 0 | 0 | 0 | 0 | 0 | 0 | 0 | 0 | 0 | 0 | 0 | 0 | 0 | 0 | 0 | 0 | 0 | 0 | 341098.64 | ok
| Total Hydraulic Power Operation Expenses |  |  |  | 842357.01 |  | 289388.7833 | 272800.3668 | 280167.8599 | 0 | 0 | 0 | 0 | 0 | 0 | 0 | 0 | 0 | 0 | 0 | 0 | 0 | 0 | 0 | 0 | 0 | 0 | 0 | 0 | 0 | 842357.01 | ok
Hydraulic Power Generation Maintenance Expenses
541 | MAINTENANCE SUPERVISION & ENGINEERING | OM541 | LBSUB4 |  | 13043.95 |  | 1498.5546 | 1412.6541 | 1450.8055 | 8681.9359 | 0 | 0 | 0 | 0 | 0 | 0 | 0 | 0 | 0 | 0 | 0 | 0 | 0 | 0 | 0 | 0 | 0 | 0 | 0 | 0 | 13043.95 | ok
542 | MAINTENANCE OF STRUCTURES | OM542 | PROFIX |  | 309385.37 |  | 106288.254 | 100195.572 | 102901.5441 | 0 | 0 | 0 | 0 | 0 | 0 | 0 | 0 | 0 | 0 | 0 | 0 | 0 | 0 | 0 | 0 | 0 | 0 | 0 | 0 | 0 | 309385.37 | ok
543 | MAINT. OF RESERVES, DAMS, AND WATERWAYS | OM543 | PROFIX |  | 78637.49 |  | 27015.6327 | 25467.0358 | 26154.8216 | 0 | 0 | 0 | 0 | 0 | 0 | 0 | 0 | 0 | 0 | 0 | 0 | 0 | 0 | 0 | 0 | 0 | 0 | 0 | 0 | 0 | 78637.49 | ok
544 | MAINTENANCE OF ELECTRIC PLANT | OM544 | Energy |  | 287064.37 |  | 0 | 0 | 0 | 287064.37 | 0 | 0 | 0 | 0 | 0 | 0 | 0 | 0 | 0 | 0 | 0 | 0 | 0 | 0 | 0 | 0 | 0 | 0 | 0 | 0 | 287064.37 | ok
545 | MAINTENANCE OF MISC HYDRAULIC PLANT | OM545 | Energy |  | 1939.2 |  | 0 | 0 | 0 | 1939.2 | 0 | 0 | 0 | 0 | 0 | 0 | 0 | 0 | 0 | 0 | 0 | 0 | 0 | 0 | 0 | 0 | 0 | 0 | 0 | 0 | 1939.2 | ok
| Total Hydraulic Power Generation Maint. Expense |  |  |  | 690070.38 |  | 134802.4412 | 127075.2618 | 130507.1711 | 297685.5059 | 0 | 0 | 0 | 0 | 0 | 0 | 0 | 0 | 0 | 0 | 0 | 0 | 0 | 0 | 0 | 0 | 0 | 0 | 0 | 0 | 690070.38 | ok
| Total Hydraulic Power Generation Expense |  |  |  | 1532427.39 |  | 424191.2245 | 399875.6285 | 410675.031 | 297685.5059 | 0 | 0 | 0 | 0 | 0 | 0 | 0 | 0 | 0 | 0 | 0 | 0 | 0 | 0 | 0 | 0 | 0 | 0 | 0 | 0 | 1532427.39 | ok
Other Power Generation Operation Expense
546 | OPERATION SUPERVISION & ENGINEERING | OM546 | LBSUB5 |  | 49813.2 |  | 17113.1494 | 16132.1851 | 16567.8655 | 0 | 0 | 0 | 0 | 0 | 0 | 0 | 0 | 0 | 0 | 0 | 0 | 0 | 0 | 0 | 0 | 0 | 0 | 0 | 0 | 0 | 49813.2 | ok
547 | FUEL | OM547 | Energy |  | 17279551.32 |  | 0 | 0 | 0 | 17279551.32 | 0 | 0 | 0 | 0 | 0 | 0 | 0 | 0 | 0 | 0 | 0 | 0 | 0 | 0 | 0 | 0 | 0 | 0 | 0 | 0 | 17279551.32 | ok
548 | GENERATION EXPENSE | OM548 | PROFIX |  | 154402.44 |  | 53044.4143 | 50003.7891 | 51354.2366 | 0 | 0 | 0 | 0 | 0 | 0 | 0 | 0 | 0 | 0 | 0 | 0 | 0 | 0 | 0 | 0 | 0 | 0 | 0 | 0 | 0 | 154402.44 | ok
549 | MISC OTHER POWER GENERATION | OM549 | PROFIX |  | 36952.96 |  | 12695.0592 | 11967.3499 | 12290.5509 | 0 | 0 | 0 | 0 | 0 | 0 | 0 | 0 | 0 | 0 | 0 | 0 | 0 | 0 | 0 | 0 | 0 | 0 | 0 | 0 | 0 | 36952.96 | ok
550 | RENTS | OM550 | PROFIX |  | 22784.16 |  | 7827.4179 | 7378.7327 | 7578.0094 | 0 | 0 | 0 | 0 | 0 | 0 | 0 | 0 | 0 | 0 | 0 | 0 | 0 | 0 | 0 | 0 | 0 | 0 | 0 | 0 | 0 | 22784.16 | ok
| Total Other Power Generation Operation Expenses |  |  |  | 17543504.08 |  | 90680.0408 | 85482.0568 | 87790.6624 | 17279551.32 | 0 | 0 | 0 | 0 | 0 | 0 | 0 | 0 | 0 | 0 | 0 | 0 | 0 | 0 | 0 | 0 | 0 | 0 | 0 | 0 | 17543504.08 | ok
Operation and Maintenance Expenses (Continued)
Other Power Generation Maintenance Expense
551 | MAINTENANCE SUPERVISION & ENGINEERING | OM551 | PROFIX |  | 24272.94 |  | 8338.883 | 7860.8795 | 8073.1775 | 0 | 0 | 0 | 0 | 0 | 0 | 0 | 0 | 0 | 0 | 0 | 0 | 0 | 0 | 0 | 0 | 0 | 0 | 0 | 0 | 0 | 24272.94 | ok
552 | MAINTENANCE OF STRUCTURES | OM552 | PROFIX |  | 96755.17 |  | 33239.8978 | 31334.512 | 32180.7602 | 0 | 0 | 0 | 0 | 0 | 0 | 0 | 0 | 0 | 0 | 0 | 0 | 0 | 0 | 0 | 0 | 0 | 0 | 0 | 0 | 0 | 96755.17 | ok
553 | MAINTENANCE OF GENERATING & ELEC PLANT | OM553 | PROFIX |  | 885069.38 |  | 304062.4676 | 286632.9224 | 294373.99 | 0 | 0 | 0 | 0 | 0 | 0 | 0 | 0 | 0 | 0 | 0 | 0 | 0 | 0 | 0 | 0 | 0 | 0 | 0 | 0 | 0 | 885069.38 | ok
554 | MAINTENANCE OF MISC OTHER POWER GEN PLT | OM554 | PROFIX |  | 61650.61 |  | 21179.8499 | 19965.7732 | 20504.9869 | 0 | 0 | 0 | 0 | 0 | 0 | 0 | 0 | 0 | 0 | 0 | 0 | 0 | 0 | 0 | 0 | 0 | 0 | 0 | 0 | 0 | 61650.61 | ok
| Total Other Power Generation Maintenance Expense |  |  |  | 1067748.1 |  | 366821.0983 | 345794.0871 | 355132.9146 | 0 | 0 | 0 | 0 | 0 | 0 | 0 | 0 | 0 | 0 | 0 | 0 | 0 | 0 | 0 | 0 | 0 | 0 | 0 | 0 | 0 | 1067748.1 | ok
| Total Other Power Generation Expense |  |  |  | 18611252.18 |  | 457501.1391 | 431276.1439 | 442923.577 | 17279551.32 | 0 | 0 | 0 | 0 | 0 | 0 | 0 | 0 | 0 | 0 | 0 | 0 | 0 | 0 | 0 | 0 | 0 | 0 | 0 | 0 | 18611252.18 | ok
| Total Station Expense |  |  |  | 488667487.83 |  | 20700668.3867 | 19514059.4702 | 20041073.7892 | 428411686.1839 | 0 | 0 | 0 | 0 | 0 | 0 | 0 | 0 | 0 | 0 | 0 | 0 | 0 | 0 | 0 | 0 | 0 | 0 | 0 | 0 | 488667487.83 | ok
Other Power Supply Expenses
555 | PURCHASED POWER | OM555 | OMPP |  | 69067179.05 |  | 7133945.8541 | 6725012.0167 | 6906633.7666 | 48301587.4127 | 0 | 0 | 0 | 0 | 0 | 0 | 0 | 0 | 0 | 0 | 0 | 0 | 0 | 0 | 0 | 0 | 0 | 0 | 0 | 0 | 69067179.05 | ok
555 | PURCHASED POWER OPTIONS | OMO555 | OMPP |  | 0 |  | 0 | 0 | 0 | 0 | 0 | 0 | 0 | 0 | 0 | 0 | 0 | 0 | 0 | 0 | 0 | 0 | 0 | 0 | 0 | 0 | 0 | 0 | 0 | 0 | 0 | ok
555 | BROKERAGE FEES | OMB555 | OMPP |  | 0 |  | 0 | 0 | 0 | 0 | 0 | 0 | 0 | 0 | 0 | 0 | 0 | 0 | 0 | 0 | 0 | 0 | 0 | 0 | 0 | 0 | 0 | 0 | 0 | 0 | 0 | ok
555 | MISO TRANSMISSION EXPENSES | OMM555 | OMPP |  | 0 |  | 0 | 0 | 0 | 0 | 0 | 0 | 0 | 0 | 0 | 0 | 0 | 0 | 0 | 0 | 0 | 0 | 0 | 0 | 0 | 0 | 0 | 0 | 0 | 0 | 0 | ok
556 | SYSTEM CONTROL AND LOAD DISPATCH | OM556 | PROFIX |  | 1536733.34 |  | 527939.3254 | 497676.6547 | 511117.36 | 0 | 0 | 0 | 0 | 0 | 0 | 0 | 0 | 0 | 0 | 0 | 0 | 0 | 0 | 0 | 0 | 0 | 0 | 0 | 0 | 0 | 1536733.34 | ok
557 | OTHER EXPENSES | OM557 | PROFIX |  | 1845857.74 |  | 634137.924 | 597787.7105 | 613932.1055 | 0 | 0 | 0 | 0 | 0 | 0 | 0 | 0 | 0 | 0 | 0 | 0 | 0 | 0 | 0 | 0 | 0 | 0 | 0 | 0 | 0 | 1845857.74 | ok
558 | DUPLICATE CHARGES | OM558 | Energy |  | 0 |  | 0 | 0 | 0 | 0 | 0 | 0 | 0 | 0 | 0 | 0 | 0 | 0 | 0 | 0 | 0 | 0 | 0 | 0 | 0 | 0 | 0 | 0 | 0 | 0 | 0 | ok
| Total Other Power Supply Expenses | TPP |  |  | 72449770.13 |  | 8296023.1035 | 7820476.3819 | 8031683.232 | 48301587.4127 | 0 | 0 | 0 | 0 | 0 | 0 | 0 | 0 | 0 | 0 | 0 | 0 | 0 | 0 | 0 | 0 | 0 | 0 | 0 | 0 | 72449770.13 | ok
| Total Electric Power Generation Expenses |  |  |  | 561117257.96 |  | 28996691.4902 | 27334535.852 | 28072757.0212 | 476713273.5966 | 0 | 0 | 0 | 0 | 0 | 0 | 0 | 0 | 0 | 0 | 0 | 0 | 0 | 0 | 0 | 0 | 0 | 0 | 0 | 0 | 561117257.96 | ok
Transmission Expenses
560 | OPERATION SUPERVISION AND ENG | OM560 | LBTRAN |  | 1024768.52 |  | 0 | 0 | 0 | 0 | 0 | 0 | 352055.615 | 331874.9945 | 340837.9105 | 0 | 0 | 0 | 0 | 0 | 0 | 0 | 0 | 0 | 0 | 0 | 0 | 0 | 0 | 0 | 1024768.52 | ok
561 | LOAD DISPATCHING | OM561 | LBTRAN |  | 1912858.9 |  | 0 | 0 | 0 | 0 | 0 | 0 | 657155.9365 | 619486.2787 | 636216.6848 | 0 | 0 | 0 | 0 | 0 | 0 | 0 | 0 | 0 | 0 | 0 | 0 | 0 | 0 | 0 | 1912858.9 | ok
562 | STATION EXPENSES | OM562 | LBTRAN |  | 1302918.23 |  | 0 | 0 | 0 | 0 | 0 | 0 | 447612.968 | 421954.7849 | 433350.4771 | 0 | 0 | 0 | 0 | 0 | 0 | 0 | 0 | 0 | 0 | 0 | 0 | 0 | 0 | 0 | 1302918.23 | ok
563 | OVERHEAD LINE EXPENSES | OM563 | LBTRAN |  | 145908.85 |  | 0 | 0 | 0 | 0 | 0 | 0 | 50126.4714 | 47253.1092 | 48529.2694 | 0 | 0 | 0 | 0 | 0 | 0 | 0 | 0 | 0 | 0 | 0 | 0 | 0 | 0 | 0 | 145908.85 | ok
565 | TRANSMISSION OF ELECTRICITY BY OTHERS | OM565 | LBTRAN |  | 2891641.58 |  | 0 | 0 | 0 | 0 | 0 | 0 | 993413.2781 | 936468.5925 | 961759.7093 | 0 | 0 | 0 | 0 | 0 | 0 | 0 | 0 | 0 | 0 | 0 | 0 | 0 | 0 | 0 | 2891641.58 | ok
566 | MISC. TRANSMISSION EXPENSES | OM566 | PTRAN |  | 6311825.5 |  | 0 | 0 | 0 | 0 | 0 | 0 | 2168405.4153 | 2044107.535 | 2099312.5497 | 0 | 0 | 0 | 0 | 0 | 0 | 0 | 0 | 0 | 0 | 0 | 0 | 0 | 0 | 0 | 6311825.5 | ok
567 | RENTS | OM567 | PTRAN |  | 25477.75 |  | 0 | 0 | 0 | 0 | 0 | 0 | 8752.7913 | 8251.0616 | 8473.8972 | 0 | 0 | 0 | 0 | 0 | 0 | 0 | 0 | 0 | 0 | 0 | 0 | 0 | 0 | 0 | 25477.75 | ok
568 | MAINTENACE SUPERVISION AND ENG | OM568 | LBTRAN |  | 0 |  | 0 | 0 | 0 | 0 | 0 | 0 | 0 | 0 | 0 | 0 | 0 | 0 | 0 | 0 | 0 | 0 | 0 | 0 | 0 | 0 | 0 | 0 | 0 | 0 | 0 | ok
569 | STRUCTURES | OM569 | LBTRAN |  | 1011.77 |  | 0 | 0 | 0 | 0 | 0 | 0 | 347.59 | 327.6654 | 336.5146 | 0 | 0 | 0 | 0 | 0 | 0 | 0 | 0 | 0 | 0 | 0 | 0 | 0 | 0 | 0 | 1011.77 | ok
570 | MAINT OF STATION EQUIPMENT | OM570 | LBTRAN |  | 1320530.88 |  | 0 | 0 | 0 | 0 | 0 | 0 | 453663.7319 | 427658.7054 | 439208.4427 | 0 | 0 | 0 | 0 | 0 | 0 | 0 | 0 | 0 | 0 | 0 | 0 | 0 | 0 | 0 | 1320530.88 | ok
571 | MAINT OF OVERHEAD LINES | OM571 | LBTRAN |  | 1037323.94 |  | 0 | 0 | 0 | 0 | 0 | 0 | 356368.9853 | 335941.1128 | 345013.8419 | 0 | 0 | 0 | 0 | 0 | 0 | 0 | 0 | 0 | 0 | 0 | 0 | 0 | 0 | 0 | 1037323.94 | ok
572 | UNDERGROUND LINES | OM572 | LBTRAN |  | 0 |  | 0 | 0 | 0 | 0 | 0 | 0 | 0 | 0 | 0 | 0 | 0 | 0 | 0 | 0 | 0 | 0 | 0 | 0 | 0 | 0 | 0 | 0 | 0 | 0 | 0 | ok
573 | MISC PLANT | OM573 | PTRAN |  | 14481.65 |  | 0 | 0 | 0 | 0 | 0 | 0 | 4975.1198 | 4689.9348 | 4816.5954 | 0 | 0 | 0 | 0 | 0 | 0 | 0 | 0 | 0 | 0 | 0 | 0 | 0 | 0 | 0 | 14481.65 | ok
575 | MARKET FACILITATION, MONITORING AND COMPLIANCE | OM575 | LBTRAN |  | 753466.99 |  | 0 | 0 | 0 | 0 | 0 | 0 | 258850.9301 | 244013.012 | 250603.0479 | 0 | 0 | 0 | 0 | 0 | 0 | 0 | 0 | 0 | 0 | 0 | 0 | 0 | 0 | 0 | 753466.99 | ok
Total Transmission Expenses |  |  |  |  | 16742214.56 | 0 | 0 | 0 | 0 | 0 | 0 | 0 | 5751728.8327 | 5422026.7868 | 5568458.9405 | 0 | 0 | 0 | 0 | 0 | 0 | 0 | 0 | 0 | 0 | 0 | 0 | 0 | 0 | 0 | 16742214.56 | ok
Operation and Maintenance Expenses (Continued)
Distribution Operation Expense
580 | OPERATION SUPERVISION AND ENGI | OM580 | LBDO |  | 2530733.47 |  | 0 | 0 | 0 | 0 | 0 | 0 | 0 | 0 | 0 | 0 | 348850.2975 | 0 | 352808.5793 | 474665.667 | 117602.8598 | 158221.889 | 33498.5376 | 26033.2513 | 12074.9621 | 971188.3581 | 35789.0683 | 0 | 0 | 0 | 2530733.47 | ok
581 | LOAD DISPATCHING | OM581 | P362 |  | 583899.48 |  | 0 | 0 | 0 | 0 | 0 | 0 | 0 | 0 | 0 | 0 | 583899.48 | 0 | 0 | 0 | 0 | 0 | 0 | 0 | 0 | 0 | 0 | 0 | 0 | 0 | 583899.48 | ok
582 | STATION EXPENSES | OM582 | P362 |  | 1131097.92 |  | 0 | 0 | 0 | 0 | 0 | 0 | 0 | 0 | 0 | 0 | 1131097.92 | 0 | 0 | 0 | 0 | 0 | 0 | 0 | 0 | 0 | 0 | 0 | 0 | 0 | 1131097.92 | ok
583 | OVERHEAD LINE EXPENSES | OM583 | P365 |  | 4528694.93 |  | 0 | 0 | 0 | 0 | 0 | 0 | 0 | 0 | 0 | 0 | 0 | 0 | 1543039.58 | 1853481.6175 | 514346.5267 | 617827.2058 | 0 | 0 | 0 | 0 | 0 | 0 | 0 | 0 | 4528694.93 | ok
584 | UNDERGROUND LINE EXPENSES | OM584 | P367 |  | 674009.92 |  | 0 | 0 | 0 | 0 | 0 | 0 | 0 | 0 | 0 | 0 | 0 | 0 | 125315.2944 | 380192.1456 | 41771.7648 | 126730.7152 | 0 | 0 | 0 | 0 | 0 | 0 | 0 | 0 | 674009.92 | ok
585 | STREET LIGHTING EXPENSE | OM585 | P373 |  | 0 |  | 0 | 0 | 0 | 0 | 0 | 0 | 0 | 0 | 0 | 0 | 0 | 0 | 0 | 0 | 0 | 0 | 0 | 0 | 0 | 0 | 0 | 0 | 0 | 0 | 0 | ok
586 | METER EXPENSES | OM586 | P370 |  | 6212508.43 |  | 0 | 0 | 0 | 0 | 0 | 0 | 0 | 0 | 0 | 0 | 0 | 0 | 0 | 0 | 0 | 0 | 0 | 0 | 0 | 6212508.43 | 0 | 0 | 0 | 0 | 6212508.43 | ok
586 | METER EXPENSES - LOAD MANAGEMENT | OM586x | F012 |  | 0 |  | 0 | 0 | 0 | 0 | 0 | 0 | 0 | 0 | 0 | 0 | 0 | 0 | 0 | 0 | 0 | 0 | 0 | 0 | 0 | 0 | 0 | 0 | 0 | 0 | 0 | ok
587 | CUSTOMER INSTALLATIONS EXPENSE | OM587 | PDIST |  | -192841.99 |  | 0 | 0 | 0 | 0 | 0 | 0 | 0 | 0 | 0 | 0 | -21202.468 | 0 | -32647.4598 | -53446.7368 | -10882.4866 | -17815.5789 | -15398.5779 | -11966.9417 | -5550.6078 | -7479.6455 | -16451.487 | 0 | 0 | 0 | -192841.99 | ok
588 | MISCELLANEOUS DISTRIBUTION EXP | OM588 | PDIST |  | 2989236.87 |  | 0 | 0 | 0 | 0 | 0 | 0 | 0 | 0 | 0 | 0 | 328658.7065 | 0 | 506067.1204 | 828475.9783 | 168689.0401 | 276158.6594 | 238692.8111 | 185499.1404 | 86039.7754 | 115941.7206 | 255013.9178 | 0 | 0 | 0 | 2989236.87 | ok
588 | MISC DISTR EXP -- MAPPIN | OM588x | PDIST |  | 0 |  | 0 | 0 | 0 | 0 | 0 | 0 | 0 | 0 | 0 | 0 | 0 | 0 | 0 | 0 | 0 | 0 | 0 | 0 | 0 | 0 | 0 | 0 | 0 | 0 | 0 | ok
589 | RENTS | OM589 | PDIST |  | 13308.66 |  | 0 | 0 | 0 | 0 | 0 | 0 | 0 | 0 | 0 | 0 | 1463.2521 | 0 | 2253.1086 | 3688.5351 | 751.0362 | 1229.5117 | 1062.7065 | 825.878 | 383.0657 | 516.1949 | 1135.3712 | 0 | 0 | 0 | 13308.66 | ok
Total Distribution Operation Expense |  | OMDO |  |  | 18470647.69 | 0 | 0 | 0 | 0 | 0 | 0 | 0 | 0 | 0 | 0 | 0 | 2372767.1881 | 0 | 2496836.2229 | 3487057.2066 | 832278.741 | 1162352.4022 | 257855.4774 | 200391.328 | 92947.1954 | 7292675.0581 | 275486.8704 | 0 | 0 | 0 | 18470647.69 | ok
Distribution Maintenance Expense
590 | MAINTENANCE SUPERVISION AND EN | OM590 | LBDM |  | 351678.76 |  | 0 | 0 | 0 | 0 | 0 | 0 | 0 | 0 | 0 | 0 | 26180.1403 | 0 | 97319.4514 | 134714.8244 | 32439.8171 | 44904.9415 | 7966.0587 | 6190.7899 | 193.0998 | 260.2089 | 1509.428 | 0 | 0 | 0 | 351678.76 | ok
591 | STRUCTURES | OM591 | P362 |  | 784052.8 |  | 0 | 0 | 0 | 0 | 0 | 0 | 0 | 0 | 0 | 0 | 784052.8 | 0 | 0 | 0 | 0 | 0 | 0 | 0 | 0 | 0 | 0 | 0 | 0 | 0
592 | MAINTENANCE OF STATION EQUIPME | OM592 | P362 |  | 901231.78 |  | 0 | 0 | 0 | 0 | 0 | 0 | 0 | 0 | 0 | 0 | 901231.78 | 0 | 0 | 0 | 0 | 0 | 0 | 0 | 0 | 0 | 0 | 0 | 0 | 0 | 901231.78 | ok
593 | MAINTENANCE OF OVERHEAD LINES | OM593 | P365 |  | 20552385.41 |  | 0 | 0 | 0 | 0 | 0 | 0 | 0 | 0 | 0 | 0 | 0 | 0 | 7002711.5188 | 8411577.5387 | 2334237.1729 | 2803859.1796 | 0 | 0 | 0 | 0 | 0 | 0 | 0 | 0 | 20552385.41 | ok
594 | MAINTENANCE OF UNDERGROUND LIN | OM594 | P367 |  | 1784777.94 |  | 0 | 0 | 0 | 0 | 0 | 0 | 0 | 0 | 0 | 0 | 0 | 0 | 331834.8385 | 1006748.6165 | 110611.6128 | 335582.8722 | 0 | 0 | 0 | 0 | 0 | 0 | 0 | 0 | 1784777.94 | ok
595 | MAINTENANCE OF LINE TRANSFORME | OM595 | P368 |  | 212120.75 |  | 0 | 0 | 0 | 0 | 0 | 0 | 0 | 0 | 0 | 0 | 0 | 0 | 0 | 0 | 0 | 0 | 119360.346 | 92760.404 | 0 | 0 | 0 | 0 | 0 | 0 | 212120.75 | ok
596 | MAINTENANCE OF ST LIGHTS & SIG SYSTEMS | OM596 | P373 |  | 331958.19 |  | 0 | 0 | 0 | 0 | 0 | 0 | 0 | 0 | 0 | 0 | 0 | 0 | 0 | 0 | 0 | 0 | 0 | 0 | 0 | 0 | 331958.19 | 0 | 0 | 0 | 331958.19 | ok
597 | MAINTENANCE OF METERS | OM597 | P370 |  | 0 |  | 0 | 0 | 0 | 0 | 0 | 0 | 0 | 0 | 0 | 0 | 0 | 0 | 0 | 0 | 0 | 0 | 0 | 0 | 0 | 0 | 0 | 0 | 0 | 0 | 0 | ok
598 | MISCELLANEOUS DISTRIBUTION EXPENSES | OM598 | PDIST |  | 400476.04 |  | 0 | 0 | 0 | 0 | 0 | 0 | 0 | 0 | 0 | 0 | 44031.2839 | 0 | 67799.1625 | 110993.1375 | 22599.7208 | 36997.7125 | 31978.3128 | 24851.8148 | 11526.9783 | 15533.0217 | 34164.8951 | 0 | 0 | 0 | 400476.04 | ok
Total Distribution Maintenance Expense |  | OMDM |  |  | 25318681.67 | 0 | 0 | 0 | 0 | 0 | 0 | 0 | 0 | 0 | 0 | 0 | 1755496.0042 | 0 | 7499664.9713 | 9664034.1171 | 2499888.3238 | 3221344.7057 | 159304.7176 | 123803.0087 | 11720.0781 | 15793.2306 | 367632.513 | 0 | 0 | 0 | 25318681.67 | ok
Total Distribution Operation and Maintenance Expenses |  |  |  |  | 43789329.36 | 0 | 0 | 0 | 0 | 0 | 0 | 0 | 0 | 0 | 0 | 0 | 4128263.1923 | 0 | 9996501.1941 | 13151091.3237 | 3332167.0647 | 4383697.1079 | 417160.195 | 324194.3367 | 104667.2734 | 7308468.2887 | 643119.3834 | 0 | 0 | 0 | 43789329.36 | ok
Transmission and Distribution Expenses |  |  |  |  | 60531543.92 | 0 | 0 | 0 | 0 | 0 | 0 | 0 | 5751728.8327 | 5422026.7868 | 5568458.9405 | 0 | 4128263.1923 | 0 | 9996501.1941 | 13151091.3237 | 3332167.0647 | 4383697.1079 | 417160.195 | 324194.3367 | 104667.2734 | 7308468.2887 | 643119.3834 | 0 | 0 | 0 | 60531543.92 | ok
Production, Transmission and Distribution Expenses |  | OMSUB |  |  | 621648801.88 | 0 | 28996691.4902 | 27334535.852 | 28072757.0212 | 476713273.5966 | 0 | 0 | 5751728.8327 | 5422026.7868 | 5568458.9405 | 0 | 4128263.1923 | 0 | 9996501.1941 | 13151091.3237 | 3332167.0647 | 4383697.1079 | 417160.195 | 324194.3367 | 104667.2734 | 7308468.2887 | 643119.3834 | 0 | 0 | 0 | 621648801.88 | ok
Operation and Maintenance Expenses (Continued)
Customer Accounts Expense
901 | SUPERVISION/CUSTOMER ACCTS | OM901 | F025 |  | 1017837.61 |  | 0 | 0 | 0 | 0 | 0 | 0 | 0 | 0 | 0 | 0 | 0 | 0 | 0 | 0 | 0 | 0 | 0 | 0 | 0 | 0 | 0 | 1017837.61 | 0 | 0 | 1017837.61 | ok
902 | METER READING EXPENSES | OM902 | F025 |  | 2161885.8 |  | 0 | 0 | 0 | 0 | 0 | 0 | 0 | 0 | 0 | 0 | 0 | 0 | 0 | 0 | 0 | 0 | 0 | 0 | 0 | 0 | 0 | 2161885.8 | 0 | 0 | 2161885.8 | ok
903 | RECORDS AND COLLECTION | OM903 | F025 |  | 5334272.18 |  | 0 | 0 | 0 | 0 | 0 | 0 | 0 | 0 | 0 | 0 | 0 | 0 | 0 | 0 | 0 | 0 | 0 | 0 | 0 | 0 | 0 | 5334272.18 | 0 | 0 | 5334272.18 | ok
904 | UNCOLLECTIBLE ACCOUNTS | OM904 | F025 |  | 3310298.46 |  | 0 | 0 | 0 | 0 | 0 | 0 | 0 | 0 | 0 | 0 | 0 | 0 | 0 | 0 | 0 | 0 | 0 | 0 | 0 | 0 | 0 | 3310298.46 | 0 | 0 | 3310298.46 | ok
905 | MISC CUST ACCOUNTS | OM903 | F025 |  | 441962.63 |  | 0 | 0 | 0 | 0 | 0 | 0 | 0 | 0 | 0 | 0 | 0 | 0 | 0 | 0 | 0 | 0 | 0 | 0 | 0 | 0 | 0 | 441962.63 | 0 | 0 | 441962.63 | ok
Total Customer Accounts Expense |  | OMCA |  |  | 12266256.68 | 0 | 0 | 0 | 0 | 0 | 0 | 0 | 0 | 0 | 0 | 0 | 0 | 0 | 0 | 0 | 0 | 0 | 0 | 0 | 0 | 0 | 0 | 12266256.68 | 0 | 0 | 12266256.68 | ok
Customer Service Expense
907 | SUPERVISION | OM907 | F026 |  | 171595.59 |  | 0 | 0 | 0 | 0 | 0 | 0 | 0 | 0 | 0 | 0 | 0 | 0 | 0 | 0 | 0 | 0 | 0 | 0 | 0 | 0 | 0 | 0 | 171595.59 | 0 | 171595.59 | ok
908 | CUSTOMER ASSISTANCE EXPENSES | OM908 | F026 |  | 10918539.26 |  | 0 | 0 | 0 | 0 | 0 | 0 | 0 | 0 | 0 | 0 | 0 | 0 | 0 | 0 | 0 | 0 | 0 | 0 | 0 | 0 | 0 | 0 | 10918539.26 | 0 | 10918539.26 | ok
908 | CUSTOMER ASSISTANCE EXP-INCENTIVES | OM908x | F026 |  | 0 |  | 0 | 0 | 0 | 0 | 0 | 0 | 0 | 0 | 0 | 0 | 0 | 0 | 0 | 0 | 0 | 0 | 0 | 0 | 0 | 0 | 0 | 0 | 0 | 0 | 0 | ok
909 | INFORMATIONAL AND INSTRUCTIONA | OM909 | F026 |  | 50474.93 |  | 0 | 0 | 0 | 0 | 0 | 0 | 0 | 0 | 0 | 0 | 0 | 0 | 0 | 0 | 0 | 0 | 0 | 0 | 0 | 0 | 0 | 0 | 50474.93 | 0 | 50474.93 | ok
909 | INFORM AND INSTRUC -LOAD MGMT | OM909x | F026 |  | 0 |  | 0 | 0 | 0 | 0 | 0 | 0 | 0 | 0 | 0 | 0 | 0 | 0 | 0 | 0 | 0 | 0 | 0 | 0 | 0 | 0 | 0 | 0 | 0 | 0 | 0 | ok
910 | MISCELLANEOUS CUSTOMER SERVICE | OM910 | F026 |  | 317976.51 |  | 0 | 0 | 0 | 0 | 0 | 0 | 0 | 0 | 0 | 0 | 0 | 0 | 0 | 0 | 0 | 0 | 0 | 0 | 0 | 0 | 0 | 0 | 317976.51 | 0 | 317976.51 | ok
911 | DEMONSTRATION AND SELLING EXP | OM911 | F026 |  | 0 |  | 0 | 0 | 0 | 0 | 0 | 0 | 0 | 0 | 0 | 0 | 0 | 0 | 0 | 0 | 0 | 0 | 0 | 0 | 0 | 0 | 0 | 0 | 0 | 0 | 0 | ok
912 | DEMONSTRATION AND SELLING EXP | OM912 | F026 |  | 0 |  | 0 | 0 | 0 | 0 | 0 | 0 | 0 | 0 | 0 | 0 | 0 | 0 | 0 | 0 | 0 | 0 | 0 | 0 | 0 | 0 | 0 | 0 | 0 | 0 | 0 | ok
913 | ADVERTISING EXPENSES | OM913 | F026 |  | 19133.99 |  | 0 | 0 | 0 | 0 | 0 | 0 | 0 | 0 | 0 | 0 | 0 | 0 | 0 | 0 | 0 | 0 | 0 | 0 | 0 | 0 | 0 | 0 | 19133.99 | 0 | 19133.99 | ok
915 | MDSE-JOBBING-CONTRACT | OM915 | F026 |  | 0 |  | 0 | 0 | 0 | 0 | 0 | 0 | 0 | 0 | 0 | 0 | 0 | 0 | 0 | 0 | 0 | 0 | 0 | 0 | 0 | 0 | 0 | 0 | 0 | 0 | 0 | ok
916 | MISC SALES EXPENSE | OM916 | F026 |  | 0 |  | 0 | 0 | 0 | 0 | 0 | 0 | 0 | 0 | 0 | 0 | 0 | 0 | 0 | 0 | 0 | 0 | 0 | 0 | 0 | 0 | 0 | 0 | 0 | 0 | 0 | ok
Total Customer Service Expense |  | OMCS |  |  | 11477720.28 | 0 | 0 | 0 | 0 | 0 | 0 | 0 | 0 | 0 | 0 | 0 | 0 | 0 | 0 | 0 | 0 | 0 | 0 | 0 | 0 | 0 | 0 | 0 | 11477720.28 | 0 | 11477720.28 | ok
Sub-Total Prod, Trans, Dist, Cust Acct and Cust Service |  | OMSUB2 |  |  | 645392778.84 | 0 | 28996691.4902 | 27334535.852 | 28072757.0212 | 476713273.5966 | 0 | 0 | 5751728.8327 | 5422026.7868 | 5568458.9405 | 0 | 4128263.1923 | 0 | 9996501.1941 | 13151091.3237 | 3332167.0647 | 4383697.1079 | 417160.195 | 324194.3367 | 104667.2734 | 7308468.2887 | 643119.3834 | 12266256.68 | 11477720.28 | 0 | 645392778.84 | ok
Operation and Maintenance Expenses (Continued)
Administrative and General Expense
920 | ADMIN. & GEN. SALARIES- | OM920 | LBSUB7 |  | 16456590.77 |  | 2207787.9203 | 2081232.5462 | 2137440.1925 | 4328618.8101 | 0 | 0 | 339809.8324 | 320331.1678 | 328982.3207 | 0 | 402243.6168 | 0 | 590313.7249 | 803999.9213 | 196771.2416 | 267999.9738 | 52748.4798 | 40993.265 | 12075.9492 | 931711.1066 | 38219.403 | 1149674.8045 | 225636.4936 | 0 | 16456590.77 | ok
921 | OFFICE SUPPLIES AND EXPENSES | OM921 | LBSUB7 |  | 5348736.7 |  | 717577.3184 | 676444.171 | 694712.8334 | 1406891.7805 | 0 | 0 | 110445.3132 | 104114.3392 | 106926.1451 | 0 | 130737.6008 | 0 | 191864.3253 | 261316.815 | 63954.7751 | 87105.605 | 17144.3608 | 13323.6698 | 3924.9364 | 302825.6252 | 12422.1065 | 373668.3925 | 73336.5866 | 0 | 5348736.7 | ok
922 | ADMINISTRATIVE EXPENSES TRANSFERRED | OM922 | LBSUB7 |  | -2107021.6 |  | -282674.3948 | -266470.8621 | -273667.4149 | -554215.2356 | 0 | 0 | -43507.5932 | -41013.64 | -42121.2914 | 0 | -51501.3104 | 0 | -75580.8895 | -102940.2277 | -25193.6298 | -34313.4092 | -6753.658 | -5248.5777 | -1546.1456 | -119291.7448 | -4893.4259 | -147198.7534 | -28889.3959 | 0 | -2107021.6 | ok
923 | OUTSIDE SERVICES EMPLOYED | OM923 | LBSUB7 |  | 5267224.05 |  | 706641.7215 | 666135.4271 | 684125.6822 | 1385451.3015 | 0 | 0 | 108762.1699 | 102527.6775 | 105296.6326 | 0 | 128745.2111 | 0 | 188940.3882 | 257334.4492 | 62980.1294 | 85778.1497 | 16883.0875 | 13120.6223 | 3865.1219 | 298210.6815 | 12232.7985 | 367973.8328 | 72218.9658 | 0 | 5267224.05 | ok
924 | PROPERTY INSURANCE | OM924 | TUP |  | 4471918.43 |  | 1018930.8716 | 960523.4601 | 986464.2244 | 0 | 0 | 0 | 109403.9794 | 103132.697 | 105917.9918 | 0 | 130567.4619 | 0 | 201047.1598 | 329131.7212 | 67015.7199 | 109710.5737 | 94826.3774 | 73693.9307 | 34181.3403 | 46060.5969 | 101310.3239 | 0 | 0 | 0 | 4471918.43 | ok
925 | INJURIES AND DAMAGES - INSURAN | OM925 | LBSUB7 |  | 2448359.89 |  | 328467.7528 | 309639.2417 | 318001.6388 | 643998.3118 | 0 | 0 | 50555.8396 | 47657.8651 | 48944.9564 | 0 | 59844.542 | 0 | 87825.022 | 119616.5832 | 29275.0073 | 39872.1944 | 7847.7532 | 6098.8492 | 1796.6218 | 138617.0522 | 5686.1627 | 171045.0067 | 33569.4889 | 0 | 2448359.89 | ok
926 | EMPLOYEE BENEFITS | OM926 | LBSUB7 |  | 37074584.33 |  | 4973862.4832 | 4688749.4878 | 4815378.0922 | 9751821.9509 | 0 | 0 | 765547.8868 | 721664.9584 | 741154.8943 | 0 | 906203.1802 | 0 | 1329900.9667 | 1811308.5086 | 443300.3222 | 603769.5029 | 118835.5469 | 92352.5585 | 27205.5618 | 2099025.398 | 86103.4037 | 2590069.6011 | 508330.0258 | 0 | 37074584.33 | ok
927 | FRANCHISE REQUIREMENTS | OM927 | TUP |  | 30730.7 |  | 7002.0193 | 6600.6477 | 6778.9108 | 0 | 0 | 0 | 751.8162 | 708.7204 | 727.8608 | 0 | 897.2502 | 0 | 1381.5815 | 2261.7694 | 460.5272 | 753.9231 | 651.64 | 506.4194 | 234.8917 | 316.5251 | 696.1972 | 0 | 0 | 0 | 30730.7 | ok
928 | REGULATORY COMMISSION FEES | OM928 | TUP |  | 1173366.01 |  | 267352.5624 | 252027.3117 | 258833.7889 | 0 | 0 | 0 | 28706.0045 | 27060.5117 | 27791.3324 | 0 | 34258.9929 | 0 | 52751.8351 | 86359.3513 | 17583.945 | 28786.4504 | 24881.0549 | 19336.2099 | 8968.6839 | 12085.6271 | 26582.3477 | 0 | 0 | 0 | 1173366.01 | ok
929 | DUPLICATE CHARGES-CR | OM929 | LBSUB7 |  | -153700.96 |  | -20620.2565 | -19438.257 | -19963.2241 | -40428.3533 | 0 | 0 | -3173.7495 | -2991.8231 | -3072.623 | 0 | -3756.8674 | 0 | -5513.4011 | -7509.1835 | -1837.8004 | -2503.0612 | -492.6593 | -382.8681 | -112.7867 | -8701.978 | -356.9609 | -10737.7113 | -2107.3955 | 0 | -153700.96 | ok
930 | MISCELLANEOUS GENERAL EXPENSES | OM930 | LBSUB7 |  | 2884283.69 |  | 386950.5403 | 364769.6641 | 374620.9632 | 758660.4546 | 0 | 0 | 59557.169 | 56143.218 | 57659.4724 | 0 | 70499.6994 | 0 | 103462.0276 | 140913.9896 | 34487.3425 | 46971.3299 | 9245.0242 | 7184.7327 | 2116.5054 | 163297.4403 | 6698.5685 | 201499.1035 | 39546.4448 | 0 | 2884283.69 | ok
931 | RENTS AND LEASES | OM931 | PGP |  | 1598924.75 |  | 362528.5708 | 341747.617 | 350977.1618 | 0 | 0 | 0 | 38909.6359 | 36679.248 | 37669.8409 | 0 | 47322.738 | 0 | 72867.3279 | 119290.166 | 24289.1093 | 39763.3887 | 34368.7757 | 26709.5532 | 12388.6502 | 16694.1558 | 36718.8107 | 0 | 0 | 0 | 1598924.75 | ok
935 | MAINTENANCE OF GENERAL PLANT | OM935 | PGP |  | 8999457.82 |  | 2040471.6242 | 1923507.1969 | 1975455.17 | 0 | 0 | 0 | 219000.6924 | 206447.0796 | 212022.576 | 0 | 266353.3631 | 0 | 410129.6476 | 671417.9747 | 136709.8825 | 223805.9916 | 193442.7165 | 150333.2147 | 69728.8192 | 93962.1151 | 206669.7559 | 0 | 0 | 0
Total Administrative and General Expense |  | OMAG |  |  | 83493454.58 | 0 | 12714278.7336 | 11985467.6522 | 12309158.0193 | 17680799.0203 | 0 | 0 | 1784768.9967 | 1682462.0197 | 1727900.1089 | 0 | 2122415.4785 | 0 | 3149389.716 | 4492501.8383 | 1049796.572 | 1497500.6128 | 563628.4996 | 438021.5797 | 174828.1495 | 3974812.6009 | 528089.4915 | 4695994.2764 | 921641.2142 | 0 | 83493454.58 | ok
Total Operation and Maintenance Expenses |  | TOM |  |  | 728886233.42 |  | 41710970.2238 | 39320003.5042 | 40381915.0405 | 494394072.6169 | 0 | 0 | 7536497.8294 | 7104488.8065 | 7296359.0494 | 0 | 6250678.6708 | 0 | 13145890.9101 | 17643593.162 | 4381963.6367 | 5881197.7207 | 980788.6946 | 762215.9164 | 279495.4229 | 11283280.8897 | 1171208.8749 | 16962250.9564 | 12399361.4942 | 0 | 728886233.42 | ok
Operation and Maintenance Expenses Less Purchase Power |  | OMLPP |  |  | 659819054.37 | 0 | 34577024.3697 | 32594991.4876 | 33475281.274 | 446092485.2042 | 0 | 0 | 7536497.8294 | 7104488.8065 | 7296359.0494 | 0 | 6250678.6708 | 0 | 13145890.9101 | 17643593.162 | 4381963.6367 | 5881197.7207 | 980788.6946 | 762215.9164 | 279495.4229 | 11283280.8897 | 1171208.8749 | 16962250.9564 | 12399361.4942 | 0 | 659819054.37 | ok
60609105.0238
Labor Expenses
Steam Power Generation Operation Expenses
500 | OPERATION SUPERVISION & ENGINEERING | LB500 | F019 |  | 1479456.83 |  | 443630.3822 | 418200.4899 | 429494.7901 | 188131.1678 | 0 | 0 | 0 | 0 | 0 | 0 | 0 | 0 | 0 | 0 | 0 | 0 | 0 | 0 | 0 | 0 | 0 | 0 | 0 | 0 | 1479456.83 | ok
501 | FUEL | LB501 | Energy |  | 2373174.84 |  | 0 | 0 | 0 | 2373174.84 | 0 | 0 | 0 | 0 | 0 | 0 | 0 | 0 | 0 | 0 | 0 | 0 | 0 | 0 | 0 | 0 | 0 | 0 | 0 | 0 | 2373174.84 | ok
502 | STEAM EXPENSES | LB502 | PROFIX |  | 11440137.61 |  | 3930218.9747 | 3704929.9747 | 3804988.6606 | 0 | 0 | 0 | 0 | 0 | 0 | 0 | 0 | 0 | 0 | 0 | 0 | 0 | 0 | 0 | 0 | 0 | 0 | 0 | 0 | 0 | 11440137.61 | ok
504 | STEAM TRANSFER EXPENSES | LB504 | PROFIX |  | 0 |  | 0 | 0 | 0 | 0 | 0 | 0 | 0 | 0 | 0 | 0 | 0 | 0 | 0 | 0 | 0 | 0 | 0 | 0 | 0 | 0 | 0 | 0 | 0 | 0 | 0 | ok
505 | ELECTRIC EXPENSES | LB505 | PROFIX |  | 490915.49 |  | 168652.2872 | 158984.7584 | 163278.4444 | 0 | 0 | 0 | 0 | 0 | 0 | 0 | 0 | 0 | 0 | 0 | 0 | 0 | 0 | 0 | 0 | 0 | 0 | 0 | 0 | 0 | 490915.49 | ok
506 | MISC. STEAM POWER EXPENSES | LB506 | PROFIX |  | 4358334.82 |  | 1497290.5739 | 1411462.5073 | 1449581.7388 | 0 | 0 | 0 | 0 | 0 | 0 | 0 | 0 | 0 | 0 | 0 | 0 | 0 | 0 | 0 | 0 | 0 | 0 | 0 | 0 | 0 | 4358334.82 | ok
507 | RENTS | LB507 | PROFIX |  | 0 |  | 0 | 0 | 0 | 0 | 0 | 0 | 0 | 0 | 0 | 0 | 0 | 0 | 0 | 0 | 0 | 0 | 0 | 0 | 0 | 0 | 0 | 0 | 0 | 0 | 0 | ok
| Total Steam Power Operation Expenses | LBSUB1 |  |  | 20142019.59 |  | 6039792.2179 | 5693577.7303 | 5847343.634 | 2561306.0078 | 0 | 0 | 0 | 0 | 0 | 0 | 0 | 0 | 0 | 0 | 0 | 0 | 0 | 0 | 0 | 0 | 0 | 0 | 0 | 0 | 20142019.59 | ok
Steam Power Generation Maintenance Expenses
510 | MAINTENANCE SUPERVISION & ENGINEERING | LB510 | F020 |  | 1735387.29 |  | 19749.9076 | 18617.7984 | 19120.6075 | 1677898.9765 | 0 | 0 | 0 | 0 | 0 | 0 | 0 | 0 | 0 | 0 | 0 | 0 | 0 | 0 | 0 | 0 | 0 | 0 | 0 | 0 | 1735387.29 | ok
511 | MAINTENANCE OF STRUCTURES | LB511 | PROFIX |  | 310285.11 |  | 106597.3565 | 100486.956 | 103200.7975 | 0 | 0 | 0 | 0 | 0 | 0 | 0 | 0 | 0 | 0 | 0 | 0 | 0 | 0 | 0 | 0 | 0 | 0 | 0 | 0 | 0 | 310285.11 | ok
512 | MAINTENANCE OF BOILER PLANT | LB512 | Energy |  | 7287310.12 |  | 0 | 0 | 0 | 7287310.12 | 0 | 0 | 0 | 0 | 0 | 0 | 0 | 0 | 0 | 0 | 0 | 0 | 0 | 0 | 0 | 0 | 0 | 0 | 0 | 0 | 7287310.12 | ok
513 | MAINTENANCE OF ELECTRIC PLANT | LB513 | Energy |  | 1619341.21 |  | 0 | 0 | 0 | 1619341.21 | 0 | 0 | 0 | 0 | 0 | 0 | 0 | 0 | 0 | 0 | 0 | 0 | 0 | 0 | 0 | 0 | 0 | 0 | 0 | 0 | 1619341.21 | ok
514 | MAINTENANCE OF MISC STEAM PLANT | LB514 | Energy |  | 149573.09 |  | 0 | 0 | 0 | 149573.09 | 0 | 0 | 0 | 0 | 0 | 0 | 0 | 0 | 0 | 0 | 0 | 0 | 0 | 0 | 0 | 0 | 0 | 0 | 0 | 0 | 149573.09 | ok
| Total Steam Power Generation Maintenance Expense | LBSUB2 |  |  | 11101896.82 |  | 126347.264 | 119104.7544 | 122321.405 | 10734123.3965 | 0 | 0 | 0 | 0 | 0 | 0 | 0 | 0 | 0 | 0 | 0 | 0 | 0 | 0 | 0 | 0 | 0 | 0 | 0 | 0 | 11101896.82 | ok
| Total Steam Power Generation Expense |  |  |  | 31243916.41 |  | 6166139.482 | 5812682.4847 | 5969665.039 | 13295429.4043 | 0 | 0 | 0 | 0 | 0 | 0 | 0 | 0 | 0 | 0 | 0 | 0 | 0 | 0 | 0 | 0 | 0 | 0 | 0 | 0 | 31243916.41 | ok
Hydraulic Power Generation Operation Expenses
535 | OPERATION SUPERVISION & ENGINEERING | LB535 | F021 |  | 86701.83 |  | 29786.1083 | 28078.7015 | 28837.0203 | 0 | 0 | 0 | 0 | 0 | 0 | 0 | 0 | 0 | 0 | 0 | 0 | 0 | 0 | 0 | 0 | 0 | 0 | 0 | 0 | 0 | 86701.83 | ok
536 | WATER FOR POWER | LB536 | PROFIX |  | 0 |  | 0 | 0 | 0 | 0 | 0 | 0 | 0 | 0 | 0 | 0 | 0 | 0 | 0 | 0 | 0 | 0 | 0 | 0 | 0 | 0 | 0 | 0 | 0 | 0 | 0 | ok
537 | HYDRAULIC EXPENSES | LB537 | PROFIX |  | 0 |  | 0 | 0 | 0 | 0 | 0 | 0 | 0 | 0 | 0 | 0 | 0 | 0 | 0 | 0 | 0 | 0 | 0 | 0 | 0 | 0 | 0 | 0 | 0 | 0 | 0 | ok
538 | ELECTRIC EXPENSES | LB538 | PROFIX |  | 212162.64 |  | 72887.7276 | 68709.6389 | 70565.2735 | 0 | 0 | 0 | 0 | 0 | 0 | 0 | 0 | 0 | 0 | 0 | 0 | 0 | 0 | 0 | 0 | 0 | 0 | 0 | 0 | 0 | 212162.64 | ok
539 | MISC. HYDRAULIC POWER EXPENSES | LB539 | PROFIX |  | 1052.84 |  | 361.6995 | 340.966 | 350.1745 | 0 | 0 | 0 | 0 | 0 | 0 | 0 | 0 | 0 | 0 | 0 | 0 | 0 | 0 | 0 | 0 | 0 | 0 | 0 | 0 | 0 | 1052.84 | ok
540 | RENTS |  | PROFIX |  | 0 |  | 0 | 0 | 0 | 0 | 0 | 0 | 0 | 0 | 0 | 0 | 0 | 0 | 0 | 0 | 0 | 0 | 0 | 0 | 0 | 0 | 0 | 0 | 0 | 0 | 0 | ok
| Total Hydraulic Power Operation Expenses | LBSUB3 |  |  | 299917.31 |  | 103035.5353 | 97129.3065 | 99752.4682 | 0 | 0 | 0 | 0 | 0 | 0 | 0 | 0 | 0 | 0 | 0 | 0 | 0 | 0 | 0 | 0 | 0 | 0 | 0 | 0 | 0 | 299917.31 | ok
Hydraulic Power Generation Maintenance Expenses
541 | MAINTENANCE SUPERVISION & ENGINEERING | LB541 | F022 |  | 9934.26 |  | 1141.2978 | 1075.876 | 1104.9321 | 6612.1542 | 0 | 0 | 0 | 0 | 0 | 0 | 0 | 0 | 0 | 0 | 0 | 0 | 0 | 0 | 0 | 0 | 0 | 0 | 0 | 0 | 9934.26 | ok
542 | MAINTENANCE OF STRUCTURES | LB542 | PROFIX |  | 30439.5 |  | 10457.383 | 9857.9423 | 10124.1748 | 0 | 0 | 0 | 0 | 0 | 0 | 0 | 0 | 0 | 0 | 0 | 0 | 0 | 0 | 0 | 0 | 0 | 0 | 0 | 0 | 0 | 30439.5 | ok
543 | MAINT. OF RESERVES, DAMS, AND WATERWAYS | LB543 | PROFIX |  | 31136.21 |  | 10696.7353 | 10083.5743 | 10355.9004 | 0 | 0 | 0 | 0 | 0 | 0 | 0 | 0 | 0 | 0 | 0 | 0 | 0 | 0 | 0 | 0 | 0 | 0 | 0 | 0 | 0 | 31136.21 | ok
544 | MAINTENANCE OF ELECTRIC PLANT | LB544 | Energy |  | 122557.23 |  | 0 | 0 | 0 | 122557.23 | 0 | 0 | 0 | 0 | 0 | 0 | 0 | 0 | 0 | 0 | 0 | 0 | 0 | 0 | 0 | 0 | 0 | 0 | 0 | 0 | 122557.23 | ok
545 | MAINTENANCE OF MISC HYDRAULIC PLANT | LB545 | Energy |  | 0 |  | 0 | 0 | 0 | 0 | 0 | 0 | 0 | 0 | 0 | 0 | 0 | 0 | 0 | 0 | 0 | 0 | 0 | 0 | 0 | 0 | 0 | 0 | 0 | 0 | 0 | ok
| Total Hydraulic Power Generation Maint. Expense | LBSUB4 |  |  | 194067.2 |  | 22295.416 | 21017.3926 | 21585.0073 | 129169.3842 | 0 | 0 | 0 | 0 | 0 | 0 | 0 | 0 | 0 | 0 | 0 | 0 | 0 | 0 | 0 | 0 | 0 | 0 | 0 | 0 | 194067.2 | ok
| Total Hydraulic Power Generation Expense |  |  |  | 493984.51 |  | 125330.9513 | 118146.699 | 121337.4755 | 129169.3842 | 0 | 0 | 0 | 0 | 0 | 0 | 0 | 0 | 0 | 0 | 0 | 0 | 0 | 0 | 0 | 0 | 0 | 0 | 0 | 0 | 493984.51 | ok
Labor Expenses (Continued)
Other Power Generation Operation Expense
546 | OPERATION SUPERVISION & ENGINEERING | LB546 | PROFIX |  | 37064.62 |  | 12733.4196 | 12003.5113 | 12327.689 | 0 | 0 | 0 | 0 | 0 | 0 | 0 | 0 | 0 | 0 | 0 | 0 | 0 | 0 | 0 | 0 | 0 | 0 | 0 | 0 | 0 | 37064.62 | ok
547 | FUEL | LB547 | Energy |  | 0 |  | 0 | 0 | 0 | 0 | 0 | 0 | 0 | 0 | 0 | 0 | 0 | 0 | 0 | 0 | 0 | 0 | 0 | 0 | 0 | 0 | 0 | 0 | 0 | 0 | 0 | ok
548 | GENERATION EXPENSE | LB548 | PROFIX |  | 96565.89 |  | 33174.8713 | 31273.213 | 32117.8057 | 0 | 0 | 0 | 0 | 0 | 0 | 0 | 0 | 0 | 0 | 0 | 0 | 0 | 0 | 0 | 0 | 0 | 0 | 0 | 0 | 0 | 96565.89 | ok
549 | MISC OTHER POWER GENERATION | LB549 | PROFIX |  | 1648.6 |  | 566.3707 | 533.9051 | 548.3242 | 0 | 0 | 0 | 0 | 0 | 0 | 0 | 0 | 0 | 0 | 0 | 0 | 0 | 0 | 0 | 0 | 0 | 0 | 0 | 0 | 0 | 1648.6 | ok
550 | RENTS | LB550 | PROFIX |  | 0 |  | 0 | 0 | 0 | 0 | 0 | 0 | 0 | 0 | 0 | 0 | 0 | 0 | 0 | 0 | 0 | 0 | 0 | 0 | 0 | 0 | 0 | 0 | 0 | 0 | 0 | ok
| Total Other Power Generation Expenses | LBSUB5 |  |  | 135279.11 |  | 46474.6617 | 43810.6294 | 44993.8189 | 0 | 0 | 0 | 0 | 0 | 0 | 0 | 0 | 0 | 0 | 0 | 0 | 0 | 0 | 0 | 0 | 0 | 0 | 0 | 0 | 0 | 135279.11 | ok
Other Power Generation Maintenance Expense
551 | MAINTENANCE SUPERVISION & ENGINEERING | LB551 | PROFIX |  | 21607.68 |  | 7423.2423 | 6997.7254 | 7186.7123 | 0 | 0 | 0 | 0 | 0 | 0 | 0 | 0 | 0 | 0 | 0 | 0 | 0 | 0 | 0 | 0 | 0 | 0 | 0 | 0 | 0 | 21607.68 | ok
552 | MAINTENANCE OF STRUCTURES | LB552 | PROFIX |  | 57956.16 |  | 19910.6346 | 18769.3122 | 19276.2132 | 0 | 0 | 0 | 0 | 0 | 0 | 0 | 0 | 0 | 0 | 0 | 0 | 0 | 0 | 0 | 0 | 0 | 0 | 0 | 0 | 0 | 57956.16 | ok
553 | MAINTENANCE OF GENERATING & ELEC PLANT | LB553 | PROFIX |  | 264849.19 |  | 90988.0062 | 85772.3689 | 88088.8149 | 0 | 0 | 0 | 0 | 0 | 0 | 0 | 0 | 0 | 0 | 0 | 0 | 0 | 0 | 0 | 0 | 0 | 0 | 0 | 0 | 0 | 264849.19 | ok
554 | MAINTENANCE OF MISC OTHER POWER GEN PLT | LB554 | PROFIX |  | 31947.87 |  | 10975.5782 | 10346.4333 | 10625.8585 | 0 | 0 | 0 | 0 | 0 | 0 | 0 | 0 | 0 | 0 | 0 | 0 | 0 | 0 | 0 | 0 | 0 | 0 | 0 | 0 | 0 | 31947.87 | ok
| Total Other Power Generation Maintenance Expense | LBSUB6 |  |  | 376360.9 |  | 129297.4614 | 121885.8398 | 125177.5989 | 0 | 0 | 0 | 0 | 0 | 0 | 0 | 0 | 0 | 0 | 0 | 0 | 0 | 0 | 0 | 0 | 0 | 0 | 0 | 0 | 0 | 376360.9 | ok
| Total Other Power Generation Expense |  |  |  | 511640.01 |  | 175772.123 | 165696.4692 | 170171.4178 | 0 | 0 | 0 | 0 | 0 | 0 | 0 | 0 | 0 | 0 | 0 | 0 | 0 | 0 | 0 | 0 | 0 | 0 | 0 | 0 | 0 | 511640.01 | ok
| Total Production Expense | LPREX |  |  | 32249540.93 |  | 6467242.5563 | 6096525.6529 | 6261173.9323 | 13424598.7885 | 0 | 0 | 0 | 0 | 0 | 0 | 0 | 0 | 0 | 0 | 0 | 0 | 0 | 0 | 0 | 0 | 0 | 0 | 0 | 0 | 32249540.93 | ok
Purchased Power
555 | PURCHASED POWER | LB555 | OMPP |  | 0 |  | 0 | 0 | 0 | 0 | 0 | 0 | 0 | 0 | 0 | 0 | 0 | 0 | 0 | 0 | 0 | 0 | 0 | 0 | 0 | 0 | 0 | 0 | 0 | 0 | 0 | ok
556 | SYSTEM CONTROL AND LOAD DISPATCH | LB556 | PROFIX |  | 1105816.32 |  | 379899.3012 | 358122.6179 | 367794.4009 | 0 | 0 | 0 | 0 | 0 | 0 | 0 | 0 | 0 | 0 | 0 | 0 | 0 | 0 | 0 | 0 | 0 | 0 | 0 | 0 | 0 | 1105816.32 | ok
557 | OTHER EXPENSES | LB557 | PROFIX |  | 0 |  | 0 | 0 | 0 | 0 | 0 | 0 | 0 | 0 | 0 | 0 | 0 | 0 | 0 | 0 | 0 | 0 | 0 | 0 | 0 | 0 | 0 | 0 | 0 | 0 | 0 | ok
| Total Purchased Power Labor | LBPP |  |  | 1105816.32 |  | 379899.3012 | 358122.6179 | 367794.4009 | 0 | 0 | 0 | 0 | 0 | 0 | 0 | 0 | 0 | 0 | 0 | 0 | 0 | 0 | 0 | 0 | 0 | 0 | 0 | 0 | 0 | 1105816.32 | ok
Labor Expenses (Continued)
Transmission Labor Expenses
560 | OPERATION SUPERVISION AND ENG | LB560 | PTRAN |  | 586814.38 |  | 0 | 0 | 0 | 0 | 0 | 0 | 201598.013 | 190041.961 | 195174.4059 | 0 | 0 | 0 | 0 | 0 | 0 | 0 | 0 | 0 | 0 | 0 | 0 | 0 | 0 | 0 | 586814.38 | ok
561 | LOAD DISPATCHING | LB561 | PTRAN |  | 1395742.53 |  | 0 | 0 | 0 | 0 | 0 | 0 | 479502.4293 | 452016.2705 | 464223.8302 | 0 | 0 | 0 | 0 | 0 | 0 | 0 | 0 | 0 | 0 | 0 | 0 | 0 | 0 | 0 | 1395742.53 | ok
562 | STATION EXPENSES | LB562 | PTRAN |  | 668824.76 |  | 0 | 0 | 0 | 0 | 0 | 0 | 229772.3902 | 216601.3195 | 222451.0504 | 0 | 0 | 0 | 0 | 0 | 0 | 0 | 0 | 0 | 0 | 0 | 0 | 0 | 0 | 0 | 668824.76 | ok
563 | OVERHEAD LINE EXPENSES | LB563 | PTRAN |  | 21024.9 |  | 0 | 0 | 0 | 0 | 0 | 0 | 7223.0303 | 6808.99 | 6992.8797 | 0 | 0 | 0 | 0 | 0 | 0 | 0 | 0 | 0 | 0 | 0 | 0 | 0 | 0 | 0 | 21024.9 | ok
566 | MISC. TRANSMISSION EXPENSES | LB566 | PTRAN |  | 88917.13 |  | 0 | 0 | 0 | 0 | 0 | 0 | 30547.1668 | 28796.1344 | 29573.8288 | 0 | 0 | 0 | 0 | 0 | 0 | 0 | 0 | 0 | 0 | 0 | 0 | 0 | 0 | 0 | 88917.13 | ok
569 | MAINTENACE OF STRUCTURES | LB569 | PTRAN |  | 0 |  | 0 | 0 | 0 | 0 | 0 | 0 | 0 | 0 | 0 | 0 | 0 | 0 | 0 | 0 | 0 | 0 | 0 | 0 | 0 | 0 | 0 | 0 | 0 | 0 | 0 | ok
570 | MAINT OF STATION EQUIPMENT | LB570 | PTRAN |  | 259553.52 |  | 0 | 0 | 0 | 0 | 0 | 0 | 89168.6974 | 84057.347 | 86327.4756 | 0 | 0 | 0 | 0 | 0 | 0 | 0 | 0 | 0 | 0 | 0 | 0 | 0 | 0 | 0 | 259553.52 | ok
571 | MAINT OF OVERHEAD LINES | LB571 | PTRAN |  | 44706.6 |  | 0 | 0 | 0 | 0 | 0 | 0 | 15358.7949 | 14478.3942 | 14869.4108 | 0 | 0 | 0 | 0 | 0 | 0 | 0 | 0 | 0 | 0 | 0 | 0 | 0 | 0 | 0 | 44706.6 | ok
573 | MAINT OF MISC. TRANSMISSION PLANT | LB573 | PTRAN |  | 2042.21 |  | 0 | 0 | 0 | 0 | 0 | 0 | 701.5941 | 661.3771 | 679.2388 | 0 | 0 | 0 | 0 | 0 | 0 | 0 | 0 | 0 | 0 | 0 | 0 | 0 | 0 | 0 | 2042.21 | ok
Total Transmission Labor Expenses |  | LBTRAN |  |  | 3067626.03 | 0 | 0 | 0 | 0 | 0 | 0 | 0 | 1053872.116 | 993461.7937 | 1020292.1204 | 0 | 0 | 0 | 0 | 0 | 0 | 0 | 0 | 0 | 0 | 0 | 0 | 0 | 0 | 0 | 3067626.03 | ok
Distribution Operation Labor Expense
580 | OPERATION SUPERVISION AND ENGI | LB580 | F023 |  | 1318755.18 |  | 0 | 0 | 0 | 0 | 0 | 0 | 0 | 0 | 0 | 0 | 181784.5073 | 0 | 183847.1522 | 247346.3976 | 61282.3841 | 82448.7992 | 17455.9552 | 13565.8241 | 6292.2149 | 506082.4039 | 18649.5416 | 0 | 0 | 0 | 1318755.18 | ok
581 | LOAD DISPATCHING | LB581 | P362 |  | 452751.4 |  | 0 | 0 | 0 | 0 | 0 | 0 | 0 | 0 | 0 | 0 | 452751.4 | 0 | 0 | 0 | 0 | 0 | 0 | 0 | 0 | 0 | 0 | 0 | 0 | 0 | 452751.4 | ok
582 | STATION EXPENSES | LB582 | P362 |  | 289545.82 |  | 0 | 0 | 0 | 0 | 0 | 0 | 0 | 0 | 0 | 0 | 289545.82 | 0 | 0 | 0 | 0 | 0 | 0 | 0 | 0 | 0 | 0 | 0 | 0 | 0 | 289545.82 | ok
583 | OVERHEAD LINE EXPENSES | LB583 | P365 |  | 1949678.23 |  | 0 | 0 | 0 | 0 | 0 | 0 | 0 | 0 | 0 | 0 | 0 | 0 | 664304.1149 | 797954.5576 | 221434.705 | 265984.8525 | 0 | 0 | 0 | 0 | 0 | 0 | 0 | 0 | 1949678.23 | ok
584 | UNDERGROUND LINE EXPENSES | LB584 | P367 |  | 143329.32 |  | 0 | 0 | 0 | 0 | 0 | 0 | 0 | 0 | 0 | 0 | 0 | 0 | 26648.5038 | 80848.4862 | 8882.8346 | 26949.4954 | 0 | 0 | 0 | 0 | 0 | 0 | 0 | 0 | 143329.32 | ok
585 | STREET LIGHTING EXPENSE | LB585 | P373 |  | 0 |  | 0 | 0 | 0 | 0 | 0 | 0 | 0 | 0 | 0 | 0 | 0 | 0 | 0 | 0 | 0 | 0 | 0 | 0 | 0 | 0 | 0 | 0 | 0 | 0 | 0 | ok
586 | METER EXPENSES | LB586 | P370 |  | 2341499.03 |  | 0 | 0 | 0 | 0 | 0 | 0 | 0 | 0 | 0 | 0 | 0 | 0 | 0 | 0 | 0 | 0 | 0 | 0 | 0 | 2341499.03 | 0 | 0 | 0 | 0 | 2341499.03 | ok
586 | METER EXPENSES - LOAD MANAGEMENT | LB586x | F012 |  | 0 |  | 0 | 0 | 0 | 0 | 0 | 0 | 0 | 0 | 0 | 0 | 0 | 0 | 0 | 0 | 0 | 0 | 0 | 0 | 0 | 0 | 0 | 0 | 0 | 0 | 0 | ok
587 | CUSTOMER INSTALLATIONS EXPENSE | LB587 | P371 |  | 0 |  | 0 | 0 | 0 | 0 | 0 | 0 | 0 | 0 | 0 | 0 | 0 | 0 | 0 | 0 | 0 | 0 | 0 | 0 | 0 | 0 | 0 | 0 | 0 | 0 | 0 | ok
588 | MISCELLANEOUS DISTRIBUTION EXP | LB588 | PDIST |  | 1028668.02 |  | 0 | 0 | 0 | 0 | 0 | 0 | 0 | 0 | 0 | 0 | 113099.3346 | 0 | 174149.82 | 285098.4319 | 58049.94 | 95032.8106 | 82139.9147 | 63834.6982 | 29608.348 | 39898.3237 | 87756.3985 | 0 | 0 | 0 | 1028668.02 | ok
589 | RENTS | LB589 | PDIST |  | 0 |  | 0 | 0 | 0 | 0 | 0 | 0 | 0 | 0 | 0 | 0 | 0 | 0 | 0 | 0 | 0 | 0 | 0 | 0 | 0 | 0 | 0 | 0 | 0 | 0 | 0 | ok
Total Distribution Operation Labor Expense |  | LBDO |  |  | 7524227 | 0 | 0 | 0 | 0 | 0 | 0 | 0 | 0 | 0 | 0 | 0 | 1037181.0618 | 0 | 1048949.5909 | 1411247.8733 | 349649.8636 | 470415.9578 | 99595.8698 | 77400.5223 | 35900.5629 | 2887479.7575 | 106405.9401 | 0 | 0 | 0 | 7524227 | ok
Labor Expenses (Continued)
Distribution Maintenance Labor Expense
590 | MAINTENANCE SUPERVISION AND EN | LB590 | F024 |  | 72859.97 |  | 0 | 0 | 0 | 0 | 0 | 0 | 0 | 0 | 0 | 0 | 5423.9393 | 0 | 20162.4127 | 27909.8973 | 6720.8042 | 9303.2991 | 1650.3891 | 1282.5931 | 40.0059 | 53.9095 | 312.7197 | 0 | 0 | 0 | 72859.97 | ok
591 | MAINTENANCE OF STRUCTURES | LB591 | P362 |  | 1047.46 |  | 0 | 0 | 0 | 0 | 0 | 0 | 0 | 0 | 0 | 0 | 1047.46 | 0 | 0 | 0 | 0 | 0 | 0 | 0 | 0 | 0 | 0 | 0 | 0 | 0 | 1047.46 | ok
592 | MAINTENANCE OF STATION EQUIPME | LB592 | P362 |  | 198076.35 |  | 0 | 0 | 0 | 0 | 0 | 0 | 0 | 0 | 0 | 0 | 198076.35 | 0 | 0 | 0 | 0 | 0 | 0 | 0 | 0 | 0 | 0 | 0 | 0 | 0 | 198076.35 | ok
593 | MAINTENANCE OF OVERHEAD LINES | LB593 | P365 |  | 1992241.22 |  | 0 | 0 | 0 | 0 | 0 | 0 | 0 | 0 | 0 | 0 | 0 | 0 | 678806.3897 | 815374.5253 | 226268.7966 | 271791.5084 | 0 | 0 | 0 | 0 | 0 | 0 | 0 | 0 | 1992241.22 | ok
594 | MAINTENANCE OF UNDERGROUND LIN | LB594 | P367 |  | 397832.94 |  | 0 | 0 | 0 | 0 | 0 | 0 | 0 | 0 | 0 | 0 | 0 | 0 | 73967.0894 | 224407.6156 | 24655.6965 | 74802.5385 | 0 | 0 | 0 | 0 | 0 | 0 | 0 | 0 | 397832.94 | ok
595 | MAINTENANCE OF LINE TRANSFORME | LB595 | P368 |  | 103346.5 |  | 0 | 0 | 0 | 0 | 0 | 0 | 0 | 0 | 0 | 0 | 0 | 0 | 0 | 0 | 0 | 0 | 58153.0755 | 45193.4245 | 0 | 0 | 0 | 0 | 0 | 0 | 103346.5 | ok
596 | MAINTENANCE OF ST LIGHTS & SIG SYSTEMS | LB596 | P373 |  | 7334.12 |  | 0 | 0 | 0 | 0 | 0 | 0 | 0 | 0 | 0 | 0 | 0 | 0 | 0 | 0 | 0 | 0 | 0 | 0 | 0 | 0 | 7334.12 | 0 | 0 | 0 | 7334.12 | ok
597 | MAINTENANCE OF METERS | LB597 | P370 |  | 0 |  | 0 | 0 | 0 | 0 | 0 | 0 | 0 | 0 | 0 | 0 | 0 | 0 | 0 | 0 | 0 | 0 | 0 | 0 | 0 | 0 | 0 | 0 | 0 | 0 | 0 | ok
598 | MAINTENANCE OF MISC DISTR PLANT | LB598 | PDIST |  | 52505.61 |  | 0 | 0 | 0 | 0 | 0 | 0 | 0 | 0 | 0 | 0 | 5772.8533 | 0 | 8889.0122 | 14552.0875 | 2963.0041 | 4850.6958 | 4192.6124 | 3258.2716 | 1511.279 | 2036.5033 | 4479.2908 | 0 | 0 | 0 | 52505.61 | ok
Total Distribution Maintenance Labor Expense |  | LBDM |  |  | 2825244.17 | 0 | 0 | 0 | 0 | 0 | 0 | 0 | 0 | 0 | 0 | 0 | 210320.6025 | 0 | 781824.9039 | 1082244.1258 | 260608.3013 | 360748.0419 | 63996.0771 | 49734.2892 | 1551.2849 | 2090.4128 | 12126.1305 | 0 | 0 | 0 | 2825244.17 | ok
Total Distribution Operation and Maintenance Labor Expenses |  |  | PDIST |  | 10349471.17 | 0 | 0 | 0 | 0 | 0 | 0 | 0 | 0 | 0 | 0 | 0 | 1247501.6644 | 0 | 1830774.4949 | 2493491.999 | 610258.165 | 831163.9997 | 163591.9469 | 127134.8114 | 37451.8478 | 2889570.1703 | 118532.0707 | 0 | 0 | 0 | 10349471.17 | ok
Transmission and Distribution Labor Expenses |  |  |  |  | 13417097.2 | 0 | 0 | 0 | 0 | 0 | 0 | 0 | 1053872.116 | 993461.7937 | 1020292.1204 | 0 | 1247501.6644 | 0 | 1830774.4949 | 2493491.999 | 610258.165 | 831163.9997 | 163591.9469 | 127134.8114 | 37451.8478 | 2889570.1703 | 118532.0707 | 0 | 0 | 0 | 13417097.2 | ok
Production, Transmission and Distribution Labor Expenses |  | LBSUB |  |  | 46772454.45 | 0 | 6847141.8575 | 6454648.2709 | 6628968.3332 | 13424598.7885 | 0 | 0 | 1053872.116 | 993461.7937 | 1020292.1204 | 0 | 1247501.6644 | 0 | 1830774.4949 | 2493491.999 | 610258.165 | 831163.9997 | 163591.9469 | 127134.8114 | 37451.8478 | 2889570.1703 | 118532.0707 | 0 | 0 | 0 | 46772454.45 | ok
Customer Accounts Expense
901 | SUPERVISION/CUSTOMER ACCTS | LB901 | F025 |  | 678684.88 |  | 0 | 0 | 0 | 0 | 0 | 0 | 0 | 0 | 0 | 0 | 0 | 0 | 0 | 0 | 0 | 0 | 0 | 0 | 0 | 0 | 0 | 678684.88 | 0 | 0 | 678684.88 | ok
902 | METER READING EXPENSES | LB902 | F025 |  | 232835.25 |  | 0 | 0 | 0 | 0 | 0 | 0 | 0 | 0 | 0 | 0 | 0 | 0 | 0 | 0 | 0 | 0 | 0 | 0 | 0 | 0 | 0 | 232835.25 | 0 | 0 | 232835.25 | ok
903 | RECORDS AND COLLECTION | LB903 | F025 |  | 2494338.13 |  | 0 | 0 | 0 | 0 | 0 | 0 | 0 | 0 | 0 | 0 | 0 | 0 | 0 | 0 | 0 | 0 | 0 | 0 | 0 | 0 | 0 | 2494338.13 | 0 | 0 | 2494338.13 | ok
904 | UNCOLLECTIBLE ACCOUNTS | LB904 | F025 |  | 0 |  | 0 | 0 | 0 | 0 | 0 | 0 | 0 | 0 | 0 | 0 | 0 | 0 | 0 | 0 | 0 | 0 | 0 | 0 | 0 | 0 | 0 | 0 | 0 | 0 | 0 | ok
905 | MISC CUST ACCOUNTS | LB903 | F025 |  | 159695.48 |  | 0 | 0 | 0 | 0 | 0 | 0 | 0 | 0 | 0 | 0 | 0 | 0 | 0 | 0 | 0 | 0 | 0 | 0 | 0 | 0 | 0 | 159695.48 | 0 | 0 | 159695.48 | ok
Total Customer Accounts Labor Expense |  | LBCA |  |  | 3565553.74 | 0 | 0 | 0 | 0 | 0 | 0 | 0 | 0 | 0 | 0 | 0 | 0 | 0 | 0 | 0 | 0 | 0 | 0 | 0 | 0 | 0 | 0 | 3565553.74 | 0 | 0 | 3565553.74 | ok
Customer Service Expense
907 | SUPERVISION | LB907 | F026 |  | 105222.06 |  | 0 | 0 | 0 | 0 | 0 | 0 | 0 | 0 | 0 | 0 | 0 | 0 | 0 | 0 | 0 | 0 | 0 | 0 | 0 | 0 | 0 | 0 | 105222.06 | 0 | 105222.06 | ok
908 | CUSTOMER ASSISTANCE EXPENSES | LB908 | F026 |  | 594557.6 |  | 0 | 0 | 0 | 0 | 0 | 0 | 0 | 0 | 0 | 0 | 0 | 0 | 0 | 0 | 0 | 0 | 0 | 0 | 0 | 0 | 0 | 0 | 594557.6 | 0 | 594557.6 | ok
908 | CUSTOMER ASSISTANCE EXP-LOAD MGMT | LB908x | F026 |  | 0 |  | 0 | 0 | 0 | 0 | 0 | 0 | 0 | 0 | 0 | 0 | 0 | 0 | 0 | 0 | 0 | 0 | 0 | 0 | 0 | 0 | 0 | 0 | 0 | 0 | 0 | ok
909 | INFORMATIONAL AND INSTRUCTIONA | LB909 | F026 |  | 0 |  | 0 | 0 | 0 | 0 | 0 | 0 | 0 | 0 | 0 | 0 | 0 | 0 | 0 | 0 | 0 | 0 | 0 | 0 | 0 | 0 | 0 | 0 | 0 | 0 | 0 | ok
909 | INFORM AND INSTRUC -LOAD MGMT | LB909x | F026 |  | 0 |  | 0 | 0 | 0 | 0 | 0 | 0 | 0 | 0 | 0 | 0 | 0 | 0 | 0 | 0 | 0 | 0 | 0 | 0 | 0 | 0 | 0 | 0 | 0 | 0 | 0 | ok
910 | MISCELLANEOUS CUSTOMER SERVICE | LB910 | F026 |  | 0 |  | 0 | 0 | 0 | 0 | 0 | 0 | 0 | 0 | 0 | 0 | 0 | 0 | 0 | 0 | 0 | 0 | 0 | 0 | 0 | 0 | 0 | 0 | 0 | 0 | 0 | ok
911 | DEMONSTRATION AND SELLING EXP | LB911 | F026 |  | 0 |  | 0 | 0 | 0 | 0 | 0 | 0 | 0 | 0 | 0 | 0 | 0 | 0 | 0 | 0 | 0 | 0 | 0 | 0 | 0 | 0 | 0 | 0 | 0 | 0 | 0 | ok
912 | DEMONSTRATION AND SELLING EXP | LB912 | F026 |  | 0 |  | 0 | 0 | 0 | 0 | 0 | 0 | 0 | 0 | 0 | 0 | 0 | 0 | 0 | 0 | 0 | 0 | 0 | 0 | 0 | 0 | 0 | 0 | 0 | 0 | 0 | ok
913 | WATER HEATER - HEAT PUMP PROGRAM | LB913 | F026 |  | 0 |  | 0 | 0 | 0 | 0 | 0 | 0 | 0 | 0 | 0 | 0 | 0 | 0 | 0 | 0 | 0 | 0 | 0 | 0 | 0 | 0 | 0 | 0 | 0 | 0 | 0 | ok
915 | MDSE-JOBBING-CONTRACT | LB915 | F026 |  | 0 |  | 0 | 0 | 0 | 0 | 0 | 0 | 0 | 0 | 0 | 0 | 0 | 0 | 0 | 0 | 0 | 0 | 0 | 0 | 0 | 0 | 0 | 0 | 0 | 0 | 0 | ok
916 | MISC SALES EXPENSE | LB916 | F026 |  | 0 |  | 0 | 0 | 0 | 0 | 0 | 0 | 0 | 0 | 0 | 0 | 0 | 0 | 0 | 0 | 0 | 0 | 0 | 0 | 0 | 0 | 0 | 0 | 0 | 0 | 0 | ok
Total Customer Service Labor Expense |  | LBCS |  |  | 699779.66 | 0 | 0 | 0 | 0 | 0 | 0 | 0 | 0 | 0 | 0 | 0 | 0 | 0 | 0 | 0 | 0 | 0 | 0 | 0 | 0 | 0 | 0 | 0 | 699779.66 | 0 | 699779.66 | ok
Sub-Total Labor Exp |  | LBSUB7 |  |  | 51037787.85 |  | 6847141.8575 | 6454648.2709 | 6628968.3332 | 13424598.7885 | 0 | 0 | 1053872.116 | 993461.7937 | 1020292.1204 | 0 | 1247501.6644 | 0 | 1830774.4949 | 2493491.999 | 610258.165 | 831163.9997 | 163591.9469 | 127134.8114 | 37451.8478 | 2889570.1703 | 118532.0707 | 3565553.74 | 699779.66 | 0 | 51037787.85 | ok
Labor Expenses (Continued)
Administrative and General Expense
920 | ADMIN. & GEN. SALARIES- | LB920 | LBSUB7 |  | 12759896.21 |  | 1711845.7346 | 1613718.8832 | 1657300.4331 | 3356267.8638 | 0 | 0 | 263477.3054 | 248374.1931 | 255082.011 | 0 | 311886.3969 | 0 | 457709.7387 | 623394.9481 | 152569.9129 | 207798.316 | 40899.4267 | 31784.8219 | 9363.2916 | 722417.9773 | 29634.061 | 891419.8199 | 174951.0746 | 0 | 12759896.21 | ok
921 | OFFICE SUPPLIES AND EXPENSES | LB920 | LBSUB7 |  | 28200 |  | 3783.2635 | 3566.3983 | 3662.7157 | 7417.5175 | 0 | 0 | 582.2978 | 548.9192 | 563.7438 | 0 | 689.2843 | 0 | 1011.5611 | 1377.7336 | 337.187 | 459.2445 | 90.3898 | 70.246 | 20.6933 | 1596.5794 | 65.4927 | 1970.0818 | 386.6505 | 0 | 28200 | ok
922 | ADMIN. EXPENSES TRANSFERRED - CREDIT | LB922 | LBSUB7 |  | -1186638.15 |  | -159197.3338 | -150071.7842 | -154124.7584 | -312124.4423 | 0 | 0 | -24502.7246 | -23098.1732 | -23721.9834 | 0 | -29004.6479 | 0 | -42565.8507 | -57974.1571 | -14188.6169 | -19324.719 | -3803.5435 | -2955.9082 | -870.7625 | -67183.049 | -2755.8929 | -82899.7939 | -16270.0085 | 0 | -1186638.15 | ok
923 | OUTSIDE SERVICES EMPLOYED | LB923 | LBSUB7 |  | 0 |  | 0 | 0 | 0 | 0 | 0 | 0 | 0 | 0 | 0 | 0 | 0 | 0 | 0 | 0 | 0 | 0 | 0 | 0 | 0 | 0 | 0 | 0 | 0 | 0 | 0 | ok
924 | PROPERTY INSURANCE | LB924 | TUP |  | 0 |  | 0 | 0 | 0 | 0 | 0 | 0 | 0 | 0 | 0 | 0 | 0 | 0 | 0 | 0 | 0 | 0 | 0 | 0 | 0 | 0 | 0 | 0 | 0 | 0 | 0 | ok
925 | INJURIES AND DAMAGES - INSURAN | LB925 | LBSUB7 |  | 49989.72 |  | 6706.5349 | 6322.1012 | 6492.8416 | 13148.9228 | 0 | 0 | 1032.2307 | 973.0609 | 999.3403 | 0 | 1221.884 | 0 | 1793.1793 | 2442.2878 | 597.7264 | 814.0959 | 160.2326 | 124.5241 | 36.6828 | 2830.2325 | 116.098 | 3492.3346 | 685.4096 | 0 | 49989.72 | ok
926 | EMPLOYEE BENEFITS | LB926 | LBSUB7 |  | 345.93 |  | 46.4094 | 43.7491 | 44.9306 | 90.9908 | 0 | 0 | 7.1431 | 6.7336 | 6.9155 | 0 | 8.4555 | 0 | 12.4088 | 16.9007 | 4.1363 | 5.6336 | 1.1088 | 0.86171 | 0.25385 | 19.5853 | 0.8034 | 24.167 | 4.743 | 0 | 345.93 | ok
928 | REGULATORY COMMISSION FEES | LB928 | TUP |  | 0 |  | 0 | 0 | 0 | 0 | 0 | 0 | 0 | 0 | 0 | 0 | 0 | 0 | 0 | 0 | 0 | 0 | 0 | 0 | 0 | 0 | 0 | 0 | 0 | 0 | 0 | ok
929 | DUPLICATE CHARGES-CR | LB929 | LBSUB7 |  | 0 |  | 0 | 0 | 0 | 0 | 0 | 0 | 0 | 0 | 0 | 0 | 0 | 0 | 0 | 0 | 0 | 0 | 0 | 0 | 0 | 0 | 0 | 0 | 0 | 0 | 0 | ok
930 | MISCELLANEOUS GENERAL EXPENSES | LB930 | LBSUB7 |  | 23307.45 |  | 3126.8874 | 2947.6472 | 3027.254 | 6130.6177 | 0 | 0 | 481.2723 | 453.6847 | 465.9373 | 0 | 569.6972 | 0 | 836.0606 | 1138.7041 | 278.6869 | 379.568 | 74.7076 | 58.0587 | 17.1032 | 1319.5813 | 54.1301 | 1628.2831 | 319.5687 | 0 | 23307.45 | ok
931 | RENTS AND LEASES | LB931 | PGP |  | 0 |  | 0 | 0 | 0 | 0 | 0 | 0 | 0 | 0 | 0 | 0 | 0 | 0 | 0 | 0 | 0 | 0 | 0 | 0 | 0 | 0 | 0 | 0 | 0 | 0 | 0 | ok
935 | MAINTENANCE OF GENERAL PLANT | LB932 | PGP |  | 1251385.94 |  | 283730.1483 | 267466.0974 | 274689.5284 | 0 | 0 | 0 | 30452.322 | 28706.7263 | 29482.0061 | 0 | 37036.7705 | 0 | 57029.0438 | 93361.5147 | 19009.6813 | 31120.5049 | 26898.4533 | 20904.0228 | 9695.8801 | 13065.5504 | 28737.6898 | 0 | 0 | 0 | 1251385.94 | ok
Total Administrative and General Expense |  | LBAG |  |  | 12926487.1 | 0 | 1850041.6443 | 1743993.0922 | 1791092.9451 | 3070931.4704 | 0 | 0 | 271529.8467 | 255965.1446 | 262877.9706 | 0 | 322407.8405 | 0 | 475826.1416 | 663757.9319 | 158608.7139 | 221252.644 | 64320.7752 | 49986.627 | 18263.1423 | 674066.4571 | 55852.3821 | 815634.8925 | 160077.438 | 0 | 12926487.1 | ok
Total Operation and Maintenance Expenses |  | TLB |  |  | 63964274.95 |  | 8697183.5018 | 8198641.363 | 8420061.2783 | 16495530.2589 | 0 | 0 | 1325401.9627 | 1249426.9383 | 1283170.0909 | 0 | 1569909.5049 | 0 | 2306600.6365 | 3157249.9309 | 768866.8788 | 1052416.6436 | 227912.7222 | 177121.4384 | 55714.9901 | 3563636.6274 | 174384.4528 | 4381188.6325 | 859857.098 | 0 | 63964274.95 | ok
Operation and Maintenance Expenses Less Purchase Power |  | LBLPP |  |  | 63964274.95 | 0 | 8697183.5018 | 8198641.363 | 8420061.2783 | 16495530.2589 | 0 | 0 | 1325401.9627 | 1249426.9383 | 1283170.0909 | 0 | 1569909.5049 | 0 | 2306600.6365 | 3157249.9309 | 768866.8788 | 1052416.6436 | 227912.7222 | 177121.4384 | 55714.9901 | 3563636.6274 | 174384.4528 | 4381188.6325 | 859857.098 | 0 | 63964274.95 | ok
Other Expenses
Depreciation Expenses
Steam Production |  | DEPRTP | PPRTL |  | 74399455.63 |  | 25559670.8877 | 24094533.0085 | 24745251.7339 | 0 | 0 | 0 | 0 | 0 | 0 | 0 | 0 | 0 | 0 | 0 | 0 | 0 | 0 | 0 | 0 | 0 | 0 | 0 | 0 | 0 | 74399455.63 | ok
Hydraulic Production |  | DEPRDP1 | PPRTL |  | 611030.53 |  | 209917.386 | 197884.4489 | 203228.6951 | 0 | 0 | 0 | 0 | 0 | 0 | 0 | 0 | 0 | 0 | 0 | 0 | 0 | 0 | 0 | 0 | 0 | 0 | 0 | 0 | 0 | 611030.53 | ok
Other Production |  | DEPRDP2 | PPRTL |  | 8549262.92 |  | 2937069.1589 | 2768709.7423 | 2843484.0188 | 0 | 0 | 0 | 0 | 0 | 0 | 0 | 0 | 0 | 0 | 0 | 0 | 0 | 0 | 0 | 0 | 0 | 0 | 0 | 0 | 0 | 8549262.92 | ok
Transmission - Kentucky System Property |  | DEPRDP3 | PTRAN |  | 5608412.51 |  | 0 | 0 | 0 | 0 | 0 | 0 | 1926750.3605 | 1816304.6921 | 1865357.4574 | 0 | 0 | 0 | 0 | 0 | 0 | 0 | 0 | 0 | 0 | 0 | 0 | 0 | 0 | 0 | 5608412.51 | ok
Transmission - Virginia Property |  | DEPRDP4 | PTRAN |  | 0 |  | 0 | 0 | 0 | 0 | 0 | 0 | 0 | 0 | 0 | 0 | 0 | 0 | 0 | 0 | 0 | 0 | 0 | 0 | 0 | 0 | 0 | 0 | 0 | 0 | 0 | ok
Distribution |  | DEPRDP5 | PDIST |  | 23284453.74 |  | 0 | 0 | 0 | 0 | 0 | 0 | 0 | 0 | 0 | 0 | 2560064.2505 | 0 | 3941974.8139 | 6453356.3014 | 1313991.6046 | 2151118.7671 | 1859281.1343 | 1444932.7173 | 670200.8762 | 903120.0089 | 1986413.2658 | 0 | 0 | 0 | 23284453.74 | ok
General & Common Plant |  | DEPRDP6 | PGP |  | 9517747.5747 |  | 2157984.8743 | 2034284.323 | 2089224.0431 | 0 | 0 | 0 | 231613.2094 | 218336.6188 | 224233.2148 | 0 | 281692.9782 | 0 | 433749.5144 | 710085.7549 | 144583.1715 | 236695.2516 | 204583.3185 | 158991.088 | 73744.587 | 99373.5079 | 218572.1193 | 0 | 0 | 0 | 9517747.5747 | ok
Intangible Plant |  | DEPRAADJ | PINT |  | 0 |  | 0 | 0 | 0 | 0 | 0 | 0 | 0 | 0 | 0 | 0 | 0 | 0 | 0 | 0 | 0 | 0 | 0 | 0 | 0 | 0 | 0 | 0 | 0 | 0 | 0 | ok
Total Depreciation Expense |  | TDEPR |  |  | 121970362.9047 |  | 30864642.3069 | 29095411.5226 | 29881188.4909 | 0 | 0 | 0 | 2158363.5699 | 2034641.3109 | 2089590.6722 | 0 | 2841757.2287 | 0 | 4375724.3283 | 7163442.0564 | 1458574.7761 | 2387814.0188 | 2063864.4528 | 1603923.8052 | 743945.4631 | 1002493.5168 | 2204985.3851 | 0 | 0 | 0 | 121970362.9047 | ok
Regulatory Credits
| Production | RCTNP | F017 |  | -3808582.38 |  | -1308425.0598 | -1233423.1896 | -1266734.1306 | 0 | 0 | 0 | 0 | 0 | 0 | 0 | 0 | 0 | 0 | 0 | 0 | 0 | 0 | 0 | 0 | 0 | 0 | 0 | 0 | 0 | -3808582.38 | ok
| Transmission | RCTNT | PTRAN |  | -6882.04 |  | 0 | 0 | 0 | 0 | 0 | 0 | -2364.3006 | -2228.7736 | -2288.9658 | 0 | 0 | 0 | 0 | 0 | 0 | 0 | 0 | 0 | 0 | 0 | 0 | 0 | 0 | 0 | -6882.04 | ok
| Distribution | RDTND | PDIST |  | -37080.6 |  | 0 | 0 | 0 | 0 | 0 | 0 | 0 | 0 | 0 | 0 | -4076.9141 | 0 | -6277.6131 | -10276.9997 | -2092.5377 | -3425.6666 | -2960.9138 | -2301.062 | -1067.298 | -1438.2228 | -3163.3723 | 0 | 0 | 0 | -37080.6 | ok
| Common | RCTNC | PGP |  | -5617.47 |  | -1273.6643 | -1200.655 | -1233.081 | 0 | 0 | 0 | -136.7004 | -128.8645 | -132.3447 | 0 | -166.258 | 0 | -256.0033 | -419.0997 | -85.3344 | -139.6999 | -120.7471 | -93.8381 | -43.5248 | -58.6512 | -129.0035 | 0 | 0 | 0 | -5617.47 | ok
Total Regulatory Credits |  | TRCTN |  |  | -3858162.49 |  | -1309698.7241 | -1234623.8446 | -1267967.2115 | 0 | 0 | 0 | -2501.001 | -2357.638 | -2421.3105 | 0 | -4243.1721 | 0 | -6533.6164 | -10696.0994 | -2177.8721 | -3565.3665 | -3081.6609 | -2394.9002 | -1110.8228 | -1496.874 | -3292.3757 | 0 | 0 | 0 | -3858162.49 | ok
Accretion Expense
| Production | ACRTNP | F017 |  | 1613618.78 |  | 554353.0474 | 522576.2827 | 536689.4499 | 0 | 0 | 0 | 0 | 0 | 0 | 0 | 0 | 0 | 0 | 0 | 0 | 0 | 0 | 0 | 0 | 0 | 0 | 0 | 0 | 0 | 1613618.78 | ok
| Transmission | ACRTNT | PTRAN |  | 4031.04 |  | 0 | 0 | 0 | 0 | 0 | 0 | 1384.8496 | 1305.4669 | 1340.7235 | 0 | 0 | 0 | 0 | 0 | 0 | 0 | 0 | 0 | 0 | 0 | 0 | 0 | 0 | 0 | 4031.04 | ok
| Distribution | ACRTND | PDIST |  | 29705.43 |  | 0 | 0 | 0 | 0 | 0 | 0 | 0 | 0 | 0 | 0 | 3266.0336 | 0 | 5029.0232 | 8232.9492 | 1676.3411 | 2744.3164 | 2372.0009 | 1843.3908 | 855.0171 | 1152.1665 | 2534.1913 | 0 | 0 | 0 | 29705.43 | ok
| Common | ACRTNC | PGP |  | 4154.55 |  | 941.9725 | 887.9765 | 911.958 | 0 | 0 | 0 | 101.1005 | 95.3052 | 97.8791 | 0 | 122.9606 | 0 | 189.3341 | 309.9564 | 63.1114 | 103.3188 | 89.3018 | 69.4005 | 32.1899 | 43.3771 | 95.408 | 0 | 0 | 0 | 4154.55 | ok
Total Accretion Expense |  | TACRTN |  |  | 1651509.8 |  | 555295.0199 | 523464.2592 | 537601.4079 | 0 | 0 | 0 | 1485.9501 | 1400.772 | 1438.6026 | 0 | 3388.9942 | 0 | 5218.3572 | 8542.9056 | 1739.4524 | 2847.6352 | 2461.3027 | 1912.7913 | 887.207 | 1195.5436 | 2629.5993 | 0 | 0 | 0 | 1651509.8 | ok
Property Taxes & Other |  | PTAX | TUP |  | 21920600.79 |  | 4994629.7588 | 4708326.3364 | 4835483.6509 | 0 | 0 | 0 | 536280.1211 | 505539.3372 | 519192.3893 | 0 | 640019.9945 | 0 | 985499.7577 | 1613348.9867 | 328499.9192 | 537782.9956 | 464823.1391 | 361235.3985 | 167551.2484 | 225781.3893 | 496606.3673 | 0 | 0 | 0 | 21920600.79 | ok
Amortization of Investment Tax Credit |  | OTAX | TUP |  | -2661472.48 | 600157 | -606419.0383 | -571657.7338 | -587096.439 | 0 | 0 | 0 | -65112.0285 | -61379.6605 | -63037.335 | 0 | -77707.5235 | 0 | -119653.6769 | -195883.4965 | -39884.559 | -65294.4988 | -56436.1353 | -43859.1114 | -20343.1029 | -27413.0696 | -60295.0709 | 0 | 0 | 0 | -2661472.48 | ok
Gain on Disposition of Allowances |  | OT | TUP |  | -693.97 | 600157 | -158.1217 | -149.0578 | -153.0834 | 0 | 0 | 0 | -16.9777 | -16.0045 | -16.4368 | 0 | -20.262 | 0 | -31.1993 | -51.076 | -10.3998 | -17.0253 | -14.7155 | -11.4361 | -5.3044 | -7.1479 | -15.7217 | 0 | 0 | 0 | -693.97 | ok
Interest |  | INTLTD | TUP |  | 34922372.93 |  | 7957095.9189 | 7500977.2665 | 7703555.435 | 0 | 0 | 0 | 854364.1009 | 805390.0271 | 827141.1178 | 0 | 1019635.2346 | 0 | 1570029.5075 | 2570275.127 | 523343.1692 | 856758.3757 | 740523.819 | 575495.0525 | 266930.9676 | 359699.1685 | 791158.6422 | 0 | 0 | 0 | 34922372.93 | ok
Other Deductions |  | DEDUCT | TUP |  | 0 |  | 0 | 0 | 0 | 0 | 0 | 0 | 0 | 0 | 0 | 0 | 0 | 0 | 0 | 0 | 0 | 0 | 0 | 0 | 0 | 0 | 0 | 0 | 0 | 0 | 0 | ok
Total Other Expenses |  | TOE |  |  | 173944517.4847 |  | 42455387.1204 | 40021748.7484 | 41102612.2507 | 0 | 0 | 0 | 3482863.7347 | 3283218.1442 | 3371887.6995 | 0 | 4422830.4944 | 0 | 6810253.4581 | 11148978.4037 | 2270084.486 | 3716326.1346 | 3212140.2018 | 2496301.5999 | 1157855.6561 | 1560252.5268 | 3431776.8253 | 0 | 0 | 0 | 173944517.4847 | ok
Total Cost of Service (O&M + Other Expenses) |  |  |  |  | 902830750.9047 | 0 | 84166357.3441 | 79341752.2526 | 81484527.2912 | 494394072.6169 | 0 | 0 | 11019361.5641 | 10387706.9507 | 10668246.7489 | 0 | 10673509.1652 | 0 | 19956144.3682 | 28792571.5657 | 6652048.1227 | 9597523.8552 | 4192928.8964 | 3258517.5163 | 1437351.079 | 12843533.4164 | 4602985.7003 | 16962250.9564 | 12399361.4942 | 0 | 902830750.9047 | ok
Functional Vectors
Station Equipment |  | F001 |  |  | 1 |  | 0 | 0 | 0 | 0 | 0 | 0 | 0 | 0 | 0 | 0 | 1 | 0 | 0 | 0 | 0 | 0 | 0 | 0 | 0 | 0 | 0 | 0 | 0 | 0 | 1 | ok
Poles, Towers and Fixtures |  | F002 |  |  | 1 |  | 0 | 0 | 0 | 0 | 0 | 0 | 0 | 0 | 0 | 0 | 0 | 0 | 0.34073 | 0.40927 | 0.11357 | 0.13642 | 0 | 0 | 0 | 0 | 0 | 0 | 0 | 0 | 1 | ok
Overhead Conductors and Devices |  | F003 |  |  | 1 |  | 0 | 0 | 0 | 0 | 0 | 0 | 0 | 0 | 0 | 0 | 0 | 0 | 0.34073 | 0.40927 | 0.11357 | 0.13642 | 0 | 0 | 0 | 0 | 0 | 0 | 0 | 0 | 1 | ok
Underground Conductors and Devices |  | F004 |  |  | 1 |  | 0 | 0 | 0 | 0 | 0 | 0 | 0 | 0 | 0 | 0 | 0 | 0 | 0.18593 | 0.56407 | 0.061975 | 0.18802 | 0 | 0 | 0 | 0 | 0 | 0 | 0 | 0 | 1 | ok
Line Transformers |  | F005 |  |  | 1 |  | 0 | 0 | 0 | 0 | 0 | 0 | 0 | 0 | 0 | 0 | 0 | 0 | 0 | 0 | 0 | 0 | 0.5627 | 0.4373 | 0 | 0 | 0 | 0 | 0 | 0 | 1 | ok
Services |  | F006 |  |  | 1 |  | 0 | 0 | 0 | 0 | 0 | 0 | 0 | 0 | 0 | 0 | 0 | 0 | 0 | 0 | 0 | 0 | 0 | 0 | 1 | 0 | 0 | 0 | 0 | 0 | 1 | ok
Meters |  | F007 |  |  | 1 |  | 0 | 0 | 0 | 0 | 0 | 0 | 0 | 0 | 0 | 0 | 0 | 0 | 0 | 0 | 0 | 0 | 0 | 0 | 0 | 1 | 0 | 0 | 0 | 0 | 1 | ok
Street Lighting |  | F008 |  |  | 1 |  | 0 | 0 | 0 | 0 | 0 | 0 | 0 | 0 | 0 | 0 | 0 | 0 | 0 | 0 | 0 | 0 | 0 | 0 | 0 | 0 | 1 | 0 | 0 | 0 | 1 | ok
Meter Reading |  | F009 |  |  | 1 |  | 0 | 0 | 0 | 0 | 0 | 0 | 0 | 0 | 0 | 0 | 0 | 0 | 0 | 0 | 0 | 0 | 0 | 0 | 0 | 0 | 0 | 0 | 1 | 0 | 1 | ok
Billing |  | F010 |  |  | 1 |  | 0 | 0 | 0 | 0 | 0 | 0 | 0 | 0 | 0 | 0 | 0 | 0 | 0 | 0 | 0 | 0 | 0 | 0 | 0 | 0 | 0 | 0 | 1 | 0 | 1 | ok
Transmission |  | F011 |  |  | 1 |  | 0 | 0 | 0 | 0 | 0 | 0 | 0.34355 | 0.32385 | 0.3326 | 0 | 0 | 0 | 0 | 0 | 0 | 0 | 0 | 0 | 0 | 0 | 0 | 0 | 0 | 0 | 1 | ok
Load Management |  | F012 |  |  | 1 |  | 0 | 0 | 0 | 0 | 0 | 0 | 0 | 0 | 0 | 0 | 0 | 0 | 0 | 0 | 0 | 0 | 0 | 0 | 0 | 0 | 0 | 0 | 0 | 1 | 1 | ok
Production Plant |  | F017 |  |  | 1 |  | 0.34355 | 0.32385 | 0.3326 | 0 | 0 | 0 | 0 | 0 | 0 | 0 | 0 | 0 | 0 | 0 | 0 | 0 | 0 | 0 | 0 | 0 | 0 | 0 | 0 | 0 | 1 | ok
Provar |  | PROVAR |  |  | 1 |  | 0 | 0 | 0 | 1 | 0 | 0 | 0 | 0 | 0 | 0 | 0 | 0 | 0 | 0 | 0 | 0 | 0 | 0 | 0 | 0 | 0 | 0 | 0 | 0 | 1 | ok
Fuel |  | F018 |  |  | 1 |  | 0 | 0 | 0 | 1 | 0 | 0 | 0 | 0 | 0 | 0 | 0 | 0 | 0 | 0 | 0 | 0 | 0 | 0 | 0 | 0 | 0 | 0 | 0 | 0 | 1 | ok
Steam Generation Operation Labor |  | F019 |  |  | 18662562.76 |  | 5596161.8357 | 5275377.2404 | 5417848.8439 | 2373174.84 | 0 | 0 | 0 | 0 | 0 | 0 | 0 | 0 | 0 | 0 | 0 | 0 | 0 | 0 | 0 | 0 | 0 | 0 | 0 | 0 | 18662562.76 | ok
PROFIX |  | PROFIX |  |  | 1 |  | 0.34355 | 0.32385 | 0.3326 | 0 | 0 | 0 | 0 | 0 | 0 | 0 | 0 | 0 | 0 | 0 | 0 | 0 | 0 | 0 | 0 | 0 | 0 | 0 | 0 | 0 | 1 | ok
Steam Generation Maintenance Labor |  | F020 |  |  | 9366509.53 |  | 106597.3565 | 100486.956 | 103200.7975 | 9056224.42 | 0 | 0 | 0 | 0 | 0 | 0 | 0 | 0 | 0 | 0 | 0 | 0 | 0 | 0 | 0 | 0 | 0 | 0 | 0 | 0 | 9366509.53 | ok
Hydraulic Generation Operation Labor |  | F021 |  |  | 213215.48 |  | 73249.427 | 69050.605 | 70915.448 | 0 | 0 | 0 | 0 | 0 | 0 | 0 | 0 | 0 | 0 | 0 | 0 | 0 | 0 | 0 | 0 | 0 | 0 | 0 | 0 | 0 | 213215.48 | ok
Hydraulic Generation Maintenance Labor |  | F022 |  |  | 184132.94 |  | 21154.1183 | 19941.5166 | 20480.0752 | 122557.23 | 0 | 0 | 0 | 0 | 0 | 0 | 0 | 0 | 0 | 0 | 0 | 0 | 0 | 0 | 0 | 0 | 0 | 0 | 0 | 0 | 184132.94 | ok
Distribution Operation Labor |  | F023 |  |  | 6205471.82 |  | 0 | 0 | 0 | 0 | 0 | 0 | 0 | 0 | 0 | 0 | 855396.5546 | 0 | 865102.4387 | 1163901.4757 | 288367.4796 | 387967.1586 | 82139.9147 | 63834.6982 | 29608.348 | 2381397.3537 | 87756.3985 | 0 | 0 | 0 | 6205471.82 | ok
Distribution Maintenance Labor |  | F024 |  |  | 2752384.2 |  | 0 | 0 | 0 | 0 | 0 | 0 | 0 | 0 | 0 | 0 | 204896.6633 | 0 | 761662.4912 | 1054334.2285 | 253887.4971 | 351444.7428 | 62345.688 | 48451.696 | 1511.279 | 2036.5033 | 11813.4108 | 0 | 0 | 0 | 2752384.2 | ok
Customer Accounts Expense |  | F025 |  |  | 1 |  | 0 | 0 | 0 | 0 | 0 | 0 | 0 | 0 | 0 | 0 | 0 | 0 | 0 | 0 | 0 | 0 | 0 | 0 | 0 | 0 | 0 | 1 | 0 | 0 | 1 | ok
Customer Service Expense |  | F026 |  |  | 1 |  | 0 | 0 | 0 | 0 | 0 | 0 | 0 | 0 | 0 | 0 | 0 | 0 | 0 | 0 | 0 | 0 | 0 | 0 | 0 | 0 | 0 | 0 | 1 | 0 | 1 | ok
Customer Advances |  | F027 |  |  | 584492791.92 | 0 | 0 | 0 | 0 | 0 | 0 | 0 | 0 | 0 | 0 | 0 | 0 | 0 | 166197216.2802 | 272172377.6598 | 55399072.0934 | 90724125.8866 | 0 | 0 | 0 | 0 | 0 | 0 | 0 | 0 | 584492791.92 | ok
Purchase Power Demand |  |  | F017 |  | 20765365.72 |  | 7133868.241 | 6724938.8525 | 6906558.6265 | 0 | 0 | 0 | 0 | 0 | 0 | 0 | 0 | 0 | 0 | 0 | 0 | 0 | 0 | 0 | 0 | 0 | 0 | 0 | 0 | 0 | 20765365.72 | ok
Purchase Power Energy |  |  | F018 |  | 48301061.92 |  | 0 | 0 | 0 | 48301061.92 | 0 | 0 | 0 | 0 | 0 | 0 | 0 | 0 | 0 | 0 | 0 | 0 | 0 | 0 | 0 | 0 | 0 | 0 | 0 | 0 | 48301061.92 | ok
Purchased Power Expenses |  | OMPP |  |  | 69066427.64 |  | 7133868.241 | 6724938.8525 | 6906558.6265 | 48301061.92 | 0 | 0 | 0 | 0 | 0 | 0 | 0 | 0 | 0 | 0 | 0 | 0 | 0 | 0 | 0 | 0 | 0 | 0 | 0 | 0 | 69066427.64 | ok
Intallations on Customer Premises - Plant in Service |  | F013 |  |  | 1 |  | 0 | 0 | 0 | 0 | 0 | 0 | 0 | 0 | 0 | 0 | 0 | 0 | 0 | 0 | 0 | 0 | 0 | 0 | 0 | 0 | 0 | 1 | 0 | 0 | 1 | ok
Intallations on Customer Premises - Accum Depr |  | F014 |  |  | 1 |  | 0 | 0 | 0 | 0 | 0 | 0 | 0 | 0 | 0 | 0 | 0 | 0 | 0 | 0 | 0 | 0 | 0 | 0 | 0 | 0 | 0 | 1 | 0 | 0 | 1 | ok
Generators -Energy |  | F015 |  |  | 1 |  | 0 | 0 | 0 | 0 | 0 | 1 | 0 | 0 | 0 | 0 | 0 | 0 | 0 | 0 | 0 | 0 | 0 | 0 | 0 | 0 | 0 | 0 | 0 | 0 | 1 | ok
Generators - Demand |  | F016 |  |  | 1 |  | 1 | 0 | 0 | 0 | 0 | 0 | 0 | 0 | 0 | 0 | 0 | 0 | 0 | 0 | 0 | 0 | 0 | 0 | 0 | 0 | 0 | 0 | 0 | 0 | 1 | ok
|  | Energy |  |  | 1 |  | 0 | 0 | 0 | 1 | 0 | 0 | 0 | 0 | 0 | 0 | 0 | 0 | 0 | 0 | 0 | 0 | 0 | 0 | 0 | 0 | 0 | 0 | 0 | 0 | 1 | ok
Internally Generated Functional Vectors
Total Prod, Trans, and Dist Plant |  |  | PT&D |  | 1 |  | 0.22673 | 0.21374 | 0.21951 | 0 | 0 | 0 | 0.024335 | 0.02294 | 0.023559 | 0 | 0.029597 | 0 | 0.045573 | 0.074606 | 0.015191 | 0.024869 | 0.021495 | 0.016705 | 0.0077481 | 0.010441 | 0.022965 | 0 | 0 | 0 | 1 | ok
Total Distribution Plant |  |  | PDIST |  | 1 |  | 0 | 0 | 0 | 0 | 0 | 0 | 0 | 0 | 0 | 0 | 0.10995 | 0 | 0.1693 | 0.27715 | 0.056432 | 0.092384 | 0.079851 | 0.062056 | 0.028783 | 0.038786 | 0.085311 | 0 | 0 | 0 | 1 | ok
Total Transmission Plant |  |  | PTRAN |  | 1 |  | 0 | 0 | 0 | 0 | 0 | 0 | 0.34355 | 0.32385 | 0.3326 | 0 | 0 | 0 | 0 | 0 | 0 | 0 | 0 | 0 | 0 | 0 | 0 | 0 | 0 | 0 | 1 | ok
Operation and Maintenance Expenses Less Purchase Power |  |  | OMLPP |  | 1 |  | 0.052404 | 0.0494 | 0.050734 | 0.67608 | 0 | 0 | 0.011422 | 0.010767 | 0.011058 | 0 | 0.0094733 | 0 | 0.019923 | 0.02674 | 0.0066412 | 0.0089133 | 0.0014865 | 0.0011552 | 0.00042359 | 0.017101 | 0.001775 | 0.025707 | 0.018792 | 0 | 1 | ok
Total Plant in Service |  |  | TPIS |  | 1 |  | 0.2267 | 0.2137 | 0.21947 | 0 | 0 | 0 | 0.024331 | 0.022936 | 0.023556 | 0 | 0.029609 | 0 | 0.045592 | 0.074639 | 0.015197 | 0.02488 | 0.021504 | 0.016712 | 0.0077515 | 0.010445 | 0.022975 | 0 | 0 | 0 | 1 | ok
Total Operation and Maintenance Expenses (Labor) |  |  | TLB |  | 1 |  | 0.13597 | 0.12818 | 0.13164 | 0.25789 | 0 | 0 | 0.020721 | 0.019533 | 0.020061 | 0 | 0.024544 | 0 | 0.036061 | 0.04936 | 0.01202 | 0.016453 | 0.0035631 | 0.0027691 | 0.00087103 | 0.055713 | 0.0027263 | 0.068494 | 0.013443 | 0 | 1 | ok
Sub-Total Prod, Trans, Dist, Cust Acct and Cust Service |  |  | OMSUB2 |  | 1 |  | 0.044929 | 0.042353 | 0.043497 | 0.73864 | 0 | 0 | 0.008912 | 0.0084011 | 0.008628 | 0 | 0.0063965 | 0 | 0.015489 | 0.020377 | 0.005163 | 0.0067923 | 0.00064637 | 0.00050232 | 0.00016218 | 0.011324 | 0.00099648 | 0.019006 | 0.017784 | 0 | 1 | ok
Total Steam Power Operation Expenses (Labor) |  |  | LBSUB1 |  | 1 |  | 0.29986 | 0.28267 | 0.29031 | 0.12716 | 0 | 0 | 0 | 0 | 0 | 0 | 0 | 0 | 0 | 0 | 0 | 0 | 0 | 0 | 0 | 0 | 0 | 0 | 0 | 0 | 1 | ok
Total Steam Power Generation Maintenance Expense (Labor) |  |  | LBSUB2 |  | 1 |  | 0.011381 | 0.010728 | 0.011018 | 0.96687 | 0 | 0 | 0 | 0 | 0 | 0 | 0 | 0 | 0 | 0 | 0 | 0 | 0 | 0 | 0 | 0 | 0 | 0 | 0 | 0 | 1 | ok
Total Hydraulic Power Operation Expenses (Labor) |  |  | LBSUB3 |  | 1 |  | 0.34355 | 0.32385 | 0.3326 | 0 | 0 | 0 | 0 | 0 | 0 | 0 | 0 | 0 | 0 | 0 | 0 | 0 | 0 | 0 | 0 | 0 | 0 | 0 | 0 | 0 | 1 | ok
Total Hydraulic Power Generation Maint. Expense (Labor) |  |  | LBSUB4 |  | 1 |  | 0.11489 | 0.1083 | 0.11122 | 0.66559 | 0 | 0 | 0 | 0 | 0 | 0 | 0 | 0 | 0 | 0 | 0 | 0 | 0 | 0 | 0 | 0 | 0 | 0 | 0 | 0 | 1 | ok
Total Other Power Generation Expenses (Labor) |  |  | LBSUB5 |  | 1 |  | 0.34355 | 0.32385 | 0.3326 | 0 | 0 | 0 | 0 | 0 | 0 | 0 | 0 | 0 | 0 | 0 | 0 | 0 | 0 | 0 | 0 | 0 | 0 | 0 | 0 | 0 | 1 | ok
Total Transmission Labor Expenses |  |  | LBTRAN |  | 1 |  | 0 | 0 | 0 | 0 | 0 | 0 | 0.34355 | 0.32385 | 0.3326 | 0 | 0 | 0 | 0 | 0 | 0 | 0 | 0 | 0 | 0 | 0 | 0 | 0 | 0 | 0 | 1 | ok
Total Distribution Operation Labor Expense |  |  | LBDO |  | 1 |  | 0 | 0 | 0 | 0 | 0 | 0 | 0 | 0 | 0 | 0 | 0.13785 | 0 | 0.13941 | 0.18756 | 0.04647 | 0.06252 | 0.013237 | 0.010287 | 0.0047713 | 0.38376 | 0.014142 | 0 | 0 | 0 | 1 | ok
Total Distribution Maintenance Labor Expense |  |  | LBDM |  | 1 |  | 0 | 0 | 0 | 0 | 0 | 0 | 0 | 0 | 0 | 0 | 0.074443 | 0 | 0.27673 | 0.38306 | 0.092243 | 0.12769 | 0.022652 | 0.017604 | 0.00054908 | 0.00073991 | 0.0042921 | 0 | 0 | 0 | 1 | ok
Sub-Total Labor Exp |  |  | LBSUB7 |  | 1 |  | 0.13416 | 0.12647 | 0.12988 | 0.26303 | 0 | 0 | 0.020649 | 0.019465 | 0.019991 | 0 | 0.024443 | 0 | 0.035871 | 0.048856 | 0.011957 | 0.016285 | 0.0032053 | 0.002491 | 0.00073381 | 0.056616 | 0.0023224 | 0.069861 | 0.013711 | 0 | 1 | ok
Total General Plant |  |  | PGP |  | 1 |  | 0.22673 | 0.21374 | 0.21951 | 0 | 0 | 0 | 0.024335 | 0.02294 | 0.023559 | 0 | 0.029597 | 0 | 0.045573 | 0.074606 | 0.015191 | 0.024869 | 0.021495 | 0.016705 | 0.0077481 | 0.010441 | 0.022965 | 0 | 0 | 0 | 1 | ok
Total Production Plant |  |  | PPRTL |  | 1 |  | 0.34355 | 0.32385 | 0.3326 | 0 | 0 | 0 | 0 | 0 | 0 | 0 | 0 | 0 | 0 | 0 | 0 | 0 | 0 | 0 | 0 | 0 | 0 | 0 | 0 | 0 | 1 | ok
Total Intangible Plant |  |  | PINT |  | 1 |  | 0.22673 | 0.21374 | 0.21951 | 0 | 0 | 0 | 0.024335 | 0.02294 | 0.023559 | 0 | 0.029597 | 0 | 0.045573 | 0.074606 | 0.015191 | 0.024869 | 0.021495 | 0.016705 | 0.0077481 | 0.010441 | 0.022965 | 0 | 0 | 0 | 1 | ok

## Allocation ProForma
|  |  | 1 | 2 | 3 | 4 | 5 | 6 | 7 | 8 | 9 | 10 | 11 | 12 | 13 | 14 | 15 | 16 | 17 | 18 | 19 | 20 | 21 | 22 | 23 | 24 | 25
|  |  |  | Allocation | Total | Residential | General Service | Rate PS | Rate PS | Rate TOD | Rate TOD | Old Rate ITOD Primary Lines | Old Rate ITOD | Not Used | Rate RTS | Special Contract | Special Contract | Lighting Service Rate | Lighting Energy | Traffic Energy Service | Not Used | Not Used | Not Used | Not Used | Not Used
Description |  | Ref | Name | Vector | System | Rate RS | Rate GS | Primary | Secondary | Primary | Secondary | Primary | Secondary |  | Transmission | Customer No. 1 | Customer No. 2 | RLS, LS, DSK | Rate LE | Rate TE | [5 empty] | Total Check | Status
Plant in Service
Power Production Plant
Production Demand - Base |  | TPIS | PLPPDB | PPBDA | 892016894.5107 | 326098322.194 | 107557572.306 | 17603950.7348 | 179342838.7869 | 144223706.4103 | 48762050.7467 | 0 | 0 | 0 | 39045547.9848 | 16390589.463 | 4404791.684 | 8057618.6099 | 291257.1731 | 238648.4172 | 0 | 0 | 0 | 0 | 0 | 892016894.5107 | ok
Production Demand - Winter Peak |  | TPIS | PLPPDI | PPWDA | 840884477.8686 | 339075241.3565 | 133846580.4343 | 13630455.2367 | 156969649.2797 | 103264542.2678 | 39445632.4942 | 0 | 0 | 0 | 36551612.6331 | 15005715.1916 | 2904095.2778 | 0 | 5880.9528 | 185072.744 | 0 | 0 | 0 | 0 | 0 | 840884477.8686 | ok
Production Demand - Summer Peak |  | TPIS | PLPPDP | PPSDA | 863594163.732 | 421666649.5293 | 112876391.0734 | 12662179.2625 | 151013195.8536 | 89193214.5599 | 34058677.1991 | 0 | 0 | 0 | 22781349.634 | 16102423.2642 | 3111691.9649 | 0 | 7312.0083 | 121079.3829 | 0 | 0 | 0 | 0 | 0 | 863594163.732 | ok
Production Energy |  | TPIS | PLPPEB | E01 | 0 | 0 | 0 | 0 | 0 | 0 | 0 | 0 | 0 | 0 | 0 | 0 | 0 | 0 | 0 | 0 | 0 | 0 | 0 | 0 | 0 | 0 | ok
Production Energy - Not Used |  | TPIS | PLPPEI | E01 | 0 | 0 | 0 | 0 | 0 | 0 | 0 | 0 | 0 | 0 | 0 | 0 | 0 | 0 | 0 | 0 | 0 | 0 | 0 | 0 | 0 | 0 | ok
Production Energy - Not Used |  | TPIS | PLPPEP | E01 | 0 | 0 | 0 | 0 | 0 | 0 | 0 | 0 | 0 | 0 | 0 | 0 | 0 | 0 | 0 | 0 | 0 | 0 | 0 | 0 | 0 | 0 | ok
Total Power Production Plant |  |  | PLPPT |  | 2596495536.1114 | 1086840213.0798 | 354280543.8138 | 43896585.234 | 487325683.9203 | 336681463.2379 | 122266360.44 | 0 | 0 | 0 | 98378510.2519 | 47498727.9188 | 10420578.9268 | 8057618.6099 | 304450.1341 | 544800.5441 | 0 | 0 | 0 | 0 | 0 | 2596495536.1114 | ok
Transmission Plant
Transmission Demand - Base |  | TPIS | PLTRB | PPBDA | 95738806.2537 | 34999633.1687 | 11543989.4014 | 1889405.054 | 19248592.0404 | 15479309.3832 | 5233556.1778 | 0 | 0 | 0 | 4190698.8271 | 1759176.8482 | 472759.541 | 864811.8569 | 31260.186 | 25613.7689 | 0 | 0 | 0 | 0 | 0 | 95738806.2537 | ok
Transmission Demand - Inter. |  | TPIS | PLTRI | PPWDA | 90250842.337 | 36392426.015 | 14365548.3554 | 1462935.8716 | 16847311.898 | 11083225.0666 | 4233639.2844 | 0 | 0 | 0 | 3923028.5678 | 1610540.415 | 311692.0956 | 0 | 631.1936 | 19863.574 | 0 | 0 | 0 | 0 | 0 | 90250842.337 | ok
Transmission Demand - Peak |  | TPIS | PLTRP | PPSDA | 92688238.1176 | 45256835.2812 | 12114850.0685 | 1359012.2952 | 16208014.8802 | 9572971.0283 | 3655465.6282 | 0 | 0 | 0 | 2445087.3433 | 1728248.4116 | 333973.1299 | 0 | 784.7866 | 12995.2646 | 0 | 0 | 0 | 0 | 0 | 92688238.1176 | ok
Total Transmission Plant |  |  | PLTRT |  | 278677886.7083 | 116648894.465 | 38024387.8253 | 4711353.2207 | 52303918.8186 | 36135505.4781 | 13122661.0903 | 0 | 0 | 0 | 10558814.7383 | 5097965.6748 | 1118424.7665 | 864811.8569 | 32676.1663 | 58472.6075 | 0 | 0 | 0 | 0 | 0 | 278677886.7083 | ok
Distribution Poles
Specific |  | TPIS | PLDPS | NCPL | 0 | 0 | 0 | 0 | 0 | 0 | 0 | 0 | 0 | 0 | 0 | 0 | 0 | 0 | 0 | 0 | 0 | 0 | 0 | 0 | 0 | 0 | ok
Distribution Substation
General |  | TPIS | PLDSG | NCPS | 116508546.6519 | 55895467.8816 | 15857625.4918 | 1652605.9149 | 19333979.7884 | 15471765.9968 | 4635514.523 | 0 | 0 | 0 | 0 | 2167230.4078 | 489327.3704 | 956460.7176 | 34422.6569 | 14145.9029 | 0 | 0 | 0 | 0 | 0 | 116508546.6519 | ok
Distribution Primary & Secondary Lines
Primary Specific |  | TPIS | PLDPLS | NCPL | 0 | 0 | 0 | 0 | 0 | 0 | 0 | 0 | 0 | 0 | 0 | 0 | 0 | 0 | 0 | 0 | 0 | 0 | 0 | 0 | 0 | 0 | ok
Primary Demand |  | TPIS | PLDPLD | NCPL | 179399308.5987 | 86067576.8423 | 24417496.6643 | 2544674.7645 | 29770370.5537 | 23823352.0406 | 7137743.3187 | 0 | 0 | 0 | 0 | 3337091.1225 | 753463.9686 | 1472753.6851 | 53003.8441 | 21781.7943 | 0 | 0 | 0 | 0 | 0 | 179399308.5987 | ok
Primary Customer |  | TPIS | PLDPLC | YECust08 | 293692302.2769 | 253200291.3614 | 31831632.4146 | 61040.6704 | 2081845.9227 | 67503.8002 | 112745.7088 | 0 | 0 | 0 | 0 | 718.1255 | 1436.2511 | 6249559.2711 | 12423.5717 | 73105.1793 | 0 | 0 | 0 | 0 | 0 | 293692302.2769 | ok
Secondary Demand |  | TPIS | PLDSLD | SICD | 59799769.5329 | 41387448.7324 | 7977654.3543 | 0 | 7953339.1882 | 0 | 2134141.0512 | 0 | 0 | 0 | 0 | 0 | 0 | 330043.4628 | 12261.4533 | 4881.2907 | 0 | 0 | 0 | 0 | 0 | 59799769.5329 | ok
Secondary Customer |  | TPIS | PLDSLC | YECust07 | 97897434.0923 | 84437673.5449 | 10615268.1412 | 0 | 694257.5992 | 0 | 37598.6351 | 0 | 0 | 0 | 0 | 0 | 0 | 2084113.8953 | 4143.0343 | 24379.2424 | 0 | 0 | 0 | 0 | 0 | 97897434.0923 | ok
Total Distribution Primary & Secondary Lines |  |  | PLDLT |  | 630788814.5008 | 465092990.4811 | 74842051.5744 | 2605715.4349 | 40499813.2638 | 23890855.8408 | 9422228.7138 | 0 | 0 | 0 | 0 | 3337809.2481 | 754900.2196 | 10136470.3144 | 81831.9034 | 124147.5066 | 0 | 0 | 0 | 0 | 0 | 630788814.5008 | ok
Distribution Line Transformers
Demand |  | TPIS | PLDLTD | SICD | 84615900.8427 | 58562704.9306 | 11288277.7822 | 0 | 11253872.1366 | 0 | 3019781.9989 | 0 | 0 | 0 | 0 | 0 | 0 | 467007.2333 | 17349.7979 | 6906.9632 | 0 | 0 | 0 | 0 | 0 | 84615900.8427 | ok
Customer |  | TPIS | PLDLTC | YECust07 | 65758900.7259 | 56717815.3713 | 7130405.1056 | 0 | 466341.2986 | 0 | 25255.4618 | 0 | 0 | 0 | 0 | 0 | 0 | 1399924.7275 | 2782.9267 | 16375.8345 | 0 | 0 | 0 | 0 | 0 | 65758900.7259 | ok
Total Distribution Line Transformers |  |  | PLDLTT |  | 150374801.5686 | 115280520.3019 | 18418682.8878 | 0 | 11720213.4351 | 0 | 3045037.4608 | 0 | 0 | 0 | 0 | 0 | 0 | 1866931.9608 | 20132.7245 | 23282.7977 | 0 | 0 | 0 | 0 | 0 | 150374801.5686 | ok
Distribution Services
Customer |  | TPIS | PLDSC | C02 | 30500847.7932 | 25230129.5885 | 4213678.1389 | 0 | 900136.5845 | 0 | 71678.4027 | 0 | 0 | 0 | 0 | 0 | 0 | 0 | 12379.4615 | 72845.6171 | 0 | 0 | 0 | 0 | 0 | 30500847.7932 | ok
Distribution Meters
Customer |  | TPIS | PLDMC | C03 | 41100999.5831 | 28766192.2197 | 8542957.6361 | 389815.1926 | 2238285.1338 | 438674.6321 | 134475.3414 | 0 | 0 | 0 | 387694.8832 | 35244.9894 | 70489.9788 | 0 | 14114.4724 | 83055.1035 | 0 | 0 | 0 | 0 | 0 | 41100999.5831 | ok
Distribution Street & Customer Lighting
Customer |  | TPIS | PLDSCL | YECust04 | 90401685.2698 | 0 | 0 | 0 | 0 | 0 | 0 | 0 | 0 | 0 | 0 | 0 | 0 | 90401685.2698 | 0 | 0 | 0 | 0 | 0 | 0 | 0 | 90401685.2698 | ok
Customer Accounts Expense
Customer |  | TPIS | PLCAE | YECust05 | 0 | 0 | 0 | 0 | 0 | 0 | 0 | 0 | 0 | 0 | 0 | 0 | 0 | 0 | 0 | 0 | 0 | 0 | 0 | 0 | 0 | 0 | ok
Customer Service & Info.
Customer |  | TPIS | PLCSI | YECust06 | 0 | 0 | 0 | 0 | 0 | 0 | 0 | 0 | 0 | 0 | 0 | 0 | 0 | 0 | 0 | 0 | 0 | 0 | 0 | 0 | 0 | 0 | ok
Sales Expense
Customer |  | TPIS | PLSEC | YECust06 | 0 | 0 | 0 | 0 | 0 | 0 | 0 | 0 | 0 | 0 | 0 | 0 | 0 | 0 | 0 | 0 | 0 | 0 | 0 | 0 | 0 | 0 | ok
Total |  |  | PLT |  | 3934849118.1871 | 1893754408.0175 | 514179927.3681 | 53256074.9971 | 614322030.9445 | 412618265.1858 | 152697955.972 | 0 | 0 | 0 | 109325019.8733 | 58136978.2388 | 12853721.2621 | 112283978.7294 | 500007.5191 | 920750.0795 | 0 | 0 | 0 | 0 | 0 | 3934849118.1871 | ok
Net Utility Plant
Power Production Plant
Production Demand - Base |  | NTPLANT | UPPPDB | PPBDA | 486258467.1453 | 177763528.0952 | 58632051.2103 | 9596309.3891 | 97763814.137 | 78619585.3875 | 26581290.3285 | 0 | 0 | 0 | 21284606.1871 | 8934878.8761 | 2401150.9934 | 4392389.0884 | 158770.8343 | 130092.6185 | 0 | 0 | 0 | 0 | 0 | 486258467.1453 | ok
Production Demand - Winter Peak |  | NTPLANT | UPPPDI | PPWDA | 458385037.067 | 184837538.5304 | 72962780.6773 | 7430267.6448 | 85567685.4517 | 56291824.0031 | 21502701.2495 | 0 | 0 | 0 | 19925105.9482 | 8179952.7704 | 1583087.6376 | 0 | 3205.8396 | 100887.3143 | 0 | 0 | 0 | 0 | 0 | 458385037.067 | ok
Production Demand - Summer Peak |  | NTPLANT | UPPPDP | PPSDA | 470764597.4826 | 229859972.281 | 61531458.9197 | 6902438.6385 | 82320688.7519 | 48621226.8608 | 18566150.7868 | 0 | 0 | 0 | 12418625.9483 | 8777793.0014 | 1696253.2598 | 0 | 3985.9401 | 66003.0942 | 0 | 0 | 0 | 0 | 0 | 470764597.4826 | ok
Production Energy |  | NTPLANT | UPPPEB | E01 | 0 | 0 | 0 | 0 | 0 | 0 | 0 | 0 | 0 | 0 | 0 | 0 | 0 | 0 | 0 | 0 | 0 | 0 | 0 | 0 | 0 | 0 | ok
Production Energy - Not Used |  | NTPLANT | UPPPEI | E01 | 0 | 0 | 0 | 0 | 0 | 0 | 0 | 0 | 0 | 0 | 0 | 0 | 0 | 0 | 0 | 0 | 0 | 0 | 0 | 0 | 0 | 0 | ok
Production Energy - Not Used |  | NTPLANT | UPPPEP | E01 | 0 | 0 | 0 | 0 | 0 | 0 | 0 | 0 | 0 | 0 | 0 | 0 | 0 | 0 | 0 | 0 | 0 | 0 | 0 | 0 | 0 | 0 | ok
Total Power Production Plant |  |  | UPPPT |  | 1415408101.6949 | 592461038.9066 | 193126290.8073 | 23929015.6724 | 265652188.3406 | 183532636.2514 | 66650142.3648 | 0 | 0 | 0 | 53628338.0836 | 25892624.6479 | 5680491.8908 | 4392389.0884 | 165962.614 | 296983.027 | 0 | 0 | 0 | 0 | 0 | 1415408101.6949 | ok
Transmission Plant
Transmission Demand - Base |  | NTPLANT | UPTRB | PPBDA | 49775638.8525 | 18196687.0985 | 6001844.7049 | 982322.0833 | 10007550.7865 | 8047860.0444 | 2720982.352 | 0 | 0 | 0 | 2178789.558 | 914615.0333 | 245792.7887 | 449625.0199 | 16252.5082 | 13316.8749 | 0 | 0 | 0 | 0 | 0 | 49775638.8525 | ok
Transmission Demand - Inter. |  | NTPLANT | UPTRI | PPWDA | 46922387.1708 | 18920815.1342 | 7468803.6632 | 760596.1517 | 8759099.3191 | 5762288.3533 | 2201114.7652 | 0 | 0 | 0 | 2039624.9007 | 837337.3472 | 162052.0851 | 0 | 328.1644 | 10327.2865 | 0 | 0 | 0 | 0 | 0 | 46922387.1708 | ok
Transmission Demand - Peak |  | NTPLANT | UPTRP | PPSDA | 48189615.5483 | 23529517.2012 | 6298641.328 | 706565.1625 | 8426721.8985 | 4977090.9759 | 1900516.0401 | 0 | 0 | 0 | 1271227.304 | 898535.0053 | 173636.2354 | 0 | 408.019 | 6756.3784 | 0 | 0 | 0 | 0 | 0 | 48189615.5483 | ok
Total Transmission Plant |  |  | UPTRT |  | 144887641.5716 | 60647019.4338 | 19769289.6961 | 2449483.3976 | 27193372.0041 | 18787239.3736 | 6822613.1574 | 0 | 0 | 0 | 5489641.7627 | 2650487.3858 | 581481.1093 | 449625.0199 | 16988.6916 | 30400.5398 | 0 | 0 | 0 | 0 | 0 | 144887641.5716 | ok
Distribution Poles
Specific |  | NTPLANT | UPDPS | NCPL | 0 | 0 | 0 | 0 | 0 | 0 | 0 | 0 | 0 | 0 | 0 | 0 | 0 | 0 | 0 | 0 | 0 | 0 | 0 | 0 | 0 | 0 | ok
Distribution Substation
General |  | NTPLANT | UPDSG | NCPS | 70940439.1777 | 34033975.6482 | 9655488.3657 | 1006248.8355 | 11772192.3125 | 9420543.8675 | 2822500.5421 | 0 | 0 | 0 | 0 | 1319596.5562 | 297944.6535 | 582375.6738 | 20959.4786 | 8613.2442 | 0 | 0 | 0 | 0 | 0 | 70940439.1777 | ok
Distribution Primary & Secondary Lines
Primary Specific |  | NTPLANT | UPDPLS | NCPL | 0 | 0 | 0 | 0 | 0 | 0 | 0 | 0 | 0 | 0 | 0 | 0 | 0 | 0 | 0 | 0 | 0 | 0 | 0 | 0 | 0 | 0 | ok
Primary Demand |  | NTPLANT | UPDPLD | NCPL | 109233752.4233 | 52405354.5908 | 14867475.2777 | 1549417.1934 | 18126765.9949 | 14505708.8515 | 4346072.9733 | 0 | 0 | 0 | 0 | 2031908.5304 | 458773.767 | 896739.3056 | 32273.306 | 13262.6326 | 0 | 0 | 0 | 0 | 0 | 109233752.4233 | ok
Primary Customer |  | NTPLANT | UPDPLC | YECust08 | 178825172.1042 | 154170147.9014 | 19381839.7716 | 37166.8181 | 1267607.1267 | 41102.1283 | 68649.2994 | 0 | 0 | 0 | 0 | 437.2567 | 874.5134 | 3805270.0175 | 7564.5406 | 44512.7304 | 0 | 0 | 0 | 0 | 0 | 178825172.1042 | ok
Secondary Demand |  | NTPLANT | UPDSLD | SICD | 36411250.8078 | 25200243.8782 | 4857483.1612 | 0 | 4842677.9936 | 0 | 1299448.9056 | 0 | 0 | 0 | 0 | 0 | 0 | 200958.8899 | 7465.8289 | 2972.1502 | 0 | 0 | 0 | 0 | 0 | 36411250.8078 | ok
Secondary Customer |  | NTPLANT | UPDSLC | YECust07 | 59608390.7014 | 51412929.0644 | 6463489.6371 | 0 | 422723.8293 | 0 | 22893.2878 | 0 | 0 | 0 | 0 | 0 | 0 | 1268988.0638 | 2522.6362 | 14844.1828 | 0 | 0 | 0 | 0 | 0 | 59608390.7014 | ok
Total Distribution Primary & Secondary Lines |  |  | UPDLT |  | 384078566.0366 | 283188675.4349 | 45570287.8477 | 1586584.0115 | 24659774.9445 | 14546810.9798 | 5737064.4661 | 0 | 0 | 0 | 0 | 2032345.7871 | 459648.2804 | 6171956.2768 | 49826.3117 | 75591.696 | 0 | 0 | 0 | 0 | 0 | 384078566.0366 | ok
Distribution Line Transformers
Demand |  | NTPLANT | UPDLTD | SICD | 51521449.1957 | 35658019.3179 | 6873275.8793 | 0 | 6852326.7585 | 0 | 1838703.4031 | 0 | 0 | 0 | 0 | 0 | 0 | 284354.2313 | 10564.0514 | 4205.5541 | 0 | 0 | 0 | 0 | 0 | 51521449.1957 | ok
Customer |  | NTPLANT | UPDLTC | YECust07 | 40039683.1941 | 34534691.6365 | 4341604.8371 | 0 | 283948.7529 | 0 | 15377.7007 | 0 | 0 | 0 | 0 | 0 | 0 | 852394.7628 | 1694.4855 | 9971.0186 | 0 | 0 | 0 | 0 | 0 | 40039683.1941 | ok
Total Distribution Line Transformers |  |  | UPDLTT |  | 91561132.3898 | 70192710.9544 | 11214880.7163 | 0 | 7136275.5114 | 0 | 1854081.1038 | 0 | 0 | 0 | 0 | 0 | 0 | 1136748.9941 | 12258.5369 | 14176.5728 | 0 | 0 | 0 | 0 | 0 | 91561132.3898 | ok
Distribution Services
Customer |  | NTPLANT | UPDSC | C02 | 18571543.4612 | 15362276.2017 | 2565650.2147 | 0 | 548080.6899 | 0 | 43643.9859 | 0 | 0 | 0 | 0 | 0 | 0 | 0 | 7537.6825 | 44354.6866 | 0 | 0 | 0 | 0 | 0 | 18571543.4612 | ok
Distribution Meters
Customer |  | NTPLANT | UPDMC | C03 | 25025828.9615 | 17515335.7258 | 5201688.4941 | 237353.0677 | 1362860.794 | 267102.9032 | 81880.1715 | 0 | 0 | 0 | 236062.0407 | 21460.1855 | 42920.371 | 0 | 8594.1066 | 50571.1013 | 0 | 0 | 0 | 0 | 0 | 25025828.9615 | ok
Distribution Street & Customer Lighting
Customer |  | NTPLANT | UPDSCL | YECust04 | 55044333.139 | 0 | 0 | 0 | 0 | 0 | 0 | 0 | 0 | 0 | 0 | 0 | 0 | 55044333.139 | 0 | 0 | 0 | 0 | 0 | 0 | 0 | 55044333.139 | ok
Customer Accounts Expense
Customer |  | NTPLANT | UPCAE | YECust05 | 0 | 0 | 0 | 0 | 0 | 0 | 0 | 0 | 0 | 0 | 0 | 0 | 0 | 0 | 0 | 0 | 0 | 0 | 0 | 0 | 0 | 0 | ok
Customer Service & Info.
Customer |  | NTPLANT | UPCSI | YECust06 | 0 | 0 | 0 | 0 | 0 | 0 | 0 | 0 | 0 | 0 | 0 | 0 | 0 | 0 | 0 | 0 | 0 | 0 | 0 | 0 | 0 | 0 | ok
Sales Expense
Customer |  | NTPLANT | UPSEC | YECust06 | 0 | 0 | 0 | 0 | 0 | 0 | 0 | 0 | 0 | 0 | 0 | 0 | 0 | 0 | 0 | 0 | 0 | 0 | 0 | 0 | 0 | 0 | ok
Total |  |  | UPT |  | 2205517586.4322 | 1073401032.3054 | 287103576.1419 | 29208684.9846 | 338324744.5971 | 226554333.3755 | 84011925.7915 | 0 | 0 | 0 | 59354041.887 | 31916514.5625 | 7062486.3049 | 67777428.192 | 282127.422 | 520690.8678 | 0 | 0 | 0 | 0 | 0 | 2205517586.4322 | ok
Net Cost Rate Base
Power Production Plant
Production Demand - Base |  | RB | RBPPDB | PPBDA | 407601400.4798 | 149008537.4373 | 49147743.0236 | 8044012.4146 | 81949560.2666 | 65902097.9053 | 22281506.4344 | 0 | 0 | 0 | 17841612.7979 | 7489574.7613 | 2012741.3172 | 3681877.1597 | 133088.0978 | 109048.8641 | 0 | 0 | 0 | 0 | 0 | 407601400.4798 | ok
Production Demand - Winter Peak |  | RB | RBPPDI | PPWDA | 384236770.5479 | 154938257.4427 | 61160336.727 | 6228349.1242 | 71726274.7746 | 47186070.4739 | 18024428.8493 | 0 | 0 | 0 | 16702025.0297 | 6856765.3426 | 1327007.7166 | 0 | 2687.2637 | 84567.8037 | 0 | 0 | 0 | 0 | 0 | 384236770.5479 | ok
Production Demand - Summer Peak |  | RB | RBPPDP | PPSDA | 394613815.8923 | 192677871.8446 | 51578143.156 | 5785901.6261 | 69004511.5733 | 40756267.5008 | 15562894.1675 | 0 | 0 | 0 | 10409791.645 | 7357899.0644 | 1421867.6917 | 0 | 3341.1753 | 55326.4477 | 0 | 0 | 0 | 0 | 0 | 394613815.8923 | ok
Production Energy |  | RB | RBPPEB | E01 | 55761560.7883 | 20450212.0148 | 6828473.8656 | 1113807.5346 | 11225828.9097 | 8991070.1645 | 2874938.0076 | 0 | 0 | 0 | 2440806.7179 | 1024604.7659 | 275351.5167 | 503696.0117 | 17852.7946 | 14918.4845 | 0 | 0 | 0 | 0 | 0 | 55761560.7883 | ok
Production Energy - Not Used |  | RB | RBPPEI | E01 | 0 | 0 | 0 | 0 | 0 | 0 | 0 | 0 | 0 | 0 | 0 | 0 | 0 | 0 | 0 | 0 | 0 | 0 | 0 | 0 | 0 | 0 | ok
Production Energy - Not Used |  | RB | RBPPEP | E01 | 0 | 0 | 0 | 0 | 0 | 0 | 0 | 0 | 0 | 0 | 0 | 0 | 0 | 0 | 0 | 0 | 0 | 0 | 0 | 0 | 0 | 0 | ok
Total Power Production Plant |  |  | RBPPT |  | 1242213547.7082 | 517074878.7393 | 168714696.7722 | 21172070.6995 | 233906175.5242 | 162835506.0444 | 58743767.4587 | 0 | 0 | 0 | 47394236.1905 | 22728843.9343 | 5036968.2422 | 4185573.1714 | 156969.3313 | 263861.6 | 0 | 0 | 0 | 0 | 0 | 1242213547.7082 | ok
Transmission Plant
Transmission Demand - Base |  | RB | RBTRB | PPBDA | 41811671.2813 | 15285266.3855 | 5041565.7873 | 825153.2072 | 8406369.7315 | 6760224.2071 | 2285632.5361 | 0 | 0 | 0 | 1830189.1224 | 768279.1021 | 206466.6074 | 377686.233 | 13652.1508 | 11186.211 | 0 | 0 | 0 | 0 | 0 | 41811671.2813 | ok
Transmission Demand - Inter. |  | RB | RBTRI | PPWDA | 39414932.1504 | 15893535.8943 | 6273815.2805 | 638902.8249 | 7357667.1218 | 4840337.804 | 1848942.3569 | 0 | 0 | 0 | 1713290.4339 | 703365.6367 | 136124.1899 | 0 | 275.659 | 8674.9486 | 0 | 0 | 0 | 0 | 0 | 39414932.1504 | ok
Transmission Demand - Peak |  | RB | RBTRP | PPSDA | 40479407.4155 | 19764858.0973 | 5290875.7536 | 593516.6478 | 7078469.1893 | 4180769.883 | 1596438.6147 | 0 | 0 | 0 | 1067834.3741 | 754771.835 | 145854.9074 | 0 | 342.7371 | 5675.3761 | 0 | 0 | 0 | 0 | 0 | 40479407.4155 | ok
Total Transmission Plant |  |  | RBTRT |  | 121706010.8472 | 50943660.3771 | 16606256.8214 | 2057572.6799 | 22842506.0426 | 15781331.8941 | 5731013.5076 | 0 | 0 | 0 | 4611313.9304 | 2226416.5738 | 488445.7047 | 377686.233 | 14270.5469 | 25536.5357 | 0 | 0 | 0 | 0 | 0 | 121706010.8472 | ok
Distribution Poles
Specific |  | RB | RBDPS | NCPL | 0 | 0 | 0 | 0 | 0 | 0 | 0 | 0 | 0 | 0 | 0 | 0 | 0 | 0 | 0 | 0 | 0 | 0 | 0 | 0 | 0 | 0 | ok
Distribution Substation
General |  | RB | RBDSG | NCPS | 60883654.8714 | 29209190.8548 | 8286689.9061 | 863599.2041 | 10103321.9155 | 8085052.0264 | 2422372.2163 | 0 | 0 | 0 | 0 | 1132525.5697 | 255706.8953 | 499815.9011 | 17988.1839 | 7392.1982 | 0 | 0 | 0 | 0 | 0 | 60883654.8714 | ok
Distribution Primary & Secondary Lines
Primary Specific |  | RB | RBDPLS | NCPL | 0 | 0 | 0 | 0 | 0 | 0 | 0 | 0 | 0 | 0 | 0 | 0 | 0 | 0 | 0 | 0 | 0 | 0 | 0 | 0 | 0 | 0 | ok
Primary Demand |  | RB | RBDPLD | NCPL | 93915264.4033 | 45056245.1931 | 12782522.2584 | 1332133.3577 | 15584743.5744 | 12471488.4541 | 3736597.7397 | 0 | 0 | 0 | 0 | 1746962.1124 | 394437.2382 | 770984.3077 | 27747.4315 | 11402.7361 | 0 | 0 | 0 | 0 | 0 | 93915264.4033 | ok
Primary Customer |  | RB | RBDPLC | YECust08 | 153262647.2872 | 132131985.2345 | 16611263.6031 | 31853.9324 | 1086406.4699 | 35226.7017 | 58836.0868 | 0 | 0 | 0 | 0 | 374.7521 | 749.5043 | 3261318.0218 | 6483.2121 | 38149.7684 | 0 | 0 | 0 | 0 | 0 | 153262647.2872 | ok
Secondary Demand |  | RB | RBDSLD | SICD | 31305088.1344 | 21666266.2808 | 4176289.8857 | 0 | 4163560.9333 | 0 | 1117219.585 | 0 | 0 | 0 | 0 | 0 | 0 | 172777.2493 | 6418.8521 | 2555.3482 | 0 | 0 | 0 | 0 | 0 | 31305088.1344 | ok
Secondary Customer |  | RB | RBDSLC | YECust07 | 51087549.0957 | 44063604.2482 | 5539553.0777 | 0 | 362296.7191 | 0 | 19620.7606 | 0 | 0 | 0 | 0 | 0 | 0 | 1087590.0062 | 2162.0329 | 12722.2511 | 0 | 0 | 0 | 0 | 0 | 51087549.0957 | ok
Total Distribution Primary & Secondary Lines |  |  | RBDLT |  | 329570548.9206 | 242918100.9566 | 39109628.8249 | 1363987.29 | 21197007.6968 | 12506715.1558 | 4932274.1721 | 0 | 0 | 0 | 0 | 1747336.8645 | 395186.7425 | 5292669.585 | 42811.5286 | 64830.1038 | 0 | 0 | 0 | 0 | 0 | 329570548.9206 | ok
Distribution Line Transformers
Demand |  | RB | RBDLTD | SICD | 43772717.8161 | 30295118.6709 | 5839547.8045 | 0 | 5821749.393 | 0 | 1562165.7867 | 0 | 0 | 0 | 0 | 0 | 0 | 241587.8769 | 8975.2375 | 3573.0465 | 0 | 0 | 0 | 0 | 0 | 43772717.8161 | ok
Customer |  | RB | RBDLTC | YECust07 | 34017788.3436 | 29340737.4107 | 3688635.4396 | 0 | 241243.3817 | 0 | 13064.9227 | 0 | 0 | 0 | 0 | 0 | 0 | 724196.1552 | 1439.638 | 8471.3957 | 0 | 0 | 0 | 0 | 0 | 34017788.3436 | ok
Total Distribution Line Transformers |  |  | RBDLTT |  | 77790506.1597 | 59635856.0816 | 9528183.2441 | 0 | 6062992.7748 | 0 | 1575230.7094 | 0 | 0 | 0 | 0 | 0 | 0 | 965784.0322 | 10414.8755 | 12044.4423 | 0 | 0 | 0 | 0 | 0 | 77790506.1597 | ok
Distribution Services
Customer |  | RB | RBDSC | C02 | 15769162.1681 | 13044162.1722 | 2178502.5238 | 0 | 465377.2207 | 0 | 37058.2603 | 0 | 0 | 0 | 0 | 0 | 0 | 0 | 6400.2724 | 37661.7187 | 0 | 0 | 0 | 0 | 0 | 15769162.1681 | ok
Distribution Meters
Customer |  | RB | RBDMC | C03 | 22612849.7787 | 15826514.9258 | 4700144.0269 | 214467.5916 | 1231454.3687 | 241348.9613 | 73985.3221 | 0 | 0 | 0 | 213301.0448 | 19391.0041 | 38782.0082 | 0 | 7765.4667 | 45695.0585 | 0 | 0 | 0 | 0 | 0 | 22612849.7787 | ok
Distribution Street & Customer Lighting
Customer |  | RB | RBDSCL | YECust04 | 46781186.076 | 0 | 0 | 0 | 0 | 0 | 0 | 0 | 0 | 0 | 0 | 0 | 0 | 46781186.076 | 0 | 0 | 0 | 0 | 0 | 0 | 0 | 46781186.076 | ok
Customer Accounts Expense
Customer |  | RB | RBCAE | YECust05 | 2120281.3748 | 1585387.3321 | 398620.922 | 1910.9991 | 65176.3103 | 10566.7009 | 17648.6387 | 0 | 0 | 0 | 1236.5288 | 22.4823 | 44.9647 | 39130.9664 | 77.7889 | 457.7405 | 0 | 0 | 0 | 0 | 0 | 2120281.3748 | ok
Customer Service & Info.
Customer |  | RB | RBCSI | YECust06 | 1549920.1906 | 1336193.3074 | 167982.4852 | 322.125 | 10986.3562 | 356.2323 | 594.9838 | 0 | 0 | 0 | 41.6868 | 3.7897 | 7.5794 | 32980.2909 | 65.5619 | 385.792 | 0 | 0 | 0 | 0 | 0 | 1549920.1906 | ok
Sales Expense
Customer |  | RB | RBSEC | YECust06 | 0 | 0 | 0 | 0 | 0 | 0 | 0 | 0 | 0 | 0 | 0 | 0 | 0 | 0 | 0 | 0 | 0 | 0 | 0 | 0 | 0 | 0 | ok
Total |  |  | RBT |  | 1920997668.0954 | 931573944.747 | 249690705.5267 | 25673930.5892 | 295884998.2098 | 199460877.0152 | 73533945.269 | 0 | 0 | 0 | 52220129.3813 | 27854540.2184 | 6215142.137 | 58174826.2559 | 256763.5561 | 457865.1897 | 0 | 0 | 0 | 0 | 0 | 1920997668.0954 | ok
Operation and Maintenance Expenses
Power Production Plant
Production Demand - Base |  | TOM | OMPPDB | PPBDA | 41710970.2238 | 15248452.6815 | 5029423.4598 | 823165.8721 | 8386123.463 | 6743942.5875 | 2280127.7187 | 0 | 0 | 0 | 1825781.2149 | 766428.7451 | 205969.3442 | 376776.5969 | 13619.2704 | 11159.2696 | 0 | 0 | 0 | 0 | 0 | 41710970.2238 | ok
Production Demand - Winter Peak |  | TOM | OMPPDI | PPWDA | 39320003.5042 | 15855257.2074 | 6258705.1494 | 637364.0634 | 7339946.5945 | 4828680.1228 | 1844489.2833 | 0 | 0 | 0 | 1709164.0703 | 701671.6201 | 135796.3424 | 0 | 274.9951 | 8654.0555 | 0 | 0 | 0 | 0 | 0 | 39320003.5042 | ok
Production Demand - Summer Peak |  | TOM | OMPPDP | PPSDA | 40381915.0405 | 19717255.5488 | 5278132.9771 | 592087.1964 | 7061421.0946 | 4170700.734 | 1592593.6821 | 0 | 0 | 0 | 1065262.5551 | 752954.0095 | 145503.6241 | 0 | 341.9116 | 5661.7073 | 0 | 0 | 0 | 0 | 0 | 40381915.0405 | ok
Production Energy |  | TOM | OMPPEB | E01 | 494394072.6169 | 181316008.0342 | 60542727.9377 | 9875258.787 | 99530629.9667 | 79716775.0142 | 25489822.9178 | 0 | 0 | 0 | 21640720.8961 | 9084367.7232 | 2441326.172 | 4465877.9109 | 158286.7429 | 132270.5142 | 0 | 0 | 0 | 0 | 0 | 494394072.6169 | ok
Production Energy - Not Used |  | TOM | OMPPEI | E01 | 0 | 0 | 0 | 0 | 0 | 0 | 0 | 0 | 0 | 0 | 0 | 0 | 0 | 0 | 0 | 0 | 0 | 0 | 0 | 0 | 0 | 0 | ok
Production Energy - Not Used |  | TOM | OMPPEP | E01 | 0 | 0 | 0 | 0 | 0 | 0 | 0 | 0 | 0 | 0 | 0 | 0 | 0 | 0 | 0 | 0 | 0 | 0 | 0 | 0 | 0 | 0 | ok
Total Power Production Plant |  |  | OMPPT |  | 615806961.3854 | 232136973.4719 | 77108989.524 | 11927875.9189 | 122318121.1189 | 95460098.4585 | 31207033.6019 | 0 | 0 | 0 | 26240928.7363 | 11305422.098 | 2928595.4827 | 4842654.5079 | 172522.92 | 157745.5466 | 0 | 0 | 0 | 0 | 0 | 615806961.3854 | ok
Transmission Plant
Transmission Demand - Base |  | TOM | OMTRB | PPBDA | 7536497.8294 | 2755148.8234 | 908735.4906 | 148732.762 | 1515236.9014 | 1218521.3722 | 411982.2078 | 0 | 0 | 0 | 329889.1416 | 138481.2806 | 37215.3299 | 68077.4384 | 2460.7819 | 2016.2996 | 0 | 0 | 0 | 0 | 0 | 7536497.8294 | ok
Transmission Demand - Inter. |  | TOM | OMTRI | PPWDA | 7104488.8065 | 2864788.5889 | 1130846.8137 | 115161.3797 | 1326209.6585 | 872464.4157 | 333269.3871 | 0 | 0 | 0 | 308818.3093 | 126780.7153 | 24536.2032 | 0 | 49.6872 | 1563.6479 | 0 | 0 | 0 | 0 | 0 | 7104488.8065 | ok
Transmission Demand - Peak |  | TOM | OMTRP | PPSDA | 7296359.0494 | 3562589.2385 | 953673.2786 | 106980.582 | 1275884.6046 | 753578.18 | 287755.9252 | 0 | 0 | 0 | 192475.7178 | 136046.6138 | 26290.152 | 0 | 61.7779 | 1022.979 | 0 | 0 | 0 | 0 | 0 | 7296359.0494 | ok
Total Transmission Plant |  |  | OMTRT |  | 21937345.6853 | 9182526.6508 | 2993255.5828 | 370874.7238 | 4117331.1646 | 2844563.9679 | 1033007.5201 | 0 | 0 | 0 | 831183.1688 | 401308.6098 | 88041.685 | 68077.4384 | 2572.247 | 4602.9264 | 0 | 0 | 0 | 0 | 0 | 21937345.6853 | ok
Distribution Poles
Specific |  | TOM | OMDPS | NCPL | 0 | 0 | 0 | 0 | 0 | 0 | 0 | 0 | 0 | 0 | 0 | 0 | 0 | 0 | 0 | 0 | 0 | 0 | 0 | 0 | 0 | 0 | ok
Distribution Substation
General |  | TOM | OMDSG | NCPS | 6250678.6708 | 2998789.5216 | 850760.9466 | 88662.2384 | 1037267.2096 | 830059.6007 | 248695.1609 | 0 | 0 | 0 | 0 | 116271.821 | 26252.393 | 51314.0776 | 1846.7741 | 758.9271 | 0 | 0 | 0 | 0 | 0 | 6250678.6708 | ok
Distribution Primary & Secondary Lines
Primary Specific |  | TOM | OMDPLS | NCPL | 0 | 0 | 0 | 0 | 0 | 0 | 0 | 0 | 0 | 0 | 0 | 0 | 0 | 0 | 0 | 0 | 0 | 0 | 0 | 0 | 0 | 0 | ok
Primary Demand |  | TOM | OMDPLD | NCPL | 13145890.9101 | 6306796.748 | 1789247.4054 | 186466.8104 | 2181491.3709 | 1745710.1116 | 523034.3179 | 0 | 0 | 0 | 0 | 244532.9148 | 55211.7799 | 107919.364 | 3883.9768 | 1596.1103 | 0 | 0 | 0 | 0 | 0 | 13145890.9101 | ok
Primary Customer |  | TOM | OMDPLC | Cust08 | 17643593.162 | 15188858.3514 | 1890347.2338 | 3712.3866 | 127094.6456 | 4018.1125 | 7075.372 | 0 | 0 | 0 | 0 | 43.6751 | 87.3503 | 417167.4285 | 742.4773 | 4446.1288 | 0 | 0 | 0 | 0 | 0 | 17643593.162 | ok
Secondary Demand |  | TOM | OMDSLD | SICD | 4381963.6367 | 3032759.1022 | 584580.7026 | 0 | 582798.9537 | 0 | 156384.0221 | 0 | 0 | 0 | 0 | 0 | 0 | 24184.6827 | 898.4858 | 357.6876 | 0 | 0 | 0 | 0 | 0 | 4381963.6367 | ok
Secondary Customer |  | TOM | OMDSLC | Cust07 | 5881197.7207 | 5065209.709 | 630396.6329 | 0 | 42383.767 | 0 | 2359.5087 | 0 | 0 | 0 | 0 | 0 | 0 | 139117.7967 | 247.6028 | 1482.7036 | 0 | 0 | 0 | 0 | 0 | 5881197.7207 | ok
Total Distribution Primary & Secondary Lines |  |  | OMDLT |  | 41052645.4294 | 29593623.9106 | 4894571.9747 | 190179.1969 | 2933768.7371 | 1749728.2241 | 688853.2208 | 0 | 0 | 0 | 0 | 244576.59 | 55299.1301 | 688389.2719 | 5772.5426 | 7882.6304 | 0 | 0 | 0 | 0 | 0 | 41052645.4294 | ok
Distribution Line Transformers
Demand |  | TOM | OMDLTD | SICD | 980788.6946 | 678804.3187 | 130843.1999 | 0 | 130444.4017 | 0 | 35002.4997 | 0 | 0 | 0 | 0 | 0 | 0 | 5413.1128 | 201.1027 | 80.0591 | 0 | 0 | 0 | 0 | 0 | 980788.6946 | ok
Customer |  | TOM | OMDLTC | Cust07 | 762215.9164 | 656462.1092 | 81700.764 | 0 | 5493.0277 | 0 | 305.7974 | 0 | 0 | 0 | 0 | 0 | 0 | 18029.9667 | 32.0899 | 192.1616 | 0 | 0 | 0 | 0 | 0 | 762215.9164 | ok
Total Distribution Line Transformers |  |  | OMDLTT |  | 1743004.611 | 1335266.4279 | 212543.964 | 0 | 135937.4294 | 0 | 35308.2971 | 0 | 0 | 0 | 0 | 0 | 0 | 23443.0795 | 233.1925 | 272.2207 | 0 | 0 | 0 | 0 | 0 | 1743004.611 | ok
Distribution Services
Customer |  | TOM | OMDSC | C02 | 279495.4229 | 231197.0404 | 38612.1645 | 0 | 8248.4283 | 0 | 656.8272 | 0 | 0 | 0 | 0 | 0 | 0 | 0 | 113.4396 | 667.523 | 0 | 0 | 0 | 0 | 0 | 279495.4229 | ok
Distribution Meters
Customer |  | TOM | OMDMC | C03 | 11283280.8897 | 7897059.2013 | 2345261.4684 | 107014.2906 | 614466.8045 | 120427.4627 | 36916.9379 | 0 | 0 | 0 | 106432.2112 | 9675.6556 | 19351.3111 | 0 | 3874.7855 | 22800.7609 | 0 | 0 | 0 | 0 | 0 | 11283280.8897 | ok
Distribution Street & Customer Lighting
Customer |  | TOM | OMDSCL | C04 | 1171208.8749 | 0 | 0 | 0 | 0 | 0 | 0 | 0 | 0 | 0 | 0 | 0 | 0 | 1171208.8749 | 0 | 0 | 0 | 0 | 0 | 0 | 0 | 1171208.8749 | ok
Customer Accounts Expense
Customer |  | TOM | OMCAE | C05 | 16962250.9564 | 12669054.8588 | 3153484.2519 | 15482.5425 | 530049.3954 | 83787.8769 | 147539.5224 | 0 | 0 | 0 | 10018.1157 | 182.1476 | 364.2951 | 347960.1241 | 619.3017 | 3708.5243 | 0 | 0 | 0 | 0 | 0 | 16962250.9564 | ok
Customer Service & Info.
Customer |  | TOM | OMCSI | C05 | 12399361.4942 | 9261046.2719 | 2305188.8164 | 11317.6984 | 387464.7345 | 61248.7209 | 107851.0086 | 0 | 0 | 0 | 7323.2166 | 133.1494 | 266.2988 | 254357.949 | 452.7079 | 2710.9216 | 0 | 0 | 0 | 0 | 0 | 12399361.4942 | ok
Sales Expense
Customer |  | TOM | OMSEC | C06 | 0 | 0 | 0 | 0 | 0 | 0 | 0 | 0 | 0 | 0 | 0 | 0 | 0 | 0 | 0 | 0 | 0 | 0 | 0 | 0 | 0 | 0 | ok
Total |  |  | OMT |  | 728886233.42 | 305305537.3552 | 93902668.6933 | 12711406.6095 | 132082655.0223 | 101149914.3118 | 33505862.0969 | 0 | 0 | 0 | 27195885.4486 | 12077570.0713 | 3118170.5959 | 7447405.3232 | 188007.9109 | 201149.981 | 0 | 0 | 0 | 0 | 0 | 728886233.42 | ok
Labor Expenses
Power Production Plant
Production Demand - Base |  | TLB | LBPPDB | PPBDA | 8697183.5018 | 3179465.507 | 1048688.5945 | 171638.8903 | 1748596.454 | 1406184.174 | 475431.0214 | 0 | 0 | 0 | 380694.9149 | 159808.5923 | 42946.8117 | 78561.9511 | 2839.7636 | 2326.8271 | 0 | 0 | 0 | 0 | 0 | 8697183.5018 | ok
Production Demand - Winter Peak |  | TLB | LBPPDI | PPWDA | 8198641.363 | 3305990.742 | 1305006.9772 | 132897.2255 | 1530457.3853 | 1006831.4612 | 384595.7473 | 0 | 0 | 0 | 356378.9927 | 146306.039 | 28314.9901 | 0 | 57.3394 | 1804.4632 | 0 | 0 | 0 | 0 | 0 | 8198641.363 | ok
Production Demand - Summer Peak |  | TLB | LBPPDP | PPSDA | 8420061.2783 | 4111258.7106 | 1100547.1894 | 123456.5144 | 1472381.839 | 869635.7198 | 332072.8198 | 0 | 0 | 0 | 222118.6386 | 156998.9658 | 30339.0622 | 0 | 71.2922 | 1180.5265 | 0 | 0 | 0 | 0 | 0 | 8420061.2783 | ok
Production Energy |  | TLB | LBPPEB | E01 | 16495530.2589 | 6049635.0232 | 2020016.9378 | 329489.4481 | 3320853.969 | 2659761.8119 | 850471.6551 | 0 | 0 | 0 | 722045.8054 | 303101.2525 | 81455.2034 | 149004.6671 | 5281.2602 | 4413.225 | 0 | 0 | 0 | 0 | 0 | 16495530.2589 | ok
Production Energy - Not Used |  | TLB | LBPPEI | E01 | 0 | 0 | 0 | 0 | 0 | 0 | 0 | 0 | 0 | 0 | 0 | 0 | 0 | 0 | 0 | 0 | 0 | 0 | 0 | 0 | 0 | 0 | ok
Production Energy - Not Used |  | TLB | LBPPEP | E01 | 0 | 0 | 0 | 0 | 0 | 0 | 0 | 0 | 0 | 0 | 0 | 0 | 0 | 0 | 0 | 0 | 0 | 0 | 0 | 0 | 0 | 0 | ok
Total Power Production Plant |  |  | LBPPT |  | 41811416.402 | 16646349.9828 | 5474259.699 | 757482.0783 | 8072289.6473 | 5942413.1669 | 2042571.2436 | 0 | 0 | 0 | 1681238.3516 | 766214.8498 | 183056.0673 | 227566.6182 | 8249.6555 | 9725.0418 | 0 | 0 | 0 | 0 | 0 | 41811416.402 | ok
Transmission Plant
Transmission Demand - Base |  | TLB | LBTRB | PPBDA | 1325401.9627 | 484532.7022 | 159814.2572 | 26156.8038 | 266476.2876 | 214294.5775 | 72453.0199 | 0 | 0 | 0 | 58015.7688 | 24353.9327 | 6544.8531 | 11972.4005 | 432.764 | 354.5954 | 0 | 0 | 0 | 0 | 0 | 1325401.9627 | ok
Transmission Demand - Inter. |  | TLB | LBTRI | PPWDA | 1249426.9383 | 503814.438 | 198875.7405 | 20252.7914 | 233233.1176 | 153435.465 | 58610.2338 | 0 | 0 | 0 | 54310.1587 | 22296.2194 | 4315.0456 | 0 | 8.7382 | 274.9901 | 0 | 0 | 0 | 0 | 0 | 1249426.9383 | ok
Transmission Demand - Peak |  | TLB | LBTRP | PPSDA | 1283170.0909 | 626532.7578 | 167717.2161 | 18814.08 | 224382.7302 | 132527.6039 | 50606.0344 | 0 | 0 | 0 | 33849.6341 | 23925.7614 | 4623.5028 | 0 | 10.8645 | 179.9056 | 0 | 0 | 0 | 0 | 0 | 1283170.0909 | ok
Total Transmission Plant |  |  | LBTRT |  | 3857998.9919 | 1614879.898 | 526407.2138 | 65223.6752 | 724092.1354 | 500257.6464 | 181669.288 | 0 | 0 | 0 | 146175.5617 | 70575.9135 | 15483.4015 | 11972.4005 | 452.3668 | 809.4911 | 0 | 0 | 0 | 0 | 0 | 3857998.9919 | ok
Distribution Poles
Specific |  | TLB | LBDPS | NCPL | 0 | 0 | 0 | 0 | 0 | 0 | 0 | 0 | 0 | 0 | 0 | 0 | 0 | 0 | 0 | 0 | 0 | 0 | 0 | 0 | 0 | 0 | ok
Distribution Substation
General |  | TLB | LBDSG | NCPS | 1569909.5049 | 753170.7229 | 213675.629 | 22268.2525 | 260518.2153 | 208476.3152 | 62461.8409 | 0 | 0 | 0 | 0 | 29202.6269 | 6593.505 | 12887.9538 | 463.8325 | 190.6108 | 0 | 0 | 0 | 0 | 0 | 1569909.5049 | ok
Distribution Primary & Secondary Lines
Primary Specific |  | TLB | LBDPLS | NCPL | 0 | 0 | 0 | 0 | 0 | 0 | 0 | 0 | 0 | 0 | 0 | 0 | 0 | 0 | 0 | 0 | 0 | 0 | 0 | 0 | 0 | 0 | ok
Primary Demand |  | TLB | LBDPLD | NCPL | 2306600.6365 | 1106601.4082 | 313944.4281 | 32717.7874 | 382768.2292 | 306305.2997 | 91772.5013 | 0 | 0 | 0 | 0 | 42906.166 | 9687.5539 | 18935.7173 | 681.4893 | 280.0563 | 0 | 0 | 0 | 0 | 0 | 2306600.6365 | ok
Primary Customer |  | TLB | LBDPLC | Cust08 | 3157249.9309 | 2717985.0238 | 338270.0235 | 664.3166 | 22743.0749 | 719.025 | 1266.1093 | 0 | 0 | 0 | 0 | 7.8155 | 15.631 | 74650.431 | 132.8633 | 795.6168 | 0 | 0 | 0 | 0 | 0 | 3157249.9309 | ok
Secondary Demand |  | TLB | LBDSLD | SICD | 768866.8788 | 532133.1299 | 102571.5358 | 0 | 102258.9071 | 0 | 27439.4096 | 0 | 0 | 0 | 0 | 0 | 0 | 4243.486 | 157.6499 | 62.7605 | 0 | 0 | 0 | 0 | 0 | 768866.8788 | ok
Secondary Customer |  | TLB | LBDSLC | Cust07 | 1052416.6436 | 906398.8756 | 112806.9383 | 0 | 7584.4044 | 0 | 422.2246 | 0 | 0 | 0 | 0 | 0 | 0 | 24894.5694 | 44.3075 | 265.3238 | 0 | 0 | 0 | 0 | 0 | 1052416.6436 | ok
Total Distribution Primary & Secondary Lines |  |  | LBDLT |  | 7285134.0898 | 5263118.4375 | 867592.9258 | 33382.104 | 515354.6156 | 307024.3247 | 120900.2448 | 0 | 0 | 0 | 0 | 42913.9814 | 9703.1849 | 122724.2037 | 1016.31 | 1403.7574 | 0 | 0 | 0 | 0 | 0 | 7285134.0898 | ok
Distribution Line Transformers
Demand |  | TLB | LBDLTD | SICD | 227912.7222 | 157738.5026 | 30404.9486 | 0 | 30312.2771 | 0 | 8133.7754 | 0 | 0 | 0 | 0 | 0 | 0 | 1257.8828 | 46.7316 | 18.6039 | 0 | 0 | 0 | 0 | 0 | 227912.7222 | ok
Customer |  | TLB | LBDLTC | Cust07 | 177121.4384 | 152546.6873 | 18985.3774 | 0 | 1276.4532 | 0 | 71.0603 | 0 | 0 | 0 | 0 | 0 | 0 | 4189.7493 | 7.4569 | 44.6539 | 0 | 0 | 0 | 0 | 0 | 177121.4384 | ok
Total Distribution Line Transformers |  |  | LBDLTT |  | 405034.1606 | 310285.1899 | 49390.326 | 0 | 31588.7303 | 0 | 8204.8357 | 0 | 0 | 0 | 0 | 0 | 0 | 5447.6322 | 54.1886 | 63.2578 | 0 | 0 | 0 | 0 | 0 | 405034.1606 | ok
Distribution Services
Customer |  | TLB | LBDSC | C02 | 55714.9901 | 46087.1262 | 7697.0003 | 0 | 1644.2527 | 0 | 130.9328 | 0 | 0 | 0 | 0 | 0 | 0 | 0 | 22.6132 | 133.0649 | 0 | 0 | 0 | 0 | 0 | 55714.9901 | ok
Distribution Meters
Customer |  | TLB | LBDMC | C03 | 3563636.6274 | 2494154.8202 | 740711.833 | 33798.684 | 194069.1216 | 38035.0114 | 11659.6009 | 0 | 0 | 0 | 33614.8439 | 3055.8949 | 6111.7898 | 0 | 1223.7866 | 7201.2411 | 0 | 0 | 0 | 0 | 0 | 3563636.6274 | ok
Distribution Street & Customer Lighting
Customer |  | TLB | LBDSCL | C04 | 174384.4528 | 0 | 0 | 0 | 0 | 0 | 0 | 0 | 0 | 0 | 0 | 0 | 0 | 174384.4528 | 0 | 0 | 0 | 0 | 0 | 0 | 0 | 174384.4528 | ok
Customer Accounts Expense
Customer |  | TLB | LBCAE | C05 | 4381188.6325 | 3272296.7768 | 814515.0896 | 3998.994 | 136906.7344 | 21641.6144 | 38108.0601 | 0 | 0 | 0 | 2587.5843 | 47.047 | 94.094 | 89874.8016 | 159.9598 | 957.8767 | 0 | 0 | 0 | 0 | 0 | 4381188.6325 | ok
Customer Service & Info.
Customer |  | TLB | LBCSI | C05 | 859857.098 | 642224.7126 | 159857.6642 | 784.8471 | 26869.4725 | 4247.408 | 7479.1315 | 0 | 0 | 0 | 507.8423 | 9.2335 | 18.467 | 17638.9315 | 31.3939 | 187.994 | 0 | 0 | 0 | 0 | 0 | 859857.098 | ok
Sales Expense
Customer |  | TLB | LBSEC | C06 | 0 | 0 | 0 | 0 | 0 | 0 | 0 | 0 | 0 | 0 | 0 | 0 | 0 | 0 | 0 | 0 | 0 | 0 | 0 | 0 | 0 | 0 | ok
Total |  |  | LBT |  | 63964274.95 | 31042567.6669 | 8854107.3807 | 916938.6351 | 9963332.9249 | 7022095.487 | 2473185.1783 | 0 | 0 | 0 | 1864124.1838 | 912019.547 | 221060.5095 | 662496.9944 | 11674.1067 | 20672.3356 | 0 | 0 | 0 | 0 | 0 | 63964274.95 | ok
Depreciation Expenses
Power Production Plant
Production Demand - Base |  | TDEPR | DEPPDB | PPBDA | 30864642.3069 | 11283315.5217 | 3721595.4284 | 609113.6233 | 6205434.6768 | 4990278.9262 | 1687213.8451 | 0 | 0 | 0 | 1351013.5062 | 567130.1565 | 152410.0279 | 278801.352 | 10077.7783 | 8257.4647 | 0 | 0 | 0 | 0 | 0 | 30864642.3069 | ok
Production Demand - Winter Peak |  | TDEPR | DEPPDI | PPWDA | 29095411.5226 | 11732329.4032 | 4631220.3889 | 471626.8581 | 5431300.8059 | 3573052.4609 | 1364856.8149 | 0 | 0 | 0 | 1264720.9449 | 519212.175 | 100484.4892 | 0 | 203.4866 | 6403.6949 | 0 | 0 | 0 | 0 | 0 | 29095411.5226 | ok
Production Demand - Summer Peak |  | TDEPR | DEPPDP | PPSDA | 29881188.4909 | 14590071.5453 | 3905631.6722 | 438123.5783 | 5225201.7897 | 3086170.9913 | 1178462.9817 | 0 | 0 | 0 | 788256.6037 | 557159.3289 | 107667.5342 | 0 | 253.0025 | 4189.4631 | 0 | 0 | 0 | 0 | 0 | 29881188.4909 | ok
Production Energy |  | TDEPR | DEPPEB | E01 | 0 | 0 | 0 | 0 | 0 | 0 | 0 | 0 | 0 | 0 | 0 | 0 | 0 | 0 | 0 | 0 | 0 | 0 | 0 | 0 | 0 | 0 | ok
Production Energy - Not Used |  | TDEPR | DEPPEI | E01 | 0 | 0 | 0 | 0 | 0 | 0 | 0 | 0 | 0 | 0 | 0 | 0 | 0 | 0 | 0 | 0 | 0 | 0 | 0 | 0 | 0 | 0 | ok
Production Energy - Not Used |  | TDEPR | DEPPEP | E01 | 0 | 0 | 0 | 0 | 0 | 0 | 0 | 0 | 0 | 0 | 0 | 0 | 0 | 0 | 0 | 0 | 0 | 0 | 0 | 0 | 0 | 0 | ok
Total Power Production Plant |  |  | DEPPT |  | 89841242.3204 | 37605716.4701 | 12258447.4895 | 1518864.0597 | 16861937.2724 | 11649502.3784 | 4230533.6417 | 0 | 0 | 0 | 3403991.0548 | 1643501.6604 | 360562.0512 | 278801.352 | 10534.2674 | 18850.6227 | 0 | 0 | 0 | 0 | 0 | 89841242.3204 | ok
Transmission Plant
Transmission Demand - Base |  | TDEPR | DETRB | PPBDA | 2158363.5699 | 789041.9376 | 260251.0638 | 42595.2986 | 433945.8727 | 348970.0652 | 117986.8168 | 0 | 0 | 0 | 94476.3366 | 39659.3959 | 10658.029 | 19496.5707 | 704.7388 | 577.4443 | 0 | 0 | 0 | 0 | 0 | 2158363.5699 | ok
Transmission Demand - Inter. |  | TDEPR | DETRI | PPWDA | 2034641.3109 | 820441.4658 | 323861.1118 | 32980.8529 | 379810.7129 | 249863.4583 | 95444.3987 | 0 | 0 | 0 | 88441.9002 | 36308.4928 | 7026.8775 | 0 | 14.2298 | 447.8102 | 0 | 0 | 0 | 0 | 0 | 2034641.3109 | ok
Transmission Demand - Peak |  | TDEPR | DETRP | PPSDA | 2089590.6722 | 1020283.2935 | 273120.7132 | 30637.9695 | 365398.2144 | 215815.8508 | 82409.8832 | 0 | 0 | 0 | 55122.7622 | 38962.1362 | 7529.1876 | 0 | 17.6925 | 292.969 | 0 | 0 | 0 | 0 | 0 | 2089590.6722 | ok
Total Transmission Plant |  |  | DETRT |  | 6282595.553 | 2629766.6969 | 857232.8888 | 106214.1211 | 1179154.8 | 814649.3742 | 295841.0988 | 0 | 0 | 0 | 238040.9989 | 114930.025 | 25214.0941 | 19496.5707 | 736.661 | 1318.2235 | 0 | 0 | 0 | 0 | 0 | 6282595.553 | ok
Distribution Poles
Specific |  | TDEPR | DEDPS | NCPL | 0 | 0 | 0 | 0 | 0 | 0 | 0 | 0 | 0 | 0 | 0 | 0 | 0 | 0 | 0 | 0 | 0 | 0 | 0 | 0 | 0 | 0 | ok
Distribution Substation
General |  | TDEPR | DEDSG | NCPS | 2841757.2287 | 1363345.0461 | 386782.9714 | 40308.6721 | 471574.6475 | 377371.4815 | 113064.726 | 0 | 0 | 0 | 0 | 52860.866 | 11935.1724 | 23329.0109 | 839.6022 | 345.0324 | 0 | 0 | 0 | 0 | 0 | 2841757.2287 | ok
Distribution Primary & Secondary Lines
Primary Specific |  | TDEPR | DEDPLS | NCPL | 0 | 0 | 0 | 0 | 0 | 0 | 0 | 0 | 0 | 0 | 0 | 0 | 0 | 0 | 0 | 0 | 0 | 0 | 0 | 0 | 0 | 0 | ok
Primary Demand |  | TDEPR | DEDPLD | NCPL | 4375724.3283 | 2099272.2481 | 595566.5884 | 62067.1025 | 726128.4099 | 581074.8209 | 174096.5299 | 0 | 0 | 0 | 0 | 81394.9113 | 18377.722 | 35921.9006 | 1292.8155 | 531.2792 | 0 | 0 | 0 | 0 | 0 | 4375724.3283 | ok
Primary Customer |  | TDEPR | DEDPLC | Cust08 | 7163442.0564 | 6166799.7955 | 767496.323 | 1507.2591 | 51601.4579 | 1631.3863 | 2872.6585 | 0 | 0 | 0 | 0 | 17.7325 | 35.4649 | 169373.3626 | 301.4518 | 1805.1644 | 0 | 0 | 0 | 0 | 0 | 7163442.0564 | ok
Secondary Demand |  | TDEPR | DEDSLD | SICD | 1458574.7761 | 1009480.2913 | 194582.7802 | 0 | 193989.7096 | 0 | 52053.7843 | 0 | 0 | 0 | 0 | 0 | 0 | 8050.0824 | 299.0688 | 119.0594 | 0 | 0 | 0 | 0 | 0 | 1458574.7761 | ok
Secondary Customer |  | TDEPR | DEDSLC | Cust07 | 2387814.0188 | 2056516.2618 | 255946.1506 | 0 | 17208.1535 | 0 | 957.9797 | 0 | 0 | 0 | 0 | 0 | 0 | 56482.9549 | 100.5287 | 601.9897 | 0 | 0 | 0 | 0 | 0 | 2387814.0188 | ok
Total Distribution Primary & Secondary Lines |  |  | DEDLT |  | 15385555.1795 | 11332068.5966 | 1813591.8422 | 63574.3616 | 988927.7309 | 582706.2071 | 229980.9524 | 0 | 0 | 0 | 0 | 81412.6438 | 18413.1869 | 269828.3004 | 1993.8649 | 3057.4928 | 0 | 0 | 0 | 0 | 0 | 15385555.1795 | ok
Distribution Line Transformers
Demand |  | TDEPR | DEDLTD | SICD | 2063864.4528 | 1428401.5624 | 275332.1186 | 0 | 274492.9313 | 0 | 73655.4319 | 0 | 0 | 0 | 0 | 0 | 0 | 11390.7625 | 423.1785 | 168.4676 | 0 | 0 | 0 | 0 | 0 | 2063864.4528 | ok
Customer |  | TDEPR | DEDLTC | Cust07 | 1603923.8052 | 1381387.0604 | 171922.1516 | 0 | 11558.9266 | 0 | 643.4866 | 0 | 0 | 0 | 0 | 0 | 0 | 37940.2898 | 67.5264 | 404.3638 | 0 | 0 | 0 | 0 | 0 | 1603923.8052 | ok
Total Distribution Line Transformers |  |  | DEDLTT |  | 3667788.2581 | 2809788.6228 | 447254.2702 | 0 | 286051.8579 | 0 | 74298.9185 | 0 | 0 | 0 | 0 | 0 | 0 | 49331.0523 | 490.7049 | 572.8314 | 0 | 0 | 0 | 0 | 0 | 3667788.2581 | ok
Distribution Services
Customer |  | TDEPR | DEDSC | C02 | 743945.4631 | 615387.499 | 102775.7247 | 0 | 21955.2103 | 0 | 1748.3062 | 0 | 0 | 0 | 0 | 0 | 0 | 0 | 301.9472 | 1776.7757 | 0 | 0 | 0 | 0 | 0 | 743945.4631 | ok
Distribution Meters
Customer |  | TDEPR | DEDMC | C03 | 1002493.5168 | 701635.5197 | 208371.0793 | 9507.9732 | 54593.9602 | 10699.7027 | 3279.9849 | 0 | 0 | 0 | 9456.2568 | 859.6597 | 1719.3194 | 0 | 344.2658 | 2025.7951 | 0 | 0 | 0 | 0 | 0 | 1002493.5168 | ok
Distribution Street & Customer Lighting
Customer |  | TDEPR | DEDSCL | C04 | 2204985.3851 | 0 | 0 | 0 | 0 | 0 | 0 | 0 | 0 | 0 | 0 | 0 | 0 | 2204985.3851 | 0 | 0 | 0 | 0 | 0 | 0 | 0 | 2204985.3851 | ok
Customer Accounts Expense
Customer |  | TDEPR | DECAE | C05 | 0 | 0 | 0 | 0 | 0 | 0 | 0 | 0 | 0 | 0 | 0 | 0 | 0 | 0 | 0 | 0 | 0 | 0 | 0 | 0 | 0 | 0 | ok
Customer Service & Info.
Customer |  | TDEPR | DECSI | C05 | 0 | 0 | 0 | 0 | 0 | 0 | 0 | 0 | 0 | 0 | 0 | 0 | 0 | 0 | 0 | 0 | 0 | 0 | 0 | 0 | 0 | 0 | ok
Sales Expense
Customer |  | TDEPR | DESEC | C06 | 0 | 0 | 0 | 0 | 0 | 0 | 0 | 0 | 0 | 0 | 0 | 0 | 0 | 0 | 0 | 0 | 0 | 0 | 0 | 0 | 0 | 0 | ok
Total |  |  | DET |  | 121970362.9047 | 57057708.4512 | 16074456.2662 | 1738469.1877 | 19864195.4793 | 13434929.144 | 4948747.6285 | 0 | 0 | 0 | 3651488.3105 | 1893564.8549 | 417843.8241 | 2845771.6714 | 15241.3133 | 27946.7736 | 0 | 0 | 0 | 0 | 0 | 121970362.9047 | ok
Regulatory Credits
Power Production Plant
Production Demand - Base |  | TRCTN | RCPDB | PPBDA | -1309698.7241 | -478792.004 | -157920.7928 | -25846.9004 | -263319.1014 | -211755.6354 | -71594.6032 | 0 | 0 | 0 | -57328.4034 | -24065.3896 | -6467.3103 | -11830.5526 | -427.6367 | -350.3942 | 0 | 0 | 0 | 0 | 0 | -1309698.7241 | ok
Production Demand - Winter Peak |  | TRCTN | RCPDI | PPWDA | -1234623.8446 | -497845.2916 | -196519.4793 | -20012.8383 | -230469.7934 | -151617.576 | -57915.8252 | 0 | 0 | 0 | -53666.697 | -22032.0559 | -4263.9213 | 0 | -8.6347 | -271.732 | 0 | 0 | 0 | 0 | 0 | -1234623.8446 | ok
Production Demand - Summer Peak |  | TRCTN | RCPDP | PPSDA | -1267967.2115 | -619109.6562 | -165730.1182 | -18591.1726 | -221724.2646 | -130957.4292 | -50006.4588 | 0 | 0 | 0 | -33448.5868 | -23642.2912 | -4568.724 | 0 | -10.7358 | -177.7741 | 0 | 0 | 0 | 0 | 0 | -1267967.2115 | ok
Production Energy |  | TRCTN | RCPEB | E01 | 0 | 0 | 0 | 0 | 0 | 0 | 0 | 0 | 0 | 0 | 0 | 0 | 0 | 0 | 0 | 0 | 0 | 0 | 0 | 0 | 0 | 0 | ok
Production Energy - Not Used |  | TRCTN | RCPEI | E01 | 0 | 0 | 0 | 0 | 0 | 0 | 0 | 0 | 0 | 0 | 0 | 0 | 0 | 0 | 0 | 0 | 0 | 0 | 0 | 0 | 0 | 0 | ok
Production Energy - Not Used |  | TRCTN | RCPEP | E01 | 0 | 0 | 0 | 0 | 0 | 0 | 0 | 0 | 0 | 0 | 0 | 0 | 0 | 0 | 0 | 0 | 0 | 0 | 0 | 0 | 0 | 0 | ok
Total Power Production Plant |  |  | RCPT |  | -3812289.7803 | -1595746.9518 | -520170.3903 | -64450.9112 | -715513.1594 | -494330.6405 | -179516.8872 | 0 | 0 | 0 | -144443.6873 | -69739.7367 | -15299.9556 | -11830.5526 | -447.0072 | -799.9003 | 0 | 0 | 0 | 0 | 0 | -3812289.7803 | ok
Transmission Plant
Transmission Demand - Base |  | TRCTN | RCRB | PPBDA | -2501.001 | -914.3013 | -301.5656 | -49.3572 | -502.8342 | -404.3686 | -136.7171 | 0 | 0 | 0 | -109.4743 | -45.9553 | -12.35 | -22.5916 | -0.81662 | -0.66911 | 0 | 0 | 0 | 0 | 0 | -2501.001 | ok
Transmission Demand - Inter. |  | TRCTN | RCRI | PPWDA | -2357.638 | -950.6855 | -375.2737 | -38.2165 | -440.1052 | -289.529 | -110.5961 | 0 | 0 | 0 | -102.4819 | -42.0724 | -8.1424 | 0 | -0.016489 | -0.5189 | 0 | 0 | 0 | 0 | 0 | -2357.638 | ok
Transmission Demand - Peak |  | TRCTN | RCRP | PPSDA | -2421.3105 | -1182.252 | -316.4783 | -35.5017 | -423.4047 | -250.0763 | -95.4923 | 0 | 0 | 0 | -63.8734 | -45.1473 | -8.7244 | 0 | -0.020501 | -0.33948 | 0 | 0 | 0 | 0 | 0 | -2421.3105 | ok
Total Transmission Plant |  |  | RCRT |  | -7279.9496 | -3047.2388 | -993.3175 | -123.0755 | -1366.3441 | -943.9739 | -342.8055 | 0 | 0 | 0 | -275.8297 | -133.175 | -29.2168 | -22.5916 | -0.85361 | -1.5275 | 0 | 0 | 0 | 0 | 0 | -7279.9496 | ok
Distribution Poles
Specific |  | TRCTN | RCPS | NCPL | 0 | 0 | 0 | 0 | 0 | 0 | 0 | 0 | 0 | 0 | 0 | 0 | 0 | 0 | 0 | 0 | 0 | 0 | 0 | 0 | 0 | 0 | ok
Distribution Substation
General |  | TRCTN | RCSG | NCPS | -4243.1721 | -2035.6798 | -577.5253 | -60.1869 | -704.1321 | -563.4725 | -168.8227 | 0 | 0 | 0 | 0 | -78.9292 | -17.821 | -34.8337 | -1.2537 | -0.51519 | 0 | 0 | 0 | 0 | 0 | -4243.1721 | ok
Distribution Primary & Secondary Lines
Primary Specific |  | TRCTN | RCPLS | NCPL | 0 | 0 | 0 | 0 | 0 | 0 | 0 | 0 | 0 | 0 | 0 | 0 | 0 | 0 | 0 | 0 | 0 | 0 | 0 | 0 | 0 | 0 | ok
Primary Demand |  | TRCTN | RCPLD | NCPL | -6533.6164 | -3134.5301 | -889.2707 | -92.6755 | -1084.2192 | -867.6323 | -259.9524 | 0 | 0 | 0 | 0 | -121.5349 | -27.4407 | -53.6368 | -1.9304 | -0.79328 | 0 | 0 | 0 | 0 | 0 | -6533.6164 | ok
Primary Customer |  | TRCTN | RCPLC | Cust08 | -10696.0994 | -9207.9622 | -1145.9878 | -2.2506 | -77.0488 | -2.4359 | -4.2893 | 0 | 0 | 0 | 0 | -0.026477 | -0.052954 | -252.9 | -0.45011 | -2.6954 | 0 | 0 | 0 | 0 | 0 | -10696.0994 | ok
Secondary Demand |  | TRCTN | RCSLD | SICD | -2177.8721 | -1507.3063 | -290.5414 | 0 | -289.6559 | 0 | -77.7242 | 0 | 0 | 0 | 0 | 0 | 0 | -12.02 | -0.44655 | -0.17777 | 0 | 0 | 0 | 0 | 0 | -2177.8721 | ok
Secondary Customer |  | TRCTN | RCSLC | Cust07 | -3565.3665 | -3070.689 | -382.1662 | 0 | -25.6944 | 0 | -1.4304 | 0 | 0 | 0 | 0 | 0 | 0 | -84.3376 | -0.1501 | -0.89886 | 0 | 0 | 0 | 0 | 0 | -3565.3665 | ok
Total Distribution Primary & Secondary Lines |  |  | RCLT |  | -22972.9544 | -16920.4876 | -2707.9662 | -94.9261 | -1476.6183 | -870.0683 | -343.3962 | 0 | 0 | 0 | 0 | -121.5614 | -27.4937 | -402.8943 | -2.9771 | -4.5653 | 0 | 0 | 0 | 0 | 0 | -22972.9544 | ok
Distribution Line Transformers
Demand |  | TRCTN | RCLTD | SICD | -3081.6609 | -2132.819 | -411.1124 | 0 | -409.8593 | 0 | -109.9787 | 0 | 0 | 0 | 0 | 0 | 0 | -17.0081 | -0.63187 | -0.25155 | 0 | 0 | 0 | 0 | 0 | -3081.6609 | ok
Customer |  | TRCTN | RCLTC | Cust07 | -2394.9002 | -2062.6192 | -256.7057 | 0 | -17.2592 | 0 | -0.96082 | 0 | 0 | 0 | 0 | 0 | 0 | -56.6506 | -0.10083 | -0.60378 | 0 | 0 | 0 | 0 | 0 | -2394.9002 | ok
Total Distribution Line Transformers |  |  | RCLTT |  | -5476.5611 | -4195.4382 | -667.8181 | 0 | -427.1186 | 0 | -110.9395 | 0 | 0 | 0 | 0 | 0 | 0 | -73.6587 | -0.7327 | -0.85532 | 0 | 0 | 0 | 0 | 0 | -5476.5611 | ok
Distribution Services
Customer |  | TRCTN | RCSC | C02 | -1110.8228 | -918.8664 | -153.4597 | 0 | -32.7824 | 0 | -2.6105 | 0 | 0 | 0 | 0 | 0 | 0 | 0 | -0.45085 | -2.653 | 0 | 0 | 0 | 0 | 0 | -1110.8228 | ok
[5 empty] | -481.116 | -282.9775 | -81.1835 | 0 | -86.6062 | 0 | -1.6618 | 0 | -26.8876 | 0 | 0 | 0 | 0 | 0 | -0.14049 | -0.66586 | 0 | -0.99302 |  |  |  | -482.109
Distribution Meters
Customer |  | TRCTN | RCMC | C03 | -1496.874 | -1047.6477 | -311.1294 | -14.1968 | -81.517 | -15.9763 | -4.8975 | 0 | 0 | 0 | -14.1196 | -1.2836 | -2.5672 | 0 | -0.51404 | -3.0248 | 0 | 0 | 0 | 0 | 0 | -1496.874 | ok
Distribution Street & Customer Lighting
Customer |  | TRCTN | RCSCL | C04 | -3292.3757 | 0 | 0 | 0 | 0 | 0 | 0 | 0 | 0 | 0 | 0 | 0 | 0 | -3292.3757 | 0 | 0 | 0 | 0 | 0 | 0 | 0 | -3292.3757 | ok
Customer Accounts Expense
Customer |  | TRCTN | RCCAE | C05 | 0 | 0 | 0 | 0 | 0 | 0 | 0 | 0 | 0 | 0 | 0 | 0 | 0 | 0 | 0 | 0 | 0 | 0 | 0 | 0 | 0 | 0 | ok
Customer Service & Info.
Customer |  | TRCTN | RCCSI | C05 | 0 | 0 | 0 | 0 | 0 | 0 | 0 | 0 | 0 | 0 | 0 | 0 | 0 | 0 | 0 | 0 | 0 | 0 | 0 | 0 | 0 | 0 | ok
Sales Expense
Customer |  | TRCTN | RCSEC | C06 | 0 | 0 | 0 | 0 | 0 | 0 | 0 | 0 | 0 | 0 | 0 | 0 | 0 | 0 | 0 | 0 | 0 | 0 | 0 | 0 | 0 | 0 | ok
Total |  |  | RCT |  | -3858162.49 | -1623912.3102 | -525581.6065 | -64743.2966 | -719601.6719 | -496724.1315 | -180490.3592 | 0 | 0 | 0 | -144733.6366 | -70074.6859 | -15377.0543 | -15656.9068 | -453.7892 | -813.0414 | 0 | 0 | 0 | 0 | 0 | -3858162.49 | ok
Accretion Expenses
Power Production Plant
Production Demand - Base |  | TACRTN | ACRPDB | PPBDA | 555295.0199 | 203001.5075 | 66956.3375 | 10958.7455 | 111643.833 | 89781.6021 | 30355.1694 | 0 | 0 | 0 | 24306.4885 | 10203.4084 | 2742.0544 | 5015.9986 | 181.3123 | 148.5625 | 0 | 0 | 0 | 0 | 0 | 555295.0199 | ok
Production Demand - Winter Peak |  | TACRTN | ACRPDI | PPWDA | 523464.2592 | 211079.8507 | 83321.6725 | 8485.18 | 97716.1588 | 64283.8565 | 24555.5476 | 0 | 0 | 0 | 22753.9731 | 9341.3017 | 1807.8465 | 0 | 3.661 | 115.2108 | 0 | 0 | 0 | 0 | 0 | 523464.2592 | ok
Production Demand - Summer Peak |  | TACRTN | ACRPDP | PPSDA | 537601.4079 | 262494.3451 | 70267.3887 | 7882.4125 | 94008.1697 | 55524.2262 | 21202.0803 | 0 | 0 | 0 | 14181.7605 | 10024.0203 | 1937.0788 | 0 | 4.5518 | 75.3739 | 0 | 0 | 0 | 0 | 0 | 537601.4079 | ok
Production Energy |  | TACRTN | ACRPEB | E01 | 0 | 0 | 0 | 0 | 0 | 0 | 0 | 0 | 0 | 0 | 0 | 0 | 0 | 0 | 0 | 0 | 0 | 0 | 0 | 0 | 0 | 0 | ok
Production Energy - Not Used |  | TACRTN | ACRPEI | E01 | 0 | 0 | 0 | 0 | 0 | 0 | 0 | 0 | 0 | 0 | 0 | 0 | 0 | 0 | 0 | 0 | 0 | 0 | 0 | 0 | 0 | 0 | ok
Production Energy - Not Used |  | TACRTN | ACRPEP | E01 | 0 | 0 | 0 | 0 | 0 | 0 | 0 | 0 | 0 | 0 | 0 | 0 | 0 | 0 | 0 | 0 | 0 | 0 | 0 | 0 | 0 | 0 | ok
Total Power Production Plant |  |  | ACRPT |  | 1616360.6869 | 676575.7033 | 220545.3987 | 27326.338 | 303368.1615 | 209589.6849 | 76112.7973 | 0 | 0 | 0 | 61242.2221 | 29568.7304 | 6486.9798 | 5015.9986 | 189.5252 | 339.1472 | 0 | 0 | 0 | 0 | 0 | 1616360.6869 | ok
Transmission Plant
Transmission Demand - Base |  | TACRTN | ACRRB | PPBDA | 1485.9501 | 543.2249 | 179.1728 | 29.3252 | 298.755 | 240.2524 | 81.2294 | 0 | 0 | 0 | 65.0433 | 27.304 | 7.3376 | 13.4226 | 0.48519 | 0.39755 | 0 | 0 | 0 | 0 | 0 | 1485.9501 | ok
Transmission Demand - Inter. |  | TACRTN | ACRRI | PPWDA | 1400.772 | 564.8423 | 222.9659 | 22.706 | 261.485 | 172.0214 | 65.7098 | 0 | 0 | 0 | 60.8888 | 24.997 | 4.8377 | 0 | 0.0097967 | 0.3083 | 0 | 0 | 0 | 0 | 0 | 1400.772 | ok
Transmission Demand - Peak |  | TACRTN | ACRRP | PPSDA | 1438.6026 | 702.4257 | 188.0331 | 21.0931 | 251.5626 | 148.5809 | 56.736 | 0 | 0 | 0 | 37.9499 | 26.8239 | 5.1836 | 0 | 0.012181 | 0.2017 | 0 | 0 | 0 | 0 | 0 | 1438.6026 | ok
Total Transmission Plant |  |  | ACRRT |  | 4325.3247 | 1810.4929 | 590.1718 | 73.1243 | 811.8026 | 560.8547 | 203.6752 | 0 | 0 | 0 | 163.882 | 79.1249 | 17.3589 | 13.4226 | 0.50716 | 0.90755 | 0 | 0 | 0 | 0 | 0 | 4325.3247 | ok
Distribution Poles
Specific |  | TACRTN | ACRPS | NCPL | 0 | 0 | 0 | 0 | 0 | 0 | 0 | 0 | 0 | 0 | 0 | 0 | 0 | 0 | 0 | 0 | 0 | 0 | 0 | 0 | 0 | 0 | ok
Distribution Substation
General |  | TACRTN | ACRSG | NCPS | 3388.9942 | 1625.8843 | 461.2657 | 48.0709 | 562.3857 | 450.0419 | 134.8376 | 0 | 0 | 0 | 0 | 63.0403 | 14.2335 | 27.8215 | 1.0013 | 0.41148 | 0 | 0 | 0 | 0 | 0 | 3388.9942 | ok
Distribution Primary & Secondary Lines
Primary Specific |  | TACRTN | ACRPLS | NCPL | 0 | 0 | 0 | 0 | 0 | 0 | 0 | 0 | 0 | 0 | 0 | 0 | 0 | 0 | 0 | 0 | 0 | 0 | 0 | 0 | 0 | 0 | ok
Primary Demand |  | TACRTN | ACRPLD | NCPL | 5218.3572 | 2503.5289 | 710.2548 | 74.0194 | 865.9589 | 692.9724 | 207.6223 | 0 | 0 | 0 | 0 | 97.0691 | 21.9167 | 42.8394 | 1.5418 | 0.63359 | 0 | 0 | 0 | 0 | 0 | 5218.3572 | ok
Primary Customer |  | TACRTN | ACRPLC | Cust08 | 8542.9056 | 7354.34 | 915.293 | 1.7975 | 61.5383 | 1.9455 | 3.4258 | 0 | 0 | 0 | 0 | 0.021147 | 0.042294 | 201.9896 | 0.3595 | 2.1528 | 0 | 0 | 0 | 0 | 0 | 8542.9056 | ok
Secondary Demand |  | TACRTN | ACRSLD | SICD | 1739.4524 | 1203.8758 | 232.0536 | 0 | 231.3463 | 0 | 62.0778 | 0 | 0 | 0 | 0 | 0 | 0 | 9.6003 | 0.35666 | 0.14199 | 0 | 0 | 0 | 0 | 0 | 1739.4524 | ok
Secondary Customer |  | TACRTN | ACRSLC | Cust07 | 2847.6352 | 2452.5394 | 305.2337 | 0 | 20.5219 | 0 | 1.1425 | 0 | 0 | 0 | 0 | 0 | 0 | 67.3599 | 0.11989 | 0.71791 | 0 | 0 | 0 | 0 | 0 | 2847.6352 | ok
Total Distribution Primary & Secondary Lines |  |  | ACRLT |  | 18348.3504 | 13514.2842 | 2162.8351 | 75.8169 | 1179.3655 | 694.9179 | 274.2684 | 0 | 0 | 0 | 0 | 97.0903 | 21.959 | 321.7891 | 2.3778 | 3.6463 | 0 | 0 | 0 | 0 | 0 | 18348.3504 | ok
Distribution Line Transformers
Demand |  | TACRTN | ACRLTD | SICD | 2461.3027 | 1703.4687 | 328.3528 | 0 | 327.352 | 0 | 87.8393 | 0 | 0 | 0 | 0 | 0 | 0 | 13.5843 | 0.50467 | 0.20091 | 0 | 0 | 0 | 0 | 0 | 2461.3027 | ok
Customer |  | TACRTN | ACRLTC | Cust07 | 1912.7913 | 1647.4007 | 205.0292 | 0 | 13.7848 | 0 | 0.7674 | 0 | 0 | 0 | 0 | 0 | 0 | 45.2464 | 0.08053 | 0.48223 | 0 | 0 | 0 | 0 | 0 | 1912.7913 | ok
Total Distribution Line Transformers |  |  | ACRLTT |  | 4374.094 | 3350.8694 | 533.382 | 0 | 341.1368 | 0 | 88.6067 | 0 | 0 | 0 | 0 | 0 | 0 | 58.8307 | 0.5852 | 0.68314 | 0 | 0 | 0 | 0 | 0 | 4374.094 | ok
Distribution Services
Customer |  | TACRTN | ACRSC | C02 | 887.207 | 733.8926 | 122.5672 | 0 | 26.1831 | 0 | 2.085 | 0 | 0 | 0 | 0 | 0 | 0 | 0 | 0.36009 | 2.1189 | 0 | 0 | 0 | 0 | 0 | 887.207 | ok
Distribution Meters
Customer |  | TACRTN | ACRMC | C03 | 1195.5436 | 836.7494 | 248.4971 | 11.3389 | 65.1071 | 12.7601 | 3.9116 | 0 | 0 | 0 | 11.2772 | 1.0252 | 2.0504 | 0 | 0.41056 | 2.4159 | 0 | 0 | 0 | 0 | 0 | 1195.5436 | ok
Distribution Street & Customer Lighting
Customer |  | TACRTN | ACRSCL | C04 | 2629.5993 | 0 | 0 | 0 | 0 | 0 | 0 | 0 | 0 | 0 | 0 | 0 | 0 | 2629.5993 | 0 | 0 | 0 | 0 | 0 | 0 | 0 | 2629.5993 | ok
Customer Accounts Expense
Customer |  | TACRTN | ACRCAE | C05 | 0 | 0 | 0 | 0 | 0 | 0 | 0 | 0 | 0 | 0 | 0 | 0 | 0 | 0 | 0 | 0 | 0 | 0 | 0 | 0 | 0 | 0 | ok
Customer Service & Info.
Customer |  | TACRTN | ACRCSI | C05 | 0 | 0 | 0 | 0 | 0 | 0 | 0 | 0 | 0 | 0 | 0 | 0 | 0 | 0 | 0 | 0 | 0 | 0 | 0 | 0 | 0 | 0 | ok
Sales Expense
Customer |  | TACRTN | ACRSEC | C06 | 0 | 0 | 0 | 0 | 0 | 0 | 0 | 0 | 0 | 0 | 0 | 0 | 0 | 0 | 0 | 0 | 0 | 0 | 0 | 0 | 0 | 0 | ok
Total |  |  | ACRT |  | 1651509.8 | 698447.8761 | 224664.1176 | 27534.689 | 306354.1424 | 211308.2595 | 76820.1817 | 0 | 0 | 0 | 61417.3814 | 29809.011 | 6542.5817 | 8067.4618 | 194.7673 | 349.3305 | 0 | 0 | 0 | 0 | 0 | 1651509.8 | ok
Property and Other Taxes
Power Production Plant
Production Demand - Base |  | PTAX | PTPPDB | PPBDA | 4994629.7588 | 1825907.5522 | 602242.2386 | 98569.0033 | 1004186.2269 | 807545.2611 | 273031.1402 | 0 | 0 | 0 | 218625.9667 | 91775.0845 | 24663.5504 | 45116.6586 | 1630.8231 | 1336.2533 | 0 | 0 | 0 | 0 | 0 | 4994629.7588 | ok
Production Demand - Winter Peak |  | PTAX | PTPPDI | PPWDA | 4708326.3364 | 1898568.6273 | 749441.09 | 76320.3901 | 878913.0412 | 578204.4701 | 220866.1418 | 0 | 0 | 0 | 204661.7876 | 84020.8208 | 16260.769 | 0 | 32.929 | 1036.2694 | 0 | 0 | 0 | 0 | 0 | 4708326.3364 | ok
Production Demand - Summer Peak |  | PTAX | PTPPDP | PPSDA | 4835483.6509 | 2361018.9549 | 632023.6594 | 70898.7663 | 845561.3415 | 499415.5228 | 190703.2072 | 0 | 0 | 0 | 127558.5782 | 90161.5686 | 17423.1558 | 0 | 40.9418 | 677.9543 | 0 | 0 | 0 | 0 | 0 | 4835483.6509 | ok
Production Energy |  | PTAX | PTPPEB | E01 | 0 | 0 | 0 | 0 | 0 | 0 | 0 | 0 | 0 | 0 | 0 | 0 | 0 | 0 | 0 | 0 | 0 | 0 | 0 | 0 | 0 | 0 | ok
Production Energy - Not Used |  | PTAX | PTPPEI | E01 | 0 | 0 | 0 | 0 | 0 | 0 | 0 | 0 | 0 | 0 | 0 | 0 | 0 | 0 | 0 | 0 | 0 | 0 | 0 | 0 | 0 | 0 | ok
Production Energy - Not Used |  | PTAX | PTPPEP | E01 | 0 | 0 | 0 | 0 | 0 | 0 | 0 | 0 | 0 | 0 | 0 | 0 | 0 | 0 | 0 | 0 | 0 | 0 | 0 | 0 | 0 | 0 | ok
Total Power Production Plant |  |  | PTPPT |  | 14538439.7461 | 6085495.1344 | 1983706.9881 | 245788.1597 | 2728660.6096 | 1885165.254 | 684600.4892 | 0 | 0 | 0 | 550846.3326 | 265957.4739 | 58347.4752 | 45116.6586 | 1704.6938 | 3050.477 | 0 | 0 | 0 | 0 | 0 | 14538439.7461 | ok
Transmission Plant
Transmission Demand - Base |  | PTAX | PTTRB | PPBDA | 536280.1211 | 196050.152 | 64663.5599 | 10583.4866 | 107820.827 | 86707.2218 | 29315.7211 | 0 | 0 | 0 | 23474.1644 | 9854.0144 | 2648.1586 | 4844.2364 | 175.1037 | 143.4753 | 0 | 0 | 0 | 0 | 0 | 536280.1211 | ok
Transmission Demand - Inter. |  | PTAX | PTTRI | PPWDA | 505539.3372 | 203851.8694 | 80468.4988 | 8194.623 | 94370.0764 | 62082.5924 | 23714.695 | 0 | 0 | 0 | 21974.8117 | 9021.4286 | 1745.9407 | 0 | 3.5356 | 111.2656 | 0 | 0 | 0 | 0 | 0 | 505539.3372 | ok
Transmission Demand - Peak |  | PTAX | PTTRP | PPSDA | 519192.3893 | 253505.7837 | 67861.2312 | 7612.496 | 90789.0596 | 53622.917 | 20476.0601 | 0 | 0 | 0 | 13696.1363 | 9680.769 | 1870.7477 | 0 | 4.396 | 72.7929 | 0 | 0 | 0 | 0 | 0 | 519192.3893 | ok
Total Transmission Plant |  |  | PTTRT |  | 1561011.8476 | 653407.8051 | 212993.2898 | 26390.6056 | 292979.9631 | 202412.7312 | 73506.4762 | 0 | 0 | 0 | 59145.1123 | 28556.212 | 6264.847 | 4844.2364 | 183.0353 | 327.5338 | 0 | 0 | 0 | 0 | 0 | 1561011.8476 | ok
Distribution Poles
Specific |  | PTAX | PTDPS | NCPL | 0 | 0 | 0 | 0 | 0 | 0 | 0 | 0 | 0 | 0 | 0 | 0 | 0 | 0 | 0 | 0 | 0 | 0 | 0 | 0 | 0 | 0 | ok
Distribution Substation
General |  | PTAX | PTDSG | NCPS | 640019.9945 | 307052.2985 | 87111.1834 | 9078.3111 | 106207.9478 | 84991.5296 | 25464.415 | 0 | 0 | 0 | 0 | 11905.3137 | 2688.0371 | 5254.1552 | 189.095 | 77.7081 | 0 | 0 | 0 | 0 | 0 | 640019.9945 | ok
Distribution Primary & Secondary Lines
Primary Specific |  | PTAX | PTDPLS | NCPL | 0 | 0 | 0 | 0 | 0 | 0 | 0 | 0 | 0 | 0 | 0 | 0 | 0 | 0 | 0 | 0 | 0 | 0 | 0 | 0 | 0 | 0 | ok
Primary Demand |  | PTAX | PTDPLD | NCPL | 985499.7577 | 472797.6757 | 134133.3879 | 13978.7404 | 163538.4952 | 130869.5549 | 39209.9856 | 0 | 0 | 0 | 0 | 18331.7456 | 4139.0269 | 8090.3233 | 291.1677 | 119.6546 | 0 | 0 | 0 | 0 | 0 | 985499.7577 | ok
Primary Customer |  | PTAX | PTDPLC | Cust08 | 1613348.9867 | 1388885.4161 | 172855.3683 | 339.4646 | 11621.67 | 367.4205 | 646.9796 | 0 | 0 | 0 | 0 | 3.9937 | 7.9874 | 38146.2348 | 67.8929 | 406.5588 | 0 | 0 | 0 | 0 | 0 | 1613348.9867 | ok
Secondary Demand |  | PTAX | PTDSLD | SICD | 328499.9192 | 227354.9492 | 43823.8948 | 0 | 43690.3236 | 0 | 11723.5429 | 0 | 0 | 0 | 0 | 0 | 0 | 1813.0379 | 67.3562 | 26.8145 | 0 | 0 | 0 | 0 | 0 | 328499.9192 | ok
Secondary Customer |  | PTAX | PTDSLC | Cust07 | 537782.9956 | 463168.181 | 57644.1408 | 0 | 3875.6169 | 0 | 215.756 | 0 | 0 | 0 | 0 | 0 | 0 | 12721.0798 | 22.6411 | 135.58 | 0 | 0 | 0 | 0 | 0 | 537782.9956 | ok
Total Distribution Primary & Secondary Lines |  |  | PTDLT |  | 3465131.6593 | 2552206.2221 | 408456.7919 | 14318.205 | 222726.1057 | 131236.9754 | 51796.2641 | 0 | 0 | 0 | 0 | 18335.7393 | 4147.0143 | 60770.6758 | 449.0579 | 688.6079 | 0 | 0 | 0 | 0 | 0 | 3465131.6593 | ok
Distribution Line Transformers
Demand |  | PTAX | PTDLTD | SICD | 464823.1391 | 321704.3141 | 62010.2447 | 0 | 61821.2431 | 0 | 16588.6616 | 0 | 0 | 0 | 0 | 0 | 0 | 2565.4252 | 95.3082 | 37.9422 | 0 | 0 | 0 | 0 | 0 | 464823.1391 | ok
Customer |  | PTAX | PTDLTC | Cust07 | 361235.3985 | 311115.7174 | 38720.2726 | 0 | 2603.2991 | 0 | 144.9259 | 0 | 0 | 0 | 0 | 0 | 0 | 8544.9045 | 15.2083 | 91.0707 | 0 | 0 | 0 | 0 | 0 | 361235.3985 | ok
Total Distribution Line Transformers |  |  | PTDLTT |  | 826058.5376 | 632820.0315 | 100730.5173 | 0 | 64424.5422 | 0 | 16733.5876 | 0 | 0 | 0 | 0 | 0 | 0 | 11110.3297 | 110.5165 | 129.013 | 0 | 0 | 0 | 0 | 0 | 826058.5376 | ok
Distribution Services
Customer |  | PTAX | PTDSC | C02 | 167551.2484 | 138597.4494 | 23147.1281 | 0 | 4944.7481 | 0 | 393.7532 | 0 | 0 | 0 | 0 | 0 | 0 | 0 | 68.0045 | 400.1651 | 0 | 0 | 0 | 0 | 0 | 167551.2484 | ok
Distribution Meters
Customer |  | PTAX | PTDMC | C03 | 225781.3893 | 158022.2114 | 46929.2928 | 2141.3838 | 12295.6408 | 2409.7849 | 738.7175 | 0 | 0 | 0 | 2129.7363 | 193.6124 | 387.2248 | 0 | 77.5355 | 456.2492 | 0 | 0 | 0 | 0 | 0 | 225781.3893 | ok
Distribution Street & Customer Lighting
Customer |  | PTAX | PTDSCL | C04 | 496606.3673 | 0 | 0 | 0 | 0 | 0 | 0 | 0 | 0 | 0 | 0 | 0 | 0 | 496606.3673 | 0 | 0 | 0 | 0 | 0 | 0 | 0 | 496606.3673 | ok
Customer Accounts Expense
Customer |  | PTAX | PTCAE | C05 | 0 | 0 | 0 | 0 | 0 | 0 | 0 | 0 | 0 | 0 | 0 | 0 | 0 | 0 | 0 | 0 | 0 | 0 | 0 | 0 | 0 | 0 | ok
Customer Service & Info.
Customer |  | PTAX | PTCSI | C05 | 0 | 0 | 0 | 0 | 0 | 0 | 0 | 0 | 0 | 0 | 0 | 0 | 0 | 0 | 0 | 0 | 0 | 0 | 0 | 0 | 0 | 0 | ok
Sales Expense
Customer |  | PTAX | PTSEC | C06 | 0 | 0 | 0 | 0 | 0 | 0 | 0 | 0 | 0 | 0 | 0 | 0 | 0 | 0 | 0 | 0 | 0 | 0 | 0 | 0 | 0 | 0 | ok
Total |  |  | PTT |  | 21920600.79 | 10527601.1523 | 2863075.1914 | 297716.6652 | 3432239.5572 | 2306216.2751 | 853233.7027 | 0 | 0 | 0 | 612121.1811 | 324948.3514 | 71834.5983 | 623702.423 | 2781.9384 | 5129.7541 | 0 | 0 | 0 | 0 | 0 | 21920600.79 | ok
Amortization of ITC
Power Production Plant
Production Demand - Base |  | OTAX | OTPPDB | PPBDA | -606419.0383 | -221691.1273 | -73120.7671 | -11967.6779 | -121922.4798 | -98047.4718 | -33149.8608 | 0 | 0 | 0 | -26544.2996 | -11142.7996 | -2994.5055 | -5477.8036 | -198.0051 | -162.2401 | 0 | 0 | 0 | 0 | 0 | -606419.0383 | ok
Production Demand - Winter Peak |  | OTAX | OTPPDI | PPWDA | -571657.7338 | -230513.2146 | -90992.7997 | -9266.3801 | -106712.5347 | -70202.2403 | -26816.2887 | 0 | 0 | 0 | -24848.8497 | -10201.3218 | -1974.2885 | 0 | -3.998 | -125.8178 | 0 | 0 | 0 | 0 | 0 | -571657.7338 | ok
Production Demand - Summer Peak |  | OTAX | OTPPDP | PPSDA | -587096.439 | -286661.2568 | -76736.6548 | -8608.1179 | -102663.1643 | -60636.1424 | -23154.0797 | 0 | 0 | 0 | -15487.4243 | -10946.8958 | -2115.4187 | 0 | -4.9709 | -82.3133 | 0 | 0 | 0 | 0 | 0 | -587096.439 | ok
Production Energy |  | OTAX | OTPPEB | E01 | 0 | 0 | 0 | 0 | 0 | 0 | 0 | 0 | 0 | 0 | 0 | 0 | 0 | 0 | 0 | 0 | 0 | 0 | 0 | 0 | 0 | 0 | ok
Production Energy - Not Used |  | OTAX | OTPPEI | E01 | 0 | 0 | 0 | 0 | 0 | 0 | 0 | 0 | 0 | 0 | 0 | 0 | 0 | 0 | 0 | 0 | 0 | 0 | 0 | 0 | 0 | 0 | ok
Production Energy - Not Used |  | OTAX | OTPPEP | E01 | 0 | 0 | 0 | 0 | 0 | 0 | 0 | 0 | 0 | 0 | 0 | 0 | 0 | 0 | 0 | 0 | 0 | 0 | 0 | 0 | 0 | 0 | ok
Total Power Production Plant |  |  | OTPPT |  | -1765173.2111 | -738865.5987 | -240850.2216 | -29842.1758 | -331298.1788 | -228885.8545 | -83120.2292 | 0 | 0 | 0 | -66880.5736 | -32291.0172 | -7084.2127 | -5477.8036 | -206.9741 | -370.3713 | 0 | 0 | 0 | 0 | 0 | -1765173.2111 | ok
Transmission Plant
Transmission Demand - Base |  | OTAX | OTTRB | PPBDA | -65112.0285 | -23803.2748 | -7851.0752 | -1284.9857 | -13090.9808 | -10527.489 | -3559.3452 | 0 | 0 | 0 | -2850.0972 | -1196.4174 | -321.5241 | -588.1591 | -21.2601 | -17.4199 | 0 | 0 | 0 | 0 | 0 | -65112.0285 | ok
Transmission Demand - Inter. |  | OTAX | OTTRI | PPWDA | -61379.6605 | -24750.5142 | -9770.0194 | -994.9437 | -11457.8685 | -7537.7091 | -2879.301 | 0 | 0 | 0 | -2668.0544 | -1095.3297 | -211.982 | 0 | -0.42928 | -13.5092 | 0 | 0 | 0 | 0 | 0 | -61379.6605 | ok
Transmission Demand - Peak |  | OTAX | OTTRP | PPSDA | -63037.335 | -30779.2051 | -8239.3179 | -924.2652 | -11023.0822 | -6510.5842 | -2486.0847 | 0 | 0 | 0 | -1662.9056 | -1175.3829 | -227.1354 | 0 | -0.53373 | -8.8381 | 0 | 0 | 0 | 0 | 0 | -63037.335 | ok
Total Transmission Plant |  |  | OTTRT |  | -189529.024 | -79332.994 | -25860.4125 | -3204.1946 | -35571.9315 | -24575.7823 | -8924.7309 | 0 | 0 | 0 | -7181.0572 | -3467.13 | -760.6415 | -588.1591 | -22.2231 | -39.7673 | 0 | 0 | 0 | 0 | 0 | -189529.024 | ok
Distribution Poles
Specific |  | OTAX | OTDPS | NCPL | 0 | 0 | 0 | 0 | 0 | 0 | 0 | 0 | 0 | 0 | 0 | 0 | 0 | 0 | 0 | 0 | 0 | 0 | 0 | 0 | 0 | 0 | ok
Distribution Substation
General |  | OTAX | OTDSG | NCPS | -77707.5235 | -37280.513 | -10576.5357 | -1102.236 | -12895.1543 | -10319.1796 | -3091.7419 | 0 | 0 | 0 | 0 | -1445.4743 | -326.3659 | -637.9291 | -22.9588 | -9.4349 | 0 | 0 | 0 | 0 | 0 | -77707.5235 | ok
Distribution Primary & Secondary Lines
Primary Specific |  | OTAX | OTDPLS | NCPL | 0 | 0 | 0 | 0 | 0 | 0 | 0 | 0 | 0 | 0 | 0 | 0 | 0 | 0 | 0 | 0 | 0 | 0 | 0 | 0 | 0 | 0 | ok
Primary Demand |  | OTAX | OTDPLD | NCPL | -119653.6769 | -57404.3574 | -16285.6996 | -1697.2178 | -19855.8976 | -15889.4239 | -4760.6495 | 0 | 0 | 0 | 0 | -2225.7345 | -502.5367 | -982.2802 | -35.3519 | -14.5278 | 0 | 0 | 0 | 0 | 0 | -119653.6769 | ok
Primary Customer |  | OTAX | OTDPLC | Cust08 | -195883.4965 | -168630.4289 | -20987.0984 | -41.2158 | -1411.0359 | -44.6101 | -78.5525 | 0 | 0 | 0 | 0 | -0.48489 | -0.96978 | -4631.4951 | -8.2432 | -49.362 | 0 | 0 | 0 | 0 | 0 | -195883.4965 | ok
Secondary Demand |  | OTAX | OTDSLD | SICD | -39884.559 | -27604.1221 | -5320.8437 | 0 | -5304.6262 | 0 | -1423.4047 | 0 | 0 | 0 | 0 | 0 | 0 | -220.1286 | -8.178 | -3.2557 | 0 | 0 | 0 | 0 | 0 | -39884.559 | ok
Secondary Customer |  | OTAX | OTDSLC | Cust07 | -65294.4988 | -56235.1999 | -6998.818 | 0 | -470.555 | 0 | -26.1958 | 0 | 0 | 0 | 0 | 0 | 0 | -1544.5199 | -2.7489 | -16.4613 | 0 | 0 | 0 | 0 | 0 | -65294.4988 | ok
Total Distribution Primary & Secondary Lines |  |  | OTDLT |  | -420716.2312 | -309874.1083 | -49592.4597 | -1738.4336 | -27042.1147 | -15934.034 | -6288.8026 | 0 | 0 | 0 | 0 | -2226.2194 | -503.5065 | -7378.4237 | -54.522 | -83.6068 | 0 | 0 | 0 | 0 | 0 | -420716.2312 | ok
Distribution Line Transformers
Demand |  | OTAX | OTDLTD | SICD | -56436.1353 | -39059.4759 | -7528.925 | 0 | -7505.9775 | 0 | -2014.0993 | 0 | 0 | 0 | 0 | 0 | 0 | -311.4791 | -11.5718 | -4.6067 | 0 | 0 | 0 | 0 | 0 | -56436.1353 | ok
Customer |  | OTAX | OTDLTC | Cust07 | -43859.1114 | -37773.8698 | -4701.1914 | 0 | -316.0775 | 0 | -17.5961 | 0 | 0 | 0 | 0 | 0 | 0 | -1037.4728 | -1.8465 | -11.0573 | 0 | 0 | 0 | 0 | 0 | -43859.1114 | ok
Total Distribution Line Transformers |  |  | OTDLTT |  | -100295.2467 | -76833.3457 | -12230.1164 | 0 | -7822.0551 | 0 | -2031.6954 | 0 | 0 | 0 | 0 | 0 | 0 | -1348.9519 | -13.4183 | -15.664 | 0 | 0 | 0 | 0 | 0 | -100295.2467 | ok
Distribution Services
Customer |  | OTAX | OTDSC | C02 | -20343.1029 | -16827.7002 | -2810.3903 | 0 | -600.3627 | 0 | -47.8072 | 0 | 0 | 0 | 0 | 0 | 0 | 0 | -8.2567 | -48.5857 | 0 | 0 | 0 | 0 | 0 | -20343.1029 | ok
Distribution Meters
Customer |  | OTAX | OTDMC | C03 | -27413.0696 | -19186.1423 | -5697.8831 | -259.9944 | -1492.8655 | -292.5821 | -89.6908 | 0 | 0 | 0 | -258.5803 | -23.5073 | -47.0146 | 0 | -9.4139 | -55.3951 | 0 | 0 | 0 | 0 | 0 | -27413.0696 | ok
Distribution Street & Customer Lighting
Customer |  | OTAX | OTDSCL | C04 | -60295.0709 | 0 | 0 | 0 | 0 | 0 | 0 | 0 | 0 | 0 | 0 | 0 | 0 | -60295.0709 | 0 | 0 | 0 | 0 | 0 | 0 | 0 | -60295.0709 | ok
Customer Accounts Expense
Customer |  | OTAX | OTCAE | C05 | 0 | 0 | 0 | 0 | 0 | 0 | 0 | 0 | 0 | 0 | 0 | 0 | 0 | 0 | 0 | 0 | 0 | 0 | 0 | 0 | 0 | 0 | ok
Customer Service & Info.
Customer |  | OTAX | OTCSI | C05 | 0 | 0 | 0 | 0 | 0 | 0 | 0 | 0 | 0 | 0 | 0 | 0 | 0 | 0 | 0 | 0 | 0 | 0 | 0 | 0 | 0 | 0 | ok
Sales Expense
Customer |  | OTAX | OTSEC | C06 | 0 | 0 | 0 | 0 | 0 | 0 | 0 | 0 | 0 | 0 | 0 | 0 | 0 | 0 | 0 | 0 | 0 | 0 | 0 | 0 | 0 | 0 | ok
Total |  |  | OTT |  | -2661472.48 | -1278200.4022 | -347618.0194 | -36147.0344 | -416722.6626 | -280007.4326 | -103594.698 | 0 | 0 | 0 | -74320.2111 | -39453.3481 | -8721.7412 | -75726.3384 | -337.7669 | -622.825 | 0 | 0 | 0 | 0 | 0 | -2661472.48 | ok
Other Expenses
Power Production Plant
Production Demand - Base |  | OT | OTPPDB | PPBDA | -158.1217 | -57.8052 | -19.066 | -3.1205 | -31.7909 | -25.5655 | -8.6437 | 0 | 0 | 0 | -6.9213 | -2.9054 | -0.78081 | -1.4283 | -0.051629 | -0.042304 | 0 | 0 | 0 | 0 | 0 | -158.1217 | ok
Production Demand - Winter Peak |  | OT | OTPPDI | PPWDA | -149.0578 | -60.1055 | -23.7261 | -2.4162 | -27.8249 | -18.305 | -6.9923 | 0 | 0 | 0 | -6.4793 | -2.66 | -0.51479 | 0 | -0.0010425 | -0.032807 | 0 | 0 | 0 | 0 | 0 | -149.0578 | ok
Production Demand - Summer Peak |  | OT | OTPPDP | PPSDA | -153.0834 | -74.746 | -20.0088 | -2.2445 | -26.7691 | -15.8107 | -6.0373 | 0 | 0 | 0 | -4.0383 | -2.8544 | -0.55159 | 0 | -0.0012961 | -0.021463 | 0 | 0 | 0 | 0 | 0 | -153.0834 | ok
Production Energy |  | OT | OTPPEB | E01 | 0 | 0 | 0 | 0 | 0 | 0 | 0 | 0 | 0 | 0 | 0 | 0 | 0 | 0 | 0 | 0 | 0 | 0 | 0 | 0 | 0 | 0 | ok
Production Energy - Not Used |  | OT | OTPPEI | E01 | 0 | 0 | 0 | 0 | 0 | 0 | 0 | 0 | 0 | 0 | 0 | 0 | 0 | 0 | 0 | 0 | 0 | 0 | 0 | 0 | 0 | 0 | ok
Production Energy - Not Used |  | OT | OTPPEP | E01 | 0 | 0 | 0 | 0 | 0 | 0 | 0 | 0 | 0 | 0 | 0 | 0 | 0 | 0 | 0 | 0 | 0 | 0 | 0 | 0 | 0 | 0 | ok
Total Power Production Plant |  |  | OTPPT |  | -460.263 | -192.6567 | -62.8009 | -7.7812 | -86.3849 | -59.6812 | -21.6733 | 0 | 0 | 0 | -17.4389 | -8.4198 | -1.8472 | -1.4283 | -0.053968 | -0.096573 | 0 | 0 | 0 | 0 | 0 | -460.263 | ok
Transmission Plant
Transmission Demand - Base |  | OT | OTTRB | PPBDA | -16.9777 | -6.2066 | -2.0471 | -0.33506 | -3.4134 | -2.745 | -0.92809 | 0 | 0 | 0 | -0.74315 | -0.31196 | -0.083836 | -0.15336 | -0.0055435 | -0.0045422 | 0 | 0 | 0 | 0 | 0 | -16.9777 | ok
Transmission Demand - Inter. |  | OT | OTTRI | PPWDA | -16.0045 | -6.4536 | -2.5475 | -0.25943 | -2.9876 | -1.9654 | -0.75077 | 0 | 0 | 0 | -0.69569 | -0.2856 | -0.055274 | 0 | -0.00011193 | -0.0035225 | 0 | 0 | 0 | 0 | 0 | -16.0045 | ok
Transmission Demand - Peak |  | OT | OTTRP | PPSDA | -16.4368 | -8.0256 | -2.1484 | -0.241 | -2.8742 | -1.6976 | -0.64824 | 0 | 0 | 0 | -0.4336 | -0.30648 | -0.059225 | 0 | -0.00013917 | -0.0023045 | 0 | 0 | 0 | 0 | 0 | -16.4368 | ok
Total Transmission Plant |  |  | OTTRT |  | -49.4191 | -20.6858 | -6.743 | -0.83548 | -9.2753 | -6.4081 | -2.3271 | 0 | 0 | 0 | -1.8724 | -0.90404 | -0.19833 | -0.15336 | -0.0057946 | -0.010369 | 0 | 0 | 0 | 0 | 0 | -49.4191 | ok
Distribution Poles
Specific |  | OT | OTDPS | NCPL | 0 | 0 | 0 | 0 | 0 | 0 | 0 | 0 | 0 | 0 | 0 | 0 | 0 | 0 | 0 | 0 | 0 | 0 | 0 | 0 | 0 | 0 | ok
Distribution Substation
General |  | OT | OTDSG | NCPS | -20.262 | -9.7208 | -2.7578 | -0.2874 | -3.3624 | -2.6907 | -0.80616 | 0 | 0 | 0 | 0 | -0.3769 | -0.085099 | -0.16634 | -0.0059864 | -0.0024601 | 0 | 0 | 0 | 0 | 0 | -20.262 | ok
Distribution Primary & Secondary Lines
Primary Specific |  | OT | OTDPLS | NCPL | 0 | 0 | 0 | 0 | 0 | 0 | 0 | 0 | 0 | 0 | 0 | 0 | 0 | 0 | 0 | 0 | 0 | 0 | 0 | 0 | 0 | 0 | ok
Primary Demand |  | OT | OTDPLD | NCPL | -31.1993 | -14.968 | -4.2464 | -0.44254 | -5.1774 | -4.1431 | -1.2413 | 0 | 0 | 0 | 0 | -0.58035 | -0.13103 | -0.25613 | -0.0092179 | -0.0037881 | 0 | 0 | 0 | 0 | 0 | -31.1993 | ok
Primary Customer |  | OT | OTDPLC | Cust08 | -51.076 | -43.9698 | -5.4723 | -0.010747 | -0.36792 | -0.011632 | -0.020482 | 0 | 0 | 0 | 0 | -0.00012643 | -0.00025287 | -1.2076 | -0.0021494 | -0.012871 | 0 | 0 | 0 | 0 | 0 | -51.076 | ok
Secondary Demand |  | OT | OTDSLD | SICD | -10.3998 | -7.1977 | -1.3874 | 0 | -1.3832 | 0 | -0.37115 | 0 | 0 | 0 | 0 | 0 | 0 | -0.057398 | -0.0021324 | -0.0008489 | 0 | 0 | 0 | 0 | 0 | -10.3998 | ok
Secondary Customer |  | OT | OTDSLC | Cust07 | -17.0253 | -14.6631 | -1.8249 | 0 | -0.1227 | 0 | -0.0068305 | 0 | 0 | 0 | 0 | 0 | 0 | -0.40273 | -0.00071678 | -0.0042922 | 0 | 0 | 0 | 0 | 0 | -17.0253 | ok
Total Distribution Primary & Secondary Lines |  |  | OTDLT |  | -109.7003 | -80.7986 | -12.9311 | -0.45329 | -7.0511 | -4.1547 | -1.6398 | 0 | 0 | 0 | 0 | -0.58048 | -0.13129 | -1.9239 | -0.014216 | -0.0218 | 0 | 0 | 0 | 0 | 0 | -109.7003 | ok
Distribution Line Transformers
Demand |  | OT | OTDLTD | SICD | -14.7155 | -10.1846 | -1.9631 | 0 | -1.9572 | 0 | -0.52517 | 0 | 0 | 0 | 0 | 0 | 0 | -0.081217 | -0.0030173 | -0.0012012 | 0 | 0 | 0 | 0 | 0 | -14.7155 | ok
Customer |  | OT | OTDLTC | Cust07 | -11.4361 | -9.8494 | -1.2258 | 0 | -0.082416 | 0 | -0.0045881 | 0 | 0 | 0 | 0 | 0 | 0 | -0.27052 | -0.00048147 | -0.0028831 | 0 | 0 | 0 | 0 | 0 | -11.4361 | ok
Total Distribution Line Transformers |  |  | OTDLTT |  | -26.1516 | -20.034 | -3.189 | 0 | -2.0396 | 0 | -0.52976 | 0 | 0 | 0 | 0 | 0 | 0 | -0.35173 | -0.0034988 | -0.0040843 | 0 | 0 | 0 | 0 | 0 | -26.1516 | ok
Distribution Services
Customer |  | OT | OTDSC | C02 | -5.3044 | -4.3878 | -0.7328 | 0 | -0.15654 | 0 | -0.012466 | 0 | 0 | 0 | 0 | 0 | 0 | 0 | -0.0021529 | -0.012669 | 0 | 0 | 0 | 0 | 0 | -5.3044 | ok
Distribution Meters
Customer |  | OT | OTDMC | C03 | -7.1479 | -5.0027 | -1.4857 | -0.067793 | -0.38926 | -0.07629 | -0.023387 | 0 | 0 | 0 | -0.067424 | -0.0061294 | -0.012259 | 0 | -0.0024546 | -0.014444 | 0 | 0 | 0 | 0 | 0 | -7.1479 | ok
Distribution Street & Customer Lighting
Customer |  | OT | OTDSCL | C04 | -15.7217 | 0 | 0 | 0 | 0 | 0 | 0 | 0 | 0 | 0 | 0 | 0 | 0 | -15.7217 | 0 | 0 | 0 | 0 | 0 | 0 | 0 | -15.7217 | ok
Customer Accounts Expense
Customer |  | OT | OTCAE | C05 | 0 | 0 | 0 | 0 | 0 | 0 | 0 | 0 | 0 | 0 | 0 | 0 | 0 | 0 | 0 | 0 | 0 | 0 | 0 | 0 | 0 | 0 | ok
Customer Service & Info.
Customer |  | OT | OTCSI | C05 | 0 | 0 | 0 | 0 | 0 | 0 | 0 | 0 | 0 | 0 | 0 | 0 | 0 | 0 | 0 | 0 | 0 | 0 | 0 | 0 | 0 | 0 | ok
Sales Expense
Customer |  | OT | OTSEC | C06 | 0 | 0 | 0 | 0 | 0 | 0 | 0 | 0 | 0 | 0 | 0 | 0 | 0 | 0 | 0 | 0 | 0 | 0 | 0 | 0 | 0 | 0 | ok
Total |  |  | OTT |  | -693.97 | -333.2865 | -90.6402 | -9.4252 | -108.659 | -73.011 | -27.012 | 0 | 0 | 0 | -19.3787 | -10.2873 | -2.2742 | -19.7454 | -0.088072 | -0.1624 | 0 | 0 | 0 | 0 | 0 | -693.97 | ok
Interest Expenses
Power Production Plant
Production Demand - Base |  | INTLTD | INTPDB | PPBDA | 7957095.9189 | 2908908.6145 | 959450.3478 | 157033.2641 | 1599799.4874 | 1286524.8099 | 434974.1775 | 0 | 0 | 0 | 348299.6482 | 146209.6663 | 39292.249 | 71876.7151 | 2598.1136 | 2128.8255 | 0 | 0 | 0 | 0 | 0 | 7957095.9189 | ok
Production Demand - Winter Peak |  | INTLTD | INTPDI | PPWDA | 7500977.2665 | 3024667.1737 | 1193957.2955 | 121588.3246 | 1400222.9816 | 921155.0509 | 351868.5389 | 0 | 0 | 0 | 326052.8915 | 133856.114 | 25905.5236 | 0 | 52.4601 | 1650.9122 | 0 | 0 | 0 | 0 | 0 | 7500977.2665 | ok
Production Demand - Summer Peak |  | INTLTD | INTPDP | PPSDA | 7703555.435 | 3761410.7947 | 1006896.0311 | 112950.9716 | 1347089.3789 | 795633.993 | 303815.0544 | 0 | 0 | 0 | 203217.4338 | 143639.1253 | 27757.357 | 0 | 65.2256 | 1080.0695 | 0 | 0 | 0 | 0 | 0 | 7703555.435 | ok
Production Energy |  | INTLTD | INTPEB | E01 | 0 | 0 | 0 | 0 | 0 | 0 | 0 | 0 | 0 | 0 | 0 | 0 | 0 | 0 | 0 | 0 | 0 | 0 | 0 | 0 | 0 | 0 | ok
Production Energy - Not Used |  | INTLTD | INTPEI | E01 | 0 | 0 | 0 | 0 | 0 | 0 | 0 | 0 | 0 | 0 | 0 | 0 | 0 | 0 | 0 | 0 | 0 | 0 | 0 | 0 | 0 | 0 | ok
Production Energy - Not Used |  | INTLTD | INTPEP | E01 | 0 | 0 | 0 | 0 | 0 | 0 | 0 | 0 | 0 | 0 | 0 | 0 | 0 | 0 | 0 | 0 | 0 | 0 | 0 | 0 | 0 | 0 | ok
Total Power Production Plant |  |  | INTPT |  | 23161628.6204 | 9694986.5829 | 3160303.6744 | 391572.5603 | 4347111.8479 | 3003313.8538 | 1090657.7708 | 0 | 0 | 0 | 877569.9734 | 423704.9056 | 92955.1296 | 71876.7151 | 2715.7994 | 4859.8073 | 0 | 0 | 0 | 0 | 0 | 23161628.6204 | ok
Transmission Plant
Transmission Demand - Base |  | INTLTD | INTTRB | PPBDA | 854364.1009 | 312333.434 | 103017.4755 | 16860.873 | 171772.6247 | 138135.9008 | 46703.763 | 0 | 0 | 0 | 37397.4021 | 15698.7287 | 4218.8617 | 7717.4997 | 278.963 | 228.5749 | 0 | 0 | 0 | 0 | 0 | 854364.1009 | ok
Transmission Demand - Inter. |  | INTLTD | INTTRI | PPWDA | 805390.0271 | 324762.5863 | 128196.8022 | 13055.1021 | 150343.8266 | 98905.6579 | 37780.5987 | 0 | 0 | 0 | 35008.7379 | 14372.3112 | 2781.5109 | 0 | 5.6327 | 177.2607 | 0 | 0 | 0 | 0 | 0 | 805390.0271 | ok
Transmission Demand - Peak |  | INTLTD | INTTRP | PPSDA | 827141.1178 | 403867.7408 | 108111.7824 | 12127.6979 | 144638.8001 | 85428.2929 | 32621.0314 | 0 | 0 | 0 | 21819.7294 | 15422.7262 | 2980.3448 | 0 | 7.0034 | 115.9685 | 0 | 0 | 0 | 0 | 0 | 827141.1178 | ok
Total Transmission Plant |  |  | INTTRT |  | 2486895.2458 | 1040963.7611 | 339326.06 | 42043.6729 | 466755.2513 | 322469.8516 | 117105.3931 | 0 | 0 | 0 | 94225.8695 | 45493.7661 | 9980.7174 | 7717.4997 | 291.599 | 521.804 | 0 | 0 | 0 | 0 | 0 | 2486895.2458 | ok
Distribution Poles
Specific |  | INTLTD | INTDPS | NCPL | 0 | 0 | 0 | 0 | 0 | 0 | 0 | 0 | 0 | 0 | 0 | 0 | 0 | 0 | 0 | 0 | 0 | 0 | 0 | 0 | 0 | 0 | ok
Distribution Substation
General |  | INTLTD | INTDSG | NCPS | 1019635.2346 | 489174.3151 | 138779.4643 | 14462.9323 | 169203.0978 | 135402.5795 | 40568.1306 | 0 | 0 | 0 | 0 | 18966.7157 | 4282.3934 | 8370.5537 | 301.253 | 123.7992 | 0 | 0 | 0 | 0 | 0 | 1019635.2346 | ok
Distribution Primary & Secondary Lines
Primary Specific |  | INTLTD | INDPLS | NCPL | 0 | 0 | 0 | 0 | 0 | 0 | 0 | 0 | 0 | 0 | 0 | 0 | 0 | 0 | 0 | 0 | 0 | 0 | 0 | 0 | 0 | 0 | ok
Primary Demand |  | INTLTD | INDPLD | NCPL | 1570029.5075 | 753228.2947 | 213691.9621 | 22269.9547 | 260538.1291 | 208492.251 | 62466.6155 | 0 | 0 | 0 | 0 | 29204.8591 | 6594.009 | 12888.939 | 463.868 | 190.6254 | 0 | 0 | 0 | 0 | 0 | 1570029.5075 | ok
Primary Customer |  | INTLTD | INDPLC | Cust08 | 2570275.127 | 2212675.4154 | 275381.1217 | 540.8113 | 18514.8344 | 585.3487 | 1030.7227 | 0 | 0 | 0 | 0 | 6.3625 | 12.725 | 60771.9219 | 108.1623 | 647.7011 | 0 | 0 | 0 | 0 | 0 | 2570275.127 | ok
Secondary Demand |  | INTLTD | INDSLD | SICD | 523343.1692 | 362206.0545 | 69817.174 | 0 | 69604.3776 | 0 | 18677.1312 | 0 | 0 | 0 | 0 | 0 | 0 | 2888.4056 | 107.3072 | 42.7191 | 0 | 0 | 0 | 0 | 0 | 523343.1692 | ok
Secondary Customer |  | INTLTD | INDSLC | Cust07 | 856758.3757 | 737887.2551 | 91834.6264 | 0 | 6174.3626 | 0 | 343.7274 | 0 | 0 | 0 | 0 | 0 | 0 | 20266.3374 | 36.0702 | 215.9966 | 0 | 0 | 0 | 0 | 0 | 856758.3757 | ok
Total Distribution Primary & Secondary Lines |  |  | INDLT |  | 5520406.1793 | 4065997.0196 | 650724.8842 | 22810.766 | 354831.7037 | 209077.5997 | 82518.1968 | 0 | 0 | 0 | 0 | 29211.2216 | 6606.734 | 96815.6039 | 715.4077 | 1097.0421 | 0 | 0 | 0 | 0 | 0 | 5520406.1793 | ok
Distribution Line Transformers
Demand |  | INTLTD | INDLTD | SICD | 740523.819 | 512516.8848 | 98790.3986 | 0 | 98489.2944 | 0 | 26427.8992 | 0 | 0 | 0 | 0 | 0 | 0 | 4087.0566 | 151.8383 | 60.4469 | 0 | 0 | 0 | 0 | 0 | 740523.819 | ok
Customer |  | INTLTD | INDLTC | Cust07 | 575495.0525 | 495647.8707 | 61686.4388 | 0 | 4147.3947 | 0 | 230.8859 | 0 | 0 | 0 | 0 | 0 | 0 | 13613.1461 | 24.2288 | 145.0876 | 0 | 0 | 0 | 0 | 0 | 575495.0525 | ok
Total Distribution Line Transformers |  |  | INDLTT |  | 1316018.8715 | 1008164.7555 | 160476.8374 | 0 | 102636.6891 | 0 | 26658.7851 | 0 | 0 | 0 | 0 | 0 | 0 | 17700.2027 | 176.0671 | 205.5345 | 0 | 0 | 0 | 0 | 0 | 1316018.8715 | ok
Distribution Services
Customer |  | INTLTD | INDSC | C02 | 266930.9676 | 220803.7937 | 36876.3908 | 0 | 7877.6279 | 0 | 627.3001 | 0 | 0 | 0 | 0 | 0 | 0 | 0 | 108.34 | 637.5151 | 0 | 0 | 0 | 0 | 0 | 266930.9676 | ok
Distribution Meters
Customer |  | INTLTD | INDMC | C03 | 359699.1685 | 251749.9703 | 74764.4775 | 3411.5034 | 19588.5577 | 3839.1013 | 1176.8733 | 0 | 0 | 0 | 3392.9473 | 308.4498 | 616.8995 | 0 | 123.5241 | 726.8644 | 0 | 0 | 0 | 0 | 0 | 359699.1685 | ok
Distribution Street & Customer Lighting
Customer |  | INTLTD | INDSCL | C04 | 791158.6422 | 0 | 0 | 0 | 0 | 0 | 0 | 0 | 0 | 0 | 0 | 0 | 0 | 791158.6422 | 0 | 0 | 0 | 0 | 0 | 0 | 0 | 791158.6422 | ok
Customer Accounts Expense
Customer |  | INTLTD | INCAE | C05 | 0 | 0 | 0 | 0 | 0 | 0 | 0 | 0 | 0 | 0 | 0 | 0 | 0 | 0 | 0 | 0 | 0 | 0 | 0 | 0 | 0 | 0 | ok
Customer Service & Info.
Customer |  | INTLTD | INCSI | C05 | 0 | 0 | 0 | 0 | 0 | 0 | 0 | 0 | 0 | 0 | 0 | 0 | 0 | 0 | 0 | 0 | 0 | 0 | 0 | 0 | 0 | 0 | ok
Sales Expense
Customer |  | INTLTD | INSEC | C06 | 0 | 0 | 0 | 0 | 0 | 0 | 0 | 0 | 0 | 0 | 0 | 0 | 0 | 0 | 0 | 0 | 0 | 0 | 0 | 0 | 0 | 0 | ok
Total |  |  | INTT |  | 34922372.93 | 16771840.1981 | 4561251.7886 | 474301.4349 | 5468004.7755 | 3674102.9859 | 1359312.4498 | 0 | 0 | 0 | 975188.7902 | 517685.0588 | 114441.8739 | 993639.2173 | 4431.9903 | 8172.3665 | 0 | 0 | 0 | 0 | 0 | 34922372.93 | ok
Cost of Service Summary -- Unadjusted
Operating Revenues
Sales to Ultimate Consumers |  |  | REVUC | R01 | 908666505.77 | 364969257.4018 | 136637414.1861 | 17404835.793 | 178183329.6563 | 112340937.8347 | 37513760.6474 | 0 | 0 | 0 | 29082432.333 | 11996226.3687 | 2852382.7682 | 17211691.7208 | 217184.0442 | 257053.0159 | 0 | 0 | 0 | 0 | 0 | 908666505.77 | ok
Intercompany Sales |  |  | ICSALES | E01 | 78675999.33 | 28853942.4656 | 9634540.312 | 1571511.2635 | 15838927.3058 | 12685825.5084 | 4056353.8316 | 0 | 0 | 0 | 3443822.3211 | 1445651.8565 | 388503.3962 | 710682.8884 | 25189.1525 | 21049.0284 | 0 | 0 | 0 | 0 | 0 | 78675999.33 | ok
Off-System Sales |  |  | SFRS | OSSALL | 46874069.53 | 18135542.9159 | 5995058.0139 | 880360.0192 | 9188146.242 | 6982573.0156 | 2335272.1875 | 0 | 0 | 0 | 1944552.8283 | 859816.6045 | 214611.3983 | 315338.4717 | 11309.1096 | 11488.7236 | 0 | 0 | 0 | 0 | 0 | 46874069.53 | ok
Brokered Purchases |  |  | BRKS | Energy | 0 | 0 | 0 | 0 | 0 | 0 | 0 | 0 | 0 | 0 | 0 | 0 | 0 | 0 | 0 | 0 | 0 | 0 | 0 | 0 | 0 | 0 | ok
Settled Swap Revenue |  |  |  | Energy | 2055719.7 | 753922.6505 | 251740.2319 | 41061.9082 | 413854.227 | 331467.0501 | 105988.1864 | 0 | 0 | 0 | 89983.3933 | 37773.3365 | 10151.1781 | 18569.3836 | 658.1656 | 549.9886 | 0 | 0 | 0 | 0 | 0 | 2055719.7 | ok
Settled Swap Expense |  |  |  | Energy | -4796798.57 | -1759196.5928 | -587408.4802 | -95813.5015 | -965683.8743 | -773442.3481 | -247311.9175 | 0 | 0 | 0 | -209966.4717 | -88139.9768 | -23686.6713 | -43329.6392 | -1535.7579 | -1283.3386 | 0 | 0 | 0 | 0 | 0 | -4796798.57 | ok
Forfeited Discounts |  |  | FORDIS | FDIS | 5456485.53 | 4190878.91 | 944053.52 | 10699.58 | 193797.69 | 71158.31 | 40121.15 | 0 | 0 | 0 | 5776.37 | 0 | 0 | 0 | 0 | 0 | 0 | 0 | 0 | 0 | 0 | 5456485.53 | ok
Misc Service Revenues |  |  | REVMISC | MISCR | 1623075.21 | 1371660.86 | 251414.35 | 0 | 0 | 0 | 0 | 0 | 0 | 0 | 0 | 0 | 0 | 0 | 0 | 0 | 0 | 0 | 0 | 0 | 0 | 1623075.21 | ok
Rent From Electric Property |  |  |  | RBT | 2958356.71 | 1434633.7198 | 384526.3252 | 39538.1244 | 455666.0242 | 307171.8585 | 113243.0528 | 0 | 0 | 0 | 80419.5511 | 42896.2863 | 9571.3846 | 89589.8472 | 395.4186 | 705.1172 | 0 | 0 | 0 | 0 | 0 | 2958356.71 | ok
Other Electric Revenue |  |  |  | RBT | 6683812.39 | 3241266.5447 | 868759.9465 | 89328.4454 | 1029485.7979 | 693993.0762 | 255849.9173 | 0 | 0 | 0 | 181691.8123 | 96915.5372 | 21624.6197 | 202410.2533 | 893.3688 | 1593.0707 | 0 | 0 | 0 | 0 | 0 | 6683812.39 | ok
Unbilled Revenue |  |  | UNBREV | R01 | -293000 | -117684.5319 | -44058.8072 | -5612.1986 | -57455.3098 | -36224.3954 | -12096.3322 | 0 | 0 | 0 | -9377.6458 | -3868.1896 | -919.7523 | -5549.9192 | -70.0311 | -82.8869 | 0 | 0 | 0 | 0 | 0 | -293000 | ok
Total Operating Revenues |  |  | TOR |  | 1047904225.6 | 421074224.3436 | 154336039.5984 | 19935909.4337 | 204280067.759 | 132603459.91 | 44161180.7233 | 0 | 0 | 0 | 34609334.4916 | 14387271.8233 | 3472238.3215 | 18499403.0066 | 254023.4702 | 291072.7189 | 0 | 0 | 0 | 0 | 0 | 1047904225.6 | ok
Operating Expenses
Operation and Maintenance Expenses |  |  |  |  | 728886233.42 | 305305537.3552 | 93902668.6933 | 12711406.6095 | 132082655.0223 | 101149914.3118 | 33505862.0969 | 0 | 0 | 0 | 27195885.4486 | 12077570.0713 | 3118170.5959 | 7447405.3232 | 188007.9109 | 201149.981 | 0 | 0 | 0 | 0 | 0 | 728886233.42 | ok
Depreciation Expenses |  |  |  |  | 121970362.9047 | 57057708.4512 | 16074456.2662 | 1738469.1877 | 19864195.4793 | 13434929.144 | 4948747.6285 | 0 | 0 | 0 | 3651488.3105 | 1893564.8549 | 417843.8241 | 2845771.6714 | 15241.3133 | 27946.7736 | 0 | 0 | 0 | 0 | 0 | 121970362.9047 | ok
Regulatory Credits |  |  |  |  | -3858162.49 | -1623912.3102 | -525581.6065 | -64743.2966 | -719601.6719 | -496724.1315 | -180490.3592 | 0 | 0 | 0 | -144733.6366 | -70074.6859 | -15377.0543 | -15656.9068 | -453.7892 | -813.0414 | 0 | 0 | 0 | 0 | 0 | -3858162.49 | ok
Accretion Expense |  |  |  |  | 1651509.8 | 698447.8761 | 224664.1176 | 27534.689 | 306354.1424 | 211308.2595 | 76820.1817 | 0 | 0 | 0 | 61417.3814 | 29809.011 | 6542.5817 | 8067.4618 | 194.7673 | 349.3305 | 0 | 0 | 0 | 0 | 0 | 1651509.8 | ok
Depreciation for Asset Retirement Costs |  |  |  | DET | 0 | 0 | 0 | 0 | 0 | 0 | 0 | 0 | 0 | 0 | 0 | 0 | 0 | 0 | 0 | 0 | 0 | 0 | 0 | 0 | 0 | 0 | ok
Amortization Expense |  |  |  | DET | 5925054.51 | 2771739.1728 | 780862.0662 | 84451.0458 | 964959.341 | 652639.589 | 240399.3786 | 0 | 0 | 0 | 177381.3471 | 91985.2554 | 20297.9427 | 138241.3881 | 740.3898 | 1357.5934 | 0 | 0 | 0 | 0 | 0 | 5925054.51 | ok
Property and Other Taxes |  |  |  | NPT | 21920600.79 | 10527601.1523 | 2863075.1914 | 297716.6652 | 3432239.5572 | 2306216.2751 | 853233.7027 | 0 | 0 | 0 | 612121.1811 | 324948.3514 | 71834.5983 | 623702.423 | 2781.9384 | 5129.7541 | 0 | 0 | 0 | 0 | 0 | 21920600.79 | ok
Amortization of Investment Tax Credit |  |  |  |  | -2661472.48 | -1278200.4022 | -347618.0194 | -36147.0344 | -416722.6626 | -280007.4326 | -103594.698 | 0 | 0 | 0 | -74320.2111 | -39453.3481 | -8721.7412 | -75726.3384 | -337.7669 | -622.825 | 0 | 0 | 0 | 0 | 0 | -2661472.48 | ok
Other Expenses |  |  |  |  | -693.97 | -333.2865 | -90.6402 | -9.4252 | -108.659 | -73.011 | -27.012 | 0 | 0 | 0 | -19.3787 | -10.2873 | -2.2742 | -19.7454 | -0.088072 | -0.1624 | 0 | 0 | 0 | 0 | 0 | -693.97 | ok
State and Federal Income Taxes |  |  |  | TAXINC | 51825303.81 | 11409065.5092 | 13681408.7783 | 1748872.1482 | 16094394.3072 | 4469277.1992 | 1281412.0974 | 0 | 0 | 0 | 934551.5015 | -166625.3837 | -94772.9082 | 2433555.6311 | 16169.0619 | 17995.8679 | 0 | 0 | 0 | 0 | 0 | 51825303.81 | ok
Specific Assignment of Interruptible Credit |  |  |  |  | -472778.2998 | 0 | 0 | 0 | 0 | -102020.8 | 0 | 0 | 0 | 0 | -370757.4998 | 0 | 0 | 0 | 0 | 0 | [5 empty] | -472778.2998 | ok
Allocation of Interruptible Credits |  |  |  | INTCRE | 472778.2998 | 211010.1288 | 68434.5724 | 7292.8969 | 85426.4772 | 53382.8051 | 20388.1948 | 0 | 0 | 0 | 16457.4295 | 8628.5932 | 1668.6238 | 0 | 3.6594 | 84.9187 | 0 | 0 | 0 | 0 | 0 | 472778.2997 | ok
Total Operating Expenses |  |  | TOE |  | 925658736.2947 | 385078663.6469 | 126722279.4192 | 16514843.4861 | 171693791.3332 | 121398842.2085 | 40642751.2114 | 0 | 0 | 0 | 32059471.8736 | 14150342.4321 | 3517484.1886 | 13405340.908 | 222347.397 | 252578.1902 | 0 | 0 | 0 | 0 | 0 | 925658736.2947 | ok
Utility Operating Income |  |  | TOM |  | 122245489.3053 | 35995560.6967 | 27613760.1792 | 3421065.9476 | 32586276.4258 | 11204617.7015 | 3518429.512 | 0 | 0 | 0 | 2549862.618 | 236929.3912 | -45245.8671 | 5094062.0987 | 31676.0732 | 38494.5287 | 0 | 0 | 0 | 0 | 0 | 122245489.3053 | ok
Net Cost Rate Base |  |  |  |  | 1920997668.0954 | 931573944.747 | 249690705.5267 | 25673930.5892 | 295884998.2098 | 199460877.0152 | 73533945.269 | 0 | 0 | 0 | 52220129.3813 | 27854540.2184 | 6215142.137 | 58174826.2559 | 256763.5561 | 457865.1897 | 0 | 0 | 0 | 0 | 0 | 1920997668.0954 | ok
Taxable Income Unadjusted
Total Operating Revenue |  |  |  |  | 1047904225.6 | 421074224.3436 | 154336039.5984 | 19935909.4337 | 204280067.759 | 132603459.91 | 44161180.7233 | 0 | 0 | 0 | 34609334.4916 | 14387271.8233 | 3472238.3215 | 18499403.0066 | 254023.4702 | 291072.7189 | 0 | 0 | 0 | 0 | 0 | 1047904225.6 | ok
Operating Expenses |  |  |  |  | 873833432.4847 | 373669598.1376 | 113040870.641 | 14765971.3379 | 155599397.026 | 116929565.0093 | 39361339.114 | 0 | 0 | 0 | 31124920.3721 | 14316967.8158 | 3612257.0968 | 10971785.2769 | 206178.335 | 234582.3223 | 0 | 0 | 0 | 0 | 0 | 873833432.4847 | ok
Interest Expense |  |  | INTEXP |  | 34922372.93 | 16771840.1981 | 4561251.7886 | 474301.4349 | 5468004.7755 | 3674102.9859 | 1359312.4498 | 0 | 0 | 0 | 975188.7902 | 517685.0588 | 114441.8739 | 993639.2173 | 4431.9903 | 8172.3665 | 0 | 0 | 0 | 0 | 0 | 34922372.93 | ok
Taxable Income |  |  | TAXINC |  | 139148420.1853 | 30632786.0078 | 36733917.1688 | 4695636.6609 | 43212665.9575 | 11999791.9148 | 3440529.1595 | 0 | 0 | 0 | 2509225.3293 | -447381.0513 | -254460.6493 | 6533978.5124 | 43413.1448 | 48318.03 | 0 | 0 | 0 | 0 | 0 | 139148420.1853 | ok
Cost of Service Summary -- Pro-Forma
Operating Revenues
Total Operating Revenue -- Actual |  |  |  |  | 1047904225.6 | 421074224.3436 | 154336039.5984 | 19935909.4337 | 204280067.759 | 132603459.91 | 44161180.7233 | 0 | 0 | 0 | 34609334.4916 | 14387271.8233 | 3472238.3215 | 18499403.0066 | 254023.4702 | 291072.7189 | 0 | 0 | 0 | 0 | 0 | 1047904225.6 | ok
Pro-Forma Adjustments:
| Eliminate unbilled revenues |  |  | R01 | 293000 | 117684.5319 | 44058.8072 | 5612.1986 | 57455.3098 | 36224.3954 | 12096.3322 | 0 | 0 | 0 | 9377.6458 | 3868.1896 | 919.7523 | 5549.9192 | 70.0311 | 82.8869 | 0 | 0 | 0 | 0 | 0 | 293000 | ok
| Eliminate rate mechanism revenue accruals |  |  | R01 | -1663941 | -668328.047 | -250209.0637 | -31871.5609 | -326287.5278 | -205717.5996 | -68694.8226 | 0 | 0 | 0 | -53255.4587 | -21967.3695 | -5223.2547 | -31517.8774 | -397.7052 | -470.7129 | 0 | 0 | 0 | 0 | 0 | -1663941 | ok
| Mismatch in fuel cost recovery |  |  | Energy | -35115292 | -12878318.9748 | -4300163.9537 | -701409.2909 | -7069354.8483 | -5662037.6072 | -1810463.8068 | 0 | 0 | 0 | -1537073.9162 | -645234.7285 | -173399.8973 | -317197.587 | -11242.621 | -9394.7682 | 0 | 0 | 0 | 0 | 0 | -35115292 | ok
| Annualized FAC roll-in to base rates |  | FACRI | REV01 | -3930286 | -1508372.2866 | -482004.9845 | -86513.4354 | -772591.6172 | -612633.2139 | -173800.515 | 0 | 0 | 0 | -172995.5646 | -72372.9655 | -19278.9661 | -27808.9742 | -959.1101 | -954.3667 | 0 | 0 | 0 | 0 | 0 | -3930286 | ok
| Adjustment to reflect changes to FAC calculations |  |  | REV01 | -2123450 | -814941.4908 | -260417.0497 | -46741.3706 | -417414.8318 | -330992.7059 | -93900.7247 | 0 | 0 | 0 | -93465.8271 | -39101.5752 | -10416.0157 | -15024.5977 | -518.1868 | -515.624 | 0 | 0 | 0 | 0 | 0 | -2123450 | ok
| Eliminate ECR revenues |  |  | ECRREV | -4889807 | -1953120.1567 | -736830.2147 | -97781.7465 | -964846.1416 | -601426.6417 | -196228.3745 | 0 | 0 | 0 | -160347.6708 | -70564.9479 | -15401.0442 | -90867.1422 | -1057.4315 | -1335.4877 | 0 | 0 | 0 | 0 | 0 | -4889807 | ok
| To Reflect a Full Year of the ECR Roll-In |  | ECRRI | ECRREV2 | 0 | 0 | 0 | 0 | 0 | 0 | 0 | 0 | 0 | 0 | 0 | 0 | 0 | 0 | 0 | 0 | 0 | 0 | 0 | 0 | 0 | 0 | ok
| Remove Off-System ECR revenues |  |  | OSSALL | -539866 | -208873.7571 | -69047.301 | -10139.432 | -105823.2795 | -80420.8766 | -26896.1937 | 0 | 0 | 0 | -22396.1343 | -9902.8259 | -2471.7589 | -3631.8698 | -130.2512 | -132.3199 | 0 | 0 | 0 | 0 | 0 | -539866 | ok
| Adjustment to Off-System sales margins |  |  | OSSALL | -6108465 | -2363360.6015 | -781255.0184 | -114725.4424 | -1197367.1221 | -909944.5238 | -304324.5139 | 0 | 0 | 0 | -253407.3318 | -112048.2964 | -27967.4077 | -41093.8081 | -1473.7637 | -1497.1703 | 0 | 0 | 0 | 0 | 0 | -6108465 | ok
| Eliminate brokered sales revenues |  |  | Energy | 2741079 | 1005273.9899 | 335668.2641 | 54751.5959 | 551829.6735 | 441975.319 | 141323.7379 | 0 | 0 | 0 | 119983.0841 | 50366.6427 | 13535.4938 | 24760.2567 | 877.5924 | 733.3501 | 0 | 0 | 0 | 0 | 0 | 2741079 | ok
| Eliminate DSM Revenue |  |  | DSMREV | -14412912 | -9990909.529 | -2375008.3376 | -134389.657 | -1367715.4308 | -254612.1029 | -290276.9427 | 0 | 0 | 0 | 0 | 0 | 0 | 0 | 0 | 0 | 0 | 0 | 0 | 0 | 0 | -14412912 | ok
| Annualized Year end customer revenues |  |  | YREND | 1202528 | 868168.1055 | 109143.6659 | 209.295 | 7138.1917 | 231.4557 | 386.5802 | 0 | 0 | 0 | 27.0852 | 2.4623 | 4.9246 | 214283.641 | 425.9769 | 2506.6158 | 0 | 0 | 0 | 0 | 0 | 1202528 | ok
| Customer rate switching revenue adjustment |  |  | RS01 | -101432 | -87579 | -2148925 | -301015 | -1256382 | 453445 | 3016796 | 0 | 0 | 0 | 0 | 0 | 221863 | 0 | 365 | 0 | 0 | 0 | 0 | 0 | 0 | -101432 | ok
| Eliminate ECR, MSR, DSM, FAC, GSC |  |  | R01 | 0 | 0 | 0 | 0 | 0 | 0 | 0 | 0 | 0 | 0 | 0 | 0 | 0 | 0 | 0 | 0 | 0 | 0 | 0 | 0 | 0 | 0 | ok
| Adjustment to remove out of period items |  |  | R01 | 10864 | 4363.5657 | 1633.6344 | 208.0919 | 2130.3566 | 1343.1462 | 448.5138 | 0 | 0 | 0 | 347.709 | 143.4267 | 34.103 | 205.7827 | 2.5966 | 3.0733 | 0 | 0 | 0 | 0 | 0 | 10864 | ok
| USGC Settlement |  |  | PLPPT | 0 | 0 | 0 | 0 | 0 | 0 | 0 | 0 | 0 | 0 | 0 | 0 | 0 | 0 | 0 | 0 | 0 | 0 | 0 | 0 | 0 | 0 | ok
| VDT Surcredit Revenues |  |  | VDTREV | 0 | 0 | 0 | 0 | 0 | 0 | 0 | 0 | 0 | 0 | 0 | 0 | 0 | 0 | 0 | 0 | 0 | 0 | 0 | 0 | 0 | 0 | ok
Total Pro-Forma Operating Revenue |  |  |  |  | 983266245.6 | 392595910.6933 | 143422683.0467 | 18472103.6794 | 191420838.4915 | 124878893.9546 | 44367645.9934 | 0 | 0 | 0 | 32446128.1123 | 13470459.8355 | 3454437.2506 | 18217060.7497 | 239985.5978 | 280098.1951 | 0 | 0 | 0 | 0 | 0 | 983266245.6 | ok
Cost of Service Summary -- Pro-Forma
Operating Expenses
Operation and Maintenance Expenses |  |  |  |  | 728886233.42 | 305305537.3552 | 93902668.6933 | 12711406.6095 | 132082655.0223 | 101149914.3118 | 33505862.0969 | 0 | 0 | 0 | 27195885.4486 | 12077570.0713 | 3118170.5959 | 7447405.3232 | 188007.9109 | 201149.981 | 0 | 0 | 0 | 0 | 0 | 728886233.42 | ok
Depreciation and Amortization Expenses |  |  |  |  | 121970362.9047 | 57057708.4512 | 16074456.2662 | 1738469.1877 | 19864195.4793 | 13434929.144 | 4948747.6285 | 0 | 0 | 0 | 3651488.3105 | 1893564.8549 | 417843.8241 | 2845771.6714 | 15241.3133 | 27946.7736 | 0 | 0 | 0 | 0 | 0 | 121970362.9047 | ok
Regulatory Credits |  |  |  |  | -3858162.49 | -1623912.3102 | -525581.6065 | -64743.2966 | -719601.6719 | -496724.1315 | -180490.3592 | 0 | 0 | 0 | -144733.6366 | -70074.6859 | -15377.0543 | -15656.9068 | -453.7892 | -813.0414 | 0 | 0 | 0 | 0 | 0 | -3858162.49 | ok
Accretion Expense |  |  |  |  | 1651509.8 | 698447.8761 | 224664.1176 | 27534.689 | 306354.1424 | 211308.2595 | 76820.1817 | 0 | 0 | 0 | 61417.3814 | 29809.011 | 6542.5817 | 8067.4618 | 194.7673 | 349.3305 | 0 | 0 | 0 | 0 | 0 | 1651509.8 | ok
Depreciation for Asset Retirement Costs |  |  |  |  | 0 | 0 | 0 | 0 | 0 | 0 | 0 | 0 | 0 | 0 | 0 | 0 | 0 | 0 | 0 | 0 | 0 | 0 | 0 | 0 | 0 | 0 | ok
Amortization Expense |  |  |  |  | 5925054.51 | 2771739.1728 | 780862.0662 | 84451.0458 | 964959.341 | 652639.589 | 240399.3786 | 0 | 0 | 0 | 177381.3471 | 91985.2554 | 20297.9427 | 138241.3881 | 740.3898 | 1357.5934 | 0 | 0 |  |  |  | 5925054.51 | ok
Property and Other Taxes |  |  |  | NPT | 21920600.79 | 10527601.1523 | 2863075.1914 | 297716.6652 | 3432239.5572 | 2306216.2751 | 853233.7027 | 0 | 0 | 0 | 612121.1811 | 324948.3514 | 71834.5983 | 623702.423 | 2781.9384 | 5129.7541 | 0 | 0 | 0 | 0 | 0 | 21920600.79 | ok
Amortization of Investment Tax Credit |  |  |  |  | -2661472.48 | -1278200.4022 | -347618.0194 | -36147.0344 | -416722.6626 | -280007.4326 | -103594.698 | 0 | 0 | 0 | -74320.2111 | -39453.3481 | -8721.7412 | -75726.3384 | -337.7669 | -622.825 | 0 | 0 | 0 | 0 | 0 | -2661472.48 | ok
Other Expenses |  |  |  |  | -693.97 | -333.2865 | -90.6402 | -9.4252 | -108.659 | -73.011 | -27.012 | 0 | 0 | 0 | -19.3787 | -10.2873 | -2.2742 | -19.7454 | -0.088072 | -0.1624 | 0 | 0 | 0 | 0 | 0 | -693.97 | ok
State and Federal Income Taxes |  |  |  | TAXINC | 51825303.81 | 11409065.5092 | 13681408.7783 | 1748872.1482 | 16094394.3072 | 4469277.1992 | 1281412.0974 | 0 | 0 | 0 | 934551.5015 | -166625.3837 | -94772.9082 | 2433555.6311 | 16169.0619 | 17995.8679 | 0 | 0 | 0 | 0 | 0 | 51825303.81 | ok
Specific Assignment of Interruptible Credit |  |  |  |  | -472778.2998 | 0 | 0 | 0 | 0 | -102020.8 | 0 | 0 | 0 | 0 | -370757.4998 | 0 | 0 | 0 | 0 | 0 | 0 | 0 | 0 | 0 | 0 | -472778.2998 | ok
Allocation of Interruptible Credits |  |  |  | INTCRE | 472778.2998 | 211010.1288 | 68434.5724 | 7292.8969 | 85426.4772 | 53382.8051 | 20388.1948 | 0 | 0 | 0 | 16457.4295 | 8628.5932 | 1668.6238 | 0 | 3.6594 | 84.9187 | 0 | 0 | 0 | 0 | 0 | 472778.2997 | ok
Adjustments to Operating Expenses:
| Eliminate mismatch in fuel cost recovery |  |  | Energy | -39096200 | -14338292.6818 | -4787659.7457 | -780925.812 | -7870784.9281 | -6303924.6462 | -2015710.2804 | 0 | 0 | 0 | -1711327.055 | -718382.9197 | -193057.6873 | -353157.2599 | -12517.1609 | -10459.823 | 0 | 0 | 0 | 0 | 0 | -39096200 | ok
| Remove ECR expenses |  |  | ECRREV | -801360 | -320084.6923 | -120754.5126 | -16024.8411 | -158122.622 | -98564.0647 | -32158.6456 | 0 | 0 | 0 | -26278.3806 | -11564.4496 | -2523.9812 | -14891.6497 | -173.2959 | -218.8648 | 0 | 0 | 0 | 0 | 0 | -801360 | ok
| Reflect full year of ECR roll-in |  |  | ECRREV2 | 0 | 0 | 0 | 0 | 0 | 0 | 0 | 0 | 0 | 0 | 0 | 0 | 0 | 0 | 0 | 0 | 0 | 0 | 0 | 0 | 0 | 0 | ok
| Eliminate brokered sales expenses |  |  | Energy | -67301 | -24682.2309 | -8241.5756 | -1344.3017 | -13548.9305 | -10851.7051 | -3469.885 | 0 | 0 | 0 | -2945.9135 | -1236.6391 | -332.3335 | -607.9321 | -21.5473 | -18.0058 | 0 | 0 | 0 | 0 | 0 | -67301 | ok
| Adjustment to reflect changes to FAC calculations |  |  | REV01 | -2735848 | -1049968.7055 | -335520.716 | -60221.4723 | -537796.2904 | -426450.226 | -120981.4735 | 0 | 0 | 0 | -120421.1524 | -50378.3778 | -13419.9702 | -19357.6565 | -667.6306 | -664.3288 | 0 | 0 | 0 | 0 | 0 | -2735848 | ok
| Eliminate DSM expenses |  |  | DSMREV | -10616312 | -7359138.3007 | -1749391.7617 | -98989.193 | -1007436.5084 | -187543.0533 | -213813.1829 | 0 | 0 | 0 | 0 | 0 | 0 | 0 | 0 | 0 | 0 | 0 | 0 | 0 | 0 | -10616312 | ok
| Year end customer expense adjustment |  |  | YREND | 803321 | 579959.6107 | 72910.9001 | 139.8147 | 4768.5038 | 154.6186 | 258.246 | 0 | 0 | 0 | 18.0937 | 1.6449 | 3.2898 | 143147.2271 | 284.564 | 1674.4867 | 0 | 0 | 0 | 0 | 0 | 803321 | ok
| Annualized depreciation expense adjustment |  |  | DET | 696536 | 325839.3848 | 91796.3774 | 9927.8738 | 113438.4365 | 76722.8332 | 28260.8069 | 0 | 0 | 0 | 20852.5498 | 10813.5785 | 2386.1802 | 16251.3448 | 87.0385 | 159.5956 | 0 | 0 | 0 | 0 | 0 | 696536 | ok
| Labor expense adjustment |  |  | LBT | 3272923 | 1588385.607 | 453046.8252 | 46917.9015 | 509803.6601 | 359306.4698 | 126547.8997 | 0 | 0 | 0 | 95383.4765 | 46666.2016 | 11311.2206 | 33898.6356 | 597.3405 | 1057.7617 | 0 | 0 | 0 | 0 | 0 | 3272923 | ok
| Pension & post retirement expense adjustment |  |  | LBT | -3600003 | -1747121.1362 | -498322.1206 | -51606.6482 | -560750.9574 | -395213.8102 | -139194.4811 | 0 | 0 | 0 | -104915.637 | -51329.7948 | -12441.609 | -37286.3003 | -657.0358 | -1163.4693 | 0 | 0 | 0 | 0 | 0 | -3600003 | ok
| Property insurance expense adjustment |  |  | UPT | 245960 | 119706.0135 | 32017.8792 | 3257.3615 | 37730.0796 | 25265.409 | 9369.0358 | 0 | 0 | 0 | 6619.181 | 3559.3395 | 787.6106 | 7558.5597 | 31.4629 | 58.0676 | 0 | 0 | 0 | 0 | 0 | 245960 | ok
| Adjustment for transfer of ITO functions |  |  | PLTRT | -1504636 | -629810.022 | -205301.0502 | -25437.5105 | -282399.0096 | -195102.6078 | -70851.7943 | 0 | 0 | 0 | -57009.0902 | -27524.9062 | -6038.5924 | -4669.2871 | -176.425 | -315.705 | 0 | 0 | 0 | 0 | 0 | -1504636 | ok
| OVEC, EEI, & Non-utility expense removal |  |  | SDALL | 0 | 0 | 0 | 0 | 0 | 0 | 0 | 0 | 0 | 0 | 0 | 0 | 0 | 0 | 0 | 0 | 0 | 0 | 0 | 0 | 0 | 0 | ok
| Normalized storm damage expenses |  |  | SDALL | -1795723 | -1279792.8293 | -219261.8673 | -8238.5132 | -140175.9906 | -76154.2994 | -33227.1795 | 0 | 0 | 0 | 0 | -10650.5212 | -2407.1893 | -25073.2609 | -287.8169 | -453.5325 | 0 | 0 | 0 | 0 | 0 | -1795723 | ok
| Eliminate advertising expenses |  |  | REVUC | -539988 | -216888.1742 | -81198.7275 | -10343.0713 | -105887.9789 | -66760.2007 | -22293.086 | 0 | 0 | 0 | -17282.6492 | -7128.9282 | -1695.069 | -10228.2927 | -129.0647 | -152.7574 | 0 | 0 | 0 | 0 | 0 | -539988 | ok
| Remove out of period expense items |  |  | RBT | 944620 | 458086.6465 | 122781.4266 | 12624.7464 | 145496.7341 | 98081.7087 | 36159.1461 | 0 | 0 | 0 | 25678.4167 | 13697.0264 | 3056.1971 | 28606.544 | 126.2594 | 225.1479 | 0 | 0 | 0 | 0 | 0 | 944620 | ok
| MISO exit fee regulatory asset amortization |  |  | PLTRT | -1044188 | -437075.8558 | -142474.9195 | -17653.1355 | -195979.3977 | -135397.3996 | -49169.7615 | 0 | 0 | 0 | -39563.1953 | -19101.7473 | -4190.6652 | -3240.394 | -122.4355 | -219.0931 | 0 | 0 | 0 | 0 | 0 | -1044188 | ok
| Job Development investment credit |  |  | SDALL | 0 | 0 | 0 | 0 | 0 | 0 | 0 | 0 | 0 | 0 | 0 | 0 | 0 | 0 | 0 | 0 | 0 | 0 | 0 | 0 | 0 | 0 | ok
| Advanced Coal investment tax credit |  |  | SDALL | 0 | 0 | 0 | 0 | 0 | 0 | 0 | 0 | 0 | 0 | 0 | 0 | 0 | 0 | 0 | 0 | 0 | 0 | 0 | 0 | 0 | 0 | ok
| FAC expense adjustments |  |  | PLPPT | 0 | 0 | 0 | 0 | 0 | 0 | 0 | 0 | 0 | 0 | 0 | 0 | 0 | 0 | 0 | 0 | 0 | 0 | 0 | 0 | 0 | 0 | ok
| ECR plan eliminations expense |  |  | PLPPT | 0 | 0 | 0 | 0 | 0 | 0 | 0 | 0 | 0 | 0 | 0 | 0 | 0 | 0 | 0 | 0 | 0 | 0 | 0 | 0 | 0 | 0 | ok
| Amortization of rate case expenses |  |  | OMT | -47037 | -19702.1921 | -6059.7932 | -820.3014 | -8523.651 | -6527.4775 | -2162.2239 | 0 | 0 | 0 | -1755.024 | -779.3983 | -201.224 | -480.6012 | -12.1327 | -12.9808 | 0 | 0 | 0 | 0 | 0 | -47037 | ok
| Adjustment for Swap termination regulatory asset |  |  | UPT | 102858 | 50059.8517 | 13389.5553 | 1362.1959 | 15778.3401 | 10565.7401 | 3918.0366 | 0 | 0 | 0 | 2768.075 | 1488.48 | 329.3709 | 3160.9137 | 13.1575 | 24.2833 | 0 | 0 | 0 | 0 | 0 | 102858 | ok
| Coal Tax Credit |  |  | PLTRT | 0 | 0 | 0 | 0 | 0 | 0 | 0 | 0 | 0 | 0 | 0 | 0 | 0 | 0 | 0 | 0 | 0 | 0 | 0 | 0 | 0 | 0 | ok
| Grandfathering provision elimination |  |  | PLPPT | 0 | 0 | 0 | 0 | 0 | 0 | 0 | 0 | 0 | 0 | 0 | 0 | 0 | 0 | 0 | 0 | 0 | 0 | 0 | 0 | 0 | 0 | ok
| 2011 Wind Storm regulatory asset amortization |  |  | RBT | 1610425 | 780963.9725 | 209322.5625 | 21523.1597 | 248048.5043 | 167213.5205 | 61645.5219 | 0 | 0 | 0 | 43777.5658 | 23351.2246 | 5210.324 | 48769.5514 | 215.2519 | 383.8409 | 0 | 0 | 0 | 0 | 0 | 1610425 | ok
| Adjustment for injuries and damages FERC account 925 |  |  | UPT | -379162 | -184533.9546 | -49357.4691 | -5021.417 | -58163.1666 | -38948.1338 | -14442.9271 | 0 | 0 | 0 | -10203.8621 | -5486.934 | -1214.1488 | -11651.9702 | -48.502 | -89.5147 | 0 | 0 | 0 | 0 | 0 | -379162 | ok
| General Management Audit regulatory asset amortization |  |  | UPT | 30528 | 14857.6402 | 3973.9869 | 404.2964 | 4682.9723 | 3135.8855 | 1162.8636 | 0 | 0 | 0 | 821.5578 | 441.7772 | 97.7565 | 938.1514 | 3.9051 | 7.2072 | 0 | 0 | 0 | 0 | 0 | 30528 | ok
| Property tax expense adjustment |  |  | UPT | 0 | 0 | 0 | 0 | 0 | 0 | 0 | 0 | 0 | 0 | 0 | 0 | 0 | 0 | 0 | 0 | 0 | 0 | 0 | 0 | 0 | 0 | ok
| Federal & State Income Tax Adjustment |  |  | ITADJ | -3780611 | -1789557.3083 | -1385977.7965 | -180610.6327 | -1120801.7077 | -195646.4057 | 992710.4375 | 0 | 0 | 0 | -99929.2611 | -42324.848 | 73441.7654 | -31399.3312 | -218.153 | -297.7586 | 0 | 0 | 0 | 0 | 0 | -3780611 | ok
| Federal & State Income Tax Interest Adjustment |  |  | TAXINC | 28247 | 6218.4271 | 7456.9511 | 953.2099 | 8772.131 | 2435.9466 | 698.4242 | 0 | 0 | 0 | 509.3704 | -90.8179 | -51.6553 | 1326.3916 | 8.8128 | 9.8085 | 0 | 0 | 0 | 0 | 0 | 28247 | ok
| Prior income tax true-ups & adjustments |  |  | TAXINC | -608114 | -133873.0688 | -160536.5643 | -20521.1269 | -188850.3449 | -52442.1438 | -15035.9878 | 0 | 0 | 0 | -10965.9531 | 1955.169 | 1112.0578 | -28555.1486 | -189.7265 | -211.1621 | 0 | 0 | 0 | 0 | 0 | -608114 | ok
| Adjustment for domestic production activities |  |  | TAXINC | 0 | 0 | 0 | 0 | 0 | 0 | 0 | 0 | 0 | 0 | 0 | 0 | 0 | 0 | 0 | 0 | 0 | 0 | 0 | 0 | 0 | 0 | ok
| Adjustment for tax basis depreciation reduction |  |  | UPT | -85392 | -41559.3426 | -11115.9162 | -1130.8856 | -13099.0688 | -8771.6043 | -3252.7269 | 0 | 0 | 0 | -2298.0367 | -1235.7258 | -273.4414 | -2624.1687 | -10.9233 | -20.1598 | 0 | 0 | 0 | 0 | 0 | -85392 | ok
| Adjustment for amortization of investment tax credit |  |  | UPT | 326330 | 158821.2042 | 42480.0557 | 4321.7385 | 50058.7774 | 33521.1454 | 12430.4662 | 0 | 0 | 0 | 8782.0676 | 4722.3909 | 1044.9707 | 10028.398 | 41.7438 | 77.0418 | 0 | 0 | 0 | 0 | 0 | 326330 | ok
Total Expense Adjustments |  |  |  |  | -58640127 | -25489182.1368 | -8711998.016 | -1177456.5643 | -11123742.4133 | -7421894.501 | -1462602.751 | 0 | 0 | 0 | -1999684.8559 | -840519.1754 | -139066.8228 | -249537.5359 | -13822.3134 | -10619.9142 | 0 | 0 | 0 | 0 | 0 | -58640127 | ok
Total Operating Expenses |  |  | TOE |  | 867018609.2947 | 359589481.5101 | 118010281.4032 | 15337386.9218 | 160570048.92 | 113976947.7075 | 39180148.4604 | 0 | 0 | 0 | 30059787.0176 | 13309823.2567 | 3378417.3657 | 13155803.3721 | 208525.0835 | 241958.276 | 0 | 0 | 0 | 0 | 0 | 867018609.2947 | ok
Net Operating Income -- Pro-Forma |  |  |  |  | 116247636.3053 | 33006429.1832 | 25412401.6435 | 3134716.7576 | 30850789.5715 | 10901946.2471 | 5187497.533 | 0 | 0 | 0 | 2386341.0947 | 160636.5788 | 76019.8849 | 5061257.3776 | 31460.5143 | 38139.9192 | 0 | 0 | 0 | 0 | 0 | 116247636.3053 | ok
Cost of Service Summary -- Pro-Forma
Net Operating Income -- Pro-Forma |  |  |  |  | 116247636.3053 | 33006429.1832 | 25412401.6435 | 3134716.7576 | 30850789.5715 | 10901946.2471 | 5187497.533 | 0 | 0 | 0 | 2386341.0947 | 160636.5788 | 76019.8849 | 5061257.3776 | 31460.5143 | 38139.9192
Net Cost Rate Base |  |  |  |  | 1920997668.0954 | 931573944.747 | 249690705.5267 | 25673930.5892 | 295884998.2098 | 199460877.0152 | 73533945.269 | 0 | 0 | 0 | 52220129.3813 | 27854540.2184 | 6215142.137 | 58174826.2559 | 256763.5561 | 457865.1897 | 0 | 0 | 0 | 0 | 0 | 1920997668.0954 | ok
ECR Plan Eliminations |  |  |  | PLPPT | -20091143 | -8409743.7625 | -2741349.2413 | -339662.6564 | -3770824.8934 | -2605171.2122 | -946071.6945 | 0 | 0 | 0 | -761232.4728 | -367535.2881 | -80632.2747 | -62348.1787 | -2355.7719 | -4215.5534 | 0 | 0 | 0 | 0 | 0 | -20091143 | ok
Adjustment to Reflect Depreciation Reserve |  |  |  | DET | -696536 | -325839.3848 | -91796.3774 | -9927.8738 | -113438.4365 | -76722.8332 | -28260.8069 | 0 | 0 | 0 | -20852.5498 | -10813.5785 | -2386.1802 | -16251.3448 | -87.0385 | -159.5956 | 0 | 0 | 0 | 0 | 0 | -696536 | ok
Cash Working Capital |  |  |  | OMLF | -5766234 | -3048940.4727 | -820331.1529 | -69741.743 | -800464.2586 | -527047.4549 | -197116.8567 | 0 | 0 | 0 | -136603.1965 | -73603.7618 | -16643.8115 | -73316.6716 | -730.8526 | -1693.7672 | 0 | 0 | 0 | 0 | 0 | -5766234 | ok
Adjusted Net Cost Rate Base |  |  |  |  | 1894443755.0954 | 919789421.1269 | 246037228.7551 | 25254598.316 | 291200270.6213 | 196251935.5149 | 72362495.9109 | 0 | 0 | 0 | 51301441.1623 | 27402587.59 | 6115479.8706 | 58022910.0609 | 253589.8931 | 451796.2735 | 0 | 0 | 0 | 0 | 0 | 1894443755.0954 | ok
[29 empty] | SC | Lights
Rate of Return |  |  |  |  | 6.136% | 3.588% | 10.33% | 12.41% | 10.59% | 5.555% | 7.169% |  |  |  | 4.652% | 0.5862% | 1.243% | 8.723% | 12.41% | 8.442% | #DIV/0! | #DIV/0! | #DIV/0! | #DIV/0! | #DIV/0! |  |  |  | 0.7061% | 8.737%
All lines between this color not part of filing |  |  | 16: 8.737%
| Rev per kWh |  |  |  |  | 0.086539 | 0.09528 | 0.07288 | 0.076381 | 0.059565 | 0.068286 | #DIV/0! | #DIV/0! | #DIV/0! | 0.055513 | 0.055614 | 0.053086 | 0.16574 | 0.05911 | 0.083575
| kWh per Customer |  |  |  |  | 1010.5794 | 2761.0836 | 234133.6275 | 66804.9423 | 1708356.8397 | 282592.6656 | #DIV/0! | #DIV/0! | #DIV/0! | 3968791.4545 | 17975416.6667 | 2238800 | 90.601 | 1801.0858 | 251.778
| WCP LF |  |  |  |  | 70.62% | 59.74% | 97.71% | 83.74% | 104.1% | 85.34% | #DIV/0! | #DIV/0! | #DIV/0! | 81.4% | 81.64% | 113.4% | #DIV/0! | 3555% | 94.39%
| SCP LF |  |  |  |  | 37.15% | 46.34% | 68.81% | 56.95% | 78.86% | 64.67% | #DIV/0! | #DIV/0! | #DIV/0! | 85.45% | 49.78% | 69.22% | #DIV/0! | 1870% | 94.39%
| Clas NCP LF |  |  |  |  | 32.75% | 38.54% | 61.6% | 51.97% | 53.11% | 55.51% | #DIV/0! | #DIV/0! | #DIV/0! | 60.04% | 43.21% | 51.43% | 47.13% | 46.42% | 94.39%
| SID LF |  |  |  |  | 16.11% | 27.9% | #DIV/0! | 46.01% | #DIV/0! | 43.91% | #DIV/0! | #DIV/0! | #DIV/0! | #DIV/0! | #DIV/0! | #DIV/0! | 49.75% | 47.46% | 99.62%
| Sales - Percentage of Total |  |  | 908666505.77 | 100% | 40.17% | 15.04% | 1.915% | 19.61% | 12.36% | 4.128% | 0% | 0% | 0% | 3.201% | 1.32% | 0.3139% | 1.894% | 0.0239% | 0.02829%
| Revenue Percentage of Total |  |  | 1047904225.6 | 100% | 40.18% | 14.73% | 1.902% | 19.49% | 12.65% | 4.214% | 0% | 0% | 0% | 3.303% | 1.373% | 0.3314% | 1.765% | 0.02424% | 0.02778%
| O&M Expenses |  |  | 728886233.42 | 100% | 41.89% | 12.88% | 1.744% | 18.12% | 13.88% | 4.597% | 0% | 0% | 0% | 3.731% | 1.657% | 0.4278% | 1.022% | 0.02579% | 0.0276%
| Depreciation Expenses |  |  | 121970362.9047 | 100% | 46.78% | 13.18% | 1.425% | 16.29% | 11.01% | 4.057% | 0% | 0% | 0% | 2.994% | 1.552% | 0.3426% | 2.333% | 0.0125% | 0.02291%
| Operating Expenses |  |  | 925658736.2947 | 100% | 41.6% | 13.69% | 1.784% | 18.55% | 13.11% | 4.391% | 0% | 0% | 0% | 3.463% | 1.529% | 0.38% | 1.448% | 0.02402% | 0.02729%
| Revenue Adjustments |  |  | -64637980 | 100% | 44.06% | 16.88% | 2.265% | 19.89% | 11.95% | -0.3194% | 0% | 0% | 0% | 3.347% | 1.418% | 0.02754% | 0.4368% | 0.02172% | 0.01698%
| Expense Adjustments |  |  | -58640127 | 100% | 43.47% | 14.86% | 2.008% | 18.97% | 12.66% | 2.494% | 0% | 0% | 0% | 3.41% | 1.433% | 0.2372% | 0.4255% | 0.02357% | 0.01811%
| Rate Base |  |  | 1894443755.0954 | 100% | 48.55% | 12.99% | 1.333% | 15.37% | 10.36% | 3.82% | 0% | 0% | 0% | 2.708% | 1.446% | 0.3228% | 3.063% | 0.01339% | 0.02385%
| Energy Expenses to Total |  |  |  | 74.59% | 65.29% | 70.8% | 85.33% | 82.85% | 86.68% | 84.11% | #DIV/0! | #DIV/0! | #DIV/0! | 87.5% | 82.71% | 86.09% | 65.94% | 92.74% | 72.31%
All lines between this color not part of filing Stop Here to Hide) |  |  | 16: #DIV/0!
Taxable Income Pro-Forma
Total Operating Revenue |  |  |  |  | 983266245.6 | 392595910.6933 | 143422683.0467 | 18472103.6794 | 191420838.4915 | 124878893.9546 | 44367645.9934 | 0 | 0 | 0 | 32446128.1123 | 13470459.8355 | 3454437.2506 | 18217060.7497 | 239985.5978 | 280098.1951 | 0 | 0 | 0 | 0 | 0 | 983266245.6 | ok
Operating Expenses |  |  |  |  | 813126413.4647 | 347032589.1382 | 104073592.1652 | 13568807.0244 | 144230296.9436 | 109351755.0508 | 37838827.3435 | 0 | 0 | 0 | 29092587.8056 | 13454538.0709 | 3468269.3856 | 10599663.2597 | 192069.421 | 223417.8561 | 0 | 0 | 0 | 0 | 0 | 813126413.4647 | ok
Interest Expense |  |  | INTEXP |  | 34922372.93 | 16771840.1981 | 4561251.7886 | 474301.4349 | 5468004.7755 | 3674102.9859 | 1359312.4498 | 0 | 0 | 0 | 975188.7902 | 517685.0588 | 114441.8739 | 993639.2173 | 4431.9903 | 8172.3665 | 0 | 0 | 0 | 0 | 0 | 34922372.93 | ok
Interest Syncronization Adjustment |  |  |  | INTEXP | 0 | 0 | 0 | 0 | 0 | 0 | 0 | 0 | 0 | 0 | 0 | 0 | 0 | 0 | 0 | 0 | 0 | 0 | 0 | 0 | 0 | 0 | ok
Taxable Income |  |  | TXINCPF |  | 135217459.2053 | 28791481.357 | 34787839.0929 | 4428995.2201 | 41722536.7724 | 11853035.9179 | 5169506.2 | 0 | 0 | 0 | 2378351.5165 | -501763.2942 | -128274.0089 | 6623758.2727 | 43484.1865 | 48507.9725 | 0 | 0 | 0 | 0 | 0 | 135217459.2053 | ok
Cost of Service Summary -- Equalized RORs based on Cost of Service
Operating Revenues
Total Operating Revenue -- Actual |  |  |  |  | 983266245.6 | 392595910.6933 | 143422683.0467 | 18472103.6794 | 191420838.4915 | 124878893.9546 | 44367645.9934 | 0 | 0 | 0 | 32446128.1123 | 13470459.8355 | 3454437.2506 | 18217060.7497 | 239985.5978 | 280098.1951 | 0 | 0 | 0 | 0 | 0 | 983266245.6 | ok
Pro-Forma Adjustments:
Increase to Ultimate Consumers Required to Produce Equalized RORs |  |  |  |  | 0 | 37415127.7513 | -16469001.914 | -2530684.8449 | -20727287.202 | 1821009.6314 | -1192925.5985 | 0 | 0 | 0 | 1216042.4803 | 2428211.9268 | 477771.487 | -2396246.8801 | -25385.5453 | -16631.2919 | 0 | 0 | 0 | 0 | 0 | -8.9411e-08 | ok
Total Pro-Forma Operating Revenue |  |  |  |  | 983266245.6 | 430011038.4446 | 126953681.1327 | 15941418.8344 | 170693551.2895 | 126699903.586 | 43174720.395 | 0 | 0 | 0 | 33662170.5926 | 15898671.7622 | 3932208.7376 | 15820813.8697 | 214600.0525 | 263466.9032 | 0 | 0 | 0 | 0 | 0 | 983266245.6 | ok
Operating Expenses
Total Operating Expenses |  |  |  |  | 867018609.2947 | 359589481.5101 | 118010281.4032 | 15337386.9218 | 160570048.92 | 113976947.7075 | 39180148.4604 | 0 | 0 | 0 | 30059787.0176 | 13309823.2567 | 3378417.3657 | 13155803.3721 | 208525.0835 | 241958.276 | 0 | 0 | 0 | 0 | 0 | 867018609.29 | ok
Total Pro-Forma Adjustments |  |  |  |  | 0 | 0 | 0 | 0 | 0 | 0 | 0 | 0 | 0 | 0 | 0 | 0 | 0 | 0 | 0 | 0 | 0 | 0 | 0 | 0 | 0 | 0 | ok
Incremental Income Taxes |  |  |  | 0.37367 | 0 | 13981060.4473 | -6154037.8212 | -945651.1287 | -7745248.3179 | 680463.953 | -445765.2801 | 0 | 0 | 0 | 454403.4578 | 907359.6635 | 178530.7826 | -895415.1567 | -9485.9182 | -6214.6814 | 0 | 0 | 0 | 0 | 0 | 0 | ok
Total Pro-forma Operating Expenses |  |  |  |  | 867018609.2947 | 373570541.9574 | 111856243.582 | 14391735.7931 | 152824800.602 | 114657411.6605 | 38734383.1803 | 0 | 0 | 0 | 30514190.4754 | 14217182.9202 | 3556948.1484 | 12260388.2154 | 199039.1653 | 235743.5946 | 0 | 0 | 0 | 0 | 0 | 867018609.29 | ok
Net Operating Income -- Pro-Forma |  |  |  |  | 116247636.3053 | 56440496.4872 | 15097437.5507 | 1549683.0414 | 17868750.6874 | 12042491.9254 | 4440337.2146 | 0 | 0 | 0 | 3147980.1172 | 1681488.842 | 375260.5892 | 3560425.6542 | 15560.8872 | 27723.3086 | 0 | 0 | 0 | 0 | 0 | 116247636.31 | ok
Net Cost Rate Base |  |  |  |  | 1894443755.0954 | 919789421.1269 | 246037228.7551 | 25254598.316 | 291200270.6213 | 196251935.5149 | 72362495.9109 | 0 | 0 | 0 | 51301441.1623 | 27402587.59 | 6115479.8706 | 58022910.0609 | 253589.8931 | 451796.2735 | 0 | 0 | 0 | 0 | 0 | 1894443755.1 | ok
Rate of Return |  |  |  |  | 6.136% | 6.136% | 6.136% | 6.136% | 6.136% | 6.136% | 6.136% | #DIV/0! | #DIV/0! | #DIV/0! | 6.136% | 6.136% | 6.136% | 6.136% | 6.136% | 6.136% | #DIV/0! | #DIV/0! | #DIV/0! | #DIV/0! | #DIV/0!
Increase (Decrease) Required to Produce Levelized RORs |  |  |  |  | 0 | 37415127.7513 | -16469001.914 | -2530684.8449 | -20727287.202 | 1821009.6314 | -1192925.5985 | 0 | 0 | 0 | 1216042.4803 | 2428211.9268 | 477771.487 | -2396246.8801 | -25385.5453 | -16631.2919 | 0 | 0 | 0 | 0 | 0 | 0 | ok
% Increase (Decrease) Required to Produce Levelized RORs |  |  |  |  | 0% | 9.53% | -11.48% | -13.7% | -10.83% | 1.458% | -2.689% | #DIV/0! | #DIV/0! | #DIV/0! | 3.748% | 18.03% | 13.83% | -13.15% | -10.58% | -5.938% | #DIV/0! | #DIV/0! | #DIV/0! | #DIV/0! | #DIV/0!
Cost of Service Summary -- Adjusted for Uniform Percentage Increase
Operating Revenues
Total Operating Revenue -- Pro-Forma Actual |  |  |  |  | 983266245.6 | 392595910.6933 | 143422683.0467 | 18472103.6794 | 191420838.4915 | 124878893.9546 | 44367645.9934 | 0 | 0 | 0 | 32446128.1123 | 13470459.8355 | 3454437.2506 | 18217060.7497 | 239985.5978 | 280098.1951 | 0 | 0 | 0 | 0 | 0 | 983266245.6 | ok
Pro-Forma Adjustments:
To Reflect Proposed Increase to Ultimate Consumers |  |  |  |  | 61774462 | 24208044 | 9056955 | 1158691 | 11899906 | 7800677 | 2761016 |  |  | 0 | 2637482 | 818116 | 209583 | 1190660 | 15564 | 17768 | 0 | 0 | 0 | 0 | 0 | 61774462 | ok
To Reflect Proposed Increase in Miscellaneous Charges |  |  |  | SDALL | 294670 | 210008.1989 | 35979.878 | 1351.9026 | 23002.2443 | 12496.5751 | 5452.4295 | 0 | 0 | 0 | 0 | 1747.7022 | 395.0088 | 4114.4084 | 47.2294 | 74.4226 | 0 | 0 | 0 | 0 | 0 | 294670 | ok
Total Pro-Forma Operating Revenue |  |  |  |  | 1045335377.6 | 417013962.8923 | 152515617.9247 | 19632146.582 | 203343746.7358 | 132692067.5298 | 47134114.4229 | 0 | 0 | 0 | 35083610.1123 | 14290323.5377 | 3664415.2595 | 19411835.1581 | 255596.8272 | 297940.6178 | 0 | 0 | 0 | 0 | 0 | 1045335377.6 | ok
Operating Expenses
Total Operating Expenses |  |  |  |  | 925658736.2947 | 385078663.6469 | 126722279.4192 | 16514843.4861 | 171693791.3332 | 121398842.2085 | 40642751.2114 | 0 | 0 | 0 | 32059471.8736 | 14150342.4321 | 3517484.1886 | 13405340.908 | 222347.397 | 252578.1902 | 0 | 0 | 0 | 0 | 0 | 925658736.29 | ok
Total Pro-Forma Adjustments |  |  |  |  | -58640127 | -25489182.1368 | -8711998.016 | -1177456.5643 | -11123742.4133 | -7421894.501 | -1462602.751 | 0 | 0 | 0 | -1999684.8559 | -840519.1754 | -139066.8228 | -249537.5359 | -13822.3134 | -10619.9142 | 0 | 0 | 0 | 0 | 0 | -58640127 | ok
Incremental Income Taxes |  |  |  |  | 23193620.831 | 9124391.2374 | 3397793.3476 | 433477.8716 | 4455280.8153 | 2919579.8225 | 1033757.3239 | 0 | 0 | 0 | 985558.4489 | 306361.7491 | 78463.3225 | 446456.1323 | 5833.5106 | 6667.2494 | 0 | 0 | 0 | 0 | 0 | 23193620.83 | ok
Total Pro-forma Operating Expenses |  |  |  |  | 890212230.1257 | 368713872.7475 | 121408074.7508 | 15770864.7934 | 165025329.7352 | 116896527.5301 | 40213905.7843 | 0 | 0 | 0 | 31045345.4665 | 13616185.0058 | 3456880.6882 | 13602259.5044 | 214358.5941 | 248625.5254 | 0 | 0 | 0 | 0 | 0 | 890212230.13 | ok
Net Operating Income -- Pro-Forma |  |  |  |  | 155123147.4743 | 48300090.1448 | 31107543.1739 | 3861281.7886 | 38318417.0006 | 15795539.9997 | 6920208.6386 | 0 | 0 | 0 | 4038264.6458 | 674138.5319 | 207534.5712 | 5809575.6537 | 41238.2332 | 49315.0924 | 0 | 0 | 0 | 0 | 0 | 155123147.47 | ok
Net Cost Rate Base |  |  |  |  | 1894443755.0954 | 919789421.1269 | 246037228.7551 | 25254598.316 | 291200270.6213 | 196251935.5149 | 72362495.9109 | 0 | 0 | 0 | 51301441.1623 | 27402587.59 | 6115479.8706 | 58022910.0609 | 253589.8931 | 451796.2735 | 0 | 0 | 0 | 0 | 0 | 1894443755.1 | ok
Rate of Return |  |  |  |  | 8.188% | 5.251% | 12.64% | 15.29% | 13.16% | 8.049% | 9.563% |  |  |  | 7.872% | 2.46% | 3.394% | 10.01% | 16.26% | 10.92% | #DIV/0! | #DIV/0! | #DIV/0! | #DIV/0! | #DIV/0!
Cost of Service Summary -- Pro-Forma w/Increase (Equalized RORs)
Operating Revenues
Total Operating Revenue -- Adjusted for Uniform Percentage Increase |  |  |  |  | 1045335377.6 | 417013962.8923 | 152515617.9247 | 19632146.582 | 203343746.7358 | 132692067.5298 | 47134114.4229 | 0 | 0 | 0 | 35083610.1123 | 14290323.5377 | 3664415.2595 | 19411835.1581 | 255596.8272 | 297940.6178 | 0 | 0 | 0 | 0 | 0 | 1045335377.6 | ok
Pro-Forma Adjustments:
Increase to Ultimate Consumers Required to Produce Equalized RORs |  |  |  |  | -294670 | 42922842.4793 | -17536807.8682 | -2864643.6325 | -23132377.074 | 425294.0564 | -1593977.8061 | 0 | 0 | 0 | 259389.4385 | 2504412.7808 | 467764.6857 | -1694086.0331 | -32735.4416 | -19745.585 | 0 | 0 | 0 | 0 | 0 | -294670 | ok
To Reflect Proposed Increase in Miscellaneous Charges |  |  |  | MISCR | 294670 | 210008.1989 | 35979.878 | 1351.9026 | 23002.2443 | 12496.5751 | 5452.4295 | 0 | 0 | 0 | 0 | 1747.7022 | 395.0088 | 4114.4084 | 47.2294 | 74.4226 | 0 | 0 | 0 | 0 | 0 | 294670 | ok
Total Pro-Forma Operating Revenue |  |  |  |  | 1045335377.6 | 460146813.5705 | 135014789.9344 | 16768854.8521 | 180234371.9061 | 133129858.1613 | 45545589.0462 | 0 | 0 | 0 | 35342999.5508 | 16796484.0207 | 4132574.954 | 17721863.5334 | 222908.6151 | 278269.4554 | 0 | 0 | 0 | 0 | 0 | 1045335377.6 | ok
Operating Expenses
Total Operating Expenses |  |  |  |  | 948852357.1257 | 394203054.8843 | 130120072.7668 | 16948321.3577 | 176149072.1485 | 124318422.031 | 41676508.5353 | 0 | 0 | 0 | 33045030.3225 | 14456704.1812 | 3595947.5111 | 13851797.0402 | 228180.9075 | 259245.4396 | 0 | 0 | 0 | 0 | 0 | 948852357.13 | ok
Total Pro-Forma Adjustments |  |  |  |  | -58640127 | -25489182.1368 | -8711998.016 | -1177456.5643 | -11123742.4133 | -7421894.501 | -1462602.751 | 0 | 0 | 0 | -1999684.8559 | -840519.1754 | -139066.8228 | -249537.5359 | -13822.3134 | -10619.9142 | 0 | 0 | 0 | 0 | 0 | -58640127 | ok
Incremental Income Taxes |  |  |  | 0.37367 | 0 | 16117624.8443 | -6539604.3984 | -1069937.6739 | -8635372.5301 | 163590.9764 | -593590.6316 | 0 | 0 | 0 | 96927.089 | 936487.0123 | 174939.1057 | -631498.4569 | -12214.735 | -7350.6019 | 0 | 0 | 0 | 0 | 0 | 0 | ok
Total Pro-forma Operating Expenses |  |  |  |  | 890212230.1257 | 384831497.5918 | 114868470.3524 | 14700927.1195 | 156389957.2051 | 117060118.5065 | 39620315.1527 | 0 | 0 | 0 | 31142272.5556 | 14552672.0181 | 3631819.7939 | 12970761.0475 | 202143.8591 | 241274.9234 | 0 | 0 | 0 | 0 | 0 | 890212230.13 | ok
Net Operating Income -- Pro-Forma |  |  |  |  | 155123147.4743 | 75315315.9787 | 20146319.582 | 2067927.7326 | 23844414.701 | 16069739.6548 | 5925273.8935 | 0 | 0 | 0 | 4200726.9953 | 2243812.0026 | 500755.1601 | 4751102.4859 | 20764.756 | 36994.5319 | 0 | 0 | 0 | 0 | 0 | 155123147.47 | ok
Net Cost Rate Base |  |  |  |  | 1894443755.0954 | 919789421.1269 | 246037228.7551 | 25254598.316 | 291200270.6213 | 196251935.5149 | 72362495.9109 | 0 | 0 | 0 | 51301441.1623 | 27402587.59 | 6115479.8706 | 58022910.0609 | 253589.8931 | 451796.2735 | 0 | 0 | 0 | 0 | 0 | 1894443755.1 | ok
Rate of Return |  |  |  |  | 8.188% | 8.188% | 8.188% | 8.188% | 8.188% | 8.188% | 8.188% | #DIV/0! | #DIV/0! | #DIV/0! | 8.188% | 8.188% | 8.188% | 8.188% | 8.188% | 8.188% | #DIV/0! | #DIV/0! | #DIV/0! | #DIV/0! | #DIV/0!
Adjusted Revenue at Current Rates |  |  |  |  | 1045335377.6 | 460146813.5705 | 135014789.9344 | 16768854.8521 | 180234371.9061 | 133129858.1613 | 45545589.0462 | 0 | 0 | 0 | 35342999.5508 | 16796484.0207 | 4132574.954 | 17721863.5334 | 222908.6151 | 278269.4554 | 1 | 1 |  |  | 0
Increase (Decrease) Required to Produce Levelized RORs |  |  |  |  | -294670 | 42922842.4793 | -17536807.8682 | -2864643.6325 | -23132377.074 | 425294.0564 | -1593977.8061 | 0 | 0 | 0 | 259389.4385 | 2504412.7808 | 467764.6857 | -1694086.0331 | -32735.4416 | -19745.585 | 0 | 0 | 0 | 0 | 0
% Increase (Decrease) Required to Produce Levelized RORs |  |  |  |  | -0.02819% | 9.328% | -12.99% | -17.08% | -12.83% | 0.3195% | -3.5% | #DIV/0! | #DIV/0! | #DIV/0! | 0.7339% | 14.91% | 11.32% | -9.559% | -14.69% | -7.096% | 0% | 0% | #DIV/0! | #DIV/0! | #DIV/0!
Inter-Class Subsidies Received (Provided) |  |  |  |  | -62069132 | 18714798.4793 | -26593762.8682 | -4023334.6325 | -35032283.074 | -7375382.9436 | -4354993.8061 | 0 | 0 | 0 | -2378092.5615 | 1686296.7808 | 258181.6857 | -2884746.0331 | -48299.4416 | -37513.585 | 0 | err
Cost of Service Summary -- Pro-Forma (Adjusted for Proposed Increase) | bar: 1 to 3
Operating Revenues
Total Operating Revenue -- Actual |  |  |  |  | 983266245.6 | 392595910.6933 | 143422683.0467 | 18472103.6794 | 191420838.4915 | 124878893.9546 | 44367645.9934 | 0 | 0 | 0 | 32446128.1123 | 13470459.8355 | 3454437.2506 | 18217060.7497 | 239985.5978 | 280098.1951 | 0 | 0 | 0 | 0 | 0 | 983266245.6 | ok
Pro-Forma Adjustments: | bar: 21 to 25
Proposed Increase |  |  |  |  | 61774461.7552 | 29822151.9157 | 6586328.6664 | 779088.5552 | 8789450.1358 | 8073827.5413 | 2581694.7801 |  |  |  | 2819888.5095 | 1182347.9826 | 281248.4828 | 831405.468 | 11754.6212 | 15275.0965 | [5 empty] | 61774461.7552 | ok
To Reflect Proposed Increase in Miscellaneous Charges |  |  |  | MISCR | 294670 | 210008.1989 | 35979.878 | 1351.9026 | 23002.2443 | 12496.5751 | 5452.4295 | 0 | 0 | 0 | 0 | 1747.7022 | 395.0088 | 4114.4084 | 47.2294 | 74.4226 | 0 | 0 | 0 | 0 | 0 | 294670 | ok
Total Pro-Forma Operating Revenue |  |  |  |  | 1045335377.3552 | 422628070.808 | 150044991.5911 | 19252544.1372 | 200233290.8716 | 132965218.0711 | 46954793.203 | 0 | 0 | 0 | 35266016.6219 | 14654555.5203 | 3736080.7423 | 19052580.6261 | 251787.4485 | 295447.7143 | 0 | 0 | 0 | 0 | 0 | 1045335377.36 | ok
Operating Expenses
Total Operating Expenses |  |  |  |  | 925658736.2947 | 385078663.6469 | 126722279.4192 | 16514843.4861 | 171693791.3332 | 121398842.2085 | 40642751.2114 | 0 | 0 | 0 | 32059471.8736 | 14150342.4321 | 3517484.1886 | 13405340.908 | 222347.397 | 252578.1902 | 0 | 0 | 0 | 0 | 0 | 925658736.29 | ok
Total Pro-Forma Adjustments |  |  |  |  | -58640127 | -25489182.1368 | -8711998.016 | -1177456.5643 | -11123742.4133 | -7421894.501 | -1462602.751 | 0 | 0 | 0 | -1999684.8559 | -840519.1754 | -139066.8228 | -249537.5359 | -13822.3134 | -10619.9142 | 0 | 0 | 0 | 0 | 0 | -58640127 | ok
Incremental Income Taxes |  |  |  |  | 23193620.7395 | 11222237.3987 | 2474584.523 | 291630.3076 | 3292984.3307 | 3021649.0779 | 966749.6464 | 0 | 0 | 0 | 1053719.0189 | 442465.7709 | 105242.8501 | 312212.0543 | 4410.0448 | 5735.7162 | 0 | 0 | 0 | 0 | 0 | 23193620.74 | ok
Total Pro-forma Operating Expenses |  |  |  |  | 890212230.0342 | 370811718.9088 | 120484865.9262 | 15629017.2295 | 163863033.2506 | 116998596.7854 | 40146898.1068 | 0 | 0 | 0 | 31113506.0366 | 13752289.0276 | 3483660.2158 | 13468015.4264 | 212935.1283 | 247693.9922 | 0 | 0 | 0 | 0 | 0 | 890212230.03 | ok
Net Operating Income -- Pro-Forma |  |  |  |  | 155123147.321 | 51816351.8992 | 29560125.6648 | 3623526.9078 | 36370257.6209 | 15966621.2856 | 6807895.0962 | 0 | 0 | 0 | 4152510.5853 | 902266.4926 | 252420.5264 | 5584565.1997 | 38852.3202 | 47753.7221 | 0 | 0 | 0 | 0 | 0 | 155123147.32 | ok
Net Cost Rate Base |  |  |  |  | 1894443755.0954 | 919789421.1269 | 246037228.7551 | 25254598.316 | 291200270.6213 | 196251935.5149 | 72362495.9109 | 0 | 0 | 0 | 51301441.1623 | 27402587.59 | 6115479.8706 | 58022910.0609 | 253589.8931 | 451796.2735 | 0 | 0 | 0 | 0 | 0 | 1894443755.1 | ok
Rate of Return |  |  |  |  | 8.188% | 5.634% | 12.01% | 14.35% | 12.49% | 8.136% | 9.408% | #DIV/0! | #DIV/0! | #DIV/0! | 8.094% | 3.293% | 4.128% | 9.625% | 15.32% | 10.57% | #DIV/0! | #DIV/0! | #DIV/0! | #DIV/0! | #DIV/0!
All lines between this color not part of filing Stop Here to Hide) |  |  | 16: 23.63%
Cost of Service Summary -- Pro-Forma (Adjusted for Proposed Increase)
Adjusted Increase to a Cap | bar: 4 to 18
|  |  | ROR Band | 4.3%
|  |  | Cap | 12.49% | 12.49% | 0 | 0 | -750526.5786 | 0 | 0 | 0 |  |  |  | 0 | 0 | -54126 | 0 | 0 | 0 | [5 empty] | -804652.58
|  |  | Min | 0% | 3.888% | 0 | 0 | 0 | 0 | 0 | 0 |  |  |  | 0 | 0 | 0 | 0 | 0 | 0 | [5 empty] | 0
[6 empty] | 392595910.6933 | 143422683.0467 | 0 | 191420838.4915 | 124878893.9546 | 44367645.9934 |  |  |  | 32446128.1123 | 13470459.8355 | 0 | 18217060.7497 | 239985.5978 | 280098.1951 | [5 empty] | 961339704.67
|  |  | Reallocation |  |  | 328607.3704 | 120046.4637 | 0 | 160221.4813 | 104525.0953 | 37136.2388 |  |  |  | 27157.7888 | 11274.9325 | 0 | 15247.893 | 200.8708 | 234.4455 | 0 | 0 | 0 | 0 | 0 | 804652.58 | ok
|  |  |  | Total Adjustment |  | 328607.3704 | 120046.4637 | -750526.5786 | 160221.4813 | 104525.0953 | 37136.2388 |  |  |  | 27157.7888 | 11274.9325 | -54126 | 15247.893 | 200.8708 | 234.4455 | [5 empty] | -804652.58
|  |  |  | Adjusted Uniform Increase to reflect Adjustment | 61774461.7566 | 30150759.2862 | 6706375.1301 | 28561.9766 | 8949671.6171 | 8178352.6366 | 2618831.0189 | 0 | 0 | 0 | 2847046.2984 | 1193622.915 | 227122.4828 | 846653.3609 | 11955.492 | 15509.542 | 0 | 0 | 0 | 0 | 0 | 61774461.76 | ok
[8 empty] | 0.1546% |  | 6.549% | [6 empty] | 6.575%
|  |  |  | Previous Increase | 61774461.7552 | 29822151.9157 | 6586328.6664 | 779088.5552 | 8789450.1358 | 8073827.5413 | 2581694.7801 | 0 | 0 | 0 | 2819888.5095 | 1182347.9826 | 281248.4828 | 831405.468 | 11754.6212 | 15275.0965
|  |  |  | Calculations for LWC | [12 empty] | -55016.4503
226232.0325
Cost of Service Summary -- Pro-Forma (Adjusted for Proposed Increase)
Operating Revenues
Total Operating Revenue -- Pro-Forma Actual |  |  |  |  | 983266245.6 | 392595910.6933 | 143422683.0467 | 18472103.6794 | 191420838.4915 | 124878893.9546 | 44367645.9934 | 0 | 0 | 0 | 32446128.1123 | 13470459.8355 | 3454437.2506 | 18217060.7497 | 239985.5978 | 280098.1951 | 0 | 0 | 0 | 0 | 0 | 983266245.6 | ok
Pro-Forma Adjustments:
To Reflect Proposed Increase to Ultimate Consumers |  |  |  |  | 61763211.8258 | 30238063.3404 | 6743615.1164 | 28624 | 8753240.2638 | 8205551.2171 | 2631416.946 |  |  |  | 2851375 | 1195733 | 219964 | 871224.6443 | 11397.2776 | 13007.0203 | 0 | 0 | 0 | 0 | 0 | 61763211.8258 | ok
To Reflect Proposed Increase in Miscellaneous Charges |  |  |  | SDALL | 294670 | 210008.1989 | 35979.878 | 1351.9026 | 23002.2443 | 12496.5751 | 5452.4295 | 0 | 0 | 0 | 0 | 1747.7022 | 395.0088 | 4114.4084 | 47.2294 | 74.4226 | 0 | 0 | 0 | 0 | 0 | 294670 | ok
Total Pro-Forma Operating Revenue |  |  |  |  | 1045324127.4258 | 423043982.2327 | 150202278.0411 | 18502079.582 | 200197080.9996 | 133096941.7468 | 47004515.3689 | 0 | 0 | 0 | 35297503.1123 | 14667940.5377 | 3674796.2595 | 19092399.8024 | 251430.1048 | 293179.638 | 0 | 0 | 0 | 0 | 0 | 1045324127.43 | ok
Operating Expenses
Total Operating Expenses |  |  |  |  | 925658736.2947 | 385078663.6469 | 126722279.4192 | 16514843.4861 | 171693791.3332 | 121398842.2085 | 40642751.2114 | 0 | 0 | 0 | 32059471.8736 | 14150342.4321 | 3517484.1886 | 13405340.908 | 222347.397 | 252578.1902 | 0 | 0 | 0 | 0 | 0 | 925658736.29 | ok
Total Pro-Forma Adjustments |  |  |  |  | -58640127 | -25489182.1368 | -8711998.016 | -1177456.5643 | -11123742.4133 | -7421894.501 | -1462602.751 | 0 | 0 | 0 | -1999684.8559 | -840519.1754 | -139066.8228 | -249537.5359 | -13822.3134 | -10619.9142 | 0 | 0 | 0 | 0 | 0 | -58640127 | ok
Incremental Income Taxes |  |  |  |  | 23189416.9334 | 11377652.6844 | 2533358.3799 | 11201.2154 | 3279453.643 | 3070870.7907 | 985329.527 | 0 | 0 | 0 | 1065484.7018 | 447467.4039 | 82342.4323 | 327091.4452 | 4276.5147 | 4888.1951 | 0 | 0 | 0 | 0 | 0 | 23189416.93 | ok
Total Pro-forma Operating Expenses |  |  |  |  | 890208026.2281 | 370967134.1945 | 120543639.7831 | 15348588.1373 | 163849502.5629 | 117047818.4983 | 40165477.9874 | 0 | 0 | 0 | 31125271.7194 | 13757290.6606 | 3460759.798 | 13482894.8173 | 212801.5982 | 246846.4711 | 0 | 0 | 0 | 0 | 0 | 890208026.23 | ok
Net Operating Income -- Pro-Forma |  |  |  |  | 155116101.1977 | 52076848.0382 | 29658638.2579 | 3153491.4448 | 36347578.4367 | 16049123.2486 | 6839037.3815 | 0 | 0 | 0 | 4172231.3929 | 910649.8771 | 214036.4614 | 5609504.9851 | 38628.5066 | 46333.167 | 0 | 0 | 0 | 0 | 0 | 155116101.2 | ok
Net Cost Rate Base |  |  |  |  | 1894443755.0954 | 919789421.1269 | 246037228.7551 | 25254598.316 | 291200270.6213 | 196251935.5149 | 72362495.9109 | 0 | 0 | 0 | 51301441.1623 | 27402587.59 | 6115479.8706 | 58022910.0609 | 253589.8931 | 451796.2735 | 0 | 0 | 0 | 0 | 0 | 1894443755.1 | ok
[29 empty] | SC | Lights
Rate of Return |  |  |  |  | 8.188% | 5.662% | 12.05% | 12.49% | 12.48% | 8.178% | 9.451% | #DIV/0! | #DIV/0! | #DIV/0! | 8.133% | 3.323% | 3.5% | 9.668% | 15.23% | 10.26% | #DIV/0! | #DIV/0! | #DIV/0! | #DIV/0! | #DIV/0! |  |  |  | 3.355% | 9.696%
Allocation Factors
Energy Allocation Factors
Energy Usage by Class |  |  | E01 | Energy | 1 | 0.36674 | 0.12246 | 0.019974 | 0.20132 | 0.16124 | 0.051558 | 0 | 0 | 0 | 0.043772 | 0.018375 | 0.004938 | 0.009033 | 0.00032016 | 0.00026754 | 0 | 0 | 0 | 0 | 0 | 1 | ok
Customer Allocation Factors
Primary Distribution Plant -- Average Number of Customers |  |  | C01 | Cust08 | 1 | 0.86087 | 0.10714 | 0.00021041 | 0.0072034 | 0.00022774 | 0.00040102 | 0 | 0 | 0 | 0 | 2.4754e-06 | 4.9508e-06 | 0.023644 | 4.2082e-05 | 0.000252 | 0 | 0 | 0 | 0 | 0 | 1 | ok
Customer Services -- Weighted cost of Services |  |  | C02 |  | 1 | 0.82719 | 0.13815 | 0 | 0.029512 | 0 | 0.00235 | 0 | 0 | 0 | 0 | 0 | 0 | 0 | 0.00040587 | 0.0023883 | 0 | 0 | 0 | 0 | 0 | 1 | ok
Meter Costs -- Weighted Cost of Meters |  |  | C03 |  | 1 | 0.69989 | 0.20785 | 0.0094843 | 0.054458 | 0.010673 | 0.0032718 | 0 | 0 | 0 | 0.0094327 | 0.00085752 | 0.001715 | 0 | 0.00034341 | 0.0020208 | 0 | 0 | 0 | 0 | 0 | 1 | ok
Lighting Systems -- Lighting Customers |  |  | C04 | Cust04 | 1 | 0 | 0 | 0 | 0 | 0 | 0 | 0 | 0 | 0 | 0 | 0 | 0 | 1 | 0 | 0 | 0 | 0 | 0 | 0 | 0 | 1 | ok
Meter Reading and Billing -- Weighted Cost |  |  | C05 | Cust05 | 1 | 0.7469 | 0.18591 | 0.00091276 | 0.031249 | 0.0049397 | 0.0086981 | 0 | 0 | 0 | 0.00059061 | 1.0738e-05 | 2.1477e-05 | 0.020514 | 3.6511e-05 | 0.00021863 | 0 | 0 | 0 | 0 | 0 | 1 | ok
Marketing/Economic Development |  |  | C06 | Cust06 | 1 | 0.86085 | 0.10714 | 0.0002104 | 0.0072032 | 0.00022773 | 0.00040101 | 0 | 0 | 0 | 2.7229e-05 | 2.4753e-06 | 4.9507e-06 | 0.023643 | 4.2081e-05 | 0.00025199 | 0 | 0 | 0 | 0 | 0 | 1 | ok
Revenue per Billing Determinants |  |  |  |  | 909121260.41 | 364714022 | 136541859 | 17392664 | 178058720 | 112462772 | 37487526 | 0 | 0 | 0 | 29951912 | 11987837 | 2850388 | 17199655 | 217032.16 | 256873.25 | 0 | 0 | 0 | 0 | 0 | 909121260.41 | ok | 0
CSR Credits |  |  | 3: -1178734; 8: -200398; 10: 0; 13: -978336; 24: -1178734; 25: ok
Buythrough Charges |  |  | 3: 88518; 13: 88518; 24: 88518; 25: ok
Revenue net of CSR |  |  | R01 |  | 908031044.41 | 364714022 | 136541859 | 17392664 | 178058720 | 112262374 | 37487526 | 0 | 0 | 0 | 29062094 | 11987837 | 2850388 | 17199655 | 217032.16 | 256873.25 | [5 empty] | 908031044.41 | ok
Energy |  |  |  |  | 11562384799 | 4217378380 | 1434062636 | 238816300 | 2332828585 | 1886025951 | 549360142 | 0 | 0 | 0 | 523880472 | 215705000 | 53731200 | 103846198 | 3674215 | 3075720 | 0 | 0 | 0 | 0 | 0 | 11562384799 | ok
Energy changes due to rate switching |  |  |  |  | 4237200 | -1191004 | -26247143 | -4331880 | -18417463 | 6819812 | 43361211 | 0 | 0 |  | 0 | 0 | 4237200 | 0 | 6467 | 0 | [5 empty] | 4237200 | ok
Net delivered energy |  |  |  |  | 11566621999 | 4216187376 | 1407815493 | 234484420 | 2314411122 | 1892845763 | 592721353 | 0 | 0 | 0 | 523880472 | 215705000 | 57968400 | 103846198 | 3680682 | 3075720 | [5 empty] | 11566621999 | ok
Energy (Loss Adjusted) |  |  | Energy |  | 12251529227.0479 | 4493173552.8383 | 1500303183.0205 | 244717783.5549 | 2466458417.6121 | 1975453293.3688 | 631660709.0714 | 0 | 0 | 0 | 536276503.3755 | 225118792.548 | 60498255.5524 | 110668466.2718 | 3922487.6752 | 3277782.159 | 0 | 0 | 0 | 0 | 0 | 12251529227.0479 | ok | 0
O&M Customer Allocators
Customers (Monthly Bills) |  |  |  |  | 5892216 | 4173228 | 519384 | 1020 | 34920 | 1104 | 1944 | 0 | 0 | 0 | 132 | 12 | 24 | 1146192 | 2040 | 12216 | 0 | 0 | 0 | 0 | 0 | 5892216 | ok
Average Customers (Bills/12) |  |  |  |  | 491018 | 347769 | 43282 | 85 | 2910 | 92 | 162 | 0 | 0 | 0 | 11 | 1 | 2 | 95516 | 170 | 1018 | 0 | 0 | 0 | 0 | 0 | 491018 | ok
Average Customers (Lighting = Lights) |  |  |  |  | 491018 | 347769 | 43282 | 85 | 2910 | 92 | 162 | 0 | 0 | 0 | 11 | 1 | 2 | 95516 | 170 | 1018 | 0 | 0 | 0 | 0 | 0 | 491018 | ok
Weighted Average Customers (Lighting = 10 Lights per Customer) |  |  | Cust05 |  | 465618.4 | 347769 | 86564 | 425 | 14550 | 2300 | 4050 | 0 | 0 | 0 | 275 | 5 | 10 | 9551.6 | 17 | 101.8 | 0 | 0 | 0 | 0 | 0 | 465618.4 | ok
Street Lighting |  |  | 1: Cust04; 3: 95516; 9: 0; 11: 0; 12: 0; 13: 0; 14: 0; 15: 0; 16: 95516; 17: 0; 18: 0; 24: 95516; 25: ok
Average Customers |  |  | Cust01 |  | 491018 | 347769 | 43282 | 85 | 2910 | 92 | 162 | 0 | 0 | 0 | 11 | 1 | 2 | 95516 | 170 | 1018 | 0 | 0 | 0 | 0 | 0 | 491018 | ok
Average Customers (Lighting = 10 Lights per Cust) |  |  | Cust06 |  | 403984.4 | 347769 | 43282 | 85 | 2910 | 92 | 162 | 0 | 0 | 0 | 11 | 1 | 2 | 9551.6 | 17 | 101.8 | 0 | 0 |  |  |  | 403984.4 | ok
Average Secondary Customers |  |  | Cust07 |  | 403793.4 | 347769 | 43282 | 0 | 2910 | 0 | 162 | 0 | 0 | 0 | 0 | 0 | 0 | 9551.6 | 17 | 101.8 | 0 | 0 |  |  |  | 403793.4 | ok
Average Primary Customers |  |  | Cust08 |  | 403973.4 | 347769 | 43282 | 85 | 2910 | 92 | 162 | 0 | 0 | 0 | 0 | 1 | 2 | 9551.6 | 17 | 101.8 | 0 | 0 | 0 | 0 | 0 | 403973.4 | ok
Plant Customer Allocators
Year End Customers |  |  |  |  | 488377 | 352585 | 44326 | 85 | 2899 | 94 | 157 | 0 | 0 | 0 | 11 | 1 | 2 | 87026 | 173 | 1018 | 0 | 0 | 0 | 0 | 0 | 488377 | ok
Year End Customers (Lighting = 10 Lights) |  |  |  |  | 488377 | 352585 | 44326 | 85 | 2899 | 94 | 157 | 0 | 0 | 0 | 11 | 1 | 2 | 87026 | 173 | 1018 | 0 | 0 | 0 | 0 | 0 | 488377 | ok
Weighted Year End Customers |  |  | YECust05 |  | 471543.7 | 352585 | 88652 | 425 | 14495 | 2350 | 3925 | 0 | 0 | 0 | 275 | 5 | 10 | 8702.6 | 17.3 | 101.8 | 0 | 0 | 0 | 0 | 0 | 471543.7 | ok
Street Lighting (plant in service balance) |  |  | 1: YECust04; 3: 83856546.37; 9: 0; 11: 0; 12: 0; 13: 0; 14: 0; 15: 0; 16: 83856546.37; 17: 0; 19: 0; 20: 0; 24: 83856546.37; 25: ok
Year End Customers |  |  | YECust01 |  | 488377 | 352585 | 44326 | 85 | 2899 | 94 | 157 | 0 | 0 | 0 | 11 | 1 | 2 | 87026 | 173 | 1018 | 0 | 0 | 0 | 0 | 0 | 488377 | ok
Year End Customers (Lighting = 10 Lights per Cust) |  |  | YECust06 |  | 408981.7 | 352585 | 44326 | 85 | 2899 | 94 | 157 | 0 | 0 | 0 | 11 | 1 | 2 | 8702.6 | 17.3 | 101.8 | 0 | 0 |  |  |  | 408981.7 | ok
Year End Secondary Customers |  |  | YECust07 |  | 408788.7 | 352585 | 44326 | 0 | 2899 | 0 | 157 | 0 | 0 | 0 | 0 | 0 | 0 | 8702.6 | 17.3 | 101.8 | 0 | 0 |  |  |  | 408788.7 | ok
Year End Primary Customers |  |  | YECust08 |  | 408970.7 | 352585 | 44326 | 85 | 2899 | 94 | 157 | 0 | 0 | 0 | 0 | 1 | 2 | 8702.6 | 17.3 | 101.8 | 0 | 0 | 0 | 0 | 0 | 408970.7 | ok
Allocation Factors (Continued)
Demand Allocators
Maximum Class Non-Coincident Peak Demands |  |  | NCP |  | 3163309.0848 | 1469824.1482 | 416991.2475 | 43456.8342 | 508405.2688 | 406844.7074 | 121895.2349 | 0 | 0 | 0 | 99606.7521 | 56989.3716 | 12867.3256 | 25151.0384 | 905.1763 | 371.9799 | 0 | 0 | 0 | 0 | 0 | 3163309.0848 | ok
Maximum Class Demands (Primary Subs) |  |  | NCPS |  | 3063702.3327 | 1469824.1482 | 416991.2475 | 43456.8342 | 508405.2688 | 406844.7074 | 121895.2349 | 0 | 0 | 0 | 0 | 56989.3716 | 12867.3256 | 25151.0384 | 905.1763 | 371.9799 | 0 | 0 | 0 | 0 | 0 | 3063702.3327 | ok
Maximum Class Demands (Primary Lines) |  |  | NCPL |  | 3063702.3327 | 1469824.1482 | 416991.2475 | 43456.8342 | 508405.2688 | 406844.7074 | 121895.2349 | 0 | 0 | 0 | 0 | 56989.3716 | 12867.3256 | 25151.0384 | 905.1763 | 371.9799 | 0 | 0 | 0 | 0 | 0 | 3063702.3327 | ok
Sum of the Individual Customer Demands (Secondary) |  |  | SICD |  | 4317585.0895 | 2988202.6793 | 575992.2113 | 0 | 574236.6394 | 0 | 154086.4731 | 0 | 0 | 0 | 0 | 0 | 0 | 23829.3683 | 885.2855 | 352.4326 | 0 | 0 | 0 | 0 | 0 | 4317585.0895 | ok
Summer Peak Period Demand Allocator |  |  | SCP |  | 2653132.5882 | 1295443.5963 | 346778.6655 | 38900.7266 | 463942.4952 | 274019.249 | 104635.0128 | 0 | 0 | 0 | 69988.8254 | 49469.8386 | 9559.735 | 0 | 22.4639 | 371.9799 | 0 | 0 |  |  |  | 2653132.5882 | ok
Winter Peak Period Demand Allocator |  |  | WCP |  | 1690103.596 | 681511.3132 | 269019.8153 | 27396.0122 | 315495.1431 | 207552.6173 | 79282.2404 | 0 | 0 | 0 | 73465.5159 | 30160.1633 | 5836.9752 | 0 | 11.8202 | 371.9799 | 0 | 0 |  |  |  | 1690103.596 | ok
Base Demand Allocator |  |  | BDEM |  | 1394755.13 | 509886.4277 | 168176.7203 | 27525.4883 | 280419.9629 | 225507.7854 | 76244.2066 | 0 | 0 | 0 | 61051.51 | 25628.28 | 6887.32 | 12598.87 | 455.4089 | 373.15 | 0 | 0 |  |  |  | 1394755.13 | ok
Rate Switching Adjustments to Demand Allocators
Sum of the Individual Customer Demands |  |  |  |  | 0 | -4481.021 | -2737.1672 | -949.2 | -2196.15 | 1592.0333 | 8719.675 | 0 | 0 | 0 | 0 | 0 | 0 | 0 | 51.8298 | 0 | [5 empty] | -8.1002e-13 | ok
Maximum Class Non-Coincident Peak Demands |  |  |  |  | 0 | -3567.9273 | -3196.8505 | -607.821 | -559.5686 | 1063.5411 | 6843.1323 | 0 | 0 | 0 | 0 | 0 | 0 | 0 | 25.4939 | 0 | [5 empty] | 2.1316e-14 | ok
Summer Peak Period Demand Allocator |  |  |  |  | 0 | -2994.2675 | -3266.3092 | -411.9764 | 59.1234 | 808.4229 | 5782.5428 | 0 | 0 | 0 | 0 | 0 | 0 | 0 | 22.4639 | 0 | [5 empty] | 4.551e-12 | ok
Winter Peak Period Demand Allocator |  |  |  |  | 0 | -2350.9951 | -1835.0526 | -311.9994 | -563.1915 | 570.6288 | 4478.7895 | 0 | 0 | 0 | 0 | 0 | 0 | 0 | 11.8202 | 0 | [5 empty] | -9.0061e-13 | ok
Base Demand Allocator |  |  |  |  | 0 | -1631.5123 | -2622.8197 | -334.0017 | -369.9271 | 615.5654 | 4333.8366 | 0 | 0 | 0 | 0 | 0 | 0 | 0 | 8.8589 | 0 | [5 empty] | 4.3148e-12 | ok
Production Allocation
Production Residual Winter Demand Allocator |  |  | PPWDRA |  | 1690103.596 | 681511.3132 | 269019.8153 | 27396.0122 | 315495.1431 | 207552.6173 | 79282.2404 | 0 | 0 | 0 | 73465.5159 | 30160.1633 | 5836.9752 | 0 | 11.8202 | 371.9799 | 0 | 0 | 0 | 0 | 0 | 1690103.596 | ok
Production Winter Demand Costs |  |  | 3: 39320003.5042; 24: 39320003.5042; 25: ok
Customer Specific Assignment |  |  |  |  | 0 |  | 0 | 0 | 0 | 0 | 0 | 0 | 0 | 0 | 0 |  |  |  | 0 |  | 0 | 0 |  |  |  | 0 | ok
Production Winter Demand Residual |  |  |  | PPWDRA | 39320003.5042 | 15855257.2074 | 6258705.1494 | 637364.0634 | 7339946.5945 | 4828680.1228 | 1844489.2833 | 0 | 0 | 0 | 1709164.0703 | 701671.6201 | 135796.3424 | 0 | 274.9951 | 8654.0555 | 0 | 0 | 0 | 0 | 0 | 39320003.5042 | ok
Production Winter Demand Total |  |  | PPWDT |  | 39320003.5042 | 15855257.2074 | 6258705.1494 | 637364.0634 | 7339946.5945 | 4828680.1228 | 1844489.2833 | 0 | 0 | 0 | 1709164.0703 | 701671.6201 | 135796.3424 | 0 | 274.9951 | 8654.0555 | 0 | 0 | 0 | 0 | 0 | 39320003.5042 | ok
Production Winter Demand Allocator |  |  | PPWDA | PPWDT | 1 | 0.40324 | 0.15917 | 0.01621 | 0.18667 | 0.1228 | 0.04691 | 0 | 0 | 0 | 0.043468 | 0.017845 | 0.0034536 | 0 | 6.9938e-06 | 0.00022009 | 0 | 0 | 0 | 0 | 0 | 1 | ok
Production Residual Summer Demand Allocator |  |  | PPSDRA |  | 2653132.5882 | 1295443.5963 | 346778.6655 | 38900.7266 | 463942.4952 | 274019.249 | 104635.0128 | 0 | 0 | 0 | 69988.8254 | 49469.8386 | 9559.735 | 0 | 22.4639 | 371.9799 | 0 | 0 | 0 | 0 | 0 | 2653132.5882 | ok
Production Summer Demand Costs |  |  | 3: 40381915.0405; 24: 40381915.0405; 25: ok
Customer Specific Assignment |  |  |  |  | 0 |  | 0 | 0 | 0 | 0 | 0 | 0 | 0 | 0 | 0 |  |  |  | 0 |  | 0 | 0 |  |  |  | 0 | ok
Production Summer Demand Residual |  |  |  | PPSDRA | 40381915.0405 | 19717255.5488 | 5278132.9771 | 592087.1964 | 7061421.0946 | 4170700.734 | 1592593.6821 | 0 | 0 | 0 | 1065262.5551 | 752954.0095 | 145503.6241 | 0 | 341.9116 | 5661.7073 | 0 | 0 | 0 | 0 | 0 | 40381915.0405 | ok
Production Summer Demand Total |  |  | PPSDT |  | 40381915.0405 | 19717255.5488 | 5278132.9771 | 592087.1964 | 7061421.0946 | 4170700.734 | 1592593.6821 | 0 | 0 | 0 | 1065262.5551 | 752954.0095 | 145503.6241 | 0 | 341.9116 | 5661.7073 | 0 | 0 | 0 | 0 | 0 | 40381915.0405 | ok
Production Summer Demand Allocator |  |  | PPSDA | PPSDT | 1 | 0.48827 | 0.13071 | 0.014662 | 0.17487 | 0.10328 | 0.039438 | 0 | 0 | 0 | 0.02638 | 0.018646 | 0.0036032 | 0 | 8.4669e-06 | 0.0001402 | 0 | 0 | 0 | 0 | 0 | 1 | ok
Production Residual Base Demand Allocator |  |  | PPBDRA |  | 1394755.13 | 509886.4277 | 168176.7203 | 27525.4883 | 280419.9629 | 225507.7854 | 76244.2066 | 0 | 0 | 0 | 61051.51 | 25628.28 | 6887.32 | 12598.87 | 455.4089 | 373.15 | 0 | 0 | 0 | 0 | 0 | 1394755.13 | ok
Production Base Demand Costs |  |  | 3: 41710970.2238; 24: 41710970.2238; 25: ok
Customer Specific Assignment |  |  |  |  | 0 |  | 0 | 0 | 0 | 0 | 0 | 0 | 0 | 0 | 0 |  |  |  | 0 |  | 0 | 0 |  |  |  | 0 | ok
Production Base Demand Residual |  |  |  | PPBDRA | 41710970.2238 | 15248452.6815 | 5029423.4598 | 823165.8721 | 8386123.463 | 6743942.5875 | 2280127.7187 | 0 | 0 | 0 | 1825781.2149 | 766428.7451 | 205969.3442 | 376776.5969 | 13619.2704 | 11159.2696 | 0 | 0 | 0 | 0 | 0 | 41710970.2238 | ok
Production Base Demand Total |  |  | PPBDT |  | 41710970.2238 | 15248452.6815 | 5029423.4598 | 823165.8721 | 8386123.463 | 6743942.5875 | 2280127.7187 | 0 | 0 | 0 | 1825781.2149 | 766428.7451 | 205969.3442 | 376776.5969 | 13619.2704 | 11159.2696 | 0 | 0 | 0 | 0 | 0 | 41710970.2238 | ok
Production Base Demand Allocator |  |  | PPBDA | PPBDT | 1 | 0.36557 | 0.12058 | 0.019735 | 0.20105 | 0.16168 | 0.054665 | 0 | 0 | 0 | 0.043772 | 0.018375 | 0.004938 | 0.009033 | 0.00032652 | 0.00026754 | 0 | 0 | 0 | 0 | 0 | 1 | ok
Allocation Factors (Continued)
Storm Damage Allocator
Distribution O&M |  |  | SDALL |  | 928173010.5145 | 661499108.253 | 113332038.0928 | 4258321.3498 | 72454143.0718 | 39362621.8376 | 17174459.1003 | 0 | 0 | 0 | 0 | 5505039.6558 | 1244227.5901 | 12959862.9927 | 148766.7463 | 234421.8243 | 0 | 0 | 0 | 0 | 0 | 928173010.5145 | ok
Revenue Adjustment Allocators
Forfeited Discounts |  |  | FDIS |  | 5456485.53 | 4190878.91 | 944053.52 | 10699.58 | 193797.69 | 71158.31 | 40121.15 | 0 | 0 | 0 | 5776.37 | 0 | 0 | 0 | 0 | 0 | [5 empty] | 5456485.53 | ok
Misc Service Revenue Allocator |  |  | 1: MISCR; 3: 1; 4: 0.8451; 5: 0.1549; 6: 0; 7: 0; 8: 0; 9: 0; 10: 0; 11: 0; 12: 0; 13: 0; 24: 1; 25: ok
Revenue and Expense Adjust before IT |  |  | ITADJ |  | -10117393 | -4789081.6019 | -3709051.8059 | -483336.8869 | -2999407.0672 | -523574.5163 | 2656618.6343 | 0 | 0 | 0 | -267423.3363 | -113266.6443 | 196539.4492 | -84028.5799 | -583.8051 | -796.8397 | 0 | 0 | 0 | 0 | 0 | -10117393 | ok
Full Year FAC Base Rate Change |  |  | REV01 |  | -8285846 | -3179957 | -1016165 | -182388 | -1628781 | -1291556 | -366407 | 0 | 0 | 0 | -364710 | -152577 | -40644 | -58627 | -2022 | -2012 | [5 empty] | -8285846 | ok
Temperature Normalization - Revenue |  |  | TREV01 |  | 0 | 0 | 0 | 0 | 0 | 0 | 0 | 0 | 0 | 0 | 0 | 0 | 0 | 0 | 0 | 0 | [5 empty] | 0 | ok
Temperature Normalization - Expenses |  |  | TEXP01 |  | 0 | 0 | 0 | 0 | 0 | 0 | 0 | 0 | 0 | 0 | 0 | 0 | 0 | 0 | 0 | 0 | [5 empty] | 0 | ok
VDT Revenue |  |  | VDTREV |  | 0 | 0 | 0 | 0 | 0 | 0 | 0 | 0 | 0 | 0 | 0 | 0 | 0 | 0 | 0 | 0 | 0 | 0 |  |  |  | 0 | ok
Merger Surcredit Revenue |  |  | MSCREV |  | -62 | -3 | -32 | 297 | -312 | 0 | 0 | 0 | 0 | 0 | 0 | 0 | 0 | -12 | 2 | -2 | 0 | 0 |  |  |  | -62 | ok
ECR Revenue |  |  | ECRREV |  | 5979130 | 2388225 | 900977 | 119565 | 1179789 | 735409 | 239943 | 0 | 0 | 0 | 196069 | 86285 | 18832 | 111110 | 1293 | 1633 | 0 | 0 |  |  |  | 5979130 | ok
ECR Revenue for Roll-In |  |  | ECRREV2 |  | 1273058.584 | 669640.66 | 425656.194 | 43031 | 389969 | -58740 | -90318 | 0 | 0 | 0 | -139671 | 7719 | 2173 | 22097.73 | 824 | 677 | [5 empty] | 1273058.584 | ok
DSM revenue |  |  | DSMREV |  | 14423888 | 9998518 | 2376817 | 134492 | 1368757 | 254806 | 290498 | 0 | 0 | 0 | 0 | 0 | 0 | 0 | 0 | 0 | 0 | 0 |  |  |  | 14423888 | ok
Rate Switching |  |  | RS01 |  | -101432 | -87579 | -2148925 | -301015 | -1256382 | 453445 | 3016796 | 0 | 0 | 0 | 0 | 0 | 221863 | 0 | 365 | 0 | 0 | 0 |  |  |  | -101432 | ok
Year Customers |  |  | YREND |  | 488377 | 352585 | 44326 | 85 | 2899 | 94 | 157 | 0 | 0 | 0 | 11 | 1 | 2 | 87026 | 173 | 1018 | 0 | 0 | 0 | 0 | 0 | 488377 | ok
ECR Revenue in Base Rates |  |  | ECRPLAN |  | 9615648 | 3795641 | 1606150 | 212578 | 1935721 | 1072808 | 387238 | 0 | 0 |  | 274020 | 108958 | 25546 | 191925 | 2756 | 2307 | [5 empty] | 9615648 | ok
Off-System Sales Allocator
Off-System Sales |  |  |  | RBPPT | 46874069.53 | 19511463.116 | 6366332.4569 | 798913.4524 | 8826287.8434 | 6144485.2589 | 2216655.4578 | 0 | 0 | 0 | 1788388.7409 | 857657.2143 | 190066.5148 | 157939.7103 | 5923.1292 | 9956.6351 | 0 | 0 | 0 | 0 | 0 | 46874069.53 | ok
Less: Adjustment to Reallocate Expenses
Costs allocated on Energy to be reallocated on RBPPT |  |  |  | Energy | -27791363.13 | -10192312.7716 | -3403287.0339 | -555117.705 | -5594913.1132 | -4481117.3205 | -1432858.855 | 0 | 0 | 0 | -1216489.3678 | -510659.363 | -137234.2144 | -251040.2968 | -8897.7692 | -7435.3195 | 0 | 0 | 0 | 0 | 0 | -27791363.13 | ok
Costs allocated on Energy reallocated on RBPPT |  |  |  | RBPPT | 27791363.13 | 11568232.9717 | 3774561.477 | 473671.1382 | 5233054.7146 | 3643029.5639 | 1314242.1253 | 0 | 0 | 0 | 1060325.2804 | 508499.9729 | 112689.3309 | 93641.5354 | 3511.7889 | 5903.231 | 0 | 0 | 0 | 0 | 0 | 27791363.13 | ok
Net Adjustment |  |  |  |  | 0 | 1375920.2 | 371274.443 | -81446.5668 | -361858.3986 | -838087.7567 | -118616.7297 | 0 | 0 | 0 | -156164.0874 | -2159.3902 | -24544.8835 | -157398.7614 | -5385.9803 | -1532.0885 | 0 | 0 | 0 | 0 | 0
Off-System Sales Allocator |  |  | OSSALL |  | 46874069.53 | 18135542.9159 | 5995058.0139 | 880360.0192 | 9188146.242 | 6982573.0156 | 2335272.1875 | 0 | 0 | 0 | 1944552.8283 | 859816.6045 | 214611.3983 | 315338.4717 | 11309.1096 | 11488.7236 | 0 | 0 | 0 | 0 | 0 | 46874069.53 | ok
Expense Adjustment Allocators
Interruptible Credit Allocator (Winter & Summer Peak Prod Plant) |  |  | INTCRE |  | 1704478641.6007 | 760741890.8858 | 246722971.5078 | 26292634.4992 | 307982845.1333 | 192457756.8277 | 73504309.6933 | 0 | 0 | 0 | 59332962.2671 | 31108138.4558 | 6015787.2427 | 0 | 13192.961 | 306152.1269 | 0 | 0 | 0 | 0 | 0 | 1704478641.6007 | ok
O&M less fuel |  |  | OMLF |  | 234492160.8031 | 123989529.321 | 33359940.7556 | 2836147.8225 | 32552025.0556 | 21433139.2976 | 8016039.1791 | 0 | 0 | 0 | 5555164.5526 | 2993202.3481 | 676844.4239 | 2981527.4123 | 29721.1681 | 68879.4667 | 0 | 0 | 0 | 0 | 0 | 234492160.8031 | ok
Base Rate Revenue at Current Rates |  |  |  |  | 858722785 | 340800745 | 129864133 | 16602273 | 169757405 | 106600753 | 35422439 | 0 | 0 | 0 | 28274995 | 11394576 | 2704760 | 16845529 | 207166 | 248011 | 0 | 0 | 0 | 0 | 0 | 858722785 | ok
CSR Avoided Cost
Interruptible Demands |  |  | 3: 201217.111; 8: 36436; 10: 0; 13: 164781.111
Avoided Cost per kW |  |  | 8: 2.8; 10: 2.8; 13: 2.25
Avoided Cost |  |  | 3: 472778.2998; 8: 102020.8; 10: 0; 13: 370757.4998
Operating Expenses
Expenses before Adjustments
Production Demand Base |  |  |  |  | 88382400.7907 | 30110242.5473 | 12018627.412 | 2076233.2284 | 20026832.051 | 14007345.8199 | 4625192.336 | #DIV/0! | #DIV/0! |  | 3714841.0562 | 1380333.2158 | 352301.1236 | 848580.912 | 33579.3009 | 24962.1555 | [5 empty] | #DIV/0! | #DIV/0!
Production Demand Intermediate |  |  |  |  | 83316122.5971 | 31308464.5463 | 14956196.4455 | 1607593.915 | 17528465.7279 | 10029295.3945 | 3741508.7 | #DIV/0! | #DIV/0! |  | 3477565.0052 | 1263706.0523 | 232273.4201 | 0 | 678.0203 | 19358.2454 | [5 empty] | #DIV/0! | #DIV/0!
Production Demand Peak |  |  |  |  | 85566233.0716 | 39145540.69 | 12681393.9284 | 1500687.0631 | 16948747.7634 | 8614016.9334 | 3250931.8316 | #DIV/0! | #DIV/0! |  | 1813145.3186 | 1364693.8974 | 250545.9043 | 0 | 846.6674 | 12749.5842 | [5 empty] | #DIV/0! | #DIV/0!
Transmission Base |  |  |  |  | 11435299.3528 | 3950866.4238 | 1520939.4206 | 260321.1881 | 2534653.4727 | 1819403.184 | 603589.4022 | #DIV/0! | #DIV/0! |  | 484493.1874 | 184692.9869 | 47688.2235 | 108535.4863 | 4226.4571 | 3196.7638 | [5 empty] | #DIV/0! | #DIV/0!
Transmission Intermediate |  |  |  |  | 10779802.249 | 4108089.1714 | 1892684.412 | 201562.499 | 2218453.0441 | 1302697.3281 | 488268.3433 | #DIV/0! | #DIV/0! |  | 453547.4138 | 169087.9004 | 31441.0203 | 0 | 85.339 | 2479.1024 | [5 empty] | #DIV/0! | #DIV/0!
Transmission Peak |  |  |  |  | 11070931.327 | 5108731 | 1596151.244 | 187243.9658 | 2134270.4503 | 1125185.4678 | 421587.2035 | #DIV/0! | #DIV/0! |  | 282680.3379 | 181445.8629 | 33688.5539 | 0 | 106.1052 | 1621.893 | [5 empty] | #DIV/0! | #DIV/0!
Production Energy |  |  |  | 0.04289 | 496088193.2743 | 181630155.9046 | 60942644.9876 | 9955863.2242 | 100186240.2123 | 79950719.7886 | 25550098.674 | #DIV/0! | #DIV/0! |  | 21693464.6344 | 9081585.327 | 2437983.1791 | 4488169.2688 | 159473.3807 | 132906.986 | [5 empty] | #DIV/0! | #DIV/0!
Distribution Demand |  |  |  |  | 44605101.8406 | 22022439.2356 | 6915146.5287 | 556632.5083 | 8010765.8266 | 4258448.1898 | 1642860.4989 | #DIV/0! | #DIV/0! |  | 0 | 513765.5725 | 109872.619 | 357647.8687 | 14312.156 | 5249.8707 | [5 empty] | #DIV/0! | #DIV/0!
Distribution Customer |  |  |  |  | 94414651.7917 | 67694134.1279 | 14198495.0404 | 168705.8941 | 2105362.785 | 291730.1024 | 318714.2219 | #DIV/0! | #DIV/0! |  | 139734.9202 | 11031.6169 | 21690.1446 | 7602407.3721 | 9039.9703 | 50053.5891 | [5 empty] | #DIV/0! | #DIV/0!
Total |  |  |  |  | 925658736.2947 | 385078663.6469 | 126722279.4192 | 16514843.4861 | 171693791.3332 | 121398842.2085 | 40642751.2114 | #DIV/0! | #DIV/0! |  | 32059471.8736 | 14150342.4321 | 3517484.1886 | 13405340.908 | 222347.397 | 252578.1902 | [5 empty] | #DIV/0! | #DIV/0!
Expenses After Adjustments And Proposed Increase
Production Base |  |  |  |  | 73099870.3999 | 24214402.7732 | 10191414.2288 | 1799937.7662 | 17107464.1605 | 11822503.033 | 3683761.2448 | #DIV/0! | #DIV/0! |  | 3304926.8383 | 1159121.7282 | 284004.9914 | 678795.9275 | 28795.492 | 21286.8856 | [5 empty] | #DIV/0! | #DIV/0!
Production Demand Intermediate |  |  |  |  | 68909621.2546 | 25178002.7857 | 12682379.4463 | 1393662.7931 | 14973291.7551 | 8464942.3771 | 2979946.2909 | #DIV/0! | #DIV/0! |  | 3093833.0184 | 1061185.1737 | 187245.5302 | 0 | 581.4275 | 16508.0597 | [5 empty] | #DIV/0! | #DIV/0!
Production Demand Peak |  |  |  |  | 71243435.0389 | 31470093.9724 | 10749604.6822 | 1300509.1488 | 14472851.7238 | 7375763.3384 | 2587852.6064 | #DIV/0! | #DIV/0! |  | 2015570.7658 | 1145479.3683 | 201856.2716 | 0 | 725.7165 | 10866.9557 | [5 empty] | #DIV/0! | #DIV/0!
Transmission Base |  |  |  |  | 11105660.6996 | 3746145.9849 | 1494963.1615 | 262353.5861 | 2521044.1068 | 1807263.6232 | 569063.4873 | #DIV/0! | #DIV/0! |  | 501523.075 | 182757.1087 | 45785.8868 | 105743.4716 | 4307.7773 | 3199.656 | [5 empty] | #DIV/0! | #DIV/0!
Transmission Intermediate |  |  |  |  | 10469059.2255 | 3895221.9854 | 1860359.0872 | 203136.152 | 2206541.4595 | 1294005.3716 | 460338.9079 | #DIV/0! | #DIV/0! |  | 469489.5605 | 167315.5885 | 30186.8027 | 0 | 86.981 | 2481.3452 | [5 empty] | #DIV/0! | #DIV/0!
Transmission Peak |  |  |  |  | 10751796.0967 | 4844013.9633 | 1568890.4355 | 188705.8302 | 2122810.869 | 1117677.9194 | 397471.9956 | #DIV/0! | #DIV/0! |  | 292616.5238 | 179544.0198 | 32344.6796 | 0 | 108.1467 | 1623.3603 | [5 empty] | #DIV/0! | #DIV/0!
Production Energy |  |  |  | 0.033127 | 383031645.3358 | 137237629.6765 | 48352889.2064 | 7999988.2548 | 79583267.457 | 62116737.3381 | 18662969.0489 | #DIV/0! | #DIV/0! |  | 17394653.5083 | 7098033.5631 | 1793390.9585 | 3428739.2692 | 122641.9475 | 104967.2169 | [5 empty] | #DIV/0! | #DIV/0!
Distribution Demand |  |  |  |  | 43932291.0006 | 21167347.5122 | 6884345.7846 | 566968.4631 | 8077448.2027 | 4285033.9638 | 1577738.6209 | #DIV/0! | #DIV/0! |  | 0 | 514243.0404 | 107160.6244 | 350827.5133 | 14887.3108 | 5331.9585 | [5 empty] | #DIV/0! | #DIV/0!
Distribution Customer |  |  |  |  | 91531276.7538 | 64018021.5378 | 13809398.212 | 166064.3705 | 2051818.8403 | 280564.9533 | 289647.5688 | #DIV/0! | #DIV/0! |  | 139708.8533 | 10711.0101 | 20306.8041 | 7544037.0917 | 9117.5963 | 49728.3403 | [5 empty] | #DIV/0! | #DIV/0!
Total |  |  |  |  | 764074655.8054 | 315770880.1914 | 107594244.2444 | 13881326.3648 | 143116538.5746 | 98564491.918 | 31208789.7714 | #DIV/0! | #DIV/0! |  | 27212322.1434 | 11518390.6008 | 2702282.5493 | 12108143.2733 | 181252.3956 | 215993.7783 | [5 empty] | #DIV/0! | #DIV/0!
884354885.1257
120280229.3202
Rate Base
Production Demand Base |  |  |  |  | 399327874.6956 | 145945448.433 | 48135946.7172 | 7882835.0623 | 80308724.2862 | 64586638.4479 | 21835904.1747 | #DIV/0! | #DIV/0! |  | 17485689.8782 | 7340049.5116 | 1972495.1909 | 3613860.2329 | 130410.4732 | 106760.8404 | [5 empty] | #DIV/0! | #DIV/0!
Production Demand Intermediate |  |  |  |  | 376437501.8883 | 151753274.348 | 59901239.1776 | 6103552.0988 | 70290134.6414 | 46244198.1415 | 17663962.8167 | #DIV/0! | #DIV/0! |  | 16368835.7838 | 6719873.7857 | 1300473.2982 | 0 | 2633.1981 | 82793.4328 | [5 empty] | #DIV/0! | #DIV/0!
Production Demand Peak |  |  |  |  | 386603913.1375 | 188717095.6317 | 50516312.6115 | 5669969.8925 | 67622867.9741 | 39942739.2637 | 15251655.7497 | #DIV/0! | #DIV/0! |  | 10202126.3695 | 7211002.6478 | 1393436.4839 | 0 | 3273.9536 | 54165.6082 | [5 empty] | #DIV/0! | #DIV/0!
Transmission Demand Base |  |  |  |  | 41671005.1997 | 15229892.9936 | 5023148.7984 | 822592.6472 | 8380404.9006 | 6739760.9334 | 2278627.1929 | #DIV/0! | #DIV/0! |  | 1824670.6797 | 765950.7176 | 205834.4323 | 377104.7339 | 13608.6634 | 11140.931 | [5 empty] | #DIV/0! | #DIV/0!
Transmission Demand Intermediate |  |  |  |  | 39282329.3653 | 15835958.946 | 6250896.8478 | 636920.2246 | 7334941.4282 | 4825686.0478 | 1843275.4461 | #DIV/0! | #DIV/0! |  | 1708124.4677 | 701233.9822 | 135707.3946 | 0 | 274.7809 | 8639.8339 | [5 empty] | #DIV/0! | #DIV/0!
Transmission Demand Peak |  |  |  |  | 40343223.4397 | 19693256.6476 | 5271548.028 | 591674.8868 | 7056605.8569 | 4168114.6462 | 1591545.6145 | #DIV/0! | #DIV/0! |  | 1064614.6069 | 752484.3864 | 145408.3178 | 0 | 341.6454 | 5652.4031 | [5 empty] | #DIV/0! | #DIV/0!
Production Energy |  |  |  |  | 55573963.4017 | 20376127.7578 | 6803529.2487 | 1110351.2419 | 11191155.5895 | 8963854.0953 | 2866126.4743 | #DIV/0! | #DIV/0! |  | 2433447.1222 | 1021499.5482 | 274508.4246 | 502920.5036 | 17795.9266 | 14858.097 | [5 empty] | #DIV/0! | #DIV/0!
Distribution Demand |  |  |  |  | 229103356.0389 | 125769543.5764 | 30971495.2484 | 2188918.912 | 35563191.1347 | 20494315.6044 | 8811266.2348 | #DIV/0! | #DIV/0! |  | 0 | 2870760.965 | 648153.4731 | 1682570.795 | 60934.9832 | 24822.4435 | [5 empty] | #DIV/0! | #DIV/0!
Distribution Customer |  |  |  |  | 326100587.9288 | 236468822.7929 | 33163112.0775 | 247783.3499 | 3452244.8098 | 286628.3348 | 220132.2071 | #DIV/0! | #DIV/0! |  | 213932.2544 | 19732.0456 | 39462.8551 | 51846453.7955 | 24316.2687 | 142962.6837 | [5 empty] | #DIV/0! | #DIV/0!
Total |  |  |  |  | 1894443755.0954 | 919789421.1269 | 246037228.7551 | 25254598.316 | 291200270.6213 | 196251935.5149 | 72362495.9109 | #DIV/0! | #DIV/0! |  | 51301441.1623 | 27402587.59 | 6115479.8706 | 58022910.0609 | 253589.8931 | 451796.2735 | [5 empty] | #DIV/0! | #DIV/0!
Operating Expenses-Unit Costs |  |  | 3: 833.3859
Production Demand Base |  |  | 4: 0.0057416; 5: 0.0071067; 6: 6.5573; 7: 4.3031; 8: 20.7344; 9: 6.1323; 10: #DIV/0!; 11: #DIV/0!; 13: 3.4823; 14: 3.1552; 15: 2.4213; 16: 0.0065366; 17: 0.0078372; 18: 0.0069209
Production Demand Intermediate |  |  | 4: 0.011119; 5: 0.015853; 6: 10.2851; 7: 7.8995; 8: 32.462; 9: 10.4267; 10: #DIV/0!; 11: #DIV/0!; 13: 7.7852; 14: 6.1758; 15: 3.9958; 16: 0; 17: 0.00015825; 18: 0.0053672
Production Demand Peak |  |  | 4: 0.019875; 5: 0.021262; 6: 9.3568; 7: 6.9576; 8: 23.8371; 9: 8.2177; 10: #DIV/0!; 11: #DIV/0!; 13: 3.6537; 14: 5.858; 15: 2.8659; 16: 0; 17: 0.00019752; 18: 0.0035331
Transmission Demand Base |  |  | 4: 0.00088826; 5: 0.0010425; 6: 0.95577; 7: 0.63413; 8: 3.1696; 9: 0.94732; 10: #DIV/0!; 11: #DIV/0!; 13: 0.52844; 14: 0.49747; 15: 0.39035; 16: 0.0010183; 17: 0.0011724; 18: 0.0010403
Transmission Demand Intermediate |  |  | 4: 0.0017203; 5: 0.0023255; 6: 1.4991; 7: 1.1641; 8: 4.9623; 9: 1.6107; 10: #DIV/0!; 11: #DIV/0!; 13: 1.1814; 14: 0.97373; 15: 0.64419; 16: 0; 17: 2.3673e-05; 18: 0.00080675
Transmission Demand Peak |  |  | 4: 0.0030593; 5: 0.0031031; 6: 1.3577; 7: 1.0205; 8: 3.6121; 9: 1.2622; 10: #DIV/0!; 11: #DIV/0!; 13: 0.53043; 14: 0.91819; 15: 0.45922; 16: 0; 17: 2.9434e-05; 18: 0.0005278
Production Energy |  |  | 4: 0.032541; 5: 0.033717; 6: 0.033499; 7: 0.034114; 8: 0.032935; 9: 0.033972; 10: #DIV/0!; 11: #DIV/0!; 13: 0.033203; 14: 0.032906; 15: 0.033377; 16: 0.033017; 17: 0.033379; 18: 0.034128
Distribution Demand |  |  | 4: 0.0050191; 5: 0.0048006; 6: 2.0655; 7: 2.0317; 8: 7.5151; 9: 2.6265; 10: #DIV/0!; 11: #DIV/0!; 13: 0; 14: 1.3998; 15: 0.91361; 16: 0.0033783; 17: 0.0040518; 18: 0.0017336
Distribution Customer |  |  | 4: 15.3402; 5: 26.588; 6: 162.8082; 7: 58.7577; 8: 254.1349; 9: 148.9957; 10: #DIV/0!; 11: #DIV/0!; 13: 1058.4004; 14: 892.5842; 15: 846.1168; 16: 6.5818; 17: 0.0024815; 18: 0.016168
Rate Base-Unit Costs
Production Demand Base | [5 empty] | 0.034606 | 0.033566 | 28.7177 | 20.2003 | 113.2724 | 36.3501 | #DIV/0! | #DIV/0! | 0 | 18.4243 | 19.9799 | 16.8167 | 0.0348 | 0.035493 | 0.034711
Production Demand Intermediate | [5 empty] | 0.067026 | 0.070963 | 43.9132 | 33.7908 | 149.4525 | 56.0917 | #DIV/0! | #DIV/0! | 0 | 29.6721 | 34.3653 | 18.4637 | 0 | 0.00071667 | 0.026918
Production Demand Peak | [5 empty] | 0.096615 | 0.085629 | 41.8439 | 35.6761 | 153.1754 | 53.365 | #DIV/0! | #DIV/0! | 0 | 25.6722 | 41.9662 | 29.7362 | 0 | 0.0029966 | 0.048061
Transmission Demand Base | [5 empty] | 0.0036112 | 0.0035027 | 2.9968 | 2.1079 | 11.8202 | 3.7932 | #DIV/0! | #DIV/0! | 0 | 1.9226 | 2.085 | 1.7549 | 0.0036314 | 0.0037038 | 0.0036222
Transmission Demand Intermediate | [5 empty] | 0.0069937 | 0.0078139 | 4.7004 | 3.8697 | 18.5059 | 6.4496 | #DIV/0! | #DIV/0! | 0 | 4.2983 | 4.081 | 2.896 | 0 | 7.4786e-05 | 0.002809
Transmission Demand Peak | [5 empty] | 0.012437 | 0.010427 | 4.2569 | 3.3923 | 13.4706 | 5.0539 | #DIV/0! | #DIV/0! | 0 | 1.9298 | 3.8482 | 2.0645 | 0 | 9.2985e-05 | 0.0018377
Production Energy | [5 empty] | 0.0048315 | 0.0047442 | 0.0046494 | 0.0047972 | 0.0047528 | 0.0052172 | #DIV/0! | #DIV/0! | #DIV/0! | 0.004645 | 0.0047356 | 0.0051089 | 0.0048429 | 0.0048435 | 0.0048308
Distribution Demand | [5 empty] | 0.029822 | 0.021597 | 7.9744 | 8.9453 | 35.943 | 14.6681 | #DIV/0! | #DIV/0! | 0 | 0 | 7.8143 | 5.5259 | 0.016203 | 0.016584 | 0.0080704
Distribution Customer | [5 empty] | 56.6633 | 63.8509 | 242.9249 | 98.8615 | 259.6271 | 113.2367 | #DIV/0! | #DIV/0! | #DIV/0! | 1620.6989 | 1644.3371 | 1644.2856 | 45.2337 | 0.0066181 | 0.046481
Peak Month Energy Sales |  |  | 4: 1953288981; 5: 589946030; 16: 14650773; 17: 1092573; 18: 1127024
Non-peak energy sales |  |  | 4: 2264089399; 5: 844116606; 16: 89195425; 17: 2581642; 18: 1948696
Peak Month Sum of Class Demands |  |  | 6: 135503.0075; 7: 1895465.3943; 8: 260764.733; 9: 285799; 10: 102606.3697; 11: 512089.7922; 12: 397399.805; 13: 397399.805; 14: 171828.9573; 15: 46860
Non-peak sum of Class demands |  |  | 6: 138991.3318; 7: 2080157.4043; 8: 309424.1437; 9: 314912.0971; 10: 126872.5449; 11: 626380.4658; 12: 551657.7733; 13: 551657.7733; 14: 195542.269; 15: 70434
Unit Revenue Requirement @ Current Class Revenues
Production Base Demand
Production Demand Intermediate (Per Kwh or Kw) | [5 empty] | 0.0057416 | 0.0071067 | 6.5573 | 4.3031 | 20.7344 | 6.1323 | #DIV/0! | #DIV/0! | 0 | 3.4823 | 3.1552 | 2.4213 | 0.0065366 | 0.0078372 | 0.0069209
Production Intermediate Demand Margin (Per Kwh or Kw) | [5 empty] | 0.0018172 | 0.0042439 | 3.5242 | 2.0863 | 9.9897 | 3.1103 | #DIV/0! | #DIV/0! | 0 | 1.9754 | 0.48745 | 0.63786 | 0.0034844 | 0.0057719 | 0.0037888
| Total Production Intermediate Demand (Per Kwh or Kw) |  |  |  |  | 0.0075588 | 0.011351 | 10.0815 | 6.3894 | 30.7241 | 9.2427 | #DIV/0! | #DIV/0! | 0 | 5.4577 | 3.6426 | 3.0592 | 0.010021 | 0.013609 | 0.01071
Production Intermediate Demand
Production Demand Intermediate (Per Kwh or Kw) | [5 empty] | 0.011119 | 0.015853 | 10.2851 | 7.8995 | 32.462 | 10.4267 | #DIV/0! | #DIV/0! | 0 | 7.7852 | 6.1758 | 3.9958 | 0 | 0.00015825 | 0.0053672
Production Intermediate Demand Margin (Per Kwh or Kw) | [5 empty] | 0.0035193 | 0.0094673 | 4.3418 | 2.8527 | 11.5501 | 3.8944 | #DIV/0! | #DIV/0! | 0 | 2.8326 | 2.0647 | 0.55119 | 0 | 0.005348 | 0.11287
| Total Production Intermediate Demand (Per Kwh or Kw) |  |  |  |  | 0.014639 | 0.025321 | 14.6269 | 10.7523 | 44.0121 | 14.3211 | #DIV/0! | #DIV/0! | 0 | 10.6178 | 8.2405 | 4.547 | 0 | 0.0055063 | 0.11824
Production Peak Demand
Production Demand Peak (Per Kwh or Kw) | [5 empty] | 0.019875 | 0.021262 | 9.3568 | 6.9576 | 23.8371 | 8.2177 | #DIV/0! | #DIV/0! | 0 | 3.6537 | 5.858 | 2.8659 | 0 | 0.00019752 | 0.0035331
Production Peak Demand Margin (Per Kwh or Kw) | [5 empty] | 0.0062587 | 0.012633 | 6.823 | 4.881 | 16.4967 | 6.2602 | #DIV/0! | #DIV/0! | 0 | 3.4201 | 5.5914 | 1.4905 | 0 | 0.016781 | 0.18635
| Total Production Peak Demand (Per Kwh or Kw) |  |  |  |  | 0.026134 | 0.033895 | 16.1798 | 11.8386 | 40.3338 | 14.4779 | #DIV/0! | #DIV/0! | 0 | 7.0737 | 11.4494 | 4.3563 | 0 | 0.016978 | 0.18988
Production Energy
Production Energy | [5 empty] | 0.032541 | 0.033717 | 0.033499 | 0.034114 | 0.032935 | 0.033972 | #DIV/0! | #DIV/0! | 0 | 0.033203 | 0.032906 | 0.033377 | 0.033017 | 0.033379 | 0.034128
Production Energy Margin | [5 empty] | 0.00025371 | 0.00059983 | 0.00071087 | 0.00063126 | 0.00038253 | 0.00049893 | #DIV/0! | #DIV/0! | #DIV/0! | 0.00036564 | 0.0001165 | 0.00017338 | 0.0004849 | 0.00078763 | 0.00052729
| Total Production Energy |  |  |  |  | 0.032795 | 0.034317 | 0.034209 | 0.034746 | 0.033318 | 0.034471 | #DIV/0! | #DIV/0! | #DIV/0! | 0.033569 | 0.033023 | 0.03355 | 0.033502 | 0.034167 | 0.034655
Transmission Base Demand
Transmission Demand Intermediate (Per Kwh or Kw) | [5 empty] | 0.00088826 | 0.0010425 | 0.95577 | 0.63413 | 3.1696 | 0.94732 | #DIV/0! | #DIV/0! | 0 | 0.52844 | 0.49747 | 0.39035 | 0.0010183 | 0.0011724 | 0.0010403
Transmission Intermediate Demand Margin (Per Kwh or Kw) | [5 empty] | 0.00018963 | 0.00044287 | 0.36776 | 0.21771 | 1.0425 | 0.32457 | #DIV/0! | #DIV/0! | 0 | 0.20613 | 0.050866 | 0.066562 | 0.00036359 | 0.00060231 | 0.00039538
| Total Transmission Intermediate Demand (Per Kwh or Kw) |  |  |  |  | 0.0010779 | 0.0014853 | 1.3235 | 0.85183 | 4.212 | 1.2719 | #DIV/0! | #DIV/0! | 0 | 0.73458 | 0.54834 | 0.45691 | 0.0013819 | 0.0017747 | 0.0014357
Transmission Intermediate Demand
Transmission Demand Intermediate (Per Kwh or Kw) | [5 empty] | 0.0017203 | 0.0023255 | 1.4991 | 1.1641 | 4.9623 | 1.6107 | #DIV/0! | #DIV/0! | 0 | 1.1814 | 0.97373 | 0.64419 | 0 | 2.3673e-05 | 0.00080675
Transmission Intermediate Demand Margin (Per Kwh or Kw) | [5 empty] | 0.00036725 | 0.00098794 | 0.45308 | 0.29769 | 1.2053 | 0.40639 | #DIV/0! | #DIV/0! | 0 | 0.29559 | 0.079701 | 0.043884 | 0 | 1.2162e-05 | 0.00030662
| Total Transmission Intermediate Demand (Per Kwh or Kw) |  |  |  |  | 0.0020875 | 0.0033135 | 1.9522 | 1.4618 | 6.1676 | 2.0171 | #DIV/0! | #DIV/0! | 0 | 1.477 | 1.0534 | 0.68808 | 0 | 3.5835e-05 | 0.0011134
Transmission Peak Demand
Transmission Demand Peak (Per Kwh or Kw) | [5 empty] | 0.0030593 | 0.0031031 | 1.3577 | 1.0205 | 3.6121 | 1.2622 | #DIV/0! | #DIV/0! | 0 | 0.53043 | 0.91819 | 0.45922 | 0 | 2.9434e-05 | 0.0005278
Transmission Peak Demand Margin (Per Kwh or Kw) | [5 empty] | 0.00065311 | 0.0013183 | 0.712 | 0.50935 | 1.7215 | 0.65327 | #DIV/0! | #DIV/0! | 0 | 0.35689 | 0.58348 | 0.15553 | 0 | 0.0017511 | 0.019446
| Total Transmission Peak Demand (Per Kwh or Kw) |  |  |  |  | 0.0037124 | 0.0044214 | 2.0697 | 1.5299 | 5.3336 | 1.9154 | #DIV/0! | #DIV/0! | 0 | 0.88732 | 1.5017 | 0.61475 | 0 | 0.0017805 | 0.019974
Distribution Demand
Distribution Demand (Per Kwh or Kw) | [5 empty] | 0.0050191 | 0.0048006 | 2.0655 | 2.0317 | 7.5151 | 2.6265 | #DIV/0! | #DIV/0! | 0 | 0 | 1.3998 | 0.91361 | 0.0033783 | 0.0040518 | 0.0017336
Distribution Demand Margin (Per Kwh or Kw) | [5 empty] | 0.001566 | 0.0027306 | 0.97861 | 0.92387 | 3.1699 | 1.2551 | #DIV/0! | #DIV/0! | 0 | 0 | 0.19064 | 0.2096 | 0.0016223 | 0.0026969 | 0.00088092
| Total Distribution Demand (Per Kwh or Kw) |  |  |  |  | 0.0065851 | 0.0075312 | 3.0441 | 2.9556 | 10.685 | 3.8815 | #DIV/0! | #DIV/0! | 0 | 0 | 1.5904 | 1.1232 | 0.0050006 | 0.0067488 | 0.0026145
Distribution Customer
Distribution Customer (Per Customer Per Month) | [5 empty] | 15.3402 | 26.588 | 162.8082 | 58.7577 | 254.1349 | 148.9957 | #DIV/0! | #DIV/0! | 0 | 1058.4004 | 892.5842 | 846.1168 | 6.5818 | 0.0024815 | 0.016168
Distribution Customer Margin (Per Customer Per Month) | [5 empty] | 2.9755 | 8.0729 | 37.1418 | 13.009 | 20.8964 | 10.8291 | #DIV/0! | #DIV/0! | #DIV/0! | 127.5756 | 40.4528 | 55.8004 | 4.529 | 0.0010762 | 0.0050736
| Total Distribution Customer (Per Customer Per Month) |  |  |  |  | 18.3157 | 34.661 | 199.95 | 71.7667 | 275.0313 | 159.8248 | #DIV/0! | #DIV/0! | #DIV/0! | 1185.976 | 933.037 | 901.9172 | 11.1109 | 0.0035577 | 0.021242
Production Revenue Requirement |  |  | 4: 259597883.677; 12: 0; 13: 29615742.9684; 16: 29615742.9684
Transmission Revenue Requirement |  |  | 4: 16641700.9934; 12: 0; 13: 1640079.8559; 16: 1640079.8559
Distribution Revenue Requirement |  |  | 4: 114846611.4997; 12: 0; 13: 157226.3144; 16: 157226.3144
[6 empty] | 391086196.1701 | [7 empty] | 0 | 31413049.1387 |  |  | #REF!
#REF!
Production Revenue Requirement Percent |  |  | 4: 66.38%; 12: 0%; 13: 94.28%; 16: #REF!
Transmission Revenue Requirement Percent |  |  | 4: 4.255%; 12: 0%; 13: 5.221%; 16: #REF!
Distribution Revenue Requirement Percent |  |  | 4: 29.37%; 12: 0%; 13: 0.5005%
[6 empty] | 100% | [7 empty] | 0% | 100%
0.049906
Cost of Service Summary -- Pro-Forma (Adjusted for Proposed Increase)
Operating Revenues
Total Operating Revenue -- Pro-Forma Actual |  |  |  |  | 983266245.6 | 392596289.9623 | 143422627.4653 | 18472103.6794 | 191420558.2696 | 124878893.9546 | 44367567.4203 | 0 | 0 | 0 | 32446128.1123 | 13470459.8355 | 3454437.2506 | 18217095.8467 | 239985.2356 | 280098.5677 | 0 | 0 | 0 | 0 | 0 | 983266245.6 | ok
Pro-Forma Adjustments:
To Reflect Proposed Increase to Ultimate Consumers |  |  |  |  | 61763211.8258 | 30238063.3404 | 6743615.1164 | 28624 | 8753240.2638 | 8205551.2171 | 2631416.946 |  |  |  | 2851375 | 1195733 | 219964 | 871224.6443 | 11397.2776 | 13007.0203 | 0 | 0 | 0 | 0 | 0 | 61763211.8258 | ok
To Reflect Proposed Increase in Miscellaneous Charges |  |  |  | SDALL | 294670 | 210054.5708 | 35973.0822 | 1351.9026 | 22967.9825 | 12496.5751 | 5442.8226 | 0 | 0 | 0 | 0 | 1747.7022 | 395.0088 | 4118.6996 | 47.1852 | 74.4682 | 0 | 0 | 0 | 0 | 0 | 294670 | ok
Total Pro-Forma Operating Revenue |  |  |  |  | 1045324127.4258 | 423044407.8735 | 150202215.6639 | 18502079.582 | 200196766.516 | 133096941.7468 | 47004427.1889 | 0 | 0 | 0 | 35297503.1123 | 14667940.5377 | 3674796.2595 | 19092439.1906 | 251429.6984 | 293180.0562 | 0 | 0 | 0 | 0 | 0 | 1045324127.43 | ok
Operating Expenses
Total Operating Expenses |  |  |  |  | 925658736.2947 | 385082152.5143 | 126721739.8641 | 16514843.4861 | 171691197.491 | 121398842.2085 | 40642023.6094 | 0 | 0 | 0 | 32059471.8736 | 14150342.4321 | 3517484.1886 | 13405712.8868 | 222344.0374 | 252581.7028 | 0 | 0 | 0 | 0 | 0 | 925658736.29 | ok
Total Pro-Forma Adjustments |  |  |  |  | -58640127 | -25489246.0585 | -8711989.0029 | -1177456.5643 | -11123695.3868 | -7421894.501 | -1462589.5687 | 0 | 0 | 0 | -1999684.8559 | -840519.1754 | -139066.8228 | -249542.835 | -13822.2528 | -10619.976 | 0 | 0 | 0 | 0 | 0 | -58640127 | ok
Incremental Income Taxes |  |  |  |  | 23189416.9334 | 11377670.0124 | 2533355.8405 | 11201.2154 | 3279440.8402 | 3070870.7907 | 985325.9372 | 0 | 0 | 0 | 1065484.7018 | 447467.4039 | 82342.4323 | 327093.0487 | 4276.4982 | 4888.2121 | 0 | 0 | 0 | 0 | 0 | 23189416.93 | ok
Total Pro-forma Operating Expenses |  |  |  |  | 890208026.2281 | 370970576.4682 | 120543106.7018 | 15348588.1373 | 163846942.9444 | 117047818.4983 | 40164759.9778 | 0 | 0 | 0 | 31125271.7194 | 13757290.6606 | 3460759.798 | 13483263.1005 | 212798.2828 | 246849.939 | 0 | 0 | 0 | 0 | 0 | 890208026.23 | ok
Net Operating Income -- Pro-Forma |  |  |  |  | 155116101.1977 | 52073831.4054 | 29659108.9621 | 3153491.4448 | 36349823.5716 | 16049123.2486 | 6839667.2111 | 0 | 0 | 0 | 4172231.3929 | 910649.8771 | 214036.4614 | 5609176.0901 | 38631.4155 | 46330.1172 | 0 | 0 | 0 | 0 | 0 | 155116101.2 | ok
Net Cost Rate Base |  |  |  |  | 1894443755.0954 | 919864920.9075 | 246026164.8677 | 25254598.316 | 291144488.1069 | 196251935.5149 | 72346854.7195 | 0 | 0 | 0 | 51301441.1623 | 27402587.59 | 6115479.8706 | 58029895.8012 | 253517.8006 | 451870.4381 | 0 | 0 | 0 | 0 | 0 | 1894443755.1 | ok
Rate of Return |  |  |  |  | 8.188% | 5.661% | 12.06% | 12.49% | 12.49% | 8.178% | 9.454% | #DIV/0! | #DIV/0! | #DIV/0! | 8.133% | 3.323% | 3.5% | 9.666% | 15.24% | 10.25% | #DIV/0! | #DIV/0! | #DIV/0! | #DIV/0! | #DIV/0!
Cost of Service Summary -- Change due to Account 386 Zero Intercept Revisions
Operating Revenues
Total Operating Revenue -- Pro-Forma Actual |  |  |  |  | 0 | -379.269 | 55.5814 | 0 | 280.2219 | 0 | 78.5731 | 0 | 0 | 0 | 0 | 0 | 0 | -35.097 | 0.36216 | -0.37257 | 0 | 0 | 0 | 0 | 0 | 983266245.6 | ok
Pro-Forma Adjustments:
To Reflect Proposed Increase to Ultimate Consumers |  |  |  |  | 0 | 0 | 0 | 0 | 0 | 0 | 0 | 0 | 0 | 0 | 0 | 0 | 0 | 0 | 0 | 0 | 0 | 0 | 0 | 0 | 0 | 61763211.8258 | ok
To Reflect Proposed Increase in Miscellaneous Charges |  |  |  | SDALL | 0 | -46.3719 | 6.7957 | 0 | 34.2618 | 0 | 9.6069 | 0 | 0 | 0 | 0 | 0 | 0 | -4.2912 | 0.044279 | -0.045553 | 0 | 0 | 0 | 0 | 0 | 294670 | ok
Total Pro-Forma Operating Revenue |  |  |  |  | 0 | -425.6409 | 62.3772 | 0 | 314.4836 | 0 | 88.18 | 0 | 0 | 0 | 0 | 0 | 0 | -39.3882 | 0.40643 | -0.41812 | 0 | 0 | 0 | 0 | 0 | 1045324127.43 | ok
Operating Expenses
Total Operating Expenses |  |  |  |  | 0 | -3488.8674 | 539.5551 | 0 | 2593.8422 | 0 | 727.602 | 0 | 0 | 0 | 0 | 0 | 0 | -371.9788 | 3.3595 | -3.5126 | 0 | 0 | 0 | 0 | 0 | 925658736.29 | ok
Total Pro-Forma Adjustments |  |  |  |  | 0 | 63.9217 | -9.0131 | 0 | -47.0264 | 0 | -13.1823 | 0 | 0 | 0 | 0 | 0 | 0 | 5.2991 | -0.060685 | 0.061722 | 0 | 0 | 0 | 0 | 0 | -58640127 | ok
Incremental Income Taxes |  |  |  |  | 0 | -17.328 | 2.5394 | 0 | 12.8027 | 0 | 3.5898 | 0 | 0 | 0 | 0 | 0 | 0 | -1.6035 | 0.016546 | -0.017022 | 0 | 0 | 0 | 0 | 0 | 23189416.93 | ok
Total Pro-forma Operating Expenses |  |  |  |  | 0 | -3442.2737 | 533.0813 | 0 | 2559.6185 | 0 | 718.0096 | 0 | 0 | 0 | 0 | 0 | 0 | -368.2832 | 3.3154 | -3.4679 | 0 | 0 | 0 | 0 | 0 | 890208026.23 | ok
Net Operating Income -- Pro-Forma |  |  |  |  | 0 | 3016.6328 | -470.7042 | 0 | -2245.1349 | 0 | -629.8296 | 0 | 0 | 0 | 0 | 0 | 0 | 328.895 | -2.909 | 3.0498 | 0 | 0 | 0 | 0 | 0 | 155116101.2 | ok
Net Cost Rate Base |  |  |  |  | 0 | -75499.7805 | 11063.8874 | 0 | 55782.5144 | 0 | 15641.1913 | 0 | 0 | 0 | 0 | 0 | 0 | -6985.7403 | 72.0925 | -74.1647 | 0 | 0 | 0 | 0 | 0 | 1894443755.1 | ok
Rate of Return |  |  |  |  | 0% | 0.0007926% | -0.0007334% | 0% | -0.003163% | 0% | -0.002914% | #DIV/0! | #DIV/0! | #DIV/0! | 0% | 0% | 0% | 0.001731% | -0.005479% | 0.002358% | #DIV/0! | #DIV/0! | #DIV/0! | #DIV/0! | #DIV/0!
Note on K1165: Wernert, Jeff: Carbide - CSR 10
Note on M1165: Wernert, Jeff: Carbide - CSR 10
Note on P1165: Wernert, Jeff: Cemex - CSR 30
Note on E1224: Carol Foxworthy: Divisor equal to energy sales during non-peak months
Note on E1225: Carol Foxworthy: Divisor equal to energy sales during peak months

## Summary of Returns
Louisville Gas and Electric Company
Summary of Unadjusted Rates of Return by Class
|  | Operating | Operating
| Revenue | Expenses | Margin | Rate Base | ROR
Residential Rate RS | 421074224.3436 | 385078663.6469 | 35995560.6967 | 931573944.747 | 3.864% | -2.5%
General Service Rate GS | 154336039.5984 | 126722279.4192 | 27613760.1792 | 249690705.5267 | 11.06% | 4.696%
Power Service Primary Rate PS | 19935909.4337 | 16514843.4861 | 3421065.9476 | 25673930.5892 | 13.33% | 6.961%
Power Service Secondary Rate PS | 204280067.759 | 171693791.3332 | 32586276.4258 | 295884998.2098 | 11.01% | 4.65%
TOD Primary Lines | 132603459.91 | 121398842.2085 | 11204617.7015 | 199460877.0152 | 5.617% | -0.7462%
TOD Secondary | 44161180.7233 | 40642751.2114 | 3518429.512 | 73533945.269 | 4.785% | -1.579%
| 0 | 0 | 0 | 0 | #DIV/0! | #DIV/0!
| 0 | 0 | 0 | 0 | #DIV/0! | #DIV/0!
Industrial TOD Rate ITOD Primary Subs | 0 | 0 | 0 | 0 | #DIV/0! | #DIV/0!
Retail Transmission Servive Rate RTS | 34609334.4916 | 32059471.8736 | 2549862.618 | 52220129.3813 | 4.883% | -1.481%
Fort Knox | 14387271.8233 | 14150342.4321 | 236929.3912 | 27854540.2184 | 0.8506% | -5.513%
Louisville Water Company | 3472238.3215 | 3517484.1886 | -45245.8671 | 6215142.137 | -0.728% | -7.092%
Lighting | 19044499.1957 | 13880266.4951 | 5164232.7006 | 58889455.0017 | 8.769% | 2.406%
Lighting Rate RLS & LS | 18499403.0066 | 13405340.908 | 5094062.0987 | 58174826.2559 | 8.756% | 2.393%
Lighting Rate LE | 254023.4702 | 222347.397 | 31676.0732 | 256763.5561 | 12.34% | 5.973%
Lighting Rate TLE | 291072.7189 | 252578.1902 | 38494.5287 | 457865.1897 | 8.407% | 2.044%
| 1047904225.6 | 925658736.2947 | 122245489.3053 | 1920997668.0954 | 6.364%
Louisville Gas and Electric Company
Summary of Adjusted Rates of Return by Class
|  | Operating | Operating |  |  |  | RORs from
| Revenue | Expenses | Margin | Rate Base | ROR |  | 2009 COSS
Residential Rate RS | 392595910.6933 | 359589481.5101 | 33006429.1832 | 919789421.1269 | 3.588% | -2.548% | 3.186% | 0.403%
General Service Rate GS | 143422683.0467 | 118010281.4032 | 25412401.6435 | 246037228.7551 | 10.33% | 4.192% | 9.125% | 1.204%
Power Service Primary Rate PS | 18472103.6794 | 15337386.9218 | 3134716.7576 | 25254598.316 | 12.41% | 6.276% | 4.857% | 7.555%
Power Service Secondary Rate PS | 191420838.4915 | 160570048.92 | 30850789.5715 | 291200270.6213 | 10.59% | 4.458% | 6.616% | 3.978%
TOD Primary Lines | 124878893.9546 | 113976947.7075 | 10901946.2471 | 196251935.5149 | 5.555% | -0.5812% | 4.473% | 1.082%
TOD Secondary | 44367645.9934 | 39180148.4604 | 5187497.533 | 72362495.9109 | 7.169% | 1.033% | 4.422% | 2.746%
| 0 | 0 | 0 | 0 | #DIV/0! | #DIV/0! | 3.307% | #DIV/0!
| 0 | 0 | 0 | 0 | #DIV/0! | #DIV/0! | 5.271% | #DIV/0!
Industrial TOD Rate ITOD Primary Subs | 0 | 0 | 0 | 0 | #DIV/0! | #DIV/0! |  | #DIV/0!
Retail Transmission Servive Rate RTS | 32446128.1123 | 30059787.0176 | 2386341.0947 | 51301441.1623 | 4.652% | -1.485% | 2.906% | 1.746%
Fort Knox | 13470459.8355 | 13309823.2567 | 160636.5788 | 27402587.59 | 0.5862% | -5.55% | -0.157% | 0.7432%
Louisville Water Company | 3454437.2506 | 3378417.3657 | 76019.8849 | 6115479.8706 | 1.243% | -4.893% | -0.3437% | 1.587%
Lighting | 18737144.5426 | 13606286.7316 | 5130857.8111 | 58728296.2274 | 8.737% | 2.6%
Lighting Rate RLS & LS | 18217060.7497 | 13155803.3721 | 5061257.3776 | 58022910.0609 | 8.723% | 2.587% | 8.883% | -0.1606%
Lighting Rate LE | 239985.5978 | 208525.0835 | 31460.5143 | 253589.8931 | 12.41% | 6.27% | 3.382% | 9.024%
Lighting Rate TLE | 280098.1951 | 241958.276 | 38139.9192 | 451796.2735 | 8.442% | 2.306% | 4.247% | 4.195%
| 983266245.6 | 867018609.2947 | 116247636.3053 | 1894443755.0954 | 6.136% |  | 4.771% | 1.365%
Louisville Gas and Electric Company
Summary of Rates of Return by Class w/Proposed Increase
with 15% of Subsidy Reduction
|  | Operating | Operating
| Revenue | Expenses | Margin | Rate Base | ROR
Residential Rate RS | 423043982.2327 | 370967134.1945 | 52076848.0382 | 919789421.1269 | 5.662% | -2.526%
General Service Rate GS | 150202278.0411 | 120543639.7831 | 29658638.2579 | 246037228.7551 | 12.05% | 3.867%
Power Service Primary Rate PS | 18502079.582 | 15348588.1373 | 3153491.4448 | 25254598.316 | 12.49% | 4.299%
Power Service Secondary Rate PS | 200197080.9996 | 163849502.5629 | 36347578.4367 | 291200270.6213 | 12.48% | 4.294%
TOD Primary Lines | 133096941.7468 | 117047818.4983 | 16049123.2486 | 196251935.5149 | 8.178% | -0.01013%
TOD Secondary | 47004515.3689 | 40165477.9874 | 6839037.3815 | 72362495.9109 | 9.451% | 1.263%
| 0 | 0 | 0 | 0 | #DIV/0! | #DIV/0!
| 0 | 0 | 0 | 0 | #DIV/0! | #DIV/0!
Industrial TOD Rate ITOD Primary Subs | 0 | 0 | 0 | 0 |  | -8.188%
Retail Transmission Servive Rate RTS | 35297503.1123 | 31125271.7194 | 4172231.3929 | 51301441.1623 | 8.133% | -0.05517%
Fort Knox | 14667940.5377 | 13757290.6606 | 910649.8771 | 27402587.59 | 3.323% | -4.865%
Louisville Water Company | 3674796.2595 | 3460759.798 | 214036.4614 | 6115479.8706 | 3.5% | -4.688%
Lighting | 19637009.5453 | 13942542.8865 | 5694466.6587 | 58728296.2274 | 9.696% | 3.56%
Lighting Rate RLS & LS | 19092399.8024 | 13482894.8173 | 5609504.9851 | 58022910.0609 | 9.668% | 1.48%
Lighting Rate LE | 251430.1048 | 212801.5982 | 38628.5066 | 253589.8931 | 15.23% | 7.045%
Lighting Rate TLE | 293179.638 | 246846.4711 | 46333.167 | 451796.2735 | 10.26% | 2.067%
| 1045324127.4258 | 890208026.2281 | 155116101.1977 | 1894443755.0954 | 8.188%

## Res Unit Costs
Rate RS
|  |  |  | Production |  | Transmission | Distribution |  | Customer Service Expenses
| Description | Reference | Amount | Demand-Related | Energy-Related | Demand-Related | Demand-Related | Customer-Related | Customer-Related | Total | Check
(1) | Rate Base |  | 931573944.747 | 496624666.7245 | 20450212.0148 | 50943660.3771 | 126226820.9996 | 234407003.9914 | 2921580.6396 | 931573944.747 | ok
(2) | Rate Base Adjustments |  | -11784523.62 | -6282362.3914 | -258697.6674 | -644443.4952 | -1596784.6266 | -2965277.0892 | -36958.3502 | -11784523.62 | ok
(3) | Rate Base as Adjusted |  | 919789421.1269 | 490342304.3331 | 20191514.3474 | 50299216.8819 | 124630036.373 | 231441726.9022 | 2884622.2894 | 919789421.1269 | ok
(4) | Rate of Return |  | 5.662% | 5.662% | 5.662% | 5.662% | 5.662% | 5.662% | 5.662%
(5) | Return |  | 52076848.0382 | 27762312.8543 | 1143207.7823 | 2847852.5778 | 7056331.9344 | 13103820.6841 | 163322.2052 | 52076848.0382 | ok
(6) | Interest Expenses |  | 16771840.1981 | 8941114.7615 | 368180.8512 | 917177.789 | 2272558.2681 | 4220209.0714 | 52599.457 | 16771840.1981 | ok
(7) | Net Income |  | 35305007.84 | 18821198.0929 | 775026.9311 | 1930674.7888 | 4783773.6662 | 8883611.6127 | 110722.7483 | 35305007.84 | ok
(8) | Income Taxes |  | 22786718.1936 | 12147662.9874 | 500221.395 | 1246104.8737 | 3087564.8839 | 5733700.8755 | 71463.1781 | 22786718.1936 | ok
(9) | Operation and Maintenance Expenses |  | 305305537.3552 | 50820965.4377 | 181316008.0342 | 9182526.6508 | 13017149.6905 | 29038786.4113 | 21930101.1307 | 305305537.3552 | ok
(10) | Depreciation Expenses |  | 57057708.4512 | 37605716.4701 | 0 | 2629766.6969 | 5900499.1478 | 10921726.1364 | 0 | 57057708.4512 | ok
(11) | Other Taxes |  | 8323603.0295 | 4427265.6304 | 0 | 572817.3793 | 1165745.1207 | 2157774.8991 | 0 | 8323603.0295 | ok
(12) | Other Depreciation Expenses |  | 2771739.1728 | 1477621.8793 | 60846.1132 | 151574.161 | 375566.3481 | 697438.007 | 8692.6642 | 2771739.1728 | ok
(13) | Curtailable Service Credit |  | 211010.1288 | 211010.1288 | 0 | 0 | 0 | 0 | 0 | 211010.1288 | ok
(14) | Expense Adjustments - Prod. Demand |  | -320084.6923 | -320084.6923 | 0 | 0 | 0 | 0 | 0 | -320084.6923 | ok
(15) | Expense Adjustments - Energy |  | -15412943.6181 | 0 | -15412943.6181 | 0 | 0 | 0 | 0 | -15412943.6181 | ok
(16) | Expense Adjustments - Trans. Demand |  | -1066885.8778 | 0 | 0 | -1066885.8778 | 0 | 0 | 0 | -1066885.8778 | ok
(17) | Expense Adjustments - Distribution |  | -8638931.1299 | 0 | 0 | 0 | -3023745.2446 | -5615185.8853 | 0 | -8638931.1299 | ok
(18) | Expense Adjustments - Other |  | -50336.8186 | -26834.6983 | -1105.0101 | -2752.6981 | -6820.5607 | -12665.9863 | -157.8652 | -50336.8186 | ok
(19) | Expense Adjustments - Total |  | -25489182.1368 | -346919.3906 | -15414048.6282 | -1069638.5759 | -3030565.8053 | -5627851.8716 | -157.8652 | -25489182.1368 | ok
(20) | Total Cost of Service | 423043982.2327 | 423043982.2327 | 134105635.9975 | 167606234.6965 | 15561003.7637 | 27572291.3202 | 56025395.1417 | 22173421.3131 | 423043982.2327 | ok
(21) | Less: Misc Revenue - Energy |  | 1005273.9423 | 0 | 1005273.9423 | 0 | 0 | 0 | 0 | 1005273.9423 | ok
(22) | Less: Misc Revenue - Other |  | -57227925.416 | -52447626.3038 | -224757.5413 | -559895.0194 | -1387292.7048 | -2576244.288 | -32109.5586 | -57227925.416 | ok
(23) | Less: Misc Revenue - Total |  | -56222651.4737 | -52447626.3038 | 780516.4009 | -559895.0194 | -1387292.7048 | -2576244.288 | -32109.5586 | -56222651.4737 | ok
(24) | Net Cost of Service | 366821330.7589 | 366821330.7589 | 81658009.6938 | 168386751.0974 | 15001108.7442 | 26184998.6154 | 53449150.8536 | 22141311.7545 | 366821330.7589 | ok
(25) | Billing Units |  |  | 4216187376 | 4216187376 | 4216187376 | 4216187376 | 4173222 | 4173222
(26) | Unit Costs |  |  | 0.019368 | 0.039938 | 0.003558 | 0.0062106 | 12.8076 | 5.3056 | 18.1132
[9 empty] | Customer Charge | 18.1132
[9 empty] | Energy Charge | 0.069074
[9 empty] | Distribution Customer | 18.1132
[9 empty] | Distribution Customer Margin | 1.0255
19.1388

## GS Unit Costs
Rate GS
|  |  |  | Production |  | Transmission | Distribution |  | Customer Service Expenses
| Description | Reference | Reference Total | Demand-Related | Energy-Related | Demand-Related | Demand-Related | Customer-Related | Customer-Related | Total | Check
(1) | Rate Base |  | 249690705.5267 | 161886222.9066 | 6828473.8656 | 16606256.8214 | 31085049.8547 | 32718098.6712 | 566603.4072 | 249690705.5267 | ok
(2) | Rate Base Adjustments |  | -3653476.7716 | -2368720.7491 | -99914.2944 | -242982.9073 | -454836.7443 | -478731.5301 | -8290.5464 | -3653476.7716 | ok
(3) | Rate Base as Adjusted |  | 246037228.7551 | 159517502.1575 | 6728559.5713 | 16363273.9141 | 30630213.1104 | 32239367.1411 | 558312.8607 | 246037228.7551 | ok
(4) | Rate of Return |  | 12.05% | 12.05% | 12.05% | 12.05% | 12.05% | 12.05% | 12.05%
(5) | Return |  | 29658638.2579 | 19229089.5009 | 811096.4155 | 1972516.209 | 3692329.0634 | 3886305.0626 | 67302.0065 | 29658638.2579 | ok
(6) | Interest Expenses |  | 4561251.7886 | 2957273.9691 | 124739.88 | 303356.5806 | 567849.4878 | 597681.3825 | 10350.4886 | 4561251.7886 | ok
(7) | Net Income |  | 25097386.4693 | 16271815.5318 | 686356.5355 | 1669159.6284 | 3124479.5755 | 3288623.6801 | 56951.5179 | 25097386.4693 | ok
(8) | Income Taxes |  | 16214767.1582 | 10512795.8408 | 443437.0656 | 1078400.5242 | 2018644.8047 | 2124694.0317 | 36794.8911 | 16214767.1582 | ok
(9) | Operation and Maintenance Expenses |  | 93902668.6933 | 16566261.5863 | 60542727.9377 | 2993255.5828 | 3355432.2545 | 4986318.2638 | 5458673.0683 | 93902668.6933 | ok
(10) | Depreciation Expenses |  | 16074456.2662 | 12258447.4895 | 0 | 857232.8888 | 1452264.4587 | 1506511.4292 | 0 | 16074456.2662 | ok
(11) | Other Taxes |  | 2214449.0429 | 1443168.9739 | 0 | 186722.9885 | 286919.829 | 297637.2513 | 0 | 2214449.0429 | ok
(12) | Other Depreciation Expenses |  | 780862.0662 | 506269.5876 | 21354.8045 | 51933.0345 | 97212.8146 | 102319.8764 | 1771.9486 | 780862.0662 | ok
(13) | Curtailable Service Credit |  | 68434.5724 | 68434.5724 | [5 empty] | 68434.5724 | ok
(14) | Expense Adjustments - Prod. Demand |  | -120754.5126 | -120754.5126 | 0 | 0 | 0 | 0 | 0 | -120754.5126 | ok
(15) | Expense Adjustments - Energy |  | -5131422.0374 | 0 | -5131422.0374 | 0 | 0 | 0 | 0 | -5131422.0374 | ok
(16) | Expense Adjustments - Trans. Demand |  | -347775.9697 | 0 | 0 | -347775.9697 | 0 | 0 | 0 | -347775.9697 | ok
(17) | Expense Adjustments - Distribution |  | -1968653.629 | 0 | 0 | 0 | -959132.8581 | -1009520.7708 | 0 | -1968653.629 | ok
(18) | Expense Adjustments - Other |  | -1143391.8674 | -741314.701 | -31269.1715 | -76043.9158 | -142345.6797 | -149823.7904 | -2594.6089 | -1143391.8674 | ok
(19) | Expense Adjustments - Total |  | -8711998.016 | -862069.2136 | -5162691.2089 | -423819.8855 | -1101478.5379 | -1159344.5613 | -2594.6089 | -8711998.016 | ok
(20) | Total Cost of Service | 150044991.5911 | 150202278.0411 | 59722398.3379 | 56655925.0145 | 6716241.3423 | 9801324.687 | 11744441.3538 | 5561947.3056 | 150202278.0411 | ok
(21) | Less: Misc Revenue - Energy |  | 335668.2482 | 0 | 335668.2482 | 0 | 0 | 0 | 0 | 335668.2482 | ok
(22) | Less: Misc Revenue - Other |  | -18078352.4677 | -17217240.7574 | -66967.8658 | -162860.0475 | -304855.7391 | -320871.2934 | -5556.7645 | -18078352.4677 | ok
(23) | Less: Misc Revenue - Total |  | -17742684.2195 | -17217240.7574 | 268700.3824 | -162860.0475 | -304855.7391 | -320871.2934 | -5556.7645 | -17742684.2195 | ok
(24) | Net Cost of Service | 132302307.3716 | 132459593.8216 | 42505157.5805 | 56924625.3969 | 6553381.2947 | 9496468.9479 | 11423570.0604 | 5556390.5411 | 132459593.8216 | ok
(25) | Billing Units |  |  | 1407815493 | 1407815493 | 1407815493 | 1407815493 | 531912 | 531912
(26) | Unit Costs |  |  | 0.030192 | 0.040435 | 0.004655 | 0.0067455 | 21.4764 | 10.4461 | 31.9225
[9 empty] | Customer Charge | 31.9225
[9 empty] | Energy Charge | 0.082028
[9 empty] | Distribution Customer | 31.9225
[9 empty] | Distribution Customer Margin | 3.8481
35.7706

## PSP Unit Costs
Rate PS-Primary
|  |  |  | Production |  | Transmission | Distribution |  | Customer Service Expenses
| Description | Reference | Reference Total | Demand-Related | Energy-Related | Demand-Related | Demand-Related | Customer-Related | Customer-Related | Total | Check
(1) | Rate Base |  | 25673930.5892 | 20058263.1649 | 1113807.5346 | 2057572.6799 | 2195732.5618 | 246321.5239 | 2233.1241 | 25673930.5892 | ok
(2) | Rate Base Adjustments |  | -419332.2732 | -327611.5848 | -18191.8169 | -33606.3318 | -35862.8969 | -4023.1691 | -36.4736 | -419332.2732 | ok
(3) | Rate Base as Adjusted |  | 25254598.316 | 19730651.5801 | 1095615.7177 | 2023966.3482 | 2159869.6648 | 242298.3548 | 2196.6504 | 25254598.316 | ok
(4) | Rate of Return |  | 12.49% | 12.49% | 12.49% | 12.49% | 12.49% | 12.49% | 12.49%
(5) | Return |  | 3153491.4448 | 2463727.2064 | 136807.3548 | 252728.651 | 269698.6277 | 30255.3135 | 274.2914 | 3153491.4448 | ok
(6) | Interest Expenses |  | 474301.4349 | 370557.3234 | 20576.5342 | 38011.6972 | 40564.0695 | 4550.5557 | 41.2548 | 474301.4349 | ok
(7) | Net Income |  | 2679190.0098 | 2093169.8829 | 116230.8206 | 214716.9538 | 229134.5582 | 25704.7577 | 233.0365 | 2679190.0098 | ok
(8) | Income Taxes |  | 1760073.3637 | 1375091.9282 | 76356.9476 | 141056.6588 | 150528.1937 | 16886.5438 | 153.0916 | 1760073.3637 | ok
(9) | Operation and Maintenance Expenses |  | 12711406.6095 | 2052617.1319 | 9875258.787 | 370874.7238 | 275129.0488 | 110726.6771 | 26800.2409 | 12711406.6095 | ok
(10) | Depreciation Expenses |  | 1738469.1877 | 1518864.0597 | 0 | 106214.1211 | 102375.7746 | 11015.2323 | 0 | 1738469.1877 | ok
(11) | Other Taxes |  | 224351.598 | 178813.6294 | 0 | 23135.6244 | 20226.0956 | 2176.2487 | 0 | 224351.598 | ok
(12) | Other Depreciation Expenses |  | 84451.0458 | 65979.0403 | 3663.7246 | 6768.1169 | 7222.5759 | 810.2425 | 7.3456 | 84451.0458 | ok
(13) | Curtailable Service Credit |  | 7292.8969 | 7292.8969 | [5 empty] | 7292.8969 | ok
(14) | Expense Adjustments - Prod. Demand |  | -16024.8411 | -16024.8411 | 0 | 0 | 0 | 0 | 0 | -16024.8411 | ok
(15) | Expense Adjustments - Energy |  | -842491.5859 | 0 | -842491.5859 | 0 | 0 | 0 | 0 | -842491.5859 | ok
(16) | Expense Adjustments - Trans. Demand |  | -43090.646 | 0 | 0 | -43090.646 | 0 | 0 | 0 | -43090.646 | ok
(17) | Expense Adjustments - Distribution |  | -107227.7062 | 0 | 0 | 0 | -96412.0195 | -10815.6867 | 0 | -107227.7062 | ok
(18) | Expense Adjustments - Other |  | -168621.785 | -131739.0856 | -7315.2887 | -13513.7694 | -14421.1788 | -1617.7957 | -14.6668 | -168621.785 | ok
(19) | Expense Adjustments - Total |  | -1177456.5643 | -147763.9267 | -849806.8746 | -56604.4154 | -110833.1983 | -12433.4825 | -14.6668 | -1177456.5643 | ok
(20) | Total Cost of Service | 19252544.1372 | 18502079.582 | 7514621.9661 | 9242279.9394 | 844173.4805 | 714347.1179 | 159436.7754 | 27220.3027 | 18502079.582 | ok
(21) | Less: Misc Revenue - Energy |  | 54751.5933 | 0 | 54751.5933 | 0 | 0 | 0 | 0 | 54751.5933 | ok
(22) | Less: Misc Revenue - Other |  | -2591437.4326 | -2024611.4562 | -112423.8662 | -207684.2439 | -221629.6228 | -24862.8396 | -225.4038 | -2591437.4326 | ok
(23) | Less: Misc Revenue - Total |  | -2536685.8393 | -2024611.4562 | -57672.2729 | -207684.2439 | -221629.6228 | -24862.8396 | -225.4038 | -2536685.8393 | ok
(24) | Net Cost of Service | 16715858.298 | 15965393.7428 | 5490010.5098 | 9184607.6665 | 636489.2366 | 492717.4951 | 134573.9358 | 26994.8989 | 15965393.7428 | ok
(25) | Billing Units |  |  | 652713 | 234484420 | 652713 | 652713 | 1020 | 1020
(26) | Unit Costs |  |  | 8.4111 | 0.039169 | 0.97514 | 0.75488 | 131.9352 | 26.4656 | 158.4008
[9 empty] | Customer Charge | 158.4008
[9 empty] | Energy Charge | 0.039169
[9 empty] | Demand Charge | 10.1411
[9 empty] | Distribution Customer | 158.4008
[9 empty] | Distribution Customer Margin | 19.7792
178.18

## PSS Unit Costs
Rate PS Secondary
|  |  |  | Production |  | Transmission | Distribution |  | Customer Service Expenses
| Description | Reference | Reference Total | Demand-Related | Energy-Related | Demand-Related | Demand-Related | Customer-Related | Customer-Related | Total | Check
(1) | Rate Base |  | 295884998.2098 | 222680346.6145 | 11225828.9097 | 22842506.0426 | 35673375.8162 | 3386778.1602 | 76162.6665 | 295884998.2098 | ok
(2) | Rate Base Adjustments |  | -4684727.5885 | -3525683.1861 | -177737.806 | -361663.886 | -564814.1976 | -53622.6344 | -1205.8785 | -4684727.5885 | ok
(3) | Rate Base as Adjusted |  | 291200270.6213 | 219154663.4284 | 11048091.1038 | 22480842.1567 | 35108561.6186 | 3333155.5258 | 74956.7881 | 291200270.6213 | ok
(4) | Rate of Return |  | 12.48% | 12.48% | 12.48% | 12.48% | 12.48% | 12.48% | 12.48%
(5) | Return |  | 36347578.4367 | 27354855.4805 | 1379021.2389 | 2806055.6807 | 4382245.9179 | 416044.0224 | 9356.0962 | 36347578.4367 | ok
(6) | Interest Expenses |  | 5468004.7755 | 4115170.4414 | 207455.2156 | 422133.3724 | 659250.0144 | 62588.2328 | 1407.4989 | 5468004.7755 | ok
(7) | Net Income |  | 30879573.6612 | 23239685.0391 | 1171566.0234 | 2383922.3084 | 3722995.9036 | 353455.7896 | 7948.5972 | 30879573.6612 | ok
(8) | Income Taxes |  | 19373847.9502 | 14580580.9788 | 735040.6534 | 1495673.1215 | 2335808.0441 | 221758.2017 | 4986.9508 | 19373847.9502 | ok
(9) | Operation and Maintenance Expenses |  | 132082655.0223 | 22787491.1522 | 99530629.9667 | 4117331.1646 | 3932001.9359 | 797686.673 | 917514.1299 | 132082655.0223 | ok
(10) | Depreciation Expenses |  | 19864195.4793 | 16861937.2724 | 0 | 1179154.8 | 1666185.6984 | 156917.7085 | 0 | 19864195.4793 | ok
(11) | Other Taxes |  | 2602160.7061 | 1985131.048 | 0 | 256844.2148 | 329183.6503 | 31001.793 | 0 | 2602160.7061 | ok
(12) | Other Depreciation Expenses |  | 964959.341 | 726219.5847 | 36610.4011 | 74495.4618 | 116340.3262 | 11045.1805 | 248.3866 | 964959.341 | ok
(13) | Curtailable Service Credit |  | 85426.4772 | 85426.4772 | [5 empty] | 85426.4772 | ok
(14) | Expense Adjustments - Prod. Demand |  | -158122.622 | -158122.622 | 0 | 0 | 0 | 0 | 0 | -158122.622 | ok
(15) | Expense Adjustments - Energy |  | -8422130.149 | 0 | -8422130.149 | 0 | 0 | 0 | 0 | -8422130.149 | ok
(16) | Expense Adjustments - Trans. Demand |  | -478378.4072 | 0 | 0 | -478378.4072 | 0 | 0 | 0 | -478378.4072 | ok
(17) | Expense Adjustments - Distribution |  | -1147612.499 | 0 | 0 | 0 | -1048106.7738 | -99505.7252 | 0 | -1147612.499 | ok
(18) | Expense Adjustments - Other |  | -917498.736 | -690501.167 | -34809.7534 | -70831.4735 | -110618.2382 | -10501.9339 | -236.17 | -917498.736 | ok
(19) | Expense Adjustments - Total |  | -11123742.4133 | -848623.789 | -8456939.9024 | -549209.8808 | -1158725.012 | -110007.6591 | -236.17 | -11123742.4133 | ok
(20) | Total Cost of Service | 200233290.8716 | 200197080.9996 | 83533018.2049 | 93224362.3577 | 9380344.5626 | 11603040.5608 | 1524445.92 | 931869.3935 | 200197080.9996 | ok
(21) | Less: Misc Revenue - Energy |  | 551829.6473 | 0 | 551829.6473 | 0 | 0 | 0 | 0 | 551829.6473 | ok
(22) | Less: Misc Revenue - Other |  | -26706023.0598 | -20098708.9836 | -1013222.1895 | -2061721.604 | -3219811.7611 | -305684.2226 | -6874.2989 | -26706023.0598 | ok
(23) | Less: Misc Revenue - Total |  | -26154193.4125 | -20098708.9836 | -461392.5422 | -2061721.604 | -3219811.7611 | -305684.2226 | -6874.2989 | -26154193.4125 | ok
(24) | Net Cost of Service | 174079097.4591 | 174042887.5871 | 63434309.2212 | 92762969.8155 | 7318622.9586 | 8383228.7997 | 1218761.6975 | 924995.0946 | 174042887.5871 | ok
(25) | Billing Units |  |  | 6013535 | 2314411122 | 6013535 | 6013535 | 34788 | 34788
(26) | Unit Costs |  |  | 10.5486 | 0.040081 | 1.217 | 1.3941 | 35.034 | 26.5895 | 61.6235
[9 empty] | Customer Charge | 61.6235
[9 empty] | Energy Charge | 0.040081
[9 empty] | Demand Charge | 13.1597
[9 empty] | Distribution Customer | 61.6235
[9 empty] | Distribution Customer Margin | 7.6918
69.3153

## TODP Unit Costs
Rate TOD Primary
|  |  |  | Production |  | Transmission | Distribution |  | Customer Service Expenses
| Description | Reference | Amount | Demand-Related | Energy-Related | Demand-Related | Demand-Related | Customer-Related | Customer-Related | Total | Check
(1) | Rate Base |  | 199460877.0152 | 153844435.8799 | 8991070.1645 | 15781331.8941 | 20556540.4805 | 276575.663 | 10922.9332 | 199460877.0152 | ok
(2) | Rate Base Adjustments |  | -3208941.5003 | -2475060.7852 | -144649.0089 | -253891.2473 | -330715.16 | -4449.5699 | -175.729 | -3208941.5003 | ok
(3) | Rate Base as Adjusted |  | 196251935.5149 | 151369375.0947 | 8846421.1555 | 15527440.6468 | 20225825.3206 | 272126.0931 | 10747.2042 | 196251935.5149 | ok
(4) | Rate of Return |  | 8.178% | 8.178% | 8.178% | 8.178% | 8.178% | 8.178% | 8.178%
(5) | Return |  | 16049123.2486 | 12378709.7976 | 723444.0927 | 1269805.6099 | 1654030.889 | 22253.9727 | 878.8866 | 16049123.2486 | ok
(6) | Interest Expenses |  | 3674102.9859 | 2833840.4488 | 165617.0284 | 290694.7944 | 378654.9417 | 5094.5703 | 201.2023 | 3674102.9859 | ok
(7) | Net Income |  | 12375020.2627 | 9544869.3488 | 557827.0643 | 979110.8155 | 1275375.9473 | 17159.4023 | 677.6844 | 12375020.2627 | ok
(8) | Income Taxes |  | 7540147.9899 | 5815726.0277 | 339886.2005 | 596576.029 | 777091.5264 | 10455.2906 | 412.9157 | 7540147.9899 | ok
(9) | Operation and Maintenance Expenses |  | 101149914.3118 | 15743323.4442 | 79716775.0142 | 2844563.9679 | 2575769.7124 | 124445.5752 | 145036.5979 | 101149914.3118 | ok
(10) | Depreciation Expenses |  | 13434929.144 | 11649502.3784 | 0 | 814649.3742 | 958446.3024 | 12331.089 | 0 | 13434929.144 | ok
(11) | Other Taxes |  | 1740719.9594 | 1371478.7626 | 0 | 177447.4215 | 189357.5565 | 2436.2188 | 0 | 1740719.9594 | ok
(12) | Other Depreciation Expenses |  | 652639.589 | 503381.7704 | 29418.9438 | 51636.8027 | 67261.3714 | 904.9606 | 35.74 | 652639.589 | ok
(13) | Curtailable Service Credit |  | -48637.9949 | -48637.9949 | 0 | 0 | 0 | 0 | 0 | -48637.9949 | ok
(14) | Expense Adjustments - Prod. Demand |  | -98564.0647 | -98564.0647 | 0 | 0 | 0 | 0 | 0 | -98564.0647 | ok
(15) | Expense Adjustments - Energy |  | -6741226.5773 | 0 | -6741226.5773 | 0 | 0 | 0 | 0 | -6741226.5773 | ok
(16) | Expense Adjustments - Trans. Demand |  | -330500.0074 | 0 | 0 | -330500.0074 | 0 | 0 | 0 | -330500.0074 | ok
(17) | Expense Adjustments - Distribution |  | -263697.3527 | 0 | 0 | 0 | -260196.5672 | -3500.7855 | 0 | -263697.3527 | ok
(18) | Expense Adjustments - Other |  | 12093.5012 | 9327.7333 | 545.1371 | 956.837 | 1246.3624 | 16.769 | 0.66227 | 12093.5012 | ok
(19) | Expense Adjustments - Total |  | -7421894.501 | -89236.3314 | -6740681.4403 | -329543.1703 | -258950.2048 | -3484.0164 | 0.66227 | -7421894.501 | ok
(20) | Total Cost of Service | 132965218.0711 | 133096941.7468 | 47324247.8546 | 74068842.811 | 5425136.0351 | 5963007.1533 | 169343.0903 | 146364.8025 | 133096941.7468 | ok
(21) | Less: Misc Revenue - Energy |  | 441975.298 | 0 | 441975.298 | 0 | 0 | 0 | 0 | 441975.298 | ok
(22) | Less: Misc Revenue - Other |  | -20740721.7687 | -15997345.8856 | -934926.6256 | -1641004.5862 | -2137549.4433 | -28759.4187 | -1135.8093 | -20740721.7687 | ok
(23) | Less: Misc Revenue - Total |  | -20298746.4707 | -15997345.8856 | -492951.3276 | -1641004.5862 | -2137549.4433 | -28759.4187 | -1135.8093 | -20298746.4707 | ok
(24) | Net Cost of Service | 112666471.6004 | 112798195.2761 | 31326901.9691 | 73575891.4834 | 3784131.4489 | 3825457.7099 | 140583.6716 | 145228.9932 | 112798195.2761 | ok
(25) | Billing Units |  |  | 4460699.4622 | 1892845763 | 4460699.4622 | 4460699.4622 | 1128 | 1128
(26) | Unit Costs |  |  | 7.0229 | 0.038871 | 0.84833 | 0.85759 | 124.6309 | 128.7491 | 253.38
[9 empty] | Customer Charge | 253.38
[9 empty] | Energy Charge | 0.038871
[9 empty] | Demand Charge | 8.7288
[9 empty] | Distribution Customer | 253.38
[9 empty] | Distribution Customer Margin | 20.721
274.101

## TODS Unit Costs
Rate TOD Secondary
|  |  |  | Production |  | Transmission | Distribution |  | Customer Service Expenses
| Description | Reference | Reference Total | Demand-Related | Energy-Related | Demand-Related | Demand-Related | Customer-Related | Customer-Related | Total | Check
(1) | Rate Base |  | 73533945.269 | 55868829.4511 | 2874938.0076 | 5731013.5076 | 8838355.3277 | 202565.3525 | 18243.6225 | 73533945.269 | ok
(2) | Rate Base Adjustments |  | -1171449.3582 | -890031.1844 | -45799.8584 | -91299.2234 | -140801.444 | -3227.0137 | -290.6342 | -1171449.3582 | ok
(3) | Rate Base as Adjusted |  | 72362495.9109 | 54978798.2667 | 2829138.1492 | 5639714.2843 | 8697553.8837 | 199338.3388 | 17952.9883 | 72362495.9109 | ok
(4) | Rate of Return |  | 9.451% | 9.451% | 9.451% | 9.451% | 9.451% | 9.451% | 9.451%
(5) | Return |  | 6839037.3815 | 5196090.2095 | 267384.1099 | 533013.909 | 822012.7759 | 18839.6259 | 1696.7513 | 6839037.3815 | ok
(6) | Interest Expenses |  | 1359312.4498 | 1032763.7821 | 53144.6941 | 105940.7051 | 163381.5021 | 3744.5238 | 337.2427 | 1359312.4498 | ok
(7) | Net Income |  | 5479724.9316 | 4163326.4273 | 214239.4158 | 427073.2039 | 658631.2739 | 15095.1021 | 1359.5086 | 5479724.9316 | ok
(8) | Income Taxes |  | 2266741.6244 | 1722200.5532 | 88622.2224 | 176662.9931 | 272449.2456 | 6244.2361 | 562.374 | 2266741.6244 | ok
(9) | Operation and Maintenance Expenses |  | 33505862.0969 | 5717210.6841 | 25489822.9178 | 1033007.5201 | 963116.0007 | 47314.4432 | 255390.531 | 33505862.0969 | ok
(10) | Depreciation Expenses |  | 4948747.6285 | 4230533.6417 | 0 | 295841.0988 | 412870.4721 | 9502.4159 | 0 | 4948747.6285 | ok
(11) | Other Taxes |  | 645941.8152 | 498054.4967 | 0 | 64440.2878 | 81569.6649 | 1877.3657 | 0 | 645941.8152 | ok
(12) | Other Depreciation Expenses |  | 240399.3786 | 182648.0524 | 9398.8335 | 18736.0012 | 28894.6162 | 662.2327 | 59.6426 | 240399.3786 | ok
(13) | Curtailable Service Credit |  | 20388.1948 | 20388.1948 | [5 empty] | 20388.1948 | ok
(14) | Expense Adjustments - Prod. Demand |  | -32158.6456 | -32158.6456 | 0 | 0 | 0 | 0 | 0 | -32158.6456 | ok
(15) | Expense Adjustments - Energy |  | -2140161.6389 | 0 | -2140161.6389 | 0 | 0 | 0 | 0 | -2140161.6389 | ok
(16) | Expense Adjustments - Trans. Demand |  | -120021.5558 | 0 | 0 | -120021.5558 | 0 | 0 | 0 | -120021.5558 | ok
(17) | Expense Adjustments - Distribution |  | -247040.3624 | 0 | 0 | 0 | -241505.3268 | -5535.0356 | 0 | -247040.3624 | ok
(18) | Expense Adjustments - Other |  | 1076779.4517 | 818103.9019 | 42098.5731 | 83920.9369 | 129422.6683 | 2966.2248 | 267.1468 | 1076779.4517 | ok
(19) | Expense Adjustments - Total |  | -1462602.751 | 785945.2563 | -2098063.0658 | -36100.6189 | -112082.6585 | -2568.8109 | 267.1468 | -1462602.751 | ok
(20) | Total Cost of Service | 46954793.203 | 47004515.3689 | 18353071.0886 | 23757165.0178 | 2085601.1911 | 2468830.1169 | 81871.5087 | 257976.4457 | 47004515.3689 | ok
(21) | Less: Misc Revenue - Energy |  | 141323.7311 | 0 | 141323.7311 | 0 | 0 | 0 | 0 | 141323.7311 | ok
(22) | Less: Misc Revenue - Other |  | -6800840.1393 | -5167069.1199 | -265890.722 | -530036.9314 | -817421.6881 | -18734.4032 | -1687.2746 | -6800840.1393 | ok
(23) | Less: Misc Revenue - Total |  | -6659516.4081 | -5167069.1199 | -124566.9909 | -530036.9314 | -817421.6881 | -18734.4032 | -1687.2746 | -6659516.4081 | ok
(24) | Net Cost of Service | 40295276.7949 | 40344998.9608 | 13186001.9687 | 23632598.027 | 1555564.2598 | 1651408.4288 | 63137.1055 | 256289.1711 | 40344998.9608 | ok
(25) | Billing Units |  |  | 1197033.025 | 592721353 | 1197033.025 | 1197033.025 | 1884 | 1884
(26) | Unit Costs |  |  | 11.0156 | 0.039871 | 1.2995 | 1.3796 | 33.5123 | 136.0346 | 169.5469
[9 empty] | Customer Charge | 169.5469
[9 empty] | Energy Charge | 0.039871
[9 empty] | Demand Charge | 13.6947
[9 empty] | Distribution Customer | 169.5469
[9 empty] | Distribution Customer Margin | 16.024
185.5709

## ITODP Unit Costs (hidden)
Louisville Gas and Electric Company
Unit Cost of Service Based on the Cost of Service Study
For the 12 Months Ended March 31, 2012
Rate ITODP
|  |  |  | Production |  | Transmission | Distribution |  | Customer Service Expenses
| Description | Reference | Reference Total | Demand-Related | Energy-Related | Demand-Related | Demand-Related | Customer-Related | Customer-Related | Total | Check
(1) | Rate Base |  | 0 | 0 | 0 | 0 | 0 | 0 | 0 | 0 | ok
(2) | Rate Base Adjustments |  | 0 | #DIV/0! | #DIV/0! | #DIV/0! | #DIV/0! | #DIV/0! | #DIV/0! | #DIV/0! | #DIV/0!
(3) | Rate Base as Adjusted |  | 0 | #DIV/0! | #DIV/0! | #DIV/0! | #DIV/0! | #DIV/0! | #DIV/0! | #DIV/0! | #DIV/0!
(4) | Rate of Return |  | #DIV/0! | #DIV/0! | #DIV/0! | #DIV/0! | #DIV/0! | #DIV/0! | #DIV/0!
(5) | Return |  | #DIV/0! | #DIV/0! | #DIV/0! | #DIV/0! | #DIV/0! | #DIV/0! | #DIV/0! | #DIV/0! | #DIV/0!
(6) | Interest Expenses |  | 0 | #DIV/0! | #DIV/0! | #DIV/0! | #DIV/0! | #DIV/0! | #DIV/0! | #DIV/0! | #DIV/0!
(7) | Net Income |  | #DIV/0! | #DIV/0! | #DIV/0! | #DIV/0! | #DIV/0! | #DIV/0! | #DIV/0! | #DIV/0! | #DIV/0!
(8) | Income Taxes |  | 0 | #DIV/0! | #DIV/0! | #DIV/0! | #DIV/0! | #DIV/0! | #DIV/0! | #DIV/0! | #DIV/0!
(9) | Operation and Maintenance Expenses |  | 0 | 0 | 0 | 0 | 0 | 0 | 0 | 0 | ok
(10) | Depreciation Expenses |  | 0 | 0 | 0 | 0 | 0 | 0 | 0 | 0 | ok
(11) | Other Taxes |  | 0 | 0 | 0 | 0 | 0 | 0 | 0 | 0 | ok
(12) | Other Depreciation Expenses |  | 0 | #DIV/0! | #DIV/0! | #DIV/0! | #DIV/0! | #DIV/0! | #DIV/0! | #DIV/0! | #DIV/0!
(13) | Curtailable Service Credit |  | 0 | 0 | [5 empty] | 0 | ok
(14) | Expense Adjustments - Prod. Demand |  | 0 | 0 | 0 | 0 | 0 | 0 | 0 | 0 | ok
(15) | Expense Adjustments - Energy |  | 0 | 0 | 0 | 0 | 0 | 0 | 0 | 0 | ok
(16) | Expense Adjustments - Trans. Demand |  | 0 | 0 | 0 | 0 | 0 | 0 | 0 | 0 | ok
(17) | Expense Adjustments - Distribution |  | 0 | 0 | 0 | 0 | #DIV/0! | #DIV/0! | 0 | #DIV/0! | #DIV/0!
(18) | Expense Adjustments - Other |  | 0 | #DIV/0! | #DIV/0! | #DIV/0! | #DIV/0! | #DIV/0! | #DIV/0! | #DIV/0! | #DIV/0!
(19) | Expense Adjustments - Total |  | 0 | #DIV/0! | #DIV/0! | #DIV/0! | #DIV/0! | #DIV/0! | #DIV/0! | #DIV/0! | #DIV/0!
(20) | Total Cost of Service | 0 | #DIV/0! | #DIV/0! | #DIV/0! | #DIV/0! | #DIV/0! | #DIV/0! | #DIV/0! | #DIV/0! | #DIV/0!
(21) | Less: Misc Revenue - Energy |  | 0 | 0 | 0 | 0 | 0 | 0 | 0 | 0 | ok
(22) | Less: Misc Revenue - Other |  | 0 | #DIV/0! | #DIV/0! | #DIV/0! | #DIV/0! | #DIV/0! | #DIV/0! | #DIV/0! | #DIV/0!
(23) | Less: Misc Revenue - Total |  | 0 | #DIV/0! | #DIV/0! | #DIV/0! | #DIV/0! | #DIV/0! | #DIV/0! | #DIV/0! | #DIV/0!
(24) | Net Cost of Service | 0 | #DIV/0! | #DIV/0! | #DIV/0! | #DIV/0! | #DIV/0! | #DIV/0! | #DIV/0! | #DIV/0! | #DIV/0!
(25) | Billing Units |  |  | 3560885.4622 | 0 | 3560885.4622 | 3560885.4622 | 0 | 0
(26) | Unit Costs |  |  | #DIV/0! | #DIV/0! | #DIV/0! | #DIV/0! | #DIV/0! | #DIV/0! | #DIV/0!
[9 empty] | Customer Charge | #DIV/0!
[9 empty] | Energy Charge | #DIV/0!
[9 empty] | Demand Charge | #DIV/0!
[9 empty] | Distribution Customer | #DIV/0!
[9 empty] | Distribution Customer Margin | #DIV/0!
#DIV/0!

## ITODS Unit Costs (hidden)
Louisville Gas and Electric Company
Unit Cost of Service Based on the Cost of Service Study
For the 12 Months Ended March 31, 2012
Rate ITODS
|  |  |  | Production |  | Transmission | Distribution |  | Customer Service Expenses
| Description | Reference | Reference Total | Demand-Related | Energy-Related | Demand-Related | Demand-Related | Customer-Related | Customer-Related | Total | Check
(1) | Rate Base |  | 0 | 0 | 0 | 0 | 0 | 0 | 0 | 0 | ok
(2) | Rate Base Adjustments |  | 0 | #DIV/0! | #DIV/0! | #DIV/0! | #DIV/0! | #DIV/0! | #DIV/0! | #DIV/0! | #DIV/0!
(3) | Rate Base as Adjusted |  | 0 | #DIV/0! | #DIV/0! | #DIV/0! | #DIV/0! | #DIV/0! | #DIV/0! | #DIV/0! | #DIV/0!
(4) | Rate of Return |  | #DIV/0! | #DIV/0! | #DIV/0! | #DIV/0! | #DIV/0! | #DIV/0! | #DIV/0!
(5) | Return |  | #DIV/0! | #DIV/0! | #DIV/0! | #DIV/0! | #DIV/0! | #DIV/0! | #DIV/0! | #DIV/0! | #DIV/0!
(6) | Interest Expenses |  | 0 | #DIV/0! | #DIV/0! | #DIV/0! | #DIV/0! | #DIV/0! | #DIV/0! | #DIV/0! | #DIV/0!
(7) | Net Income |  | #DIV/0! | #DIV/0! | #DIV/0! | #DIV/0! | #DIV/0! | #DIV/0! | #DIV/0! | #DIV/0! | #DIV/0!
(8) | Income Taxes |  | 0 | #DIV/0! | #DIV/0! | #DIV/0! | #DIV/0! | #DIV/0! | #DIV/0! | #DIV/0! | #DIV/0!
(9) | Operation and Maintenance Expenses |  | 0 | 0 | 0 | 0 | 0 | 0 | 0 | 0 | ok
(10) | Depreciation Expenses |  | 0 | 0 | 0 | 0 | 0 | 0 | 0 | 0 | ok
(11) | Other Taxes |  | 0 | 0 | 0 | 0 | 0 | 0 | 0 | 0 | ok
(12) | Other Depreciation Expenses |  | 0 | #DIV/0! | #DIV/0! | #DIV/0! | #DIV/0! | #DIV/0! | #DIV/0! | #DIV/0! | #DIV/0!
(13) | Curtailable Service Credit |  | 0 | 0 | [5 empty] | 0 | ok
(14) | Expense Adjustments - Prod. Demand |  | 0 | 0 | 0 | 0 | 0 | 0 | 0 | 0 | ok
(15) | Expense Adjustments - Energy |  | 0 | 0 | 0 | 0 | 0 | 0 | 0 | 0 | ok
(16) | Expense Adjustments - Trans. Demand |  | 0 | 0 | 0 | 0 | 0 | 0 | 0 | 0 | ok
(17) | Expense Adjustments - Distribution |  | 0 | 0 | 0 | 0 | #DIV/0! | #DIV/0! | 0 | #DIV/0! | #DIV/0!
(18) | Expense Adjustments - Other |  | 0 | #DIV/0! | #DIV/0! | #DIV/0! | #DIV/0! | #DIV/0! | #DIV/0! | #DIV/0! | #DIV/0!
(19) | Expense Adjustments - Total |  | 0 | #DIV/0! | #DIV/0! | #DIV/0! | #DIV/0! | #DIV/0! | #DIV/0! | #DIV/0! | #DIV/0!
(20) | Total Cost of Service | 0 | #DIV/0! | #DIV/0! | #DIV/0! | #DIV/0! | #DIV/0! | #DIV/0! | #DIV/0! | #DIV/0! | #DIV/0!
(21) | Less: Misc Revenue - Energy |  | 0 | 0 | 0 | 0 | 0 | 0 | 0 | 0 | ok
(22) | Less: Misc Revenue - Other |  | 0 | #DIV/0! | #DIV/0! | #DIV/0! | #DIV/0! | #DIV/0! | #DIV/0! | #DIV/0! | #DIV/0!
(23) | Less: Misc Revenue - Total |  | 0 | #DIV/0! | #DIV/0! | #DIV/0! | #DIV/0! | #DIV/0! | #DIV/0! | #DIV/0! | #DIV/0!
(24) | Net Cost of Service | 0 | #DIV/0! | #DIV/0! | #DIV/0! | #DIV/0! | #DIV/0! | #DIV/0! | #DIV/0! | #DIV/0! | #DIV/0!
(25) | Billing Units |  |  | 313570.025 | 0 | 313570.025 | 313570.025 | 0 | 0
(26) | Unit Costs |  |  | #DIV/0! | #DIV/0! | #DIV/0! | #DIV/0! | #DIV/0! | #DIV/0! | #DIV/0!
[9 empty] | Customer Charge | #DIV/0!
[9 empty] | Energy Charge | #DIV/0!
[9 empty] | Demand Charge | #DIV/0!
[9 empty] | Distribution Customer | #DIV/0!
[9 empty] | Distribution Customer Margin | #DIV/0!
#DIV/0!

## RTS Unit Costs
Rate RTS
|  |  |  | Production |  | Transmission | Distribution |  | Customer Service Expenses
| Description | Reference | Reference Total | Demand-Related | Energy-Related | Demand-Related | Demand-Related | Customer-Related | Customer-Related | Total | Check
(1) | Rate Base |  | 52220129.3813 | 44953429.4726 | 2440806.7179 | 4611313.9304 | 0 | 213301.0448 | 1278.2156 | 52220129.3813 | ok
(2) | Rate Base Adjustments |  | -918688.2191 | -790848.0226 | -42940.1536 | -81125.0342 | 0 | -3752.5215 | -22.4871 | -918688.2191 | ok
(3) | Rate Base as Adjusted |  | 51301441.1623 | 44162581.45 | 2397866.5643 | 4530188.8962 | 0 | 209548.5233 | 1255.7284 | 51301441.1623 | ok
(4) | Rate of Return |  | 8.133% | 8.133% | 8.133% | 8.133% | 8.133% | 8.133% | 8.133%
(5) | Return |  | 4172231.3929 | 3591643.9099 | 195013.1211 | 368430.124 | 0 | 17042.1124 | 102.1256 | 4172231.3929 | ok
(6) | Interest Expenses |  | 975188.7902 | 839486.2484 | 45581.0313 | 86114.3338 | 0 | 3983.3066 | 23.8701 | 975188.7902 | ok
(7) | Net Income |  | 3197042.6027 | 2752157.6615 | 149432.0898 | 282315.7902 | 0 | 13058.8058 | 78.2554 | 3197042.6027 | ok
(8) | Income Taxes |  | 2000036.2033 | 1721720.8665 | 93483.1426 | 176613.787 | 0 | 8169.4515 | 48.9558 | 2000036.2033 | ok
(9) | Operation and Maintenance Expenses |  | 27195885.4486 | 4600207.8403 | 21640720.8961 | 831183.1688 | 0 | 106432.2112 | 17341.3324 | 27195885.4486 | ok
(10) | Depreciation Expenses |  | 3651488.3105 | 3403991.0548 | 0 | 238040.9989 | 0 | 9456.2568 | 0 | 3651488.3105 | ok
(11) | Other Taxes |  | 454465.3361 | 400746.8549 | 0 | 51850.235 | 0 | 1868.2462 | 0 | 454465.3361 | ok
(12) | Other Depreciation Expenses |  | 177381.3471 | 152697.8193 | 8290.9328 | 15663.7122 | 0 | 724.541 | 4.3418 | 177381.3471 | ok
(13) | Curtailable Service Credit |  | -354300.0703 | -354300.0703 | [5 empty] | -354300.0703 | ok
(14) | Expense Adjustments - Prod. Demand |  | -26278.3806 | -26278.3806 | 0 | 0 | 0 | 0 | 0 | -26278.3806 | ok
(15) | Expense Adjustments - Energy |  | -1834694.1209 | 0 | -1834694.1209 | 0 | 0 | 0 | 0 | -1834694.1209 | ok
(16) | Expense Adjustments - Trans. Demand |  | -96572.2854 | 0 | 0 | -96572.2854 | 0 | 0 | 0 | -96572.2854 | ok
(17) | Expense Adjustments - Distribution |  | 0 | 0 | 0 | 0 | 0 | 0 | 0 | 0 | ok
(18) | Expense Adjustments - Other |  | -42140.069 | -36276.0614 | -1969.6574 | -3721.1912 | 0 | -172.1275 | -1.0315 | -42140.069 | ok
(19) | Expense Adjustments - Total |  | -1999684.8559 | -62554.442 | -1836663.7783 | -100293.4767 | 0 | -172.1275 | -1.0315 | -1999684.8559 | ok
(20) | Total Cost of Service | 35266016.6219 | 35297503.1123 | 13454153.8333 | 20100844.3143 | 1581488.5491 | 0 | 143520.6916 | 17495.7241 | 35297503.1123 | ok
(21) | Less: Misc Revenue - Energy |  | 119983.0784 | 0 | 119983.0784 | 0 | 0 | 0 | 0 | 119983.0784 | ok
(22) | Less: Misc Revenue - Other |  | -5656262.8829 | -4869164.776 | -264377.8291 | -499477.9625 | 0 | -23103.8643 | -138.4509 | -5656262.8829 | ok
(23) | Less: Misc Revenue - Total |  | -5536279.8045 | -4869164.776 | -144394.7507 | -499477.9625 | 0 | -23103.8643 | -138.4509 | -5536279.8045 | ok
(24) | Net Cost of Service | 29729736.8174 | 29761223.3079 | 8584989.0573 | 19956449.5635 | 1082010.5866 | 0 | 120416.8273 | 17357.2732 | 29761223.3079 | ok
(25) | Billing Units |  |  | 1268833.7 | 523880472 | 1268833.7 | 1268833.7 | 132 | 132
(26) | Unit Costs |  |  | 6.766 | 0.038094 | 0.85276 | 0 | 912.2487 | 131.4945 | 1043.7432
[9 empty] | Customer Charge | 1043.7432
[9 empty] | Energy Charge | 0.038094
[9 empty] | Demand Charge | 7.6188
[9 empty] | Distribution Customer | 1043.7432
[9 empty] | Distribution Customer Margin | 84.8853
1128.6285

## Billing Det
Louisville Gas and Electric Company
Summary of Billing Determinants
| Number of | [7 empty] | Maximum |  | (Winter) | (Summer) | Maximum
| Customers as of | Average |  | Rate Switch | Total | Remove HEA | Rate Switching | Base Revenue | Non-Coincident | Base | Intermediate | Peak | Sum of
| 2012-03-31 | Customers | Kwh | Impact on kwh | Revenue |  | $ | at Current Rates | Demand | Demand | Demand | Demand | Individual NCP
Residential Rate RS | 352585 | 347769 | 4217378380 | -1191004 | 364714022 | 666626 | -87579 | 340800745 | 1473392.0755 | 480120.49 | 683862.3083 | 1298437.8638 | 2992683.7003
General Service Rate GS | 44326 | 43282 | 1434062636 | -26247143 | 136541859 | 13117 | -2148925 | 129864133 | 420188.098 | 163258.5 | 270854.8679 | 350044.9746 | 578729.3785
Power Service Primary | 85 | 85 | 238816300 | -4331880 | 17392664 | 0 | -301015 | 16602273 | 44064.6552 | 27187.65 | 27708.0116 | 39312.703 | 59675.1146
Power Service Secondary | 2899 | 2910 | 2332828585 | -18417463 | 178058720 | 1197 | -1256382 | 169757405 | 508964.8374 | 265577.02 | 316058.3346 | 463883.3718 | 576432.7894
Commercial TOD Primary | 31 | 31 | 368941649 | 2589572 | 24616134 | 0 | 170526 | 23129727 | 70695.2549 | 42001.55 | 41548.047 | 65217.7286 | 96619.5632
Commercial TOD Secondary | 114 | 119 | 422578868 | 32247850 | 28543537 | 0 | 2179309 | 26882333 | 89468.3855 | 48107.79 | 58166.6974 | 79222.3135 | 111918.2889
Industrial TOD Primary Lines | 63 | 61 | 1517084302 | 4230240 | 87846638 | 0 | 282919 | 83471026 | 335085.9114 | 172709.96 | 165433.9415 | 207993.0975 | 538785.5509
Industrial TOD Secondary | 43 | 43 | 126781274 | 11113361 | 8943989 | 0 | 837487 | 8540106 | 25583.717 | 14433.21 | 16636.7535 | 19630.1565 | 33448.5093
Industrial TOD Primary Subs | 0 | 0 | 0 | 0 | 0 | 0 | 0 | 0 | 0 | 0 | 0 | 0 | 0
Retail Transmission Service | 11 | 11 | 523880472 |  | 29951912 | 0 | 0 | 28274995 | 99606.7521 | 59640.31 | 73465.5159 | 69988.8254 | 144181.3816
Fort Knox | 1 | 1 | 215705000 |  | 11987837 | 0 | 0 | 11394576 | 56989.3716 | 24556.58 | 30160.1633 | 49469.8386 | 89766.2422
Louisville Water Company | 2 | 2 | 53731200 | 4237200 | 2850388 | 0 | 221863 | 2704760 | 12867.3256 | 6116.94 | 5836.9752 | 9559.735 | 17342.7186
Street Lighting Rate (RLS, LS, DSK) | 87026 | 95516 | 103846198 |  | 17199655 | 1872 | 0 | 16845529 | 25151.0384 | 11822.2 | 0 | 0 | 23829.3683
Street Lighting Energy Rate LE | 173 | 170 | 3674215 | 6467 | 217032.16 | 0 | 365 | 207166 | 879.6823 | 418.28 | 0 | 0 | 833.4556
Traffic Lighting Rate TLE | 1018 | 1018 | 3075720 |  | 256873.25 | 9 | 0 | 248011 | 371.9799 | 350.15 | 371.9799 | 371.9799 | 352.4326
Total | 488377 | 491018 | 11562384799 | 4237200 | 909121260.41 | 682821 | -101432 | 858722785 | 3163309.0848 | 1316300.63 | 1690103.596 | 2653132.5882 | 5264598.4939
|  |  |  | Water Co march bill | -200398 |  | -323295
[5 empty] | -889818 |  | 221863 | Water Co March Bill
[5 empty] | 908031044.41 | net of CSR

## Meters
Louisville Gas and Electric Company
Determination of Meter Allocation
|  | Meter | 13-mo Avg |  | Total
|  | Unit | Number of | Year-End | Meter | Meters
|  | Cost | Customers | Customers | Cost | Allocator
Residential Rate RS |  | 60.9742 | 347769 | 352585 | 21498605.8516 | 0.69989
General Service Rate GS |  | 144.0382 | 43282 | 44326 | 6384636.4379 | 0.20785
Power Service Primary Rate PS |  | 3427.4234 | 85 | 85 | 291330.9873 | 0.0094843
Power Service Secondary Rate PS |  | 577.0256 | 2910 | 2899 | 1672797.3417 | 0.054458
TOD Rate TOD Primary Lines |  | 3487.7278 | 92 | 94 | 327846.4157 | 0.010673
TOD Rate TOD Secondary |  | 640.134 | 162 | 157 | 100501.0444 | 0.0032718
TOD Rate ITOD Primary Lines |  | 3487.7278 | 0 | 0 | 0 | 0
Industrial TOD Rate ITOD Secondary |  | 640.134 | 0 | 0 | 0 | 0
Industrial TOD Rate ITOD Primary Subs |  | 3487.7278 | 0 | 0 | 0 | 0
Retail Transmission Servive Rate RTS |  | 26340.5782 | 11 | 11 | 289746.36 | 0.0094327
Fort Knox |  | 26340.5782 | 1 | 1 | 26340.5782 | 0.00085752
Louisville Water Company |  | 26340.5782 | 2 | 2 | 52681.1564 | 0.001715
Street Lighting Rate RLS & LS |  | 0 | 95516 | 87026 | 0 | 0
Street Lighting Rate LE |  | 60.9742 | 170 | 173 | 10548.5452 | 0.00034341
Street Lighting Rate TLE |  | 60.9742 | 1018 | 1018 | 62071.7863 | 0.0020208
|  |  | 491018 | 488377 | 30717106.5046 | 1
| Total - per Plant Accounting |  |  |  | 38125261.35

## Services
Louisville Gas and Electric Company
Determination of Services Allocation
|  | Service | 13-mo Avg |  | Total
|  | Unit | Number of | Year-End | Service | Services
|  | Cost | Customers | Customers | Cost | Allocator
Residential Rate RS |  | 316.5958 | 347769 | 352585 | 111626947.7722 | 0.82719
Used Services allocators from previous rate case
General Service Rate GS |  | 420.5836 | 43282 | 44326 | 18642790.8699 | 0.13815 | STOD-Secondary allocated based on number of customers
Power Service Primary Rate PS |  | 0 | 85 | 85 | 0 | 0
Power Service Secondary Rate PS |  | 1373.7565 | 2910 | 2899 | 3982520.1515 | 0.029512
Commercial TOD Rate CTOD Primary |  | 0 | 92 | 94 | 0 | 0
Commercial TOD Rate CTOD Secondary |  | 2019.9389 | 162 | 157 | 317130.4089 | 0.00235
Industrial TOD Rate ITOD Primary Lines |  | 0 | 0 | 0 | 0 | 0
Industrial TOD Rate ITOD Secondary |  | 2019.9389 | 0 | 0 | 0 | 0
Industrial TOD Rate ITOD Primary Subs |  | 0 | 0 | 0 | 0 | 0
Retail Transmission Servive Rate RTS |  | 0 | 11 | 11 | 0 | 0
Fort Knox |  | 0 | 1 | 1 | 0 | 0
Louisville Water Company |  | 0 | 2 | 2 | 0 | 0
Street Lighting Rate RLS & LS |  | 0 | 95516 | 87026 | 0 | 0
Street Lighting Rate LE |  | 316.5958 | 170 | 173 | 54771.082 | 0.00040587
Street Lighting Rate TLE |  | 316.5958 | 1018 | 1018 | 322294.5753 | 0.0023883
|  |  | 491018 | 488377 | 134946454.8599 | 1
| Total - per Plant Accounting |  |  |  | 28292567.22

## Lighting
PSL and OL |  | Per previous Rate filing, Outdoor lighting Plant in Service Balance: |  | 57069712
Lighting Kwh | 103846198 |  | Allocated to OL | 33150066 | 0.58087
|  |  | Allocated to PSL | 23919646 | 0.41913
Residential Kwh | 4217378380
Residential Customers | 347769 | Current Plant in Service balance |  | 83856546.37
Avg Kwh per Customer | 12126.9532 |  | Allocated to OL | 48709726.2152
|  |  | Allocated to PSL | 35146820.1548
Equivalent customers | 8563.2555
Number of Lights | 95516
Lights per customer | 11
SLE
Lighting Kwh | 3674215
Residential Kwh | 4217378380
Residential Customers | 347769
Avg Kwh per Customer | 12126.9532
Equivalent customers | 303
TLE
Lighting Kwh | 3075720
Residential Kwh | 4217378380
Residential Customers | 347769
Avg Kwh per Customer | 12126.9532
Equivalent customers | 254

## Customer Accounting
Meter Reading Expenses | 2161885.8
Total Customer Accounting | 12266256.68
Meter Reading Expenses as Percentage of Total | 0.18
Other Customer Accounting Expenses as Percentage of Total | 0.82