## COS 1
| KENTUCKY AMERICAN WATER COMPANY | [18 empty] | KENTUCKY AMERICAN WATER COMPANY
| COST OF SERVICE FOR THE TWELVE MONTHS ENDED JULY 31, 2014, ALLOCATED TO CUSTOMER CLASSIFICATIONS | [18 empty] | COST OF SERVICE FOR THE TWELVE MONTHS ENDED JULY 31, 2014, ALLOCATED TO FUNCTIONAL CLASSIFICATIONS
|  | Factor | Cost of | [7 empty] | Public |  | Sales for |  | Fire Protection | [5 empty] | Factor | Cost of | [11 empty] | Billing & |  | Uncollectible |  | Private Fire |  | Public fire
Account |  | Ref. | Service |  | Residential |  | Commercial |  | Industrial |  | Authorities |  | Resale |  | Private |  | Public |  |  | Account | Ref. | Service |  | Base |  | Max Day |  | Max Hour |  | Meters |  | Services |  | Collecting |  | Accounts |  | Service |  | Service
-1 |  | -2 | -3 |  | -4 |  | -5 |  | -6 |  | -7 |  | -8 |  | -9 |  | -10 |  |  | -1 | -2 | -3 |  | -4 |  | -5 |  | -6 |  | -7 |  | -8 |  | -9 |  | -10 |  | -11 |  | -12
| OPERATION AND MAINTENANCE EXPENSES | [18 empty] | OPERATION AND MAINTENANCE EXPENSES
| SOURCE OF SUPPLY EXPENSES | [18 empty] | SOURCE OF SUPPLY EXPENSES
| -OPERATION- | [18 empty] | -OPERATION-
610.1 | Purchased Water | 1 | 207227.3422 |  | 102577.5344 |  | 64447.7034 |  | 8931.4984 |  | 22919.344 |  | 7149.3433 |  | 538.7911 |  | 663.1275 |  |  | Purchased Water | 1 | 207227.3422 |  | 206025.4236 |  | 0 |  | 0 |  | 0 |  | 0 |  | 0 |  | 0 |  | 538.7911 |  | 663.1275
615.1 | Purchased Power | 1 | 26123.8577 |  | 12931.3096 |  | 8124.5198 |  | 1125.9383 |  | 2889.2987 |  | 901.2731 |  | 67.922 |  | 83.5963 |  |  | Purchased Power | 1 | 26123.8577 |  | 25972.3394 |  | 0 |  | 0 |  | 0 |  | 0 |  | 0 |  | 0 |  | 67.922 |  | 83.5963
675.1 | Miscellaneous Expenses | 2 | 4231.3233 |  | 2146.5503 |  | 1317.6341 |  | 169.6761 |  | 446.8277 |  | 135.8255 |  | 6.7701 |  | 8.0395 |  |  | Miscellaneous Expenses | 2 | 4231.3233 |  | 2549.7954 |  | 1666.7182 |  | 0 |  | 0 |  | 0 |  | 0 |  | 0 |  | 6.7701 |  | 8.0395
675.1 | Janitorial P | 2 | 244.5805 |  | 124.0757 |  | 76.1624 |  | 9.8077 |  | 25.8277 |  | 7.851 |  | 0.39133 |  | 0.4647 |  |  | Janitorial P | 2 | 244.5805 |  | 147.3842 |  | 96.3402 |  | 0 |  | 0 |  | 0 |  | 0 |  | 0 |  | 0.39133 |  | 0.4647
675.1 | Trash Removal SS | 2 | 7728.7921 |  | 3920.8162 |  | 2406.7459 |  | 309.9246 |  | 816.1604 |  | 248.0942 |  | 12.3661 |  | 14.6847 |  |  | Trash Removal SS | 2 | 7728.7921 |  | 4657.3701 |  | 3044.3712 |  | 0 |  | 0 |  | 0 |  | 0 |  | 0 |  | 12.3661 |  | 14.6847
675.1 | Water & WW SS | 1 | 43838.4544 |  | 21700.0349 |  | 13633.7593 |  | 1889.4374 |  | 4848.5331 |  | 1512.4267 |  | 113.98 |  | 140.2831 |  |  | Water & WW SS | 1 | 43838.4544 |  | 43584.1913 |  | 0 |  | 0 |  | 0 |  | 0 |  | 0 |  | 0 |  | 113.98 |  | 140.2831
| Total Operation |  | 289394.3501 |  | 143400.3211 |  | 90006.5248 |  | 12436.2824 |  | 31945.9916 |  | 9954.8138 |  | 740.2206 |  | 910.1958 |  |  | Total Operation |  | 289394.3501 |  | 282936.504 |  | 4807.4297 |  | 0 |  | 0 |  | 0 |  | 0 |  | 0 |  | 740.2206 |  | 910.1958
| -MAINTENANCE- | [18 empty] | -MAINTENANCE-
601.2 | Labor | 2 | 10557.6707 |  | 5355.9063 |  | 3287.6586 |  | 423.3626 |  | 1114.89 |  | 338.9012 |  | 16.8923 |  | 20.0596 |  |  | Labor | 2 | 10557.6707 |  | 6362.0523 |  | 4158.6665 |  | 0 |  | 0 |  | 0 |  | 0 |  | 0 |  | 16.8923 |  | 20.0596
620.2 | M&S Maint | 2 | 149691.6667 |  | 75938.5825 |  | 46613.985 |  | 6002.6358 |  | 15807.44 |  | 4805.1025 |  | 239.5067 |  | 284.4142 |  |  | M&S Maint | 2 | 149691.6667 |  | 90204.1983 |  | 58963.5475 |  | 0 |  | 0 |  | 0 |  | 0 |  | 0 |  | 239.5067 |  | 284.4142
| Total Maintenance |  | 160249.3373 |  | 81294.4888 |  | 49901.6436 |  | 6425.9984 |  | 16922.33 |  | 5144.0037 |  | 256.3989 |  | 304.4737 |  |  | Total Maintenance |  | 160249.3373 |  | 96566.2507 |  | 63122.214 |  | 0 |  | 0 |  | 0 |  | 0 |  | 0 |  | 256.3989 |  | 304.4737
| Total Source of Supply |  | 449643.6875 |  | 224694.8099 |  | 139908.1684 |  | 18862.2808 |  | 48868.3217 |  | 15098.8175 |  | 996.6196 |  | 1214.6696 |  |  | Total Source of Supply |  | 449643.6875 |  | 379502.7547 |  | 67929.6437 |  | 0 |  | 0 |  | 0 |  | 0 |  | 0 |  | 996.6196 |  | 1214.6696
| POWER AND PUMPING EXPENSES | [18 empty] | POWER AND PUMPING EXPENSES
615.1 | Purchased Power | 1 | 631320.7206 |  | 312503.7567 |  | 196340.7441 |  | 27209.9231 |  | 69824.0717 |  | 21780.5649 |  | 1641.4339 |  | 2020.2263 |  |  | Purchased Power | 1 | 631320.7206 |  | 627659.0604 |  | 0 |  | 0 |  | 0 |  | 0 |  | 0 |  | 0 |  | 1641.4339 |  | 2020.2263
| Total Operation |  | 631320.7206 |  | 312503.7567 |  | 196340.7441 |  | 27209.9231 |  | 69824.0717 |  | 21780.5649 |  | 1641.4339 |  | 2020.2263 |  |  | Total Operation |  | 631320.7206 |  | 627659.0604 |  | 0 |  | 0 |  | 0 |  | 0 |  | 0 |  | 0 |  | 1641.4339 |  | 2020.2263
| -MAINTENANCE- | [18 empty] | -MAINTENANCE-
601.2 | Labor | 6 | 43683.6251 |  | 21160.348 |  | 12934.7214 |  | 1620.6625 |  | 4219.8382 |  | 995.9867 |  | 1240.615 |  | 1511.4534 |  |  | Labor | 6 | 43683.6251 |  | 22687.1536 |  | 12227.0467 |  | 6016.6575 |  | 0 |  | 0 |  | 0 |  | 0 |  | 1242.7921 |  | 1509.9752
| Total Maintenance |  | 43683.6251 |  | 21160.348 |  | 12934.7214 |  | 1620.6625 |  | 4219.8382 |  | 995.9867 |  | 1240.615 |  | 1511.4534 |  |  | Total Maintenance |  | 43683.6251 |  | 22687.1536 |  | 12227.0467 |  | 6016.6575 |  | 0 |  | 0 |  | 0 |  | 0 |  | 1242.7921 |  | 1509.9752
| Total Power and Pumping |  | 675004.3457 |  | 333664.1047 |  | 209275.4655 |  | 28830.5855 |  | 74043.9099 |  | 22776.5515 |  | 2882.0488 |  | 3531.6797 |  |  | Total Power and Pumping |  | 675004.3457 |  | 650346.214 |  | 12227.0467 |  | 6016.6575 |  | 0 |  | 0 |  | 0 |  | 0 |  | 2884.226 |  | 3530.2015
| WATER TREATMENT | [18 empty] | WATER TREATMENT
| -OPERATION- | [18 empty] | -OPERATION-
601.3 | Supervision and Engineering | 2 | 936654.746 |  | 475164.9526 |  | 291674.2879 |  | 37559.8553 |  | 98910.7412 |  | 30066.6173 |  | 1498.6476 |  | 1779.644 |  |  | Supervision and Engineering | 2 | 936654.746 |  | 564428.1499 |  | 368948.3044 |  | 0 |  | 0 |  | 0 |  | 0 |  | 0 |  | 1498.6476 |  | 1779.644
601.3 | Labor Expense | 2 | 1694827.4159 |  | 859785.9481 |  | 527769.2573 |  | 67962.5794 |  | 178973.7751 |  | 54403.9601 |  | 2711.7239 |  | 3220.1721 |  |  | Labor Expense | 2 | 1694827.4159 |  | 1021303.0008 |  | 667592.5191 |  | 0 |  | 0 |  | 0 |  | 0 |  | 0 |  | 2711.7239 |  | 3220.1721
618.3 | Chemicals | 1 | 1779872.1105 |  | 881036.6947 |  | 553540.2264 |  | 76712.488 |  | 196853.8554 |  | 61405.5878 |  | 4627.6675 |  | 5695.5908 |  |  | Chemicals | 1 | 1779872.1105 |  | 1769548.8523 |  | 0 |  | 0 |  | 0 |  | 0 |  | 0 |  | 0 |  | 4627.6675 |  | 5695.5908
615.3 | Purchased Power | 1 | 3110684.8923 |  | 1539789.0217 |  | 967423.0015 |  | 134070.5189 |  | 344041.7491 |  | 107318.6288 |  | 8087.7807 |  | 9954.1917 |  |  | Purchased Power | 1 | 3110684.8923 |  | 3092642.9199 |  | 0 |  | 0 |  | 0 |  | 0 |  | 0 |  | 0 |  | 8087.7807 |  | 9954.1917
620.3 | M&S Operation | 2 | 32349.3213 |  | 16410.8107 |  | 10073.5787 |  | 1297.2078 |  | 3416.0883 |  | 1038.4132 |  | 51.7589 |  | 61.4637 |  |  | M&S Operation | 2 | 32349.3213 |  | 19493.701 |  | 12742.3977 |  | 0 |  | 0 |  | 0 |  | 0 |  | 0 |  | 51.7589 |  | 61.4637
636.3 | Contracted Services | 2 | 172893.1349 |  | 87708.6873 |  | 53838.9222 |  | 6933.0147 |  | 18257.515 |  | 5549.8696 |  | 276.629 |  | 328.497 |  |  | Contracted Services | 2 | 172893.1349 |  | 104185.4031 |  | 68102.6058 |  | 0 |  | 0 |  | 0 |  | 0 |  | 0 |  | 276.629 |  | 328.497
635.3 | Contracted Services - Lab Testing | 2 | 11922 |  | 6048.0306 |  | 3712.5108 |  | 478.0722 |  | 1258.9632 |  | 382.6962 |  | 19.0752 |  | 22.6518 |  |  | Contracted Services - Lab Testing | 2 | 11922 |  | 7184.1972 |  | 4696.0758 |  | 0 |  | 0 |  | 0 |  | 0 |  | 0 |  | 19.0752 |  | 22.6518
675.3 | Misc Operating Expense | 2 | 13595.4559 |  | 6896.9748 |  | 4233.625 |  | 545.1778 |  | 1435.6801 |  | 436.4141 |  | 21.7527 |  | 25.8314 |  |  | Misc Operating Expense | 2 | 13595.4559 |  | 8192.6217 |  | 5355.2501 |  | 0 |  | 0 |  | 0 |  | 0 |  | 0 |  | 21.7527 |  | 25.8314
675.3 | Lab Supplies | 2 | 121525 |  | 61649.6325 |  | 37842.885 |  | 4873.1525 |  | 12833.04 |  | 3900.9525 |  | 194.44 |  | 230.8975 |  |  | Lab Supplies | 2 | 121525 |  | 73230.965 |  | 47868.6975 |  | 0 |  | 0 |  | 0 |  | 0 |  | 0 |  | 194.44 |  | 230.8975
675.3 | Waste Disposal | 1 | 336750 |  | 166691.25 |  | 104729.25 |  | 14513.925 |  | 37244.55 |  | 11617.875 |  | 875.55 |  | 1077.6 |  |  | Waste Disposal | 1 | 336750 |  | 334796.85 |  | 0 |  | 0 |  | 0 |  | 0 |  | 0 |  | 0 |  | 875.55 |  | 1077.6
675.3 | Overnight Shipping | 2 | 12271.3477 |  | 6225.2547 |  | 3821.2977 |  | 492.081 |  | 1295.8543 |  | 393.9103 |  | 19.6342 |  | 23.3156 |  |  | Overnight Shipping | 2 | 12271.3477 |  | 7394.7141 |  | 4833.6838 |  | 0 |  | 0 |  | 0 |  | 0 |  | 0 |  | 19.6342 |  | 23.3156
675.3 | Office Supplies and Uniforms | 2 | 29763.0523 |  | 15098.7964 |  | 9268.2145 |  | 1193.4984 |  | 3142.9783 |  | 955.394 |  | 47.6209 |  | 56.5498 |  |  | Office Supplies and Uniforms | 2 | 29763.0523 |  | 17935.2153 |  | 11723.6663 |  | 0 |  | 0 |  | 0 |  | 0 |  | 0 |  | 47.6209 |  | 56.5498
675.3 | Electricity WT | 2 | 2401.6307 |  | 1218.3473 |  | 747.8678 |  | 96.3054 |  | 253.6122 |  | 77.0923 |  | 3.8426 |  | 4.5631 |  |  | Electricity WT | 2 | 2401.6307 |  | 1447.2227 |  | 946.0023 |  | 0 |  | 0 |  | 0 |  | 0 |  | 0 |  | 3.8426 |  | 4.5631
675.3 | Janitorial WT | 2 | 10036.8295 |  | 5091.6836 |  | 3125.4687 |  | 402.4769 |  | 1059.8892 |  | 322.1822 |  | 16.0589 |  | 19.07 |  |  | Janitorial WT | 2 | 10036.8295 |  | 6048.1934 |  | 3953.5071 |  | 0 |  | 0 |  | 0 |  | 0 |  | 0 |  | 16.0589 |  | 19.07
675.3 | Trash Removal WT | 2 | 2682.4316 |  | 1360.7976 |  | 835.3092 |  | 107.5655 |  | 283.2648 |  | 86.1061 |  | 4.2919 |  | 5.0966 |  |  | Trash Removal WT | 2 | 2682.4316 |  | 1616.4333 |  | 1056.6098 |  | 0 |  | 0 |  | 0 |  | 0 |  | 0 |  | 4.2919 |  | 5.0966
675.3 | Water & WW WT | 2 | 34.0567 |  | 17.277 |  | 10.6053 |  | 1.3657 |  | 3.5964 |  | 1.0932 |  | 0.054491 |  | 0.064708 |  |  | Water & WW WT | 2 | 34.0567 |  | 20.5226 |  | 13.4149 |  | 0 |  | 0 |  | 0 |  | 0 |  | 0 |  | 0.054491 |  | 0.064708
675.3 | Telephone WT | 2 | 10937.752 |  | 5548.7216 |  | 3406.016 |  | 438.6039 |  | 1155.0266 |  | 351.1018 |  | 17.5004 |  | 20.7817 |  |  | Telephone WT | 2 | 10937.752 |  | 6591.0894 |  | 4308.3805 |  | 0 |  | 0 |  | 0 |  | 0 |  | 0 |  | 17.5004 |  | 20.7817
675.3 | Cell Phone WT | 2 | 936.3661 |  | 475.0185 |  | 291.5844 |  | 37.5483 |  | 98.8803 |  | 30.0574 |  | 1.4982 |  | 1.7791 |  |  | Cell Phone WT | 2 | 936.3661 |  | 564.2542 |  | 368.8346 |  | 0 |  | 0 |  | 0 |  | 0 |  | 0 |  | 1.4982 |  | 1.7791
| Total Operation |  | 8280137.5435 |  | 4136217.8997 |  | 2576343.9082 |  | 347715.4365 |  | 900519.0596 |  | 278337.952 |  | 18475.5271 |  | 22527.7604 |  |  | Total Operation |  | 8280137.5435 |  | 7036624.306 |  | 1202509.95 |  | 0 |  | 0 |  | 0 |  | 0 |  | 0 |  | 18475.5271 |  | 22527.7604
| -MAINTENANCE- | [18 empty] | -MAINTENANCE-
601.4 | Supervision and Engineering | 2 | 9477.2338 |  | 4807.8007 |  | 2951.2106 |  | 380.0371 |  | 1000.7959 |  | 304.2192 |  | 15.1636 |  | 18.0067 |  |  | Supervision and Engineering | 2 | 9477.2338 |  | 5710.9811 |  | 3733.0824 |  | 0 |  | 0 |  | 0 |  | 0 |  | 0 |  | 15.1636 |  | 18.0067
601.4 | Labor | 2 | 171091.0841 |  | 86794.507 |  | 53277.7636 |  | 6860.7525 |  | 18067.2185 |  | 5492.0238 |  | 273.7457 |  | 325.0731 |  |  | Labor | 2 | 171091.0841 |  | 103099.4873 |  | 67392.778 |  | 0 |  | 0 |  | 0 |  | 0 |  | 0 |  | 273.7457 |  | 325.0731
620.4 | M&S Operation | 2 | 299388 |  | 151879.5324 |  | 93229.4232 |  | 12005.4588 |  | 31615.3728 |  | 9610.3548 |  | 479.0208 |  | 568.8372 |  |  | M&S Operation | 2 | 299388 |  | 180411.2088 |  | 117928.9332 |  | 0 |  | 0 |  | 0 |  | 0 |  | 0 |  | 479.0208 |  | 568.8372
675.4 | M&S Maint WT | 2 | 24050 |  | 12200.565 |  | 7489.17 |  | 964.405 |  | 2539.68 |  | 772.005 |  | 38.48 |  | 45.695 |  |  | M&S Maint WT | 2 | 24050 |  | 14492.53 |  | 9473.295 |  | 0 |  | 0 |  | 0 |  | 0 |  | 0 |  | 38.48 |  | 45.695
675.4 | Amort Def Maint WT | 2 | 212599.4308 |  | 107851.6912 |  | 66203.4628 |  | 8525.2372 |  | 22450.4999 |  | 6824.4417 |  | 340.1591 |  | 403.9389 |  |  | Amort Def Maint WT | 2 | 212599.4308 |  | 128112.417 |  | 83742.9158 |  | 0 |  | 0 |  | 0 |  | 0 |  | 0 |  | 340.1591 |  | 403.9389
| Total Maintenance |  | 716605.7487 |  | 363534.0963 |  | 223151.0302 |  | 28735.8905 |  | 75673.5671 |  | 23003.0445 |  | 1146.5692 |  | 1361.5509 |  |  | Total Maintenance |  | 716605.7487 |  | 431826.6242 |  | 282271.0044 |  | 0 |  | 0 |  | 0 |  | 0 |  | 0 |  | 1146.5692 |  | 1361.5509
| Total Water Treatment Expenses |  | 8996743.2922 |  | 4499751.996 |  | 2799494.9384 |  | 376451.327 |  | 976192.6267 |  | 301340.9965 |  | 19622.0963 |  | 23889.3114 |  |  | Total Water Treatment Expenses |  | 8996743.2922 |  | 7468450.9302 |  | 1484780.9544 |  | 0 |  | 0 |  | 0 |  | 0 |  | 0 |  | 19622.0963 |  | 23889.3114
| TRANSMISSION AND DISTRIBUTION EXPENSES | [18 empty] | TRANSMISSION AND DISTRIBUTION EXPENSES
| -OPERATION- | [18 empty] | -OPERATION-
601.5 | Supervision and Engineering | 11 | 45012.7265 |  | 33944.0971 |  | 7314.5681 |  | 454.6285 |  | 1629.4607 |  | 139.5395 |  | 918.2596 |  | 612.1731 |  |  | Supervision and Engineering | 11 | 45012.7265 |  | 3574.0105 |  | 679.6922 |  | 3812.5779 |  | 35398.0082 |  | 18.0051 |  | 0 |  | 0 |  | 918.2596 |  | 612.1731
601.5 | Labor Expense | 11 | 1128138.0348 |  | 850728.8921 |  | 183322.4307 |  | 11394.1942 |  | 40838.5969 |  | 3497.2279 |  | 23014.0159 |  | 15342.6773 |  |  | Labor Expense | 11 | 1128138.0348 |  | 89574.16 |  | 17034.8843 |  | 95553.2916 |  | 887167.7506 |  | 451.2552 |  | 0 |  | 0 |  | 23014.0159 |  | 15342.6773
615.5 | Purchased Power | 11 | 162.5288 |  | 122.5629 |  | 26.4109 |  | 1.6415 |  | 5.8835 |  | 0.50384 |  | 3.3156 |  | 2.2104 |  |  | Purchased Power | 11 | 162.5288 |  | 12.9048 |  | 2.4542 |  | 13.7662 |  | 127.8126 |  | 0.065012 |  | 0 |  | 0 |  | 3.3156 |  | 2.2104
601.5 | Labor - Lines | 7 | 183297.4999 |  | 86003.187 |  | 52203.128 |  | 6158.796 |  | 15598.6172 |  | 1099.785 |  | 10044.703 |  | 12189.2837 |  |  | Labor - Lines | 7 | 183297.4999 |  | 71284.3977 |  | 13582.3447 |  | 76196.7707 |  | 0 |  | 0 |  | 0 |  | 0 |  | 10044.703 |  | 12189.2837
601.5 | Labor - Meters | 9 | 715412.6261 |  | 591646.2418 |  | 93862.1365 |  | 2933.1918 |  | 16955.2792 |  | 1716.9903 |  | 8298.7865 |  | 0 |  |  | Labor - Meters | 9 | 715412.6261 |  | 0 |  | 0 |  | 0 |  | 707113.8396 |  | 0 |  | 0 |  | 0 |  | 8298.7865 |  | 0
601.5 | Labor - Services | 10 | 413.7841 |  | 340.9581 |  | 46.8404 |  | 0.49654 |  | 5.793 |  | 0.24827 |  | 19.4479 |  | 0 |  |  | Labor - Services | 10 | 413.7841 |  | 0 |  | 0 |  | 0 |  | 0 |  | 394.3362 |  | 0 |  | 0 |  | 19.4479 |  | 0
620.5 | M&S Operation | 11 | 80867.8804 |  | 60982.4686 |  | 13141.0306 |  | 816.7656 |  | 2927.4173 |  | 250.6904 |  | 1649.7048 |  | 1099.8032 |  |  | M&S Operation | 11 | 80867.8804 |  | 6420.9097 |  | 1221.105 |  | 6849.5095 |  | 63594.5012 |  | 32.3472 |  | 0 |  | 0 |  | 1649.7048 |  | 1099.8032
636.5 | Contracted Services | 11 | 104733.2268 |  | 78979.3263 |  | 17019.1494 |  | 1057.8056 |  | 3791.3428 |  | 324.673 |  | 2136.5578 |  | 1424.3719 |  |  | Contracted Services | 11 | 104733.2268 |  | 8315.8182 |  | 1581.4717 |  | 8870.9043 |  | 82362.2096 |  | 41.8933 |  | 0 |  | 0 |  | 2136.5578 |  | 1424.3719
650.5 | Transportation | 11 | 3050.9986 |  | 2300.758 |  | 495.7873 |  | 30.8151 |  | 110.4461 |  | 9.4581 |  | 62.2404 |  | 41.4936 |  |  | Transportation | 11 | 3050.9986 |  | 242.2493 |  | 46.0701 |  | 258.4196 |  | 2399.3053 |  | 1.2204 |  | 0 |  | 0 |  | 62.2404 |  | 41.4936
675.5 | Office Supplies, Uniforms and Shipping | 11 | 36368.7634 |  | 27425.6844 |  | 5909.924 |  | 367.3245 |  | 1316.5492 |  | 112.7432 |  | 741.9228 |  | 494.6152 |  |  | Office Supplies, Uniforms and Shipping | 11 | 36368.7634 |  | 2887.6798 |  | 549.1683 |  | 3080.4343 |  | 28600.3955 |  | 14.5475 |  | 0 |  | 0 |  | 741.9228 |  | 494.6152
675.5 | Misc. Operating Expense | 11 | 24014.3215 |  | 18109.1998 |  | 3902.3272 |  | 242.5446 |  | 869.3184 |  | 74.4444 |  | 489.8922 |  | 326.5948 |  |  | Misc. Operating Expense | 11 | 24014.3215 |  | 1906.7371 |  | 362.6163 |  | 2034.013 |  | 18884.8624 |  | 9.6057 |  | 0 |  | 0 |  | 489.8922 |  | 326.5948
675.5 | Electricity TD | 11 | 62735.9501 |  | 47309.18 |  | 10194.5919 |  | 633.6331 |  | 2271.0414 |  | 194.4814 |  | 1279.8134 |  | 853.2089 |  |  | Electricity TD | 11 | 62735.9501 |  | 4981.2344 |  | 947.3128 |  | 5313.735 |  | 49335.5512 |  | 25.0944 |  | 0 |  | 0 |  | 1279.8134 |  | 853.2089
675.5 | Heating Oil/Gas TD | 11 | 23845.6747 |  | 17982.0233 |  | 3874.9221 |  | 240.8413 |  | 863.2134 |  | 73.9216 |  | 486.4518 |  | 324.3012 |  |  | Heating Oil/Gas TD | 11 | 23845.6747 |  | 1893.3466 |  | 360.0697 |  | 2019.7286 |  | 18752.2386 |  | 9.5383 |  | 0 |  | 0 |  | 486.4518 |  | 324.3012
675.5 | Trash Removal TD | 11 | 10337.8602 |  | 7795.7804 |  | 1679.9023 |  | 104.4124 |  | 374.2305 |  | 32.0474 |  | 210.8923 |  | 140.5949 |  |  | Trash Removal TD | 11 | 10337.8602 |  | 820.8261 |  | 156.1017 |  | 875.6168 |  | 8129.6933 |  | 4.1351 |  | 0 |  | 0 |  | 210.8923 |  | 140.5949
675.5 | Cell Phone TD | 11 | 14269.9981 |  | 10761.0056 |  | 2318.8747 |  | 144.127 |  | 516.5739 |  | 44.237 |  | 291.108 |  | 194.072 |  |  | Cell Phone TD | 11 | 14269.9981 |  | 1133.0378 |  | 215.477 |  | 1208.6688 |  | 11221.9265 |  | 5.708 |  | 0 |  | 0 |  | 291.108 |  | 194.072
641.5 | Rents | 11 | 5808 |  | 4379.8128 |  | 943.8 |  | 58.6608 |  | 210.2496 |  | 18.0048 |  | 118.4832 |  | 78.9888 |  |  | Rents | 11 | 5808 |  | 461.1552 |  | 87.7008 |  | 491.9376 |  | 4567.4112 |  | 2.3232 |  | 0 |  | 0 |  | 118.4832 |  | 78.9888
| Total Operation |  | 2438469.8741 |  | 1838811.1783 |  | 396255.824 |  | 24639.8785 |  | 88284.0134 |  | 7588.9961 |  | 49765.595 |  | 33124.3889 |  |  | Total Operation |  | 2438469.8741 |  | 193508.4673 |  | 36826.4688 |  | 206579.3739 |  | 1917655.5057 |  | 1010.0746 |  | 0 |  | 0 |  | 49765.595 |  | 33124.3889
| -MAINTENANCE- | [18 empty] | -MAINTENANCE-
601.6 | Labor | 12 | 71539.2606 |  | 37250.493 |  | 12175.9822 |  | 1108.8585 |  | 3111.9578 |  | 214.6178 |  | 2925.9558 |  | 14751.3955 |  |  | Labor | 12 | 71539.2606 |  | 12369.1382 |  | 2346.4877 |  | 13249.0711 |  | 2768.5694 |  | 23128.6429 |  | 0 |  | 0 |  | 2925.9558 |  | 14751.3955
601.6 | Labor - Structures and Improvements | 12 | 4690.2952 |  | 2442.2367 |  | 798.2882 |  | 72.6996 |  | 204.0278 |  | 14.0709 |  | 191.8331 |  | 967.1389 |  |  | Labor - Structures and Improvements | 12 | 4690.2952 |  | 810.952 |  | 153.8417 |  | 868.6427 |  | 181.5144 |  | 1516.3724 |  | 0 |  | 0 |  | 191.8331 |  | 967.1389
601.6 | Labor - Reservoirs and Standpipes | 5 | 2277.5519 |  | 960.6714 |  | 581.459 |  | 66.7323 |  | 167.4001 |  | 47.3731 |  | 205.2074 |  | 248.7087 |  |  | Labor - Reservoirs and Standpipes | 5 | 2277.5519 |  | 726.9946 |  | 0 |  | 1096.6412 |  | 0 |  | 0 |  | 0 |  | 0 |  | 205.2074 |  | 248.7087
601.6 | Labor - Mains | 7 | 225251.5552 |  | 105688.0297 |  | 64151.6429 |  | 7568.4523 |  | 19168.9073 |  | 1351.5093 |  | 12343.7852 |  | 14979.2284 |  |  | Labor - Mains | 7 | 225251.5552 |  | 87600.3298 |  | 16691.1402 |  | 93637.0715 |  | 0 |  | 0 |  | 0 |  | 0 |  | 12343.7852 |  | 14979.2284
601.6 | Labor - Services | 10 | 342695.9921 |  | 282381.4975 |  | 38793.1863 |  | 411.2352 |  | 4797.7439 |  | 205.6176 |  | 16106.7116 |  | 0 |  |  | Labor - Services | 10 | 342695.9921 |  | 0 |  | 0 |  | 0 |  | 0 |  | 326589.2804 |  | 0 |  | 0 |  | 16106.7116 |  | 0
601.6 | Labor - Meters | 9 | 39565.424 |  | 32720.6057 |  | 5190.9836 |  | 162.2182 |  | 937.7005 |  | 94.957 |  | 458.9589 |  | 0 |  |  | Labor - Meters | 9 | 39565.424 |  | 0 |  | 0 |  | 0 |  | 39106.4651 |  | 0 |  | 0 |  | 0 |  | 458.9589 |  | 0
601.6 | Labor - Hydrants | 8 | 178232.3052 |  | 0 |  | 0 |  | 0 |  | 0 |  | 0 |  | 0 |  | 178232.3052 |  |  | Labor - Hydrants | 8 | 178232.3052 |  | 0 |  | 0 |  | 0 |  | 0 |  | 0 |  | 0 |  | 0 |  | 0 |  | 178232.3052
620.6 | M&S Maint. | 12 | 276600 |  | 144025.62 |  | 47077.32 |  | 4287.3 |  | 12032.1 |  | 829.8 |  | 11312.94 |  | 57034.92 |  |  | M&S Maint. | 12 | 276600 |  | 47824.14 |  | 9072.48 |  | 51226.32 |  | 10704.42 |  | 89424.78 |  | 0 |  | 0 |  | 11312.94 |  | 57034.92
675.6 | Misc Maint TD | 12 | 27600 |  | 14371.32 |  | 4697.52 |  | 427.8 |  | 1200.6 |  | 82.8 |  | 1128.84 |  | 5691.12 |  |  | Misc Maint TD | 12 | 27600 |  | 4772.04 |  | 905.28 |  | 5111.52 |  | 1068.12 |  | 8923.08 |  | 0 |  | 0 |  | 1128.84 |  | 5691.12
675.6 | Amort Def Maint TD | 12 | 268298.3492 |  | 139702.9504 |  | 45664.379 |  | 4158.6244 |  | 11670.9782 |  | 804.895 |  | 10973.4025 |  | 55323.1196 |  |  | Amort Def Maint TD | 12 | 268298.3492 |  | 46388.7846 |  | 8800.1859 |  | 49688.8543 |  | 10383.1461 |  | 86740.8563 |  | 0 |  | 0 |  | 10973.4025 |  | 55323.1196
675.6 | Misc Main Pvg/Bckfll | 7 | 222000 |  | 104162.4 |  | 63225.6 |  | 7459.2 |  | 18892.2 |  | 1332 |  | 12165.6 |  | 14763 |  |  | Misc Main Pvg/Bckfll | 7 | 222000 |  | 86335.8 |  | 16450.2 |  | 92285.4 |  | 0 |  | 0 |  | 0 |  | 0 |  | 12165.6 |  | 14763
| Total Maintenance |  | 1658750.7334 |  | 863705.8243 |  | 282356.3613 |  | 25723.1205 |  | 72183.6157 |  | 4977.6407 |  | 67813.2345 |  | 341990.9363 |  |  | Total Maintenance |  | 1658750.7334 |  | 286828.1791 |  | 54419.6155 |  | 307163.5207 |  | 64212.235 |  | 536323.0121 |  | 0 |  | 0 |  | 67813.2345 |  | 341990.9363
| Total Transmission and Distribution |  | 4097220.6074 |  | 2702517.0026 |  | 678612.1853 |  | 50362.999 |  | 160467.6291 |  | 12566.6368 |  | 117578.8295 |  | 375115.3252 |  |  | Total Transmission and Distribution |  | 4097220.6074 |  | 480336.6464 |  | 91246.0843 |  | 513742.8946 |  | 1981867.7407 |  | 537333.0867 |  | 0 |  | 0 |  | 117578.8295 |  | 375115.3252
| CUSTOMER ACCOUNTS | [18 empty] | CUSTOMER ACCOUNTS
601.7 | Labor - Meter Reading | 14 | 392971.0163 |  | 356778.3857 |  | 28451.1016 |  | 157.1884 |  | 2436.4203 |  | 78.5942 |  | 5069.3261 |  | 0 |  |  | Labor - Meter Reading | 14 | 392971.0163 |  | 0 |  | 0 |  | 0 |  | 0 |  | 0 |  | 392971.0163 |  | 0 |  | 0 |  | 0
636.7 | Contracted Services | 13 | 105527.6753 |  | 94932.6967 |  | 7566.3343 |  | 42.2111 |  | 654.2716 |  | 21.1055 |  | 2279.3978 |  | 31.6583 |  |  | Contracted Services | 13 | 105527.6753 |  | 0 |  | 0 |  | 0 |  | 0 |  | 0 |  | 103216.6193 |  | 0 |  | 2279.3978 |  | 31.6583
601.7 | Labor - Customer Accounts | 13 | 159109.9623 |  | 143135.3221 |  | 11408.1843 |  | 63.644 |  | 986.4818 |  | 31.822 |  | 3436.7752 |  | 47.733 |  |  | Labor - Customer Accounts | 13 | 159109.9623 |  | 0 |  | 0 |  | 0 |  | 0 |  | 0 |  | 155625.4542 |  | 0 |  | 3436.7752 |  | 47.733
670.7 | Uncollectible Accounts | 20 | 552734.5194 |  | 453518.6732 |  | 86281.8585 |  | 0 |  | 0 |  | 0 |  | 12933.9878 |  | 0 |  |  | Uncollectible Accounts | 20 | 552734.5194 |  | 0 |  | 0 |  | 0 |  | 0 |  | 0 |  | 0 |  | 552734.5194 |  | 0 |  | 0
650.7 | Transportation | 14 | 18.2675 |  | 16.585 |  | 1.3226 |  | 0.007307 |  | 0.11326 |  | 0.0036535 |  | 0.23565 |  | 0 |  |  | Transportation | 14 | 18.2675 |  | 0 |  | 0 |  | 0 |  | 0 |  | 0 |  | 18.2675 |  | 0 |  | 0 |  | 0
675.7 | Telephone CA | 13 | 100583.5618 |  | 90484.9722 |  | 7211.8414 |  | 40.2334 |  | 623.6181 |  | 20.1167 |  | 2172.6049 |  | 30.1751 |  |  | Telephone CA | 13 | 100583.5618 |  | 0 |  | 0 |  | 0 |  | 0 |  | 0 |  | 98380.7818 |  | 0 |  | 2172.6049 |  | 30.1751
675.7 | Bank Svc Charges-CA | 13 | 191064 |  | 171881.1744 |  | 13699.2888 |  | 76.4256 |  | 1184.5968 |  | 38.2128 |  | 4126.9824 |  | 57.3192 |  |  | Bank Svc Charges-CA | 13 | 191064 |  | 0 |  | 0 |  | 0 |  | 0 |  | 0 |  | 186879.6984 |  | 0 |  | 4126.9824 |  | 57.3192
675.7 | Cust Edu-Bill Insert | 13 | 50000 |  | 44980 |  | 3585 |  | 20 |  | 310 |  | 10 |  | 1080 |  | 15 |  |  | Cust Edu-Bill Insert | 13 | 50000 |  | 0 |  | 0 |  | 0 |  | 0 |  | 0 |  | 48905 |  | 0 |  | 1080 |  | 15
675.7 | Office Supplies | 13 | 600 |  | 539.76 |  | 43.02 |  | 0.24 |  | 3.72 |  | 0.12 |  | 12.96 |  | 0.18 |  |  | Office Supplies | 13 | 600 |  | 0 |  | 0 |  | 0 |  | 0 |  | 0 |  | 586.86 |  | 0 |  | 12.96 |  | 0.18
675.7 | Collection Agencies | 13 | 129563.8136 |  | 116555.6067 |  | 9289.7254 |  | 51.8255 |  | 803.2956 |  | 25.9128 |  | 2798.5784 |  | 38.8691 |  |  | Collection Agencies | 13 | 129563.8136 |  | 0 |  | 0 |  | 0 |  | 0 |  | 0 |  | 126726.3661 |  | 0 |  | 2798.5784 |  | 38.8691
675.7 | Forms CA | 13 | 206328 |  | 185612.6688 |  | 14793.7176 |  | 82.5312 |  | 1279.2336 |  | 41.2656 |  | 4456.6848 |  | 61.8984 |  |  | Forms CA | 13 | 206328 |  | 0 |  | 0 |  | 0 |  | 0 |  | 0 |  | 201809.4168 |  | 0 |  | 4456.6848 |  | 61.8984
675.7 | Postage | 13 | 616376.504 |  | 554492.303 |  | 44194.1953 |  | 246.5506 |  | 3821.5343 |  | 123.2753 |  | 13313.7325 |  | 184.913 |  |  | Postage | 13 | 616376.504 |  | 0 |  | 0 |  | 0 |  | 0 |  | 0 |  | 602877.8586 |  | 0 |  | 13313.7325 |  | 184.913
675.7 | Cell Phone CA | 13 | 2677.7164 |  | 2408.8737 |  | 191.9923 |  | 1.0711 |  | 16.6018 |  | 0.53554 |  | 57.8387 |  | 0.80331 |  |  | Cell Phone CA | 13 | 2677.7164 |  | 0 |  | 0 |  | 0 |  | 0 |  | 0 |  | 2619.0744 |  | 0 |  | 57.8387 |  | 0.80331
675.7 | Misc. Operatiing | 13 | 600 |  | 539.76 |  | 43.02 |  | 0.24 |  | 3.72 |  | 0.12 |  | 12.96 |  | 0.18 |  |  | Misc. Operatiing | 13 | 600 |  | 0 |  | 0 |  | 0 |  | 0 |  | 0 |  | 586.86 |  | 0 |  | 12.96 |  | 0.18
| Total Customers' Accounting and |  | 2508155.0367 |  | 2215876.7815 |  | 226760.6021 |  | 782.1682 |  | 12123.6072 |  | 391.0841 |  | 51752.0642 |  | 468.7294 |  |  | Total Customers' Accounting and |  | 2508155.0367 |  | 0 |  | 0 |  | 0 |  | 0 |  | 0 |  | 1921203.2733 |  | 552734.5194 |  | 33748.5146 |  | 468.7294
| Collecting Expenses | [18 empty] | Collecting Expenses
| ADMINISTRATIVE AND GENERAL EXPENSES | [18 empty] | ADMINISTRATIVE AND GENERAL EXPENSES
| -OPERATION- | [18 empty] | -OPERATION-
601.8 | Administrative & General Salaries | 15 | 525312.8873 |  | 341610.9706 |  | 108161.9235 |  | 10821.4455 |  | 30310.5536 |  | 7301.8491 |  | 8562.6001 |  | 18543.5449 |  |  | Administrative & General Salaries | 15 | 525312.8873 |  | 154389.4576 |  | 79637.4337 |  | 25004.8934 |  | 95291.7578 |  | 25845.3941 |  | 92350.0056 |  | 26580.8321 |  | 7669.5682 |  | 18543.5449
620.8 | M&S Operation | 15 | 107862.7982 |  | 70143.1777 |  | 22208.9502 |  | 2221.9736 |  | 6223.6835 |  | 1499.2929 |  | 1758.1636 |  | 3807.5568 |  |  | M&S Operation | 15 | 107862.7982 |  | 31700.8764 |  | 16352.0002 |  | 5134.2692 |  | 19566.3116 |  | 5306.8497 |  | 18962.2799 |  | 5457.8576 |  | 1574.7969 |  | 3807.5568
| Support Services | [18 empty] | Outside Services
| Customer Related | 13 | 2665084.3752 |  | 2397509.9039 |  | 191086.5497 |  | 1066.0338 |  | 16523.5231 |  | 533.0169 |  | 57565.8225 |  | 799.5253 |  |  | Customer Related | 13 | 2665084.3752 |  | 0 |  | 0 |  | 0 |  | 0 |  | 0 |  | 2606719.0274 |  | 0 |  | 57565.8225 |  | 799.5253
| Employee Related | 16 | 228631.7807 |  | 143512.1688 |  | 49796.0018 |  | 5189.9414 |  | 14609.5708 |  | 3566.6558 |  | 3223.7081 |  | 8733.734 |  |  | Employee Related | 16 | 228631.7807 |  | 71241.6629 |  | 41679.5736 |  | 10471.3356 |  | 58712.6413 |  | 12551.8848 |  | 21308.482 |  | 891.6639 |  | 3040.8027 |  | 8733.734
| Water Quality | 1 | 156714.7404 |  | 77573.7965 |  | 48738.2843 |  | 6754.4053 |  | 17332.6503 |  | 5406.6585 |  | 407.4583 |  | 501.4872 |  |  | Water Quality | 1 | 156714.7404 |  | 155805.7949 |  | 0 |  | 0 |  | 0 |  | 0 |  | 0 |  | 0 |  | 407.4583 |  | 501.4872
| Other | 15 | 6273802.366 |  | 4079853.6786 |  | 1291775.9072 |  | 129240.3287 |  | 361998.3965 |  | 87205.8529 |  | 102262.9786 |  | 221465.2235 |  |  | Other | 15 | 6273802.366 |  | 1843870.5154 |  | 951108.4387 |  | 298632.9926 |  | 1138067.7492 |  | 308671.0764 |  | 1102934.4559 |  | 317454.3997 |  | 91597.5145 |  | 221465.2235
632.8-636.8 | Contracted Services | 15 | 497230.0243 |  | 323348.6848 |  | 102379.662 |  | 10242.9385 |  | 28690.1724 |  | 6911.4973 |  | 8104.8494 |  | 17552.2199 |  |  | Contracted Services | 15 | 497230.0243 |  | 146135.9041 |  | 75380.0717 |  | 23668.1492 |  | 90197.5264 |  | 24463.7172 |  | 87413.0383 |  | 25159.8392 |  | 7259.5584 |  | 17552.2199
642.8 | Rents | 15 | 32110.8112 |  | 20881.6605 |  | 6611.616 |  | 661.4827 |  | 1852.7938 |  | 446.3403 |  | 523.4062 |  | 1133.5116 |  |  | Rents | 15 | 32110.8112 |  | 9437.3674 |  | 4867.999 |  | 1528.4746 |  | 5824.9011 |  | 1579.8519 |  | 5645.0806 |  | 1624.807 |  | 468.8178 |  | 1133.5116
650.8 | Transportation | 15 | 477994.3573 |  | 310839.7306 |  | 98419.0382 |  | 9846.6838 |  | 27580.2744 |  | 6644.1216 |  | 7791.308 |  | 16873.2008 |  |  | Transportation | 15 | 477994.3573 |  | 140482.5416 |  | 72463.9446 |  | 22752.5314 |  | 86708.1764 |  | 23517.3224 |  | 84031.408 |  | 24186.5145 |  | 6978.7176 |  | 16873.2008
656.8-659.8 | Insurance - Liability, Vehicle and Other | 15 | 531886.8412 |  | 345886.0128 |  | 109515.5006 |  | 10956.8689 |  | 30689.8707 |  | 7393.2271 |  | 8669.7555 |  | 18775.6055 |  |  | Insurance - Liability, Vehicle and Other | 15 | 531886.8412 |  | 156321.5426 |  | 80634.0451 |  | 25317.8136 |  | 96484.273 |  | 26168.8326 |  | 93505.7067 |  | 26913.4742 |  | 7765.5479 |  | 18775.6055
658.8 | Workers Compensation | 16 | 138239.404 |  | 86772.8739 |  | 30108.5422 |  | 3138.0345 |  | 8833.4979 |  | 2156.5347 |  | 1949.1756 |  | 5280.7452 |  |  | Workers Compensation | 16 | 138239.404 |  | 43075.3983 |  | 25201.0434 |  | 6331.3647 |  | 35499.879 |  | 7589.3433 |  | 12883.9125 |  | 539.1337 |  | 1838.5841 |  | 5280.7452
604.8 | Employee Pensions and Benefits | 16 | 3496182.3739 |  | 2194553.6761 |  | 761468.521 |  | 79363.3399 |  | 223406.0537 |  | 54540.445 |  | 49296.1715 |  | 133554.1667 |  |  | Employee Pensions and Benefits | 16 | 3496182.3739 |  | 1089410.4277 |  | 637354.0468 |  | 160125.1527 |  | 897819.6336 |  | 191940.4123 |  | 325844.1972 |  | 13635.1113 |  | 46499.2256 |  | 133554.1667
666.8-667.8 | Regulatory Expenses | 19 | 274995.38 |  | 156829.8652 |  | 66631.3806 |  | 7617.372 |  | 20487.1558 |  | 5114.9141 |  | 6462.3914 |  | 11852.3009 |  |  | Regulatory Expenses | 19 | 274995.38 |  | 113160.5989 |  | 51314.1379 |  | 22274.6258 |  | 32751.9498 |  | 9404.842 |  | 24199.5934 |  | 3849.9353 |  | 6269.8947 |  | 11769.8023
675.8 | Electricity AG | 15 | 84548.5128 |  | 54981.8979 |  | 17408.5388 |  | 1741.6994 |  | 4878.4492 |  | 1175.2243 |  | 1378.1408 |  | 2984.5625 |  |  | Electricity AG | 15 | 84548.5128 |  | 24848.8079 |  | 12817.5545 |  | 4024.5092 |  | 15337.1002 |  | 4159.7868 |  | 14863.6286 |  | 4278.1547 |  | 1234.4083 |  | 2984.5625
675.8 | Heating Oil/Gas AG | 15 | 25290.2792 |  | 16446.2686 |  | 5207.2685 |  | 520.9798 |  | 1459.2491 |  | 351.5349 |  | 412.2316 |  | 892.7469 |  |  | Heating Oil/Gas AG | 15 | 25290.2792 |  | 7432.8131 |  | 3834.0063 |  | 1203.8173 |  | 4587.6567 |  | 1244.2817 |  | 4446.0311 |  | 1279.6881 |  | 369.2381 |  | 892.7469
675.8 | Janitorial AG | 15 | 77838.5501 |  | 50618.4091 |  | 16026.9575 |  | 1603.4741 |  | 4491.2843 |  | 1081.9558 |  | 1268.7684 |  | 2747.7008 |  |  | Janitorial AG | 15 | 77838.5501 |  | 22876.7499 |  | 11800.3242 |  | 3705.115 |  | 14119.913 |  | 3829.6567 |  | 13684.0171 |  | 3938.6306 |  | 1136.4428 |  | 2747.7008
675.8 | Add'l Security Costs | 15 | 92915 |  | 60422.6245 |  | 19131.1985 |  | 1914.049 |  | 5361.1955 |  | 1291.5185 |  | 1514.5145 |  | 3279.8995 |  |  | Add'l Security Costs | 15 | 92915 |  | 27307.7185 |  | 14085.914 |  | 4422.754 |  | 16854.781 |  | 4571.418 |  | 16334.457 |  | 4701.499 |  | 1356.559 |  | 3279.8995
675.8 | Water & WW AG | 15 | 31261.5514 |  | 20329.3869 |  | 6436.7534 |  | 643.988 |  | 1803.7915 |  | 434.5356 |  | 509.5633 |  | 1103.5328 |  |  | Water & WW AG | 15 | 31261.5514 |  | 9187.77 |  | 4739.2512 |  | 1488.0498 |  | 5670.8454 |  | 1538.0683 |  | 5495.7807 |  | 1581.8345 |  | 456.4187 |  | 1103.5328
675.8 | Telephone AG | 15 | 44389.9062 |  | 28866.756 |  | 9139.8817 |  | 914.4321 |  | 2561.2976 |  | 617.0197 |  | 723.5555 |  | 1566.9637 |  |  | Telephone AG | 15 | 44389.9062 |  | 13046.1934 |  | 6729.5098 |  | 2112.9595 |  | 8052.329 |  | 2183.9834 |  | 7803.7455 |  | 2246.1293 |  | 648.0926 |  | 1566.9637
675.8 | Cell Phone AG | 15 | 83573.3593 |  | 54347.7556 |  | 17207.7547 |  | 1721.6112 |  | 4822.1828 |  | 1161.6697 |  | 1362.2458 |  | 2950.1396 |  |  | Cell Phone AG | 15 | 83573.3593 |  | 24562.2103 |  | 12669.7213 |  | 3978.0919 |  | 15160.2074 |  | 4111.8093 |  | 14692.1966 |  | 4228.812 |  | 1220.171 |  | 2950.1396
675.8 | Shipping and Postage | 15 | 23465.6996 |  | 15259.7445 |  | 4831.5875 |  | 483.3934 |  | 1353.9709 |  | 326.1732 |  | 382.4909 |  | 828.3392 |  |  | Shipping and Postage | 15 | 23465.6996 |  | 6896.5691 |  | 3557.4001 |  | 1116.9673 |  | 4256.6779 |  | 1154.5124 |  | 4125.27 |  | 1187.3644 |  | 342.5992 |  | 828.3392
675.8 | Low Income Pay Program | DA | 62000 |  | 62000 |  | 0 |  | 0 |  | 0 |  | 0 |  | 0 |  | 0 |  |  | Low Income Pay Program | DA | 62000 |  | 0 |  | 0 |  | 0 |  | 0 |  | 0 |  | 62000 |  | 0 |  | 0 |  | 0
675.8 | Miscellaneous General Expense | 15 | 718101.727 |  | 466981.5531 |  | 147857.1456 |  | 14792.8956 |  | 41434.4696 |  | 9981.614 |  | 11705.0582 |  | 25348.991 |  |  | Miscellaneous General Expense | 15 | 718101.727 |  | 211050.0976 |  | 108864.2218 |  | 34181.6422 |  | 130263.6533 |  | 35330.605 |  | 126242.2836 |  | 36335.9474 |  | 10484.2852 |  | 25348.991
675.8 | Injuries and Damages | 16 | 6000 |  | 3766.2 |  | 1306.8 |  | 136.2 |  | 383.4 |  | 93.6 |  | 84.6 |  | 229.2 |  |  | Injuries and Damages | 16 | 6000 |  | 1869.6 |  | 1093.8 |  | 274.8 |  | 1540.8 |  | 329.4 |  | 559.2 |  | 23.4 |  | 79.8 |  | 229.2
675.8 | Employee Related Expense | 16 | 190707 |  | 119706.7839 |  | 41535.9846 |  | 4329.0489 |  | 12186.1773 |  | 2975.0292 |  | 2688.9687 |  | 7285.0074 |  |  | Employee Related Expense | 16 | 190707 |  | 59424.3012 |  | 34765.8861 |  | 8734.3806 |  | 48973.5576 |  | 10469.8143 |  | 17773.8924 |  | 743.7573 |  | 2536.4031 |  | 7285.0074
675.8 | Software Licenses | 15 | 188519.62 |  | 122594.3089 |  | 38816.1898 |  | 3883.5042 |  | 10877.5821 |  | 2620.4227 |  | 3072.8698 |  | 6654.7426 |  |  | Software Licenses | 15 | 188519.62 |  | 55405.9163 |  | 28579.5744 |  | 8973.5339 |  | 34197.4591 |  | 9275.1653 |  | 33141.7492 |  | 9539.0928 |  | 2752.3865 |  | 6654.7426
675.8 | Office Supplies | 15 | 122144.7274 |  | 79430.7162 |  | 25149.5994 |  | 2516.1814 |  | 7047.7508 |  | 1697.8117 |  | 1990.9591 |  | 4311.7089 |  |  | Office Supplies | 15 | 122144.7274 |  | 35898.3354 |  | 18517.1407 |  | 5814.089 |  | 22157.0535 |  | 6009.5206 |  | 21473.0431 |  | 6180.5232 |  | 1783.313 |  | 4311.7089
675.8 | Trash Removal AG | 15 | 3217.916 |  | 2092.6108 |  | 662.5689 |  | 66.2891 |  | 185.6738 |  | 44.729 |  | 52.452 |  | 113.5924 |  |  | Trash Removal AG | 15 | 3217.916 |  | 945.7455 |  | 487.8361 |  | 153.1728 |  | 583.73 |  | 158.3215 |  | 565.7096 |  | 162.8266 |  | 46.9816 |  | 113.5924
675.8 | Misc Maint AG | 15 | 76321.5708 |  | 49631.9175 |  | 15714.6114 |  | 1572.2244 |  | 4403.7546 |  | 1060.8698 |  | 1244.0416 |  | 2694.1515 |  |  | Misc Maint AG | 15 | 76321.5708 |  | 22430.9097 |  | 11570.3501 |  | 3632.9068 |  | 13844.7329 |  | 3755.0213 |  | 13417.3322 |  | 3861.8715 |  | 1114.2949 |  | 2694.1515
| Total Administrative and General |  | 17236343.5595 |  | 11756793.1333 |  | 3253334.7175 |  | 313960.819 |  | 891788.4257 |  | 213634.1144 |  | 284968.2488 |  | 521864.1009 |  |  | Total Administrative and General |  | 17236343.5595 |  | 4478215.8256 |  | 2310105.2251 |  | 685058.3922 |  | 2892525.2961 |  | 725160.8911 |  | 4832415.5241 |  | 526583.0999 |  | 264497.7031 |  | 521781.6023
| Expenses | [18 empty] | Expenses
| Total Operation and Maintenance | [18 empty] | Total Operation and Maintenance
| Expenses |  | 33963110.529 |  | 21733297.828 |  | 7307386.0771 |  | 789250.1796 |  | 2163484.5202 |  | 565808.2009 |  | 477799.9071 |  | 926083.8161 |  |  | Expenses |  | 33963110.529 |  | 13456852.3708 |  | 3966288.9542 |  | 1204817.9443 |  | 4874393.0368 |  | 1262493.9779 |  | 6753618.7974 |  | 1079317.6192 |  | 439327.9891 |  | 925999.8393
| 503 DEPRECIATION EXPENSE | [18 empty] | 503 DEPRECIATION EXPENSE
| Other P/E Intangibles | 17 | 83793.6273 |  | 43648.1005 |  | 21886.8955 |  | 2597.6024 |  | 6904.5949 |  | 1675.8725 |  | 2463.5326 |  | 4617.0289 |  |  | Other P/E Intangibles | 17 | 83793.6273 |  | 36098.2946 |  | 19389.8454 |  | 9183.7816 |  | 8479.9151 |  | 1860.2185 |  | 1525.044 |  | 268.1396 |  | 2413.2565 |  | 4575.1321
| Land and Land Rights | 2 | 0 |  | 0 |  | 0 |  | 0 |  | 0 |  | 0 |  | 0 |  | 0 |  |  | Land and Land Rights | 2 | 0 |  | 0 |  | 0 |  | 0 |  | 0 |  | 0 |  | 0 |  | 0 |  | 0 |  | 0
| Source of Supply Struct & Improv | 2 | 213624.4839 |  | 108371.7007 |  | 66522.6643 |  | 8566.3418 |  | 22558.7455 |  | 6857.3459 |  | 341.7992 |  | 405.8865 |  |  | Source of Supply Struct & Improv | 2 | 213624.4839 |  | 128730.114 |  | 84146.6842 |  | 0 |  | 0 |  | 0 |  | 0 |  | 0 |  | 341.7992 |  | 405.8865
| Collecting & Impounding Reservoirs | 1 | 13126.162 |  | 6497.4502 |  | 4082.2364 |  | 565.7376 |  | 1451.7535 |  | 452.8526 |  | 34.128 |  | 42.0037 |  |  | Collecting & Impounding Reservoirs | 1 | 13126.162 |  | 13050.0302 |  | 0 |  | 0 |  | 0 |  | 0 |  | 0 |  | 0 |  | 34.128 |  | 42.0037
| Lake, River and Other Intakes | 2 | 152573.7737 |  | 77400.6754 |  | 47511.4731 |  | 6118.2083 |  | 16111.7905 |  | 4897.6181 |  | 244.118 |  | 289.8902 |  |  | Lake, River and Other Intakes | 2 | 152573.7737 |  | 91940.956 |  | 60098.8094 |  | 0 |  | 0 |  | 0 |  | 0 |  | 0 |  | 244.118 |  | 289.8902
| SOS and Pumping Equipment | 2 | 358262.7426 |  | 181746.6893 |  | 111563.0181 |  | 14366.336 |  | 37832.5456 |  | 11500.234 |  | 573.2204 |  | 680.6992 |  |  | SOS and Pumping Equipment | 2 | 358262.7426 |  | 215889.1287 |  | 141119.6943 |  | 0 |  | 0 |  | 0 |  | 0 |  | 0 |  | 573.2204 |  | 680.6992
| Wells and Springs | 2 | 0 |  | 0 |  | 0 |  | 0 |  | 0 |  | 0 |  | 0 |  | 0 |  |  | Wells and Springs | 2 | 0 |  | 0 |  | 0 |  | 0 |  | 0 |  | 0 |  | 0 |  | 0 |  | 0 |  | 0
| Supply Mains | 2 | 613409.7154 |  | 311182.7486 |  | 191015.7854 |  | 24597.7296 |  | 64776.0659 |  | 19690.4519 |  | 981.4555 |  | 1165.4785 |  |  | Supply Mains | 2 | 613409.7154 |  | 369640.6945 |  | 241622.0869 |  | 0 |  | 0 |  | 0 |  | 0 |  | 0 |  | 981.4555 |  | 1165.4785
| Pumping Structures & Improvements | 6 | 273718.4798 |  | 132589.2316 |  | 81048.0419 |  | 10154.9556 |  | 26441.2051 |  | 6240.7813 |  | 7773.6048 |  | 9470.6594 |  |  | Pumping Structures & Improvements | 6 | 273718.4798 |  | 142156.0866 |  | 76613.8025 |  | 37699.9469 |  | 0 |  | 0 |  | 0 |  | 0 |  | 7787.247 |  | 9461.3968
| Power Generation Equipment | 6 | 98899.6016 |  | 47906.967 |  | 29284.172 |  | 3669.1752 |  | 9553.7015 |  | 2254.9109 |  | 2808.7487 |  | 3421.9262 |  |  | Power Generation Equipment | 6 | 98899.6016 |  | 51363.6505 |  | 27681.9985 |  | 13621.6953 |  | 0 |  | 0 |  | 0 |  | 0 |  | 2813.6778 |  | 3418.5795
| Other Power Production Equipment | 6 | 0 |  | 0 |  | 0 |  | 0 |  | 0 |  | 0 |  | 0 |  | 0 |  |  | Other Power Production Equipment | 6 | 0 |  | 0 |  | 0 |  | 0 |  | 0 |  | 0 |  | 0 |  | 0 |  | 0 |  | 0
| Electric Pumping Equipment | 6 | 268295.1825 |  | 129962.1864 |  | 79442.2035 |  | 9953.7513 |  | 25917.3146 |  | 6117.1302 |  | 7619.5832 |  | 9283.0133 |  |  | Electric Pumping Equipment | 6 | 268295.1825 |  | 139339.4894 |  | 75095.8216 |  | 36952.9823 |  | 0 |  | 0 |  | 0 |  | 0 |  | 7632.955 |  | 9273.9342
| Diesel Pumping Equipment | 6 | 15792.3782 |  | 7649.828 |  | 4676.1232 |  | 585.8972 |  | 1525.5437 |  | 360.0662 |  | 448.5035 |  | 546.4163 |  |  | Diesel Pumping Equipment | 6 | 15792.3782 |  | 8201.7944 |  | 4420.2867 |  | 2175.1247 |  | 0 |  | 0 |  | 0 |  | 0 |  | 449.2906 |  | 545.8819
| Hydraulic Pumping Equipment | 6 | 176.1957 |  | 85.3492 |  | 52.1715 |  | 6.5369 |  | 17.0205 |  | 4.0173 |  | 5.004 |  | 6.0964 |  |  | Hydraulic Pumping Equipment | 6 | 176.1957 |  | 91.5075 |  | 49.3172 |  | 24.2679 |  | 0 |  | 0 |  | 0 |  | 0 |  | 5.0127 |  | 6.0904
| Other Pumping Equipment | 6 | 0 |  | 0 |  | 0 |  | 0 |  | 0 |  | 0 |  | 0 |  | 0 |  |  | Other Pumping Equipment | 6 | 0 |  | 0 |  | 0 |  | 0 |  | 0 |  | 0 |  | 0 |  | 0 |  | 0 |  | 0
| Water Treat Structures & Improv | 2 | 778889.3303 |  | 395130.5572 |  | 242546.1374 |  | 31233.4621 |  | 82250.7133 |  | 25002.3475 |  | 1246.2229 |  | 1479.8897 |  |  | Water Treat Structures & Improv | 2 | 778889.3303 |  | 469358.7104 |  | 306804.5072 |  | 0 |  | 0 |  | 0 |  | 0 |  | 0 |  | 1246.2229 |  | 1479.8897
| Water Treat Equipment | 2 | 1366270.3271 |  | 693108.937 |  | 425456.5799 |  | 54787.4401 |  | 144278.1465 |  | 43857.2775 |  | 2186.0325 |  | 2595.9136 |  |  | Water Treat and Equipment | 2 | 1366270.3271 |  | 823314.4991 |  | 538173.8819 |  | 0 |  | 0 |  | 0 |  | 0 |  | 0 |  | 2186.0325 |  | 2595.9136
| Water Treat Filter Media | 2 | 123485.147 |  | 62644.0151 |  | 38453.2748 |  | 4951.7544 |  | 13040.0315 |  | 3963.8732 |  | 197.5762 |  | 234.6218 |  |  | GAC | 2 | 123485.147 |  | 74412.1496 |  | 48640.7994 |  | 0 |  | 0 |  | 0 |  | 0 |  | 0 |  | 197.5762 |  | 234.6218
| T & D Structures & Improvements | 7 | 23938.516 |  | 11231.9517 |  | 6817.6893 |  | 804.3341 |  | 2037.1677 |  | 143.6311 |  | 1311.8307 |  | 1591.9113 |  |  | T & D Structures & Improvements | 7 | 23938.516 |  | 9309.6889 |  | 1773.844 |  | 9951.2411 |  | 0 |  | 0 |  | 0 |  | 0 |  | 1311.8307 |  | 1591.9113
| T & D Pumping Equipment | 7 | 6699.2057 |  | 3143.2673 |  | 1907.9338 |  | 225.0933 |  | 570.1024 |  | 40.1952 |  | 367.1165 |  | 445.4972 |  |  | T & D Pumping Equipment | 7 | 6699.2057 |  | 2605.3211 |  | 496.4111 |  | 2784.8598 |  | 0 |  | 0 |  | 0 |  | 0 |  | 367.1165 |  | 445.4972
| Distrib. Reservoirs & Standpipes | 5 | 365931.0735 |  | 154349.7268 |  | 93422.2031 |  | 10721.7805 |  | 26895.9339 |  | 7611.3663 |  | 32970.3897 |  | 39959.6732 |  |  | Distrib. Reservoirs & Standpipes | 5 | 365931.0735 |  | 116805.1987 |  | 0 |  | 176195.8119 |  | 0 |  | 0 |  | 0 |  | 0 |  | 32970.3897 |  | 39959.6732
| Transmission & Distribution Mains | [18 empty] | Transmission & Distribution Mains
| Not Classified | 4 | 467982.1677 |  | 220138.8117 |  | 133234.5231 |  | 15349.8151 |  | 38421.336 |  | 0 |  | 27470.5532 |  | 33367.1286 |  |  | Not Classified | 4 | 467982.1677 |  | 162249.4175 |  | 0 |  | 244895.0683 |  | 0 |  | 0 |  | 0 |  | 0 |  | 27470.5532 |  | 33367.1286
| 4 inch or less | 4 | 203023.4933 |  | 95502.2512 |  | 57800.7885 |  | 6659.1706 |  | 16668.2288 |  | 0 |  | 11917.4791 |  | 14475.5751 |  |  | 4 inch or less | 4 | 203023.4933 |  | 70388.2451 |  | 0 |  | 106242.194 |  | 0 |  | 0 |  | 0 |  | 0 |  | 11917.4791 |  | 14475.5751
| 6 inch to 8 inch | 4 | 650991.3067 |  | 306226.3107 |  | 185337.225 |  | 21352.5149 |  | 53446.3863 |  | 0 |  | 38213.1897 |  | 46415.6802 |  |  | 6 inch to 8 inch | 4 | 650991.3067 |  | 225698.686 |  | 0 |  | 340663.7508 |  | 0 |  | 0 |  | 0 |  | 0 |  | 38213.1897 |  | 46415.6802
| 10 inch to 16 inch | 3 | 820812.1451 |  | 381185.1602 |  | 233931.4614 |  | 30123.8057 |  | 79290.4532 |  | 24131.8771 |  | 32586.2422 |  | 39563.1454 |  |  | 10 inch to 16 inch | 3 | 820812.1451 |  | 455304.4969 |  | 295984.8595 |  | 0 |  | 0 |  | 0 |  | 0 |  | 0 |  | 31437.1052 |  | 38085.6835
| 18 inch or Greater | 3 | 1492613.0282 |  | 693169.4903 |  | 425394.7131 |  | 54778.8981 |  | 144186.4185 |  | 43882.823 |  | 59256.7372 |  | 71943.948 |  |  | 18 inch or Greater | 3 | 1492613.0282 |  | 827952.4468 |  | 538236.258 |  | 0 |  | 0 |  | 0 |  | 0 |  | 0 |  | 57167.079 |  | 69257.2445
| Services | 10 | 869641.2334 |  | 716584.3764 |  | 98443.3876 |  | 1043.5695 |  | 12174.9773 |  | 521.7847 |  | 40873.138 |  | 0 |  |  | Services | 10 | 869641.2334 |  | 0 |  | 0 |  | 0 |  | 0 |  | 828768.0955 |  | 0 |  | 0 |  | 40873.138 |  | 0
| Meters | 9 | 695560.5434 |  | 575228.5694 |  | 91257.5433 |  | 2851.7982 |  | 16484.7849 |  | 1669.3453 |  | 8068.5023 |  | 0 |  |  | Meters | 9 | 695560.5434 |  | 0 |  | 0 |  | 0 |  | 687492.0411 |  | 0 |  | 0 |  | 0 |  | 8068.5023 |  | 0
| Meter Installations | 9 | 526441.0786 |  | 435366.772 |  | 69069.0695 |  | 2158.4084 |  | 12476.6536 |  | 1263.4586 |  | 6106.7165 |  | 0 |  |  | Meter Installations | 9 | 526441.0786 |  | 0 |  | 0 |  | 0 |  | 520334.3621 |  | 0 |  | 0 |  | 0 |  | 6106.7165 |  | 0
| Hydrants | 8 | 163916.5154 |  | 0 |  | 0 |  | 0 |  | 0 |  | 0 |  | 0 |  | 163916.5154 |  |  | Hydrants | 8 | 163916.5154 |  | 0 |  | 0 |  | 0 |  | 0 |  | 0 |  | 0 |  | 0 |  | 0 |  | 163916.5154
| General Structures & Improvements | 15 | 126200.2789 |  | 82068.0414 |  | 25984.6374 |  | 2599.7257 |  | 7281.7561 |  | 1754.1839 |  | 2057.0645 |  | 4454.8698 |  |  | General Structures & Improvements | 15 | 126200.2789 |  | 37090.262 |  | 19131.9623 |  | 6007.1333 |  | 22892.7306 |  | 6209.0537 |  | 22186.009 |  | 6385.7341 |  | 1842.5241 |  | 4454.8698
| Office Structures | 15 | 115463.8106 |  | 75086.1161 |  | 23773.9986 |  | 2378.5545 |  | 6662.2619 |  | 1604.947 |  | 1882.0601 |  | 4075.8725 |  |  | Office Structures | 15 | 115463.8106 |  | 33934.8139 |  | 17504.3137 |  | 5496.0774 |  | 20945.1352 |  | 5680.8195 |  | 20298.5379 |  | 5842.4688 |  | 1685.7716 |  | 4075.8725
| Stores Shop and Gar. Structures | 15 | 36260.3456 |  | 23580.1028 |  | 7466.0052 |  | 746.9631 |  | 2092.2219 |  | 504.0188 |  | 591.0436 |  | 1279.9902 |  |  | Stores Shop and Gar. Structures | 15 | 36260.3456 |  | 10656.9156 |  | 5497.0684 |  | 1725.9925 |  | 6577.6267 |  | 1784.009 |  | 6374.5688 |  | 1834.7735 |  | 529.401 |  | 1279.9902
| Miscellaneous Structures & Improv | 15 | 82635.9196 |  | 53738.1385 |  | 17014.7358 |  | 1702.2999 |  | 4768.0926 |  | 1148.6393 |  | 1346.9655 |  | 2917.048 |  |  | Miscellaneous Structures & Improv | 15 | 82635.9196 |  | 24286.6968 |  | 12527.6054 |  | 3933.4698 |  | 14990.1558 |  | 4065.6872 |  | 14527.3947 |  | 4181.3775 |  | 1206.4844 |  | 2917.048
| Office Furniture and Equipment | 15 | 25829.7813 |  | 16797.1068 |  | 5318.352 |  | 532.0935 |  | 1490.3784 |  | 359.034 |  | 421.0254 |  | 911.7913 |  |  | Office Furniture and Equipment | 15 | 25829.7813 |  | 7591.3727 |  | 3915.7948 |  | 1229.4976 |  | 4685.5223 |  | 1270.8252 |  | 4540.8755 |  | 1306.9869 |  | 377.1148 |  | 911.7913
| Computers & Peripheral Equipment | 15 | 18059.7073 |  | 11744.2277 |  | 3718.4937 |  | 372.03 |  | 1042.0451 |  | 251.0299 |  | 294.3732 |  | 637.5077 |  |  | Computers & Peripheral Equipment | 15 | 18059.7073 |  | 5307.748 |  | 2737.8516 |  | 859.6421 |  | 3276.0309 |  | 888.5376 |  | 3174.8965 |  | 913.8212 |  | 263.6717 |  | 637.5077
| Personal Comp and Periph | 15 | -52517.3019 |  | -34152.0015 |  | -10813.3125 |  | -1081.8564 |  | -3030.2483 |  | -729.9905 |  | -856.032 |  | -1853.8608 |  |  | Personal Comp and Periph | 15 | -52517.3019 |  | -15434.835 |  | -7961.623 |  | -2499.8236 |  | -9526.6386 |  | -2583.8513 |  | -9232.5417 |  | -2657.3755 |  | -766.7526 |  | -1853.8608
| Computers and Periph Other | 15 | 145090.7297 |  | 94352.5015 |  | 29874.1812 |  | 2988.869 |  | 8371.7351 |  | 2016.7611 |  | 2364.9789 |  | 5121.7028 |  |  | Computers and Periph Other | 15 | 145090.7297 |  | 42642.1655 |  | 21995.7546 |  | 6906.3187 |  | 26319.4584 |  | 7138.4639 |  | 25506.9503 |  | 7341.5909 |  | 2118.3247 |  | 5121.7028
| Computer Mainframe Software | 15 | -72420.7314 |  | -47095.2016 |  | -14911.4286 |  | -1491.8671 |  | -4178.6762 |  | -1006.6482 |  | -1180.4579 |  | -2556.4518 |  |  | Computer Mainframe Software | 15 | -72420.7314 |  | -21284.453 |  | -10978.9829 |  | -3447.2268 |  | -13137.1207 |  | -3563.1 |  | -12731.5646 |  | -3664.489 |  | -1057.3427 |  | -2556.4518
| Personal software | 15 | -84351.842 |  | -54854.0029 |  | -17368.0443 |  | -1737.6479 |  | -4867.1013 |  | -1172.4906 |  | -1374.935 |  | -2977.62 |  |  | Personal software | 15 | -84351.842 |  | -24791.0064 |  | -12787.7392 |  | -4015.1477 |  | -15301.4241 |  | -4150.1106 |  | -14829.0538 |  | -4268.2032 |  | -1231.5369 |  | -2977.62
| Computer Software - Special - CIS | 13 | 363117.7999 |  | 326660.7728 |  | 26035.5463 |  | 145.2471 |  | 2251.3304 |  | 72.6236 |  | 7843.3445 |  | 108.9353 |  |  | Computer Software - Special - CIS | 13 | 363117.7999 |  | 0 |  | 0 |  | 0 |  | 0 |  | 0 |  | 355165.5201 |  | 0 |  | 7843.3445 |  | 108.9353
| Computer Software - Special - Other | 15 | 788905.6769 |  | 513025.3617 |  | 162435.6789 |  | 16251.4569 |  | 45519.8576 |  | 10965.7889 |  | 12859.1625 |  | 27848.3704 |  |  | Computer Software - Special - Other | 15 | 788905.6769 |  | 231859.3784 |  | 119598.1006 |  | 37551.9102 |  | 143107.4898 |  | 38814.1593 |  | 138689.618 |  | 39918.6272 |  | 11518.0229 |  | 27848.3704
| Other Software | 15 | 166372.08 |  | 108191.7636 |  | 34256.0113 |  | 3427.2648 |  | 9599.669 |  | 2312.5719 |  | 2711.8649 |  | 5872.9344 |  |  | Other Software | 15 | 166372.08 |  | 48896.7543 |  | 25222.0073 |  | 7919.311 |  | 30179.8953 |  | 8185.5063 |  | 29248.2117 |  | 8418.4272 |  | 2429.0324 |  | 5872.9344
| Other Office Equipment | 15 | 1077.6564 |  | 700.8 |  | 221.8895 |  | 22.1997 |  | 62.1808 |  | 14.9794 |  | 17.5658 |  | 38.0413 |  |  | Other Office Equipment | 15 | 1077.6564 |  | 316.7232 |  | 163.3727 |  | 51.2964 |  | 195.4869 |  | 53.0207 |  | 189.452 |  | 54.5294 |  | 15.7338 |  | 38.0413
| Transportation Equip-Light Trucks | 15 | 29985.6275 |  | 19499.6536 |  | 6174.0407 |  | 617.7039 |  | 1730.1707 |  | 416.8002 |  | 488.7657 |  | 1058.4927 |  |  | Transportation Equip-Light Trucks | 15 | 29985.6275 |  | 8812.7759 |  | 4545.8211 |  | 1427.3159 |  | 5439.3928 |  | 1475.2929 |  | 5271.4733 |  | 1517.2728 |  | 437.7902 |  | 1058.4927
| Transportation Equip-Heavy Trucks | 15 | 44038.7512 |  | 28638.3999 |  | 9067.5789 |  | 907.1983 |  | 2541.0359 |  | 612.1386 |  | 717.8316 |  | 1554.5679 |  |  | Transportation Equip-Heavy Trucks | 15 | 44038.7512 |  | 12942.989 |  | 6676.2747 |  | 2096.2446 |  | 7988.6295 |  | 2166.7066 |  | 7742.0125 |  | 2228.3608 |  | 642.9658 |  | 1554.5679
| Transportation Equip-Cars | 15 | 19120.0228 |  | 12433.7508 |  | 3936.8127 |  | 393.8725 |  | 1103.2253 |  | 265.7683 |  | 311.6564 |  | 674.9368 |  |  | Transportation Equip-Cars | 15 | 19120.0228 |  | 5619.3747 |  | 2898.5955 |  | 910.1131 |  | 3468.3721 |  | 940.7051 |  | 3361.3 |  | 967.4732 |  | 279.1523 |  | 674.9368
| Transportation Equip-Other | 15 | 32072.6669 |  | 20856.8553 |  | 6603.7621 |  | 660.6969 |  | 1850.5929 |  | 445.8101 |  | 522.7845 |  | 1132.1651 |  |  | Transportation Equip-Other | 15 | 32072.6669 |  | 9426.1568 |  | 4862.2163 |  | 1526.6589 |  | 5817.9818 |  | 1577.9752 |  | 5638.3748 |  | 1622.8769 |  | 468.2609 |  | 1132.1651
| Stores Equipment | 15 | 957.4268 |  | 622.6147 |  | 197.1342 |  | 19.723 |  | 55.2435 |  | 13.3082 |  | 15.6061 |  | 33.7972 |  |  | Stores Equipment | 15 | 957.4268 |  | 281.3877 |  | 145.1459 |  | 45.5735 |  | 173.6772 |  | 47.1054 |  | 168.3156 |  | 48.4458 |  | 13.9784 |  | 33.7972
| Tools, Shop & Garage Equipment | 15 | 102074.6629 |  | 66379.1533 |  | 21017.1731 |  | 2102.7381 |  | 5889.708 |  | 1418.8378 |  | 1663.817 |  | 3603.2356 |  |  | Tools, Shop & Garage Equipment | 15 | 102074.6629 |  | 29999.7434 |  | 15474.5189 |  | 4858.754 |  | 18516.3438 |  | 5022.0734 |  | 17944.7257 |  | 5164.9779 |  | 1490.2901 |  | 3603.2356
| Laboratory Equipment | 2 | 51214.5338 |  | 25981.133 |  | 15948.2058 |  | 2053.7028 |  | 5408.2548 |  | 1643.9865 |  | 81.9433 |  | 97.3076 |  |  | Laboratory Equipment | 2 | 51214.5338 |  | 30861.878 |  | 20173.4048 |  | 0 |  | 0 |  | 0 |  | 0 |  | 0 |  | 81.9433 |  | 97.3076
| Power Operated Equipment | 15 | 30854.2317 |  | 20064.5069 |  | 6352.8863 |  | 635.5972 |  | 1780.2892 |  | 428.8738 |  | 502.924 |  | 1089.1544 |  |  | Power Operated Equipment | 15 | 30854.2317 |  | 9068.0587 |  | 4677.5015 |  | 1468.6614 |  | 5596.9576 |  | 1518.0282 |  | 5424.1739 |  | 1561.2241 |  | 450.4718 |  | 1089.1544
| Communication Equipment - Non-Telephone | 15 | 196701.1315 |  | 127914.7458 |  | 40500.763 |  | 4052.0433 |  | 11349.6553 |  | 2734.1457 |  | 3206.2284 |  | 6943.5499 |  |  | Communication Equipment - Non-Telephone | 15 | 196701.1315 |  | 57810.4625 |  | 29819.8915 |  | 9362.9739 |  | 35681.5853 |  | 9677.6957 |  | 34580.0589 |  | 9953.0773 |  | 2871.8365 |  | 6943.5499
| Remote Control and Instrument | 15 | 225526.4042 |  | 146659.8207 |  | 46435.8866 |  | 4645.8439 |  | 13012.8735 |  | 3134.817 |  | 3676.0804 |  | 7961.0821 |  |  | Remote Control and Instrument | 15 | 225526.4042 |  | 66282.2102 |  | 34189.8029 |  | 10735.0568 |  | 40910.4897 |  | 11095.8991 |  | 39647.5419 |  | 11411.6361 |  | 3292.6855 |  | 7961.0821
| Communication Equipment - Telephone | 15 | 21038.043 |  | 13681.0393 |  | 4331.733 |  | 433.3837 |  | 1213.8951 |  | 292.4288 |  | 342.9201 |  | 742.6429 |  |  | Communication Equipment - Telephone | 15 | 21038.043 |  | 6183.0808 |  | 3189.3673 |  | 1001.4108 |  | 3816.301 |  | 1035.0717 |  | 3698.488 |  | 1064.525 |  | 307.1554 |  | 742.6429
| Miscellaneous Equipment | 15 | 80879.2338 |  | 52595.7657 |  | 16653.0342 |  | 1666.1122 |  | 4666.7318 |  | 1124.2213 |  | 1318.3315 |  | 2855.037 |  |  | Miscellaneous Equipment | 15 | 80879.2338 |  | 23770.4068 |  | 12261.2918 |  | 3849.8515 |  | 14671.493 |  | 3979.2583 |  | 14218.5693 |  | 4092.4892 |  | 1180.8368 |  | 2855.037
| Other Tangible Property | 15 | -20452.8447 |  | -13300.4849 |  | -4211.2407 |  | -421.3286 |  | -1180.1291 |  | -284.2945 |  | -333.3814 |  | -721.9854 |  |  | Other Tangible Property | 15 | -20452.8447 |  | -6011.0911 |  | -3100.6513 |  | -973.5554 |  | -3710.146 |  | -1006.28 |  | -3595.6101 |  | -1034.9139 |  | -298.6115 |  | -721.9854
| Total Depreciation Expense |  | 13121601.2563 |  | 7481921.8046 |  | 3206171.8291 |  | 362846.7372 |  | 981798.6652 |  | 242481.5511 |  | 327558.9564 |  | 518821.7127 |  |  | Total Depreciation Expense |  | 13121601.2563 |  | 5070020.5762 |  | 2792727.5752 |  | 1078418.2345 |  | 1589881.7447 |  | 931950.8663 |  | 718733.3423 |  | 104473.8539 |  | 320801.6415 |  | 514593.4217
| AMORTIZATION EXPENSE | [18 empty] | AMORTIZATION EXPENSE
| AFUDC | 18 | 153181.36 |  | 79807.4886 |  | 39949.6987 |  | 4733.304 |  | 12576.1897 |  | 3078.9453 |  | 4564.8045 |  | 8470.9292 |  |  | AFUDC | 18 | 153181.36 |  | 65822.0304 |  | 34940.6682 |  | 17294.1755 |  | 15333.4541 |  | 3369.9899 |  | 3017.6728 |  | 520.8166 |  | 4488.2138 |  | 8394.3385
| Acquisition Adjustment | 18 | 0 |  | 0 |  | 0 |  | 0 |  | 0 |  | 0 |  | 0 |  | 0 |  |  | Acquisition Adjustment | 18 | 0 |  | 0 |  | 0 |  | 0 |  | 0 |  | 0 |  | 0 |  | 0 |  | 0 |  | 0
| Property Losses | 2 | 57080.04 |  | 28956.7043 |  | 17774.7245 |  | 2288.9096 |  | 6027.6522 |  | 1832.2693 |  | 91.3281 |  | 108.4521 |  |  | Property Losses | 2 | 57080.04 |  | 34396.4321 |  | 22483.8278 |  | 0 |  | 0 |  | 0 |  | 0 |  | 0 |  | 91.3281 |  | 108.4521
| Total Amortizations |  | 210261.4 |  | 108764.1929 |  | 57724.4231 |  | 7022.2136 |  | 18603.8419 |  | 4911.2146 |  | 4656.1326 |  | 8579.3813 |  |  | Total Amortizations |  | 210261.4 |  | 100218.4625 |  | 57424.496 |  | 17294.1755 |  | 15333.4541 |  | 3369.9899 |  | 3017.6728 |  | 520.8166 |  | 4579.5419 |  | 8502.7906
| TAXES, OTHER THAN INCOME | [18 empty] | TAXES, OTHER THAN INCOME
408.1 | Federal and State Payroll Taxes | 16 | 532600.4926 |  | 334313.3292 |  | 116000.3873 |  | 12090.0312 |  | 34033.1715 |  | 8308.5677 |  | 7509.6669 |  | 20345.3388 |  |  | Federal and State Payroll Taxes | 16 | 532600.4926 |  | 165958.3135 |  | 97093.0698 |  | 24393.1026 |  | 136771.8065 |  | 29239.767 |  | 49638.3659 |  | 2077.1419 |  | 7083.5866 |  | 20345.3388
408.1 | Property Taxes | 18 | 4455771.5391 |  | 2321456.9719 |  | 1162065.2174 |  | 137683.3406 |  | 365818.8434 |  | 89561.0079 |  | 132781.9919 |  | 246404.1661 |  |  | Property Taxes | 18 | 4455771.5391 |  | 1914645.0304 |  | 1016361.4881 |  | 503056.6068 |  | 446022.7311 |  | 98026.9739 |  | 87778.6993 |  | 15149.6232 |  | 130554.1061 |  | 244176.2803
408.1 | Other Taxes and Licenses | 18 | 2740.18 |  | 1427.6338 |  | 714.6389 |  | 84.6716 |  | 224.9688 |  | 55.0776 |  | 81.6574 |  | 151.532 |  |  | Other Taxes and Licenses | 18 | 2740.18 |  | 1177.4553 |  | 625.0351 |  | 309.3663 |  | 274.292 |  | 60.284 |  | 53.9815 |  | 9.3166 |  | 80.2873 |  | 150.1619
408.1 | Utility Reg Assessment | 19 | 141865.609 |  | 80905.9568 |  | 34374.0371 |  | 3929.6774 |  | 10568.9879 |  | 2638.7003 |  | 3333.8418 |  | 6114.4077 |  |  | Utility Reg Assessment | 19 | 141865.609 |  | 58377.6981 |  | 26472.1226 |  | 11491.1143 |  | 16896.194 |  | 4851.8038 |  | 12484.1736 |  | 1986.1185 |  | 3234.5359 |  | 6071.8481
412 | ITC | 18 | -84792 |  | -44176.632 |  | -22113.7536 |  | -2620.0728 |  | -6961.4232 |  | -1704.3192 |  | -2526.8016 |  | -4688.9976 |  |  | ITC | 18 | -84792 |  | -36435.1224 |  | -19341.0552 |  | -9573.0168 |  | -8487.6792 |  | -1865.424 |  | -1670.4024 |  | -288.2928 |  | -2484.4056 |  | -4646.6016
| Total Taxes, Other Than Income |  | 5048185.8207 |  | 2693927.2597 |  | 1291040.5271 |  | 151167.6479 |  | 403684.5483 |  | 98859.0344 |  | 141180.3564 |  | 268326.447 |  |  | Total Taxes, Other Than Income |  | 5048185.8207 |  | 2103723.3749 |  | 1121210.6604 |  | 529677.1732 |  | 591477.3444 |  | 130313.4047 |  | 148284.818 |  | 18933.9075 |  | 138468.1102 |  | 266097.0275
| INCOME TAXES | 18 | 12480810.0184 |  | 6502502.0196 |  | 3254995.2528 |  | 385657.0296 |  | 1024674.5025 |  | 250864.2814 |  | 371928.1385 |  | 690188.794 |  |  | INCOME TAXES | 18 | 12480810.0184 |  | 5363004.0649 |  | 2846872.7652 |  | 1409083.4511 |  | 1249329.0828 |  | 274577.8204 |  | 245871.9574 |  | 42434.7541 |  | 365687.7335 |  | 683948.389
| Utility Operating Income Available | [18 empty] | Utility Operating Income Available
| for Return | 18 | 31651565.8486 |  | 16490465.8071 |  | 8254728.3733 |  | 978033.3847 |  | 2598593.5562 |  | 636196.4736 |  | 943216.6623 |  | 1750331.5914 |  |  | for Return | 18 | 31651565.8486 |  | 13600677.8452 |  | 7219722.1701 |  | 3573461.7843 |  | 3168321.7414 |  | 696334.4487 |  | 623535.8472 |  | 107615.3239 |  | 927390.8794 |  | 1734505.8085
| Total Cost of Service |  | 96475534.873 |  | 55010878.9118 |  | 23372046.4825 |  | 2673977.1926 |  | 7190839.6342 |  | 1799120.7559 |  | 2266340.1533 |  | 4162331.7426 |  |  | Total Cost of Service |  | 96475534.873 |  | 39694496.6944 |  | 18004246.6211 |  | 7812752.763 |  | 11488736.4043 |  | 3299040.5078 |  | 8493062.435 |  | 1353296.2752 |  | 2196255.8956 |  | 4133647.2766
| Less: Misc. Service | 19 | 60000 |  | 34218 |  | 14538 |  | 1662 |  | 4470 |  | 1116 |  | 1410 |  | 2586 |  |  | Less: Misc. Service | 19 | 60000 |  | 24690 |  | 11196 |  | 4860 |  | 7146 |  | 2052 |  | 5280 |  | 840 |  | 1368 |  | 2568
| Rent | 19 | 91800 |  | 52353.54 |  | 22243.14 |  | 2542.86 |  | 6839.1 |  | 1707.48 |  | 2157.3 |  | 3956.58 |  |  | Rent | 19 | 91800 |  | 37775.7 |  | 17129.88 |  | 7435.8 |  | 10933.38 |  | 3139.56 |  | 8078.4 |  | 1285.2 |  | 2093.04 |  | 3929.04
| Rent I/C | 19 | 100000 |  | 57030 |  | 24230 |  | 2770 |  | 7450 |  | 1860 |  | 2350 |  | 4310 |  |  | Rent I/C | 19 | 100000 |  | 41150 |  | 18660 |  | 8100 |  | 11910 |  | 3420 |  | 8800 |  | 1400 |  | 2280 |  | 4280
| NSF Return Check Charge | 13 | 32142 |  | 28914.9432 |  | 2304.5814 |  | 12.8568 |  | 199.2804 |  | 6.4284 |  | 694.2672 |  | 9.6426 |  |  | NSF Return Check Charge | 13 | 32142 |  | 0 |  | 0 |  | 0 |  | 0 |  | 0 |  | 31438.0902 |  | 0 |  | 694.2672 |  | 9.6426
| Late Payment Fee | 13 | 680000 |  | 611728 |  | 48756 |  | 272 |  | 4216 |  | 136 |  | 14688 |  | 204 |  |  | Late Payment Fee | 13 | 680000 |  | 0 |  | 0 |  | 0 |  | 0 |  | 0 |  | 665108 |  | 0 |  | 14688 |  | 204
| Reconnection/Activation - T&D Related | 7 | 558432 |  | 262016.2944 |  | 159041.4336 |  | 18763.3152 |  | 47522.5632 |  | 3350.592 |  | 30602.0736 |  | 37135.728 |  |  | Reconnection/Activation - T&D Related | 7 | 558432 |  | 217174.2048 |  | 41379.8112 |  | 232140.1824 |  | 0 |  | 0 |  | 0 |  | 0 |  | 30602.0736 |  | 37135.728
| Application/Initiation Fee | 13 | 657840.6154 |  | 591793.4176 |  | 47167.1721 |  | 263.1362 |  | 4078.6118 |  | 131.5681 |  | 14209.3573 |  | 197.3522 |  |  | Application/Initiation Fee | 13 | 657840.6154 |  | 0 |  | 0 |  | 0 |  | 0 |  | 0 |  | 643433.9059 |  | 0 |  | 14209.3573 |  | 197.3522
| AFUDC | 18 | 491629.0888 |  | 256138.7552 |  | 128216.8663 |  | 15191.3388 |  | 40362.7482 |  | 9881.7447 |  | 14650.5468 |  | 27187.0886 |  |  | AFUDC | 18 | 491629.0888 |  | 211253.0194 |  | 112140.5951 |  | 55504.9241 |  | 49212.0718 |  | 10815.84 |  | 9685.093 |  | 1671.5389 |  | 14404.7323 |  | 26941.2741
| Total Other Water Revenues |  | 2671843.7041 |  | 1894192.9504 |  | 446497.1935 |  | 41477.5071 |  | 115138.3036 |  | 18189.8132 |  | 80761.5449 |  | 75586.3914 |  |  | Total Other Water Revenues |  | 2671843.7041 |  | 532042.9242 |  | 200506.2863 |  | 308040.9065 |  | 79201.4518 |  | 19427.4 |  | 1371823.4892 |  | 5196.7389 |  | 80339.4704 |  | 75265.0368
| Total Cost of Service Related to | [18 empty] | Total Cost of Service Related to
| Sales of Water |  | 93803691.1688 |  | 53116685.9614 |  | 22925549.2891 |  | 2632499.6855 |  | 7075701.3306 |  | 1780930.9427 |  | 2185578.6083 |  | 4086745.3512 |  |  | Sales of Water |  | 93803691.1688 |  | 39162453.7702 |  | 17803740.3347 |  | 7504711.8564 |  | 11409534.9526 |  | 3279613.1078 |  | 7121238.9458 |  | 1348099.5363 |  | 2115916.4252 |  | 4058382.2397
| RATE BASE | [18 empty] | RATE BASE
301 | Organization | 17 | 37450.43 |  | 19507.929 |  | 9782.0523 |  | 1160.9633 |  | 3085.9154 |  | 749.0086 |  | 1101.0426 |  | 2063.5187 |  |  | Organization | 17 | 37450.43 |  | 16133.6452 |  | 8666.0295 |  | 4104.5671 |  | 3789.9835 |  | 831.3995 |  | 681.5978 |  | 119.8414 |  | 1078.5724 |  | 2044.7935
302 | Franchise and Consents | 17 | 70260.82 |  | 36598.8611 |  | 18352.1262 |  | 2178.0854 |  | 5789.4916 |  | 1405.2164 |  | 2065.6681 |  | 3871.3712 |  |  | Franchise and Consents | 17 | 70260.82 |  | 30268.3613 |  | 16258.3537 |  | 7700.5859 |  | 7110.395 |  | 1559.7902 |  | 1278.7469 |  | 224.8346 |  | 2023.5116 |  | 3836.2408
339.1 | Other P/E Intangibles | 17 | 433962.1518 |  | 226050.8849 |  | 113350.9141 |  | 13452.8267 |  | 35758.4813 |  | 8679.243 |  | 12758.4873 |  | 23911.3146 |  |  | Other P/E Intangibles | 17 | 433962.1518 |  | 186950.895 |  | 100418.8419 |  | 47562.2518 |  | 43916.9698 |  | 9633.9598 |  | 7898.1112 |  | 1388.6789 |  | 12498.11 |  | 23694.3335
339.3 | Other P/E Treatment | 2 | 237771.6254 |  | 120621.5455 |  | 74042.0841 |  | 9534.6422 |  | 25108.6836 |  | 7632.4692 |  | 380.4346 |  | 451.7661 |  |  | Other P/E Treatment | 2 | 237771.6254 |  | 143281.1814 |  | 93658.2432 |  | 0 |  | 0 |  | 0 |  | 0 |  | 0 |  | 380.4346 |  | 451.7661
303.2 | Land and Land Rights - SS | 2 | 1077363.07 |  | 546546.2854 |  | 335490.86 |  | 43202.2591 |  | 113769.5402 |  | 34583.3545 |  | 1723.7809 |  | 2046.9898 |  |  | Land and Land Rights - SS | 2 | 1077363.07 |  | 649218.986 |  | 424373.3133 |  | 0 |  | 0 |  | 0 |  | 0 |  | 0 |  | 1723.7809 |  | 2046.9898
304.1 | Source of Supply Struct & Improv | 2 | 6072694.5172 |  | 3080677.9286 |  | 1891037.0727 |  | 243515.0501 |  | 641276.541 |  | 194933.494 |  | 9716.3112 |  | 11538.1196 |  |  | Source of Supply Struct & Improv | 2 | 6072694.5172 |  | 3659405.7161 |  | 2392034.3703 |  | 0 |  | 0 |  | 0 |  | 0 |  | 0 |  | 9716.3112 |  | 11538.1196
305 | Collecting &Impounding Reservoirs | 1 | 597698.1305 |  | 295860.5746 |  | 185884.1186 |  | 25760.7894 |  | 66105.4132 |  | 20620.5855 |  | 1554.0151 |  | 1912.634 |  |  | Collecting &Impounding Reservoirs | 1 | 597698.1305 |  | 594231.4814 |  | 0 |  | 0 |  | 0 |  | 0 |  | 0 |  | 0 |  | 1554.0151 |  | 1912.634
306 | Lake, River and Other Intakes | 2 | 6964539.8717 |  | 3533111.0769 |  | 2168757.7161 |  | 279278.0489 |  | 735455.4105 |  | 223561.7299 |  | 11143.2638 |  | 13232.6258 |  |  | Lake, River and Other Intakes | 2 | 6964539.8717 |  | 4196831.7267 |  | 2743332.2555 |  | 0 |  | 0 |  | 0 |  | 0 |  | 0 |  | 11143.2638 |  | 13232.6258
309 | Supply Mains | 2 | 24631165.9257 |  | 12495390.4741 |  | 7670145.0693 |  | 987709.7536 |  | 2601051.1217 |  | 790660.4262 |  | 39409.8655 |  | 46799.2153 |  |  | Supply Mains | 2 | 24631165.9257 |  | 14842740.5868 |  | 9702216.2581 |  | 0 |  | 0 |  | 0 |  | 0 |  | 0 |  | 39409.8655 |  | 46799.2153
311.52 | Pumping Equipment - SS | 2 | 13560794.5193 |  | 6879391.0596 |  | 4222831.4133 |  | 543787.8602 |  | 1432019.9012 |  | 435301.5041 |  | 21697.2712 |  | 25765.5096 |  |  | Pumping Equipment - SS | 2 | 13560794.5193 |  | 8171734.7773 |  | 5341596.9611 |  | 0 |  | 0 |  | 0 |  | 0 |  | 0 |  | 21697.2712 |  | 25765.5096
303.3 | Pumping Land & Land Rights | 6 | 195966.13 |  | 94925.9934 |  | 58025.5711 |  | 7270.3434 |  | 18930.3282 |  | 4468.0278 |  | 5565.4381 |  | 6780.4281 |  |  | Pumping Land & Land Rights | 6 | 195966.13 |  | 101775.2918 |  | 54850.9198 |  | 26990.9168 |  | 0 |  | 0 |  | 0 |  | 0 |  | 5575.205 |  | 6773.7966
304.2 | Pumping Structures & Improvements | 6 | 7238577.4157 |  | 3506366.9002 |  | 2143342.7728 |  | 268551.2221 |  | 699246.5784 |  | 165039.5651 |  | 205575.5986 |  | 250454.7786 |  |  | Pumping Structures & Improvements | 6 | 7238577.4157 |  | 3759365.6044 |  | 2026077.8186 |  | 996987.7982 |  | 0 |  | 0 |  | 0 |  | 0 |  | 205936.3693 |  | 250209.8251
310 | Other Power Production Equipment | 6 | 2807784.1896 |  | 1360090.6615 |  | 831384.8985 |  | 104168.7934 |  | 271231.9527 |  | 64017.4795 |  | 79741.071 |  | 97149.333 |  |  | Other Power Production Equipment | 6 | 2807784.1896 |  | 1458226.7621 |  | 785898.7947 |  | 386723.3044 |  | 0 |  | 0 |  | 0 |  | 0 |  | 79881.0109 |  | 97054.3175
311.2 | Electric Pumping Equipment | 6 | 6492956.4357 |  | 3145188.0975 |  | 1922564.4006 |  | 240888.6838 |  | 627219.5917 |  | 148039.4067 |  | 184399.9628 |  | 224656.2927 |  |  | Electric Pumping Equipment | 6 | 6492956.4357 |  | 3372126.2748 |  | 1817378.5064 |  | 894291.5119 |  | 0 |  | 0 |  | 0 |  | 0 |  | 184723.5717 |  | 224436.571
311.2 | Diesel Pumping Equipment | 6 | 302306.2835 |  | 146437.1637 |  | 89512.8905 |  | 11215.5631 |  | 29202.787 |  | 6892.5833 |  | 8585.4985 |  | 10459.7974 |  |  | Diesel Pumping Equipment | 6 | 302306.2835 |  | 157003.2036 |  | 84615.5287 |  | 41637.4183 |  | 0 |  | 0 |  | 0 |  | 0 |  | 8600.5654 |  | 10449.5674
311.4 | Hydraulic Pumping Equipement | 6 | -1354.6176 |  | -656.1767 |  | -401.1023 |  | -50.2563 |  | -130.8561 |  | -30.8853 |  | -38.4711 |  | -46.8698 |  |  | Hydraulic Pumping Equipement | 6 | -1354.6176 |  | -703.5226 |  | -379.1575 |  | -186.5749 |  | 0 |  | 0 |  | 0 |  | 0 |  | -38.5387 |  | -46.8239
311.5 | Other Pumping Equipment | 6 | 36.2545 |  | 17.5617 |  | 10.735 |  | 1.345 |  | 3.5022 |  | 0.8266 |  | 1.0296 |  | 1.2544 |  |  | Other Pumping Equipment | 6 | 36.2545 |  | 18.8288 |  | 10.1476 |  | 4.9934 |  | 0 |  | 0 |  | 0 |  | 0 |  | 1.0314 |  | 1.2532
303.4 | Land and Land Rights | 2 | 800183.34 |  | 405933.0084 |  | 249177.0921 |  | 32087.3519 |  | 84499.3607 |  | 25685.8852 |  | 1280.2933 |  | 1520.3483 |  |  | Land and Land Rights | 2 | 800183.34 |  | 482190.4807 |  | 315192.2176 |  | 0 |  | 0 |  | 0 |  | 0 |  | 0 |  | 1280.2933 |  | 1520.3483
304.3 | Water Treat Structures & Improv | 2 | 22710222.98 |  | 11520896.1178 |  | 7071963.436 |  | 910679.9415 |  | 2398199.5467 |  | 728998.1577 |  | 36336.3568 |  | 43149.4237 |  |  | Water Treat Structures & Improv | 2 | 22710222.98 |  | 13685180.3677 |  | 8945556.8318 |  | 0 |  | 0 |  | 0 |  | 0 |  | 0 |  | 36336.3568 |  | 43149.4237
311.53 | Pumping Equipment - WT | 2 | 242.37 |  | 122.9543 |  | 75.474 |  | 9.719 |  | 25.5943 |  | 7.7801 |  | 0.38779 |  | 0.4605 |  |  | Pumping Equipment - WT | 2 | 242.37 |  | 146.0522 |  | 95.4695 |  | 0 |  | 0 |  | 0 |  | 0 |  | 0 |  | 0.38779 |  | 0.4605
320.1 | Water Treat Equipment | 2 | 35290141.5475 |  | 17902688.807 |  | 10989350.0779 |  | 1415134.6761 |  | 3726638.9474 |  | 1132813.5437 |  | 56464.2265 |  | 67051.2689 |  |  | Water Treat Equipment | 2 | 35290141.5475 |  | 21265839.2965 |  | 13900786.7555 |  | 0 |  | 0 |  | 0 |  | 0 |  | 0 |  | 56464.2265 |  | 67051.2689
320.2 | WT Filter Media | 2 | 110447.1374 |  | 56029.8328 |  | 34393.2386 |  | 4428.9302 |  | 11663.2177 |  | 3545.3531 |  | 176.7154 |  | 209.8496 |  |  | WT Filter Media | 2 | 110447.1374 |  | 66555.445 |  | 43505.1274 |  | 0 |  | 0 |  | 0 |  | 0 |  | 0 |  | 176.7154 |  | 209.8496
303.5 | Land and Land Rights - T&D | 7 | 7696495.5632 |  | 3611195.7182 |  | 2191961.9364 |  | 258602.2509 |  | 654971.7724 |  | 46178.9734 |  | 421767.9569 |  | 511816.955 |  |  | Land and Land Rights - T&D | 7 | 7696495.5632 |  | 2993167.1245 |  | 570310.3212 |  | 3199433.2056 |  | 0 |  | 0 |  | 0 |  | 0 |  | 421767.9569 |  | 511816.955
304.4 | T & D Structures & Improvements | 7 | 303002.9374 |  | 142168.9782 |  | 86295.2366 |  | 10180.8987 |  | 25785.55 |  | 1818.0176 |  | 16604.561 |  | 20149.6953 |  |  | T & D Structures & Improvements | 7 | 303002.9374 |  | 117837.8423 |  | 22452.5177 |  | 125958.3211 |  | 0 |  | 0 |  | 0 |  | 0 |  | 16604.561 |  | 20149.6953
311.54 | Pumping Equipment - T&D | 7 | 356051.5004 |  | 167059.364 |  | 101403.4673 |  | 11963.3304 |  | 30299.9827 |  | 2136.309 |  | 19511.6222 |  | 23677.4248 |  |  | Pumping Equipment - T&D | 7 | 356051.5004 |  | 138468.4285 |  | 26383.4162 |  | 148010.6087 |  | 0 |  | 0 |  | 0 |  | 0 |  | 19511.6222 |  | 23677.4248
330 | Distrib. Reservoirs & Standpipes | 5 | 15578399.3357 |  | 6570968.8398 |  | 3977165.3504 |  | 456447.1005 |  | 1145012.3512 |  | 324030.7062 |  | 1403613.7801 |  | 1701161.2075 |  |  | Distrib. Reservoirs & Standpipes | 5 | 15578399.3357 |  | 4972625.0679 |  | 0 |  | 7500999.2801 |  | 0 |  | 0 |  | 0 |  | 0 |  | 1403613.7801 |  | 1701161.2075
331 | Transmission & Distribution Mains | [18 empty] | Transmission & Distribution Mains
| Not Classified | 4 | 3697427.5569 |  | 1739269.9228 |  | 1052657.6255 |  | 121275.6239 |  | 303558.8024 |  | 0 |  | 217038.9976 |  | 263626.5848 |  |  | Not Classified | 4 | 3697427.5569 |  | 1281898.134 |  | 0 |  | 1934863.8405 |  | 0 |  | 0 |  | 0 |  | 0 |  | 217038.9976 |  | 263626.5848
| 4 inch or less | 4 | 6485904.4692 |  | 3050969.4623 |  | 1846537.0024 |  | 212737.6666 |  | 532492.7569 |  | 0 |  | 380722.5923 |  | 462444.9887 |  |  | 4 inch or less | 4 | 6485904.4692 |  | 2248663.0795 |  | 0 |  | 3394073.8087 |  | 0 |  | 0 |  | 0 |  | 0 |  | 380722.5923 |  | 462444.9887
| 6 inch to 8 inch | 4 | 50269469.9826 |  | 23646758.6798 |  | 14311718.104 |  | 1648838.6154 |  | 4127123.4856 |  | 0 |  | 2950817.888 |  | 3584213.2098 |  |  | 6 inch to 8 inch | 4 | 50269469.9826 |  | 17428425.243 |  | 0 |  | 26306013.6419 |  | 0 |  | 0 |  | 0 |  | 0 |  | 2950817.888 |  | 3584213.2098
| 10 inch to 16 inch | 3 | 46510308.4323 |  | 21599387.236 |  | 13255437.9032 |  | 1706928.3195 |  | 4492895.7946 |  | 1367403.0679 |  | 1846459.2448 |  | 2241796.8664 |  |  | 10 inch to 16 inch | 3 | 46510308.4323 |  | 25799268.0874 |  | 16771617.2207 |  | 0 |  | 0 |  | 0 |  | 0 |  | 0 |  | 1781344.813 |  | 2158078.3113
| 18 inch or Greater | 3 | 77388326.92 |  | 35939139.0216 |  | 22055673.1722 |  | 2840151.598 |  | 7475712.3805 |  | 2275216.8114 |  | 3072316.5787 |  | 3730117.3575 |  |  | 18 inch or Greater | 3 | 77388326.92 |  | 42927304.9425 |  | 27906230.6874 |  | 0 |  | 0 |  | 0 |  | 0 |  | 0 |  | 2963972.921 |  | 3590818.3691
333 | Services | 10 | 8576274.0723 |  | 7066849.8356 |  | 970834.225 |  | 10291.5289 |  | 120067.837 |  | 5145.7644 |  | 403084.8814 |  | 0 |  |  | Services | 10 | 8576274.0723 |  | 0 |  | 0 |  | 0 |  | 0 |  | 8173189.1909 |  | 0 |  | 0 |  | 403084.8814 |  | 0
334 | Meters | 9 | 26394093.6168 |  | 21827915.4211 |  | 3462905.0825 |  | 108215.7838 |  | 625540.0187 |  | 63345.8247 |  | 306171.486 |  | 0 |  |  | Meters | 9 | 26394093.6168 |  | 0 |  | 0 |  | 0 |  | 26087922.1309 |  | 0 |  | 0 |  | 0 |  | 306171.486 |  | 0
334 | Meter Installations | 9 | 12607261.9815 |  | 10426205.6587 |  | 1654072.772 |  | 51689.7741 |  | 298792.109 |  | 30257.4288 |  | 146244.239 |  | 0 |  |  | Meter Installations | 9 | 12607261.9815 |  | 0 |  | 0 |  | 0 |  | 12461017.7425 |  | 0 |  | 0 |  | 0 |  | 146244.239 |  | 0
335 | Fire Hydrants | 8 | 9034173.7129 |  | 0 |  | 0 |  | 0 |  | 0 |  | 0 |  | 0 |  | 9034173.7129 |  |  | Fire Hydrants | 8 | 9034173.7129 |  | 0 |  | 0 |  | 0 |  | 0 |  | 0 |  | 0 |  | 0 |  | 0 |  | 9034173.7129
304.5 | Office Structures | 15 | 10802913.8582 |  | 7025134.882 |  | 2224319.9634 |  | 222540.0255 |  | 623328.1296 |  | 150160.5026 |  | 176087.4959 |  | 381342.8592 |  |  | Office Structures | 15 | 10802913.8582 |  | 3174976.3829 |  | 1637721.7409 |  | 514218.6996 |  | 1959648.5739 |  | 531503.3618 |  | 1899152.2563 |  | 546627.4412 |  | 157722.5423 |  | 381342.8592
340.1 | Office Furniture and Equipment | 15 | 232116.2118 |  | 150945.1725 |  | 47792.728 |  | 4781.594 |  | 13393.1054 |  | 3226.4153 |  | 3783.4943 |  | 8193.7023 |  |  | Office Furniture and Equipment | 15 | 232116.2118 |  | 68218.9546 |  | 35188.8177 |  | 11048.7317 |  | 42105.8808 |  | 11420.1176 |  | 40806.03 |  | 11745.0803 |  | 3388.8967 |  | 8193.7023
340.2 | Computer Equipment and Software | 15 | -837136.4988 |  | -544389.8652 |  | -172366.4051 |  | -17245.0119 |  | -48302.776 |  | -11636.1973 |  | -13645.3249 |  | -29550.9184 |  |  | Computer Equipment and Software | 15 | -837136.4988 |  | -246034.417 |  | -126909.8932 |  | -39847.6973 |  | -151856.5609 |  | -41187.1157 |  | -147168.5965 |  | -42359.1068 |  | -12222.1929 |  | -29550.9184
340.3 | Computer Software - Special - CIS | 13 | 3142918.7158 |  | 2827369.6767 |  | 225347.2719 |  | 1257.1675 |  | 19486.096 |  | 628.5837 |  | 67887.0443 |  | 942.8756 |  |  | Computer Software - Special - CIS | 13 | 3142918.7158 |  | 0 |  | 0 |  | 0 |  | 0 |  | 0 |  | 3074088.7959 |  | 0 |  | 67887.0443 |  | 942.8756
340.3 | Computer Software - Special - Other | 15 | 6828270.1033 |  | 4440424.0482 |  | 1405940.8143 |  | 140662.3641 |  | 393991.185 |  | 94912.9544 |  | 111300.8027 |  | 241037.9346 |  |  | Computer Software - Special - Other | 15 | 6828270.1033 |  | 2006828.5834 |  | 1035165.7477 |  | 325025.6569 |  | 1238648.1967 |  | 335950.8891 |  | 1200409.8842 |  | 345510.4672 |  | 99692.7435 |  | 241037.9346
341 | Transportation Equip | 15 | 2817241.3294 |  | 1832052.0365 |  | 580069.9897 |  | 58035.1714 |  | 162554.8247 |  | 39159.6545 |  | 45921.0337 |  | 99448.6189 |  |  | Transportation Equip | 15 | 2817241.3294 |  | 827987.2267 |  | 427093.7855 |  | 134100.6873 |  | 511047.5772 |  | 138608.2734 |  | 495271.0257 |  | 142552.4113 |  | 41131.7234 |  | 99448.6189
342 | Stores Equipment | 15 | 2485.0988 |  | 1616.0597 |  | 511.6818 |  | 51.193 |  | 143.3902 |  | 34.5429 |  | 40.5071 |  | 87.724 |  |  | Stores Equipment | 15 | 2485.0988 |  | 730.3705 |  | 376.741 |  | 118.2907 |  | 450.7969 |  | 122.2669 |  | 436.8804 |  | 125.746 |  | 36.2824 |  | 87.724
343 | Tools, Shop & Garage Equipment | 15 | 1431910.8703 |  | 931171.639 |  | 294830.4482 |  | 29497.3639 |  | 82621.2572 |  | 19903.5611 |  | 23340.1472 |  | 50546.4537 |  |  | Tools, Shop & Garage Equipment | 15 | 1431910.8703 |  | 420838.6048 |  | 217077.6879 |  | 68158.9574 |  | 259748.6319 |  | 70450.0148 |  | 251729.931 |  | 72454.69 |  | 20905.8987 |  | 50546.4537
344 | Laboratory Equipment | 2 | 519230.5455 |  | 263405.6557 |  | 161688.3919 |  | 20821.1449 |  | 54830.7456 |  | 16667.3005 |  | 830.7689 |  | 986.538 |  |  | Laboratory Equipment | 2 | 519230.5455 |  | 312888.3267 |  | 204524.9119 |  | 0 |  | 0 |  | 0 |  | 0 |  | 0 |  | 830.7689 |  | 986.538
345 | Power Operated Equipment | 15 | 508657.893 |  | 330780.2278 |  | 104732.6602 |  | 10478.3526 |  | 29349.5604 |  | 7070.3447 |  | 8291.1237 |  | 17955.6236 |  |  | Power Operated Equipment | 15 | 508657.893 |  | 149494.5547 |  | 77112.5366 |  | 24212.1157 |  | 92270.5418 |  | 25025.9683 |  | 89422.0576 |  | 25738.0894 |  | 7426.4052 |  | 17955.6236
346 | Communication Equipment | 15 | 3729655.0761 |  | 2425394.696 |  | 767935.9802 |  | 76830.8946 |  | 215201.0979 |  | 51842.2056 |  | 60793.3777 |  | 131656.8242 |  |  | Communication Equipment | 15 | 3729655.0761 |  | 1096145.6269 |  | 565415.7095 |  | 177531.5816 |  | 676559.4308 |  | 183499.0297 |  | 655673.3624 |  | 188720.5469 |  | 54452.9641 |  | 131656.8242
347 | Miscellaneous Equipment | 15 | 833878.5121 |  | 542271.1964 |  | 171695.5856 |  | 17177.8974 |  | 48114.7902 |  | 11590.9113 |  | 13592.2197 |  | 29435.9115 |  |  | Miscellaneous Equipment | 15 | 833878.5121 |  | 245076.8947 |  | 126415.9824 |  | 39692.6172 |  | 151265.5621 |  | 41026.8228 |  | 146595.8424 |  | 42194.2527 |  | 12174.6263 |  | 29435.9115
348 | Other Tangible Property | 15 | 161416.6788 |  | 104969.2662 |  | 33235.6942 |  | 3325.1836 |  | 9313.7424 |  | 2243.6918 |  | 2631.0919 |  | 5698.0088 |  |  | Other Tangible Property | 15 | 161416.6788 |  | 47440.3619 |  | 24470.7685 |  | 7683.4339 |  | 29280.9855 |  | 7941.7006 |  | 28377.0521 |  | 8167.6839 |  | 2356.6835 |  | 5698.0088
| Total Plant in Service, Net of Accumulated | [18 empty] | Total Depreciable Plant Net of Accumulated Depreciation,
| Depreciation, Contributions and Advances |  | 424701959.0032 |  | 221490830.3709 |  | 110891469.593 |  | 13149502.4235 |  | 34962429.0401 |  | 8498942.1295 |  | 12364845.8575 |  | 23343939.5886 |  |  | Contributions and Advances |  | 424701959.0032 |  | 182850770.8627 |  | 98316792.2866 |  | 46277112.5542 |  | 43412926.8384 |  | 9489575.6698 |  | 7744652.9774 |  | 1343210.657 |  | 12146842.4563 |  | 23120074.7008
| OTHER RATE BASE ELEMENTS | [18 empty] | OTHER RATE BASE ELEMENTS
| Utility Plant Acquisition Adjustments | 17 |  |  | 0 |  | 0 |  | 0 |  | 0 |  | 0 |  | 0 |  | 0 |  |  | Utility Plant Acquisition Adjustments | 17 | 0 |  | 0 |  | 0 |  | 0 |  | 0 |  | 0 |  | 0 |  | 0 |  | 0 |  | 0
| CWIP - Water Treatment Plant and Supply Mains | 2 | 303046.5654 |  | 153735.5226 |  | 94368.7005 |  | 12152.1673 |  | 32001.7173 |  | 9727.7947 |  | 484.8745 |  | 575.7885 |  |  | CWIP - Water Treatment Plant and Supply Mains | 2 | 303046.5654 |  | 182615.8603 |  | 119370.0421 |  | 0 |  | 0 |  | 0 |  | 0 |  | 0 |  | 484.8745 |  | 575.7885
| CWIP - Transmission Mains | 3 | 3429981.8146 |  | 1592883.5547 |  | 977544.8172 |  | 125880.3326 |  | 331336.2433 |  | 100841.4653 |  | 136170.278 |  | 165325.1235 |  |  | CWIP - Transmission Mains | 3 | 3429981.8146 |  | 1902610.9126 |  | 1236851.4423 |  | 0 |  | 0 |  | 0 |  | 0 |  | 0 |  | 131368.3035 |  | 159151.1562
| CWIP - Reservoirs and Standpipes | 5 | 1034854.449 |  | 436501.6066 |  | 264198.3408 |  | 30321.2354 |  | 76061.802 |  | 21524.9725 |  | 93240.3859 |  | 113006.1058 |  |  | CWIP - Reservoirs and Standpipes | 5 | 1034854.449 |  | 330325.5401 |  | 0 |  | 498282.4172 |  | 0 |  | 0 |  | 0 |  | 0 |  | 93240.3859 |  | 113006.1058
| CWIP - Distribution Mains | 4 | 877859.874 |  | 412945.2847 |  | 249926.7061 |  | 28793.8039 |  | 72072.2957 |  | 0 |  | 51530.3746 |  | 62591.409 |  |  | CWIP - Distribution Mains | 4 | 877859.874 |  | 304354.0183 |  | 0 |  | 459384.072 |  | 0 |  | 0 |  | 0 |  | 0 |  | 51530.3746 |  | 62591.409
| CWIP - Pumping | 6 | 291990.6248 |  | 141440.2587 |  | 86458.424 |  | 10832.8522 |  | 28206.2944 |  | 6657.3862 |  | 8292.5337 |  | 10102.8756 |  |  | CWIP - Pumping | 6 | 291990.6248 |  | 151645.7515 |  | 81728.1759 |  | 40216.6163 |  | 0 |  | 0 |  | 0 |  | 0 |  | 8307.0866 |  | 10092.9947
| CWIP - Meters and Meter Installations | 9 | 165783.1102 |  | 137102.6322 |  | 21750.7441 |  | 679.7108 |  | 3929.0597 |  | 397.8795 |  | 1923.0841 |  | 0 |  |  | CWIP - Meters and Meter Installations | 9 | 165783.1102 |  | 0 |  | 0 |  | 0 |  | 163860.0262 |  | 0 |  | 0 |  | 0 |  | 1923.0841 |  | 0
| CWIP - Services | 10 | 49089.8606 |  | 40450.0451 |  | 5556.9722 |  | 58.9078 |  | 687.258 |  | 29.4539 |  | 2307.2234 |  | 0 |  |  | CWIP - Services | 10 | 49089.8606 |  | 0 |  | 0 |  | 0 |  | 0 |  | 46782.6371 |  | 0 |  | 0 |  | 2307.2234 |  | 0
| CWIP - Hydrants | 8 | 81474.5762 |  | 0 |  | 0 |  | 0 |  | 0 |  | 0 |  | 0 |  | 81474.5762 |  |  | CWIP - Hydrants | 8 | 81474.5762 |  | 0 |  | 0 |  | 0 |  | 0 |  | 0 |  | 0 |  | 0 |  | 0 |  | 81474.5762
| CWIP - Other | 15 | 617186.6288 |  | 401356.4647 |  | 127078.7269 |  | 12714.0446 |  | 35611.6685 |  | 8578.8941 |  | 10060.142 |  | 21786.688 |  |  | CWIP - Other | 15 | 617186.6288 |  | 181391.1502 |  | 93565.4929 |  | 29378.0835 |  | 111957.6545 |  | 30365.5821 |  | 108501.4093 |  | 31229.6434 |  | 9010.9248 |  | 21786.688
| Working Capital Allowance | 15A | 3946000 |  | 2524650.8 |  | 849179.2 |  | 91547.2 |  | 251360.2 |  | 65898.2 |  | 55638.6 |  | 107725.8 |  |  | Working Capital Allowance | 15A | 3946000 |  | 1562616 |  | 460892.8 |  | 140083 |  | 566251 |  | 146791.2 |  | 784859.4 |  | 125877.4 |  | 50903.4 |  | 107725.8
| Materials and Supplies | 17 | 727080.975 |  | 378736.4799 |  | 189913.5507 |  | 22539.5102 |  | 59911.4723 |  | 14541.6195 |  | 21376.1807 |  | 40062.1617 |  |  | Materials and Supplies | 17 | 727080.975 |  | 313226.484 |  | 168246.5376 |  | 79688.0749 |  | 73580.5947 |  | 16141.1976 |  | 13232.8737 |  | 2326.6591 |  | 20939.9321 |  | 39698.6212
| Deferred Income Taxes | 17 | -57007043.56 |  | -29694968.9904 |  | -14890239.7779 |  | -1767218.3504 |  | -4697380.3893 |  | -1140140.8712 |  | -1676007.0807 |  | -3141088.1002 |  |  | Deferred Income Taxes | 17 | -57007043.56 |  | -24558634.3656 |  | -13191429.8798 |  | -6247971.9742 |  | -5769112.8083 |  | -1265556.367 |  | -1037528.1928 |  | -182422.5394 |  | -1641802.8545 |  | -3112584.5784
| Deferred Investment Tax Credits | 17 | -55276 |  | -28793.2684 |  | -14438.0912 |  | -1713.556 |  | -4554.7424 |  | -1105.52 |  | -1625.1144 |  | -3045.7076 |  |  | Deferred Investment Tax Credits | 17 | -55276 |  | -23812.9008 |  | -12790.8664 |  | -6058.2496 |  | -5593.9312 |  | -1227.1272 |  | -1006.0232 |  | -176.8832 |  | -1591.9488 |  | -3018.0696
| Deferred Maintenance - Tank Painting | 5 | 4644233 |  | 1958937.4794 |  | 1185672.6849 |  | 136076.0269 |  | 341351.1255 |  | 96600.0464 |  | 418445.3933 |  | 507150.2436 |  |  | Deferred Maintenance - Tank Painting | 5 | 4644233 |  | 1482439.1736 |  | 0 |  | 2236198.1895 |  | 0 |  | 0 |  | 0 |  | 0 |  | 418445.3933 |  | 507150.2436
| Deferred Debits | [18 empty] | Deferred Debits
| Deferred Debits Source of Supply | 2 | 1536404 |  | 779417.7492 |  | 478436.2056 |  | 61609.8004 |  | 162244.2624 |  | 49318.5684 |  | 2458.2464 |  | 2919.1676 |  |  | Source of Supply | 2 | 1536404 |  | 925837.0504 |  | 605189.5356 |  | 0 |  | 0 |  | 0 |  | 0 |  | 0 |  | 2458.2464 |  | 2919.1676
| Other Rate Base Elements | 17 | 650080.5446 |  | 338626.9557 |  | 169801.0382 |  | 20152.4969 |  | 53566.6369 |  | 13001.6109 |  | 19112.368 |  | 35819.438 |  |  | Other Rate Base Elements | 17 | 650080.5446 |  | 280054.6986 |  | 150428.638 |  | 71248.8277 |  | 65788.1511 |  | 14431.7881 |  | 11831.4659 |  | 2080.2577 |  | 18722.3197 |  | 35494.3977
| Total Other Rate Base Elements |  | -38707253.5368 |  | -20426977.4254 |  | -10204791.7579 |  | -1215573.8175 |  | -3253595.0958 |  | -754128.4996 |  | -856592.5104 |  | -1995594.4302 |  |  | Total Other Rate Base Elements |  | -38707253.5368 |  | -16965330.6268 |  | -10287948.0817 |  | -2699550.9427 |  | -4793269.3131 |  | -1012271.0893 |  | -120109.067 |  | -21085.4623 |  | -833753.2545 |  | -1973935.6994
| Total Original Cost Measure of Value |  | 385994705.4665 |  | 201063852.9456 |  | 100686677.8351 |  | 11933928.606 |  | 31708833.9444 |  | 7744813.6299 |  | 11508253.3472 |  | 21348345.1584 |  |  | Total Original Cost Measure of Value |  | 385994705.4665 |  | 165885440.2359 |  | 88028844.2049 |  | 43577561.6115 |  | 38619657.5254 |  | 8477304.5805 |  | 7624543.9104 |  | 1322125.1947 |  | 11313089.2017 |  | 21146139.0014
[32 empty] | 0.2308 |  | 0.0231
| T&D OP BASIS FOR FACTOR 11 |  | 899123.9101 |  | 677990.3868 |  | 146112.1049 |  | 9092.4843 |  | 32559.6895 |  | 2817.0236 |  | 18362.9373 |  | 12189.2837 | 0 |  | T&D OP BASIS FOR FACTOR 11 |  | 899123.9101 |  | 71284.3977 |  | 13582.3447 |  | 76196.7707 |  | 707113.8396 |  | 394.3362 |  | 0 |  | 0 |  | 18362.9373 |  | 12189.2837 | 0
| FACTOR 11 |  |  |  | 0.7541 |  | 0.1625 |  | 0.0101 |  | 0.0362 |  | 0.0031 |  | 0.0204 |  | 0.0136 | 1 |  | FACTOR 11 |  |  |  | 0.0794 |  | 0.0151 |  | 0.0847 |  | 0.7864 |  | 0.0004 |  | 0 |  | 0 |  | 0.0204 |  | 0.0136 | 1
| T&D Mnt BASIS FOR FACTOR 12 |  | 1010022.8284 |  | 525913.2042 |  | 171942.8718 |  | 15667.838 |  | 43963.9518 |  | 3031.457 |  | 41280.2632 |  | 208223.2423 | 0 |  | T&D Mnt BASIS FOR FACTOR 12 |  | 1010022.8284 |  | 174663.1244 |  | 33141.3402 |  | 187019.1127 |  | 39106.4651 |  | 326589.2804 |  | 0 |  | 0 |  | 41280.2632 |  | 208223.2423 | 0
| FACTOR 12 |  |  |  | 0.5207 |  | 0.1702 |  | 0.0155 |  | 0.0435 |  | 0.003 |  | 0.0409 |  | 0.2062 | 1 |  | FACTOR 12 |  |  |  | 0.1729 |  | 0.0328 |  | 0.1852 |  | 0.0387 |  | 0.3233 |  | 0 |  | 0 |  | 0.0409 |  | 0.2062 | 1
| A&G BASIS FOR FACTOR 15 |  | 10927699.5918 |  | 7105966.3428 |  | 2250541.4052 |  | 225349.5567 |  | 630319.2425 |  | 152106.2619 |  | 177754.0831 |  | 385662.6996 | 0 |  | A&G BASIS FOR FACTOR 15 |  | 10927699.5918 |  | 3213203.7584 |  | 1656183.729 |  | 519759.5521 |  | 1981867.7407 |  | 537333.0867 |  | 1921203.2733 |  | 552734.5194 |  | 159752.7108 |  | 385661.2213 | 0
| FACTOR 15 |  |  |  | 0.6503 |  | 0.2059 |  | 0.0206 |  | 0.0577 |  | 0.0139 |  | 0.0163 |  | 0.0353 | 1 |  | FACTOR 15 |  |  |  | 0.2939 |  | 0.1516 |  | 0.0476 |  | 0.1814 |  | 0.0492 |  | 0.1758 |  | 0.0506 |  | 0.0146 |  | 0.0353 | 1
| CASH WORKING CAPITAL FOR FACTOR 15A |  | 33963110.529 |  | 21733297.828 |  | 7307386.0771 |  | 789250.1796 |  | 2163484.5202 |  | 565808.2009 |  | 477799.9071 |  | 926083.8161 | 0 |  | CASH WORKING CAPITAL FOR FACTOR 15A |  | 33963110.529 |  | 13456852.3708 |  | 3966288.9542 |  | 1204817.9443 |  | 4874393.0368 |  | 1262493.9779 |  | 6753618.7974 |  | 1079317.6192 |  | 439327.9891 |  | 925999.8393 | 0
| FACTOR 15A |  |  |  | 0.6398 |  | 0.2152 |  | 0.0232 |  | 0.0637 |  | 0.0167 |  | 0.0141 |  | 0.0273 | 1 |  | FACTOR 15A |  |  |  | 0.396 |  | 0.1168 |  | 0.0355 |  | 0.1435 |  | 0.0372 |  | 0.1989 |  | 0.0319 |  | 0.0129 |  | 0.0273 | 1
| LABOR BASIS FOR FACTOR 16 |  | 6880212.6971 |  | 4318701.051 |  | 1498356.7547 |  | 156181.0303 |  | 439436.1991 |  | 107395.9102 |  | 97353.1542 |  | 262788.5977 | 0 |  | LABOR BASIS FOR FACTOR 16 |  | 6880212.6971 |  | 2143920.2654 |  | 1254178.2217 |  | 315435.6176 |  | 1767027.9051 |  | 377943.2864 |  | 640946.4761 |  | 26580.8321 |  | 91392.9734 |  | 262787.1194 | 0
| FACTOR 16 |  |  |  | 0.6277 |  | 0.2178 |  | 0.0227 |  | 0.0639 |  | 0.0156 |  | 0.0141 |  | 0.0382 | 1 |  | FACTOR 16 |  |  |  | 0.3116 |  | 0.1823 |  | 0.0458 |  | 0.2568 |  | 0.0549 |  | 0.0932 |  | 0.0039 |  | 0.0133 |  | 0.0382 | 1
| UPIS BASIS FOR FACTOR 17 |  | 431011553.1051 |  | 224525088.0652 |  | 112576867.9322 |  | 13354143.6025 |  | 35497701.4907 |  | 8635866.5078 |  | 12652929.5558 |  | 23768955.9507 | 0 |  | UPIS BASIS FOR FACTOR 17 |  | 431011553.1051 |  | 185670361.1942 |  | 99722964.2147 |  | 47245006.3384 |  | 43633927.1708 |  | 9554698.7395 |  | 7843295.9308 |  | 1372706.9456 |  | 12429414.5196 |  | 23539178.0514 | 0
| FACTOR 17 |  |  |  | 0.5209 |  | 0.2612 |  | 0.031 |  | 0.0824 |  | 0.02 |  | 0.0294 |  | 0.0551 | 1 |  | FACTOR 17 |  |  |  | 0.4308 |  | 0.2314 |  | 0.1096 |  | 0.1012 |  | 0.0222 |  | 0.0182 |  | 0.0032 |  | 0.0288 |  | 0.0546 | 1
| RATE BASE BASIS FOR FACTOR 18 |  | 385994705.4665 |  | 201063852.9456 |  | 100686677.8351 |  | 11933928.606 |  | 31708833.9444 |  | 7744813.6299 |  | 11508253.3472 |  | 21348345.1584 | 0 |  | RATE BASE BASIS FOR FACTOR 18 |  | 385994705.4665 |  | 165885440.2359 |  | 88028844.2049 |  | 43577561.6115 |  | 38619657.5254 |  | 8477304.5805 |  | 7624543.9104 |  | 1322125.1947 |  | 11313089.2017 |  | 21146139.0014 | 0
| FACTOR 18 |  |  |  | 0.521 |  | 0.2608 |  | 0.0309 |  | 0.0821 |  | 0.0201 |  | 0.0298 |  | 0.0553 | 1 |  | FACTOR 18 |  |  |  | 0.4297 |  | 0.2281 |  | 0.1129 |  | 0.1001 |  | 0.022 |  | 0.0197 |  | 0.0034 |  | 0.0293 |  | 0.0548 | 1
| TOTAL COS BASIS FOR FACTOR 19 |  | 96058673.884 |  | 54773143.0898 |  | 23271041.0649 |  | 2662430.1432 |  | 7159783.4906 |  | 1791367.1415 |  | 2256543.92 |  | 4144365.034 | 0 |  | TOTAL COS BASIS FOR FACTOR 19 |  | 96058673.884 |  | 39522958.3975 |  | 17926460.3605 |  | 7778987.0229 |  | 11439088.2606 |  | 3284783.862 |  | 8456378.6679 |  | 1347460.2214 |  | 2186751.465 |  | 4115805.6263 | 0
| FACTOR 19 |  |  |  | 0.5703 |  | 0.2423 |  | 0.0277 |  | 0.0745 |  | 0.0186 |  | 0.0235 |  | 0.0431 | 1 |  | FACTOR 19 |  |  |  | 0.4115 |  | 0.1866 |  | 0.081 |  | 0.1191 |  | 0.0342 |  | 0.088 |  | 0.014 |  | 0.0228 |  | 0.0428 | 1
Table of Factors - Table Name "FACTORS"
[5 empty] | 2 |  | 4 |  | 6 |  | 8 |  | 10 |  | 12 |  | 14 | 20 | [5 empty] | 2 |  | 4 |  | 6 |  | 8 |  | 10 |  | 12 |  | 14 |  | 16 |  | 18
[5 empty] | Residential |  | Commercial |  | Industrial |  | Public |  | Resale |  | Private Fire |  | Public Fire | Total | [15 empty] | Billing & |  | Uncollectible |  | private Fire |  | Public Fire
[24 empty] | Base |  | Max Day |  | Max Hour |  | Meters |  | Services |  | Collecting |  | Accounts |  | Service |  | Service
|  |  |  | 1 | 0.495 |  | 0.311 |  | 0.0431 |  | 0.1106 |  | 0.0345 |  | 0.0026 |  | 0.0032 | 1 | ok |  |  |  | 1 | 0.9942 |  | 0 |  | 0 |  | 0 |  | 0 |  | 0 |  |  |  | 0.0026 |  | 0.0032 | 1
|  |  |  | 2 | 0.5073 |  | 0.3114 |  | 0.0401 |  | 0.1056 |  | 0.0321 |  | 0.0016 |  | 0.0019 | 1 | ok |  |  |  | 2 | 0.6026 |  | 0.3939 |  | 0 |  | 0 |  | 0 |  | 0 |  |  |  | 0.0016 |  | 0.0019 | 1
|  |  |  | 3 | 0.4644 |  | 0.285 |  | 0.0367 |  | 0.0966 |  | 0.0294 |  | 0.0397 |  | 0.0482 | 1 | ok |  |  |  | 3 | 0.5547 |  | 0.3606 |  | 0 |  | 0 |  | 0 |  | 0 |  |  |  | 0.0383 |  | 0.0464 | 1
|  |  |  | 4 | 0.4704 |  | 0.2847 |  | 0.0328 |  | 0.0821 |  | 0 |  | 0.0587 |  | 0.0713 | 1 | ok |  |  |  | 4 | 0.3467 |  | 0 |  | 0.5233 |  | 0 |  | 0 |  | 0 |  |  |  | 0.0587 |  | 0.0713 | 1
|  |  |  | 5 | 0.4218 |  | 0.2553 |  | 0.0293 |  | 0.0735 |  | 0.0208 |  | 0.0901 |  | 0.1092 | 1 | ok |  |  |  | 5 | 0.3192 |  | 0 |  | 0.4815 |  | 0 |  | 0 |  | 0 |  |  |  | 0.0901 |  | 0.1092 | 1
|  |  |  | 6 | 0.4844 |  | 0.2961 |  | 0.0371 |  | 0.0966 |  | 0.0228 |  | 0.0284 |  | 0.0346 | 1 | ok |  |  |  | 6 | 0.51935 |  | 0.2799 |  | 0.13773 | [9 empty] | 0.02845 |  | 0.034566 | 1
|  |  |  | 7 | 0.4692 |  | 0.2848 |  | 0.0336 |  | 0.0851 |  | 0.006 |  | 0.0548 |  | 0.0665 | 1 | ok |  |  |  | 7 | 0.3889 |  | 0.0741 |  | 0.4157 | [9 empty] | 0.0548 |  | 0.0665 | 1
|  |  |  | 8 | 0 |  | 0 |  | 0 |  | 0 |  | 0 |  | 0 |  | 1 | 1 | ok |  |  |  | 8 | 0 |  | 0 |  | 0 |  | 0 |  | 0 |  | 0 |  |  |  | 0 |  | 1 | 1
|  |  |  | 9 | 0.827 |  | 0.1312 |  | 0.0041 |  | 0.0237 |  | 0.0024 |  | 0.0116 |  | 0 | 1 | ok |  |  |  | 9 | 0 |  | 0 |  | 0 |  | 0.9884 |  | 0 | [5 empty] | 0.0116 |  | 0 | 1
|  |  |  | 10 | 0.824 |  | 0.1132 |  | 0.0012 |  | 0.014 |  | 0.0006 |  | 0.047 |  | 0 | 1 | ok |  |  |  | 10 | 0 |  | 0 |  | 0 |  | 0 |  | 0.953 |  | 0 |  |  |  | 0.047 |  | 0 | 1
|  |  |  | 11 | 0.7541 |  | 0.1625 |  | 0.0101 |  | 0.0362 |  | 0.0031 |  | 0.0204 |  | 0.0136 | 1 | ok |  |  |  | 11 | 0.0794 | 0 | 0.0151 | 0 | 0.0847 | 0 | 0.7864 | 0 | 0.0004 | 0 | 0 |  |  | 0 | 0.0204 | 0 | 0.0136 | 1
|  |  |  | 12 | 0.5207 |  | 0.1702 |  | 0.0155 |  | 0.0435 |  | 0.003 |  | 0.0409 |  | 0.2062 | 1 | ok |  |  |  | 12 | 0.1729 | 0 | 0.0328 | 0 | 0.1852 | 0 | 0.0387 | 0 | 0.3233 | 0 | 0 |  |  | 0 | 0.0409 | 0 | 0.2062 | 1
|  |  |  | 13 | 0.8996 |  | 0.0717 |  | 0.0004 |  | 0.0062 |  | 0.0002 |  | 0.0216 |  | 0.0003 | 1 | ok |  |  |  | 13 | 0 |  | 0 |  | 0 | 0 | 0 |  | 0 |  | 0.9781 |  |  |  | 0.0216 |  | 0.0003 | 1
|  |  |  | 14 | 0.9079 |  | 0.0724 |  | 0.0004 |  | 0.0062 |  | 0.0002 |  | 0.0129 |  | 0 | 1 | ok |  |  |  | 14 | 0 |  | 0 |  | 0 | 0 | 0 |  | 0 |  | 1 |  |  |  | 0 |  | 0 | 1
|  |  |  | 15 | 0.6503 | 0 | 0.2059 | 0 | 0.0206 | 0 | 0.0577 | 0 | 0.0139 | 0 | 0.0163 | 0 | 0.0353 | 1 | ok |  |  |  | 15 | 0.2939 | 0 | 0.1516 | 0 | 0.0476 | 0 | 0.1814 | 0 | 0.0492 | 0 | 0.1758 | 0 | 0.0506 | 0 | 0.0146 | 0 | 0.0353 | 1
|  |  |  | 15A | 0.6398 |  | 0.2152 |  | 0.0232 |  | 0.0637 |  | 0.0167 |  | 0.0141 |  | 0.0273 | 1 | ok |  |  |  | 15A | 0.396 |  | 0.1168 |  | 0.0355 |  | 0.1435 |  | 0.0372 |  | 0.1989 |  | 0.0319 |  | 0.0129 |  | 0.0273 | 1
|  |  |  | 16 | 0.6277 | 0 | 0.2178 | 0 | 0.0227 | 0 | 0.0639 | 0 | 0.0156 | 0 | 0.0141 | 0 | 0.0382 | 1 | ok |  |  |  | 16 | 0.3116 | 0 | 0.1823 | 0 | 0.0458 | 0 | 0.2568 | 0 | 0.0549 | 0 | 0.0932 | 0 | 0.0039 | 0 | 0.0133 | 0 | 0.0382 | 1
|  |  |  | 17 | 0.5209 | 0 | 0.2612 | 0 | 0.031 | 0 | 0.0824 | 0 | 0.02 | 0 | 0.0294 | 0 | 0.0551 | 1 | ok |  |  |  | 17 | 0.4308 | 0 | 0.2314 | 0 | 0.1096 | 0 | 0.1012 | 0 | 0.0222 | 0 | 0.0182 | 0 | 0.0032 | 0 | 0.0288 | 0 | 0.0546 | 1
|  |  |  | 18 | 0.521 |  | 0.2608 |  | 0.0309 |  | 0.0821 |  | 0.0201 |  | 0.0298 |  | 0.0553 | 1 | ok |  |  |  | 18 | 0.4297 | 0 | 0.2281 | 0 | 0.1129 | 0 | 0.1001 | 0 | 0.022 | 0 | 0.0197 | 0 | 0.0034 | 0 | 0.0293 | 0 | 0.0548 | 1
|  |  |  | 19 | 0.5703 |  | 0.2423 |  | 0.0277 |  | 0.0745 |  | 0.0186 |  | 0.0235 |  | 0.0431 | 1 | ok |  |  |  | 19 | 0.4115 | 0 | 0.1866 | 0 | 0.081 | 0 | 0.1191 | 0 | 0.0342 | 0 | 0.088 | 0 | 0.014 | 0 | 0.0228 | 0 | 0.0428 | 1
|  |  |  | 20 | 0.8205 |  | 0.1561 |  | 0 |  | 0 |  | 0 |  | 0.0234 |  | 0 | 1 | ok |  |  |  | 20 | [10 empty] | 0 |  | 1 |  |  |  |  | 1
Check
|  |  | 2 |  | OK |  | ok
|  |  | 3 |  | OK |  | OK
|  |  | 4 |  | OK |  | OK
|  |  | 5 |  | OK |  | OK
|  |  | 6 |  | OK
|  |  | 7 |  | OK
|  |  | Sch A |  | ok

## F 1-2
KENTUCKY AMERICAN WATER COMPANY
FACTORS FOR ALLOCATING COST OF SERVICE TO CUSTOMER CLASSIFICATIONS
FACTOR 1. ALLOCATION OF COSTS WHICH VARY WITH THE AMOUNT OF WATER CONSUMED.
Factors are based on the pro forma test year average daily consumption for each customer classification.
Average Daily
Customer |  | Consumption, |  |  | Allocation
Classification |  | Thousand Gallons |  |  | Factor
(1) |  | (2) |  |  | (3)
Residential |  |  | 16598 |  |  | 0.495
Commercial |  |  | 10430 |  |  | 0.311
Industrial |  |  | 1444 |  |  | 0.0431
Other Public Authority |  |  | 3708 |  |  | 0.1106
Sales for Resale |  |  | 1156 |  |  | 0.0345
Private Fire Protection |  |  | 88.7611 |  |  | 0.0026
Public Fire Protection |  |  | 107.6565 |  |  | 0.0032
Total |  |  | 33532.4176 |  |  | 1
FACTOR 2. ALLOCATION OF COSTS ASSOCIATED WITH FACILITIES SERVING BASE AND
MAXIMUM DAY EXTRA CAPACITY FUNCTIONS.
Factors are based on the weighting of the factors for average daily consumption (Factor 1) and the factors derived from maximum day extra capacity demand for each customer classification, as follows:
| Average Daily |  |  | Maximum Day
| Consumption |  |  | Extra Capacity
Customer | Allocation |  | Weighted | Allocation |  | Weighted | Allocation
Classification | Factor 1 |  | Factor | Factor |  | Factor | Factor
(1) | (2) |  | (3)=(2)x | (4) |  | (5)=(4)x | (6)=(3)+(5)
|  |  | 0.6061 |  |  | 0.3939
Residential | 0.495 |  | 0.3001 | 0.5259 |  | 0.2072 | 0.5073
Commercial | 0.311 |  | 0.1885 | 0.3121 |  | 0.1229 | 0.3114
Industrial | 0.0431 |  | 0.0261 | 0.0356 |  | 0.014 | 0.0401
Other Public Authority | 0.1106 |  | 0.067 | 0.0979 |  | 0.0386 | 0.1056
Sales for Resale | 0.0345 |  | 0.0209 | 0.0285 |  | 0.0112 | 0.0321
Private Fire Protection | 0.0026 |  | 0.0016 |  |  |  | 0.0016
Public Fire Protection | 0.0032 |  | 0.0019 |  |  |  | 0.0019
Total | 1 |  | 0.6061 | 1 |  | 0.3939 | 1
The derivation of the maximum day extra capacity factors in column 4 and the basis for the column 3 and 5 weightings are presented on the following page.
::

## F 2 B
KENTUCKY AMERICAN WATER COMPANY
FACTORS FOR ALLOCATING COST OF SERVICE TO CUSTOMER CLASSIFICATIONS, cont.
FACTOR 2. ALLOCATION OF COSTS ASSOCIATED WITH FACILITIES SERVING BASE AND
MAXIMUM DAY EXTRA CAPACITY FUNCTIONS, cont.
Maximum Day Extra Capacity
| Average Daily |  | Rate of Flow,
Customer | Consumption, |  | Thousand Gallons | Allocation
Classification | Thousand Gallons | Factor* | Per Day | Factor
(1) | (2) | (3) | (4)=(2)x(3) | (5)
Residential | 16598 | 0.9 | 14938 | 0.5259
Commercial | 10430 | 0.85 | 8866 | 0.3121
Industrial | 1444 | 0.7 | 1011 | 0.0356
Other Public Authority | 3708 | 0.75 | 2781 | 0.0979
Sales for Resale | 1156 | 0.7 | 809 | 0.0285
Total | 33336 |  | 28405 | 1
The weighting of the factors is based on the maximum day ratio of 1.65, based on a review of maximum day ratios experienced during the period 1990 through 2011 (see Schedule D).
Maximum
Day
|  | Ratio | Weight
| Average Day | 1 | 0.6061
Maximum Day
| Extra Capacity | 0.65 | 0.3939
| Total | 1.65 | 1
* Ratio of maximum day to average day minus 1.0.

## F 3-4
KENTUCKY AMERICAN WATER COMPANY
FACTORS FOR ALLOCATING COST OF SERVICE TO CUSTOMER CLASSIFICATIONS, cont.
FACTOR 3. ALLOCATION OF COSTS ASSOCIATED WITH FACILITIES SERVING BASE, MAXIMUM DAY EXTRA CAPACITY
AND FIRE PROTECTION FUNCTIONS.
Factors are based on the weighting of the average daily consumption, the maximum day extra capacity demand, and the fire protection demand for each customer classification.
| Average Daily |  | Maximum Day
| Consumption |  | Extra Capacity |  | Fire Protection
Customer | Allocation | Weighted | Allocation | Weighted | Allocation | Weighted | Allocation
Classification | Factor | Factor | Factor | Factor | Factor | Factor | Factor
(1) | (2) | (3)=(2) X | (4) | (5)=(4) X | (6) | (7)=(6) X | (8)=(3)+(5)+(7)
|  | 0.5547 |  | 0.3606 |  | 0.0847
Residential | 0.495 | 0.2747 | 0.5259 | 0.1897 |  |  | 0.4644
Commercial | 0.311 | 0.1725 | 0.3121 | 0.1125 |  |  | 0.285
Industrial | 0.0431 | 0.0239 | 0.0356 | 0.0128 |  |  | 0.0367
Other Public Authority | 0.1106 | 0.0613 | 0.0979 | 0.0353 |  |  | 0.0966
Sales for Resale | 0.0345 | 0.0191 | 0.0285 | 0.0103 |  |  | 0.0294
Private Fire Protection | 0.0026 | 0.0014 |  |  | 0.4519 | 0.0383 | 0.0397
Public Fire Protection | 0.0032 | 0.0018 |  |  | 0.5481 | 0.0464 | 0.0482
Total | 1 | 0.5547 | 1 | 0.3606 | 1 | 0.0847 | 1
KENTUCKY AMERICAN WATER COMPANY
FACTORS FOR ALLOCATING COST OF SERVICE TO CUSTOMER CLASSIFICATIONS, cont.
FACTOR 4. ALLOCATION OF COSTS ASSOCIATED WITH FACILITIES SERVING BASE AND MAXIMUM HOUR EXTRA CAPACITY FUNCTIONS.
Factors are based on the weighting of the average daily consumption, the maximum day extra capacity demand, and the fire protection demand for each customer classification.
Maximum Hour
| Average Hourly Consumption |  |  | Extra Capacity |  | Fire Protection
Customer | Thousand | Allocation | Weighted | Allocation | Weighted | Allocation | Weighted | Allocation
Classification | Gallons | Factor | Factor | Factor | Factor | Factor | Factor | Factor
(1) | (2) | (3) | (4)=(3) X | (5) | (6)=(5) X | (7) | (8)=(7) X | (9)=(4)+(6)+(8)
|  |  | 0.3488 |  | 0.5233 |  | 0.1279
Residential | 691.6 | 0.5128 | 0.1789 | 0.5571 | 0.2915 |  |  | 0.4704
Commercial | 434.6 | 0.3221 | 0.1123 | 0.3295 | 0.1724 |  |  | 0.2847
Industrial | 60.2 | 0.0446 | 0.0156 | 0.0328 | 0.0172 |  |  | 0.0328
Other Public Authority | 154.5 | 0.1145 | 0.0399 | 0.0806 | 0.0422 |  |  | 0.0821
Sales for Resale | 0 | 0 | 0 | 0 | 0 |  |  | 0
Private Fire Protection | 3.7 | 0.0027 | 0.0009 |  |  | 0.4519 | 0.0578 | 0.0587
Public Fire Protection | 4.5 | 0.0033 | 0.0012 |  |  | 0.5481 | 0.0701 | 0.0713
Total | 1349.1 | 1 | 0.3488 | 1 | 0.5233 | 1 | 0.1279 | 1
The maximum hour extra capacity factors in column 5 are determined on the next page.

## F 3B 4B
KENTUCKY AMERICAN WATER COMPANY
FACTORS FOR ALLOCATING COST OF SERVICE TO CUSTOMER CLASSIFICATIONS, cont.
FACTOR 3. ALLOCATION OF COSTS ASSOCIATED WITH FACILITIES SERVING BASE, MAXIMUM
DAY EXTRA CAPACITY AND FIRE PROTECTION FUNCTIONS, cont.
The weighting of the factors is based on the potential demand of general and fire protection service. The bases for the potential demand of general service are the maximum day ratio of 1.65 and the average daily system sendout for year ending 9/30/2012 of 39.283 MGD. The system demand for fire protection is 10,000 Gallons per minute for 10 hours.
Rate of Flow,
|  | Ratio | (GPD) | Weight
| Average Day | 1 | 39283515.9452 | 0.5547
Maximum Day
| Extra Capacity | 0.65 | 25534285 | 0.3606
| Subtotal | 1.65 | 64817800.9452 | 0.9153
| Fire Protection |  | 6000000 | 0.0847
| Total |  | 70817800.9452 | 1
The public and private fire protection allocation factors in column 6 on the previous page are based on the relative potential demands (see Schedule E).
KENTUCKY AMERICAN WATER COMPANY
FACTORS FOR ALLOCATING COST OF SERVICE TO CUSTOMER CLASSIFICATIONS, cont.
FACTOR 4. ALLOCATION OF COSTS ASSOCIATED WITH FACILITIES SERVING BASE AND
MAXIMUM HOUR EXTRA CAPACITY FUNCTIONS, cont.
The weighting of the factors is based on the potential demand of general and fire protection service. The bases for the potential demand of general service are the maximum hour ratio of 2.5 and the average daily system sendout for the year ending 9/30/2012 of 39.283 MGD. The system demand for fire protection is 10,000 gallons per minute.
Rate of Flow,
|  | Ratio | (GPM) | Weight
| Average Hour | 1 | 27280 | 0.3488
Maximum Hour
| Extra Capacity | 1.5 | 40920 | 0.5233
| Subtotal | 2.5 | 68200 | 0.8721
| Fire Protection |  | 10000 | 0.1279
| Total |  | 78200 | 1
The maximum hour extra capacity factors in column 5 of the previous page are determined as follows:
Average
|  | Hourly | Maximum Hour Extra Capacity
Customer |  | Consumption |  | 1,000 Gallons | Allocation
Classification |  | Thousand Gallons | Factor* | Per Hour | Factor
(1) |  | (2) | (3) | (4)=(2)x(3) | (5)
Residential |  | 691.6 | 1.7 | 1175.7 | 0.5571
Commercial |  | 434.6 | 1.6 | 695.4 | 0.3295
Industrial |  | 60.2 | 1.15 | 69.2 | 0.0328
Other Public Authority |  | 154.5 | 1.1 | 170 | 0.0806
Sales for Resale |  | 0 | 0.9 | 0 | 0
Total |  | 1340.9 |  | 2110.3 | 1
* Ratio of Maximum Hour To Average Hour Minus 1.0.
The public and private fire protection allocation factors in column 7 on the previous page are based on the relative potential demands (see Schedule E).

## F 5
KENTUCKY AMERICAN WATER COMPANY
FACTORS FOR ALLOCATING COST OF SERVICE TO CUSTOMER CLASSIFICATIONS, cont.
FACTOR 5. ALLOCATION OF COSTS ASSOCIATED WITH STORAGE FACILITIES.
Factors are based on the weighting of the average hourly consumption, the maximum hour extra capacity demand, and the fire protection demand for each customer classification.
Maximum Hour
| Average Hourly Consumption |  |  | Extra Capacity |  | Fire Protection
Customer | Thousand | Allocation | Weighted | Allocation | Weighted | Allocation | Weighted | Allocation
Classification | Gallons | Factor | Factor | Factor | Factor | Factor | Factor | Factor
(1) | (2) | (3) | (4)=(3) X | (5) | (6)=(5) X | (7) | (8)=(7) X | (9)=(4)+(6)+(8)
|  |  | 0.321 |  | 0.4815 |  | 0.1975
Residential | 691.6 | 0.495 | 0.159 | 0.5459 | 0.2628 |  |  | 0.4218
Commercial | 434.6 | 0.311 | 0.0998 | 0.3229 | 0.1555 |  |  | 0.2553
Industrial | 60.2 | 0.0431 | 0.0138 | 0.0321 | 0.0155 |  |  | 0.0293
Other Public Authority | 154.5 | 0.1106 | 0.0355 | 0.0789 | 0.038 |  |  | 0.0735
Sales for Resale | 48.2 | 0.0345 | 0.0111 | 0.0202 | 0.0097 |  |  | 0.0208
Private Fire Protection | 3.7 | 0.0026 | 0.0008 |  |  | 0.4519 | 0.0893 | 0.0901
Public Fire Protection | 4.5 | 0.0032 | 0.001 |  |  | 0.5481 | 0.1082 | 0.1092
Total | 1397.3 | 1 | 0.321 | 1 | 0.4815 | 1 | 0.1975 | 1
The weighting of the factors is based on the ratio of the capacity required for a 10 hour demand of fire flow, as related to total storage capacity. The calculation is shown on the following page.

## F 5B
KENTUCKY AMERICAN WATER COMPANY
FACTORS FOR ALLOCATING COST OF SERVICE TO CUSTOMER CLASSIFICATIONS, cont.
FACTOR 5. ALLOCATION OF COSTS ASSOCIATED WITH STORAGE FACILITIES, cont.
The weighting of the factors is based on the ratio of the capacity required for a 10 hour demand of fire flow, as related to total storage capacity.
Fire Protection Weight = |  | 10000 | GPM X 60 Min. X 10 Hrs. |  | = |  | 0.1975
|  |  | 30380000 | Gallons
General Service Weight = |  |  | 1 | - | 0.1975 | = | 0.8025
The weighting of the average hourly consumption and maximum hour extra demand for general service is based on the maximum hour ratio, as follows:
Maximum
Hour
|  |  | Ratio |  | Percent |  | Weight
| Average Hour |  | 1 |  | 40 |  | 0.321
Extra Capacity
| Maximum Hour |  | 1.5 |  | 60 |  | 0.4815
| Total |  | 2.5 |  | 100 |  | 0.8025
Average
|  |  | Hourly |  | Maximum Hour Extra Capacity
Customer |  |  | Consumption |  |  |  | 1,000 Gallons | Allocation
Classification |  |  | Thousand Gallons |  | Factor* |  | Per Hour | Factor
(1) |  |  | (2) |  | (3) |  | (4)=(2)x(3) | (5)
Residential |  |  | 691.6 |  | 1.7 |  | 1175.7 | 0.5459
Commercial |  |  | 434.6 |  | 1.6 |  | 695.4 | 0.3229
Industrial |  |  | 60.2 |  | 1.15 |  | 69.2 | 0.0321
Other Public Authority |  |  | 154.5 |  | 1.1 |  | 170 | 0.0789
Sales for Resale |  |  | 48.2 |  | 0.9 |  | 43.4 | 0.0202
Total |  |  | 1389.1 |  |  |  | 2153.7 | 1
* Ratio of Maximum Hour To Average Hour Minus 1.0.

## F6-7
KENTUCKY AMERICAN WATER COMPANY
FACTORS FOR ALLOCATING COST OF SERVICE TO CUSTOMER CLASSIFICATIONS, cont.
FACTOR 6. ALLOCATION OF COSTS ASSOCIATED WITH POWER AND PUMPING FACILITIES.
Factors are based on the weighting of the maximum daily consumption, Factor 2, the maximum daily consumption with fire, Factor 3, and the maximum hour consumption, Factor 4, for each customer classification, as follows:
|  | Maximum Daily |  | Maximum Daily |  | Maximum Hourly
|  | Consumption |  | Consumption w/ Fire |  | Consumption
Customer |  | Allocation | Weighted | Allocation | Weighted | Allocation | Weighted | Allocation
Classification |  | Factor 2 | Factor | Factor 3 | Factor | Factor 4 | Factor | Factor
(1) |  | (2) | (3)=(2)X | (4) | (5)=(4)X | (6) | (7)=(6)X | (8)=(3)+ | Factor 6 | [6 empty] | Allocation
|  |  | 0.4259 |  | 0.3109 |  | 0.2632 | (5)+(7) | Func. | factor 2 | 0.4259 | factor 3 | 0.3109 | Factor 4 | 0.2632 | Factor
Residential |  | 0.5073 | 0.216 | 0.4644 | 0.1445 | 0.4704 | 0.1239 | 0.4844 | base | 0.6026 | 0.2566 | 0.5515 | 0.1715 | 0.3467 | 0.091251 | 0.51935
Commercial |  | 0.3114 | 0.1326 | 0.285 | 0.0886 | 0.2847 | 0.0749 | 0.2961 | max day | 0.3939 | 0.1678 | 0.3606 | 0.1121 |  | 0 | 0.2799
Industrial |  | 0.0401 | 0.0171 | 0.0367 | 0.0114 | 0.0328 | 0.0086 | 0.0371 | max hour |  | 0 |  | 0 | 0.5233 | 0.13773 | 0.13773
Other Public Authority |  | 0.1056 | 0.045 | 0.0966 | 0.03 | 0.0821 | 0.0216 | 0.0966 | private fire | 0.0016 | 0.0007 | 0.0397 | 0.0123 | 0.0587 | 0.01545 | 0.02845
Sales for Resale |  | 0.0321 | 0.0137 | 0.0294 | 0.0091 | 0 | 0 | 0.0228 | public fire | 0.0019 | 0.0008 | 0.0482 | 0.015 | 0.0713 | 0.018766 | 0.034566
Private Fire Protection |  | 0.0016 | 0.0007 | 0.0397 | 0.0123 | 0.0587 | 0.0154 | 0.0284
Public Fire Protection |  | 0.0019 | 0.0008 | 0.0482 | 0.015 | 0.0713 | 0.0188 | 0.0346 |  | 1 | 0.4259 | 1 | 0.3109 | 1 | 0.2632 | 1
Total |  | 1 | 0.4259 | 1 | 0.3109 | 1 | 0.2632 | 1
The weighting of the factors is based on the horsepower of pumps associated with maximum day facilities, maximum day and fire facilities, and maximum hour facilities, as follows:
Horsepower
|  |  |  | of Pumps |  |  | Weight
Associated with Maximum Day |  |  |  | 10200 |  |  | 0.4259
Associated with Maximum Day and Fire |  |  |  | 7447 |  |  | 0.3109
Associated with Maximum Hour |  |  |  | 6305 |  |  | 0.2632
| Total |  |  | 23952 |  |  | 1
KENTUCKY AMERICAN WATER COMPANY
FACTORS FOR ALLOCATING COST OF SERVICE TO CUSTOMER CLASSIFICATIONS, cont.
FACTOR 7. ALLOCATION OF COSTS ASSOCIATED WITH TRANSMISSION AND DISTRIBUTION MAINS.
Factors are based on the weighting of the maximum daily consumption with fire, Factor 3, and the maximum hour consumption, Factor 5, for each customer classification, as follows:
|  |  | Maximum Daily |  | Maximum Hourly
|  |  | Consumption w/ Fire |  | Consumption
| Customer |  | Allocation | Weighted | Allocation | Weighted | Allocation
| Classification |  | Factor 3 | Factor | Factor 4 | Factor | Factor | [8 empty] | Allocation
| (1) |  | (2) | (3)=(2)X | (4) | (5)=(4)X | (6)=(3)+(5) |  |  | factor 3 | 0.2056 | factor 4 | 0.7944 |  |  | Factor
|  |  |  | 0.2056 |  | 0.7944
[9 empty] | base | 0.5515 | 0.1134 | 0.3467 | 0.2755 |  |  | 0.3889
| Residential |  | 0.4644 | 0.0955 | 0.4704 | 0.3737 | 0.4692 |  | max day | 0.3606 | 0.0741 |  | 0 |  |  | 0.0741
| Commercial |  | 0.285 | 0.0586 | 0.2847 | 0.2262 | 0.2848 |  | max hour | 0 | 0 | 0.5233 | 0.4157 |  |  | 0.4157
| Industrial |  | 0.0367 | 0.0075 | 0.0328 | 0.0261 | 0.0336 |  | private fire | 0.0397 | 0.0082 | 0.0587 | 0.0466 |  |  | 0.0548
| Other Public Authority |  | 0.0966 | 0.0199 | 0.0821 | 0.0652 | 0.0851 |  | public fire | 0.0482 | 0.0099 | 0.0713 | 0.0566 |  |  | 0.0665
| Sales for Resale |  | 0.0294 | 0.006 | 0 | 0 | 0.006
| Private Fire Protection |  | 0.0397 | 0.0082 | 0.0587 | 0.0466 | 0.0548 |  |  | 1 | 0.2056 | 1 | 0.7944 |  |  | 1
| Public Fire Protection |  | 0.0482 | 0.0099 | 0.0713 | 0.0566 | 0.0665
| Total |  | 1 | 0.2056 | 1 | 0.7944 | 1
The weighting of the factors is based on the total footage of mains, designated as either transmission mains or distribution mains, as follows:
Total Footage
|  |  |  | of Mains |  |  | Weight
Transmission Mains |  |  |  | 2133290 |  |  | 0.2056
Distribution Mains |  |  |  | 8240508 |  |  | 0.7944
| Total |  |  | 10373798 |  |  | 1

## F8-10
KENTUCKY AMERICAN WATER COMPANY
FACTORS FOR ALLOCATING COST OF SERVICE TO CUSTOMER CLASSIFICATIONS, cont.
FACTOR 8. ALLOCATION OF COSTS ASSOCIATED WITH FIRE HYDRANTS.
Costs are assigned directly to Public Fire Protection.
Customer |  | Allocation
Classification |  | Factor
(1) |  | (3)
Public Fire Protection |  | 1
Total |  | 1
FACTOR 9. ALLOCATION OF COSTS ASSOCIATED WITH METERS.
Factors are based on the relative cost of meters by size and customer classification, as developed on the following page and summarized below.
Customer | 5/8" Dollar | Allocation
Classification | Equivalents | Factor
(1) | (2) | (3)
Residential | 113730 | 0.827
Commercial | 18048 | 0.1312
Industrial | 570 | 0.0041
Other Public Authority | 3260 | 0.0237
Sales for Resale | 334 | 0.0024
Private Fire | 1595 | 0.0116
Total | 137537 | 1
KENTUCKY AMERICAN WATER COMPANY
FACTORS FOR ALLOCATING COST OF SERVICE TO CUSTOMER CLASSIFICATIONS, cont.
FACTOR 10. ALLOCATION OF COSTS ASSOCIATED WITH SERVICES.
Factors are based on the relative cost of services by size and customer classification, as developed on the following page and summarized below.
Customer | 3/4" Dollar | Allocation
Classification | Equivalents | Factor
(1) | (2) | (3)
Residential | 113969 | 0.824
Commercial | 15656 | 0.1132
Industrial | 160 | 0.0012
Other Public Authority | 1935 | 0.014
Sales for Resale | 80 | 0.0006
Private Fire Protection | 6497 | 0.047
Total | 138297 | 1
210
old 1997 study
¦...+....1....+....2....+....3....+....4....+....5....+....6....+....7....+....8....+....9....+...10....+...11....+...12....+...13....+...14....+...15....+...16....+...17....+...18....+...19....+...20....+...21....+...22....+...23....+...
KENTUCKY-AMERICAN WATER COMPANY
BASIS FOR ALLOCATING SERVICE COSTS TO CUSTOMER CLASSIFICATIONS
|  |  |  | 3/4" | Residential |  | Commercial |  | Industrial |  | Other Public Authority |  | Other Water Utilities |  | Private Fire Protection |  | Total
|  |  | Service | Dollar | Number of |  | Number of |  | Number of |  | Number of |  | Number of |  | Number of |  | Number of
|  |  | Size | Equivalent | Services | Weighting | Services | Weighting | Services | Weighting | Services | Weighting | Services | Weighting | Services | Weighting | Services | Weighting
|  |  | -1 | -2 | -3 | (4)=(2)X(3) | -5 | (6)=(2)X(5) | -7 | (8)=(2)X(7) | -9 | (10)=(2)X(9) | -11 | (12)=(2)X(11) | -13 | (14)=(2)X(11) | -15 | -16
|  |  | 3/4 | 1 | 262484 | 262484 | 7892 | 7892 | 272 | 272 | 299 | 299 | 0 | 0 | 0 | 0 | 270947 | 270947
|  |  | 1 | 1.19 | 4546 | 5410 | 2180 | 2594 | 146 | 174 | 179 | 213 | 1 | 1 | 2 | 2 | 7054 | 8394
|  |  | 1-1/2 | 1.72 | 149 | 256 | 1409 | 2423 | 53 | 91 | 64 | 110 | 0 | 0 | 61 | 105 | 1736 | 2985
|  |  | 2 | 2.38 | 79 | 188 | 1311 | 3120 | 123 | 293 | 115 | 274 | 1 | 2 | 51 | 121 | 1680 | 3998
|  |  | 4 | 2.92 | 2 | 6 | 530 | 1548 | 82 | 239 | 123 | 359 | 6 | 18 | 622 | 1816 | 1365 | 3986
|  |  | 6 | 3.96 | 16 | 63 | 144 | 570 | 61 | 242 | 9 | 36 | 2 | 8 | 988 | 3912 | 1220 | 4831
|  |  | 8 | 6.46 | 1 | 6 | 12 | 78 | 10 | 65 | 0 | 0 | 1 | 6 | 445 | 2875 | 469 | 3030
|  |  | 10 | 8.68 | 0 | 0 | 12 | 104 | 10 | 87 | 0 | 0 | 1 | 9 | 20 | 174 | 43 | 374
|  |  | 12 | 11.11 | 0 | 0 | 0 | 0 | 0 | 0 | 0 | 0 | 1 | 11 | 0 | 0 | 1 | 11
|  |  | 16 | 15.97 | 0 | 0 | 0 | 0 | 0 | 0 | 0 | 0 | 1 | 16 | 0 | 0 | 1 | 16
|  |  | Total |  | 267277 | 268413 | 13490 | 18329 | 757 | 1463 | 789 | 1291 | 14 | 71 | 2189 | 9005 | 284516 | 298572

## Meters & Services
KENTUCKY-AMERICAN WATER COMPANY
BASIS FOR ALLOCATING METER COSTS TO CUSTOMER CLASSIFICATIONS
|  | 5/8" | Residential |  |  | Commercial |  | Industrial |  | Other Public Authority |  | Sales for Resale |  | Private Fire Protection |  | Total
| Meter | Dollar | Number of |  |  | Number of |  | Number of |  | Number of |  | Number of |  | Number of |  | Number of
| Size | Equivalent | Meters |  | Weighting | Meters | Weighting | Meters | Weighting | Meters | Weighting | Meters | Weighting | Meters | Weighting | Meters | Weighting
| -1 | -2 | -3 |  | (4)=(2)X(3) | -5 | (6)=(2)X(5) | -7 | (8)=(2)X(7) | -9 | (10)=(2)X(9) | -11 | (12)=(2)X(11) | -13 | (14)=(2)X(11) | -15 | -16
1 | 5/8 | 1 | 110047 |  | 110047 | 4536 | 4536 | 7 | 7 | 139 | 139 | 0 | 0 | 1595 | 1595 | 116324 | 116324
| 3/4 | 1.4 | 1 |  | 1 | 0 | 0 | 1 | 1 | 0 | 0 | 0 | 0 | 0 | 0 | 2 | 2
2 | 1 | 1.8 | 1818 |  | 3272 | 2340 | 4212 | 2 | 4 | 173 | 311 | 0 | 0 | 0 | 0 | 4333 | 7799
7.4 | 1-1/2 | 3 | 14 |  | 42 | 172 | 516 | 2 | 6 | 28 | 84 | 4 | 12 | 0 | 0 | 220 | 660
7.7 | 2 | 4 | 77 |  | 308 | 1817 | 7268 | 23 | 92 | 371 | 1484 | 8 | 32 | 0 | 0 | 2296 | 9184
12.7 | 3 | 12 | 0 |  | 0 | 13 | 156 | 0 | 0 | 1 | 12 | 0 | 0 | 0 | 0 | 14 | 168
17.6 | 4 | 20 | 0 |  | 0 | 28 | 560 | 11 | 220 | 41 | 820 | 7 | 140 | 0 | 0 | 87 | 1740
74.8 | 6 | 30 | 2 |  | 60 | 12 | 360 | 8 | 240 | 11 | 330 | 5 | 150 | 0 | 0 | 38 | 1140
133 | 8 | 40 | 0 |  | 0 | 11 | 440 | 0 | 0 | 2 | 80 | 0 | 0 | 0 | 0 | 13 | 520
| Total |  | 111959 |  | 113730 | 8929 | 18048 | 54 | 570 | 766 | 3260 | 24 | 334 | 1595 | 1595 | 123327 | 137537
KENTUCKY-AMERICAN WATER COMPANY
BASIS FOR ALLOCATING SERVICE COSTS TO CUSTOMER CLASSIFICATIONS
|  | 3/4" | Residential |  |  | Commercial |  | Industrial |  | Other Public Authority |  | Sales for Resale |  | Private Fire Protection |  | Total
| Service | Dollar | Number of |  |  | Number of |  | Number of |  | Number of |  | Number of |  | Number of |  | Number of
| Size | Equivalent | Services |  | Weighting | Services | Weighting | Services | Weighting | Services | Weighting | Services | Weighting | Services | Weighting | Services | Weighting
| -1 | -2 | -3 |  | (4)=(2)X(3) | -5 | (6)=(2)X(5) | -7 | (8)=(2)X(7) | -9 | (10)=(2)X(9) | -11 | (12)=(2)X(11) | -13 | (14)=(2)X(11) | -15 | -16
1 | 3/4 | 1 | 75478 | * | 75478 | 4536 | 4536 | 7 | 7 | 139 | 139 | 0 | 0 | 0 | 0 | 80160 | 80160
1.17 | 1 | 2 | 19103 | * | 38206 | 2340 | 4680 | 2 | 4 | 173 | 346 | 0 | 0 | 0 | 0 | 21618 | 43236
1.58 | 1-1/2 | 2.2 | 14 |  | 31 | 172 | 378 | 2 | 4 | 28 | 62 | 4 | 9 | 0 | 0 | 220 | 484
2.04 | 2 | 3.2 | 77 |  | 246 | 1817 | 5814 | 23 | 74 | 371 | 1187 | 8 | 26 | 64 | 205 | 2360 | 7552
2.88 | 4 | 3.5 | 0 |  | 0 | 41 | 144 | 11 | 39 | 42 | 147 | 7 | 25 | 390 | 1365 | 491 | 1720
4.24 | 6 | 4 | 2 |  | 8 | 12 | 48 | 8 | 32 | 11 | 44 | 5 | 20 | 862 | 3448 | 900 | 3600
6.98 | 8 | 5.1 | 0 |  | 0 | 11 | 56 | 0 | 0 | 2 | 10 | 0 | 0 | 266 | 1357 | 279 | 1423
9.5 | 10 | 8.9 | 0 |  | 0 | 0 | 0 | 0 | 0 | 0 | 0 | 0 | 0 | 8 | 71 | 8 | 71
12.16 | 12 | 9.5 | 0 |  | 0 | 0 | 0 | 0 | 0 | 0 | 0 | 0 | 0 | 4 | 38 | 4 | 38
16.69 | >12 | 12.7 | 0 |  | 0 | 0 | 0 | 0 | 0 | 0 | 0 | 0 | 0 | 1 | 13 | 1 | 13
| Total |  | 94674 |  | 113969 | 8929 | 15656 | 53 | 160 | 766 | 1935 | 24 | 80 | 1595 | 6497 | 106041 | 138297
*Adjusted to reflect that approximately 34,570 residential customers are served by 1-inch service lines each serving two residences.
updated 2010 for number of 1" service lines serving two customers - see Linda Bridwell email of 12/2/2012.
2306
32264
34570

## F11-12
KENTUCKY AMERICAN WATER COMPANY
FACTORS FOR ALLOCATING COST OF SERVICE TO CUSTOMER CLASSIFICATIONS, cont.
FACTOR 11. ALLOCATION OF TRANSMISSION AND DISTRIBUTION OPERATION SUPERVISION
AND ENGINEERING AND MISCELLANEOUS EXPENSES.
Factors are based on transmission and distribution operation expenses other than those being allocated, as follows:
Transmission
& Distribution
Customer |  | Operating | Allocation
Classification |  | Expenses | Factor
(1) |  | (2) | (3)
Residential |  | 677990.3868 | 0.7541
Commercial |  | 146112.1049 | 0.1625
Industrial |  | 9092.4843 | 0.0101
Other Public Authority |  | 32559.6895 | 0.0362
Sales for Resale |  | 2817.0236 | 0.0031
Private Fire Protection |  | 18362.9373 | 0.0204
Public Fire Protection |  | 12189.2837 | 0.0136
Total |  | 899123.9101 | 1
ALTERNATE FACTOR 13. ALLOCATION OF TRANSMISSION AND DISTRIBUTION MAINTENANCE SUPERVISION
AND ENGINEERING AND MISCELLANEOUS PLANT.
Factors are based on transmission and distribution maintenance expenses other than
those being allocated, as follows:
Transmission
and
Distribution
Customer |  | Maintenance | Allocation
Classification |  | Expenses | Factor
(1) |  | (2) | (3)
Residential |  | 3511291 | 0.5907
Commercial |  | 941329 | 0.1583
Industrial |  | 191461 | 0.0322
Public |  | 42532 | 0.0072
Other Water Utilities |  | 62932 | 0.0106
Private Fire Protection |  | 229566 | 0.0386
Public Fire Protection |  | 965510 | 0.1624
Total |  | 5944621 | 1
FACTOR 12. ALLOCATION OF TRANSMISSION AND DISTRIBUTION MAINTENANCE SUPERVISION
AND ENGINEERING, STRUCTURES AND IMPROVEMENTS, AND OTHER EXPENSES.
Factors are based on transmission and distribution maintenance expenses other than those being allocated, as follows:
Transmission
& Distribution
Customer |  | Maintenance | Allocation
Classification |  | Expenses | Factor
(1) |  | (2) | (3)
Residential |  | 525913.2042 | 0.5207
Commercial |  | 171942.8718 | 0.1702
Industrial |  | 15667.838 | 0.0155
Other Public Authority |  | 43963.9518 | 0.0435
Sales for Resale |  | 3031.457 | 0.003
Private Fire Protection |  | 41280.2632 | 0.0409
Public Fire Protection |  | 208223.2423 | 0.2062
Total |  | 1010022.8284 | 1

## F13-14
KENTUCKY AMERICAN WATER COMPANY
FACTORS FOR ALLOCATING COST OF SERVICE TO CUSTOMER CLASSIFICATIONS, cont.
FACTOR 13. ALLOCATION OF BILLING AND COLLECTING COSTS.
Factors are based on the total number of customers.
Customer | Total | Allocation
Classification | Customers | Factor
(1) | (2) | (3)
Residential | 111959 | 0.8996
Commercial | 8929 | 0.0717
Industrial | 54 | 0.0004
Other Public Authority | 766 | 0.0062
Sales for Resale | 24 | 0.0002
Private Fire Protection | 2682 | 0.0216
Public Fire Protection | 38 | 0.0003
Total | 124452 | 1
FACTOR 14. ALLOCATION OF METER READING COSTS.
Factors are based on the number of metered customers.
Customer | Total Metered | Allocation
Classification | Customers | Factor
(1) | (2) | (3)
Residential | 111959 | 0.9079
Commercial | 8929 | 0.0724
Industrial | 54 | 0.0004
Other Public Authority | 766 | 0.0062
Sales for Resale | 24 | 0.0002
Private Fire Protection | 1595 | 0.0129
Total | 123327 | 1

## F 15-20
KENTUCKY AMERICAN WATER COMPANY
FACTORS FOR ALLOCATING COST OF SERVICE TO CUSTOMER CLASSIFICATIONS, cont.
FACTOR 15. ALLOCATION OF ADMINISTRATIVE AND GENERAL EXPENSES
Factors are based on the allocation of all other operation and maintenance expenses excluding purchased water, power, chemicals and waste disposal.
Operation &
Customer | Maintenance | Allocation
Classification | Expenses | Factor
(1) | (2) | (3)
Residential | 7105966.3428 | 0.6503
Commercial | 2250541.4052 | 0.2059
Industrial | 225349.5567 | 0.0206
Other Public Authority | 630319.2425 | 0.0577
Sales for Resale | 152106.2619 | 0.0139
Private Fire Protection | 177754.0831 | 0.0163
Public Fire Protection | 385662.6996 | 0.0353
Total | 10927699.5918 | 1
FACTOR 15A. ALLOCATION OF CASH WORKING CAPITAL
Factors are based on the allocation of operation and maintenance expenses including purchased water, power, chemicals, waste disposal, and administrative and general expenses.
Operation &
Customer | Maintenance | Allocation
Classification | Expenses | Factor
(1) | (2) | (3)
Residential | 21733297.828 | 0.6398
Commercial | 7307386.0771 | 0.2152
Industrial | 789250.1796 | 0.0232
Other Public Authority | 2163484.5202 | 0.0637
Sales for Resale | 565808.2009 | 0.0167
Private Fire Protection | 477799.9071 | 0.0141
Public Fire Protection | 926083.8161 | 0.0273
Total | 33963110.529 | 1
KENTUCKY AMERICAN WATER COMPANY
FACTORS FOR ALLOCATING COST OF SERVICE TO CUSTOMER CLASSIFICATIONS, cont.
FACTOR 16. ALLOCATION OF LABOR RELATED TAXES AND BENEFITS.
Factors are based on the allocation of direct labor expense.
Customer | Direct Labor | Allocation
Classification | Expense | Factor
(1) | (2) | (3)
Residential | 4318701.051 | 0.6277
Commercial | 1498356.7547 | 0.2178
Industrial | 156181.0303 | 0.0227
Other Public Authority | 439436.1991 | 0.0639
Sales for Resale | 107395.9102 | 0.0156
Private Fire Protection | 97353.1542 | 0.0141
Public Fire Protection | 262788.5977 | 0.0382
Total | 6880212.6971 | 1
FACTOR 17. ALLOCATION OF ORGANIZATION, FRANCHISES AND CONSENTS,
MISCELLANEOUS INTANGIBLE PLANT AND OTHER RATE BASE ELEMENTS.
Factors are based on the allocation of the original cost less depreciation other than those items being allocated, as follows:
Original
Customer | Cost Less | Allocation
Classification | Depreciation | Factor
(1) | (2) | (3)
Residential | 224525088.0652 | 0.5209
Commercial | 112576867.9322 | 0.2612
Industrial | 13354143.6025 | 0.031
Other Public Authority | 35497701.4907 | 0.0824
Sales for Resale | 8635866.5078 | 0.02
Private Fire Protection | 12652929.5558 | 0.0294
Public Fire Protection | 23768955.9507 | 0.0551
Total | 431011553.1051 | 1
KENTUCKY AMERICAN WATER COMPANY
FACTORS FOR ALLOCATING COST OF SERVICE TO CUSTOMER CLASSIFICATIONS, cont.
FACTOR 18. ALLOCATION OF INCOME TAXES AND INCOME AVAILABLE FOR RETURN.
Factors are based on the allocation of the original cost measure of value rate base as shown on the following pages and summarized below.
Original
Customer | Cost Measure | Allocation
Classification | of Value | Factor
(1) | (2) | (3)
Residential | 201063852.9456 | 0.521
Commercial | 100686677.8351 | 0.2608
Industrial | 11933928.606 | 0.0309
Other Public Authority | 31708833.9444 | 0.0821
Sales for Resale | 7744813.6299 | 0.0201
Private Fire Protection | 11508253.3472 | 0.0298
Public Fire Protection | 21348345.1584 | 0.0553
Total | 385994705.4665 | 1
FACTOR 19. ALLOCATION OF REGULATORY COMMISSION EXPENSES, ASSESSMENTS AND
OTHER WATER REVENUES.
The factors are based on the allocation of the total cost of service, excluding those items being allocated.
Customer | Total Cost | Allocation
Classification | of Service | Factor
(1) | (2) | (3)
Residential | 54773143.0898 | 0.5703
Commercial | 23271041.0649 | 0.2423
Industrial | 2662430.1432 | 0.0277
Other Public Authority | 7159783.4906 | 0.0745
Sales for Resale | 1791367.1415 | 0.0186
Private Fire Protection | 2256543.92 | 0.0235
Public Fire Protection | 4144365.034 | 0.0431
Total | 96058673.884 | 1
KENTUCKY AMERICAN WATER COMPANY
FACTORS FOR ALLOCATING COST OF SERVICE TO CUSTOMER CLASSIFICATIONS, cont.
FACTOR 20. ALLOCATION OF UNCOLLECTIBLE ACCOUNTS
Factors are based on the net charge-offs by customer classification.
Customer | Net | Allocation
Classification | Charge-Offs | Factor
(1) | (2) | (3)
Residential | 329289.8 | 0.8205
Commercial | 62672.2533 | 0.1561
Industrial | 0 | 0
Other Public Authority | 0 | 0
Sales for Resale | 0 | 0
Private Fire | 9411.7733 | 0.0234
Total | 401373.8267 | 1

## SCH-D
KENTUCKY-AMERICAN WATER COMPANY
SUMMARY OF AVERAGE DAY AND PEAK DAY DELIVERY FOR THE YEARS 1990-2011
Annual
| Sendout | Average Day | Peak Day |  |  | Max Hour | Max Hour
Year | (MG) | (MGD) | (MGD) | Date | Ratio | (MGD) | Ratio to Ave Day
-1 | -2 | -3 | -4 | -5 | -6
Year Ending 9/30/2012 | 14338.4833 | 39.2835
2011 | 13785.4892 | 37.7685 | 55.824 | 6/8 | 1.4781 | 78.9 | 2.089
2010 | 14817.3788 | 40.5956 | 61.358 | 9/23 | 1.5114 | 93.65 | 2.3069
2009 | 13904.565 | 38.0947 | 53.401 | 7/17 | 1.4018 | 76.652 | 2.0121
2008 | 15644.484 | 42.8616 | 63.085 | 8/21 | 1.4718 | 96.576 | 2.2532
2007 | 15734.453 | 43.1081 | 64.299 | 6/15 | 1.4916 | 84.092 | 1.9507
2006 | 15619 | 42.7918 | 67.22 | 8/7 | 1.5709 | 82.652 | 1.9315
2005 | 16068 | 44.0219 | 69.65 | 8/2 | 1.5822 | 109.398 | 2.4851
2004 | 14931 | 40.9068 | 56.89 | 6/29 | 1.3907 | 76.75 | 1.8762
2003 | 15005 | 41.1096 | 61.37 | 7/8 | 1.4928 | 83.63 | 2.0343
2002 | 15956 | 43.7151 | 71.82 | 8/5 | 1.6429 | 107.5 | 2.4591
2001 | 14962 | 40.9918 | 56.04 | 6/19 | 1.3671 | 91.62 | 2.2351
2000 | 14565 | 39.9041 | 66.37 | 6/13 | 1.6632 | 85.076 | 2.132
1999 | 15077 | 41.3068 | 61.18 | 8/11 | 1.4811
1998 | 14799 | 40.5452 | 64.67 | 9/14 | 1.595
1997 | 14419 | 39.5041 | 60.7 | 7/18 | 1.5365
1996 | 14265 | 39.0822 | 53.7 | 6/30 | 1.374
1995 | 14549 | 39.8603 | 63.77 | 7/14 | 1.5998
1994 | 14471 | 39.6466 | 58.36 | 6/16 | 1.472
1993 | 14290 | 39.1507 | 60.39 | 7/8 | 1.5425
1992 | 13303 | 36.4466 | 47.22 | 7/13 | 1.2956
1991 | 13450 | 36.8493 | 56.42 | 8/7 | 1.5311
1990 | 12557 | 34.4027 | 58.05 | 7/9 | 1.6874

## Fire
KENTUCKY AMERICAN WATER COMPANY
BASIS FOR ALLOCATING DEMAND RELATED COSTS OF FIRE SERVICE
TO PRIVATE AND PUBLIC FIRE PROTECTION CUSTOMER CLASSIFICATIONS
Restrictive
|  | Diameters |  | Relative | Allocation
Description |  | Squared | Quantity | Demand* | Factor
(1) |  | (2) | (3) | (4)=(2)x(3) | (5)
PRIVATE FIRE PROTECTION
Fire Lines
2 | -inch | 4 | 64 | 384
3 | -inch | 9 | 0 | 0
4 | -inch | 16 | 390 | 9360
6 | -inch | 36 | 862 | 46548
8 | -inch | 64 | 266 | 25536
10 | -inch | 100 | 8 | 1200
12 | -inch | 144 | 4 | 864
14 | -inch | 196 | 0 | 0
16 | -inch | 256 | 1 | 384
Private Hydrants |  | 27.6 | 1087 | 45002
Total Private Fire Protection |  |  | 2682 | 129278 | 0.4519
PUBLIC FIRE PROTECTION
4 -1/4 inch w/ 2-2 1/2, 1-4 1/2 |  | 20.3 | 6365.575 | 129221.1724
5 -1/4 inch w/ 2-2 1/2, 1-4 1/2 |  | 27.6 | 1000 | 27600
Total Public Fire Prorection |  |  | 7365.575 | 156821.1724 | 0.5481
Total Fire Protection |  |  | 10047.575 | 286099.1724 | 1
* Relative Demand for Private Fire lines and hydrants are calculated at 1.5 times the Public Fire Relative
Demand.

## ServiceCharges
KENTUCKY-AMERICAN WATER COMPANY
CALCULATION OF MONTHLY SERVICE CHARGES
| Cost of | Number |  |  | Cost Per Unit
Cost Function | Service | of Units | Description |  | Per Month
(1) | (2) | (3) | (4) |  | (5)
Meters | 11409534.9526 | 135942 | 5/8-inch meter equivalents |  | 6.99
Services | 3279613.1078 | 131800 | 3/4-inch service equivalents |  | 2.07
Billing & Collecting | 8469338.4821 | 121732 | Number of customers |  | 5.8
Total | 23158486.5425 |  |  |  | 14.86
|  | Capacity |  | Present | Proposed
Meter Size |  | Ratio |  | Rate | Rate
-1
5/8-inch |  | 1 |  | 8.9 | 14
3/4-inch |  | 1.5 |  | 13.35 | 21
1-inch |  | 2.5 |  | 22.25 | 35
1-1/2-inch |  | 5 |  | 44.5 | 70
2-inch |  | 8 |  | 71.2 | 112
3-inch |  | 15 |  | 133.5 | 210
4-inch |  | 25 |  | 222.5 | 350
6-inch |  | 50 |  | 445 | 700
8-inch |  | 80 |  | 712 | 1120

## SCH-A
KENTUCKY AMERICAN WATER COMPANY
COMPARISON OF COST OF SERVICE WITH REVENUES UNDER PRESENT AND PROPOSED RATES
FOR THE TEST YEAR ENDED JULY 31, 2014
| Cost of Service | [7 empty] | Proposed Increase
Customer | Amount |  | Revenues, Present Rates |  |  | Revenues, Proposed Rates |  |  |  | Percent
Classification | (Schedule B) | Percent | Amount |  | Percent | Amount |  | Percent | Amount | Increase
(1) | (2) | (3) | (4) |  | (5) | (6) |  | (7) | (8) | (9)
Residential | 53116685.9614 | 56.7% | 44433532 |  | 54.4% | 52378073 |  | 55.9% | 7944541 | 17.88%
Commercial | 22925549.2891 | 24.4% | 21432164.924 | (a) | 26.2% | 23347209.6744 | (a) | 24.9% | 1915044.7504 | 8.935%
Industrial | 2632499.6855 | 2.8% | 2147438 |  | 2.6% | 2573282 |  | 2.7% | 425844 | 19.83%
Public Authority | 7075701.3306 | 7.5% | 6325482 |  | 7.7% | 7074356 |  | 7.5% | 748874 | 11.84%
Sales for Resale | 1780930.9427 | 1.9% | 1829521 |  | 2.2% | 1875317 |  | 2% | 45796 | 2.503%
Private Fire Service | 2185578.6083 | 2.3% | 2319440 |  | 2.8% | 2551347 |  | 2.7% | 231907 | 9.998%
Public Fire Service | 4086745.3512 | 4.4% | 3344560 |  | 4.1% | 4003927 |  | 4.3% | 659367 | 19.71%
Total Sales | 93803691.1688 | 100% | 81832137.924 |  | 100% | 93803511.6744 |  | 100% | 11971373.7504 | 14.63%
Other Revenues | 2671843.7041 |  | 2325695.0888 |  |  | 2671843.7041 |  |  | 346148.6154 | 14.88%
Total | 96475534.873 |  | 84157833.0128 |  |  | 96475355.3785 |  |  | 12317522.3658 | 14.64%
(a) Includes Other Water Revenue.

## Rate base
Kentucky-American Water Company
Cost of Service Study Data - UPIS
|  | KAWC | ACCUM DEPREC | NET ACCUM DEPR | DEVELOPER
|  | UPIS | AND COR | CIAC AND ADV | ADVANCES | TOTAL
301000 | ORGANIZATION | 37450.43 |  |  |  | 37450.43
302000 | FRANCHISE/CONSENTS | 70260.82 |  |  |  | 70260.82
339100 | OTHE P/E INTANGIBLES | 776821.9937 | -342859.8418 |  |  | 433962.1518
339300 | OTHE P/E TREATMENT | 237771.6254 |  |  |  | 237771.6254
339600 | OTHER P/E COMPREHENSIVE STUDIES |  |  |  |  | 0
303200 | LAND AND LAND RIGHTS SS | 1077363.07 |  |  |  | 1077363.07
304100 | SS STRUCTURES & IMPROVEMENTS | 6958360.6735 | -885666.1563 |  |  | 6072694.5172
305000 | COLL & IMPOUNDING RESERV | 986753.1944 | -389055.0639 |  |  | 597698.1305
306000 | LAKE, RIVER, & OTHER INTAKES | 7449190.8331 | -484650.9614 |  |  | 6964539.8717
307000 | WELLS & SPRINGS |  |  |  |  | 0
309000 | SUPPLY MAINS | 27882254.05 | -3251088.1243 |  |  | 24631165.9257
303300 | PUMPING LAND & LAND RIGHTS | 195966.13 |  |  |  | 195966.13
304200 | PUMPING STRUCTURES & IMPROVEMENTS | 9602924.4756 | -2364347.0599 |  |  | 7238577.4157
310000 | POWER GENERATION EQUIPMENT | 3374873.29 | -567089.1004 |  |  | 2807784.1896
311200 | ELECTRIC PUMPING EQUIPMENT | 11941694.2059 | -5448737.7702 |  |  | 6492956.4357
311300 | DIESEL PUMPING EQUIPMENT | 698586.5522 | -396280.2688 |  |  | 302306.2835
311400 | Pump Equip Hydraulic | 7727.88 | -9082.4976 |  |  | -1354.6176
311500 | OTHER PUMPING EQUIPMENT | -1481.0062 | 1517.2607 |  |  | 36.2545
311520 | PUMPING EQUIPMENT SS | 14739895.6365 | -1179101.1172 |  |  | 13560794.5193
311530 | PUMPING EQUIPMENT WT |  | 242.37 |  |  | 242.37
311540 | PUMPING EQUIPMENT TD | 285667.1394 | 70384.361 |  |  | 356051.5004
303400 | LAND AND LAND RIGHTS | 800183.34 |  |  |  | 800183.34
304300 | WT STRUCTURES & IMPROVMNT | 26418623.9564 | -3708400.9764 |  |  | 22710222.98
320100 | WATER TREATMENT EQUIPMENT | 52590018.7062 | -17299877.1587 |  |  | 35290141.5475
3201001 | WATER TREATMENT EQUIPMENT-STR |  |  |  |  | 0
320200 | WATER TREATMENT EQUIPMENT-FILTER MEDIA | 508587.92 | -398140.7826 |  |  | 110447.1374
303500 | T & D LAND & RIGHTS OF WAY | 7692948.2195 | 3547.3437 |  |  | 7696495.5632
304400 | T & D STRUCTURES & IMP | 909077.2146 | -606074.2773 |  |  | 303002.9374
330000 | DIST RES & STANDPIPES | 1771358.24 | -312225.2446 |  |  | 1459132.9954
330100 | Elevated Tanks & Standpipes | 12083403.7283 | -3825468.2842 |  |  | 8257935.444
330200 | GROUND LEVEL FACILITIES | 3582591.2739 | -160053.1332 |  |  | 3422538.1408
330400 | Clearwell | 2581756.9 | -142964.1446 |  |  | 2438792.7554
331001 | T & D MAINS - NOT CLASSIFIED | 7565128.8 | -1249189.8 | -1762372.3089 | -856139.1341 | 3697427.5569
| T & D MAINS - 4IN OR LESS | 13270497.38 | -2191287.21 | -3091494.9007 | -1501810.8001 | 6485904.4692
| T & D MAINS - 6IN TO 8IN | 102853946.1924 | -16983729.39 | -23960853.9956 | -11639892.8242 | 50269469.9826
| T & D MAINS - 10IN TO 16 IN | 55709289.4223 | -9198980.99 |  |  | 46510308.4323
| T & D MAINS - 18IN OR GREATER | 92694476.73 | -15306149.81 |  |  | 77388326.92
333000 | SERVICES | 50133322.427 | -20716230.6379 | -20840817.7167 |  | 8576274.0723
334100 | METERS | 17509021.4083 | 907141.2145 | -849570.9168 |  | 17566591.706
334110 | METERS - BRONZE CASE | 2270905.3044 | -421478.6862 |  |  | 1849426.6182
334120 | METERS - PLASTIC CASE | 242891.5533 | 342233.7553 |  |  | 585125.3087
334130 | METERS - OTHER | 6082046.5322 | 47165.7635 |  |  | 6129212.2958
334131 | METER READING UNITS | 314140.65 | -50402.9618 |  |  | 263737.6882
334200 | METER INSTALLATIONS | 18446207.7509 | -6435091.0121 |  |  | 12011116.7388
334300 | METER VAULTS | 510582.2056 | 85563.0371 |  |  | 596145.2428
335000 | HYDRANTS | 14553432.9367 | -3785678.8743 | -1733580.3496 |  | 9034173.7129
304500 | OFFICE STRUCTURES AG | 4272344.4094 | -364489.0744 |  |  | 3907855.335
304600 | OFFICE STRUCTURES | 5754869.8167 | -1501208.3257 |  |  | 4253661.4909
304700 | STORES, SHOP & GAR STRUCT | 1786123.5578 | -416578.0633 |  |  | 1369545.4944
304800 | MISC STRUCTURES | 1652590.6085 | -380739.0707 |  |  | 1271851.5379
340100 | OFFICE FURNITURE & EQUIP | 767891.2905 | -537144.0089 |  |  | 230747.2816
340210 | MAINFRAME COMP & PERIPH EQPT | 81973.9033 | -82763.6189 |  |  | -789.7156
340220 | PERSONAL COMP & PERIPH EQPT | 847824.3422 | -1006858.5033 |  |  | -159034.1611
340230 | COMP & PERIPH OTHER | 736455.1589 | -399253.4996 |  |  | 337201.6593
340300 | COMPUTER SOFTWARE | 3586099.8426 | -4546239.9766 |  |  | -960140.134
340315 | COMPUTER SOFTWARE - SPECIAL | 11545570.2346 | -1574381.4156 |  |  | 9971188.819
340320 | PERSONAL COMP SOFTWARE | 3480.99 | -262926.9373 |  |  | -259445.9473
340325 | COMPUTER SOFTWARE - CUSTOMIZED | 700218.12 | -520452.692 |  |  | 179765.428
340330 | OTHER SOFTWARE | 765081.18 | -739774.808 |  |  | 25306.372
340500 | OTHER OFFICE EQUIPMENT | 65686.0933 | -64317.1632 |  |  | 1368.9302
341100 | TRANS EQUIP - LIGHT TRUCKS | 1959641.1394 | -847663.6499 |  |  | 1111977.4895
341200 | TRANS EQUIP - HEAVY TRUCKS | 1891615.8189 | -686502.3726 |  |  | 1205113.4463
341300 | TRANS EQUIP - CARS | 332674.0698 | -194805.1466 |  |  | 137868.9232
341400 | OTHER TRANS EQUIP | 581428.6844 | -219147.214 |  |  | 362281.4705
342000 | STORES EQUIPMENT | 37494.2956 | -35009.1968 |  |  | 2485.0988
343000 | TOOLS, SHOP, & GARAGE EQUIP | 2635323.3568 | -1203412.4864 |  |  | 1431910.8703
344000 | LABORATORY EQUIPMENT | 1265249.8656 | -746019.3202 |  |  | 519230.5455
345000 | POWER OPERATED EQUIPMENT | 1440949.9752 | -932292.0822 |  |  | 508657.893
346100 | COMMUNICATION EQUIPMENT-non telephone | 1805032.828 | -1384448.8754 |  |  | 420583.9526
346190 | COMMUNICATION EQUIPMENT-instrumentation | 3427142.1509 | -308826.4834 |  |  | 3118315.6675
346200 | COMMUNICATION EQUIPMENT | 283748.77 | -92993.3139 |  |  | 190755.4561
347000 | MISC EQUIPMENT | 1520140.7243 | -686262.2121 |  |  | 833878.5121
348000 | OTHER TANGIBLE PROPERTY | 377207.3392 | -218958.4803 |  |  | 161416.6788
354200 | WW STRUCTURE AND IMPROV |  | 3167.82 |  |  | 0
|  | 627540378.3515 | -136601886.4014 | -52238690.1884 | -13997842.7585 | 424701959.0032

## Pumps
KENTUCKY-AMERICAN WATER COMPANY
DEVELOPMENT OF PUMP STATION EQUIPMENT TOTAL HORSEPOWER BY DESIGNATION
Pump Station Name |  |  | Type of Pump | Horsepower | Designation
Kentucky River Station
Kentucky River Intake
|  | Pump No. 1 | Intake - Low Service | 1250 | Maximum Day
|  | Pump No. 2 | Intake - Low Service | 1250 | Maximum Day
|  | Pump No. 3 | Intake - Low Service | 1250 | Maximum Day
|  | Pump No. 4 | Intake - Low Service | 1250 | Maximum Day
|  | Pump No. 5 | Intake - Low Service | 1250 | Maximum Day
|  | Pump No. 6 | Intake - Low Service | 1250 | Maximum Day
Raw Water Transfer Station
|  | Pump No. 8 | Raw Water Transfer Station | 1000 | Maximum Day
|  | Pump No. 9 | Raw Water Transfer Station | 1000 | Maximum Day
| Chemical Rapid Mix Basins |  | High Energy Mix Tank |  | Maximum Day
| Chemical Rapid Mix Basins |  | Low Energy Mix Tank |  | Maximum Day
| Filters |  |  |  | Maximum Day
| Clearwell Transfer Pump |  |  |  | Maximum Day
Richmond Road Station
Jacobson Reservoir - Intake
|  | L.S. Pump Unit No. 1 | Low Service | 100 | Maximum Day
|  | L.S. Pump Unit No. 2 | Low Service | 100 | Maximum Day
|  | L.S. Pump Unit No. 3 | Low Service | 400 | Maximum Day
Lake Ellerslie Reservoir - Intake
|  | L.S. Pump Unit No. 5 | Low Service | 60 | Maximum Day
|  | L.S. Pump Unit No. 4 | Low Service | 40 | Maximum Day
|  | Total Maximum Day |  | 10200
Kentucky River Station
High Service Pumps
|  | H.S. Pump No. 10 | High Service | 700 | Maximum Day and Fire
|  | H.S. Pump No. 11 | High Service | 700 | Maximum Day and Fire
|  | H.S. Pump No. 12 | High Service | 700 | Maximum Day and Fire
|  | H.S. Pump No. 13 | High Service | 800 | Maximum Day and Fire
|  | H.S. Pump No. 14 | High Service | 800 | Maximum Day and Fire
|  | H.S. Pump No. 15 | High Service | 900 | Maximum Day and Fire
Standby Equipment
|  | Standby Pump No. 15 | High Service | 765 | Maximum Day and Fire
High Service Pumps
|  | H.S. Pump No. 8, | High Service | 200 | Maximum Day and Fire
|  | H.S. Pump No. 7, | High Service | 500 | Maximum Day and Fire
|  | H.S. Pump No. 6, | High Service | 250 | Maximum Day and Fire
H. S. with Standby Diesel Equipment
|  | H.S. Diesel Driven No. 9 | High Service with Standby | 372 | Maximum Day and Fire
|  | H.S. Diesel Driven No. 11 | High Service with Standby | 180 | Maximum Day and Fire
|  | H.S. Diesel Driven No. 10 | High Service with Standby | 580 | Maximum Day and Fire
|  | Total Maximum Day and Fire |  | 7447
|  | Total Maximum Hour - Boosters |  | 6305
|  | Total Horsepower |  | 23952

## Sch G
KENTUCKY-AMERICAN WATER COMPANY
COMPARISON OF PRESENT AND PROPOSED RATES
Meter Charges, Per Month:
Meter | Present |  | Proposed
Size | Rate |  | Rate
5/8 | 8.9 |  | 14
3/4 | 13.35 |  | 21
1 | 22.25 |  | 35
1-1/2 | 44.5 |  | 70
2 | 71.2 |  | 112
3 | 133.5 |  | 210
4 | 222.5 |  | 350
6 | 445 |  | 700
8 | 712 |  | 1120
| Per Thousand Gallons |  |  | Per CCF
Consumption Charges: | Present | Proposed |  | Present | Proposed
Residential | 5.3004 | 5.4462 |  | 7.0861 | 7.281
Commercial | 4.828 | 4.8751 |  | 6.4545 | 6.5175
Industrial | 3.8947 | 4.6 |  | 5.2068 | 6.1497
Other Public Authority | 4.2452 | 4.553 |  | 5.6754 | 6.0869
Sales for Resale | 4.2093 | 4.2452 |  | 5.6274 | 5.6754
Fire Protection:
| Present |  | Proposed
Private Fire | Rate |  | Rate
Line Size | Per Month |  | Per Month
2 | 8.11 |  | 8.92
4 | 32.63 |  | 35.89
6 | 73.4 |  | 80.74
8 | 130.49 |  | 143.54
10 | 203.94 |  | 224.33
12 | 293.75 |  | 323.13
14 | 399.89 |  | 439.88
16 | 522.19 |  | 574.41
PrivateFire Hydrant | 72.52 |  | 79.77
Public Fire Hydrant | 37.84 |  | 45.3