## Cover
Exhibit R
Page 1 of
Witness: Jim Adkins
JACKSON ENERGY COOPERATIVE
CASE NO, 2013-00219
COST OF SERVICE STUDY
REVISED
June 2013 - Mary Elizabeth Purvis & James Adkins

## 1TestYr
TEST YEAR EXPENSES
1
2 | [5 empty] | Purchased | Total
3 | Acct | Description | Actual |  | GTCCs | Power | Amount of |  | Adjusted
4 | No. |  | Test Year |  | Adjustment | Adjustment | Adjusments |  | Test Year
5 | [5 empty] | (a)
6 | 555 | Purchased Power
7 |  | Demand Charges | [6 empty] | 13020019
|  | Metering Point & Substations Charges | [6 empty] | 1321044
8 |  | Energy Charges |  |  |  |  | 0 |  | 44259636 |  | 75910446 | 31650810
9 |  | Renewable Resource Energy |  |  |  |  | 0 |  | 4430
|  | WellHeads | [6 empty] | 146741.2
10 |  | Total Purchased Power | 66412945.2 |  |  | -7661075 | 0 |  | 58751870.2 | 58605129
11
12 | 580 | Operations Supv & Eng | 87147.95 | [5 empty] | 87147.95
| 581 | Load Dispatching | 0 | [5 empty] | 0
13 | 582 | Station Expense | 24929.3 | [5 empty] | 24929.3
14 | 583 | Overhead Line Exp. | 1885386.22 | [5 empty] | 1885386.22
15 | 584 | Underground Line Exp | 56910.7 | [5 empty] | 56910.7
16 | 585 | Street Lights | 0 | [5 empty] | 0
17 | 586 | Meter Expense | 1606798.54 | [5 empty] | 1606798.54
18 | 587 | Consumer Installations | 181345.26 | [5 empty] | 181345.26
19 | 588 | Misc. Distribution Exp | 1025553.47 | [5 empty] | 1025553.47
20 | 589 | Rents | 0 |  |  | 0 |  |  | 0
21 |  | Total Dist. Operations | 4868071.44 |  |  | 0 | 0 | 0 | 4868071.44 | 4868071.44
22
23 | 590 | Maint Supv & Eng | 0 | [5 empty] | 0
24 | 592 | Maint of Station Equip | 0 | [5 empty] | 0
25 | 593 | Maint. Overhead Lines | 5660659.83 |  |  |  | 0 |  | 5660659.83
26 | 594 | Maint of Underground Lines | 5730.59 | [5 empty] | 5730.59
27 | 595 | Maint Line Transformers | 16590.86 | [5 empty] | 16590.86
28 | 596 | Maint of Street Lights | 23457.92 | [5 empty] | 23457.92
29 | 597 | Maintenance of Meters | 0 | [5 empty] | 0
30 | 598 | Maint Misc Distrib Plant | 245520.58 | [5 empty] | 245520.58
31 |  | Total Dist. Maint. | 5951959.78 |  |  | 0 | 0 | 0 | 5951959.78 | 5951959.78 | 0
32 | [8 empty] | 0
33 | 901 | Supervision | 75527.05 | [5 empty] | 75527.05
34 | 902 | Meter Reading Expense | 37553.07 | [5 empty] | 37553.07
35 | 903 | Cons Recds & Collections | 3111177.71 | [5 empty] | 3111177.71
36 | 904 | Uncollectible Accounts | -104074.25 |  |  | 0 |  |  | -104074.25
37 |  | Total Consumer Accts | 3120183.58 |  |  | 0 | 0 | 0 | 3120183.58 | 3120183.58
38 | [8 empty] | 0
39 | 907 | Customer Information | 3544.27 | [5 empty] | 3544.27
40 | 908 | Customer Accounting | 252729.74 | [5 empty] | 252729.74
41 | 909 | Consumer Information | 36750.88 | [5 empty] | 36750.88
42 | 910 | Mis. Customer Information | 370042.32 | [5 empty] | 370042.32
43 | 912 | Key Accounts Expneses | 0 | [5 empty] | 0
| 913 | Advertising | 148618.07
44 |  | Total Customer Serv. | 811685.28 |  |  | 0 | 0 | 0 | 811685.28 | 663067.21
45 | [8 empty] | 0
46 | 920 | Administrative Salaries | 2116841.28 | [5 empty] | 2116841.28
47 | 921 | Office Supplies | 744250 |  |  | 0 |  |  | 744250
48 | 923 | Outside Services | 118341.33 | [5 empty] | 118341.33
49 | 924 | Property Ins | 0 |  |  | 0 |  |  | 0
50 | 925 | Injuries & Damages | 26498.25 | [5 empty] | 26498.25
51 | 926 | Employ Pensions & Benef | 154467.56 | [5 empty] | 154467.56
52 | 928 | Regulatory Exp | 16364.41 | [5 empty] | 16364.41
53 | 929 | Duplicate Charges | -84878.35 | [5 empty] | -84878.35
54 | 930 | Misc General Exp | 877135.16 | [5 empty] | 877135.16
55 | 931 | Rents | 22200 | [5 empty] | 22200
56 | 935 | Maintenance of Gen. Plant | 583633.94 | [5 empty] | 583633.94
57 |  | Total Admin & General | 4574853.58 |  | 0 | 0 | 0 |  | 4574853.58 | 4574853.58 | 0 | -1072744.58
58 | [8 empty] | 0
59 | 403.6 | Deprec. Distribution Plant | 7662550.58 | [5 empty] | 7662550.58
60 | 403.7 | Deprec. General Plant | 593330.59 | [5 empty] | 593330.59
| 407 | Amort of Prop Loasses and Undercovery | 470772
61 |  | Total Depreciation | 8726653.17 |  |  | 0 | 0 |  | 8726653.17 | 8255881.17
62 | [8 empty] | 0
63 | 408.71 | PSC Assessment & Sales Taxes | 120557.14 | [5 empty] | 120557.14
64 | 408.5 | Miscellaneous Amortization | 0 | [5 empty] | 0
65 | 425-426 | Contributions | 80896.15 | [5 empty] | 80896.15
66 |  | Total Miscellaneous | 201453.29 |  | 0 | 0 | 0 |  | 201453.29 | 201453.29
67 | [8 empty] | 0
68 | 427.1 | Interest - RUS Constuc | 1391391.58 | [5 empty] | 1391391.58
69 | 427.2 | Interest - CFC | 1390363.23 |  |  | 0 |  |  | 1390363.23
70 | 427.4 | Interest - FFB | 2621589.44 | [5 empty] | 2621589.44
71 |  | Total Interest on LTD | 5403344.25 |  |  | 0 | 0 |  | 5403344.25 | 5403344.25
72
73 | 431 | Other Interest Expense | 54021.35 |  |  |  | 0 |  | 54021.35
74 | [5 empty] | 0 |  |  | 0
75 |  |  | 0 |  |  |  | 0 |  | 0
76 |  | Total ST Interest | 54021.35 |  |  | 0 | 0 |  | 54021.35 | 54021.35
77 | [8 empty] | 0
78 |  | Total Costs | 100125170.92 | 0 | 0 | -7661075 | 0 | 0 | 92464095.92 | 91697964.65 | 766131.27 | 91697964.65
79 |  | Margin Requirements | 3617966 |  |  | 0 | 0 |  | 3617966 | 3617966
80 |  | Total Revenue Require. | 103743136.92 | 0 | 0 | -7661075 | 0 | 0 | 96082061.92 | 95315930.65 | 0
81
82 |  | Less; Misc Income | [6 empty] | 0
83 | 450 | Forfeited Discounts | 1124919.16 | [5 empty] | 1124919.16
84 | 451 | Misc Service Revenue | 326809.63 |  |  |  | 0 |  | 326809.63
85 | 452 | Return Check Charge | 0 | [5 empty] | 0
86 | 454 | Rent from Electric Prop. | 915266.04 |  |  |  | 0 |  | 915266.04
| 456 | Other Electric Revenue | 233945.2 | [5 empty] | 233945.2
87 |  | Total Misc Income | 2600940.03 |  |  | 0 | 0 |  | 2600940.03 | 2600940.03
88 | [8 empty] | 0
89 |  | Less: Other Income | [6 empty] | 0
90 | 415 | Net Revenue from Merchandising | 8776.37 | [5 empty] | 8776.37
| 416 | Cost of Merchandising | -4727.27 | [5 empty] | -4727.27
| 417 | Revenue fron Non-utility Operations | 14340 | [5 empty] | 14340
| 418 | Revenue from Non-operating rentals | 124271.41 | [5 empty] | 124271.41
91 | 419 | Interest Income | 161289.52 | [5 empty] | 161289.52 |  | 424466
92 | 421 | Misc. Non-operating Income | -113681.75 | [5 empty] | -113681.75
| 423 | G&T Capital Credits | 4358338.56 |  | -4358338.56 |  |  |  | 0
93 | 424 | Other Capital Credits | 150928.4 |  |  |  | 0 |  | 150928.4 |  | 3729639
94 |  | Total Other Income | 4699535.24 |  | -4358338.56 | 0 | 0 |  | 341196.68 | 341196.68 | 2942136.71
95 | [8 empty] | 0 |  | 787502.29
96 |  | Revenue Requirements | [6 empty] | 0
97 |  | from Rates | 96442661.65 | 0 | 4358338.56 | -7661075 | 0 |  | 93139925.21 | 92373793.94
98
99 |  | TIER | 1.6696
|  | Cash Working Capital | 19326753.66
2415844.2075
2942136.71
| 583 |  | 1496188.48 |  |  |  | 594
| 583.1 |  | 95416.52 | 27870 |  |  | 594.1 |  | 77.01
| 583.2 |  | 47753.1 | [5 empty] | 138283.86
|  |  | 1639358.1 | [5 empty] | 138360.87
| 586 |  | 1188664.67 |  |  |  | 920
| 586.1 |  | 24669.51 |  |  |  | 920.1 |  | 38767.07
| 586.2 |  | 9071.12 |  |  |  | 920.2 |  | 27000
| 586.3 |  | 2664.54 | [5 empty] | 4632.08
|  |  | 1225069.84 | [5 empty] | 70399.15
|  |  |  | 32120 |  |  | 921
| 588 |  | 816588.29 |  |  |  | 921.2
| 588.1 |  | 230213.02 |  |  |  | 921.4 |  | 279600
|  |  | 1046801.31 |  |  |  | 921.5 |  | 85798.04
[7 empty] | 921.7 |  | 13450
1740
| 593 |  | 1056170.58 | [5 empty] | 380588.04
| 593.1 |  | 351000.08 |  |  |  | 930
| 593.2 |  | 1832599.6 |  |  |  | 930.2
| 593.4 |  | 82801.45 |  |  |  | 930.3 |  | 13707.82
| 593.5 |  | 89191.42 |  |  |  | 930.4 |  | 13609.33
| 593.6 |  | 60558.81 | [5 empty] | 98.49
3472321.94
[7 empty] | 932.1 |  | 19554.82
[7 empty] | 935 |  | 9009.16
10545.66
493.06
42202.03
122.45
44482.13
87299.67
Note on C108: Marybeth Purvis: sum of line 22,24,25,26 and 27 on Form 7

## 1.1TYAdj.
|  |  |  | Wages & | Payroll | FAS |  | Health
|  |  |  | Salaries | Tax | 106 | Retirement | Insurance
|  | Amount | Percent | Adj. | Adj. | Adj. | Adj. | Adj. |  | Total
580 | Supervision, operations |  | #DIV/0! | #REF! | #DIV/0! | #DIV/0! | #DIV/0! | #DIV/0! |  | #REF!
583 | Overhead line |  | #DIV/0! | #DIV/0! | #DIV/0! | #DIV/0! | #DIV/0! | #DIV/0! |  | #DIV/0!
586 | Meter |  | #DIV/0! | #DIV/0! | #DIV/0! | #DIV/0! | #DIV/0! | #DIV/0! |  | #DIV/0!
587 | Installations |  | #DIV/0! | #DIV/0! | #DIV/0! | #DIV/0! | #DIV/0! | #DIV/0! |  | #DIV/0!
588 | Miscellaneous distribution |  | #DIV/0! | #DIV/0! | #DIV/0! | #DIV/0! | #DIV/0! | #DIV/0! |  | #DIV/0!
590 | Supervision, maintenance |  | #DIV/0! | #DIV/0! | #DIV/0! | #DIV/0! | #DIV/0! | #DIV/0! |  | #DIV/0!
593 | Maintenance |  | #DIV/0! | #DIV/0! | #DIV/0! | #DIV/0! | #DIV/0! | #DIV/0! |  | #DIV/0!
594 | Underground |  | #DIV/0! | #DIV/0! | #DIV/0! | #DIV/0! | #DIV/0! | #DIV/0! |  | #DIV/0!
595 | Transformers |  | #DIV/0! | #DIV/0! | #DIV/0! | #DIV/0! | #DIV/0! | #DIV/0! |  | #DIV/0!
596 | Street lights |  | #DIV/0! | #DIV/0! | #DIV/0! | #DIV/0! | #DIV/0! | #DIV/0! |  | #DIV/0!
597 | Meters |  | #DIV/0! | #DIV/0! | #DIV/0! | #DIV/0! | #DIV/0! | #DIV/0! |  | #DIV/0!
598 | Miscellaneous maintenance |  | #DIV/0! | #DIV/0! | #DIV/0! | #DIV/0! | #DIV/0! | #DIV/0! |  | #DIV/0!
901 | Supervision |  | #DIV/0! | #DIV/0! | #DIV/0! | #DIV/0! | #DIV/0! | #DIV/0! |  | #DIV/0!
902 | Meter reading |  | #DIV/0! | #DIV/0! | #DIV/0! | #DIV/0! | #DIV/0! | #DIV/0! |  | #DIV/0!
903 | Consumer records |  | #DIV/0! | #DIV/0! | #DIV/0! | #DIV/0! | #DIV/0! | #DIV/0! |  | #DIV/0!
907 | Supervision, Customer service |  | #DIV/0! | #DIV/0! | #DIV/0! | #DIV/0! | #DIV/0! | #DIV/0! |  | #DIV/0!
908 | Consumer accounting |  | #DIV/0! | #DIV/0! | #DIV/0! | #DIV/0! | #DIV/0! | #DIV/0! |  | #DIV/0!
909 | Consumer information |  | #DIV/0! | #DIV/0! | #DIV/0! | #DIV/0! | #DIV/0! | #DIV/0! |  | #DIV/0!
910 | Misc customer information |  | #DIV/0! | #DIV/0! | #DIV/0! | #DIV/0! | #DIV/0! | #DIV/0! |  | #DIV/0!
920 | Administrative |  | #DIV/0! | #DIV/0! | #DIV/0! | #DIV/0! | #DIV/0! | #DIV/0! |  | #DIV/0!
930 | Miscellaneous |  | #DIV/0! | #DIV/0! | #DIV/0! | #DIV/0! | #DIV/0! | #DIV/0! |  | #DIV/0!
935 | Maintenance general plant |  | #DIV/0! | #DIV/0! | #DIV/0! | #DIV/0! | #DIV/0! | #DIV/0! |  | #DIV/0!
| Total | 0 | #DIV/0! | #REF! | #REF! | #DIV/0! | #DIV/0! | #DIV/0! | #DIV/0! | #REF!
|  |  | #DIV/0! | #REF! | #DIV/0! | #DIV/0! | #DIV/0! | #DIV/0! |  | #REF!
|  |  |  | #DIV/0! | #DIV/0! | #DIV/0! | #DIV/0! | #DIV/0! | 0 | #DIV/0!

## 2 Functionalization2
|  | Expenses |  |  |  | FUNCTIONALIZATION | [10 empty] | FOOTNOTES
Consumer
Acct | Description | Actual | Adjust | Adjusted |  | Puchased |  |  | Trans- |  |  | Services & | Security | Street |  | Alloc.
No. |  | Test Year | ments | Test Year |  | Power | Stations | Lines | formers | Services | Meters | Accounting | Lighting | Lighting | Total | Basis
555 | Purchased Power | 0 | 0
| Demand Charges | 14211359 | 1465107 | 13020019 |  | 13020019 | [8 empty] | 13020019 |  |  | 1 | Line Expenses are Allocated between Lines and Services Based on Plant Investment.
| Metering Point & Substations Charges |  |  | 1321044 |  | 1321044 | [8 empty] | 1321044 | [6 empty] | $$$ | %
| Energy Charges | 2758291 | -2758291 | 44259636 |  | 44259636 | [8 empty] | 44259636 |  |  |  | Poles and Conductor |  |  | 127387547.88 | 86.35%
| Renewable Resource Energy | 16969650 | -1293184 | 4430 |  | 4430 | [8 empty] | 4430 |  |  |  | Services |  |  | 20144271.21 | 13.65%
| WellHeads | 19727941 | -4051475 | 146741.2 |  | 146741.2 | [8 empty] | 146741.2 |  |  |  | Total |  |  | 147531819.09 | 100%
| Total Purchased Power |  |  | 58751870.2 |  | 58751870.2 | [8 empty] | 58751870.2 | DA | [11 empty] | Miscell.
|  | 76777.74 | #REF! | [11 empty] | 0 |  |  | 2 | Allocation of Dist. Oper. Supervision & Miscellaneous Expenses |  |  |  |  | Actual | % |  | Superv | Exp. | Rents
580 | Operations Supv & Eng | 0 | #REF! | 87147.95 |  |  | 578.5149 | 38918.9704 | 0 | 6154.4029 | 37287.7235 | 0 | 4208.3383 | 0 | 87147.95 | 2 |  |  | Stations |  |  |  |  | 24929.3 | 0.6638% |  | 578.5149 | 6807.939 | 0
581 | Load Dispatching | 189903.91 | #REF! | 0 |  |  | 0 | [7 empty] | 0 | DA |  |  | Lines |  |  |  |  | 1677092.0566 | 44.66% |  | 38918.9704 | 457996.8336 | 0
582 | Station Expense | 0 | #REF! | 24929.3 |  |  | 24929.3 | [7 empty] | 24929.3 | DA |  |  | Transformers |  |  |  |  | 0 | 0% |  | 0 | 0 | 0
583 | Overhead Line Exp. | 425701.01 | #REF! | 1885386.22 |  |  |  | 1627952.0503 |  | 257434.1697 |  |  |  |  | 1885386.22 | 1 |  |  | Services |  |  |  |  | 265204.8634 | 7.062% |  | 6154.4029 | 72424.7588 | 0
584 | Underground Line Exp |  |  | 56910.7 |  |  |  | 49140.0063 |  | 7770.6937 |  |  |  |  | 56910.7 | 1 |  |  | Meters |  |  |  |  | 1606798.54 | 42.79% |  | 37287.7235 | 438800.387 | 0
585 | Street Lights | 42228.91 | #REF! | 0 | [9 empty] | 0 | 0 | DA |  |  | Cunsumer Services & Acct |  |  |  |  | 0 | 0% |  | 0 | 0 | 0 |  | 0
586 | Meter Expense | 164691.06 | #REF! | 1606798.54 | [6 empty] | 1606798.54 |  |  |  | 1606798.54 | DA |  |  | Security Lighting |  |  |  |  | 181345.26 | 4.829% |  | 4208.3383 | 49523.5515 | 0
587 | Consumer Installations | 0 | 0 | 181345.26 | [7 empty] | 0 | 181345.26 | 0 | 181345.26 | DA |  |  | Street Lighting |  |  |  |  | 0 | 0% |  | 0 | 0 | 0
588 | Misc. Distribution Exp | 899302.63 | #REF! | 1025553.47 |  |  | 6807.939 | 457996.8336 | 0 | 72424.7588 | 438800.387 | 0 | 49523.5515 | 0 | 1025553.47 | 2
589 | Rents |  |  | 0 | [10 empty] | 0 | DA | [7 empty] | 3755370.02 | 100% |  | 87147.95 | 1025553.47 | 0
| Total Dist. Operations |  |  | 4868071.44 |  |  | 32315.7539 | 2174007.8606 | 0 | 343784.0251 | 2082886.6505 | 0 | 235077.1499 | 0 | 4868071.44 | [11 empty] | 87147.95 | 1025553.47 | 0
|  | 75345.47 | #REF! | [14 empty] | 3 | Allocation of Dist. Maint. Supervision & Miscellaneous Expenses |  |  |  |  | Actual | % |  | Superv | Misc. Exp.
590 | Maint Supv & Eng | 3408.56 | #REF! | 0 |  |  | 0 | 0 | 0 | 0 | 0 |  | 0 | 0 | 0 | 3 |  |  | Stations |  |  |  |  | 0 | 0% |  | 0 | 0
592 | Maint of Station Equip | 777628.88 | #REF! | 0 |  |  | 0 | [7 empty] | 0 | DA |  |  | Lines |  |  |  |  | 4892690.8472 | 85.74% |  | 0 | 210508.9098
593 | Maint. Overhead Lines | 0 | 0 | 5660659.83 |  |  |  | 4887742.7227 |  | 772917.1073 |  |  |  |  | 5660659.83 | 1 |  |  | Transformers |  |  |  |  | 16590.86 | 0.2907% |  | 0 | 713.8248
594 | Maint of Underground Lines | 52902.09 | #REF! | 5730.59 |  |  |  | 4948.1245 |  | 782.4655 |  |  |  |  | 5730.59 | 1 |  |  | Services |  |  |  |  | 773699.5728 | 13.56% |  | 0 | 33288.5642
595 | Maint Line Transformers | 0 | 0 | 16590.86 |  |  |  |  | 16590.86 | [5 empty] | 16590.86 | DA |  |  | Meters |  |  |  |  | 0 | 0% |  | 0 | 0
596 | Maint of Street Lights | 1001 | #REF! | 23457.92 | [9 empty] | 23457.92 | 23457.92 | DA |  |  | Cunsumer Services & Acct |  |  |  |  | 0 | 0% |  | 0 | 0
597 | Maintenance of Meters | 72405.6 | #REF! | 0 | [6 empty] | 0 |  |  |  | 0 | DA |  |  | Security Lighting |  |  |  |  | 0 |  |  |  | 0
598 | Maint Misc Distrib Plant |  |  | 245520.58 |  |  | 0 | 210508.9098 | 713.8248 | 33288.5642 | 0 | 0 | 0 | 1009.2813 | 245520.58 | 3 |  |  | Street Lighting |  |  |  |  | 23457.92 | 0.4111% |  | 0 | 1009.2813
| Total Dist. Maint. |  |  | 5951959.78 |  | 0 | 0 | 5103199.757 | 17304.6848 | 806988.137 | 0 | 0 | 0 | 24467.2013 | 5951959.78 | [8 empty] | 5706439.2 | 100% |  | 0 | 245520.58
|  | 0 | [12 empty] | 0 | [11 empty] | 0 | 245520.58
901 | Supervision | 57203.53 |  | 75527.05 | [7 empty] | 75527.05 |  |  | 75527.05 | DA |  | 4 | General Plant Allocation Comes From the Rate Base Schedule Line General Plant Percent
902 | Meter Reading Expense | 468226.83 | 35476 | 37553.07 | [7 empty] | 37553.07 |  |  | 37553.07 | DA
903 | Cons Recds & Collections | 84000 |  | 3111177.71 | [7 empty] | 3111177.71 |  |  | 3111177.71 | DA |  | 5 | Rate Base Allocation Comes from the Rate Base Schedule Line Rate Base Percent.
904 | Uncollectible Accounts | 609430.36 | 35476 | -104074.25 | [7 empty] | -104074.25 |  |  | -104074.25 | DA
| Total Consumer Accts |  |  | 3120183.58 | [7 empty] | 3120183.58 |  |  | 3120183.58 |  |  | 6 | Depreciation Expense Allocation Comes from the Net Plant Percent in Rate Base
|  | 0 | [12 empty] | 0 | [8 empty] | Outdoor |  |  |  | Outdoor
907 | Customer Information | 84141.05 | 8826 | 3544.27 | [7 empty] | 3544.27 |  |  | 3544.27 | DA |  |  | Rate Base Data |  | Total | Lines | Services | Lighting |  | Lines | Services | Lighting
908 | Customer Accounting | 960 |  | 252729.74 | [7 empty] | 252729.74 |  |  | 252729.74 | DA
909 | Consumer Information | 0 |  | 36750.88 | [7 empty] | 36750.88 |  |  | 36750.88 | DA |  |  | Poles, Towers and Fixtures |  | 63612933.85 | 63612933.85 |  | 0 |  | 100% |  | 0%
910 | Mis. Customer Information |  |  | 370042.32 | [7 empty] | 370042.32 |  |  | 370042.32 | DA |  |  | Overhead Conductor |  | 61967293.81 | 61967293.81 |  |  |  | 100%
912 | Key Accounts Expneses | 85101.05 | 8826 | 0 | [7 empty] | 0 |  |  | 0 | DA |  |  | Services |  | 20144271.21 |  | 20144271.21 | 0 |  |  | 100% | 0%
913 | Advertising |  |  | 148618.07 | [7 empty] | 148618.07 |  |  | 148618.07 | DA |  |  |  |  | 145724498.87 | 125580227.66 | 20144271.21 | 0 |  | 86.18% | 13.82% | 0%
| Total Customer Serv. |  |  | 811685.28 | [7 empty] | 811685.28 |  |  | 811685.28
|  | 618796.41 | 13029.6669
920 | Administrative Salaries | 114229.51 | 2405.27 | 2116841.28 |  |  | 4637.1872 | 1044251.4798 | 2483.1561 | 165131.407 | 298886.2736 | 564208.1539 | 33732.6725 | 3510.9499 | 2116841.28 | 7 | [8 empty] | Consumer
921 | Office Supplies | 61723.83 | 1299.6859 | 744250 |  |  | 1630.3662 | 367143.3334 | 873.0409 | 58057.7537 | 105083.9811 | 198367.2194 | 11859.9074 | 1234.3979 | 744250 | 7 |  | 7 | Admin & General Expense Allocation except General Plant |  |  | Trans- |  |  | Services & | Security | Street
923 | Outside Services | 0 | 0 | 118341.33 |  |  | 259.2405 | 58378.5427 | 138.82 | 9231.6181 | 16709.1409 | 31541.8751 | 1885.8142 | 196.2785 | 118341.33 | 7 |  | Acct. | Description | Stations | Lines | formers | Services | Meters | Accounting | Lighting | Lighting | Total
924 | Property Ins | 32598.94 | 686.4185 | 0 |  |  | 0 | 0 | 0 | 0 | 0 | 0 | 0 | 0 | 0 | 7
925 | Injuries & Damages | -382.05 | -8.0446 | 26498.25 |  |  | 58.0475 | 13071.7579 | 31.0837 | 2067.0862 | 3741.4063 | 7062.6593 | 422.2597 | 43.9495 | 26498.25 | 7 |  | 580 | Operations Supv & Eng | 578.5149 | 38918.9704 | 0 | 6154.4029 | 37287.7235 | 0 | 4208.3383 | 0 | 87147.95
926 | Employ Pensions & Benef | 0 | 0 | 154467.56 |  |  | 338.3792 | 76199.8453 | 181.1978 | 12049.7676 | 21809.9646 | 41170.7092 | 2461.4994 | 256.1968 | 154467.56 | 7 |  | 581 | Load Dispatching | 0 |  | 0 |  | 0 | 0 | 0 | 0 | 0
928 | Regulatory Exp | -1303.9 | -27.4555 | 16364.41 |  |  | 35.8481 | 8072.6692 | 19.1962 | 1276.5615 | 2310.5641 | 4361.656 | 260.7731 | 27.1417 | 16364.41 | 7 |  | 582 | Station Expense | 24929.3 |  | 0 |  | 0 | 0 | 0 | 0 | 24929.3
929 | Duplicate Charges | 275697.1 | 5805.2072 | -84878.35 |  |  | -185.9359 | -41871.0384 | -99.5664 | -6621.2245 | -11984.3533 | -22622.8851 | -1352.5689 | -140.7775 | -84878.35 | 7 |  | 583 | Overhead Line Exp. | 0 | 1627952.0503 | 0 | 257434.1697 |  | 0 | 0 | 0 | 1885386.22
930 | Misc General Exp | 21502.5 | 452.7667 | 877135.16 |  |  | 1921.4666 | 432696.4414 | 1028.9215 | 68423.9128 | 123846.6303 | 233785.5058 | 13977.4831 | 1454.7985 | 877135.16 | 7 |  | 584 | Underground Line Exp | 0 | 49140.0063 | 0 | 7770.6937 |  | 0 | 0 | 0 | 56910.7
931 | Rents | 30085.05 | 633.4849 | 22200 |  |  | 48.6317 | 10951.4034 | 26.0417 | 1731.7865 | 3134.5171 | 5917.0336 | 353.7655 | 36.8205 | 22200 | 7 |  | 585 | Street Lights | 0 | 0 | 0 | 0 | 0 | 0 |  | 0 | 0
935 | Maintenance of Gen. Plant | 1152947.39 | 24277 | 583633.94 |  |  | 1278.5181 | 287910.3933 | 684.6305 | 45528.3514 | 82405.8823 | 155557.7317 | 9300.4293 | 968.0034 | 583633.94 | 4 |  | 586 | Meter Expense | 0 | 0 | 0 |  | 1606798.54 | 0 | 0 | 0 | 1606798.54
| Total Admin & General |  |  | 4574853.58 |  | 0 | 10021.7492 | 2256804.8279 | 5366.5222 | 356877.0204 | 645944.0071 | 1219349.6589 | 72902.0353 | 7587.759 | 4574853.58 |  |  | 587 | Consumer Installations |  |  | 0 |  |  | 0 | 181345.26 | 0 | 181345.26
|  | 1202310.72 | 506486 | 0 | [13 empty] | 588 | Misc. Distribution Exp | 6807.939 | 457996.8336 | 0 | 72424.7588 | 438800.387 | 0 | 49523.5515 | 0 | 1025553.47
403.6 | Deprec. Distribution Plant | 64164.72 | -6844 | 7662550.58 |  |  | 62265.5535 | 4894746.1534 | 1018776.223 | 774024.5861 | 521555.8455 | 183636.0426 | 196441.4318 | 11104.7441 | 7662550.58 | 6 |  | 589 | Rents | 0 | 0 | 0 |  |  |  |  | 0 | 0
403.7 | Deprec. General Plant | 1266475.44 | 499642 | 593330.59 |  |  | 4821.3786 | 379012.5224 | 78886.4088 | 59934.6731 | 40385.3827 | 14219.4013 | 15210.9548 | 859.8683 | 593330.59 | 6 |  |  |  | 32315.7539 | 2174007.8606 | 0 | 343784.0251 | 2082886.6505 | 0 | 235077.1499 | 0 | 4868071.44
407 | Amort of Prop Loasses and Undercovery |  |  | 470772 |  |  | 3825.4728 | 300723.5531 | 62591.6025 | 47554.5445 | 32043.3628 | 11282.2364 | 12068.9743 | 682.2536 | 470772 | 6
| Total Depreciation |  |  | 8726653.17 |  |  | 70912.405 | 5574482.2288 | 1160254.2342 | 881513.8037 | 593984.591 | 209137.6803 | 223721.3609 | 12646.866 | 8726653.17 |  |  | 590 | Maint Supv & Eng | 0 | 0 | 0 | 0 | 0 | 0 | 0 | 0 | 0
|  | 21911 |  | 0 | [13 empty] | 592 | Maint of Station Equip | 0 | 0 | 0 | 0 | 0 | 0 |  | 0 | 0
408.71 | PSC Assessment & Sales Taxes |  |  | 120557.14 | [13 empty] | 593 | Maint. Overhead Lines | 0 | 4887742.7227 | 0 | 772917.1073 | 0 | 0 | 0 | 0 | 5660659.83
408.5 | Miscellaneous Amortization | 7670.71 | -7471 | 0 | [13 empty] | 594 | Maint of Underground Lines | 0 | 4948.1245 | 0 | 782.4655 | 0 | 0 | 0 | 0 | 5730.59
425-426 | Contributions | 29581.71 | -7471 | 80896.15 | [13 empty] | 595 | Maint Line Transformers | 0 | 0 | 16590.86 | 0 | 0 | 0 | 0 | 0 | 16590.86
| Total Miscellaneous |  |  | 201453.29 |  |  | 1637.7065 | 128703.266 | 26799.9415 | 20352.3307 | 13703.3357 | 4799.0609 | 5165.7229 | 291.9258 | 201453.29 | 5 |  | 596 | Maint of Street Lights | 0 | 0 | 0 | 0 | 0 | 0 | 0 | 23457.92 | 23457.92
|  | 334909.24 |  | 0 | [13 empty] | 597 | Maintenance of Meters | 0 | 0 | 0 | 0 | 0 | 0 | 0 | 0 | 0
427.1 | Interest - RUS Constuc | 301500 |  | 1391391.58 | [13 empty] | 598 | Maint Misc Distrib Plant | 0 | 210508.9098 | 713.8248 | 33288.5642 | 0 | 0 | 0 | 1009.2813 | 245520.58
427.2 | Interest - CFC | 372800 |  | 1390363.23 | [14 empty] | Total Dist. Maint. | 0 | 5103199.757 | 17304.6848 | 806988.137 | 0 | 0 | 0 | 24467.2013 | 5951959.78
427.4 | Interest - FFB | 1009209.24 | 73120 | 2621589.44
| Total Interest on LTD |  |  | 5403344.25 |  | 0 | 43926.2728 | 3452056.0677 | 718823.2559 | 545886.5864 | 367548.4284 | 128719.5573 | 138554.0987 | 7829.9827 | 5403344.25 | 5 |  | 901 | Supervision | [5 empty] | 75527.05 |  |  | 75527.05
|  | 32877.12 | [15 empty] | 902 | Meter Reading Expense | [5 empty] | 37553.07 |  |  | 37553.07
431 | Other Interest Expense | 26952.1 |  | 54021.35 | [13 empty] | 903 | Cons Recds & Collections | [5 empty] | 3111177.71 |  |  | 3111177.71
| Total ST Interest |  |  | 54021.35 |  |  | 439.1644 | 34512.8351 | 7186.6239 | 5457.6442 | 3674.6617 | 1286.9075 | 1385.2309 | 78.2823 | 54021.35 | 5 |  | 904 | Uncollectible Accounts | [5 empty] | -104074.25 |  |  | -104074.25
|  | #REF! | #REF! | 0 | [14 empty] | Total Consum Accts | [5 empty] | 3120183.58 |  |  | 3120183.58
| Total Costs | 1009209.24 | 73120 | 92464095.92 |  | 58751870.2 | 159253.0518 | 18723766.8432 | 1935735.2625 | 2960859.5474 | 3707741.6745 | 5495161.725 | 676805.5986 | 52902.0171 | 92464095.92
| Margin Requirements | #REF! | #REF! | 3617966 |  | 0 | 29412.1111 | 2311424.3523 | 481308.9782 | 365514.2108 | 246102.7201 | 86187.9163 | 92772.919 | 5242.7922 | 3617966 |  |  | 907 | Customer Information | [5 empty] | 3544.27 |  |  | 3544.27
| Total Revenue Require. |  |  | 96082061.92 |  | 58751870.2 | 188665.1629 | 21035191.1955 | 2417044.2407 | 3326373.7582 | 3953844.3945 | 5581349.6413 | 769578.5175 | 58144.8093 | 96082061.92 |  |  | 908 | Customer Accounting | [5 empty] | 252729.74 |  |  | 252729.74
[5 empty] | 0 | [12 empty] | 909 | Consumer Information | [5 empty] | 36750.88 |  |  | 36750.88
[15 empty] | 96082061.92 |  |  | 910 | Mis. Customer Information | [5 empty] | 370042.32 |  |  | 370042.32
|  |  |  | 0 | [13 empty] | 912 | Key Accounts Expneses | [5 empty] | 0 |  |  |  |  | 811685.28
[18 empty] | 913 | Advertising | [5 empty] | 148618.07 |  |  | 148618.07
[19 empty] | Total Customer Serv. | [5 empty] | 811685.28 |  |  | 811685.28 |  | 14751900.08
14751901.08
[19 empty] | Total all Expenses | 32315.7539 | 7277207.6176 | 17304.6848 | 1150772.1621 | 2082886.6505 | 3931868.86 | 235077.1499 | 24467.2013 | 14751900.08 |  | 0
[19 empty] | Functions as % of Total | 0.2191% | 49.33% | 0.1173% | 7.801% | 14.12% | 26.65% | 1.594% | 0.1659% | 100%
[7 empty] | 15.59% | 10.99% | 19.91% | 10.99% | 6.224% | 1.544% | 12.06% | 9.017% | 3.765%
0 | Less; Misc Income |  |  | 0
0 | Forfeited Discounts | 1124919.16 | 0 | 1124919.16
450 | Misc Service Revenue |  |  | 326809.63
451 | Return Check Charge |  |  | 0
452 | Rent from Electric Prop. |  |  | 915266.04
454 | Total Misc Income |  |  | 2600940.03
0 |  | 249793.5 |  | 0 | [14 empty] | Misc. Distribution Exp
0 | Less: Other Income | 70175.22 |  | 0 | [14 empty] | #REF!
0 | Net Revenue from Merchandising | 282821.45 | 10755 | 8776.37 | [14 empty] | Uncollectible Accounts
415 | Interest Income | 1080 | 15537 | 161289.52 | [14 empty] | Key Accounts Expneses
419 | Misc. Non-operating Income | 603870.17 | 26292 | -113681.75
421 | Other Capital Credits |  |  | 150928.4
424 | Total Other Income |  |  | 341196.68
0 | 0 |  |  | 0
0 | Revenue Requirements | 48706.6 |  | 0
0 | from Rates | 21071.33 |  | 93139925.21
0
0 |  | 79170.52 |  | 0
0 | TIER | 148948.45 |  | 2.32
0 | 0 |  |  | 2.32
0 | Cash Working Capital |  |  | 0
0 | 0 | #REF! | #REF! | 31101322.0969
62038603.113

## 2.1 SummaryFunc.
Consumer
| Purchased | [5 empty] | Services & | Outdoor | Street
Expense | Power | Stations | Lines | Transformers | Services | Meters | Accounting | Lighting | Lighting | Total
Purchased Power | 58751870.2 | [8 empty] | 58751870.2
Distibution Operations |  | 32315.7539 | 2174007.8606 | 0 | 343784.0251 | 2082886.6505 | 0 | 235077.1499 | 0 | 4868071.44
Distribution Maintenance |  | 0 | 5103199.757 | 17304.6848 | 806988.137 | 0 | 0 | 0 | 24467.2013 | 5951959.78
Consumer Accounts |  | 0 | 0 | 0 | 0 | 0 | 3120183.58 | 0 | 0 | 3120183.58
Customer Service |  | 0 | 0 | 0 | 0 | 0 | 811685.28 | 0 | 0 | 811685.28
Administative & General |  | 10021.7492 | 2256804.8279 | 5366.5222 | 356877.0204 | 645944.0071 | 1219349.6589 | 72902.0353 | 7587.759 | 4574853.58
Depreciation |  | 70912.405 | 5574482.2288 | 1160254.2342 | 881513.8037 | 593984.591 | 209137.6803 | 223721.3609 | 12646.866 | 8726653.17
Miscellaneous |  | 1637.7065 | 128703.266 | 26799.9415 | 20352.3307 | 13703.3357 | 4799.0609 | 5165.7229 | 291.9258 | 201453.29
Interest on Long Term Debt |  | 43926.2728 | 3452056.0677 | 718823.2559 | 545886.5864 | 367548.4284 | 128719.5573 | 138554.0987 | 7829.9827 | 5403344.25
Short Term Interest |  | 439.1644 | 34512.8351 | 7186.6239 | 5457.6442 | 3674.6617 | 1286.9075 | 1385.2309 | 78.2823 | 54021.35
Total Costs | 58751870.2 | 159253.0518 | 18723766.8432 | 1935735.2625 | 2960859.5474 | 3707741.6745 | 5495161.725 | 676805.5986 | 52902.0171 | 92464095.92
Margin Requirements | 0 | 29412.1111 | 2311424.3523 | 481308.9782 | 365514.2108 | 246102.7201 | 86187.9163 | 92772.919 | 5242.7922 | 3617966
Revenue Requirements | 58751870.2 | 188665.1629 | 21035191.1955 | 2417044.2407 | 3326373.7582 | 3953844.3945 | 5581349.6413 | 769578.5175 | 58144.8093 | 96082061.92
|  | 15.59% | [7 empty] | 92464095.92

## 2.22Rate Base
FUNCTIONALIZATION OF RATE BASE
Distribution Plant Balances
Consumer
| Plant | [8 empty] | & Accounting | Security | Street | Street
| Account | Description |  | $$$$ | Stations | Lines | Transformers | Services | Meters | Services | Lighting | Lighting | Lighting
1 | 301 | Organization |  | 0 |  | 0 | [7 empty] | 0
2 | 389 | Land and Land Rights |  |  |  | 0 | [7 empty] | 0
3 | 362 | Station Equipment |  | 1699191.23 | 1699191.23 | [8 empty] | 1699191.23
4 | 364 | Poles, Towers & Fixtures |  | 63612933.85 |  | 63612933.85 | [7 empty] | 63612933.85
5 | 365 | Overhead Conductor & Devices |  | 61967293.81 |  | 61967293.81 | [7 empty] | 61967293.81
| 366 | Underground Conduit |  | 0 |  | 0
6 | 367 | Underground Conductor |  | 1807320.22 |  | 1807320.22 | [7 empty] | 1807320.22
7 | 368 | Line Transformers |  | 28469860.96 |  |  | 28469860.96 | [6 empty] | 28469860.96 |  | 370 | 1647564.14
8 | 369 | Services |  | 20144271.21 |  |  |  | 20144271.21 | [5 empty] | 20144271.21 |  | 370.1 | 10218297.97
9 | 370 | Meters |  | 11865862.11 |  |  |  |  | 11865862.11 |  |  |  |  | 11865862.11 |  | 370.2
10 | 371 | Security Lights |  | 5186886.88 | [6 empty] | 5186886.88 |  |  | 5186886.88 |  | 370.3
11 | 373 | Street Lights |  | 278611.1 | [7 empty] | 278611.1 |  | 278611.1 |  |  | 11865862.11
12 |  | Total Distribution Plant |  | 195032231.37 | 1699191.23 | 127387547.88 | 28469860.96 | 20144271.21 | 11865862.11 | 0 | 5186886.88 | 278611.1 |  | 195032231.37
13 |  | Distibution Plant Percent |  | 100% | 0.8712% | 65.32% | 14.6% | 10.33% | 6.084% | 0% | 2.66% | 0.1429% |  | 100%
14 | [17 empty] | 108.7 | 1764883.9 |  | 108.6 | 0 | 108.5 | 0 | 108.8 | -222308.05
15 |  | Total General Plant |  | 22115708 | 48447.0321 | 10909821.6402 | 25942.7838 | 1725211.0558 | 3122615.5756 | 5894567.0138 | 352422.2355 | 36680.6632 |  | 22115708 |  |  |  | 108.71 | 1295810.9 |  | 108.61 | 22915896.56 | 108.51 | 0 | 108.81 | 0
16 |  | General Plant Percent |  | 100% | 0.2191% | 49.33% | 0.1173% | 7.801% | 14.12% | 26.65% | 1.594% | 0.1659% |  | 100% |  |  |  | 108.72 | 2665561.98 |  | 108.62 | 12257446.65 | 108.59 | 662141 | 108.9 | -14583.5
17 | [17 empty] | 108.73 | 161549.41 |  | 108.63 | 0
18 |  | Total Utility Plant |  | 217147939.37 | 1747638.2621 | 138297369.5202 | 28495803.7438 | 21869482.2658 | 14988477.6856 | 5894567.0138 | 5539309.1155 | 315291.7632 |  | 217147939.37 |  |  |  | 108.74 | 142742.73 |  | 108.64 | 227359.95
19 |  | Utility Plant Percent |  | 100% | 0.8048% | 63.69% | 13.12% | 10.07% | 6.902% | 2.715% | 2.551% | 0.1452% |  | 1 |  |  |  | 108.75 | 183226.37 |  | 108.65 | 7347104.81
20 | [17 empty] | 108.76 | 49186.52 |  | 108.66 | 4183089.23
21 |  | Accum. Depreciation | [15 empty] | 108.77 | 420436.77 |  | 108.67 | 2422452.57
22 |  | Distribution Plant |  | 49744410.94 | 433391.2719 | 32491134.8543 | 7261448.2901 | 5137945.1392 | 3026475.7615 | 0 | 1322953.8043 | 71061.8186 |  | 49744410.94 |  |  |  | 108.78 | 415905.55 |  | 108.68 | 575888.66
23 |  | General Plant |  | 7761445.13 | 17002.3488 | 3828771.0273 | 9104.5466 | 605457.9373 | 1095873.0985 | 2068681.6105 | 123681.5861 | 12872.9749 |  | 7761445.13 | 57505856.07 | 57505856 |  | 108.79 | 0 |  | 108.69 | 52064.06
24 | [15 empty] | -0.07 |  |  | 7099304.13 |  |  | 49981302.49 |  | 662141 |  | -236891.55 | 57505856.07
25 |  | Net Plant |  | 159642083.3 | 1297244.6414 | 101977463.6386 | 21225250.9072 | 16126079.1893 | 10866128.8256 | 3825885.4033 | 4092673.725 | 231356.9697 |  | 159642083.3
26 |  | Net Plant Percent |  | 100% | 0.8126% | 63.88% | 13.3% | 10.1% | 6.807% | 2.397% | 2.564% | 0.1449% |  | 1 |  |  |  |  | CWIP |  | Cash Working capital |  | Materials and Supplies |  | Prepayments |  |  | Consumer Advances
27 | [13 empty] | 0 |  |  |  | 107.2 |  |  | 131.1 | 1653907.81 | 154 | 1024779.99 | 165.1 | 286643.59 |  | 252 | 0
28 |  | CWIP |  | 993407 | 8654.9205 | 648855.222 | 145012.7447 | 102605.9123 | 60439.3971 | 0 | 26419.683 | 1419.1204 |  | 993407 |  |  |  | 107.21 |  |  | 131.11 | 500 | 154.1 | 0 | 165.11 | 0 |  | 252.1 | 34652.97
29 |  | Subtotal |  | 160635490.3 | 1305899.562 | 102626318.8605 | 21370263.6518 | 16228685.1016 | 10926568.2227 | 3825885.4033 | 4119093.4081 | 232776.09 |  | 160635490.3 |  |  |  | 107.22 |  |  | 131.12 | 393.85 | 154.2 | 96081.84 | 165.15 | 0
30 |  | Plus | [11 empty] | 0 |  |  |  | 107.3 |  |  | 131.13 | 0 | 154.3 | 168137.02 | 165.2 | 0
31 |  | Cash Working Capital |  | 2415844.2075 | 19639.8062 | 1543427.2806 | 321393.6569 | 244067.9505 | 164327.8612 | 57538.6116 | 61948.2527 | 3500.7878 |  | 2415844.2075 |  |  |  | 107.31 |  |  | 131.14 | 0 | 154.4 | 0 | 165.21 | 0
32 |  | Materials & Supplies |  | 1325826 | 10778.4126 | 847039.7269 | 176382.2622 | 133945.5721 | 90183.858 | 31577.4449 | 33997.4754 | 1921.2479 |  | 1325826 |  |  |  | 107.32 |  |  | 131.15 | 65816.87 | 154.5 | 0 | 165.22 | 0
33 |  | Prepayments |  | 214138.1538 | 1740.8539 | 136807.9396 | 28488.0309 | 21633.9531 | 14565.8668 | 5100.1683 | 5491.0347 | 310.3065 |  | 214138.1538 |  |  |  |  | 0 |  | 131.16 | 213390 | 154.99 | 47937.11 | 165.23 | 0
34 |  | Minus: Consumer Advances |  | 34652.97 | 301.9092 | 22633.9864 | 5058.4728 | 3579.1972 | 2108.3047 | 0 | 921.5966 | 49.5031 |  | 34652.97 | [6 empty] | 131.17 | 8747.05 | 155 | 0 | 165.24 | 0
35 | [13 empty] | 0 | [6 empty] | 131.18 | 151341.12 | 155.01 | 0 | 165.25 | 0
36 |  | Net Investment Rate Base |  | 164556645.6913 | 1337756.7254 | 105130959.8212 | 21891469.129 | 16624753.3801 | 11193537.5039 | 3920101.6281 | 4219608.5744 | 238458.9292 |  | 164556645.6913 | [6 empty] | 131.19 | 40263.31 | 155.02 | 9511.38 | 165.26 | 3593.12
37 | [20 empty] | 131.2 | 0 | 163 | 5400.64
38 |  | Rate Base Percent |  | 100% | 0.8129% | 63.89% | 13.3% | 10.1% | 6.802% | 2.382% | 2.564% | 0.1449% |  | 100% | [6 empty] | 131.21 | 430259.85 | 163.01 | 0
39 | [20 empty] | 131.22 | 15598.59 | 163.02 | 0
40 | [20 empty] | 131.23 | 62692.84 | 163.03 | 0
[18 empty] | Materials |  |  | 131.4 | 0 | 163.04 | 0
|  | CLASSIFICATION OF RATE BASE | [13 empty] | Prepayments |  | & Supplies |  |  | 135 | 7250 | 163.05 | 0
[14 empty] | December 2012 |  | 107843 |  | 1152438 |  |  | 135.1 | 0 | 163.06 | 0
[5 empty] | Consumer | Demand | Energy | Lighting | [5 empty] | January 2013 |  | 253789 |  | 1233003 |  |  | 135.15 | 300 | 163.09 | 0
|  |  |  | Total | Related | Related | Related | Related |  |  | Total |  |  | February |  | 228160 |  | 1314872 |  |  |  |  | 163.1 | 0
[14 empty] | March |  | 279866 |  | 1297934 |  |  |  |  | 163.2 | 0
| Stations |  |  | 1337756.7254 |  | 1337756.7254 |  |  | 1337756.7254 |  |  |  |  | April |  | 256537 |  | 1252048 |  |  |  |  | 163.5 | 0
| Lines |  |  | 105130959.8212 | 28198466.5061 | 76932493.3151 |  |  | 105130959.8212 |  |  |  |  | May |  | 238560 |  | 1378117 |  |  |  | 2650461.29 |  | 1351847.98 |  | 290236.71 |  |  | 34652.97
| Transformers |  |  | 21891469.129 | 4621540.2285 | 17269928.9006 |  |  | 21891469.129 |  |  |  |  | June |  | 220584 |  | 1378622
| Services |  |  | 16624753.3801 | 16624753.3801 |  |  |  | 16624753.3801 |  |  |  |  | July |  | 177314 |  | 1420900
| Meters |  |  | 11193537.5039 | 11193537.5039 |  |  |  | 11193537.5039 |  |  |  |  | August |  | 164396 |  | 1459598
| Consumer & Accounting Services |  |  | 3920101.6281 | 3920101.6281 |  |  |  | 3920101.6281 |  |  |  |  | September |  | 151478 |  | 1433311
| Lighting |  |  | 4458067.5036 |  |  |  | 4458067.5036 | 4458067.5036 |  |  |  |  | October |  | 139666 |  | 1307518
|  |  |  | 164556645.6913 | 64558399.2467 | 95540178.9411 | 0 | 4458067.5036 | 164556645.6913 | 0 | 0 |  |  | November |  | 305366 |  | 1255529
[14 empty] | December |  | 260237 |  | 1351848
[16 empty] | 2783796 |  | 17235738
[16 empty] | 214138.1538 |  | 1325826
ALLOCATION OF RATE BASE TO RATE CLASSES
[8 empty] | 10 | 11 | 20 | 22 | 40
|  |  | Classi- |  |  |  |  | Residential | Residential | Comm. Sml Pow | Comm & Sml Pow | Large Power
|  | Function | fication |  |  | Amount |  | Farm & Non Farm | ETS | & 3 Phase Farm | ETS | < Than 50 kW
|  | Statopms | Demand |  |  | 1337756.7254 |  | 1041527.4191 | 0 | 79137.7737 | 0 | 104563.5834 |  |  |  | 0 |  |  | 0
|  | Lines | Consumer |  |  | 28198466.5061 |  | 25360151.7421 | 0 | 1898020.8517 | 0 | 87165.1367
|  | Lines | Demand |  |  | 76932493.3151 |  | 56390402.8166 | 0 | 5531500.7351 | 0 | 6404604.2053
|  | Transformers | Consumer |  |  | 4621540.2285 |  | 3967379.3708 | 0 | 413438.5078 | 0 | 80939.5108
|  | Transformers | Demand |  |  | 17269928.9006 |  | 14814215.9111 | 0 | 933233.9744 | 0 | 713020.3832
|  | Services | Consumer |  |  | 16624753.3801 |  | 13673637.8206 | 32017.0678 | 2302585.2694 | 2643.6111 | 46997.5307
|  | Meters | Consumer |  |  | 11193537.5039 |  | 9894190.216 | 231674.2355 | 740507.3728 | 3400.7227 | 99605.3138
|  | Consum. & Acct. Serives | Consumer |  |  | 3920101.6281 |  | 3249737.6498 | 28534.9459 | 364828.4453 | 418.8616 | 25131.6954
|  | Lighting | Lighting |  |  | 4458067.5036
[6 empty] | 164556645.6913 |  | 128391242.9462 | 292226.2491 | 12263252.9303 | 6463.1954 | 7562027.3594 |  |  |  | 0 | 0 | 0 | 0 | 0
|  | Percent of Total | [5 empty] | 78.02% | 0.1776% | 7.452% | 0.003928% | 4.595%
[7 empty] | 46 | 47 | 50 | 52 | 0 | Total
|  |  | Classi- |  |  |  | Large Power | Large Power | Schl. Community | All Electric | Outdoor | Energy for
|  | Function | fication |  |  |  | >500 kW | 500-4999 KW | Halls & Parks | Schools | Lights | Sched E
|  | Statopms | Demand |  |  |  | 19799.6091 | 38929.6819 | 26490.9613 | 13218.3287 | 14089.3682 | 1337756.7254
|  | Lines | Consumer |  |  |  | 1089.5642 | 1634.3463 | 553498.6181 | 13074.7705 | 283831.4764 | 28198466.5061
|  | Lines | Demand |  |  |  | 1143754.587 | 2336050.2849 | 2103547.0122 | 1715138.0047 | 1307495.6692 | 76932493.3151
|  | Transformers | Consumer |  |  |  | 0 | 0 | 120566.4535 | 25261.8411 | 13954.5445 | 4621540.2285
|  | Transformers | Demand |  |  |  | 0 | 0 | 445574.7486 | 247862.7815 | 116021.1017 | 17269928.9006
|  | Services | Consumer |  |  |  | 0 | 0 | 298434.3199 | 29578.1078 | 238859.6529 | 16624753.3801
|  | Meters | Consumer |  |  |  | 1245.0664 | 1867.5996 | 215945.8929 | 5101.0841 | 0 | 11193537.5039
|  | Consum. & Acct. Serives | Consumer |  |  |  | 558.4821 | 837.7232 | 106390.844 | 2513.1695 | 141149.8113 | 3920101.6281
|  | Lighting | Lighting | [7 empty] | 4458067.5036 | 4458067.5036
[7 empty] | 1166447.3089 | 2379319.6359 | 3870448.8505 | 2051748.088 | 6573469.1278 | 164556645.6913
[7 empty] | 0.7088% | 1.446% | 2.352% | 1.247% | 3.995% | 100%
Note on E18: Marybeth Purvis: Matches Form 7 Part E
Note on E21: Marybeth Purvis: Matches Form 7 Part E=general + headquarters
Note on E28: Marybeth Purvis: Sum matches Form 7 Bal Sheet line 4
Note on E34: Marybeth Purvis: Matches Balance Sheet Form 7 line 2.

## 3Classific. Summary
SUMMARY OF CLASSIFICATION OF EXPENSES
|  | Consumer | Demand | Energy
|  | Related | Related | Related | Security | Street
|  | Costs | Costs | Costs | Lighting | Lighting | Total
| Purchased Power | 0 | 14341063 | 44410807.2 | 0 | 0 | 58751870.2
| Stations |  | 188665.1629 |  |  |  | 188665.1629
| Lines | 5642107.0956 | 15393084.0999 | 0 | 0 | 0 | 21035191.1955
| Transformers | 510265.7627 | 1906778.478 | 0 | 0 | 0 | 2417044.2407
| Services | 3326373.7582 | 0 | 0 | 0 | 0 | 3326373.7582
| Meters | 3953844.3945 | 0 |  | 0 | 0 | 3953844.3945
| Consumer Services | [5 empty] | 0
| & Accounting | 5581349.6413 | 0 | 0 |  |  | 5581349.6413
| Lighting |  |  |  | 769578.5175 | 58144.8093 | 827723.3268
|  | 19013940.6524 | 31829590.7408 | 44410807.2 | 769578.5175 | 58144.8093 | 96082061.92
0

## 3.2 Classific. 2
Consumer Related Costs
|  | Consumer | Demand |  |  |  |  | Consumer
| 2 | Related | Related |  |  |  |  | Services &
Expense | Lines | Costs | Costs | Total | Expense | Services | Meters | Accounting | Total
Purchased Power | 0 | 0 | 0 | 0 | Purchased Power | 0 | 0 | 0 | 0
Distibution Operations | 2174007.8606 | 583117.3609 | 1590890.4997 | 2174007.8606 | Distibution Operations | 343784.0251 | 2082886.6505 | 0 | 2426670.6756
Distribution Maintenance | 5103199.757 | 1368791.9112 | 3734407.8458 | 5103199.757 | Distribution Maintenance | 806988.137 | 0 | 0 | 806988.137
Consumer Accounts | 0 | 0 | 0 | 0 | Consumer Accounts | 0 | 0 | 3120183.58 | 3120183.58
Customer Service | 0 | 0 | 0 | 0 | Customer Service | 0 | 0 | 811685.28 | 811685.28
Administative & General | 2256804.8279 | 605325.3529 | 1651479.4751 | 2256804.8279 | Administative & General | 356877.0204 | 645944.0071 | 1219349.6589 | 2222170.6863
Depreciation | 5574482.2288 | 1495200.3738 | 4079281.8551 | 5574482.2288 | Depreciation | 881513.8037 | 593984.591 | 209137.6803 | 1684636.075
Miscellaneous | 128703.266 | 34521.0844 | 94182.1816 | 128703.266 | Miscellaneous | 20352.3307 | 13703.3357 | 4799.0609 | 38854.7273
Interest on Long Term Debt | 3452056.0677 | 925918.3743 | 2526137.6935 | 3452056.0677 | Interest on Long Term Debt | 545886.5864 | 367548.4284 | 128719.5573 | 1042154.5721
Short Term Interest | 34512.8351 | 9257.1116 | 25255.7235 | 34512.8351 | Short Term Interest | 5457.6442 | 3674.6617 | 1286.9075 | 10419.2134
Total Costs | 18723766.8432 | 5022131.569 | 13701635.2742 | 18723766.8432 | Total Costs | 2960859.5474 | 3707741.6745 | 5495161.725 | 12163762.9469
Margin Requirements | 2311424.3523 | 619975.5266 | 1691448.8257 | 2311424.3523 | Margin Requirements | 365514.2108 | 246102.7201 | 86187.9163 | 697804.8472
Revenue Requirements | 21035191.1955 | 5642107.0956 | 15393084.0999 | 21035191.1955 | Revenue Requirements | 3326373.7582 | 3953844.3945 | 5581349.6413 | 12861567.7941
|  | Consumer | Demand |  |  |  | Outdoor | Street
| 3 | Related | Related |  |  | Stations | Lighting | Lighting
Expense | Transformers | Costs | Costs | Total | Expense
Purchased Power | 0 | 0 | 0 | 0 | Purchased Power |  | 0
Distibution Operations | 0 | 0 | 0 | 0 | Distibution Operations | 32315.7539 | 235077.1499 | 0 |  | #REF!
Distribution Maintenance | 17304.6848 | 3653.2174 | 13651.4673 | 17304.6848 | Distribution Maintenance | 0 | 0 | 24467.2013
Consumer Accounts | 0 | 0 | 0 | 0 | Consumer Accounts | 0 | 0 | 0
Customer Service | 0 | 0 | 0 | 0 | Customer Service | 0 | 0 | 0
Administative & General | 5366.5222 | 1132.9344 | 4233.5878 | 5366.5222 | Administative & General | 10021.7492 | 72902.0353 | 7587.759
Depreciation | 1160254.2342 | 244942.977 | 915311.2573 | 1160254.2342 | Depreciation | 70912.405 | 223721.3609 | 12646.866
Miscellaneous | 26799.9415 | 5657.775 | 21142.1665 | 26799.9415 | Miscellaneous | 1637.7065 | 5165.7229 | 291.9258
Interest on Long Term Debt | 718823.2559 | 151751.8342 | 567071.4217 | 718823.2559 | Interest on Long Term Debt | 43926.2728 | 138554.0987 | 7829.9827
Short Term Interest | 7186.6239 | 1517.1787 | 5669.4451 | 7186.6239 | Short Term Interest | 439.1644 | 1385.2309 | 78.2823
Total Costs | 1935735.2625 | 408655.9168 | 1527079.3457 | 1935735.2625 | Total Costs | 159253.0518 | 676805.5986 | 52902.0171
Margin Requirements | 481308.9782 | 101609.8459 | 379699.1323 | 481308.9782 | Margin Requirements | 29412.1111 | 92772.919 | 5242.7922
Revenue Requirements | 2417044.2407 | 510265.7627 | 1906778.478 | 2417044.2407 | Revenue Requirements | 188665.1629 | 769578.5175 | 58144.8093
|  | Energy | Demand
|  | Related | Related
|  | Costs | Costs
Purchased Power | 58751870.2 | 44410807.2 | 14341063 | 58751870.2
Lines |  |  |  | 21035191.1955
Transformers |  |  |  | 2417044.2407
Purchased Power |  |  |  | 58751870.2
Consumer Related |  |  |  | 12861567.7941
Lighting |  |  |  | 769578.5175
Stations |  |  |  | 188665.1629
96023917.1107
58144.8093

## 3.1 PlantClass.
ACCOUNT 364 - POLES
1. Actual Data
| Poles | Size | Investment | Number | Unit Cost |  |  |  | Height (x) | Avg. Cost (y)
of Units
| 20' AL Pole | 20 | 105019.61 | 220 | 477.3619
| 25' AL Pole | 25 | 422591.38 | 153 | 2762.0352 | [6 empty] | 25 | 123.0504 | 6544 | 123.0504 | 25 | 80.895 | 2022.3748
| 25' Pole | 25 | 805242.06 | 6544 | 123.0504 | [6 empty] | 30 | 291.8205 | 22607 | 291.8205 | 30 | 150.3562 | 4510.6873
| 30' Pole | 30 | 6597185.49 | 22607 | 291.8205 | [6 empty] | 35 | 175.2806 | 39670 | 175.2806 | 35 | 199.1733 | 6971.0652
| 35' Pole | 35 | 2744718.58 | 15659 | 175.2806 | [6 empty] | 45 | 684.4598 | 12720 | 684.4598 | 45 | 112.783 | 5075.234
| 40' Pole | 40 | 20615448.95 | 39670 | 519.6735 | [6 empty] | 50 | 830.5759 | 3924 | 830.5759 | 50 | 62.6418 | 3132.092
| 45' Pole | 45 | 8706329.16 | 12720 | 684.4598 | [6 empty] | 55 | 996.3035 | 1260 | 996.3035 | 55 | 35.4965 | 1952.3063
| 50' Pole | 50 | 3259179.85 | 3924 | 830.5759 | [6 empty] | 60 | 1061.7873 | 194 | 1061.7873 | 60 | 13.9284 | 835.7033
| 55' Pole | 55 | 1255342.45 | 1260 | 996.3035
| 60' Pole | 60 | 205986.74 | 194 | 1061.7873
| 65' Pole | 65 | 81654.02 | 62 | 1317.0003
| 70' Pole | 70 | 16881.24 | 15 | 1125.416
| 75' Pole | 75 | 30144.55 | 11 | 2740.4136 | [6 empty] | 25 | 602.5771
| 80' Pole | 80 | 2586.78 | 5 | 517.356 | [6 empty] | 30 | 751.7041
| 85' Pole | 85 | 1487.61 | 1 | 1487.61 | [6 empty] | 35 | 878.7331
0
| Subtotal |  | 44849798.47 | 103045
| All other items |  | 18763135.38
| Total Investment in Poles |  | 63612933.85 | [8 empty] | 50 | 1593.0982
[12 empty] | #VALUE! | #VALUE! |  | #VALUE!
| 2. Determination of Demand and Consumer Related Investment | [13 empty] | #REF!
#VALUE!
|  |  | Formula | Slope | Y intercept
| Linear Curve |  | y=mx+b | 26.954 | -568.8113
| Use Actual Value to 25 foot poles |  |  |  | 123.0504
| Number of poles |  |  |  | 103045
| Consumer Related Investment |  |  |  | 12679732.2849
| Total Investment in poles |  |  |  | 63612933.85
| Percent Customer Related |  |  |  | 19.93%
| Percent Demand Related |  |  |  | 80.07%
Account 364 - Poles
| Data for Graph |  | Relevant Data
| Used linear |  |  | Average Cost | Predicted
|  |  | Size of Pole | Per Unit | Cost
|  |  | 0 | 0 | -561.32
|  |  | 25 | 123.0504 | 105.0391
|  |  | 30 | 291.8205 | 239.8091
|  |  | 35 | 175.2806 | 374.5792
|  |  | 45 | 684.4598 | 644.1193
|  |  | 50 | 830.5759 | 778.8894
|  |  | 55 | 996.3035 | 913.6595
| LINEAR CURVE DATA |  | 60 | 1061.7873 | 1048.4295
| Formula | y=mx+b | 65 | 1317.0003 | 1183.1996
| SLOPE - m | Zero Intercept - b | 70 | 1125.416 | 1317.9697
| 26.954 | -568.8113
| REGRESSION LINE DATA | SLOPE - b = $26.95 | ZERO INTERCEPT - Y =-$568.81
ACCOUNT 365 - CONDUCTOR
1. Actual Data
Number
| Conductor | Investment | of Units | Unit Cost | Amps
| 2 ACSR | 3049770.19 | 5307825 | 0.57458 | 175
| 4 ACSR | 2090417.8 | 9414165 | 0.22205 | 130
| 4/0 ACSR | 8823.97 | 22607 | 0.39032 | 350
| 3/0 ACSR | 2379272.89 | 3114564 | 0.76392 | 310
| 1/0 ACSR | 11636282.66 | 14838347 | 0.7842 | 230
| 336.4 ACSR | 10503009.71 | 6903435 | 1.5214 | 519
| 477 ACSR | 107587.05 | 69343 | 1.5515 |  | #VALUE! | #VALUE!
| 6ACWC | 1085942.25 | 7024702 | 0.15459 | 140
| 8 ACWC | 1008218.87 | 6631761 | 0.15203 | 100
| 6 BARE COPPER | 21794.6 | 7224 | 3.017 |  |  | #VALUE!
| 350 MCM URD PRIMARY | 270150.37 | 36488 | 7.4038
| 500 MCM URD PRIMARY | 21779.2 | 9076 | 2.3996
| 2 AL. CONCENTRIC URD | 620.74 | 607 | 1.0226
| 1/0 7 STRAND COPPER | 42696.5 | 93562 | 0.45634
| 1/0 15 KV URD PRIMARY | 3412122.9 | 977707 | 3.4899
| 2/0 15KV URD PRIMARY | 1479.73 | 2061 | 0.71797
| 556.5 ACSR | 7282.44 | 51336 | 0.14186
| 397.5 SPACER CABLE | 257121 | 120150 | 2.14
| 750 MCM URD PRIMARY | 103712.31 | 7635 | 13.5838
| SUBTOTAL | 36008085.18 | 54632595 | 0.6591
| All other OH Conductor Invest. | 25959208.63
| TOTAL | 61967293.81 |  | 0.6591
2. Demand and Consumer Investment Percents
Use linest Line
| Formula | y=b*m^x
| Intercept | 0.2234
| Slope | 1.0048
| Use zero intercept |  |  |  | 0.2234
| Amount of Conduit |  |  |  | 54632595
| Consumer Related Investment |  |  |  | 12204864.569
| Total Investment in conductor |  |  |  | 36008085.18
| Percent Customer Related |  |  |  | 33.89%
| Percent Demand Related |  |  |  | 66.11%
CONDUCTOR DATA FOR GRAPH PURPOSES
Data for Graph
| Conuctor | Per Unit Cost | Amp Size | Predict Valeu
| 2 ACSR | 0.57458 | 175 | 0.51925
| 4 ACSR | 0.22205 | 130 | 0.41801
| 1/0 ACSR | 0.7842 | 230 | 0.67686
| 3/0 ACSR | 0.76392 | 310 | 0.99529
| 4/0 ACSR | 0.39032 | 350 | 1.2069
| 336.4 ACSR | 1.5214 | 519 | 2.7253
| 6ACWC | 0.15459 | 140 | 0.43865
| 8 ACWC | 0.15203 | 100 | 0.36174
Breakdown of Lines into Demand Related and Consumer Related Components
Acct | Total | Consumer-Related |  | Demand-Related
No. | Investment | Percent | Amount | Percent | Amount
364 | 63612933.85 | 19.93% | 12679732.2849 | 80.07% | 50933201.5651
365 | 61967293.81 | 33.89% | 21003683.6139 | 66.11% | 40963610.1961
| 125580227.66 |  | 33683415.8988 |  | 91896811.7612
% | 100% |  | 26.82% |  | 73.18%
ACCOUNT 368 - TRANSFORMERS
|  | Size In | Number of | Total | Per Unit
| Type of Transfomer | KVA | Transfomers | Cost | Cost
| 1.5 KVA | 1.5 | 1 | 90.85 | 90.85
| 1.5 KVA CSP | 1.5 | 15 | 1752.76 | 116.8507
| 3 KVA CONV | 3 | 72 | 8122.76 | 112.8161 | [5 empty] | 0 | 0
| 5 KVA CONV | 5 | 165 | 19276.12 | 116.825
| 10 KVA CSP | 10 | 6125 | 2257642.77 | 368.5947
| 10 KVA CONV | 10 | 512 | 183803.1 | 358.9904
| 15 KVA CONV | 15 | 618 | 245776.7 | 397.6969
| 15 KVA CSP | 15 | 14892 | 6963602.13 | 467.6069
| 15 KVA PADMOUNT | 15 | 54 | 51089.3 | 946.0981
| 25 KVA CSP | 25 | 8401 | 4674805.98 | 556.4583
| 25 KVA CONV | 25 | 663 | 323009.42 | 487.1937 |  |  |  | 2809.7787
| 37.5 KVA CSP | 37.5 | 1506 | 1192754.93 | 792.0019
| 37.5 KVA CONV | 37.5 | 354 | 174380.55 | 492.6004
| 25 KVA PADMOUNT | 25 | 1063 | 1146116.27 | 1078.1903
| 37.5 KVA PADMOUNT | 37.5 | 233 | 259625.65 | 1114.2732
| 45 KVA PADMOUNT | 45 | 1 | 4223.38 | 4223.38
| 50 KVA CSP | 50 | 237 | 227534.89 | 960.0628
| 50 KVA CONV | 50 | 485 | 365958.45 | 754.5535
| 50 KVA PADMOUNT | 50 | 121 | 169302.24 | 1399.1921
| 75 KVA CONV | 75 | 172 | 196977.52 | 1145.2181
| 75 KVA CSP | 75 | 18 | 20777.85 | 1154.325
| 75 KVA PADMOUNT | 75 | 63 | 147252.6 | 2337.3429
| 100 KVA CONV | 100 | 72 | 121690.91 | 1690.1515
| 100 KVA PADMOUNT | 100 | 37 | 78840.7 | 2130.8297
| 112 KVA CONV | 112 | 1 | 3714.42 | 3714.42
| 112 KVA PADMOUNT | 112 | 30 | 112041.74 | 3734.7247
| 150 KVA PADMOUNT | 150 | 9 | 50224.83 | 5580.5367
| 167 KVA CONV | 167 | 58 | 128576 | 2216.8276
| 167 KVA PADMOUNT | 167 | 23 | 64624.91 | 2809.7787
| 225 KVA 3 PH PM | 225 | 7 | 40529.06 | 5789.8657
| 300 KVA PADMOUNT | 300 | 32 | 173938.12 | 5435.5662
| 333 KVA CONV | 333 | 20 | 105290.9 | 5264.545
| 500 KVA PADMOUNT | 500 | 40 | 242277.57 | 6056.9393
| 750 KVA 3 PH | 750 | 18 | 160390.15 | 8910.5639
| 1000 KVA 3 PH PADMOUNT | 1000 | 20 | 209139.11 | 10456.9555
| 1500 KVA PADMOUNT | 1500 | 7 | 95099.17 | 13585.5957
| 2000 KVA PADMOUNT | 2000 | 4 | 73296.5 | 18324.125
| 2500 KVA CONV | 2500 | 1 | 18535.26 | 18535.26
ACCONT 368 - TRANSFORMERS CONTINUED
|  | Size In | Number of | Total | Per Unit
| Type of Transfomer | KVA | Transfomers | Cost | Cost
| 2500 KVA PADMOUNT | 2500 | 14 | 303744.13 | 21696.0093
| 15 KVA COV 1B | 15 | 2246 | 1641885.72 | 731.0266
| 25 KVA COV 1B | 25 | 1333 | 1166902.03 | 875.3954
| 37.5 KVA COV 1B | 37.5 | 46 | 46636.02 | 1013.8265
| 50 KVA COV 1B | 50 | 206 | 268078.88 | 1301.3538
| DOE 10 KVA | 10 | 1056 | 870040.12 | 823.9016
| DOE 15 KVA | 15 | 702 | 649803.65 | 925.6462
| DOE 50 KVA | 50 | 102 | 188499.89 | 1848.0381
| DOE 10 KVA | 10 | 17 | 15221.71 | 895.3947
| DOE 15 KVA 2B | 15 | 4 | 44221.52 | 11055.38
| DOE 50 KVA 2B | 50 | 2 | 4195.48 | 2097.74
| DOE 75 KVA 2B | 75 | 10 | 30104.42 | 3010.442
| DOE 100 KVA 2B | 100 | 9 | 33006.3 | 3667.3667
| DOE 167 KVA 2B | 167 | 8 | 38899.52 | 4862.44
| DOE 250 KVA 2B | 250 | 3 | 17200.32 | 5733.44
| DOE 15 KVA PADMOUNT | 15 | 133 | 205633.04 | 1546.1131
| DOE 50 KVA PADMOUNT | 50 | 27 | 58702 | 2174.1481
| DOE 75 KVA PADMOUNT | 75 | 3 | 9734.19 | 3244.73
| DOE 25 KVA PADMOUNT | 25 | 7 | 11788.56 | 1684.08
| DOE 25 KVA 2B | 25 | 10 | 12532.7 | 1253.27
| DOE 100 KVA PADMOUNT | 100 | 2 | 28911.62 | 14455.81
| DOE 1500 KVA PADMOUNT | 1500 | 2 | 35866.4 | 17933.2
| DOE 300 KVA PADMOUNT | 300 | 2 | 15950.88 | 7975.44
| DOE 500 KVA PADMOUNT | 500 | 2 | 19670.88 | 9835.44
| SubTotal |  | 42096 | 26029315.55
| All Other Transformer Investment |  |  | 2440545.41
| Total |  |  | 28469860.96
2. Demand and Consumer Investment Percents
| Regression Equasion | y=bm^x
| Intercept | 142.7764 |  |  | 142.7764
| m | 1.0436 |  |  | 1.0436
| Use Intercept |  |  |  | 142.7764
| Number of Transformers |  |  |  | 42096
| Consumer Related Investment |  |  |  | 6010314.1982
| Total Investment in transformers |  |  |  | 28469860.96
| Percent Customer Related |  |  |  | 21.11%
| Percent Demand Related |  |  |  | 78.89%
ACCOUNT 368 - TRANSFORMERS
Data for Graph
|  | Transformer Size | Actual Cost Per Unit | Predicted Cost
|  | 1.5 | 115.2256 | 152.2136
|  | 3 | 112.8161 | 162.2746
|  | 5 | 116.825 | 176.7312
|  | 10 | 367.8538 | 218.7611
|  | 15 | 499.8514 | 270.7864
|  | 25 | 637.9436 | 414.8973
|  | 37.5 | 522.61 | 707.266
|  | 50 | 982.7211 | 1205.6602
24

## 4 Allocation
|  | ALLOCATION OF EXPENSES TO RATE CLASSES | [7 empty] | ALLOCATION OF EXPENSES TO RATE CLASSES
|  |  |  | 10 | 11 | 20 | 22 | 40 | 46 | 47 | 50 | 52 | 0 | Total |  | 46 | 47
| Classifi- |  | Green | Residential | Residential | Comm. Sml Pow | Comm & Sml Pow | Large Power | Large Power | Large Power | Schl. Community | All Electric | Outdoor | Energy for |  | 500 kW & | 500-4,999 kW |  | Total
Function | cation | Amount | Power | Farm & Non Farm | ETS | & 3 Phase Farm | ETS | < Than 50 kW | >500 kW | 500-4999 KW | Halls & Parks | Schools | Lights | Sched E | Envirowatts | Over (C) | (B) | Wellhead | Energy kWh
Purchased Power | Demand | 13020019 |  | 9979771.6975 | 0 | 758287.2034 | 0 | 1001913.796 | 276998 | 487557 | 253832.7277 | 126656.1976 | 135002.3777 | 12255464 |  | 276998 | 487557 | 0 | 13020019 | 12255464 | 13020019
Purchased Power | Energy | 44410807.2 | 4430 | 31414933.6388 | 289631.6173 | 3109069.7202 | 4374.6352 | 4015657.7213 | 902134.3407 | 1705424.6593 | 1365424.0627 | 572652.1384 | 1027074.6661 | 41798818.2 | 4430 | 902134.3407 | 1705424.6593 | 0 | 44410807.2 | 41798818.2 | 44406377.2
Metering & Substation | Demand | 1321044 |  | 1028515.5154 | 0 | 78149.0977 | 0 | 103257.2603 | 19552.2507 | 38443.3295 | 26160.0071 | 13053.1908 | 13913.3484 | 1263048.4198 | 0 | 19552.2507 | 38443.3295 |  | 1321044
Stations | Demand | 188665.1629 |  | 138288.8306 | 0 | 13565.1588 | 0 | 15706.3114 | 2804.883 | 5728.8057 | 5158.627 | 4206.1134 | 3206.433 | 180131.4742 | 0 | 2804.883 | 5728.8057 |  | 188665.1629
Lines | Consumer | 5642107.0956 |  | 5074201.1825 | 0 | 379766.6413 | 0 | 17440.4887 | 218.0061 | 327.0092 | 110747.1032 | 2616.0733 | 56790.5913 | 5641562.0803 | 0 | 218.0061 | 327.0092 |  | 5642107.0956
Lines | Demand | 15393084.0999 |  | 11282907.5931 | 0 | 1106773.6446 | 0 | 1281469.0765 | 228848.823 | 467410.0233 | 420889.4665 | 343174.4171 | 261611.0557 | 14696825.2535 | 0 | 228848.823 | 467410.0233 |  | 15393084.0999
Transformers | Consumer | 510265.7627 |  | 438039.6493 | 0 | 45647.8804 | 0 | 8936.5578 | 0 | 0 | 13311.7814 | 2789.1681 | 1540.7258 | 510265.7627 | 0 | 0 | 0 |  | 510265.7627
Transformers | Demand | 1906778.478 |  | 1635642.4065 | 0 | 103038.6672 | 0 | 78724.8129 | 0 | 0 | 49196.0532 | 27366.6105 | 12809.9277 | 1906778.478 | 0 | 0 | 0 |  | 1906778.478 | 0
Services | Consumer | 3326373.7582 |  | 2735898.0302 | 6406.1542 | 460714.1556 | 528.9485 | 9403.5291 | 0 | 0 | 59712.41 | 5918.1535 | 47792.377 | 3326373.7582 | 0 | 0 | 0 |  | 3326373.7582
Meters | Consumer | 3953844.3945 |  | 3494881.6235 | 81833.279 | 261566.1871 | 1201.2224 | 35183.1502 | 439.7894 | 659.6841 | 76277.6252 | 1801.8337 | 0 | 3952744.9211 | 0 | 439.7894 | 659.6841 |  | 3953844.3945
Consumer Services | [8 empty] | 0
& Accounting | Consumer | 5581349.6413 |  | 4626900.9803 | 40627.3931 | 519434.2661 | 596.3654 | 35781.9242 | 795.1539 | 1192.7308 | 151476.8124 | 3578.1924 | 200965.8227 | 5579361.7566 | 0 | 795.1539 | 1192.7308 |  | 5581349.6413
Lighting | Lighting | 827723.3268 | [10 empty] | 827723.3268 | 827723.3268 | 0 |  | 0 |  | 827723.3268
Revenue Requirements |  | 96082061.92 | 4430 | 71849981.1476 | 418498.4436 | 6836012.6225 | 6701.1716 | 6603474.6284 | 1431791.2468 | 2706743.242 | 2532186.6765 | 1103812.0888 | 2588430.6522 | 91939097.4312 | 4430 | 1431791.2468 | 2706743.242 | 0 | 96082061.92
|  |  | SUMMARY |  |  |  | SUMMARY
|  |  | 0 | 10 | 11 | 20 | 22 | 40 | 46 | 47 | 50 | 52 | 0 | Total | 0 | 46 | 47 | 0 | 0
|  |  | Green | Residential | Residential | Comm. Sml Pow | Comm & Sml Pow | Large Power | Large Power | Large Power | Schl. Community | All Electric | Outdoor | Energy for | 0 | 500 kW & | 500-4,999 kW | 0 | Total
|  | Amount | Power | Farm & Non Farm | ETS | & 3 Phase Farm | ETS | < Than 50 kW | >500 kW | 500-4999 KW | Halls & Parks | Schools | Lights | Sched E | Envirowatts | Over (C) | (B) | Wellhead | Energy kWh
Consumer Related |  | 19013940.6524 | 0 | 16369921.4658 | 128866.8263 | 1667129.1306 | 2326.5364 | 106745.65 | 1452.9494 | 2179.424 | 411525.7322 | 16703.421 | 307089.5168 | 19010308.279 | 0 | 1452.9494 | 2179.424 | 0 | 19013940.6524
Demand Related |  | 31829590.7408 | 0 | 24065126.0431 | 0 | 2059813.7718 | 0 | 2481071.2571 | 528203.9568 | 999139.1586 | 755236.8816 | 514456.5294 | 426543.1425 | 30302247.6254 | 0 | 528203.9568 | 999139.1586 | 0 | 31829590.7408
Energy Related |  | 44410807.2 | 4430 | 31414933.6388 | 289631.6173 | 3109069.7202 | 4374.6352 | 4015657.7213 | 902134.3407 | 1705424.6593 | 1365424.0627 | 572652.1384 | 1027074.6661 | 41798818.2 | 4430 | 902134.3407 | 1705424.6593 | 0 | 44410807.2
Lighting |  | 827723.3268 | [7 empty] | 0 | 0 | 0 | 827723.3268 | 827723.3268 | 0 |  | 0 | 0 | 827723.3268
Revenue Requirements |  | 96082061.92 | 4430 | 71849981.1476 | 418498.4436 | 6836012.6225 | 6701.1716 | 6603474.6284 | 1431791.2468 | 2706743.242 | 2532186.6765 | 1103812.0888 | 2588430.6522 | 91939097.4312 | 4430 | 1431791.2468 | 2706743.242 | 0 | 96082061.92
0
0
20123969.7341
0
0.85652
0
0
0
0
0
0
0
|  |  |  | 16369921.4658 | 128866.8263 | 1667129.1306 | 2326.5364
|  |  |  | 311873 | 20425 | 4153 |  |  |  | 311873
52.4891
|  |  |  | 52.4891 | 6.3093 | 401.4277

## 4.1 kW & kWh
[10 empty] | ENERGY KWH | [8 empty] | Totals are off and forced
| 0 | 10 | 11 | 20 | 22 | 40 | 46 | 47 |  | 50 | 52 | 0 | Total | 0 | 46 | 47
| Green | Residential | Residential | Comm. Sml Pow | Comm & Sml Pow | Large Power | Large Power | Large Power |  | Schl. Community | All Electric | Outdoor | Energy for | 0 | 500 kW & | 500-4,999 kW
Month | Power | Farm & Non Farm | ETS | & 3 Phase Farm | ETS | < Than 50 kW | >500 kW | 500-4999 KW | Month | Halls & Parks | Schools | Lights | Sched E | Envirowatts | Over (C) | (B) | WellHead | Total | B and C Sum | Rate E
January | 16000 | 67209679 | 1307628 | 5439330 | 19147 | 6034811 | 1623520 | 3248480 | January | 2598373 | 1061917 | 1643219 | 85314104 | 16000 | 1623520 | 3248480 | 221120 | 90423224 | 4872000 | 94514868 | 94514868 | 0
February | 16000 | 52950192 | 923724 | 4748723 | 12230 | 5664956 | 1535040 | 3041280 | February | 2172396 | 873381 | 1643556 | 68989158 | 16000 | 1535040 | 3041280 | 244320 | 73825798 | 4576320 | 81779427 | 81779427 | 0
March | 16000 | 38083977 | 341718 | 4486575 | 4683 | 5742128 | 1715680 | 3533840 | March | 1838523 | 866149 | 1644603 | 53008356 | 16000 | 1715680 | 3533840 | 237760 | 58511636 | 5249520 | 60520347 | 60520347 | 0
April | 16000 | 38221366 | 195393 | 4589150 | 2581 | 6083030 | 1630880 | 3199760 | April | 1874671 | 830461 | 1643564 | 53440216 | 16000 | 1630880 | 3199760 | 211840 | 58498696 | 4830640 | 55638962 | 55638962 | 0
May | 16000 | 42478022 | 25281 | 4953216 | 157 | 6595882 | 1861920 | 3454400 | May | 1844693 | 694636 | 1644984 | 58236871 | 16000 | 1861920 | 3454400 | 130240 | 63699431 | 5316320 | 60705707 | 60705707 | 0
June | 16000 | 52559267 | 9475 | 5399589 | 15 | 6942867 | 1878020 | 3429920 | June | 2296541 | 687424 | 1646394 | 69541572 | 16000 | 1878020 | 3429920 | 32640 | 74898152 | 5307940 | 65833074 | 65833074 | 0
July | 16000 | 53884857 | 10935 | 5577524 | 12 | 7224239 | 2083520 | 3593040 | July | 2580875 | 916052 | 1647241 | 71841735 | 16000 | 2083520 | 3593040 | 0 | 77534295 | 5676560 | 79500125 | 79500125 | 0
August | 16000 | 46208018 | 12830 | 5221168 | 179 | 7259696 | 2039360 | 3715600 | August | 2434447 | 1076700 | 1646791 | 63859829 | 16000 | 2039360 | 3715600 | 140480 | 69771269 | 5754960 | 69748600 | 69748600 | 0
September | 14700 | 36107461 | 162054 | 4437433 | 1458 | 5682296 | 1840960 | 3334880 | September | 1856120 | 892771 | 1647188 | 50786781 | 14700 | 1840960 | 3334880 | 256320 | 56233641 | 5175840 | 56525122 | 56525122 | 0
October | 14600 | 48953341 | 666437 | 4739368 | 8159 | 7243872 | 1618080 | 3399680 | October | 1991121 | 969062 | 1647315 | 66218675 | 14600 | 1618080 | 3399680 | 271040 | 71522075 | 5017760 | 60523791 | 60523791 | 0
November | 14600 | 57023397 | 639012 | 4766159 | 13892 | 6042925 | 1609760 | 2893680 | November | 2231729 | 1038324 | 1647505 | 73402943 | 14600 | 1609760 | 2893680 | 263680 | 78184663 | 4503440 | 78306950 | 78306950 | 0
December | 14600 | 70413544 | 1274981 | 5427587 | 21609 | 6702344 | 1555360 | 2840320 | December | 2536918 | 1104931 | 1647761 | 89129675 | 14600 | 1555360 | 2840320 | 288320 | 93828275 | 4395680 | 85942099 | 85942099 | 0
| 186500 | 604093121 | 5569468 | 59785822 | 84122 | 77219046 | 20992100 | 39684880 |  | 26256407 | 11011808 | 19750121 | 803769915 | 186500 | 20992100 | 39684880 | 2297760 | 866931155 | 60676980 | 849539072 | 849539072 | 0
[18 empty] | 912831100 | 60807768 | 849539072
Percentage |  | 75.16% | 0.6929% | 7.438% | 0.01047% | 9.607% |  |  | Percentage | 3.267% | 1.37% | 2.457% | 100% |  |  |  |  | 45899945 | 130788 | -45769157
|  |  | 1089.69 |  | 15.9558 | [5 empty] | 1105.6458 | [7 empty] | NOTE: This sum is not same as sum on power cost SS. Numbers that were summed on power cost ss differ from billing analysis
| 0.02157% | 69.87% | 0.6441% | 6.915% | 0.009729% | 8.931% | 2.428% | 4.59% |  | 3.037% | 1.274% | 2.284% | 100%
MONTHLY CONTRIBUTIONS TO EKPC COINCIDENT PEAK DEMAND - KW | [9 empty] | MONTHLY CONTRIBUTIONS TO EKPC COINCIDENT PEAK DEMAND - KW
| 0 | 10 | 11 | 20 | 22 | 40 | 46 | 47 |  | 50 | 52 | 0 | Total | 0 | 46 | 47
| Green | Residential | Residential | Comm. Sml Pow | Comm & Sml Pow | Large Power | Large Power | Large Power |  | Schl. Community | All Electric | Outdoor | Energy for | 0 | 500 kW & | 500-4,999 kW
Month | Power | Farm & Non Farm | ETS | & 3 Phase Farm | ETS | < Than 50 kW | >500 kW | 500-4999 KW | Month | Halls & Parks | Schools | Lights | Sched E | Envirowatts | Over (C) | (B) |  | Total
January | 0 | 131330.3207 | 0 | 10128.979 | 0 | 14307.5883 | 2374.27 | 5189.81 | January | 3464.2043 | 2130.985 | 3578.2 | 164940.2773 | 0 | 2374.27 | 5189.81 |  | 172504.3573
February | 0 | 164949.628 | 0 | 13551.0306 | 0 | 15813.3512 | 2402.14 | 4699.36 | February | 4122.02 | 2088.576 | 3577.025 | 204101.6307 | 0 | 2402.14 | 4699.36 |  | 211203.1307
March | 0 | 132308.2528 | 0 | 10995.4128 | 0 | 13511.3697 | 2328.38 | 4627.84 | March | 3755.88 | 2052.424 | 3575.725 | 166199.0643 | 0 | 2328.38 | 4627.84 |  | 173155.2843
April | 0 | 104789.5064 | 0 | 11111.8898 | 0 | 16589.6853 | 1930.56 | 4954.22 | April | 2847.62 | 1644.792 | 0 | 136983.4935 | 0 | 1930.56 | 4954.22 |  | 143868.2735
May | 0 | 124897.0216 | 0 | 8855.7838 | 0 | 11056.0691 | 2875.07 | 3801.54 | May | 3060.54 | 1164.056 | 0 | 149033.4705 | 0 | 2875.07 | 3801.54 |  | 155710.0805
June | 0 | 145912.429 | 0 | 11739.5646 | 0 | 11073.2029 | 2789.28 | 5306.8 | June | 4160.06 | 1417.504 | 0 | 174302.7605 | 0 | 2789.28 | 5306.8 |  | 182398.8405
July | 0 | 145612.9136 | 0 | 12006.6854 | 0 | 10479.392 | 2661.79 | 4013.18 | July | 4233.06 | 1310.824 | 0 | 173642.875 | 0 | 2661.79 | 4013.18 |  | 180317.845
August | 0 | 128570.1975 | 0 | 8206.8983 | 0 | 10639.2902 | 3092.61 | 5854.94 | August | 3211.22 | 1568.736 | 0 | 152196.342 | 0 | 3092.61 | 5854.94 |  | 161143.892
September | 0 | 119872.9974 | 0 | 9598.8782 | 0 | 11355.9497 | 2562.59 | 5790.14 | September | 3765.08 | 1645.776 | 0 | 146238.6813 | 0 | 2562.59 | 5790.14 |  | 154591.4113
October | 0 | 112271.6114 | 0 | 7216.8817 | 0 | 11111.5854 | 2481.6 | 4870.51 | October | 2254.92 | 1310.096 | 3551.275 | 137716.3696 | 0 | 2481.6 | 4870.51 |  | 145068.4796
November | 0 | 143012.3892 | 0 | 7946.5516 | 0 | 17516.192 | 2309.89 | 5028.05 | November | 2383.72 | 1797.176 | 3546.125 | 176202.1538 | 0 | 2309.89 | 5028.05 |  | 183540.0938
December | 0 | 126303.7542 | 0 | 8680.8281 | 0 | 15152.6075 | 2224.67 | 4913.73 | December | 2924.24 | 1919.152 | 3542.975 | 158523.5568 | 0 | 2224.67 | 4913.73 |  | 165661.9568
| 0 | 1579831.0218 | 0 | 120039.384 | 0 | 158606.2832 | 30032.85 | 59050.12 |  | 40182.5643 | 20050.097 | 21371.325 | 1940080.6753 | 0 | 30032.85 | 59050.12 |  | 2029163.6453
[11 empty] | 20050.097 | 2007792.3203
Allocation % |  | 81.43% | 0% | 6.187% | 0% | 8.175% |  |  | Allocation % | 2.071% | 1.033% | 1.102% | =sum( |  | 33.71% | 66.29%
100%
| 0% | 77.86% | 0% | 5.916% | 0% | 7.816% | 1.48% | 2.91% |  | 1.98% | 0.9881% | 1.053% | 95.61% | 0% | 1.48% | 2.91% |  | 100%
100%
0
MONTHLY PEAK DEMANDS FOR EACH RATE CLASS | [9 empty] | MONTHLY PEAK DEMANDS FOR EACH RATE CLASS
| 0 | 10 | 11 | 20 | 22 | 40 | 46 | 47 |  | 50 | 52 | 0 | Total | 0 | 46 | 47
| Green | Residential | Residential | Comm. Sml Pow | Comm & Sml Pow | Large Power | Large Power | Large Power |  | Schl. Community | All Electric | Outdoor | Energy for | 0 | 500 kW & | 500-4,999 kW
Month | Power | Farm & Non Farm | ETS | & 3 Phase Farm | ETS | < Than 50 kW | >500 kW | 500-4999 KW |  | Halls & Parks | Schools | Lights | Sched E | Envirowatts | Over (C) | (B) |  | Total
January | 0 | 169053 | 0 | 16862 | 0 | 15926.3 | 2897.95 | 6092.93 | January | 7325.7 | 6124.48 | 3578.2 | 218869.68 | 0 | 2897.95 | 6092.93 |  | 227860.56
February | 0 | 196462 | 0 | 16742 | 0 | 16465.94 | 2930.98 | 5979.22 | February | 7334.24 | 6090.12 | 3577.025 | 246671.325 | 0 | 2930.98 | 5979.22 |  | 255581.525
March | 0 | 146642 | 0 | 13936 | 0 | 16446.98 | 2929.66 | 6437.89 | March | 6554.4 | 5106.48 | 3575.725 | 192261.585 | 0 | 2929.66 | 6437.89 |  | 201629.135
April | 0 | 109911 | 0 | 13019 | 0 | 16589.6853 | 3138.69 | 6268.06 | April | 4806.2 | 4421.6 | 3569.4 | 152316.8853 | 0 | 3138.69 | 6268.06 |  | 161723.6353
May | 0 | 141868 | 0 | 13601 | 0 | 17732.2 | 3268.16 | 6351.57 | May | 4608.74 | 4233.12 | 3569.775 | 185612.835 | 0 | 3268.16 | 6351.57 |  | 195232.565
June | 0 | 180812 | 0 | 16717 | 0 | 16337.22 | 3312.1 | 6588.66 | June | 4845.22 | 3462.76 | 3567.15 | 225741.35 | 0 | 3312.1 | 6588.66 |  | 235642.11
July | 0 | 180870 | 0 | 18579 | 0 | 17912.2 | 3544.22 | 6825.28 | July | 5292.06 | 3691.92 | 3565.05 | 229910.23 | 0 | 3544.22 | 6825.28 |  | 240279.73
August | 0 | 156480 | 0 | 17111 | 0 | 20084.66 | 3546.43 | 6816.29 | August | 5737.18 | 4012.68 | 3557.975 | 206983.495 | 0 | 3546.43 | 6816.29 |  | 217346.215
September | 0 | 134748 | 0 | 14384 | 0 | 18840.34 | 3344.93 | 6778.62 | September | 5305.44 | 4008.32 | 3555.125 | 180841.225 | 0 | 3344.93 | 6778.62 |  | 190964.775
October | 0 | 112271.6114 | 0 | 12914 | 0 | 17398.52 | 2920.74 | 6279.62 | October | 5278.86 | 4497.16 | 3551.275 | 155911.4264 | 0 | 2920.74 | 6279.62 |  | 165111.7864
November | 0 | 143012.3892 | 0 | 11720 | 0 | 17744.02 | 2804.16 | 6166.72 | November | 5319.46 | 4751.76 | 3546.125 | 186093.7542 | 0 | 2804.16 | 6166.72 |  | 195064.6342
December | 0 | 171866 | 0 | 15298 | 0 | 17955.88 | 2763.36 | 5805.22 | December | 6379.6 | 5685.52 | 3542.975 | 220727.975 | 0 | 2763.36 | 5805.22 |  | 229296.555
| 0 | 1843996.0006 | 0 | 180883 | 0 | 209433.9453 | 37401.38 | 76390.08 |  | 68787.1 | 56085.92 | 42755.8 | 2401941.7659 | 0 | 37401.38 | 76390.08 |  | 2515733.2259
|  | 76.77% | 0% | 7.531% | 0% | 8.719% |  |  |  | 2.864% | 2.335% | 1.78% | 100% |  | 41.98% | 85.75%
0.048359
|  | 73.3% | 0% | 7.19% | 0% | 8.325% | 1.487% | 3.036% |  | 2.734% | 2.229% | 1.7% | 100% |  |  |  |  | 200% |  | 4374.2535 | 4015307.3608
SUM OF MONTHLY CUSTOMER DEMANDS FOR EACH CLASS - KW | [9 empty] | SUM OF MONTHLY CUSTOMER DEMANDS FOR EACH CLASS - KW
| 0 | 10 | 11 | 20 | 22 | 40 | 46 | 47 |  |  | 52 | 0 | Total | 0 | 46 | 46 |  | 0
| Green | Residential | Residential | Comm. Sml Pow | Comm & Sml Pow | Large Power | Large Power | Large Power |  | Schl. Community | All Electric | Outdoor | Energy for | 0 | 500 kW & | 500 kW & |  | 0
Month | Power | Farm & Non Farm | ETS | & 3 Phase Farm | ETS | < Than 50 kW | >500 kW | 500-4999 KW |  | Halls & Parks | Schools | Lights | Sched E | Envirowatts | Over (C) | Over (C) | 0 | Total
January | 0 | 492787 | 0 | 26054 | 0 | 20895.35 | 2897.95 | 6092.93 | January | 12878.78 | 8698.195 | 3578.2 | 564891.525 | 0 | 2897.95 | 6092.93 |  | 573882.405
February | 0 | 481912 | 0 | 28958 | 0 | 21303.66 | 2930.98 | 5979.22 | February | 13897.432 | 9350.336 | 3577.025 | 558998.453 | 0 | 2930.98 | 5979.22 |  | 567908.653
March | 0 | 477587 | 0 | 29424 | 0 | 21138.17 | 2929.66 | 6437.89 | March | 14130.984 | 9131.637 | 3575.725 | 554987.516 | 0 | 2929.66 | 6437.89 |  | 564355.066
April | 0 | 469103 | 0 | 25483 | 0 | 20242.8 | 3138.69 | 6268.06 | April | 12414.064 | 7289.822 | 3569.4 | 538102.086 | 0 | 3138.69 | 6268.06 |  | 547508.836
May | 0 | 410240 | 0 | 29098 | 0 | 21600.19 | 3268.16 | 6351.57 | May | 13868.604 | 7255.217 | 3569.775 | 485631.786 | 0 | 3268.16 | 6351.57 |  | 495251.516
June | 0 | 438110 | 0 | 29883 | 0 | 20064.77 | 3312.1 | 6588.66 | June | 13347.7 | 5434.925 | 3567.15 | 510407.545 | 0 | 3312.1 | 6588.66 |  | 520308.305
July | 0 | 437568 | 0 | 29341 | 0 | 21592.29 | 3544.22 | 6825.28 | July | 13463.484 | 5192.647 | 3565.05 | 510722.471 | 0 | 3544.22 | 6825.28 |  | 521091.971
August | 0 | 422679 | 0 | 29264 | 0 | 23378.17 | 3546.43 | 6816.29 | August | 14165.516 | 5572.933 | 3557.975 | 498617.594 | 0 | 3546.43 | 6816.29 |  | 508980.314
September | 0 | 431167 | 0 | 29408 | 0 | 22738.31 | 3344.93 | 6778.62 | September | 14154.432 | 6282.311 | 3555.125 | 507305.178 | 0 | 3344.93 | 6778.62 |  | 517428.728
October | 0 | 476729 | 0 | 32041 | 0 | 22125.43 | 2920.74 | 6279.62 | October | 14754.236 | 8862.833 | 3551.275 | 558063.774 | 0 | 2920.74 | 6279.62 |  | 567264.134
November | 0 | 425042 | 0 | 26556 | 0 | 24999.41 | 2804.16 | 6166.72 | November | 13415.364 | 8986.277 | 3546.125 | 502545.176 | 0 | 2804.16 | 6166.72 |  | 511516.056
December | 0 | 496373 | 0 | 28403 | 0 | 22681.9 | 2763.36 | 5805.22 | December | 13711.472 | 9284.626 | 3542.975 | 573996.973 | 0 | 2763.36 | 5805.22 |  | 582565.553
| 0 | 5459297 | 0 | 343913 | 0 | 262760.45 | 37401.38 | 76390.08 |  | 164202.068 | 91341.759 | 42755.8 | 6364270.077 | 0 | 37401.38 | 76390.08 |  | 6478061.537
Allocation % |  | 85.78% | 0% | 5.404% | 0% | 4.129% | 0% | 0% | 0% | 2.58% | 1.435% | 0.6718% | 100% | 1.435% | 41.98% | 85.75%
|  | 217% | 0% | 13.67% | 0% | 10.44% | 1.487% | 3.036% |  | 6.527% | 3.631% | 1.7% | 257.5% |  |  |  |  | 515%
6364270.077

## 4.2 Consumer Alloc.
A. Lines (poles and conduit)
[5 empty] | Number of | Relative | Allocation
[5 empty] | Consumers | Weight | Percent
10 | Residential |  |  |  | 46551 | 0 | 89.93%
11 | Residential ETS |  |  |  | 0 | 0 | 0% |  | Zero out ETS because lines accounted for in residential rate
20 | Small Commercial |  |  |  | 3484 | 0 | 6.731% |  | Zero out ETS because lines accounted for in residensmall commercial rate
22 | Small Commercial ETS |  |  |  | 0 | 0 | 0%
40 | Large Power <50 |  |  |  | 160 | 0 | 0.3091%
46 | Large Power 50-500 |  |  |  | 2 |  | 0.003864%
47 | Large Power 500-4999 |  |  |  | 3 |  | 0.005796%
50 | Schools, Churches |  |  |  | 1016 |  | 1.963%
52 | All Electric Schools |  |  |  | 24 |  | 0.04637%
0 | Out Door Lighting |  |  |  | 521 |  | 1.007% |  | Took from previous COSS
0%
0%
0%
[5 empty] | 51761 | 0 | 100%
B. Transformers
|  | 1 | 2 | 3 | 4 | 5 | 6
|  | Minimum | Cost of | Weighted | Number
|  | Size | Minimum | Cost | of | Relative | Allocation |  |  | Rate 3 R |  | Number
|  | Transform. | Transform. | Min = 1 | Customers | Weight | Percent |  |  | Type | Cost | of Cust, | Total
10 | Residential | 10 KVA | 358.9904 | 1 | 46551 | 46551 | 85.85% |  |  | 50 KVA | 5580.5367 | 169 | 943110.6967
11 | Residential ETS | 10 KVA | 358.9904 | 1 | 0 | 0 | 0% |  |  | 112.5 KVA PAD | 10456.9555 | 173 | 1809053.3015
20 | Small Commercial | 15 KVA | 499.8514 | 1.3924 | 3484 | 4851.0551 | 8.946% |  |  | 2-500 KVA PAD | #REF! | 4 | #REF!
22 | Small Commercial ETS | 10 KVA | 358.9904 | 1 | 0 | 0 | 0% |  |  | Total |  | 346 | #REF!
40 | Large Power <50 | 100 KVA | 2130.8297 | 5.9356 | 160 | 949.6987 | 1.751% | [5 empty] | #REF!
46 | Large Power 50-500 | 1000 KVA | 10456.9555 | 29.1288 | 0 | 0 | 0%
47 | Large Power 500-4999 | 1000 KVA | 10456.9555 | 29.1288 | 0 | 0 | 0%
50 | Schools, Churches | 15 KVA | 499.8514 | 1.3924 | 1016 | 1414.659 | 2.609%
52 | All Electric Schools | 300 KVA | 4433.6552 | 12.3503 | 24 | 296.4082 | 0.5466%
0 | Out Door Lighting | 3 KVA | 112.82 | 0.31427 | 521 | 163.7348 | 0.3019%
0 | 0 | [13 empty] | 0.92313
0 | 0
0 | 0
|  | 4: 51756; 5: 54226.5559; 6: 100% |  | 100%
C. Services
|  | 1 | 2 | 3 | 4 | 5 | 6
|  | Minimum | Cost | Average |  | Number
|  | Size | Per | Length of | Cost of | of | Relative | Allocation
|  | Service | Unit | Service | Service | Customers | Weight | Percent
10 | Residential | 1/0 Al | 2.44 | 100 | 244 | 46551 | 11358444 | 82.25% | Got cost per unit from CPR
11 | Residential ETS | 1/0 Al | 2.44 | 10 | 24.4 | 1090 | 26596 | 0.1926%
20 | Small Commercial | 1/0 Al | 2.44 | 225 | 549 | 3484 | 1912716 | 13.85%
22 | Small Commercial ETS | 1/0 Al | 2.44 | 10 | 24.4 | 90 | 2196 | 0.0159%
40 | Large Power <50 |  | 2.44 | 100 | 244 | 160 | 39040 | 0.2827% | [6 empty] | 2.4387
46 | Large Power 50-500 | NA |  | NA |  | 2 | 0 | 0%
47 | Large Power 500-4999 | NA |  | NA |  | 3 | 0 | 0% | [6 empty] | 0.92313
50 | Schools, Churches | 1/0 Al | 2.44 | 100 | 244 | 1016 | 247904 | 1.795% | [5 empty] | #DIV/0!
52 | All Electric Schools | 4/0 Al | 4.55 | 225 | 1023.75 | 24 | 24570 | 0.1779%
0 | Out Door Lighting | 4/0 Al | 0.92 | 10 | 9.2 | 21567 | 198416.4 | 1.437% | [6 empty] | 4.5464
0 | 0 | [6 empty] | 0%
0 | 0 | [6 empty] | 0%
0 | 0 | [6 empty] | 0%
0%
|  | 5: 73987; 6: 13809882.4 | 100%
D. Meters
|  | 1 | 2 | 3 | 4 | 5 | 6
|  | Minimum | Cost of | Weighted | Number
|  | Size | Minimum | Cost | of | Relative | Allocation
|  | Meter | Meter | Meter | Customers | Weight | Percent
10 | Residential | 200 | 124.13 | 1 | 46551 | 46551 | 88.39% |  | got cost from CPR CL200 meters
11 | Residential ETS | 200 | 124.13 | 1 | 1090 | 1090 | 2.07%
20 | Small Commercial | 200 | 124.13 | 1 | 3484 | 3484 | 6.615%
22 | Small Commercial ETS | 200 | 124.13 | 1 | 16 | 16 | 0.03038%
40 | Large Power <50 | 2.5 | 363.57 | 2.9289 | 160 | 468.6313 | 0.8898% |  | got cost from CPR 4S 3Phase Meters
46 | Large Power 50-500 | 2.5 | 363.57 | 2.9289 | 2 | 5.8579 | 0.01112%
47 | Large Power 500-4999 | 2.5 | 363.57 | 2.9289 | 3 | 8.7868 | 0.01668%
50 | Schools, Churches | 200 | 124.13 | 1 | 1016 | 1016 | 1.929%
52 | All Electric Schools | 200 | 124.13 | 1 | 24 | 24 | 0.04557%
0 | Out Door Lighting | 200 | 124.13 | 1 | 0 | 0 | 0%
0 | 0 |  | 0 | 0 | 0 | 0 | 0%
0 | 0 |  | 0 | 0 | 0 | 0 | 0%
0 | 0 |  | 0 | 0 | 0 | 0 | 0%
[5 empty] | 52346 | 52664.276 | 100%
E. Consumer & Accounting Services
|  | 1 | 2 | 3 | 4 | 5 | 6
|  | Billing |  | 1 x 2 | Number of | 3 x 4 | Allocation
Rate Class |  | Factor | Multiplier | Records | Customers | Total | Percent
10 | Residential | 4 | 2 | 8 | 46551 | 372408 | 82.9%
11 | Residential ETS | 3 | 1 | 3 | 1090 | 3270 | 0.7279%
20 | Small Commercial | 4 | 3 | 12 | 3484 | 41808 | 9.307%
22 | Small Commercial ETS | 3 | 1 | 3 | 16 | 48 | 0.01068%
40 | Large Power <50 | 6 | 3 | 18 | 160 | 2880 | 0.6411%
46 | Large Power 50-500 | 8 | 4 | 32 | 2 | 64 | 0.01425%
47 | Large Power 500-4999 | 8 | 4 | 32 | 3 | 96 | 0.02137%
50 | Schools, Churches | 4 | 3 | 12 | 1016 | 12192 | 2.714%
52 | All Electric Schools | 4 | 3 | 12 | 24 | 288 | 0.06411%
0 | Out Door Lighting | 3 | 0.25 | 0.75 | 21567 | 16175.25 | 3.601%
0
|  | 4: 73913; 5: 449229.25; 6: 100% |  |  | 0

## XX-5 IncStmt
0 | 10 | 11 | 20 | 22 | 40 | 46 | 47 | 50 | 52 | 0 | Total | 0 | 46 | 47 | 0 | 0
Green | Residential | Residential | Comm. Sml Pow | Comm & Sml Pow | Large Power | Large Power | Large Power | Schl. Community | All Electric | Outdoor | Energy for | 0 | 500 kW & | 500-4,999 kW | 0 | Total
Power | Farm & Non Farm | ETS | & 3 Phase Farm | ETS | < Than 50 kW | >500 kW | 500-4999 KW | Halls & Parks | Schools | Lights | Sched E | Envirowatts | Over (C) | (B) | Wellhead | Energy kWh

## 12 Inc Stmt Func
|  |  |  | 10 | 11 | 20 | 22 | 40 | 46 | 47 | 50 | 52 |  | Total |  | 46 | 47
|  |  | Green | Residential | Residential | Comm. Sml Pow | Comm & Sml Pow | Large Power | Large Power | Large Power | Schl. Community | All Electric | Outdoor | Energy for |  | 500 kW & | 500-4,999 kW |  | Total
|  |  | Power | Farm & Non Farm | ETS | & 3 Phase Farm | ETS | < Than 50 kW | >500 kW | 500-4999 KW | Halls & Parks | Schools | Lights | Sched E | Envirowatts | Over (C) | (B) | Wellhead | Energy kWh
Revenue from Rates |  |  |  | 65324813.4073 | 346826.6278 | 6400934.18 | 4445.8477 | 6762713.7722 | 1403807.3601 | 2662906.4913 | 2693975.3158 | 881975.6912 | 2544293.72 | 84959978.5619 |  | 1403807.3601 | 2662906.4913 |  | 89026692.4134
Less Purchased Power Costs | [8 empty] | 0
| Demand |  |  | 9979771.6975 | 0 | 758287.2034 | 0 | 1001913.796 | 276998 | 487557 | 253832.7277 | 126656.1976 | 135002.3777 | 12255464 |  | 276998 | 487557 |  | 13020019
| Energy |  |  | 31419363.6388 | 289631.6173 | 3109069.7202 | 4374.6352 | 4015657.7213 | 902134.3407 | 1705424.6593 | 1365424.0627 | 572652.1384 | 1027074.6661 | 41803248.2 |  | 902134.3407 | 1705424.6593 | 0 | 44410807.2
|  | Total |  | 41399135.3362 | 289631.6173 | 3867356.9236 | 4374.6352 | 5017571.5173 | 1179132.3407 | 2192981.6593 | 1619256.7904 | 699308.3361 | 1162077.0439 | 54058712.2 |  | 1179132.3407 | 2192981.6593 |  | 57430826.2
Gross Margin |  |  |  | 23925678.071 | 57195.0105 | 2533577.2564 | 71.2125 | 1745142.2549 | 224675.0195 | 469924.832 | 1074718.5254 | 182667.3551 | 1382216.6761 | 30901266.3619 | #VALUE! | 224675.0195 | 469924.832 | 0 | 31595866.2134
Less Distribution Costs
Demand Related
|  | Stations |  | 138288.8306 | 0 | 13565.1588 | 0 | 15706.3114 | 2804.883 | 5728.8057 | 5158.627 | 4206.1134 | 3206.433 | 180131.4742 | 0 | 2804.883 | 5728.8057 |  | 188665.1629
|  | Lines |  | 11282907.5931 | 0 | 1106773.6446 | 0 | 1281469.0765 | 228848.823 | 467410.0233 | 420889.4665 | 343174.4171 | 261611.0557 | 14696825.2535 | 0 | 228848.823 | 467410.0233 |  | 15393084.0999
|  | Transformers |  | 1635642.4065 | 0 | 103038.6672 | 0 | 78724.8129 | 0 | 0 | 49196.0532 | 27366.6105 | 12809.9277 | 1906778.478 | 0 | 0 | 0 |  | 1906778.478
|  |  |  | 13056838.8302 | 0 | 1223377.4706 | 0 | 1375900.2007 | 231653.7061 | 473138.8291 | 475244.1467 | 374747.141 | 277627.4164 | 16783735.2056 | 0 | 231653.7061 | 473138.8291 |  | 17488527.7408
Consumer Related
|  | Lines |  | 5074201.1825 | 0 | 379766.6413 | 0 | 17440.4887 | 218.0061 | 327.0092 | 110747.1032 | 2616.0733 | 56790.5913 | 5641562.0803 | 0 | 218.0061 | 327.0092 |  | 5642107.0956
|  | Transformers |  | 438039.6493 | 0 | 45647.8804 | 0 | 8936.5578 | 0 | 0 | 13311.7814 | 2789.1681 | 1540.7258 | 510265.7627 | 0 | 0 | 0 |  | 510265.7627
|  | Services |  | 2735898.0302 | 6406.1542 | 460714.1556 | 528.9485 | 9403.5291 | 0 | 0 | 59712.41 | 5918.1535 | 47792.377 | 3326373.7582 | 0 | 0 | 0 |  | 3326373.7582
|  | Meters |  | 3494881.6235 | 81833.279 | 261566.1871 | 1201.2224 | 35183.1502 | 439.7894 | 659.6841 | 76277.6252 | 1801.8337 | 0 | 3952744.9211 | 0 | 439.7894 | 659.6841 |  | 3953844.3945
Consumer Svc
|  | & Accouting |  | 4626900.9803 | 40627.3931 | 519434.2661 | 596.3654 | 35781.9242 | 795.1539 | 1192.7308 | 151476.8124 | 3578.1924 | 200965.8227 | 5579361.7566 | 0 | 795.1539 | 1192.7308 |  | 5581349.6413
|  | Outdoor Lighting | [7 empty] | 0 |  | 0 | 827723.3268 | 827723.3268 | 0 | 0 | 0 |  | 827723.3268
| Total Consumer Related |  |  | 16369921.4658 | 128866.8263 | 1667129.1306 | 2326.5364 | 106745.65 | 1452.9494 | 2179.424 | 411525.7322 | 16703.421 | 1134812.8436 | 19838031.6058 | 0 | 1452.9494 | 2179.424 |  | 19841663.9792
Total Distribution Costs |  |  | 0 | 29426760.296 | 128866.8263 | 2890506.6012 | 2326.5364 | 1482645.8507 | 233106.6554 | 475318.2531 | 886769.8789 | 391450.5619 | 1412440.26 | 36621766.8115 | 0 | 233106.6554 | 475318.2531 |  | 37330191.72 | 94761017.92
0
Income from Rate Revenue |  |  |  | -5501082.225 | -71671.8158 | -356929.3448 | -2255.3239 | 262496.4042 | -8431.636 | -5393.4211 | 187948.6465 | -208783.2068 | -30223.5839 | -5720500.4495 | #VALUE! | -8431.636 | -5393.4211 |  | -5734325.5066
Other Revenue |  |  | 0 | 2262177.261 | 12010.4945 | 221662.2903 | 153.9583 | 234190.6011 | 0 | 0 | 93291.498 | 30542.5343 | 88108.0725 | 2942136.71 | 0 | 0 | 0 |  | 2942136.71
Net Margins |  |  |  | -3238904.964 | -59661.3213 | -135267.0546 | -2101.3656 | 496687.0052 | -8431.636 | -5393.4211 | 281240.1445 | -178240.6725 | 57884.4887 | -2778363.7395 | #VALUE! | -8431.636 | -5393.4211 |  | -2792188.7966
BILLING UNITS
Consumer Charge Units |  |  |  | 559075 |  | 41296 |  | 1884 | 24 | 36 | 12376 | 299 | 258117
Energy kWh |  |  |  | 604001121 | 5869464 | 59785822 | 84122 | 77219046 | 20992480 | 39684880 | 26256407 | 11011808 | 19750121
Demand kW | [7 empty] | 241169.793 | 44861.753 | 75876.703
COST BASED RATES
Customer Charge |  |  |  | 29.2804 | 0 | 40.3702 | 0 | 56.659 | 60.5396 | 60.5396 | 33.2519 | 55.8643 | 4.3965
Energy Charge |  |  |  | 0.091854 | 0.049345 | 0.086457 | 0.052003 | 0.084134 | 0.068136 | 0.068151 | 0.080767 | 0.098722 | 0.11551
Demand Charge | [7 empty] | 9.8595 | 11.3382 | 12.6613

## XX-6 Increase
|  | 10 | 11 | 20 | 22 | 40 | 46 | 47 | 50 | 52 |  | Total |  | 46 | 47
| Green | Residential | Residential | Comm. Sml Pow | Comm & Sml Pow | Large Power | Large Power | Large Power | Schl. Community | All Electric | Outdoor | Energy for |  | 500 kW & | 500-4,999 kW |  | Total
| Power | Farm & Non Farm | ETS | & 3 Phase Farm | ETS | < Than 50 kW | >500 kW | 500-4999 KW | Halls & Parks | Schools | Lights | Sched E | Envirowatts | Over (C) | (B) | Wellhead | Energy kWh
Total Revenue
Requirements | 4430 | 71849981.1476 | 418498.4436 | 6836012.6225 | 6701.1716 | 6603474.6284 | 1431791.2468 | 2706743.242 | 2532186.6765 | 1103812.0888 | 2588430.6522 | 91939097.4312 | 4430 | 1431791.2468 | 2706743.242 | 0 | 96082061.92
Actual Revenue from Rates |  | 65324813.4073 | 346826.6278 | 6400934.18 | 4445.8477 | 6762713.7722 | 1403807.3601 | 2662906.4913 | 2693975.3158 | 881975.6912 | 2544293.72 | 84959978.5619 |  | 1403807.3601 | 2662906.4913 | 0 | 89026692.4134 | 84959978.5619
Under (Over) | #VALUE! | 6525167.7403 | 71671.8158 | 435078.4426 | 2255.3239 | -159239.1438 | 27983.8867 | 43836.7507 | -161788.6393 | 221836.3976 | 44136.9322 | 6979118.8693 | #VALUE! | 27983.8867 | 43836.7507 |  | 7055369.5066
Rate Revenue Percent |  | 76.89% | 0.4082% | 7.534% | 0.005233% | 7.96% | 0% | 0% | 3.171% | 1.038% | 2.995% | 100% | 0% | 0% | 0% |  | 100%
Less Other Revenue |  | 2262177.261 | 12010.4945 | 221662.2903 | 153.9583 | 234190.6011 | 0 | 0 | 93291.498 | 30542.5343 | 88108.0725 | 2942136.71 | 0 | 0 | 0 |  | 2942136.71 |  | 2942136.71
COSS Based |  | 4262990.4793 | 59661.3213 | 213416.1523 | 2101.3656 | -393429.7449 | 27983.8867 | 43836.7507 | -255080.1374 | 191293.8633 | -43971.1403 | 4036982.1593 | #VALUE! | 27983.8867 | 43836.7507 |  | 4113232.7966 |  | 4108802.7966
Revenue Increase
Percent |  | 6.526% | 17.2% | 3.334% | 47.27% | -5.818% | 1.993% | 1.646% | -9.469% | 21.69% | -1.728% | 4.752% | #VALUE! | 1.993% | 1.646% |  | 4.62%
| 0 | 4262990.4793 | 59661.3213 | 213416.1523 | 2101.3656 | -393429.7449 | 27983.8867 | 43836.7507 | -255080.1374 | 191293.8633 | -43971.1403 | 4036982.1593 | 0 | 27983.8867 | 43836.7507 |  | 4108802.7966 | Overwrote hard changes to make acutal results
| 0% | 6.526% | 17.2% | 3.334% | 47.27% | -5.818% | 1.993% | 1.646% | -9.469% | 21.69% | -1.728% | 4.752% | #VALUE! | 1.993% | 1.646% |  | 4.615%
Increase Amount | [16 empty] | 93139925.21
from Billing Analysis |  | 0 | 0 | 0 | 0 | 0 | 0 | 0 | 0 | 0 | 0 | 0 | 0 | 0 | 0 |  | 0