## Cover
Exhibit 3f
Exhibit R-Revised with Adj
Page 1 of
Witness: Jim Adkins
JACKSON ENERGY COOPERATIVE
CASE NO, 2013-00219
COST OF SERVICE STUDY
ADJUSTED
October 2013 - Mary Elizabeth Purvis & James Adkins

## 1TestYr_adj
TEST YEAR EXPENSES
1
2 | [5 empty] | Payroll |  |  | Retirement |  |  |  | G&T | Purchased | Total
3 | Acct | Description | Actual |  | Wages | Taxes | Depreciaton | Interest | & Security | Property |  | Administrative | Capital Credits | Power | Amount of |  | Adjusted
4 | No. |  | Test Year |  | Adjustment | Adjustment | Adjustment | Adjustment | Adjustment | Taxes | Donations | & General | Adjustment | Adjustment | Adjusments |  | Test Year
5 | [13 empty] | (a)
6 | 555 | Purchased Power
7 |  | Demand Charges | [14 empty] | 13020019
|  | Metering Point & Substations Charges | [14 empty] | 1321044
8 |  | Energy Charges | [12 empty] | 0 |  | 44259636 |  | 75910446 | 31650810
9 |  | Renewable Resource Energy | [12 empty] | 0 |  | 4430
|  | WellHeads | [14 empty] | 146741.2
10 |  | Total Purchased Power | 66412945.2 | [10 empty] | -7661075 | 0 |  | 58751870.2 | 58605129
11
12 | 580 | Operations Supv & Eng | 87147.95 |  | 684.5704 | 75.761 |  |  | 440.0477 | [7 empty] | 88348.3292
| 581 | Load Dispatching | 0 | [13 empty] | 0
13 | 582 | Station Expense | 24929.3 |  | 195.8263 | 21.672 |  |  | 125.8788 | [7 empty] | 25272.6771
14 | 583 | Overhead Line Exp. | 1885386.22 |  | 14810.2118 | 1639.0381 |  |  | 9520.1312 | 11092.8395 | [6 empty] | 1922448.4405
15 | 584 | Underground Line Exp | 56910.7 |  | 447.0487 | 49.4746 |  |  | 287.3668 | 4466.6333 | [6 empty] | 62161.2234
16 | 585 | Street Lights | 0 | [5 empty] | 0 | [7 empty] | 0
17 | 586 | Meter Expense | 1606798.54 |  | 12621.8312 | 1396.8512 |  |  | 8113.4214 | 520.7734 | [6 empty] | 1629451.4173
18 | 587 | Consumer Installations | 181345.26 |  | 1424.5154 | 157.6503 |  |  | 915.6907 | 493.4608 | [6 empty] | 184336.5773
19 | 588 | Misc. Distribution Exp | 1025553.47 |  | 8055.9961 | 891.5527 | 7494 |  | 5178.4634 | 655.5193 | [6 empty] | 1047829.0016
20 | 589 | Rents | 0 | [10 empty] | 0 |  |  | 0
21 |  | Total Dist. Operations | 4868071.44 |  | 38240 | 4232 | 7494 | 0 | 24581 | 17229.2264 |  |  |  | 0 | 0 | 0 | 4959847.6664 | 4959847.6664
22
23 | 590 | Maint Supv & Eng | 0 |  | 0 | 0 |  |  | 0 | [7 empty] | 0
24 | 592 | Maint of Station Equip | 0 |  | 0 | 0 |  |  | 0 | [7 empty] | 0
25 | 593 | Maint. Overhead Lines | 5660659.83 |  | 32101.0656 | 3553.1532 |  |  | 20635.1086 | [5 empty] | 0 |  | 5716949.1574
26 | 594 | Maint of Underground Lines | 5730.59 |  | 32.4976 | 3.597 |  |  | 20.89 | [7 empty] | 5787.5747
27 | 595 | Maint Line Transformers | 16590.86 |  | 94.0852 | 10.414 |  |  | 60.4796 | [7 empty] | 16755.8387
28 | 596 | Maint of Street Lights | 23457.92 |  | 133.0276 | 14.7244 |  |  | 85.5124 | [7 empty] | 23691.1844
29 | 597 | Maintenance of Meters | 0 |  | 0 | 0 |  |  | 0 | [7 empty] | 0
30 | 598 | Maint Misc Distrib Plant | 245520.58 |  | 1392.3239 | 154.1114 | 13489 |  | 895.0094 | [7 empty] | 261451.0248
31 |  | Total Dist. Maint. | 5951959.78 |  | 33753 | 3736 | 13489 | 0 | 21697 |  |  |  |  | 0 | 0 | 0 | 6024634.78 | 6024634.78 | 0
32 | [16 empty] | 0
33 | 901 | Supervision | 75527.05 |  | 931.1994 | 103.0684 | 3497 |  | 598.5696 | [7 empty] | 80656.8873
34 | 902 | Meter Reading Expense | 37553.07 |  | 463.0049 | 51.247 |  |  | 297.6169 | [7 empty] | 38364.9388
35 | 903 | Cons Recds & Collections | 3111177.71 |  | 38358.7957 | 4245.6846 |  |  | 24656.8135 | 491.6389 | [6 empty] | 3178930.6427
36 | 904 | Uncollectible Accounts | -104074.25 | [10 empty] | 0 |  |  | -104074.25
37 |  | Total Consumer Accts | 3120183.58 |  | 39753 | 4400 | 3497 |  | 25553 | 491.6389 |  |  |  | 0 | 0 | 0 | 3193878.2189 | 3193878.2189
38 | [16 empty] | 0
39 | 907 | Customer Information | 3544.27 |  | 48.6152 | 5.3827 |  |  | 31.2484 | [7 empty] | 3629.5163
40 | 908 | Customer Accounting | 252729.74 |  | 3466.5844 | 383.8208 |  |  | 2228.2191 | [7 empty] | 258808.3643
41 | 909 | Consumer Information | 36750.88 |  | 504.0954 | 55.8135 | 2997 |  | 324.0178 | [7 empty] | 40631.8067
42 | 910 | Mis. Customer Information | 370042.32 |  | 5075.705 | 561.983 |  |  | 3262.5148 | 163.8804 | [6 empty] | 379106.4032
43 | 912 | Key Accounts Expneses | 0 |  | 0 | 0 |  |  | 0 | [7 empty] | 0
| 913 | Advertising | 148618.07 | [13 empty] | 148618.07
44 |  | Total Customer Serv. | 811685.28 |  | 9095 | 1007 | 2997 |  | 5846 | 163.8804 |  |  |  | 0 | 0 | 0 | 830794.1604 | 682176.0904
45 | [16 empty] | 0
46 | 920 | Administrative Salaries | 2116841.28 |  | 24420.3015 | 2702.716 |  |  | 15697.3067 | [7 empty] | 2159661.6043
47 | 921 | Office Supplies | 744250 | [6 empty] | 324.1169 |  |  |  | 0 |  |  | 744574.1169
48 | 923 | Outside Services | 118341.33 | [8 empty] | 18542 |  |  |  |  | 136883.33
49 | 924 | Property Ins | 0 | [10 empty] | 0 |  |  | 0
50 | 925 | Injuries & Damages | 26498.25 | [13 empty] | 26498.25
51 | 926 | Employ Pensions & Benef | 154467.56 |  | 1781.9738 | 197.2199 |  |  | 1145.4481 | [7 empty] | 157592.2018
52 | 928 | Regulatory Exp | 16364.41 | [13 empty] | 16364.41
53 | 929 | Duplicate Charges | -84878.35 | [13 empty] | -84878.35
54 | 930 | Misc General Exp | 877135.16 |  | 10118.8068 | 1119.8986 |  |  | 6504.3429 |  |  | -48417 |  |  |  |  | 846461.2082
55 | 931 | Rents | 22200 | [13 empty] | 22200
56 | 935 | Maintenance of Gen. Plant | 583633.94 |  | 6732.918 | 745.1655 | 4996 |  | 4327.9023 | [7 empty] | 600435.9257
57 |  | Total Admin & General | 4574853.58 |  | 43054 | 4765 | 4996 | 0 | 27675 | 324.1169 |  | -29875 | 0 | 0 | 0 |  | 4625792.6969 | 4625792.6969 | 0 | -1123683.6969
58 | [16 empty] | 0
59 | 403.6 | Deprec. Distribution Plant | 7662550.58 |  |  |  | 65686.4422 | [9 empty] | 7728237.0222
60 | 403.7 | Deprec. General Plant | 593330.59 |  |  |  | 257332.1376 | [9 empty] | 850662.7276
| 407 | Amort of Prop Losses and Undercovery | 470772 | [13 empty] | 470772
61 |  | Total Depreciation | 8726653.17 |  |  |  | 323018.5798 | [6 empty] | 0 | 0 |  | 9049671.7498 | 8578899.7498
62 | [16 empty] | 0
63 | 408.71 | PSC Assessment & Sales Taxes | 120557.14 | [13 empty] | 120557.14
64 | 408.5 | Miscellaneous Amortization | 0 | [13 empty] | 0
65 | 425-426 | Contributions | 80896.15 | [7 empty] | -64588 | [5 empty] | 16308.15
66 |  | Total Miscellaneous | 201453.29 | [7 empty] | -64588 |  | 0 | 0 | 0 |  | 136865.29 | 136865.29
67 | [16 empty] | 0
68 | 427.1 | Interest - RUS Constuc | 1391391.58 |  |  |  |  | -8123.7343 | [8 empty] | 1383267.8457
69 | 427.2 | Interest - CFC | 1390363.23 |  |  |  |  | -38886.0875 | [5 empty] | 0 |  |  | 1351477.1425
70 | 427.4 | Interest - FFB | 2621589.44 |  |  |  |  | 585457 | [8 empty] | 3207046.44
71 |  | Total Interest on LTD | 5403344.25 |  |  |  |  | 538447.1782 | [5 empty] | 0 | 0 |  | 5941791.4282 | 5941791.4282
72
73 | 431 | Other Interest Expense | 54021.35 | [11 empty] | 0 |  | 54021.35
74 | [13 empty] | 0 |  |  | 0
75 |  |  | 0 | [11 empty] | 0 |  | 0
76 |  | Total ST Interest | 54021.35 | [10 empty] | 0 | 0 |  | 54021.35 | 54021.35
77 | [16 empty] | 0
78 |  | Total Costs | 100125170.92 | 0 | 163895 | 18140 | 355491.5798 | 538447.1782 | 105352 | 18208.8626 | -64588 | -29875 | 0 | -7661075 | 0 | 0 | 93569167.5406 | 92803036.2706 | 766131.27 | 92803036.2706
79 |  | Margin Requirements | 3617966 |  |  |  |  | 2323825.4282 | [5 empty] | 0 | 0 |  | 5941791.4282 | 5941791.4282
80 |  | Total Revenue Require. | 103743136.92 | 0 | 163895 | 18140 | 355491.5798 | 2862272.6064 | 105352 | 18208.8626 | -64588 | -29875 | 0 | -7661075 | 0 | 0 | 99510958.9688 | 98744827.6988 | 0
81
82 |  | Less; Misc Income | [14 empty] | 0
83 | 450 | Forfeited Discounts | 1124919.16 | [13 empty] | 1124919.16
84 | 451 | Misc Service Revenue | 326809.63 | [11 empty] | 0 |  | 326809.63
85 | 452 | Return Check Charge | 0 | [13 empty] | 0
86 | 454 | Rent from Electric Prop. | 915266.04 | [11 empty] | 0 |  | 915266.04
| 456 | Other Electric Revenue | 233945.2 | [7 empty] | 84406 | [5 empty] | 318351.2
87 |  | Total Misc Income | 2600940.03 | 0 | 0 | 0 | 0 | 0 | 0 | 0 | 84406 |  |  | 0 | 0 |  | 2685346.03 | 2685346.03
88 | [16 empty] | 0
89 |  | Less: Other Income | [14 empty] | 0
90 | 415 | Net Revenue from Merchandising | 8776.37 | [13 empty] | 8776.37
| 416 | Cost of Merchandising | -4727.27 | [13 empty] | -4727.27
| 417 | Revenue fron Non-utility Operations | 14340 | [13 empty] | 14340
| 418 | Revenue from Non-operating rentals | 124271.41 | [13 empty] | 124271.41
91 | 419 | Interest Income | 161289.52 | [13 empty] | 161289.52 |  | 424466
92 | 421 | Misc. Non-operating Income | -113681.75 | [13 empty] | -113681.75
| 423 | G&T Capital Credits | 4358338.56 | [9 empty] | -4358338.56 |  |  |  | 0
93 | 424 | Other Capital Credits | 149135.4 | [11 empty] | 0 |  | 149135.4 |  | 3729639
94 |  | Total Other Income | 4697742.24 | [9 empty] | -4358338.56 | 0 | 0 |  | 339403.68 | 339403.68 | 3024749.71
95 | [16 empty] | 0 |  | 704889.29
96 |  | Revenue Requirements | [14 empty] | 0
97 |  | from Rates | 96444454.65 | 0 | 163895 |  | 355491.5798 | 2862272.6064 |  |  |  |  | 4358338.56 | -7661075 | 0 |  | 96523377.3962 | 95720077.9888
98
99 |  | TIER | [15 empty] | 3024749.71
|  | Cash Working Capital | 19326753.66
2415844.2075
3024749.71
3024749.71
27870
32120
Note on C108: Marybeth Purvis: sum of line 22,24,25,26 and 27 on Form 7

## 1.1TYAdj.
[15 empty] | Wages & | Payroll | FAS |  | Health
|  |  |  | Wages & | Payroll | FAS |  | Health | [6 empty] | Salaries | Tax | 106 | Retirement | Insurance
|  |  |  | Salaries | Tax | 106 | Retirement | Insurance |  |  |  |  | Amount | Percent | Adj. | Adj. | Adj. | Adj. | Adj. | Total
|  | Amount | Percent | Adj. | Adj. | Adj. | Adj. | Adj. |  | Total | 580 | Supervision, operations | 87147.95 | 1.79% | 684.5704 | 75.761 | 0 | 440.0477 | 0 | 1200.3792
580 | Supervision, operations | 87147.95 | 0.4726% | 774.5961 | 85.7328 | 0 | 497.9117 | 0 |  | 1358.2406 | 582 | Station | 24929.3 | 0.5121% | 195.8263 | 21.672 | 0 | 125.8788 | 0 | 343.3771
582 | Station | 24929.3 | 0.1352% | 221.5788 | 24.5245 | 0 | 142.4312 | 0 |  | 388.5345 | 583 | Overhead line | 1885386.22 | 38.73% | 14810.2118 | 1639.0381 | 0 | 9520.1312 | 0 | 25969.3811
583 | Overhead line | 1885386.22 | 10.22% | 16757.8552 | 1854.7698 | 0 | 10771.9794 | 0 |  | 29384.6043 | 584 | Underground Lines | 56910.7 | 1.169% | 447.0487 | 49.4746 | 0 | 287.3668 | 0 | 783.8901
584 | Undergound Lines | 56910.7 | 0.3086% | 505.8387 | 55.9865 | 0 | 325.154 | 0 |  | 886.9792 | 585 | Street Light Expense | 0 | 0% | 0 | 0 | 0 | 0 | 0 | 0
585 | Street Lighting | 0 | 0% | 0 | 0 | 0 | 0 | 0 |  | 0 | 586 | Meter | 1606798.54 | 33.01% | 12621.8312 | 1396.8512 | 0 | 8113.4214 | 0 | 22132.1038
586 | Meter | 1606798.54 | 8.714% | 14281.6877 | 1580.706 | 0 | 9180.2945 | 0 |  | 25042.6882 | 587 | Installations | 181345.26 | 3.725% | 1424.5154 | 157.6503 | 0 | 915.6907 | 0 | 2497.8565
587 | Installations | 181345.26 | 0.9835% | 1611.8488 | 178.4004 | 0 | 1036.0993 | 0 |  | 2826.3486 | 588 | Miscellaneous distribution | 1025553.47 | 21.07% | 8055.9961 | 891.5527 | 0 | 5178.4634 | 0 | 14126.0123
588 | Miscellaneous distribution | 1025553.47 | 5.562% | 9115.4143 | 1008.8997 | 0 | 5859.4047 | 0 |  | 15983.7187 |  |  | 4868071.44 | 100% | 38240 | 4232 | 0 | 24581 | 0 | 67053
590 | Supervision, maintenance | 0 | 0% | 0 | 0 | 0 | 0 | 0 |  | 0 |  |  |  |  | 38240 | 4232 | 0 | 24581 | 0 | 67053
592 | Maintenance Station Equip | 0 | 0% | 0 | 0 | 0 | 0 | 0 |  | 0
593 | Maintenance | 5660659.83 | 30.7% | 50313.5732 | 5568.7374 | 0 | 32341.6551 | 0 |  | 88223.9657 | 590 | Supervision, maintenance | 0 | 0% | 0 | 0 | 0 | 0 | 0 | 0
594 | Underground | 5730.59 | 0.03108% | 50.9351 | 5.6375 | 0 | 32.7412 | 0 |  | 89.3139 | 592 | Maintenance Station Equip | 0 | 0% | 0 | 0 | 0 | 0 | 0
595 | Transformers | 16590.86 | 0.08997% | 147.4643 | 16.3214 | 0 | 94.7903 | 0 |  | 258.5761 | 593 | Maintenance | 5660659.83 | 95.11% | 32101.0656 | 3553.1532 | 0 | 20635.1086 | 0 | 56289.3274
596 | Street lights | 23457.92 | 0.1272% | 208.5007 | 23.077 | 0 | 134.0247 | 0 |  | 365.6024 | 594 | Underground | 5730.59 | 0.09628% | 32.4976 | 3.597 | 0 | 20.89 | 0 | 56.9847
597 | Meters | 0 | 0% | 0 | 0 | 0 | 0 | 0 |  | 0 | 595 | Transformers | 16590.86 | 0.2787% | 94.0852 | 10.414 | 0 | 60.4796 | 0 | 164.9787
598 | Miscellaneous maintenance | 245520.58 | 1.331% | 2182.2576 | 241.5336 | 0 | 1402.7591 | 0 |  | 3826.5502 | 596 | Street lights | 23457.92 | 0.3941% | 133.0276 | 14.7244 | 0 | 85.5124 | 0 | 233.2644
901 | Supervision | 75527.05 | 0.4096% | 671.3061 | 74.3006 | 0 | 431.5168 | 0 |  | 1177.1235 | 597 | Meters | 0 | 0% | 0 | 0 | 0 | 0 | 0 | 0
902 | Meter reading | 37553.07 | 0.2037% | 333.7825 | 36.9433 | 0 | 214.556 | 0 |  | 585.2817 | 598 | Miscellaneous maintenance | 245520.58 | 4.125% | 1392.3239 | 154.1114 | 0 | 895.0094 | 0 | 2441.4448
903 | Consumer records | 3111177.71 | 16.87% | 27653.0426 | 3060.6559 | 0 | 17775.4254 | 0 |  | 48489.1238 |  |  | 5951959.78 | 100% | 33753 | 3736 | 0 | 21697 | 0 | 59186
907 | Supervision, Customer service | 3544.27 | 0.01922% | 31.5025 | 3.4867 | 0 | 20.2499 | 0 |  | 55.2391 |  |  |  |  | 33753 | 3736 | 0 | 21697 | 0
908 | Consumer accounting | 252730 | 1.371% | 2246.337 | 248.626 | 0 | 1443.9494 | 0 |  | 3938.9123
909 | Consumer information | 36750.88 | 0.1993% | 326.6524 | 36.1541 | 0 | 209.9727 | 0 |  | 572.7792 | 901 | Supervision | 75527.05 | 2.342% | 931.1994 | 103.0684 | 0 | 598.5696 | 0 | 1632.8373
910 | Misc customer information | 370042.32 | 2.007% | 3289.0426 | 364.0333 | 0 | 2114.2025 | 0 |  | 5767.2784 | 902 | Meter reading | 37553.07 | 1.165% | 463.0049 | 51.247 | 0 | 297.6169 | 0 | 811.8688
912 | Key Accounts Expenses | 0 | 0% | 0 | 0 | 0 | 0 | 0 |  | 0 | 903 | Consumer records | 3111177.71 | 96.49% | 38358.7957 | 4245.6846 | 0 | 24656.8135 | 0 | 67261.2939
920 | Administrative | 2116841 | 11.48% | 18815.0918 | 2082.466 | 0 | 12094.3748 | 0 |  | 32991.9326 |  |  | 3224257.83 | 100% | 39753 | 4400 | 0 | 25553 | 0 | 69706
926 | Emp Pensions & Benefits | 154468 | 0.8377% | 1372.956 | 151.9596 | 0 | 882.5386 | 0 |  | 2407.4542 |  |  |  |  | 39753 | 4400 | 0 | 25553 | 0
930 | Miscellaneous | 877135.16 | 4.757% | 7796.2297 | 862.8915 | 0 | 5011.4304 | 0 |  | 13670.5516
935 | Maintenance general plant | 583633.94 | 3.165% | 5187.5064 | 574.1564 | 0 | 3334.5384 | 0 |  | 9096.2012 | 907 | Supervision, Customer service | 3544.27 | 0.5345% | 48.6152 | 5.3827 | 0 | 31.2484 | 0 | 85.2463
[11 empty] | 908 | Consumer accounting | 252730 | 38.12% | 3466.5844 | 383.8208 | 0 | 2228.2191 | 0 | 6078.6243
| Total | 18439434.62 | 100% | 163895 | 18140 | 0 | 105352 | 0 | 287388 | 287387 | 909 | Consumer information | 36750.88 | 5.543% | 504.0954 | 55.8135 | 0 | 324.0178 | 0 | 883.9267
[11 empty] | 910 | Misc Customer Info | 370042.32 | 55.81% | 5075.705 | 561.983 | 0 | 3262.5148 | 0
|  |  | 1 | 163895 | 18140 | 0 | 105352 | 0 |  | 287387 | 912 | Key Accounts expenses | 0 | 0% | 0 | 0 | 0 | 0 | 0
[13 empty] | 663067.47 | 100% | 9095 | 1007 | 0 | 5846 | 0 | 15948
[15 empty] | 9095 | 1007 | 0 | 5846 | 0 | 15948
[11 empty] | 920 | Administrative | 2116841 | 56.72% | 24420.3015 | 2702.716 | 0 | 15697.3067 | 0 | 42820.3243
[11 empty] | 926 | Employee Benefits | 154468 | 4.139% | 1781.9738 | 197.2199 | 0 | 1145.4481 | 0 | 3124.6418
[11 empty] | 930 | Miscellaneous | 877135.16 | 23.5% | 10118.8068 | 1119.8986 | 0 | 6504.3429 | 0 | 17743.0482
[11 empty] | 935 | Maintenance general plant | 583633.94 | 15.64% | 6732.918 | 745.1655 | 0 | 4327.9023 | 0 | 11805.9857
[13 empty] | 3732078.1 | 100% | 43054 | 4765 | 0 | 27675 | 0 | 75494
[15 empty] | 43054 | 4765 | 0 | 27675 | 0 | 75494
[12 empty] | Total | 18439434.62 |  | 163895 | 18140 | 0 | 105352 | 0 | 287387
[15 empty] | 163895 | 18140 | 0 | 0 | 0 | 182035

## 2 Functionalization2
|  | Expenses |  |  |  | FUNCTIONALIZATION | [10 empty] | FOOTNOTES
Consumer
Acct | Description | Actual | Adjust | Adjusted |  | Puchased |  |  | Trans- |  |  | Services & | Security | Street |  | Alloc.
No. |  | Test Year | ments | Test Year |  | Power | Stations | Lines | formers | Services | Meters | Accounting | Lighting | Lighting | Total | Basis
555 | Purchased Power | #REF! | #REF!
| Demand Charges | 14211359 | 1465107 | 13020019 |  | 13020019 | [8 empty] | 13020019 |  |  | 1 | Line Expenses are Allocated between Lines and Services Based on Plant Investment.
| Metering Point & Substations Charges |  |  | 1321044 |  | 1321044 | [8 empty] | 1321044 | [6 empty] | $$$ | %
| Energy Charges | 2758291 | -2758291 | 44259636 |  | 44259636 | [8 empty] | 44259636 |  |  |  | Poles and Conductor |  |  | 127387547.88 | 86.35%
| Renewable Resource Energy | 16969650 | -1293184 | 4430 |  | 4430 | [8 empty] | 4430 |  |  |  | Services |  |  | 20144271.21 | 13.65%
| WellHeads | 19727941 | -4051475 | 146741.2 |  | 146741.2 | [8 empty] | 146741.2 |  |  |  | Total |  |  | 147531819.09 | 100%
| Total Purchased Power |  |  | 58751870.2 |  | 58751870.2 | [8 empty] | 58751870.2 | DA | [11 empty] | Miscell.
|  | 76777.74 | #REF! | [11 empty] | 0 |  |  | 2 | Allocation of Dist. Oper. Supervision & Miscellaneous Expenses |  |  |  |  | Actual | % |  | Superv | Exp. | Rents
580 | Operations Supv & Eng | 0 | #REF! | 88348.3292 |  |  | 583.9412 | 39594.4469 | 0 | 6261.2185 | 37649.5089 | 0 | 4259.2136 | 0 | 88348.3292 | 2 |  |  | Stations |  |  |  |  | 25272.6771 | 0.661% |  | 583.9412 | 6925.6609 | 0
581 | Load Dispatching | 189903.91 | #REF! | 0 |  |  | 0 | [7 empty] | 0 | DA |  |  | Lines |  |  |  |  | 1713627.3392 | 44.82% |  | 39594.4469 | 469598.1259 | 0
582 | Station Expense | 0 | #REF! | 25272.6771 |  |  | 25272.6771 | [7 empty] | 25272.6771 | DA |  |  | Transformers |  |  |  |  | 0 | 0% |  | 0 | 0 | 0
583 | Overhead Line Exp. | 425701.01 | #REF! | 1922448.4405 |  |  |  | 1659953.7258 |  | 262494.7148 |  |  |  |  | 1922448.4405 | 1 |  |  | Services |  |  |  |  | 270982.3248 | 7.087% |  | 6261.2185 | 74259.3147 | 0
584 | Underground Line Exp |  |  | 62161.2234 |  |  |  | 53673.6134 |  | 8487.61 |  |  |  |  | 62161.2234 | 1 |  |  | Meters |  |  |  |  | 1629451.4173 | 42.61% |  | 37649.5089 | 446530.768 | 0
585 | Street Lights | 42228.91 | #REF! | 0 | [9 empty] | 0 | 0 | DA |  |  | Cunsumer Services & Acct |  |  |  |  | 0 | 0% |  | 0 | 0 | 0 |  | 0
586 | Meter Expense | 164691.06 | #REF! | 1629451.4173 | [6 empty] | 1629451.4173 |  |  |  | 1629451.4173 | DA |  |  | Security Lighting |  |  |  |  | 184336.5773 | 4.821% |  | 4259.2136 | 50515.132 | 0
587 | Consumer Installations | 0 | 0 | 184336.5773 | [7 empty] | 0 | 184336.5773 | 0 | 184336.5773 | DA |  |  | Street Lighting |  |  |  |  | 0 | 0% |  | 0 | 0 | 0
588 | Misc. Distribution Exp | 899302.63 | #REF! | 1047829.0016 |  |  | 6925.6609 | 469598.1259 | 0 | 74259.3147 | 446530.768 | 0 | 50515.132 | 0 | 1047829.0016 | 2
589 | Rents |  |  | 0 | [10 empty] | 0 | DA | [7 empty] | 3823670.3357 | 100% |  | 88348.3292 | 1047829.0016 | 0
| Total Dist. Operations |  |  | 4959847.6664 |  |  | 32782.2792 | 2222819.9121 | 0 | 351502.8581 | 2113631.6941 | 0 | 239110.9229 | 0 | 4959847.6664 | [11 empty] | 88348.3292 | 1047829.0016 | 0
|  | 75345.47 | #REF! | [14 empty] | 3 | Allocation of Dist. Maint. Supervision & Miscellaneous Expenses |  |  |  |  | Actual | % |  | Superv | Misc. Exp.
590 | Maint Supv & Eng | 3408.56 | #REF! | 0 |  |  | 0 | 0 | 0 | 0 | 0 |  | 0 | 0 | 0 | 3 |  |  | Stations |  |  |  |  | 0 | 0% |  | 0 | 0
592 | Maint of Station Equip | 777628.88 | #REF! | 0 |  |  | 0 | [7 empty] | 0 | DA |  |  | Lines |  |  |  |  | 4941343.5282 | 85.74% |  | 0 | 224167.6448
593 | Maint. Overhead Lines | 0 | 0 | 5716949.1574 |  |  |  | 4936346.1998 |  | 780602.9576 |  |  |  |  | 5716949.1574 | 1 |  |  | Transformers |  |  |  |  | 16755.8387 | 0.2907% |  | 0 | 760.1408
594 | Maint of Underground Lines | 52902.09 | #REF! | 5787.5747 |  |  |  | 4997.3284 |  | 790.2463 |  |  |  |  | 5787.5747 | 1 |  |  | Services |  |  |  |  | 781393.2039 | 13.56% |  | 0 | 35448.4713
595 | Maint Line Transformers | 0 | 0 | 16755.8387 |  |  |  |  | 16755.8387 | [5 empty] | 16755.8387 | DA |  |  | Meters |  |  |  |  | 0 | 0% |  | 0 | 0
596 | Maint of Street Lights | 1001 | #REF! | 23691.1844 | [9 empty] | 23691.1844 | 23691.1844 | DA |  |  | Cunsumer Services & Acct |  |  |  |  | 0 | 0% |  | 0 | 0
597 | Maintenance of Meters | 72405.6 | #REF! | 0 | [6 empty] | 0 |  |  |  | 0 | DA |  |  | Security Lighting |  |  |  |  | 0 |  |  |  | 0
598 | Maint Misc Distrib Plant |  |  | 261451.0248 |  |  | 0 | 224167.6448 | 760.1408 | 35448.4713 | 0 | 0 | 0 | 1074.7678 | 261451.0248 | 3 |  |  | Street Lighting |  |  |  |  | 23691.1844 | 0.4111% |  | 0 | 1074.7678
| Total Dist. Maint. |  |  | 6024634.78 |  | 0 | 0 | 5165511.173 | 17515.9795 | 816841.6752 | 0 | 0 | 0 | 24765.9522 | 6024634.78 | [8 empty] | 5763183.7552 | 100% |  | 0 | 261451.0248
#REF! |  | 0 | [12 empty] | 0 | [11 empty] | 0 | 261451.0248
901 | Supervision | 57203.53 |  | 80656.8873 | [7 empty] | 80656.8873 |  |  | 80656.8873 | DA |  | 4 | General Plant Allocation Comes From the Rate Base Schedule Line General Plant Percent
902 | Meter Reading Expense | 468226.83 | 35476 | 38364.9388 | [7 empty] | 38364.9388 |  |  | 38364.9388 | DA
903 | Cons Recds & Collections | 84000 |  | 3178930.6427 | [7 empty] | 3178930.6427 |  |  | 3178930.6427 | DA |  | 5 | Rate Base Allocation Comes from the Rate Base Schedule Line Rate Base Percent.
904 | Uncollectible Accounts | 609430.36 | 35476 | -104074.25 | [7 empty] | -104074.25 |  |  | -104074.25 | DA
| Total Consumer Accts |  |  | 3193878.2189 | [7 empty] | 3193878.2189 |  |  | 3193878.2189 |  |  | 6 | Depreciation Expense Allocation Comes from the Gross Plant Percent in Rate Base
#REF! |  | 0 | [12 empty] | 0
907 | Customer Information | 84141.05 | 8826 | 3629.5163 | [7 empty] | 3629.5163 |  |  | 3629.5163 | DA |  | 6.1 | Amort of Prop Losses & Underrecover Comes from the Rate Base Scheduel Line Net Plant Expense
908 | Customer Accounting | 960 |  | 258808.3643 | [7 empty] | 258808.3643 |  |  | 258808.3643 | DA
909 | Consumer Information | 0 |  | 40631.8067 | [7 empty] | 40631.8067 |  |  | 40631.8067 | DA
910 | Mis. Customer Information |  |  | 379106.4032 | [7 empty] | 379106.4032 |  |  | 379106.4032 | DA
912 | Key Accounts Expneses | 85101.05 | 8826 | 0 | [7 empty] | 0 |  |  | 0 | DA
913 | Advertising |  |  | 148618.07 | [7 empty] | 148618.07 |  |  | 148618.07 | DA
| Total Customer Serv. |  |  | 830794.1604 | [7 empty] | 830794.1604 |  |  | 830794.1604
| #REF! | 618796.41 | 13029.6669
920 | Administrative Salaries | 114229.51 | 2405.27 | 2159661.6043 |  |  | 4717.0297 | 1063104.1621 | 2520.3677 | 168112.6525 | 304129.6641 | 579108.5846 | 34405.5801 | 3563.5635 | 2159661.6043 | 7 | [8 empty] | Consumer
921 | Office Supplies | 61723.83 | 1299.6859 | 744574.1169 |  |  | 1626.2632 | 366520.3109 | 868.9327 | 57959.2328 | 104853.0361 | 199655.9378 | 11861.8141 | 1228.5893 | 744574.1169 | 7 |  | 7 | Admin & General Expense Allocation except General Plant |  |  | Trans- |  |  | Services & | Security | Street
923 | Outside Services | 0 | 0 | 136883.33 |  |  | 298.974 | 67381.4997 | 159.7455 | 10655.2895 | 19276.2982 | 36704.9687 | 2180.689 | 225.8652 | 136883.33 | 7 |  | Acct. | Description | Stations | Lines | formers | Services | Meters | Accounting | Lighting | Lighting | Total
924 | Property Ins | 32598.94 | 686.4185 | 0 |  |  | 0 | 0 | 0 | 0 | 0 | 0 | 0 | 0 | 0 | 7
925 | Injuries & Damages | -382.05 | -8.0446 | 26498.25 |  |  | 57.8762 | 13043.8953 | 30.924 | 2062.6801 | 3731.5586 | 7105.4484 | 422.1438 | 43.7236 | 26498.25 | 7 |  | 580 | Operations Supv & Eng | 583.9412 | 39594.4469 | 0 | 6261.2185 | 37649.5089 | 0 | 4259.2136 | 0 | 88348.3292
926 | Employ Pensions & Benef | 0 | 0 | 157592.2018 |  |  | 344.2054 | 77575.5448 | 183.9132 | 12267.3122 | 22192.5802 | 42258.0078 | 2510.6022 | 260.036 | 157592.2018 | 7 |  | 581 | Load Dispatching | 0 |  | 0 |  | 0 | 0 | 0 | 0 | 0
928 | Regulatory Exp | -1303.9 | -27.4555 | 16364.41 |  |  | 35.7424 | 8055.4622 | 19.0976 | 1273.8405 | 2304.4826 | 4388.0811 | 260.7015 | 27.0022 | 16364.41 | 7 |  | 582 | Station Expense | 25272.6771 |  | 0 |  | 0 | 0 | 0 | 0 | 25272.6771
929 | Duplicate Charges | 275697.1 | 5805.2072 | -84878.35 |  |  | -185.3872 | -41781.7898 | -99.0547 | -6607.1113 | -11952.8097 | -22759.9458 | -1352.1974 | -140.0541 | -84878.35 | 7 |  | 583 | Overhead Line Exp. | 0 | 1659953.7258 | 0 | 262494.7148 |  | 0 | 0 | 0 | 1922448.4405
930 | Misc General Exp | 21502.5 | 452.7667 | 846461.2082 |  |  | 1848.8001 | 416674.7382 | 987.8369 | 65890.3407 | 119201.0648 | 226976.7408 | 13484.9779 | 1396.7087 | 846461.2082 | 7 |  | 584 | Underground Line Exp | 0 | 53673.6134 | 0 | 8487.61 |  | 0 | 0 | 0 | 62161.2234
931 | Rents | 30085.05 | 633.4849 | 22200 |  |  | 48.4882 | 10928.0604 | 25.9078 | 1728.0952 | 3126.2669 | 5952.8819 | 353.6683 | 36.6313 | 22200 | 7 |  | 585 | Street Lights | 0 | 0 | 0 | 0 | 0 | 0 |  | 0 | 0
935 | Maintenance of Gen. Plant | 1152947.39 | 24277 | 600435.9257 |  |  | 1311.4435 | 295567.5697 | 700.7206 | 46739.2095 | 84555.0877 | 161005.5938 | 9565.5478 | 990.7532 | 600435.9257 | 4 |  | 586 | Meter Expense | 0 | 0 | 0 |  | 1629451.4173 | 0 | 0 | 0 | 1629451.4173
| Total Admin & General |  |  | 4625792.6969 |  | 0 | 10103.4355 | 2277069.4535 | 5398.3913 | 360081.5417 | 651417.2296 | 1240396.2992 | 73693.5273 | 7632.8189 | 4625792.6969 |  |  | 587 | Consumer Installations |  |  | 0 |  |  | 0 | 184336.5773 | 0 | 184336.5773
| #REF! | 1202310.72 | 506486 | [14 empty] | 588 | Misc. Distribution Exp | 6925.6609 | 469598.1259 | 0 | 74259.3147 | 446530.768 | 0 | 50515.132 | 0 | 1047829.0016
403.6 | Deprec. Distribution Plant | 64164.72 | -6844 | 7728237.0222 |  |  | 67331.1918 | 5047787.0082 | 1128130.6271 | 798225.511 | 470189.9487 | 0 | 205532.6493 | 11040.0861 | 7728237.0222 | 6 |  | 589 | Rents | 0 | 0 | 0 |  |  |  |  | 0 | 0
403.7 | Deprec. General Plant | 1266475.44 | 499642 | 850662.7276 |  |  | 1857.9769 | 418742.957 | 992.7402 | 66217.3959 | 119792.7347 | 228103.3691 | 13551.9123 | 1403.6415 | 850662.7276 | 4 |  |  |  | 32782.2792 | 2222819.9121 | 0 | 351502.8581 | 2113631.6941 | 0 | 239110.9229 | 0 | 4959847.6664
407 | Amort of Prop Losses and Undercovery |  |  | 470772 |  |  | 3825.1992 | 300679.044 | 62591.3473 | 47547.5061 | 32027.6317 | 11350.5898 | 12068.789 | 681.8928 | 470772 | 6.1
| Total Depreciation |  |  | 9049671.7498 |  |  | 73014.3679 | 5767209.0092 | 1191714.7146 | 911990.413 | 622010.3151 | 239453.9589 | 231153.3506 | 13125.6203 | 9049671.7498 |  |  | 590 | Maint Supv & Eng | 0 | 0 | 0 | 0 | 0 | 0 | 0 | 0 | 0
|  | 21911 | [15 empty] | 592 | Maint of Station Equip | 0 | 0 | 0 | 0 | 0 | 0 |  | 0 | 0
408.71 | PSC Assessment & Sales Taxes |  |  | 120557.14 | [13 empty] | 593 | Maint. Overhead Lines | 0 | 4936346.1998 | 0 | 780602.9576 | 0 | 0 | 0 | 0 | 5716949.1574
408.5 | Miscellaneous Amortization | 7670.71 | -7471 | 0 | [13 empty] | 594 | Maint of Underground Lines | 0 | 4997.3284 | 0 | 790.2463 | 0 | 0 | 0 | 0 | 5787.5747
425-426 | Contributions | 29581.71 | -7471 | 16308.15 | [13 empty] | 595 | Maint Line Transformers | 0 | 0 | 16755.8387 | 0 | 0 | 0 | 0 | 0 | 16755.8387
| Total Miscellaneous |  |  | 136865.29 |  |  | 1112.5619 | 87426.8105 | 18207.5304 | 13825.1298 | 9305.359 | 3280.1859 | 3509.4854 | 198.2271 | 136865.29 | 5 |  | 596 | Maint of Street Lights | 0 | 0 | 0 | 0 | 0 | 0 | 0 | 23691.1844 | 23691.1844
|  | 334909.24 | [15 empty] | 597 | Maintenance of Meters | 0 | 0 | 0 | 0 | 0 | 0 | 0 | 0 | 0
427.1 | Interest - RUS Constuc | 301500 |  | 1383267.8457 | [13 empty] | 598 | Maint Misc Distrib Plant | 0 | 224167.6448 | 760.1408 | 35448.4713 | 0 | 0 | 0 | 1074.7678 | 261451.0248
427.2 | Interest - CFC | 372800 |  | 1351477.1425 | [14 empty] | Total Dist. Maint. | 0 | 5165511.173 | 17515.9795 | 816841.6752 | 0 | 0 | 0 | 24765.9522 | 6024634.78
427.4 | Interest - FFB | 1009209.24 | 73120 | 3207046.44
| Total Interest on LTD |  |  | 5941791.4282 |  | 0 | 48300.1249 | 3795497.5519 | 790451.314 | 600196.2777 | 403977.5345 | 142404.1141 | 152358.7913 | 8605.7197 | 5941791.4282 | 5 |  | 901 | Supervision | [5 empty] | 80656.8873 |  |  | 80656.8873
|  | 32877.12 | [15 empty] | 902 | Meter Reading Expense | [5 empty] | 38364.9388 |  |  | 38364.9388
431 | Other Interest Expense | 26952.1 |  | 54021.35 | [13 empty] | 903 | Cons Recds & Collections | [5 empty] | 3178930.6427 |  |  | 3178930.6427
#REF! | Total ST Interest |  |  | 54021.35 |  |  | 439.1332 | 34507.7582 | 7186.5948 | 5456.8414 | 3672.8674 | 1294.7042 | 1385.2098 | 78.2412 | 54021.35 | 5 |  | 904 | Uncollectible Accounts | [5 empty] | -104074.25 |  |  | -104074.25
| #REF! | #REF! | #REF! | [15 empty] | Total Consum Accts | [5 empty] | 3193878.2189 |  |  | 3193878.2189
| Total Costs | 1009209.24 | 73120 | 93569167.5406 |  | 58751870.2 | 165751.9026 | 19350041.6684 | 2030474.5247 | 3059894.7368 | 3804014.9996 | 5651501.6416 | 701211.2873 | 54406.5795 | 93569167.5406
| Margin Requirements | #REF! | #REF! | 5941791.4282 |  | 0 | 48300.1249 | 3795497.5519 | 790451.314 | 600196.2777 | 403977.5345 | 142404.1141 | 152358.7913 | 8605.7197 | 5941791.4282 |  |  | 907 | Customer Information | [5 empty] | 3629.5163 |  |  | 3629.5163
| Total Revenue Require. |  |  | 99510958.9688 |  | 58751870.2 | 214052.0275 | 23145539.2203 | 2820925.8387 | 3660091.0145 | 4207992.5341 | 5793905.7557 | 853570.0786 | 63012.2993 | 99510958.9688 |  |  | 908 | Customer Accounting | [5 empty] | 258808.3643 |  |  | 258808.3643
[5 empty] | 1.4901e-08 | [12 empty] | 909 | Consumer Information | [5 empty] | 40631.8067 |  |  | 40631.8067
[15 empty] | 99510958.9688 |  |  | 910 | Mis. Customer Information | [5 empty] | 379106.4032 |  |  | 379106.4032
|  |  |  | -1.4901e-08 | [13 empty] | 912 | Key Accounts Expneses | [5 empty] | 0 |  |  |  |  | 830794.1604
[18 empty] | 913 | Advertising | [5 empty] | 148618.07 |  |  | 148618.07
[19 empty] | Total Customer Serv. | [5 empty] | 830794.1604 |  |  | 830794.1604 |  | 15009154.8257
15009155.8257
[19 empty] | Total all Expenses | 32782.2792 | 7388331.0851 | 17515.9795 | 1168344.5332 | 2113631.6941 | 4024672.3793 | 239110.9229 | 24765.9522 | 15009154.8257 |  | -1.8626e-09
[19 empty] | Functions as % of Total | 0.2184% | 49.23% | 0.1167% | 7.784% | 14.08% | 26.81% | 1.593% | 0.165% | 100%
[7 empty] | 22.56% | 16.4% | 28.02% | 16.4% | 9.6% | 2.458% | 17.85% | 13.66% | 5.971%
#REF! | #REF! |  |  | #REF!
#REF! | #REF! | #REF! | #REF! | #REF!
#REF! | #REF! |  |  | #REF!
#REF! | #REF! |  |  | #REF!
#REF! | #REF! |  |  | #REF!
#REF! | #REF! |  |  | #REF!
#REF! |  | 249793.5 |  | #REF! | [14 empty] | Misc. Distribution Exp
#REF! | #REF! | 70175.22 |  | #REF! | [14 empty] | #REF!
#REF! | #REF! | 282821.45 | 10755 | #REF! | [14 empty] | Uncollectible Accounts
#REF! | #REF! | 1080 | 15537 | #REF! | [14 empty] | Key Accounts Expneses
#REF! | #REF! | 603870.17 | 26292 | #REF!
#REF! | #REF! |  |  | #REF!
#REF! | #REF! |  |  | #REF!
#REF! | #REF! |  |  | #REF!
#REF! | #REF! | 48706.6 |  | #REF!
#REF! | #REF! | 21071.33 |  | #REF!
#REF!
#REF! |  | 79170.52 |  | #REF!
#REF! | #REF! | 148948.45 |  | 2.32
#REF! | #REF! |  |  | 2.32
#REF! | #REF! |  |  | #REF!
#REF! | #REF! | #REF! | #REF! | 31101322.0969
#REF!

## 2.1 SummaryFunc.
Consumer
| Purchased | [5 empty] | Services & | Outdoor | Street
Expense | Power | Stations | Lines | Transformers | Services | Meters | Accounting | Lighting | Lighting | Total
Purchased Power | 58751870.2 | [8 empty] | 58751870.2
Distibution Operations |  | 32782.2792 | 2222819.9121 | 0 | 351502.8581 | 2113631.6941 | 0 | 239110.9229 | 0 | 4959847.6664
Distribution Maintenance |  | 0 | 5165511.173 | 17515.9795 | 816841.6752 | 0 | 0 | 0 | 24765.9522 | 6024634.78
Consumer Accounts |  | 0 | 0 | 0 | 0 | 0 | 3193878.2189 | 0 | 0 | 3193878.2189
Customer Service |  | 0 | 0 | 0 | 0 | 0 | 830794.1604 | 0 | 0 | 830794.1604
Administative & General |  | 10103.4355 | 2277069.4535 | 5398.3913 | 360081.5417 | 651417.2296 | 1240396.2992 | 73693.5273 | 7632.8189 | 4625792.6969
Depreciation |  | 73014.3679 | 5767209.0092 | 1191714.7146 | 911990.413 | 622010.3151 | 239453.9589 | 231153.3506 | 13125.6203 | 9049671.7498
Miscellaneous |  | 1112.5619 | 87426.8105 | 18207.5304 | 13825.1298 | 9305.359 | 3280.1859 | 3509.4854 | 198.2271 | 136865.29
Interest on Long Term Debt |  | 48300.1249 | 3795497.5519 | 790451.314 | 600196.2777 | 403977.5345 | 142404.1141 | 152358.7913 | 8605.7197 | 5941791.4282
Short Term Interest |  | 439.1332 | 34507.7582 | 7186.5948 | 5456.8414 | 3672.8674 | 1294.7042 | 1385.2098 | 78.2412 | 54021.35
Total Costs | 58751870.2 | 165751.9026 | 19350041.6684 | 2030474.5247 | 3059894.7368 | 3804014.9996 | 5651501.6416 | 701211.2873 | 54406.5795 | 93569167.5406
Margin Requirements | 0 | 48300.1249 | 3795497.5519 | 790451.314 | 600196.2777 | 403977.5345 | 142404.1141 | 152358.7913 | 8605.7197 | 5941791.4282
Revenue Requirements | 58751870.2 | 214052.0275 | 23145539.2203 | 2820925.8387 | 3660091.0145 | 4207992.5341 | 5793905.7557 | 853570.0786 | 63012.2993 | 99510958.9688
|  | 22.56% | [7 empty] | 93569167.5406

## 2.22Rate Base
FUNCTIONALIZATION OF RATE BASE
Distribution Plant Balances
Consumer
| Plant | [8 empty] | & Accounting | Security | Street | Street
| Account | Description |  | $$$$ | Stations | Lines | Transformers | Services | Meters | Services | Lighting | Lighting | Lighting
1 | 301 | Organization |  | 0 |  | 0 | [7 empty] | 0
2 | 389 | Land and Land Rights |  |  |  | 0 | [7 empty] | 0
3 | 362 | Station Equipment |  | 1699191.23 | 1699191.23 | [8 empty] | 1699191.23
4 | 364 | Poles, Towers & Fixtures |  | 63612933.85 |  | 63612933.85 | [7 empty] | 63612933.85
5 | 365 | Overhead Conductor & Devices |  | 61967293.81 |  | 61967293.81 | [7 empty] | 61967293.81
| 366 | Underground Conduit |  | 0 |  | 0
6 | 367 | Underground Conductor |  | 1807320.22 |  | 1807320.22 | [7 empty] | 1807320.22
7 | 368 | Line Transformers |  | 28469860.96 |  |  | 28469860.96 | [6 empty] | 28469860.96 |  | 370 | 1647564.14
8 | 369 | Services |  | 20144271.21 |  |  |  | 20144271.21 | [5 empty] | 20144271.21 |  | 370.1 | 10218297.97
9 | 370 | Meters |  | 11865862.11 |  |  |  |  | 11865862.11 |  |  |  |  | 11865862.11 |  | 370.2
10 | 371 | Security Lights |  | 5186886.88 | [6 empty] | 5186886.88 |  |  | 5186886.88 |  | 370.3
11 | 373 | Street Lights |  | 278611.1 | [7 empty] | 278611.1 |  | 278611.1 |  |  | 11865862.11
12 |  | Total Distribution Plant |  | 195032231.37 | 1699191.23 | 127387547.88 | 28469860.96 | 20144271.21 | 11865862.11 | 0 | 5186886.88 | 278611.1 |  | 195032231.37
13 |  | Distibution Plant Percent |  | 100% | 0.8712% | 65.32% | 14.6% | 10.33% | 6.084% | 0% | 2.66% | 0.1429% |  | 100%
14 | [17 empty] | 108.7 | 1764883.9 |  | 108.6 | 0 | 108.5 | 0 | 108.8 | -222308.05
15 |  | Total General Plant |  | 22115708 | 48304.0733 | 10886567.2174 | 25809.4672 | 1721533.7466 | 3114396.6406 | 5930279.2309 | 352325.4581 | 36492.1659 |  | 22115708 |  |  |  | 108.71 | 1295810.9 |  | 108.61 | 22915896.56 | 108.51 | 0 | 108.81 | 0
16 |  | General Plant Percent |  | 100% | 0.2184% | 49.23% | 0.1167% | 7.784% | 14.08% | 26.81% | 1.593% | 0.165% |  | 100% |  |  |  | 108.72 | 2665561.98 |  | 108.62 | 12257446.65 | 108.59 | 662141 | 108.9 | -14583.5
17 | [17 empty] | 108.73 | 161549.41 |  | 108.63 | 0
18 |  | Total Utility Plant |  | 217147939.37 | 1747495.3033 | 138274115.0974 | 28495670.4272 | 21865804.9566 | 14980258.7506 | 5930279.2309 | 5539212.3381 | 315103.2659 |  | 217147939.37 |  |  |  | 108.74 | 142742.73 |  | 108.64 | 227359.95
19 |  | Utility Plant Percent |  | 100% | 0.8047% | 63.68% | 13.12% | 10.07% | 6.899% | 2.731% | 2.551% | 0.1451% |  | 1 |  |  |  | 108.75 | 183226.37 |  | 108.65 | 7347104.81
20 | [17 empty] | 108.76 | 49186.52 |  | 108.66 | 4183089.23
21 |  | Accum. Depreciation | [15 empty] | 108.77 | 420436.77 |  | 108.67 | 2422452.57
22 |  | Distribution Plant |  | 49744410.94 | 433391.2719 | 32491134.8543 | 7261448.2901 | 5137945.1392 | 3026475.7615 | 0 | 1322953.8043 | 71061.8186 |  | 49744410.94 |  |  |  | 108.78 | 415905.55 |  | 108.68 | 575888.66
23 |  | General Plant |  | 7761445.13 | 16952.1778 | 3820609.9534 | 9057.7595 | 604167.396 | 1092988.6865 | 2081214.712 | 123647.6224 | 12806.8223 |  | 7761445.13 | 57505856.07 | 57505856 |  | 108.79 | 0 |  | 108.69 | 52064.06
24 | [15 empty] | -0.07 |  |  | 7099304.13 |  |  | 49981302.49 |  | 662141 |  | -236891.55 | 57505856.07
25 |  | Net Plant |  | 159642083.3 | 1297151.8536 | 101962370.2897 | 21225164.3776 | 16123692.4214 | 10860794.3025 | 3849064.5189 | 4092610.9114 | 231234.6249 |  | 159642083.3
26 |  | Net Plant Percent |  | 100% | 0.8125% | 63.87% | 13.3% | 10.1% | 6.803% | 2.411% | 2.564% | 0.1448% |  | 1 |  |  |  |  | CWIP |  | Cash Working capital |  | Materials and Supplies |  | Prepayments |  |  | Consumer Advances
27 | [13 empty] | 0 |  |  |  | 107.2 |  |  | 131.1 | 1653907.81 | 154 | 1024779.99 | 165.1 | 286643.59 |  | 252 | 0
28 |  | CWIP |  | 993407 | 8654.9205 | 648855.222 | 145012.7447 | 102605.9123 | 60439.3971 | 0 | 26419.683 | 1419.1204 |  | 993407 |  |  |  | 107.21 |  |  | 131.11 | 500 | 154.1 | 0 | 165.11 | 0 |  | 252.1 | 34652.97
29 |  | Subtotal |  | 160635490.3 | 1305806.7741 | 102611225.5116 | 21370177.1222 | 16226298.3337 | 10921233.6996 | 3849064.5189 | 4119030.5945 | 232653.7453 |  | 160635490.3 |  |  |  | 107.22 |  |  | 131.12 | 393.85 | 154.2 | 96081.84 | 165.15 | 0
30 |  | Plus | [11 empty] | 0 |  |  |  | 107.3 |  |  | 131.13 | 0 | 154.3 | 168137.02 | 165.2 | 0
31 |  | Cash Working Capital |  | 2415844.2075 | 19638.4107 | 1543200.2873 | 321392.3556 | 244032.0552 | 164247.6337 | 57887.2091 | 61947.3081 | 3498.9478 |  | 2415844.2075 |  |  |  | 107.31 |  |  | 131.14 | 0 | 154.4 | 0 | 165.21 | 0
32 |  | Materials & Supplies |  | 1325826 | 10777.6468 | 846915.1519 | 176381.5481 | 133925.8726 | 90139.8288 | 31768.7567 | 33996.957 | 1920.2381 |  | 1325826 |  |  |  | 107.32 |  |  | 131.15 | 65816.87 | 154.5 | 0 | 165.22 | 0
33 |  | Prepayments |  | 214138.1538 | 1740.7302 | 136787.8191 | 28487.9155 | 21630.7714 | 14558.7555 | 5131.0677 | 5490.951 | 310.1434 |  | 214138.1538 |  |  |  |  | 0 |  | 131.16 | 213390 | 154.99 | 47937.11 | 165.23 | 0
34 |  | Minus: Consumer Advances |  | 34652.97 | 301.9092 | 22633.9864 | 5058.4728 | 3579.1972 | 2108.3047 | 0 | 921.5966 | 49.5031 |  | 34652.97 | [6 empty] | 131.17 | 8747.05 | 155 | 0 | 165.24 | 0
35 | [13 empty] | 0 | [6 empty] | 131.18 | 151341.12 | 155.01 | 0 | 165.25 | 0
36 |  | Net Investment Rate Base |  | 164556645.6913 | 1337661.6526 | 105115494.7836 | 21891380.4686 | 16622307.8357 | 11188071.6129 | 3943851.5524 | 4219544.214 | 238333.5716 |  | 164556645.6913 | [6 empty] | 131.19 | 40263.31 | 155.02 | 9511.38 | 165.26 | 3593.12
37 | [20 empty] | 131.2 | 0 | 163 | 5400.64
38 |  | Rate Base Percent |  | 100% | 0.8129% | 63.88% | 13.3% | 10.1% | 6.799% | 2.397% | 2.564% | 0.1448% |  | 100% | [6 empty] | 131.21 | 430259.85 | 163.01 | 0
39 | [20 empty] | 131.22 | 15598.59 | 163.02 | 0
40 | [20 empty] | 131.23 | 62692.84 | 163.03 | 0
[18 empty] | Materials |  |  | 131.4 | 0 | 163.04 | 0
|  | CLASSIFICATION OF RATE BASE | [13 empty] | Prepayments |  | & Supplies |  |  | 135 | 7250 | 163.05 | 0
[14 empty] | December 2012 |  | 107843 |  | 1152438 |  |  | 135.1 | 0 | 163.06 | 0
[5 empty] | Consumer | Demand | Energy | Lighting | [5 empty] | January 2013 |  | 253789 |  | 1233003 |  |  | 135.15 | 300 | 163.09 | 0
|  |  |  | Total | Related | Related | Related | Related |  |  | Total |  |  | February |  | 228160 |  | 1314872 |  |  |  |  | 163.1 | 0
[14 empty] | March |  | 279866 |  | 1297934 |  |  |  |  | 163.2 | 0
| Stations |  |  | 1337661.6526 |  | 1337661.6526 |  |  | 1337661.6526 |  |  |  |  | April |  | 256537 |  | 1252048 |  |  |  |  | 163.5 | 0
| Lines |  |  | 105115494.7836 | 28194318.4383 | 76921176.3452 |  |  | 105115494.7836 |  |  |  |  | May |  | 238560 |  | 1378117 |  |  |  | 2650461.29 |  | 1351847.98 |  | 290236.71 |  |  | 34652.97
| Transformers |  |  | 21891380.4686 | 4621521.5112 | 17269858.9573 |  |  | 21891380.4686 |  |  |  |  | June |  | 220584 |  | 1378622
| Services |  |  | 16622307.8357 | 16622307.8357 |  |  |  | 16622307.8357 |  |  |  |  | July |  | 177314 |  | 1420900
| Meters |  |  | 11188071.6129 | 11188071.6129 |  |  |  | 11188071.6129 |  |  |  |  | August |  | 164396 |  | 1459598
| Consumer & Accounting Services |  |  | 3943851.5524 | 3943851.5524 |  |  |  | 3943851.5524 |  |  |  |  | September |  | 151478 |  | 1433311
| Lighting |  |  | 4457877.7856 |  |  |  | 4457877.7856 | 4457877.7856 |  |  |  |  | October |  | 139666 |  | 1307518
|  |  |  | 164556645.6913 | 64570070.9506 | 95528696.9552 | 0 | 4457877.7856 | 164556645.6913 | 0 | 0 |  |  | November |  | 305366 |  | 1255529
[14 empty] | December |  | 260237 |  | 1351848
[16 empty] | 2783796 |  | 17235738
[16 empty] | 214138.1538 |  | 1325826
ALLOCATION OF RATE BASE TO RATE CLASSES
[8 empty] | 10 | 11 | 20 | 22 | 40
|  |  | Classi- |  |  |  |  | Residential | Residential | Comm. Sml Pow | Comm & Sml Pow | Large Power
|  | Function | fication |  |  | Amount |  | Farm & Non Farm | ETS | & 3 Phase Farm | ETS | < Than 50 kW
|  | Statopms | Demand |  |  | 1337661.6526 |  | 1041453.399 | 0 | 79132.1494 | 0 | 104556.1522 |  |  |  | 0 |  |  | 0
|  | Lines | Consumer |  |  | 28194318.4383 |  | 25356421.1979 | 0 | 1897741.6479 | 0 | 87152.3145
|  | Lines | Demand |  |  | 76921176.3452 |  | 56382107.6417 | 0 | 5530687.037 | 0 | 6403662.0713
|  | Transformers | Consumer |  |  | 4621521.5112 |  | 3967363.3029 | 0 | 413436.8334 | 0 | 80939.183
|  | Transformers | Demand |  |  | 17269858.9573 |  | 14814155.9135 | 0 | 933230.1948 | 0 | 713017.4955
|  | Services | Consumer |  |  | 16622307.8357 |  | 13671626.3929 | 32012.358 | 2302246.5531 | 2643.2222 | 46990.6172
|  | Meters | Consumer |  |  | 11188071.6129 |  | 9889358.8064 | 231561.1072 | 740145.7774 | 3399.0621 | 99556.6758
|  | Consum. & Acct. Serives | Consumer |  |  | 3943851.5524 |  | 3269426.1759 | 28707.8247 | 367038.7574 | 421.3993 | 25283.9557
|  | Lighting | Lighting |  |  | 4457877.7856
[6 empty] | 164556645.6913 |  | 128391912.8302 | 292281.2899 | 12263658.9504 | 6463.6836 | 7561158.4653 |  |  |  | 0 | 0 | 0 | 0 | 0
|  | Percent of Total | [5 empty] | 78.02% | 0.1776% | 7.453% | 0.003928% | 4.595%
[7 empty] | 46 | 47 | 50 | 52 | 0 | Total
|  |  | Classi- |  |  |  | Large Power | Large Power | Schl. Community | All Electric | Outdoor | Energy for
|  | Function | fication |  |  |  | >500 kW | 500-4999 KW | Halls & Parks | Schools | Lights | Sched E
|  | Statopms | Demand |  |  |  | 19798.202 | 38926.9152 | 26489.0786 | 13217.3893 | 14088.3669 | 1337661.6526
|  | Lines | Consumer |  |  |  | 1089.4039 | 1634.1059 | 553417.197 | 13072.8472 | 283789.724 | 28194318.4383
|  | Lines | Demand |  |  |  | 1143586.3377 | 2335706.6458 | 2103237.575 | 1714885.7035 | 1307303.3332 | 76921176.3452
|  | Transformers | Consumer |  |  |  | 0 | 0 | 120565.9652 | 25261.7388 | 13954.4879 | 4621521.5112
|  | Transformers | Demand |  |  |  | 0 | 0 | 445572.944 | 247861.7777 | 116020.6319 | 17269858.9573
|  | Services | Consumer |  |  |  | 0 | 0 | 298390.4194 | 29573.7568 | 238824.516 | 16622307.8357
|  | Meters | Consumer |  |  |  | 1244.4584 | 1866.6877 | 215840.4448 | 5098.5932 | 0 | 11188071.6129
|  | Consum. & Acct. Serives | Consumer |  |  |  | 561.8657 | 842.7985 | 107035.4126 | 2528.3956 | 142004.967 | 3943851.5524
|  | Lighting | Lighting | [7 empty] | 4457877.7856 | 4457877.7856
[7 empty] | 1166280.2678 | 2378977.1531 | 3870549.0367 | 2051500.202 | 6573863.8125 | 164556645.6913
[7 empty] | 0.7087% | 1.446% | 2.352% | 1.247% | 3.995% | 100%
Note on E18: Marybeth Purvis: Matches Form 7 Part E
Note on E21: Marybeth Purvis: Matches Form 7 Part E=general + headquarters
Note on E28: Marybeth Purvis: Sum matches Form 7 Bal Sheet line 4
Note on E34: Marybeth Purvis: Matches Balance Sheet Form 7 line 2.

## 3Classific. Summary
SUMMARY OF CLASSIFICATION OF EXPENSES
|  | Consumer | Demand | Energy
|  | Related | Related | Related | Security | Street
|  | Costs | Costs | Costs | Lighting | Lighting | Total
| Purchased Power | 0 | 14341063 | 44410807.2 | 0 | 0 | 58751870.2
| Stations |  | 214052.0275 |  |  |  | 214052.0275
| Lines | 6208149.4698 | 16937389.7505 | 0 | 0 | 0 | 23145539.2203
| Transformers | 595529.8006 | 2225396.0381 | 0 | 0 | 0 | 2820925.8387
| Services | 3660091.0145 | 0 | 0 | 0 | 0 | 3660091.0145
| Meters | 4207992.5341 | 0 |  | 0 | 0 | 4207992.5341
| Consumer Services | [5 empty] | 0
| & Accounting | 5793905.7557 | 0 | 0 |  |  | 5793905.7557
| Lighting |  |  |  | 853570.0786 | 63012.2993 | 916582.3779
|  | 20465668.5747 | 33717900.8162 | 44410807.2 | 853570.0786 | 63012.2993 | 99510958.9688
0

## 3.2 Classific. 2
Consumer Related Costs
|  | Consumer | Demand |  |  |  |  | Consumer
| 2 | Related | Related |  |  |  |  | Services &
Expense | Lines | Costs | Costs | Total | Expense | Services | Meters | Accounting | Total
Purchased Power | 0 | 0 | 0 | 0 | Purchased Power | 0 | 0 | 0 | 0
Distibution Operations | 2222819.9121 | 596209.841 | 1626610.0711 | 2222819.9121 | Distibution Operations | 351502.8581 | 2113631.6941 | 0 | 2465134.5522
Distribution Maintenance | 5165511.173 | 1385505.2218 | 3780005.9513 | 5165511.173 | Distribution Maintenance | 816841.6752 | 0 | 0 | 816841.6752
Consumer Accounts | 0 | 0 | 0 | 0 | Consumer Accounts | 0 | 0 | 3193878.2189 | 3193878.2189
Customer Service | 0 | 0 | 0 | 0 | Customer Service | 0 | 0 | 830794.1604 | 830794.1604
Administative & General | 2277069.4535 | 610760.7771 | 1666308.6764 | 2277069.4535 | Administative & General | 360081.5417 | 651417.2296 | 1240396.2992 | 2251895.0705
Depreciation | 5767209.0092 | 1546893.9916 | 4220315.0176 | 5767209.0092 | Depreciation | 911990.413 | 622010.3151 | 239453.9589 | 1773454.6871
Miscellaneous | 87426.8105 | 23449.8191 | 63976.9914 | 87426.8105 | Miscellaneous | 13825.1298 | 9305.359 | 3280.1859 | 26410.6747
Interest on Long Term Debt | 3795497.5519 | 1018037.0347 | 2777460.5172 | 3795497.5519 | Interest on Long Term Debt | 600196.2777 | 403977.5345 | 142404.1141 | 1146577.9263
Short Term Interest | 34507.7582 | 9255.7498 | 25252.0083 | 34507.7582 | Short Term Interest | 5456.8414 | 3672.8674 | 1294.7042 | 10424.4129
Total Costs | 19350041.6684 | 5190112.4351 | 14159929.2333 | 19350041.6684 | Total Costs | 3059894.7368 | 3804014.9996 | 5651501.6416 | 12515411.3781
Margin Requirements | 3795497.5519 | 1018037.0347 | 2777460.5172 | 3795497.5519 | Margin Requirements | 600196.2777 | 403977.5345 | 142404.1141 | 1146577.9263
Revenue Requirements | 23145539.2203 | 6208149.4698 | 16937389.7505 | 23145539.2203 | Revenue Requirements | 3660091.0145 | 4207992.5341 | 5793905.7557 | 13661989.3044
|  | Consumer | Demand |  |  |  | Outdoor | Street
| 3 | Related | Related |  |  | Stations | Lighting | Lighting
Expense | Transformers | Costs | Costs | Total | Expense
Purchased Power | 0 | 0 | 0 | 0 | Purchased Power |  | 0
Distibution Operations | 0 | 0 | 0 | 0 | Distibution Operations | 32782.2792 | 239110.9229 | 0 |  | #REF!
Distribution Maintenance | 17515.9795 | 3697.8242 | 13818.1553 | 17515.9795 | Distribution Maintenance | 0 | 0 | 24765.9522
Consumer Accounts | 0 | 0 | 0 | 0 | Consumer Accounts | 0 | 0 | 0
Customer Service | 0 | 0 | 0 | 0 | Customer Service | 0 | 0 | 0
Administative & General | 5398.3913 | 1139.6623 | 4258.7289 | 5398.3913 | Administative & General | 10103.4355 | 73693.5273 | 7632.8189
Depreciation | 1191714.7146 | 251584.6452 | 940130.0694 | 1191714.7146 | Depreciation | 73014.3679 | 231153.3506 | 13125.6203
Miscellaneous | 18207.5304 | 3843.8185 | 14363.7119 | 18207.5304 | Miscellaneous | 1112.5619 | 3509.4854 | 198.2271
Interest on Long Term Debt | 790451.314 | 166873.3389 | 623577.9752 | 790451.314 | Interest on Long Term Debt | 48300.1249 | 152358.7913 | 8605.7197
Short Term Interest | 7186.5948 | 1517.1726 | 5669.4222 | 7186.5948 | Short Term Interest | 439.1332 | 1385.2098 | 78.2412
Total Costs | 2030474.5247 | 428656.4617 | 1601818.0629 | 2030474.5247 | Total Costs | 165751.9026 | 701211.2873 | 54406.5795
Margin Requirements | 790451.314 | 166873.3389 | 623577.9752 | 790451.314 | Margin Requirements | 48300.1249 | 152358.7913 | 8605.7197
Revenue Requirements | 2820925.8387 | 595529.8006 | 2225396.0381 | 2820925.8387 | Revenue Requirements | 214052.0275 | 853570.0786 | 63012.2993
|  | Energy | Demand
|  | Related | Related
|  | Costs | Costs
Purchased Power | 58751870.2 | 44410807.2 | 14341063 | 58751870.2
Lines |  |  |  | 23145539.2203
Transformers |  |  |  | 2820925.8387
Purchased Power |  |  |  | 58751870.2
Consumer Related |  |  |  | 13661989.3044
Lighting |  |  |  | 853570.0786
Stations |  |  |  | 214052.0275
99447946.6695
63012.2993

## 3.1 PlantClass.
ACCOUNT 364 - POLES
1. Actual Data
| Poles | Size | Investment | Number | Unit Cost |  |  |  | Height (x) | Avg. Cost (y)
of Units
| 20' AL Pole | 20 | 105019.61 | 220 | 477.3619
| 25' AL Pole | 25 | 422591.38 | 153 | 2762.0352 | [6 empty] | 25 | 123.0504 | 6544 | 123.0504 | 25 | 80.895 | 2022.3748
| 25' Pole | 25 | 805242.06 | 6544 | 123.0504 | [6 empty] | 30 | 291.8205 | 22607 | 291.8205 | 30 | 150.3562 | 4510.6873
| 30' Pole | 30 | 6597185.49 | 22607 | 291.8205 | [6 empty] | 35 | 175.2806 | 39670 | 175.2806 | 35 | 199.1733 | 6971.0652
| 35' Pole | 35 | 2744718.58 | 15659 | 175.2806 | [6 empty] | 45 | 684.4598 | 12720 | 684.4598 | 45 | 112.783 | 5075.234
| 40' Pole | 40 | 20615448.95 | 39670 | 519.6735 | [6 empty] | 50 | 830.5759 | 3924 | 830.5759 | 50 | 62.6418 | 3132.092
| 45' Pole | 45 | 8706329.16 | 12720 | 684.4598 | [6 empty] | 55 | 996.3035 | 1260 | 996.3035 | 55 | 35.4965 | 1952.3063
| 50' Pole | 50 | 3259179.85 | 3924 | 830.5759 | [6 empty] | 60 | 1061.7873 | 194 | 1061.7873 | 60 | 13.9284 | 835.7033
| 55' Pole | 55 | 1255342.45 | 1260 | 996.3035
| 60' Pole | 60 | 205986.74 | 194 | 1061.7873
| 65' Pole | 65 | 81654.02 | 62 | 1317.0003
| 70' Pole | 70 | 16881.24 | 15 | 1125.416
| 75' Pole | 75 | 30144.55 | 11 | 2740.4136 | [6 empty] | 25 | 602.5771
| 80' Pole | 80 | 2586.78 | 5 | 517.356 | [6 empty] | 30 | 751.7041
| 85' Pole | 85 | 1487.61 | 1 | 1487.61 | [6 empty] | 35 | 878.7331
0
| Subtotal |  | 44849798.47 | 103045
| All other items |  | 18763135.38
| Total Investment in Poles |  | 63612933.85 | [8 empty] | 50 | 1593.0982
[12 empty] | #VALUE! | #VALUE! |  | #VALUE!
| 2. Determination of Demand and Consumer Related Investment | [13 empty] | #REF!
#VALUE!
|  |  | Formula | Slope | Y intercept
| Linear Curve |  | y=mx+b | 26.954 | -568.8113
| Use Actual Value to 25 foot poles |  |  |  | 123.0504
| Number of poles |  |  |  | 103045
| Consumer Related Investment |  |  |  | 12679732.2849
| Total Investment in poles |  |  |  | 63612933.85
| Percent Customer Related |  |  |  | 19.93%
| Percent Demand Related |  |  |  | 80.07%
Account 364 - Poles
| Data for Graph |  | Relevant Data
| Used linear |  |  | Average Cost | Predicted
|  |  | Size of Pole | Per Unit | Cost
|  |  | 0 | 0 | -561.32
|  |  | 25 | 123.0504 | 105.0391
|  |  | 30 | 291.8205 | 239.8091
|  |  | 35 | 175.2806 | 374.5792
|  |  | 45 | 684.4598 | 644.1193
|  |  | 50 | 830.5759 | 778.8894
|  |  | 55 | 996.3035 | 913.6595
| LINEAR CURVE DATA |  | 60 | 1061.7873 | 1048.4295
| Formula | y=mx+b | 65 | 1317.0003 | 1183.1996
| SLOPE - m | Zero Intercept - b | 70 | 1125.416 | 1317.9697
| 26.954 | -568.8113
| REGRESSION LINE DATA | SLOPE - b = $26.95 | ZERO INTERCEPT - Y =-$568.81
ACCOUNT 365 - CONDUCTOR
1. Actual Data
Number
| Conductor | Investment | of Units | Unit Cost | Amps
| 2 ACSR | 3049770.19 | 5307825 | 0.57458 | 175
| 4 ACSR | 2090417.8 | 9414165 | 0.22205 | 130
| 4/0 ACSR | 8823.97 | 22607 | 0.39032 | 350
| 3/0 ACSR | 2379272.89 | 3114564 | 0.76392 | 310
| 1/0 ACSR | 11636282.66 | 14838347 | 0.7842 | 230
| 336.4 ACSR | 10503009.71 | 6903435 | 1.5214 | 519
| 477 ACSR | 107587.05 | 69343 | 1.5515 |  | #VALUE! | #VALUE!
| 6ACWC | 1085942.25 | 7024702 | 0.15459 | 140
| 8 ACWC | 1008218.87 | 6631761 | 0.15203 | 100
| 6 BARE COPPER | 21794.6 | 7224 | 3.017 |  |  | #VALUE!
| 350 MCM URD PRIMARY | 270150.37 | 36488 | 7.4038
| 500 MCM URD PRIMARY | 21779.2 | 9076 | 2.3996
| 2 AL. CONCENTRIC URD | 620.74 | 607 | 1.0226
| 1/0 7 STRAND COPPER | 42696.5 | 93562 | 0.45634
| 1/0 15 KV URD PRIMARY | 3412122.9 | 977707 | 3.4899
| 2/0 15KV URD PRIMARY | 1479.73 | 2061 | 0.71797
| 556.5 ACSR | 7282.44 | 51336 | 0.14186
| 397.5 SPACER CABLE | 257121 | 120150 | 2.14
| 750 MCM URD PRIMARY | 103712.31 | 7635 | 13.5838
| SUBTOTAL | 36008085.18 | 54632595 | 0.6591
| All other OH Conductor Invest. | 25959208.63
| TOTAL | 61967293.81 |  | 0.6591
2. Demand and Consumer Investment Percents
Use linest Line
| Formula | y=b*m^x
| Intercept | 0.2234
| Slope | 1.0048
| Use zero intercept |  |  |  | 0.2234
| Amount of Conduit |  |  |  | 54632595
| Consumer Related Investment |  |  |  | 12204864.569
| Total Investment in conductor |  |  |  | 36008085.18
| Percent Customer Related |  |  |  | 33.89%
| Percent Demand Related |  |  |  | 66.11%
CONDUCTOR DATA FOR GRAPH PURPOSES
Data for Graph
| Conuctor | Per Unit Cost | Amp Size | Predict Valeu
| 2 ACSR | 0.57458 | 175 | 0.51925
| 4 ACSR | 0.22205 | 130 | 0.41801
| 1/0 ACSR | 0.7842 | 230 | 0.67686
| 3/0 ACSR | 0.76392 | 310 | 0.99529
| 4/0 ACSR | 0.39032 | 350 | 1.2069
| 336.4 ACSR | 1.5214 | 519 | 2.7253
| 6ACWC | 0.15459 | 140 | 0.43865
| 8 ACWC | 0.15203 | 100 | 0.36174
Breakdown of Lines into Demand Related and Consumer Related Components
Acct | Total | Consumer-Related |  | Demand-Related
No. | Investment | Percent | Amount | Percent | Amount
364 | 63612933.85 | 19.93% | 12679732.2849 | 80.07% | 50933201.5651
365 | 61967293.81 | 33.89% | 21003683.6139 | 66.11% | 40963610.1961
| 125580227.66 |  | 33683415.8988 |  | 91896811.7612
% | 100% |  | 26.82% |  | 73.18%
ACCOUNT 368 - TRANSFORMERS
|  | Size In | Number of | Total | Per Unit
| Type of Transfomer | KVA | Transfomers | Cost | Cost
| 1.5 KVA | 1.5 | 1 | 90.85 | 90.85
| 1.5 KVA CSP | 1.5 | 15 | 1752.76 | 116.8507
| 3 KVA CONV | 3 | 72 | 8122.76 | 112.8161 | [5 empty] | 0 | 0
| 5 KVA CONV | 5 | 165 | 19276.12 | 116.825
| 10 KVA CSP | 10 | 6125 | 2257642.77 | 368.5947
| 10 KVA CONV | 10 | 512 | 183803.1 | 358.9904
| 15 KVA CONV | 15 | 618 | 245776.7 | 397.6969
| 15 KVA CSP | 15 | 14892 | 6963602.13 | 467.6069
| 15 KVA PADMOUNT | 15 | 54 | 51089.3 | 946.0981
| 25 KVA CSP | 25 | 8401 | 4674805.98 | 556.4583
| 25 KVA CONV | 25 | 663 | 323009.42 | 487.1937 |  |  |  | 2809.7787
| 37.5 KVA CSP | 37.5 | 1506 | 1192754.93 | 792.0019
| 37.5 KVA CONV | 37.5 | 354 | 174380.55 | 492.6004
| 25 KVA PADMOUNT | 25 | 1063 | 1146116.27 | 1078.1903
| 37.5 KVA PADMOUNT | 37.5 | 233 | 259625.65 | 1114.2732
| 45 KVA PADMOUNT | 45 | 1 | 4223.38 | 4223.38
| 50 KVA CSP | 50 | 237 | 227534.89 | 960.0628
| 50 KVA CONV | 50 | 485 | 365958.45 | 754.5535
| 50 KVA PADMOUNT | 50 | 121 | 169302.24 | 1399.1921
| 75 KVA CONV | 75 | 172 | 196977.52 | 1145.2181
| 75 KVA CSP | 75 | 18 | 20777.85 | 1154.325
| 75 KVA PADMOUNT | 75 | 63 | 147252.6 | 2337.3429
| 100 KVA CONV | 100 | 72 | 121690.91 | 1690.1515
| 100 KVA PADMOUNT | 100 | 37 | 78840.7 | 2130.8297
| 112 KVA CONV | 112 | 1 | 3714.42 | 3714.42
| 112 KVA PADMOUNT | 112 | 30 | 112041.74 | 3734.7247
| 150 KVA PADMOUNT | 150 | 9 | 50224.83 | 5580.5367
| 167 KVA CONV | 167 | 58 | 128576 | 2216.8276
| 167 KVA PADMOUNT | 167 | 23 | 64624.91 | 2809.7787
| 225 KVA 3 PH PM | 225 | 7 | 40529.06 | 5789.8657
| 300 KVA PADMOUNT | 300 | 32 | 173938.12 | 5435.5662
| 333 KVA CONV | 333 | 20 | 105290.9 | 5264.545
| 500 KVA PADMOUNT | 500 | 40 | 242277.57 | 6056.9393
| 750 KVA 3 PH | 750 | 18 | 160390.15 | 8910.5639
| 1000 KVA 3 PH PADMOUNT | 1000 | 20 | 209139.11 | 10456.9555
| 1500 KVA PADMOUNT | 1500 | 7 | 95099.17 | 13585.5957
| 2000 KVA PADMOUNT | 2000 | 4 | 73296.5 | 18324.125
| 2500 KVA CONV | 2500 | 1 | 18535.26 | 18535.26
ACCONT 368 - TRANSFORMERS CONTINUED
|  | Size In | Number of | Total | Per Unit
| Type of Transfomer | KVA | Transfomers | Cost | Cost
| 2500 KVA PADMOUNT | 2500 | 14 | 303744.13 | 21696.0093
| 15 KVA COV 1B | 15 | 2246 | 1641885.72 | 731.0266
| 25 KVA COV 1B | 25 | 1333 | 1166902.03 | 875.3954
| 37.5 KVA COV 1B | 37.5 | 46 | 46636.02 | 1013.8265
| 50 KVA COV 1B | 50 | 206 | 268078.88 | 1301.3538
| DOE 10 KVA | 10 | 1056 | 870040.12 | 823.9016
| DOE 15 KVA | 15 | 702 | 649803.65 | 925.6462
| DOE 50 KVA | 50 | 102 | 188499.89 | 1848.0381
| DOE 10 KVA | 10 | 17 | 15221.71 | 895.3947
| DOE 15 KVA 2B | 15 | 4 | 44221.52 | 11055.38
| DOE 50 KVA 2B | 50 | 2 | 4195.48 | 2097.74
| DOE 75 KVA 2B | 75 | 10 | 30104.42 | 3010.442
| DOE 100 KVA 2B | 100 | 9 | 33006.3 | 3667.3667
| DOE 167 KVA 2B | 167 | 8 | 38899.52 | 4862.44
| DOE 250 KVA 2B | 250 | 3 | 17200.32 | 5733.44
| DOE 15 KVA PADMOUNT | 15 | 133 | 205633.04 | 1546.1131
| DOE 50 KVA PADMOUNT | 50 | 27 | 58702 | 2174.1481
| DOE 75 KVA PADMOUNT | 75 | 3 | 9734.19 | 3244.73
| DOE 25 KVA PADMOUNT | 25 | 7 | 11788.56 | 1684.08
| DOE 25 KVA 2B | 25 | 10 | 12532.7 | 1253.27
| DOE 100 KVA PADMOUNT | 100 | 2 | 28911.62 | 14455.81
| DOE 1500 KVA PADMOUNT | 1500 | 2 | 35866.4 | 17933.2
| DOE 300 KVA PADMOUNT | 300 | 2 | 15950.88 | 7975.44
| DOE 500 KVA PADMOUNT | 500 | 2 | 19670.88 | 9835.44
| SubTotal |  | 42096 | 26029315.55
| All Other Transformer Investment |  |  | 2440545.41
| Total |  |  | 28469860.96
2. Demand and Consumer Investment Percents
| Regression Equasion | y=bm^x
| Intercept | 142.7764 |  |  | 142.7764
| m | 1.0436 |  |  | 1.0436
| Use Intercept |  |  |  | 142.7764
| Number of Transformers |  |  |  | 42096
| Consumer Related Investment |  |  |  | 6010314.1982
| Total Investment in transformers |  |  |  | 28469860.96
| Percent Customer Related |  |  |  | 21.11%
| Percent Demand Related |  |  |  | 78.89%
ACCOUNT 368 - TRANSFORMERS
Data for Graph
|  | Transformer Size | Actual Cost Per Unit | Predicted Cost
|  | 1.5 | 115.2256 | 152.2136
|  | 3 | 112.8161 | 162.2746
|  | 5 | 116.825 | 176.7312
|  | 10 | 367.8538 | 218.7611
|  | 15 | 499.8514 | 270.7864
|  | 25 | 637.9436 | 414.8973
|  | 37.5 | 522.61 | 707.266
|  | 50 | 982.7211 | 1205.6602
24

## 4 Allocation
|  | ALLOCATION OF EXPENSES TO RATE CLASSES | [7 empty] | ALLOCATION OF EXPENSES TO RATE CLASSES
|  |  |  | 10 | 11 | 20 | 22 | 40 | 46 | 47 | 50 | 52 | 0 | Total |  | 46 | 47
| Classifi- |  | Green | Residential | Residential | Comm. Sml Pow | Comm & Sml Pow | Large Power | Large Power | Large Power | Schl. Community | All Electric | Outdoor | Energy for |  | 500 kW & | 500-4,999 kW |  | Total
Function | cation | Amount | Power | Farm & Non Farm | ETS | & 3 Phase Farm | ETS | < Than 50 kW | >500 kW | 500-4999 KW | Halls & Parks | Schools | Lights | Sched E | Envirowatts | Over (C) | (B) | Wellhead | Energy kWh
Purchased Power | Demand | 13020019 |  | 9979771.6975 | 0 | 758287.2034 | 0 | 1001913.796 | 276998 | 487557 | 253832.7277 | 126656.1976 | 135002.3777 | 12255464 |  | 276998 | 487557 | 0 | 13020019 | 12255464 | 13020019
Purchased Power | Energy | 44410807.2 | 4430 | 31414933.6388 | 289631.6173 | 3109069.7202 | 4374.6352 | 4015657.7213 | 902134.3407 | 1705424.6593 | 1365424.0627 | 572652.1384 | 1027074.6661 | 41798818.2 | 4430 | 902134.3407 | 1705424.6593 | 0 | 44410807.2 | 41798818.2 | 44406377.2
Metering & Substation | Demand | 1321044 |  | 1028515.5154 | 0 | 78149.0977 | 0 | 103257.2603 | 19552.2507 | 38443.3295 | 26160.0071 | 13053.1908 | 13913.3484 | 1263048.4198 | 0 | 19552.2507 | 38443.3295 |  | 1321044
Stations | Demand | 214052.0275 |  | 156897.0345 | 0 | 15390.4923 | 0 | 17819.7593 | 3182.3093 | 6499.6763 | 5852.7741 | 4772.0898 | 3637.892 | 204370.042 | 0 | 3182.3093 | 6499.6763 |  | 214052.0275
Lines | Consumer | 6208149.4698 |  | 5583268.5993 | 0 | 417866.5936 | 0 | 19190.1995 | 239.8775 | 359.8162 | 121857.7667 | 2878.5299 | 62488.087 | 6207549.776 | 0 | 239.8775 | 359.8162 |  | 6208149.4698
Lines | Demand | 16937389.7505 |  | 12414861.2574 | 0 | 1217810.3142 | 0 | 1410032.0027 | 251807.9993 | 514302.7666 | 463115.0515 | 377603.2676 | 287857.0912 | 16171278.9847 | 0 | 251807.9993 | 514302.7666 |  | 16937389.7505
Transformers | Consumer | 595529.8006 |  | 511234.8976 | 0 | 53275.5185 | 0 | 10429.8326 | 0 | 0 | 15536.1443 | 3255.2306 | 1798.1769 | 595529.8006 | 0 | 0 | 0 |  | 595529.8006
Transformers | Demand | 2225396.0381 |  | 1908953.8576 | 0 | 120256.1517 | 0 | 91879.5176 | 0 | 0 | 57416.5815 | 31939.4976 | 14950.4321 | 2225396.0381 | 0 | 0 | 0 |  | 2225396.0381 | 0
Services | Consumer | 3660091.0145 |  | 3010376.0205 | 7048.8494 | 506935.1383 | 582.0151 | 10346.9348 | 0 | 0 | 65703.0362 | 6511.8901 | 52587.1301 | 3660091.0145 | 0 | 0 | 0 |  | 3660091.0145
Meters | Consumer | 4207992.5341 |  | 3719528.214 | 87093.4191 | 278379.3323 | 1278.4355 | 37444.6788 | 468.0585 | 702.0877 | 81180.6549 | 1917.6533 | 0 | 4206822.3879 | 0 | 468.0585 | 702.0877 |  | 4207992.5341
Consumer Services | [8 empty] | 0
& Accounting | Consumer | 5793905.7557 |  | 4803108.5569 | 42174.6176 | 539216.028 | 619.077 | 37144.6173 | 825.4359 | 1238.1539 | 157245.5466 | 3714.4617 | 208619.2608 | 5791842.1659 | 0 | 825.4359 | 1238.1539 |  | 5793905.7557
Lighting | Lighting | 916582.3779 | [10 empty] | 916582.3779 | 916582.3779 | 0 |  | 0 |  | 916582.3779
Revenue Requirements |  | 99510958.9688 | 4430 | 74531449.2895 | 425948.5033 | 7094635.5903 | 6854.1628 | 6755116.3203 | 1455208.2718 | 2754527.4896 | 2613324.3533 | 1144954.1475 | 2724510.8404 | 95296793.2074 | 4430 | 1455208.2718 | 2754527.4896 | 0 | 99510958.9688
|  |  | SUMMARY |  |  |  | SUMMARY
|  |  | 0 | 10 | 11 | 20 | 22 | 40 | 46 | 47 | 50 | 52 | 0 | Total | 0 | 46 | 47 | 0 | 0
|  |  | Green | Residential | Residential | Comm. Sml Pow | Comm & Sml Pow | Large Power | Large Power | Large Power | Schl. Community | All Electric | Outdoor | Energy for | 0 | 500 kW & | 500-4,999 kW | 0 | Total
|  | Amount | Power | Farm & Non Farm | ETS | & 3 Phase Farm | ETS | < Than 50 kW | >500 kW | 500-4999 KW | Halls & Parks | Schools | Lights | Sched E | Envirowatts | Over (C) | (B) | Wellhead | Energy kWh
Consumer Related |  | 20465668.5747 | 0 | 17627516.2883 | 136316.886 | 1795672.6108 | 2479.5275 | 114556.263 | 1533.3719 | 2300.0579 | 441523.1487 | 18277.7656 | 325492.6549 | 20461835.1449 | 0 | 1533.3719 | 2300.0579 | 0 | 20465668.5747
Demand Related |  | 33717900.8162 | 0 | 25488999.3624 | 0 | 2189893.2594 | 0 | 2624902.336 | 551540.5592 | 1046802.7724 | 806377.142 | 554024.2434 | 455361.1414 | 32119557.4846 | 0 | 551540.5592 | 1046802.7724 | 0 | 33717900.8162
Energy Related |  | 44410807.2 | 4430 | 31414933.6388 | 289631.6173 | 3109069.7202 | 4374.6352 | 4015657.7213 | 902134.3407 | 1705424.6593 | 1365424.0627 | 572652.1384 | 1027074.6661 | 41798818.2 | 4430 | 902134.3407 | 1705424.6593 | 0 | 44410807.2
Lighting |  | 916582.3779 | [7 empty] | 0 | 0 | 0 | 916582.3779 | 916582.3779 | 0 |  | 0 | 0 | 916582.3779
Revenue Requirements |  | 99510958.9688 | 4430 | 74531449.2895 | 425948.5033 | 7094635.5903 | 6854.1628 | 6755116.3203 | 1455208.2718 | 2754527.4896 | 2613324.3533 | 1144954.1475 | 2724510.8404 | 95296793.2074 | 4430 | 1455208.2718 | 2754527.4896 | 0 | 99510958.9688
-1.4901e-08
0
20123562.3891
0
0.85653
0
0
0
0
0
0
0
|  |  |  | 17627516.2883 | 136316.886 | 1795672.6108 | 2479.5275
|  |  |  | 311873 | 20425 | 4153 |  |  |  | 311873
56.5215
|  |  |  | 56.5215 | 6.674 | 432.3796

## 4.1 kW & kWh
[10 empty] | ENERGY KWH | [8 empty] | Totals are off and forced
| 0 | 10 | 11 | 20 | 22 | 40 | 46 | 47 |  | 50 | 52 | 0 | Total | 0 | 46 | 47
| Green | Residential | Residential | Comm. Sml Pow | Comm & Sml Pow | Large Power | Large Power | Large Power |  | Schl. Community | All Electric | Outdoor | Energy for | 0 | 500 kW & | 500-4,999 kW
Month | Power | Farm & Non Farm | ETS | & 3 Phase Farm | ETS | < Than 50 kW | >500 kW | 500-4999 KW | Month | Halls & Parks | Schools | Lights | Sched E | Envirowatts | Over (C) | (B) | WellHead | Total | B and C Sum | Rate E
January | 16000 | 67209679 | 1307628 | 5439330 | 19147 | 6034811 | 1623520 | 3248480 | January | 2598373 | 1061917 | 1643219 | 85314104 | 16000 | 1623520 | 3248480 | 221120 | 90423224 | 4872000 | 94514868 | 94514868 | 0
February | 16000 | 52950192 | 923724 | 4748723 | 12230 | 5664956 | 1535040 | 3041280 | February | 2172396 | 873381 | 1643556 | 68989158 | 16000 | 1535040 | 3041280 | 244320 | 73825798 | 4576320 | 81779427 | 81779427 | 0
March | 16000 | 38083977 | 341718 | 4486575 | 4683 | 5742128 | 1715680 | 3533840 | March | 1838523 | 866149 | 1644603 | 53008356 | 16000 | 1715680 | 3533840 | 237760 | 58511636 | 5249520 | 60520347 | 60520347 | 0
April | 16000 | 38221366 | 195393 | 4589150 | 2581 | 6083030 | 1630880 | 3199760 | April | 1874671 | 830461 | 1643564 | 53440216 | 16000 | 1630880 | 3199760 | 211840 | 58498696 | 4830640 | 55638962 | 55638962 | 0
May | 16000 | 42478022 | 25281 | 4953216 | 157 | 6595882 | 1861920 | 3454400 | May | 1844693 | 694636 | 1644984 | 58236871 | 16000 | 1861920 | 3454400 | 130240 | 63699431 | 5316320 | 60705707 | 60705707 | 0
June | 16000 | 52559267 | 9475 | 5399589 | 15 | 6942867 | 1878020 | 3429920 | June | 2296541 | 687424 | 1646394 | 69541572 | 16000 | 1878020 | 3429920 | 32640 | 74898152 | 5307940 | 65833074 | 65833074 | 0
July | 16000 | 53884857 | 10935 | 5577524 | 12 | 7224239 | 2083520 | 3593040 | July | 2580875 | 916052 | 1647241 | 71841735 | 16000 | 2083520 | 3593040 | 0 | 77534295 | 5676560 | 79500125 | 79500125 | 0
August | 16000 | 46208018 | 12830 | 5221168 | 179 | 7259696 | 2039360 | 3715600 | August | 2434447 | 1076700 | 1646791 | 63859829 | 16000 | 2039360 | 3715600 | 140480 | 69771269 | 5754960 | 69748600 | 69748600 | 0
September | 14700 | 36107461 | 162054 | 4437433 | 1458 | 5682296 | 1840960 | 3334880 | September | 1856120 | 892771 | 1647188 | 50786781 | 14700 | 1840960 | 3334880 | 256320 | 56233641 | 5175840 | 56525122 | 56525122 | 0
October | 14600 | 48953341 | 666437 | 4739368 | 8159 | 7243872 | 1618080 | 3399680 | October | 1991121 | 969062 | 1647315 | 66218675 | 14600 | 1618080 | 3399680 | 271040 | 71522075 | 5017760 | 60523791 | 60523791 | 0
November | 14600 | 57023397 | 639012 | 4766159 | 13892 | 6042925 | 1609760 | 2893680 | November | 2231729 | 1038324 | 1647505 | 73402943 | 14600 | 1609760 | 2893680 | 263680 | 78184663 | 4503440 | 78306950 | 78306950 | 0
December | 14600 | 70413544 | 1274981 | 5427587 | 21609 | 6702344 | 1555360 | 2840320 | December | 2536918 | 1104931 | 1647761 | 89129675 | 14600 | 1555360 | 2840320 | 288320 | 93828275 | 4395680 | 85942099 | 85942099 | 0
| 186500 | 604093121 | 5569468 | 59785822 | 84122 | 77219046 | 20992100 | 39684880 |  | 26256407 | 11011808 | 19750121 | 803769915 | 186500 | 20992100 | 39684880 | 2297760 | 866931155 | 60676980 | 849539072 | 849539072 | 0
[18 empty] | 912831100 | 60807768 | 849539072
Percentage |  | 75.16% | 0.6929% | 7.438% | 0.01047% | 9.607% |  |  | Percentage | 3.267% | 1.37% | 2.457% | 100% |  |  |  |  | 45899945 | 130788 | -45769157
|  |  | 1089.69 |  | 15.9558 | [5 empty] | 1105.6458 | [7 empty] | NOTE: This sum is not same as sum on power cost SS. Numbers that were summed on power cost ss differ from billing analysis
| 0.02157% | 69.87% | 0.6441% | 6.915% | 0.009729% | 8.931% | 2.428% | 4.59% |  | 3.037% | 1.274% | 2.284% | 100%
MONTHLY CONTRIBUTIONS TO EKPC COINCIDENT PEAK DEMAND - KW | [9 empty] | MONTHLY CONTRIBUTIONS TO EKPC COINCIDENT PEAK DEMAND - KW
| 0 | 10 | 11 | 20 | 22 | 40 | 46 | 47 |  | 50 | 52 | 0 | Total | 0 | 46 | 47
| Green | Residential | Residential | Comm. Sml Pow | Comm & Sml Pow | Large Power | Large Power | Large Power |  | Schl. Community | All Electric | Outdoor | Energy for | 0 | 500 kW & | 500-4,999 kW
Month | Power | Farm & Non Farm | ETS | & 3 Phase Farm | ETS | < Than 50 kW | >500 kW | 500-4999 KW | Month | Halls & Parks | Schools | Lights | Sched E | Envirowatts | Over (C) | (B) |  | Total
January | 0 | 131330.3207 | 0 | 10128.979 | 0 | 14307.5883 | 2374.27 | 5189.81 | January | 3464.2043 | 2130.985 | 3578.2 | 164940.2773 | 0 | 2374.27 | 5189.81 |  | 172504.3573
February | 0 | 164949.628 | 0 | 13551.0306 | 0 | 15813.3512 | 2402.14 | 4699.36 | February | 4122.02 | 2088.576 | 3577.025 | 204101.6307 | 0 | 2402.14 | 4699.36 |  | 211203.1307
March | 0 | 132308.2528 | 0 | 10995.4128 | 0 | 13511.3697 | 2328.38 | 4627.84 | March | 3755.88 | 2052.424 | 3575.725 | 166199.0643 | 0 | 2328.38 | 4627.84 |  | 173155.2843
April | 0 | 104789.5064 | 0 | 11111.8898 | 0 | 16589.6853 | 1930.56 | 4954.22 | April | 2847.62 | 1644.792 | 0 | 136983.4935 | 0 | 1930.56 | 4954.22 |  | 143868.2735
May | 0 | 124897.0216 | 0 | 8855.7838 | 0 | 11056.0691 | 2875.07 | 3801.54 | May | 3060.54 | 1164.056 | 0 | 149033.4705 | 0 | 2875.07 | 3801.54 |  | 155710.0805
June | 0 | 145912.429 | 0 | 11739.5646 | 0 | 11073.2029 | 2789.28 | 5306.8 | June | 4160.06 | 1417.504 | 0 | 174302.7605 | 0 | 2789.28 | 5306.8 |  | 182398.8405
July | 0 | 145612.9136 | 0 | 12006.6854 | 0 | 10479.392 | 2661.79 | 4013.18 | July | 4233.06 | 1310.824 | 0 | 173642.875 | 0 | 2661.79 | 4013.18 |  | 180317.845
August | 0 | 128570.1975 | 0 | 8206.8983 | 0 | 10639.2902 | 3092.61 | 5854.94 | August | 3211.22 | 1568.736 | 0 | 152196.342 | 0 | 3092.61 | 5854.94 |  | 161143.892
September | 0 | 119872.9974 | 0 | 9598.8782 | 0 | 11355.9497 | 2562.59 | 5790.14 | September | 3765.08 | 1645.776 | 0 | 146238.6813 | 0 | 2562.59 | 5790.14 |  | 154591.4113
October | 0 | 112271.6114 | 0 | 7216.8817 | 0 | 11111.5854 | 2481.6 | 4870.51 | October | 2254.92 | 1310.096 | 3551.275 | 137716.3696 | 0 | 2481.6 | 4870.51 |  | 145068.4796
November | 0 | 143012.3892 | 0 | 7946.5516 | 0 | 17516.192 | 2309.89 | 5028.05 | November | 2383.72 | 1797.176 | 3546.125 | 176202.1538 | 0 | 2309.89 | 5028.05 |  | 183540.0938
December | 0 | 126303.7542 | 0 | 8680.8281 | 0 | 15152.6075 | 2224.67 | 4913.73 | December | 2924.24 | 1919.152 | 3542.975 | 158523.5568 | 0 | 2224.67 | 4913.73 |  | 165661.9568
| 0 | 1579831.0218 | 0 | 120039.384 | 0 | 158606.2832 | 30032.85 | 59050.12 |  | 40182.5643 | 20050.097 | 21371.325 | 1940080.6753 | 0 | 30032.85 | 59050.12 |  | 2029163.6453
[11 empty] | 20050.097 | 2007792.3203
Allocation % |  | 81.43% | 0% | 6.187% | 0% | 8.175% |  |  | Allocation % | 2.071% | 1.033% | 1.102% | =sum( |  | 33.71% | 66.29%
100%
| 0% | 77.86% | 0% | 5.916% | 0% | 7.816% | 1.48% | 2.91% |  | 1.98% | 0.9881% | 1.053% | 95.61% | 0% | 1.48% | 2.91% |  | 100%
100%
0
MONTHLY PEAK DEMANDS FOR EACH RATE CLASS | [9 empty] | MONTHLY PEAK DEMANDS FOR EACH RATE CLASS
| 0 | 10 | 11 | 20 | 22 | 40 | 46 | 47 |  | 50 | 52 | 0 | Total | 0 | 46 | 47
| Green | Residential | Residential | Comm. Sml Pow | Comm & Sml Pow | Large Power | Large Power | Large Power |  | Schl. Community | All Electric | Outdoor | Energy for | 0 | 500 kW & | 500-4,999 kW
Month | Power | Farm & Non Farm | ETS | & 3 Phase Farm | ETS | < Than 50 kW | >500 kW | 500-4999 KW |  | Halls & Parks | Schools | Lights | Sched E | Envirowatts | Over (C) | (B) |  | Total
January | 0 | 169053 | 0 | 16862 | 0 | 15926.3 | 2897.95 | 6092.93 | January | 7325.7 | 6124.48 | 3578.2 | 218869.68 | 0 | 2897.95 | 6092.93 |  | 227860.56
February | 0 | 196462 | 0 | 16742 | 0 | 16465.94 | 2930.98 | 5979.22 | February | 7334.24 | 6090.12 | 3577.025 | 246671.325 | 0 | 2930.98 | 5979.22 |  | 255581.525
March | 0 | 146642 | 0 | 13936 | 0 | 16446.98 | 2929.66 | 6437.89 | March | 6554.4 | 5106.48 | 3575.725 | 192261.585 | 0 | 2929.66 | 6437.89 |  | 201629.135
April | 0 | 109911 | 0 | 13019 | 0 | 16589.6853 | 3138.69 | 6268.06 | April | 4806.2 | 4421.6 | 3569.4 | 152316.8853 | 0 | 3138.69 | 6268.06 |  | 161723.6353
May | 0 | 141868 | 0 | 13601 | 0 | 17732.2 | 3268.16 | 6351.57 | May | 4608.74 | 4233.12 | 3569.775 | 185612.835 | 0 | 3268.16 | 6351.57 |  | 195232.565
June | 0 | 180812 | 0 | 16717 | 0 | 16337.22 | 3312.1 | 6588.66 | June | 4845.22 | 3462.76 | 3567.15 | 225741.35 | 0 | 3312.1 | 6588.66 |  | 235642.11
July | 0 | 180870 | 0 | 18579 | 0 | 17912.2 | 3544.22 | 6825.28 | July | 5292.06 | 3691.92 | 3565.05 | 229910.23 | 0 | 3544.22 | 6825.28 |  | 240279.73
August | 0 | 156480 | 0 | 17111 | 0 | 20084.66 | 3546.43 | 6816.29 | August | 5737.18 | 4012.68 | 3557.975 | 206983.495 | 0 | 3546.43 | 6816.29 |  | 217346.215
September | 0 | 134748 | 0 | 14384 | 0 | 18840.34 | 3344.93 | 6778.62 | September | 5305.44 | 4008.32 | 3555.125 | 180841.225 | 0 | 3344.93 | 6778.62 |  | 190964.775
October | 0 | 112271.6114 | 0 | 12914 | 0 | 17398.52 | 2920.74 | 6279.62 | October | 5278.86 | 4497.16 | 3551.275 | 155911.4264 | 0 | 2920.74 | 6279.62 |  | 165111.7864
November | 0 | 143012.3892 | 0 | 11720 | 0 | 17744.02 | 2804.16 | 6166.72 | November | 5319.46 | 4751.76 | 3546.125 | 186093.7542 | 0 | 2804.16 | 6166.72 |  | 195064.6342
December | 0 | 171866 | 0 | 15298 | 0 | 17955.88 | 2763.36 | 5805.22 | December | 6379.6 | 5685.52 | 3542.975 | 220727.975 | 0 | 2763.36 | 5805.22 |  | 229296.555
| 0 | 1843996.0006 | 0 | 180883 | 0 | 209433.9453 | 37401.38 | 76390.08 |  | 68787.1 | 56085.92 | 42755.8 | 2401941.7659 | 0 | 37401.38 | 76390.08 |  | 2515733.2259
|  | 76.77% | 0% | 7.531% | 0% | 8.719% |  |  |  | 2.864% | 2.335% | 1.78% | 100% |  | 41.98% | 85.75%
0.048359
|  | 73.3% | 0% | 7.19% | 0% | 8.325% | 1.487% | 3.036% |  | 2.734% | 2.229% | 1.7% | 100% |  |  |  |  | 200% |  | 4374.2535 | 4015307.3608
SUM OF MONTHLY CUSTOMER DEMANDS FOR EACH CLASS - KW | [9 empty] | SUM OF MONTHLY CUSTOMER DEMANDS FOR EACH CLASS - KW
| 0 | 10 | 11 | 20 | 22 | 40 | 46 | 47 |  |  | 52 | 0 | Total | 0 | 46 | 46 |  | 0
| Green | Residential | Residential | Comm. Sml Pow | Comm & Sml Pow | Large Power | Large Power | Large Power |  | Schl. Community | All Electric | Outdoor | Energy for | 0 | 500 kW & | 500 kW & |  | 0
Month | Power | Farm & Non Farm | ETS | & 3 Phase Farm | ETS | < Than 50 kW | >500 kW | 500-4999 KW |  | Halls & Parks | Schools | Lights | Sched E | Envirowatts | Over (C) | Over (C) | 0 | Total
January | 0 | 492787 | 0 | 26054 | 0 | 20895.35 | 2897.95 | 6092.93 | January | 12878.78 | 8698.195 | 3578.2 | 564891.525 | 0 | 2897.95 | 6092.93 |  | 573882.405
February | 0 | 481912 | 0 | 28958 | 0 | 21303.66 | 2930.98 | 5979.22 | February | 13897.432 | 9350.336 | 3577.025 | 558998.453 | 0 | 2930.98 | 5979.22 |  | 567908.653
March | 0 | 477587 | 0 | 29424 | 0 | 21138.17 | 2929.66 | 6437.89 | March | 14130.984 | 9131.637 | 3575.725 | 554987.516 | 0 | 2929.66 | 6437.89 |  | 564355.066
April | 0 | 469103 | 0 | 25483 | 0 | 20242.8 | 3138.69 | 6268.06 | April | 12414.064 | 7289.822 | 3569.4 | 538102.086 | 0 | 3138.69 | 6268.06 |  | 547508.836
May | 0 | 410240 | 0 | 29098 | 0 | 21600.19 | 3268.16 | 6351.57 | May | 13868.604 | 7255.217 | 3569.775 | 485631.786 | 0 | 3268.16 | 6351.57 |  | 495251.516
June | 0 | 438110 | 0 | 29883 | 0 | 20064.77 | 3312.1 | 6588.66 | June | 13347.7 | 5434.925 | 3567.15 | 510407.545 | 0 | 3312.1 | 6588.66 |  | 520308.305
July | 0 | 437568 | 0 | 29341 | 0 | 21592.29 | 3544.22 | 6825.28 | July | 13463.484 | 5192.647 | 3565.05 | 510722.471 | 0 | 3544.22 | 6825.28 |  | 521091.971
August | 0 | 422679 | 0 | 29264 | 0 | 23378.17 | 3546.43 | 6816.29 | August | 14165.516 | 5572.933 | 3557.975 | 498617.594 | 0 | 3546.43 | 6816.29 |  | 508980.314
September | 0 | 431167 | 0 | 29408 | 0 | 22738.31 | 3344.93 | 6778.62 | September | 14154.432 | 6282.311 | 3555.125 | 507305.178 | 0 | 3344.93 | 6778.62 |  | 517428.728
October | 0 | 476729 | 0 | 32041 | 0 | 22125.43 | 2920.74 | 6279.62 | October | 14754.236 | 8862.833 | 3551.275 | 558063.774 | 0 | 2920.74 | 6279.62 |  | 567264.134
November | 0 | 425042 | 0 | 26556 | 0 | 24999.41 | 2804.16 | 6166.72 | November | 13415.364 | 8986.277 | 3546.125 | 502545.176 | 0 | 2804.16 | 6166.72 |  | 511516.056
December | 0 | 496373 | 0 | 28403 | 0 | 22681.9 | 2763.36 | 5805.22 | December | 13711.472 | 9284.626 | 3542.975 | 573996.973 | 0 | 2763.36 | 5805.22 |  | 582565.553
| 0 | 5459297 | 0 | 343913 | 0 | 262760.45 | 37401.38 | 76390.08 |  | 164202.068 | 91341.759 | 42755.8 | 6364270.077 | 0 | 37401.38 | 76390.08 |  | 6478061.537
Allocation % |  | 85.78% | 0% | 5.404% | 0% | 4.129% | 0% | 0% | 0% | 2.58% | 1.435% | 0.6718% | 100% | 1.435% | 41.98% | 85.75%
|  | 217% | 0% | 13.67% | 0% | 10.44% | 1.487% | 3.036% |  | 6.527% | 3.631% | 1.7% | 257.5% |  |  |  |  | 515%
6364270.077

## 4.2 Consumer Alloc.
A. Lines (poles and conduit)
[5 empty] | Number of | Relative | Allocation
[5 empty] | Consumers | Weight | Percent
10 | Residential |  |  |  | 46551 | 0 | 89.93%
11 | Residential ETS |  |  |  | 0 | 0 | 0% |  | Zero out ETS because lines accounted for in residential rate
20 | Small Commercial |  |  |  | 3484 | 0 | 6.731% |  | Zero out ETS because lines accounted for in residensmall commercial rate
22 | Small Commercial ETS |  |  |  | 0 | 0 | 0%
40 | Large Power <50 |  |  |  | 160 | 0 | 0.3091%
46 | Large Power 50-500 |  |  |  | 2 |  | 0.003864%
47 | Large Power 500-4999 |  |  |  | 3 |  | 0.005796%
50 | Schools, Churches |  |  |  | 1016 |  | 1.963%
52 | All Electric Schools |  |  |  | 24 |  | 0.04637%
0 | Out Door Lighting |  |  |  | 521 |  | 1.007% |  | Took from previous COSS
0%
0%
0%
[5 empty] | 51761 | 0 | 100%
B. Transformers
|  | 1 | 2 | 3 | 4 | 5 | 6
|  | Minimum | Cost of | Weighted | Number
|  | Size | Minimum | Cost | of | Relative | Allocation |  |  | Rate 3 R |  | Number
|  | Transform. | Transform. | Min = 1 | Customers | Weight | Percent |  |  | Type | Cost | of Cust, | Total
10 | Residential | 10 KVA | 358.9904 | 1 | 46551 | 46551 | 85.85% |  |  | 50 KVA | 5580.5367 | 169 | 943110.6967
11 | Residential ETS | 10 KVA | 358.9904 | 1 | 0 | 0 | 0% |  |  | 112.5 KVA PAD | 10456.9555 | 173 | 1809053.3015
20 | Small Commercial | 15 KVA | 499.8514 | 1.3924 | 3484 | 4851.0551 | 8.946% |  |  | 2-500 KVA PAD | #REF! | 4 | #REF!
22 | Small Commercial ETS | 10 KVA | 358.9904 | 1 | 0 | 0 | 0% |  |  | Total |  | 346 | #REF!
40 | Large Power <50 | 100 KVA | 2130.8297 | 5.9356 | 160 | 949.6987 | 1.751% | [5 empty] | #REF!
46 | Large Power 50-500 | 1000 KVA | 10456.9555 | 29.1288 | 0 | 0 | 0%
47 | Large Power 500-4999 | 1000 KVA | 10456.9555 | 29.1288 | 0 | 0 | 0%
50 | Schools, Churches | 15 KVA | 499.8514 | 1.3924 | 1016 | 1414.659 | 2.609%
52 | All Electric Schools | 300 KVA | 4433.6552 | 12.3503 | 24 | 296.4082 | 0.5466%
0 | Out Door Lighting | 3 KVA | 112.82 | 0.31427 | 521 | 163.7348 | 0.3019%
0 | 0 | [13 empty] | 0.92313
0 | 0
0 | 0
|  | 4: 51756; 5: 54226.5559; 6: 100% |  | 100%
C. Services
|  | 1 | 2 | 3 | 4 | 5 | 6
|  | Minimum | Cost | Average |  | Number
|  | Size | Per | Length of | Cost of | of | Relative | Allocation
|  | Service | Unit | Service | Service | Customers | Weight | Percent
10 | Residential | 1/0 Al | 2.44 | 100 | 244 | 46551 | 11358444 | 82.25% | Got cost per unit from CPR
11 | Residential ETS | 1/0 Al | 2.44 | 10 | 24.4 | 1090 | 26596 | 0.1926%
20 | Small Commercial | 1/0 Al | 2.44 | 225 | 549 | 3484 | 1912716 | 13.85%
22 | Small Commercial ETS | 1/0 Al | 2.44 | 10 | 24.4 | 90 | 2196 | 0.0159%
40 | Large Power <50 |  | 2.44 | 100 | 244 | 160 | 39040 | 0.2827% | [6 empty] | 2.4387
46 | Large Power 50-500 | NA |  | NA |  | 2 | 0 | 0%
47 | Large Power 500-4999 | NA |  | NA |  | 3 | 0 | 0% | [6 empty] | 0.92313
50 | Schools, Churches | 1/0 Al | 2.44 | 100 | 244 | 1016 | 247904 | 1.795% | [5 empty] | #DIV/0!
52 | All Electric Schools | 4/0 Al | 4.55 | 225 | 1023.75 | 24 | 24570 | 0.1779%
0 | Out Door Lighting | 4/0 Al | 0.92 | 10 | 9.2 | 21567 | 198416.4 | 1.437% | [6 empty] | 4.5464
0 | 0 | [6 empty] | 0%
0 | 0 | [6 empty] | 0%
0 | 0 | [6 empty] | 0%
0%
|  | 5: 73987; 6: 13809882.4 | 100%
D. Meters
|  | 1 | 2 | 3 | 4 | 5 | 6
|  | Minimum | Cost of | Weighted | Number
|  | Size | Minimum | Cost | of | Relative | Allocation
|  | Meter | Meter | Meter | Customers | Weight | Percent
10 | Residential | 200 | 124.13 | 1 | 46551 | 46551 | 88.39% |  | got cost from CPR CL200 meters
11 | Residential ETS | 200 | 124.13 | 1 | 1090 | 1090 | 2.07%
20 | Small Commercial | 200 | 124.13 | 1 | 3484 | 3484 | 6.615%
22 | Small Commercial ETS | 200 | 124.13 | 1 | 16 | 16 | 0.03038%
40 | Large Power <50 | 2.5 | 363.57 | 2.9289 | 160 | 468.6313 | 0.8898% |  | got cost from CPR 4S 3Phase Meters
46 | Large Power 50-500 | 2.5 | 363.57 | 2.9289 | 2 | 5.8579 | 0.01112%
47 | Large Power 500-4999 | 2.5 | 363.57 | 2.9289 | 3 | 8.7868 | 0.01668%
50 | Schools, Churches | 200 | 124.13 | 1 | 1016 | 1016 | 1.929%
52 | All Electric Schools | 200 | 124.13 | 1 | 24 | 24 | 0.04557%
0 | Out Door Lighting | 200 | 124.13 | 1 | 0 | 0 | 0%
0 | 0 |  | 0 | 0 | 0 | 0 | 0%
0 | 0 |  | 0 | 0 | 0 | 0 | 0%
0 | 0 |  | 0 | 0 | 0 | 0 | 0%
[5 empty] | 52346 | 52664.276 | 100%
E. Consumer & Accounting Services
|  | 1 | 2 | 3 | 4 | 5 | 6
|  | Billing |  | 1 x 2 | Number of | 3 x 4 | Allocation
Rate Class |  | Factor | Multiplier | Records | Customers | Total | Percent
10 | Residential | 4 | 2 | 8 | 46551 | 372408 | 82.9%
11 | Residential ETS | 3 | 1 | 3 | 1090 | 3270 | 0.7279%
20 | Small Commercial | 4 | 3 | 12 | 3484 | 41808 | 9.307%
22 | Small Commercial ETS | 3 | 1 | 3 | 16 | 48 | 0.01068%
40 | Large Power <50 | 6 | 3 | 18 | 160 | 2880 | 0.6411%
46 | Large Power 50-500 | 8 | 4 | 32 | 2 | 64 | 0.01425%
47 | Large Power 500-4999 | 8 | 4 | 32 | 3 | 96 | 0.02137%
50 | Schools, Churches | 4 | 3 | 12 | 1016 | 12192 | 2.714%
52 | All Electric Schools | 4 | 3 | 12 | 24 | 288 | 0.06411%
0 | Out Door Lighting | 3 | 0.25 | 0.75 | 21567 | 16175.25 | 3.601%
0
|  | 4: 73913; 5: 449229.25; 6: 100% |  |  | 0

## XX-5 IncStmt
0 | 10 | 11 | 20 | 22 | 40 | 46 | 47 | 50 | 52 | 0 | Total | 0 | 46 | 47 | 0 | 0
Green | Residential | Residential | Comm. Sml Pow | Comm & Sml Pow | Large Power | Large Power | Large Power | Schl. Community | All Electric | Outdoor | Energy for | 0 | 500 kW & | 500-4,999 kW | 0 | Total
Power | Farm & Non Farm | ETS | & 3 Phase Farm | ETS | < Than 50 kW | >500 kW | 500-4999 KW | Halls & Parks | Schools | Lights | Sched E | Envirowatts | Over (C) | (B) | Wellhead | Energy kWh

## 12 Inc Stmt Func
[5 empty] | 10 | 11 | 20 | 22 | 40 | 46 | 47 | 50 | 52 |  | Total |  | 46 | 47
|  |  |  | Green | Residential | Residential | Comm. Sml Pow | Comm & Sml Pow | Large Power | Large Power | Large Power | Schl. Community | All Electric | Outdoor | Energy for |  | 500 kW & | 500-4,999 kW |  | Total
|  |  |  | Power | Farm & Non Farm | ETS | & 3 Phase Farm | ETS | < Than 50 kW | >500 kW | 500-4999 KW | Halls & Parks | Schools | Lights | Sched E | Envirowatts | Over (C) | (B) | Wellhead
| Revenue from Rates |  |  |  | 65324813.4073 | 346826.6278 | 6400934.18 | 4445.8477 | 6762713.7722 | 1403807.3601 | 2662906.4913 | 2693975.3158 | 881975.6912 | 2544293.72 | 84959978.5619 |  | 1403807.3601 | 2662906.4913 |  | 89026692.4134
| Less Purchased Power Costs | [8 empty] | 0
|  | Demand |  |  | 9979771.6975 | 0 | 758287.2034 | 0 | 1001913.796 | 276998 | 487557 | 253832.7277 | 126656.1976 | 135002.3777 | 12255464 |  | 276998 | 487557 |  | 13020019
|  | Energy |  |  | 31419363.6388 | 289631.6173 | 3109069.7202 | 4374.6352 | 4015657.7213 | 902134.3407 | 1705424.6593 | 1365424.0627 | 572652.1384 | 1027074.6661 | 41803248.2 | 51723843.0393 | 902134.3407 | 1705424.6593 | 0 | 44410807.2
|  | Substations & Metering |  |  | 1028515.5154 | 0 | 78149.0977 | 0 | 103257.2603 | 19552.2507 | 38443.3295 | 26160.0071 | 13053.1908 | 13913.3484 | 1263048.4198 | 0 | 19552.2507 | 38443.3295 |  | 1321044
|  |  | Total |  | 42427650.8516 | 289631.6173 | 3867356.9236 | 4374.6352 | 5017571.5173 | 1179132.3407 | 2192981.6593 | 1619256.7904 | 699308.3361 | 1162077.0439 | 55321760.6198 | 51723843.0393 | 1198684.5914 | 2231424.9889 |  | 58751870.2 | 58751870.2
| Gross Margin |  |  |  | 22897162.5557 | 57195.0105 | 2533577.2564 | 71.2125 | 1745142.2549 | 224675.0195 | 469924.832 | 1074718.5254 | 182667.3551 | 1382216.6761 | 29638217.9422 | #VALUE! | 205122.7688 | 431481.5024 | 0 | 30274822.2134
Less Distribution Costs
Demand Related
|  |  | Stations |  | 156897.0345 | 0 | 15390.4923 | 0 | 17819.7593 | 3182.3093 | 6499.6763 | 5852.7741 | 4772.0898 | 3637.892 | 204370.042 | 0 | 3182.3093 | 6499.6763 |  | 214052.0275 |  | 13020019
|  |  | Lines |  | 12414861.2574 | 0 | 1217810.3142 | 0 | 1410032.0027 | 251807.9993 | 514302.7666 | 463115.0515 | 377603.2676 | 287857.0912 | 16171278.9847 | 0 | 251807.9993 | 514302.7666 |  | 16937389.7505 |  | 44410807.2
|  |  | Transformers |  | 1908953.8576 | 0 | 120256.1517 | 0 | 91879.5176 | 0 | 0 | 57416.5815 | 31939.4976 | 14950.4321 | 2225396.0381 | 0 | 0 | 0 |  | 2225396.0381 |  | 1321044
[5 empty] | 14480712.1496 | 0 | 1353456.9582 | 0 | 1519731.2796 | 254990.3085 | 520802.4428 | 526384.4071 | 414314.855 | 306445.4153 | 18601045.0648 | 0 | 254990.3085 | 520802.4428 |  | 19376837.8162 |  | 214052.0275
6208149.4698
|  | Consumer Related | [19 empty] | 16937389.7505
|  |  | Lines |  | 5583268.5993 | 0 | 417866.5936 | 0 | 19190.1995 | 239.8775 | 359.8162 | 121857.7667 | 2878.5299 | 62488.087 | 6207549.776 | 0 | 239.8775 | 359.8162 |  | 6208149.4698 |  | 595529.8006
|  |  | Transformers |  | 511234.8976 | 0 | 53275.5185 | 0 | 10429.8326 | 0 | 0 | 15536.1443 | 3255.2306 | 1798.1769 | 595529.8006 | 0 | 0 | 0 |  | 595529.8006 |  | 2225396.0381
|  |  | Services |  | 3010376.0205 | 7048.8494 | 506935.1383 | 582.0151 | 10346.9348 | 0 | 0 | 65703.0362 | 6511.8901 | 52587.1301 | 3660091.0145 | 0 | 0 | 0 |  | 3660091.0145 |  | 3660091.0145
|  |  | Meters |  | 3719528.214 | 87093.4191 | 278379.3323 | 1278.4355 | 37444.6788 | 468.0585 | 702.0877 | 81180.6549 | 1917.6533 | 0 | 4206822.3879 | 0 | 468.0585 | 702.0877 |  | 4207992.5341 |  | 4207992.5341
Consumer Svc
|  |  | & Accouting |  | 4803108.5569 | 42174.6176 | 539216.028 | 619.077 | 37144.6173 | 825.4359 | 1238.1539 | 157245.5466 | 3714.4617 | 208619.2608 | 5791842.1659 | 0 | 825.4359 | 1238.1539 |  | 5793905.7557 |  | 5793905.7557
|  |  | Outdoor Lighting | [7 empty] | 0 |  | 0 | 916582.3779 | 916582.3779 | 0 | 0 | 0 |  | 916582.3779 |  | 916582.3779
|  | Total Consumer Related |  |  | 17627516.2883 | 136316.886 | 1795672.6108 | 2479.5275 | 114556.263 | 1533.3719 | 2300.0579 | 441523.1487 | 18277.7656 | 1242075.0328 | 21378417.5228 | 0 | 1533.3719 | 2300.0579 |  | 21382250.9526 |  | 99510958.9688
| Total Distribution Costs |  |  | 0 | 32108228.4379 | 136316.886 | 3149129.569 | 2479.5275 | 1634287.5426 | 256523.6805 | 523102.5007 | 967907.5558 | 432592.6206 | 1548520.4482 | 39979462.5876 | 0 | 256523.6805 | 523102.5007 |  | 40759088.7688 |  | 99510958.9688
[10 empty] | 0 | [11 empty] | 0
| Margins from Rate Revenue |  |  |  | -9211065.8822 | -79121.8756 | -615552.3126 | -2408.3151 | 110854.7123 | -31848.661 | -53177.6688 | 106810.9696 | -249925.2655 | -166303.772 | -10341244.6454 | #VALUE! | -51400.9117 | -91620.9983 |  | -10484266.5554
| Other Revenue |  |  | 0 | 2325697.5079 | 12347.7402 | 227886.4017 | 158.2813 | 240766.4982 | 0 | 0 | 95911.0536 | 31400.1458 | 90582.0814 | 3024749.71 | 0 | 0 | 0 |  | 3024749.71 |  | 6049499.42
| Net Margins |  |  |  | -6885368.3743 | -66774.1354 | -387665.9109 | -2250.0338 | 351621.2104 | -31848.661 | -53177.6688 | 202722.0232 | -218525.1196 | -75721.6907 | -7316494.9354 | #VALUE! | -51400.9117 | -91620.9983 |  | -7459516.8454 |  | -0.44021
BILLING UNITS
| Consumer Charge Units |  |  |  | 559075 |  | 41296 |  | 1884 | 24 | 36 | 12376 | 299 | 258117
| Energy kWh |  |  |  | 604001121 | 5869464 | 59785822 | 84122 | 77219046 | 20992480 | 39684880 | 26256407 | 11011808 | 19750121
| Demand kW | [7 empty] | 241169.793 | 44861.753 | 75876.703
COST BASED RATES
| Customer Charge |  |  |  | 31.5298 | 0 | 43.483 | 0 | 60.8048 | 63.8905 | 63.8905 | 35.6758 | 61.1297 | 4.8121
| Energy Charge |  |  |  | 0.094212 | 0.049345 | 0.088632 | 0.052003 | 0.085996 | 0.069247 | 0.069352 | 0.082715 | 0.10232 | 0.12147
| Demand Charge | [7 empty] | 10.4559 | 11.8584 | 13.2894
Rate Revenue Percent |  |  |  |  | 76.89% | 0.4082% | 7.534% | 0.005233% | 7.96% | 0% | 0% | 3.171% | 1.038% | 2.995% | 100% | #VALUE!

## XX-6 Increase
|  | 10 | 11 | 20 | 22 | 40 | 46 | 47 | 50 | 52 |  | Total |  | 46 | 47
| Green | Residential | Residential | Comm. Sml Pow | Comm & Sml Pow | Large Power | Large Power | Large Power | Schl. Community | All Electric | Outdoor | Energy for |  | 500 kW & | 500-4,999 kW |  | Total
| Power | Farm & Non Farm | ETS | & 3 Phase Farm | ETS | < Than 50 kW | >500 kW | 500-4999 KW | Halls & Parks | Schools | Lights | Sched E | Envirowatts | Over (C) | (B) | Wellhead
Total Revenue
Requirements | 4430 | 74535879.2895 | 425948.5033 | 7094635.5903 | 6854.1628 | 6755116.3203 | 1455208.2718 | 2754527.4896 | 2613324.3533 | 1144954.1475 | 2724510.8404 | 95296793.2074 | 4430 | 1455208.2718 | 2754527.4896 | 0 | 99510958.9688
Actual Revenue from Rates |  | 65324813.4073 | 346826.6278 | 6400934.18 | 4445.8477 | 6762713.7722 | 1403807.3601 | 2662906.4913 | 2693975.3158 | 881975.6912 | 2544293.72 | 84959978.5619 |  | 1403807.3601 | 2662906.4913 | 0 | 89026692.4134 | 84959978.5619
Under (Over) | #VALUE! | 9211065.8822 | 79121.8756 | 693701.4103 | 2408.3151 | -7597.4519 | 51400.9117 | 91620.9983 | -80650.9625 | 262978.4563 | 180217.1204 | 10336814.6454 | #VALUE! | 51400.9117 | 91620.9983 |  | 10484266.5554
Rate Revenue Percent |  | 76.89% | 0.4082% | 7.534% | 0.005233% | 7.96% | 0% | 0% | 3.171% | 1.038% | 2.995% | 100% | 0% | 0% | 0% |  | 100%
Less Other Revenue |  | #REF! | #REF! | #REF! | #REF! | #REF! | #REF! | #REF! | #REF! | #REF! | #REF! | #REF! | 0 | #REF! | #REF! |  | #REF! |  | #REF!
COSS Based |  | #REF! | #REF! | #REF! | #REF! | #REF! | #REF! | #REF! | #REF! | #REF! | #REF! | #REF! | #VALUE! | #REF! | #REF! |  | #REF! |  | #REF!
Revenue Increase
Percent |  | #REF! | #REF! | #REF! | #REF! | #REF! | #REF! | #REF! | #REF! | #REF! | #REF! | #REF! | #VALUE! | #REF! | #REF! |  | #REF!
| 0 | #REF! | #REF! | #REF! | #REF! | #REF! | #REF! | #REF! | #REF! | #REF! | #REF! | #REF! | 0 | #REF! | #REF! |  | #REF! | Overwrote hard changes to make acutal results
| 0% | #REF! | #REF! | #REF! | #REF! | #REF! | #REF! | #REF! | #REF! | #REF! | #REF! | #REF! | #VALUE! | #REF! | #REF! |  | #REF!
Increase Amount | [16 empty] | #REF!
from Billing Analysis |  | 0 | 0 | 0 | 0 | 0 | 0 | 0 | 0 | 0 | 0 | 0 | 0 | 0 | 0 |  | 0