## Cover Sheet
10 MW PV Solar - High Efficiency Crystalline Panels
E. W. Brown Station Site
BUDGET ESTIMATE
5 x 10 Work Week
2014-02-11
Rev 0
OEM Bidget Proposal
OEM Bidget Proposal
14250000

## Project Summary Rounded (hidden)
10 MW PV Solar - High Efficiency Crystalline Panels
LOCATION: | Kentucky
PROJECT # | 189895
PLANT TYPE: | 2017 NGCC
CLIENT: | LG&E
ESTIMATE TYPE: | Conceptual | [8 empty] | STATUS DATE:
LEAD ESTIMATOR: | [9 empty] | 2014-02-11
COST DATE BASIS: September 2012 | [5 empty] | TECHNOLOGY: |  | CT with HRSG & STG
|  | NTP PERIOD: |  |  |  | NET MW RATING: |  | 678
|  | CONSTRUCTION NTP - Mob: |  | COMMERCIAL OP. DATE: |  | NO. OF UNITS: |  | 1
|  | COMMERCIAL OPERATION DATE: |  |  | 2017-06-01 | FUEL TYPE: |  | Nat Gas
DIVISION OF WORK |  | TOTAL COSTS
|  | Procurement | Contractor |  | Contractor | Contractor |  | Subcontractor or |  | Project
|  | Major Equipment | Material $ |  | Labor $ | Manhours |  | Other $ |  | Total $
Site Development |  | #REF! | #REF! |  | #REF! | #REF! |  | #REF! |  | #REF! | #REF!
Raw Water Intake/Discharge Facilities |  | #REF! | #REF! |  | #REF! | #REF! |  | #REF! |  | #REF!
Foundations & Concrete |  | 0 | 830000 |  | 890000 | 19838.7155 |  | 520000 |  | 2240000 | 2240239.1143
Architectural & Metals |  | #REF! | #REF! |  | #REF! | #REF! |  | #REF! |  | #REF! | #REF!
Piping, Valves, Support, Accessories |  | #REF! | #REF! |  | #REF! | #REF! |  | #REF! |  | #REF! | #REF!
HRSG Equipment |  | #REF! | #REF! |  | #REF! | #REF! |  | #REF! |  | #REF! | #REF!
Steam Turbine Island Equipment |  | #REF! | #REF! |  | #REF! | #REF! |  | #REF! |  | #REF! | #REF!
Combustion Turbine Equipment |  | #REF! | #REF! |  | #REF! | #REF! |  | #REF! |  | #REF! | #REF!
Mechanical Draft Cooling Tower |  | #REF! | #REF! |  | #REF! | #REF! |  | #REF! |  | #REF! | #REF!
BOP Mechanical Equipment |  | #REF! | #REF! |  | #REF! | #REF! |  | #REF! |  | #REF! | #REF!
Electrical Equipment |  | #REF! | #REF! |  | #REF! | #REF! |  | #REF! |  | #REF! | #REF!
Electrical Commodities |  | 0 | 1840000 |  | 1980000 | 40529.6325 |  | 0 |  | 3820000 | 3816421.044
High Voltage Switchyard |  | 0 | 200000 |  | 230000 | 4557 |  | 0 |  | 430000 | 429451.128
Instrumentation & Controls |  | #REF! | #REF! |  | #REF! | #REF! |  | #REF! |  | #REF! | #REF!
Sub-Total Direct Costs: |  | #REF! | #REF! |  | #REF! | #REF! |  | #REF! |  | #REF! | 23811029.2262
State Sales Tax (Non-Production Material Only) | [9 empty] | 50000 | 0
Total Direct Cost |  | #REF! | #REF! |  | #REF! | #REF! |  | #REF! |  | #REF! | 23865250.9142
Construction Indirects & Services
- Construction Field Staff |  |  |  |  | #VALUE! |  |  | #REF! |  | #VALUE!
- Construction Field Staff Expenses |  |  |  |  | #REF! | #REF! |  | #REF! |  | #REF!
- Construction Equipment |  |  |  |  | #REF! | #REF! |  | 3580000 |  | #REF!
- Small Tools |  |  |  |  | #REF! | #REF! |  | #REF! |  | #REF!
- Consumable Materials & Safety Supplies |  |  |  |  | #REF! | #REF! |  | #REF! |  | #REF!
- Field Office Expense |  |  | #REF! |  | #REF! | #REF! |  | #REF! |  | #REF!
- Temporary Facilities |  |  | #REF! |  | #REF! | #REF! |  | #REF! |  | #REF!
- Temporary Utilities |  |  | #REF! |  | #REF! | #REF! |  | #REF! |  | #REF!
- Support Craft & Site Services |  |  | #REF! |  | #REF! | #REF! |  | #REF! |  | #REF!
- Site Safety |  |  | #REF! |  | #REF! | #REF! |  | #REF! |  | #REF!
- Construction Permits |  |  | #REF! |  | #REF! | #REF! |  | #REF! |  | #REF!
- Construction Testing |  |  | #REF! |  | #REF! | #REF! |  | #REF! |  | #REF!
- Performance Testing |  |  | #REF! |  | #REF! | #REF! |  | #REF! |  | #REF!
- Start-up Supervision |  |  | #REF! |  | #REF! | #REF! |  | #REF! |  | #REF!
- Preop Testing, Start-up |  |  | #REF! |  | #REF! | #REF! |  | #REF! |  | #REF!
Sub-Total Construction Indirects and Services |  |  | #REF! |  | #VALUE! | #REF! |  | #REF! |  | #VALUE! | 3579787.6371
Total Construction Cost |  | #REF! | #REF! |  | #VALUE! | #REF! |  | #REF! |  | #VALUE! | 27445038.5514
Estimated Subcontract Labor Hours | [5 empty] | #REF!
Project Indirects
- Project Engineering (Eng, PM, CM & Procurement) | [7 empty] | 2330000 |  | 2330000
Sub-Total Project Indirects |  | 0 | 0 |  | 0 | 0 |  | 2330000 |  | 2330000 | 2482828.2769
EPC Contractor Insurance & Misc Costs
- Builders Risk | [7 empty] | 140000 |  | 140000
- Comprehensive General Liability (CGL) Insurance | [7 empty] | 140000 |  | 140000
- Warranty Reserve | [7 empty] | 50000 |  | 50000
Sub-Total EPC Contractor Insur. & Misc. Costs |  | 0 | 0 |  | 0 | 0 |  | 330000 |  | 330000 | 324450.3855
Total EPC Contractor Project Indirect Cost |  | 0 | 0 |  | 0 | 0 |  | 2660000 |  | 2660000
- Escalation (Eqt, Materials & Labor) |  | 0 | #REF! |  | #REF! |  |  | #REF! |  | #REF!
Sub-Total |  | #REF! | #REF! |  | #VALUE! | #REF! |  | #REF! |  | #VALUE! | #REF!
- EPC Contractor Contingency |  | 0 | #REF! |  | #REF! |  |  | #REF! |  | #REF! | #REF!
- EPC Contractor G&A and Profit |  | #REF! | #REF! |  | #REF! |  |  | #REF! |  | #REF! | #REF!
TOTAL EPC PROJECT COST |  | #REF! | #REF! |  | #VALUE! | #REF! |  | #REF! |  | #VALUE! | 32996821.0689
EPC Price per kW | [9 empty] | #VALUE!
Owner Indirect Costs
- Total Owner Indirects | [9 empty] | 2920000
- Owner Contingency | [9 empty] | 4950000
TOTAL PROJECT COST | [9 empty] | #VALUE! | 40866344.2292
Total Project Cost per kW | [9 empty] | #VALUE! | 4086.6344
Total Craft Labor Hours |  | #REF! |  | Performance Guarantees: |  |  |  | Executive-in-Charge: | WHD
Ave. Craft Wage without Escalation |  | #VALUE! |  | Liquidated Damages: |  |  |  | Project Manager: | JPS |  | #VALUE!
Field Labor Type |  | TBD |  | Special Insurance: |  |  |  | Construction Manager: | SMP
Labor Productivity Factor |  | 1.0647 |  | Performance Bond: |  |  |  | Lead Estimator: | CDF
[7 empty] | Check w/ estimate details: |  |  | #VALUE!

## Project Summary
10 MW PV Solar - High Efficiency Crystalline Panels
LOCATION: | Kentucky
PROJECT # | 221566
PLANT TYPE: | Solar PV
CLIENT: | LG&E/KU
ESTIMATE TYPE: | Conceptual | [8 empty] | STATUS DATE: | 2014-02-11
LEAD ESTIMATOR:
COST DATE BASIS: February 2013 | [5 empty] | TECHNOLOGY: |  | Crystalline Standard Efficiency
|  | NTP PERIOD: |  |  |  | NET MW RATING: |  | 10 |  | BOILER: | N/A
|  | CONSTRUCTION NTP - Mob: |  | COMMERCIAL OP. DATE: |  | NO. OF UNITS: |  | 1 |  | STEAM TURBINE: | N/A
|  | COMMERCIAL OPERATION DATE: |  |  | 2016-12-01 | FUEL TYPE: |  | Solar |  | COOLING TYPE: | N/A
DIVISION OF WORK |  | TOTAL COSTS
|  | Procurement | Contractor |  | Contractor | Contractor |  | Subcontractor or |  | Project
|  | Major Equipment | Material $ |  | Labor $ | Manhours |  | Other $ |  | Total $ | %
Site Preparation |  | 0 | 831050 |  | 893439.1143 | 19838.7155 |  | 515750 |  | 2240239.1143 | 6.789% | 2240239.1143
Panel Modules and Support System |  | 0 | 12001600 |  | 0 | 0 |  | 2750000 |  | 14751600 | 44.71% | 14751600
Inverter Systems |  | 0 | 2400000 |  | 173317.94 | 2604 |  | 0 |  | 2573317.94 | 7.799% | 2573317.94
Electrical Distribution |  | 0 | 1838138.96 |  | 1978282.084 | 40529.6325 |  | 0 |  | 3816421.044 | 11.57% | 3816421.044
Interconnection |  | 0 | 200000 |  | 229451.128 | 4557 |  | 0 |  | 429451.128 | 1.301% | 429451.128
Sub-Total Direct Costs: |  | 0 | 17270788.96 |  | 3274490.2662 | 67529.348 |  | 3265750 |  | 23811029.2262 | 72.16% | 23811029.2262
State Sales Tax (Non-Production Material Only) | [7 empty] | 54221.688 |  | 54221.688 | 0.1643% | 0
Total Direct Cost |  | 0 | 17270788.96 |  | 3274490.2662 | 67529.348 |  | 3319971.688 |  | 23865250.9142 | 72.33% | 23865250.9142
Construction Indirects & Services
- Construction Indirects | [9 empty] | 3579787.6371 | 10.85%
Sub-Total Construction Indirects and Services |  |  | 0 |  | 0 | 0 |  | 0 |  | 3579787.6371 | 10.85% | 3579787.6371
Total Construction Cost |  | 0 | 17270788.96 |  | 3274490.2662 | 67529.348 |  | 3319971.688 |  | 27445038.5514 | 83.17% | 27445038.5514
Estimated Subcontract Labor Hours | [5 empty] | 25782.2368
Project Indirects
- Project Engineering (Eng, PM, CM & Procurement) | [7 empty] | 2482828.2769 |  | 2482828.2769 | 7.524%
Sub-Total Project Indirects |  | 0 | 0 |  | 0 | 0 |  | 2482828.2769 |  | 2482828.2769 | 7.524% | 2482828.2769
EPC Contractor Insurance & Misc Costs
- Builders Risk | [7 empty] | 137225.1928 |  | 137225.1928 | 0.4159%
- Comprehensive General Liability (CGL) Insurance | [7 empty] | 137225.1928 |  | 137225.1928 | 0.4159%
- Warranty Reserve | [7 empty] | 50000 |  | 50000 | 0.1515%
Sub-Total EPC Contractor Insur. & Misc. Costs |  | 0 | 0 |  | 0 | 0 |  | 324450.3855 |  | 324450.3855 | 0.9833% | 324450.3855
Total EPC Contractor Project Indirect Cost |  | 0 | 0 |  | 0 | 0 |  | 2807278.6624 |  | 2807278.6624 | 8.508%
Sub-Total |  | 0 | 17270788.96 |  | 3274490.2662 | 93311.5848 |  | 6127250.3504 |  | 30252317.2137 | 91.68% | 30252317.2137
- EPC Contractor Contingency, G&A and Fee |  | 0 | 1727078.896 |  | 327449.0266 |  |  | 689975.9325 |  | 2744503.8551 | 8.317% | 2744503.8551
TOTAL EPC PROJECT COST |  | 0 | 17270788.96 |  | 3274490.2662 | 93311.5848 |  | 6127250.3504 |  | 32996821.0689 | 100% | 32996821.0689
EPC Price per kW | [9 empty] | 3299.6821
Owner Indirect Costs
- Total Owner Indirects | [9 empty] | 2920000
- Owner Contingency | [9 empty] | 4949523.1603
TOTAL PROJECT COST | [9 empty] | 40866344.2292 |  | 40866344.2292
Total Project Cost per kW | [9 empty] | 4086.6344 |  | 4086.6344
Total Craft Labor Hours |  | 93311.5848 |  | Performance Guarantees: |  |  |  | Executive-in-Charge: | WHD
Ave. Craft Wage without Escalation |  | 51.1027 |  | Liquidated Damages: |  |  |  | Project Manager: | JPS
Field Labor Type |  | TBD |  | Special Insurance: |  |  |  | Construction Manager: | SMP
Labor Productivity Factor |  | 1.0647 |  | Performance Bond: |  |  |  | Lead Estimator: | CDF
[7 empty] | Check w/ estimate details: |  |  | 0
OEM Bidget Proposal
OEM Bidget Proposal
14250000

## Owners Cost Summary (hidden)
SCPC New Baseload Unit
LOCATION:
PROJECT # | 5622
PLANT TYPE: | 800 MW - Pulv. Coal
CLIENT: | E.ON US
ESTIMATE TYPE: | Budget | [10 empty] | STATUS DATE: | 2007-10-01
LEAD ESTIMATOR: | RDB
PRELIMINARY FOR PLANNING PURPOSES
COST DATE BASIS: May 2007 | [7 empty] | TECHNOLOGY: |  | PC Boiler - Supercritical
|  | NTP PERIOD: |  |  |  | Unit 1 - |  | NET MW RATING: |  | 800 |  | BOILER: | PC/SCR/FGD
|  | CONSTRUCTION NTP - Mob: |  |  |  | Unit 1 - |  | NO. OF UNITS: |  | 1 |  | STEAM TURBINE: | Condensing
|  | COMMERCIAL OPERATION DATE: |  |  |  | Unit 1 - |  | FUEL TYPE: |  | Blended Coal |  | COOLING TYPE: | Wet/Dry Cooling
DIVISION OF WORK |  | TOTAL COSTS
|  | Procurement | % | Contractor | % | Contractor | % | Contractor | % | Subcontractor or | % | Project
|  | Major Equipment |  | Material $ |  | Labor $ |  | Manhours |  | Other $ |  | Total $ | %
TOTAL EPC PROJECT COST |  | 0 |  | 17270788.96 |  | 3274490.2662 |  | 93311.5848 |  | 6127250.3504 |  | 26672529.5766
0
EPC Price per KW | [11 empty] | 3299.6821
E.ON US OWNERS COSTS
Project Indirects
- Project Development | [9 empty] | 0 |  | 0
- Utility and Other Development | [9 empty] | 0 |  | 0
- Spare Parts and Non-Capital Equipment | [9 empty] | 0 |  | 0
- Owner's Project Management | [9 empty] | 0 |  | 0
- Other Community/Jurisdictional Permits & Fees | [9 empty] | 0 |  | 0
- Plant Startup/Construction Support | [9 empty] | 0 |  | 0
- Taxes/Advisory Fees/Legal | [9 empty] | 0 |  | 0
- Owner's Security and Contingency | [9 empty] | 0 |  | 0
- Financing | [9 empty] | 0 |  | 0
Subtotal Project Indirects | [9 empty] | 0 |  | 0
- Escalation to Midpoint @ %/Yr
Sub-Total |  | 0 |  | 17270788.96 |  | 3274490.2662 |  |  |  | 6127250.3504 |  | 26672529.5766
- E.ON US Project Contingency |  | 0 |  | 0 |  | 0 |  |  |  | 0 |  | 0 | 0%
TOTAL E.ON US Owner's Cost |  | 0 |  | 0 |  | 0 |  | 0 |  | 0 |  | 0
Total Project Cost |  | 0 |  | 17270788.96 |  | 3274490.2662 |  | 93311.5848 |  | 6127250.3504 |  | 26672529.5766 |  | Check = | -6324291.4923
Price per KW | [11 empty] | 33.3407

## Owners Cost (hidden)
SCPC New Baseload Unit
LOCATION:
PROJECT # |  | STATUS DATE: | 2007-10-01
PLANT TYPE:
CLIENT:
ESTIMATE TYPE:
LEAD ESTIMATOR:
Project Development
- Technology and Site Selection | 0
- Land Purchase/Options/Rezoning | 0
- Soil or Groundwater Remediation/Treatment | 0
- Transmission/Gas Pipeline/Rail Rights of Way | 0
- Access Rail/Road Modifications & Upgrades | 0
- Demolition and Site Clearing | 0
- Environmental Permitting/Offsets | 0
- Public Relations/Community Development | 0
Project Development Subtotal | 0
Utility and Other Interconnections
- Natural Gas Service and System Upgrades | 0
- Solid Fuel and Limestone Delivery Systems | 0
- Electrical Transmission System | 0
- Telecommunications Systems | 0
- Clean (Potable) and Cooling Water | 0
- Wastewater Disposal and Sewer | 0
Utility and Other Interconnections Subtotal | 0
Spare Parts and Non-Capital Equipment
- AQCS Materials, Supplies, and Parts | 0
- Acid Gas Treating Materials, Supplies, and Parts | 0
- Steam Generator, Steam Turbine/Generator, and Other Spare Parts | 0
- Balance-of-Plant Maintenance Equipment/Tools | 0
- Maintenance Facilities/Equipment | 0
- Rail Cars and Other Fuel Delivery Equipment | 0
- Plant Furnishings, Labs, and Supplies | 0
Spare Parts and Non-Capital Equipment Subtotal | 0
Owner's Project Management
- Preparation of Bid Documents and Selection of EPC Contractors, OEM's and Other Suppliers | 0
- Project Management Staff Salaries | 0
- Performance of Engineering Due Diligence and Acquisition Costs for all Permits | 0
- Hiring Costs and Salaries for Site Construction Management | 0
Owner's Project Management Subtotal | 0
Other Community/Jurisdictional Permits & Fees
- Building and Zoning Permits/Fees | 0
Other Community/Jurisdictional Permits & Fees Subtotal | 0
Plant Startup/Construction Support
- Owner's Site Mobilization | 0
- Owner's O&M Staff Training | 0
- Initial Fills - Fluids and Lubricants | 0
- Initial Inventory of Chemicals/Reagents | 0
- Consumables | 0
- Cost of Startup Fuel (not recovered in startup power sales) and Other Products | 0
- Auxiliary Power Purchase | 0
- Construction All-Risk or Builder's Risk Insurance | 0
- Acceptance Testing | 0
- Supply of Trained Operators to Support Equipment Testing and Commissioning | 0
Plant Startup/Construction Support Subtotal | 0
Taxes/Advisory Fees/Legal
- Taxes (Sales, Other) | 0
- Tax Assistance | 0
- Marketing and Environmental Consultants | 0
- Owner's Legal Expenses (Internal/External) | 0
~ Power Purchase Agreement (PAP)
~ Interconnect Agreements
~ Contracts-Procurement and Construction
~ Property Transfer
Taxes/Advisory Fees/Legal Subtotal | 0
Owner's Security and Contingency
- Owner's Security Costs (Bonds, LOC, Other) | 0
- Owner's Uncertainty (and costs pending final negotiation) | 0
~ Unidentified Project Scope Increases
~ Unidentified Project Requirements
~ Costs Pending Final Agreements (e.g. interconnection contract costs)
Owner's Security and Contingency Subtotal | 0
Financing
- Financial Advisor, Lender's Legal. Market Analyst, Engineer and Other Advisors | 0
- Securing of Financing Sufficient to meet Project Obligations or Alternate Sources of Lending | 0
- Steam Generator, Steam Turbine/Generator, and Other Spare Parts | 0
- Allowances for Funds used during Construction (AFUDC) and Other Financing Costs | 0
- Loan Administration and Commitment Fees | 0
Financing Subtotal | 0
Total Owners Cost | 0

## Sheet1 (hidden)
hrsg |  |  | ctg |  | stg |  | foundations
1150 |  |  | 5419 |  | 1448 |  | stg
3495 |  |  | 939 |  | 1368
11265 |  |  | 4451 |  | 24955
299 |  |  | 1228 |  | 2347
3296 |  |  | 9991 |  | 1591
2417 |  |  | 2428 |  | 847
4850 |  |  | 4392 |  | 1013
54774 |  |  | 44 |  | 1199
1875 |  |  | 1881 |  | 6895
365 |  |  | 58 |  | 41663
7544 |  |  | 1050
2919 |  |  | 1359
5957 |  |  | 33240
100206
Pipe Rack
745t | 12521 |  | 17/ton
|  |  |  | quanity | hrs per pump
Circulation h2o pumps |  |  | 1077 | 4 | 270
condensate pumps |  |  | 796 | 6 | 132
oil spearator |  |  | 36 | 2 | 16
fuel gas equip |  |  | 832 | 18 | 46
concrete
ductbank |  |  |  | total hrs
| reinf | 1817 | lb | 67526 | 37.1635 | lb
| forms | 8001 | sf | 47247 | 5.9051 | sf
| conc | 4655 | cy | 4432 | 0.95209 | cy
14473
CT
reinf
forms
conc
elec
Cable tray
alum | 6836
steel
covers
firestops

## Estimate Details
10 MW PV Solar - High Efficiency Crystalline Panels
Kentucky
Solar PV
| LG&E/KU | [18 empty] | STATUS DATE: | 2014-02-11
Conceptual
|  | DISCIPLINE | DESCRIPTION | Qty | UM | D.O.R. Purch. Resp. | Const. Resp. | MATERIAL Purchase or Unit Cost | INSTALL. Labor MH/UM | Labor Wage Rate | Manhours w/o productivity |  | PROCUREMENT MAJOR EQUIP. TOTAL $ | CONSTRUCTION PROJECT TOTALS | [6 empty] | PROJECT TOTAL $ | BASIS NOTES
[12 empty] | Prod. |  | CONTRACTOR | [5 empty] | SUBCONT or OTHER $
| COST DATE BASIS: February 2013 | [10 empty] | Factor |  | MATERIAL $ | TAXABLE | SALES TAX $ | LABOR $ | MHRS | SUBTOTAL $
Line #
1 | Site Preparation
2 |  | Sitework | Roads - Asphalt Paving Entrance/Approach | 600 | sy | Sub | Contr | 20 |  | 43.1842 |  | 1.085 | 0 | 0 | YES | 360 | 0 | 0 | 0 | 12000 | 12000 | HDR¦CB Estimated Quantity
3 |  | Sitework | Roads - Site Roads Treated Gravel | 20000 | sy | Contr | Contr | 5 | 0.055 | 43.1842 | 1100 | 1.085 | 0 | 100000 | YES | 6000 | 51540.3799 | 1193.5 | 151540.3799 | 0 | 151540.3799 | HDR¦CB Estimated Quantity
4 |  | Sitework | Soil Erosion Control Measures | 100000 | lf | Contr | Contr | 1 | 0.027 | 43.1842 | 2700 | 1.085 | 0 | 100000 | YES | 6000 | 126508.2052 | 2700 | 226508.2052 | 0 | 226508.2052 | HDR¦CB Estimated Quantity |  |  | 3500
5 |  | Sitework | Site - Topsoil stripping/stockpiling | 400000 | cy | Contr | Contr |  | 0.03 | 43.1842 | 12000 | 1.085 | 0 | 0 | YES | 0 | 562258.6899 | 12000 | 562258.6899 | 0 | 562258.6899 | HDR¦CB Estimated Quantity |  |  | 6750
6 |  | Sitework | Site - Drainage - Pipe Culverts (Assume 12" dia) | 300 | lf | Contr | Contr | 9 | 0.12 | 43.1842 | 36 | 1.085 | 0 | 2700 | YES | 162 | 1686.7761 | 36 | 4386.7761 | 0 | 4386.7761 | HDR¦CB Estimated Quantity |  |  | 2000
7 |  | Sitework | Site Finishing - Grading around foundations |  | sy | Contr | Contr |  | 0.0134 | 38.31 | 0 | 1.085 | 0 | 0 | YES | 0 | 0 | 0 | 0 | 0 | 0 |  |  |  | 21000
8 |  | Sitework | Site Finishing - stone surfacing |  | sy | Contr | Contr | 10 | 0.0175 | 38.31 | 0 | 1.085 | 0 | 0 | YES | 0 | 0 | 0 | 0 | 0 | 0 | Crushed Stone 6" |  |  | 9000
9 |  | Sitework | Utility Trench Excavation | 2000 | cy | Contr | Contr |  | 0.2 | 38.31 | 400 | 1.085 | 0 | 0 | YES | 0 | 16626.5348 | 400 | 16626.5348 | 0 | 16626.5348 | HDR¦CB Estimated Quantity |  |  | 7000
10 |  | Sitework | Structural Excavation (Included in Earthwork) | 0 | cy | Contr | Contr |  | 0.2 | 43.1842 | 0 | 1.085 | 0 | 0 | YES | 0 | 0 | 0 | 0 | 0 | 0 | HDR¦CB Estimated Quantity |  |  | 8500
11 |  | Sitework | Structural Backfill (Included in Earthwork) | 0 | cy | Contr | Contr |  | 0.4 | 43.1842 | 0 | 1.085 | 0 | 0 | YES | 0 | 0 | 0 | 0 | 0 | 0 | HDR¦CB Estimated Quantity |  |  | 6600
12 |  | Sitework | Spoil Disposal | 0 | cy | Contr | Contr |  | 0.1 | 43.1842 | 0 | 1.085 | 0 | 0 | YES | 0 | 0 | 0 | 0 | 0 | 0 | HDR¦CB Estimated Quantity |  |  | 7500
13 |  | Sitework | Site Finishing - Seed Site Earthwork | 45 | ac | Contr | Contr | 10000 | 0.54 | 38.31 | 24.3 | 1.085 | 0 | 450000 | YES | 27000 | 1010.062 | 26.3655 | 451010.062 | 0 | 451010.062 | HDR¦CB Estimated Quantity
14 |  | Sitework | Site Finishing - Grading around foundations | 0 | sy | Contr | Contr |  | 0.02 | 38.31 | 0 | 1.085 | 0 | 0 | YES | 0 | 0 | 0 | 0 | 0 | 0 | HDR¦CB Estimated Quantity
15 |  | Sitework | Site Finishing - Stone Surfacing | 0 | sy | Contr | Contr | 10 | 0.015 | 38.31 | 0 | 1.085 | 0 | 0 | YES | 0 | 0 | 0 | 0 | 0 | 0 | HDR¦CB Estimated Quantity
16 |  | Sitework | Site Improvements - Site Entrance Sign and Landscaping | 1 | ls | Contr | Contr | 18750 | 240 | 38.31 | 240 | 1.085 | 0 | 18750 | YES | 1125 | 9975.9209 | 260.4 | 28725.9209 | 0 | 28725.9209 | HDR¦CB Estimated Quantity
17 |  | Sitework | Site Improvements - Site Security Boundary Fencing | 6000 | lf | Contr | Contr | 11 | 0.2 | 38.31 | 1200 | 1.085 | 0 | 66000 | YES | 3960 | 49879.6045 | 1302 | 115879.6045 | 0 | 115879.6045 | HDR¦CB Estimated Quantity
18 |  | Sitework | Site Surveying | 1 | lot | Sub | Contr | 150000 | 0 | 43.1842 | 0 | 1.085 | 0 | 0 | YES | 4500 | 0 | 0 | 0 | 150000 | 150000 | HDR¦CB Estimated Quantity
19 |  | Sitework | Cut and chip, medium, trees to 12" dia | 5 | acre | Sub | Contr | 6600 | 0 | 38.31 | 0 | 1.085 | 0 | 0 | NO | 0 | 0 | 0 | 0 | 33000 | 33000 | HDR¦CB Estimated Quantity
20 |  | Sitework | Grub stumps & remove | 5 | acre | Sub | Contr | 4150 | 0 | 38.31 | 0 | 1.085 | 0 | 0 | NO | 0 | 0 | 0 | 0 | 20750 | 20750 | HDR¦CB Estimated Quantity
21 |  | Sitework | Strip and stockpile loam or topsoil, 6", 500 ft push | 30000 | cy | Sub | Contr | 10 | 0 | 38.31 | 0 | 1.085 | 0 | 0 | NO | 0 | 0 | 0 | 0 | 300000 | 300000 | HDR¦CB Estimated Quantity
22 |  | Sitework | Equip Fdn - Inverter/Transformer | 300 | cy | Contr | Contr | 260 | 5 | 38.5081 | 1500 | 1.085 | 0 | 78000 | YES | 4680 | 62671.9839 | 1627.5 | 140671.9839 | 0 | 140671.9839 | HDR¦CB Estimated Quantity |  |  | 1500
23 |  | Sitework | 13.8 kV Switchgear Foundation | 60 | cy | Contr | Contr | 260 | 4.5 | 38.5081 | 270 | 1.085 | 0 | 15600 | NO | 0 | 11280.9571 | 292.95 | 26880.9571 | 0 | 26880.9571 | HDR¦CB Estimated Quantity
24 |  |  | Site Preparation Sub-Total | [7 empty] | 19470.3 |  | 0 | 831050 |  | 53787 | 893439.1143 | 19838.7155 | 1724489.1143 | 515750 | 2240239.1143 |  | 2240239.1143 |  | #DIV/0!
25
26 | Panel Modules and Support System
27
28 |  | Modules | Solar Module (Multicrystalline - 300W) | 37505 | ea | Contr | Contr | 320 | 0 | 66.5583 | 0 | 1.085 | 0 | 12001600 | NO | 0 | 0 | 0 | 12001600 | 0 | 12001600 | OEM Budget Proposal
29 |  | Rack | Support and Mounting System (Steel Pile) incl. Module Install | 1 | ea | Sub | Contr | 2750000 | 0 | 66.5583 | 0 | 1.085 | 0 | 0 | NO | 0 | 0 | 0 | 0 | 2750000 | 2750000 | OEM Budget Proposal
30 |  |  | Panel Modules and Support Sub-Total | [7 empty] | 0 |  | 0 | 12001600 |  | 0 | 0 | 0 | 12001600 | 2750000 | 14751600
31
32 | Inverter Systems
33
34 |  | Inverter | 500 kW Packaged Inverter | 20 | ea | Contr | Contr | 120000 | 120 | 66.5583 | 2400 | 1.085 | 0 | 2400000 | NO | 0 | 173317.94 | 2604 | 2573317.94 | 0 | 2573317.94 | OEM Budget Proposal
35 |  |  | Inverter Systems Sub-Total | [7 empty] | 2400 |  | 0 | 2400000 |  | 0 | 173317.94 | 2604 | 2573317.94 | 0 | 2573317.94
36
37 | Electrical Distribution
38
39 |  | Electrical | Eqpt - 15 kV Switchgear (1 Main CB, 3 Fused Feeders) | 1 | lot | Contr | Contr | 400000 | 635 | 48.8108 | 635 | 1.085 | 0 | 400000 | NO | 0 | 33629.392 | 688.975 | 433629.392 | 0 | 433629.392 | HDR¦CB Estimated cost |  | 143600
40 |  | Electrical | Eqpt - Transformer 1 MVA, 13.8kV-300V | 10 | ea | Contr | Contr | 80000 | 210 | 48.8108 | 2100 | 1.085 | 0 | 800000 | NO | 0 | 111215.3121 | 2278.5 | 911215.3121 | 0 | 911215.3121 | HDR¦CB Estimated cost |  | 575000
41 |  | Electrical | Eqpt - Station Service Load Center 13,800/480 Outdoor | 1 | ea | Contr | Contr | 120000 | 160 | 48.8108 | 160 | 1.085 | 0 | 120000 | YES | 7200 | 8473.5476 | 173.6 | 128473.5476 | 0 | 128473.5476 | HDR¦CB Estimated cost |  | 796.7575
42 |  | Electrical | Eqpt - Panelboards 480/120 | 1 | ea | Contr | Contr | 1200 | 40 | 48.8108 | 40 | 1.085 | 0 | 1200 | YES | 72 | 2118.3869 | 43.4 | 3318.3869 | 0 | 3318.3869 | HDR¦CB Estimated cost |  | 832.2
43 |  | Electrical | Grounding - Buried Ground Conductor | 2400 | lf | Contr | Contr | 4.79 | 0.054 | 48.8108 | 129.6 | 1.085 | 0 | 11496 | NO | 0 | 6863.5735 | 140.616 | 18359.5735 | 0 | 18359.5735 | HDR¦CB Estimated Quantity & Cost |  | 90000
44 |  | Electrical | Grounding - Ground Rods Copper | 40 | ea | Contr | Contr | 22.954 | 1.74 | 48.8108 | 69.6 | 1.085 | 0 | 918.16 | NO | 0 | 3685.9932 | 75.516 | 4604.1532 | 0 | 4604.1532 | HDR¦CB Estimated Quantity & Cost |  | 500
45 |  | Electrical | Grounding - Exothermic Connections | 160 | ea | Contr | Contr | 9.75 | 1.14 | 48.8108 | 182.4 | 1.085 | 0 | 1560 | NO | 0 | 9659.8443 | 197.904 | 11219.8443 | 0 | 11219.8443 | HDR¦CB Estimated Quantity & Cost |  | 3500
46 |  | Electrical | Conduit - Embedded/Direct Buried | 0 | lf | Contr | Contr | 8.5 | 0.3 | 48.8108 | 0 | 1.085 | 0 | 0 | NO | 0 | 0 | 0 | 0 | 0 | 0 | HDR¦CB Estimated Quantity & Cost |  | 657476
47 |  | Electrical | Cable - Medium Voltage (15kV 1C Cable) | 50000 | lf | Contr | Contr | 19.6 | 0.2 | 48.8108 | 10000 | 1.085 | 0 | 980000 | NO | 0 | 529596.7243 | 10850 | 1509596.7243 | 0 | 1509596.7243 | HDR¦CB Estimated Quantity & Cost |  | 33600
48 |  | Electrical | Cable Terminations - 15kV | 60 | ea | Contr | Contr | 195 | 12 | 48.8108 | 720 | 1.085 | 0 | 11700 | NO | 0 | 38130.9642 | 781.2 | 49830.9642 | 0 | 49830.9642 | HDR¦CB Estimated Quantity & Cost |  | 688
49 |  | Electrical | Cable 600V Power 1/C | 124000 | lf | Contr | Contr | 6.55 | 0.15 | 48.8108 | 18600 | 1.085 | 0 | 812200 | NO | 0 | 985049.9073 | 20181 | 1797249.9073 | 0 | 1797249.9073 | HDR¦CB Estimated Quantity & Cost |  | 1600000
50 |  | Electrical | Wire 600V Power 3/c # 10 ave. size | 1000 | lf | Contr | Contr | 0.27 | 0.0185 | 48.8108 | 18.5 | 1.085 | 0 | 270 | NO | 0 | 979.7539 | 20.0725 | 1249.7539 | 0 | 1249.7539 | HDR¦CB Estimated Quantity & Cost |  | 1700000
51 |  | Electrical | Cable Terminations - low voltage | 15000 | ea | Contr | Contr | 0.85 | 0.3 | 48.8108 | 4500 | 1.085 | 0 | 12750 | NO | 0 | 238318.526 | 4882.5 | 251068.526 | 0 | 251068.526 | HDR¦CB Estimated Quantity & Cost |  | 32308
52 |  | Electrical | Wire - Lighting 1/C No 12 | 4800 | lf | Contr | Contr | 0.176 | 0.018 | 48.8108 | 86.4 | 1.085 | 0 | 844.8 | YES | 50.688 | 4575.7157 | 93.744 | 5420.5157 | 0 | 5420.5157 | HDR¦CB Estimated Quantity & Cost |  | 226136
53 |  | Electrical | Lighting - Outdoor Fixtures, pole | 4 | ea | Contr | Contr | 1600 | 12 | 48.8108 | 48 | 1.085 | 0 | 6400 | YES | 384 | 2542.0643 | 52.08 | 8942.0643 | 0 | 8942.0643 | HDR¦CB Estimated Quantity & Cost |  | 80
54 |  | Electrical | Electrical Circuit Testing | 1500 | ea | Contr | Contr |  | 2 | 48.8108 | 3000 | 1.085 | 0 | 0 | NO | 0 | 158879.0173 | 3255 | 158879.0173 | 0 | 158879.0173 | HDR¦CB Estimated Quantity & Cost |  | 0
55 |  |  | Total Cable | 175000 | LF
56 |  |  | Electrical Distribution Sub-Total | [7 empty] | 37354.5 |  | 0 | 1838138.96 |  | 434.688 | 1978282.084 | 40529.6325 | 3816421.044 | 0 | 3816421.044 |  | 3816421.044
57
58 | Division #6.2 - Interconnection
59
60 |  | HV Electrical | CCRT 13.2 kV Switchgear Modifications (Breaker + Metering) | 1 | lot | Contr | Contr | 125000 | 200 | 57.821 | 200 | 1.085 | 0 | 125000 | NO | 0 | 12547.1532 | 217 | 137547.1532 |  | 137547.1532 | HDR¦CB Estimated Quantity & Cost
61 |  | HV Electrical | Overhead 13.8 kV Line | 1 | lot | Contr | Contr | 75000 | 3750 | 49.9779 | 4000 | 1.085 | 0 | 75000 | NO | 0 | 216903.9748 | 4340 | 291903.9748 |  | 291903.9748 | HDR¦CB Estimated Quantity & Cost
62 |  |  | Interconnection Sub-Total | [7 empty] | 4200 |  | 0 | 200000 |  | 0 | 229451.128 | 4557 | 429451.128 | 0 | 429451.128 |  | 429451.128
63
64 |  |  |  | 0
65 |  |  | Sub-Total Direct Costs | [7 empty] | 63424.8 |  | 0 | 17270788.96 |  | 54221.688 | 3274490.2662 | 67529.348 | 20545279.2262 | 3265750 | 23811029.2262 |  | 23811029.2262
66 |  | Indirectsa | Sales Tax - State (Plant Production Equipment is Exempt) | 6% | [11 empty] | 54221.688 |  |  |  | 54221.688 | 54221.688 | Sales Tax Included for Non-Production Facilities
67
68 |  |  | TOTAL DIRECT COSTS | [7 empty] | 63424.8 |  | 0 | 17270788.96 |  |  | 3274490.2662 | 67529.348 | 20545279.2262 | 3319971.688 | 23865250.9142 |  | 23865250.9142 | Total Direct Cost
69
70 | Division #8.0 - Construction and Indirect Services
71
72 |  | Const Indirects | Construction Field Indirects | 15% | % | Contr | Contr | [12 empty] | 3579787.6371 | 3579787.6371
73
74 |  |  | Construction Indirects and Services Sub-Total | [7 empty] | 0 |  | 0 | 0 |  |  | 0 | 0 | 0 | 3579787.6371 | 3579787.6371 |  | 3579787.6371
75
76 |  |  | SUB-TOTAL CONSTRUCTION COST | [7 empty] | 63424.8 |  | 0 | 17270788.96 |  |  | 3274490.2662 | 67529.348 | 20545279.2262 | 6899759.3251 | 27445038.5514 |  | 27445038.5514
77
78 | Division #9.0 - Project Indirects
79
80 |  | Project Indirects | - Power Plant Design Engineering | 1 | ls | Contr | 8.5% | 2332828.2769 | [10 empty] | 0 | 2332828.2769 | 2332828.2769 | % of the Total Construction Cost
81 |  | Project Indirects | - Geotechnical Investigation | 1 | ls | Contr |  | 150000 | [10 empty] | 0 | 150000 | 150000 | Included in Engineering Contract
82
83
84 |  |  | Sub-Total Project Indirects | [9 empty] | 0 | 0 |  |  | 0 | 0 | 0 | 2482828.2769 | 2482828.2769 |  | 2482828.2769
85
86 |  | EPC Indirects | EPC Contractor Insurance & Misc Costs (% of Total Const. Cost)
87
88 |  | EPC Indirects | - Builders Risk Insurance | 1 | ls | Contr | 0.5% | 137225.1928 | [11 empty] | 137225.1928 | 137225.1928 | Allowance based on info from other projects
89 |  | EPC Indirects | - Comprehensive General Liability (CGL) Insurance | 1 | ls | Contr | 0.5% | 137225.1928 | [10 empty] | 0 | 137225.1928 | 137225.1928 | Allowance based on info from other projects
90 |  | EPC Indirects | - Warranty Reserve | 1 | ls | Contr |  | 50000 | [10 empty] | 0 | 50000 | 50000 | Allowance based on info from other projects
91
92 |  |  | Sub-Total EPC Contractor Indirects | [9 empty] | 0 | 0 |  |  | 0 | 0 | 0 | 324450.3855 | 324450.3855 |  | 324450.3855
93
94 |  |  | Total Project Indirects | [9 empty] | 0 | 0 |  |  | 0 | 0 | 0 | 2807278.6624 | 2807278.6624
95
96 |  |  | Sub-Total | [9 empty] | 0 | 17270788.96 |  |  | 3274490.2662 | 67529.348 | 20545279.2262 | 9707037.9875 | 30252317.2137 |  | 30252317.2137
97 | [7 empty] | ME | Mat | Labor | S/C
98 |  | EPC Indirects | EPC Contractor Contingency, G&A and Fee | Varies | % | Contr |  | 10% | 10% | 10% | 10% |  | 0 | 1727078.896 |  |  | 327449.0266 |  | 2054527.9226 | 689975.9325 | 2744503.8551
99
100 |  |  | Sub-Total |  | ls | [7 empty] | 0 | 1727078.896 |  |  | 327449.0266 | 0 | 2054527.9226 | 689975.9325 | 2744503.8551
101
102 |  |  | TOTAL EPC PROJECT COST | [7 empty] | 0 |  | 0 | 18997867.856 |  |  | 3601939.2928 | 67529.348 | 22599807.1488 | 10397013.92 | 32996821.0689 |  | 32996821.0689
103
104 | OWNER INDIRECTS
105 | Owner Indirects
106
107 |  | Owner Indirects | Project Development | 1 | ls | Owner | [13 empty] | 650000 | 650000 | Budget provided by LG&E |  |  | 30500000
108 |  | Owner Indirects | Transmission Interconnection | 1 | ls | Owner | [13 empty] | 450000 | 450000 | To be estimated by Transmision Operator |  |  | 4000000
109 |  | Owner Indirects | Construction Power (Service Installation and Energy) | 1 | ls | Owner | [13 empty] | 50000 | 50000 | Budget estimated by HDR¦CB |  |  | 6200000
110 |  | Owner Indirects | Owners Project Management | 1 | ls | Owner | [13 empty] | 500000 | 500000 | Budget provided by LG&E |  |  | 28350000
111 |  | Owner Indirects | Owners Engineer | 1 | ls | Owner | [13 empty] | 170000 | 170000 | Budget provided by LG&E |  |  | 15000000
112 |  | Owner Indirects | Owners Legal Counsel | 1 | ls | Owner | [13 empty] | 250000 | 250000 | Budget provided by LG&E |  |  | 1000000
113 |  | Owner Indirects | Land | 1 | ls | Owner | [13 empty] | 500000 | 500000 | Budget provided by LG&E |  |  | 13100000
114 |  | Owner Indirects | Startup Testing (Includes Power Sales)
115 |  | Owner Indirects | - Electric Transmission Firm Point to Point | 1 | ls | Owner | [13 empty] | 50000 | 50000 | Budget provided by LG&E
116 |  | Owner Indirects | - Startup Power | 1 | ls | Owner | [13 empty] | 10000 | 10000 | Budget estimated by HDR¦CB [10,864 MWhr @$36/MWH] |  |  | 1200000
117 |  | Owner Indirects | - Test Power Sales | 1 | ls | Owner | [13 empty] | -10000 | -10000 | Budget estimated by HDR¦CB [432,000 MWhr @$36/MWH] |  |  | -22000000
118 |  | Owner Indirects | Site Security | 1 | ls | Owner | [13 empty] | 50000 | 50000 | Budget estimated by HDR¦CB |  |  | 1100000
119 |  | Owner Indirects | Operating Spare Parts | 1 | ls | Owner | [13 empty] | 100000 | 100000 | Budget estimated by HDR¦CB |  |  | 7000000
120 |  | Owner Indirects | AFUDC | 1 | ls | Owner | [13 empty] | 150000 | 150000 | AFUDC Based on 78% KU Ownership
121 |  |  | Total Owner Indirects | [16 empty] | 2920000 | 2920000
122
123
124 |  |  | Owner Contingency | 15% | % | Owner | [13 empty] | 4949523.1603 | 4949523.1603
125
126
127 |  |  | Total Owner Indirects | [16 empty] | 7869523.1603 | 7869523.1603 |  | 7869523.1603
128
129 |  |  | TOTAL PROJECT COST | [9 empty] | 0 | 18997867.856 |  |  | 3601939.2928 | 67529.348 | 22599807.1488 | 18266537.0804 | 40866344.2292 |  | 40866344.2292
[20 empty] | $/kW | 4086.6344

## Unit Sort Codes (hidden)
10 MW PV Solar - High Efficiency Crystalline Panels
Kentucky
[5 empty] | Solar PV | [20 empty] | CODES UPDATED: | 2007-06-07
LG&E/KU
[5 empty] | Codes incorported from SMP spreadsheet |  |  | NOTE: Coded Costs for Units 1, 2 and Common have been calculated in a separate PIVOT TABLE spreadsheet
Calculated costs for Project Indirects and Owner Indirects are included in this spreadsheet (bottom portion)
WBS Sort Codes LEVEL | [5 empty] | DISCIPLINE | DESCRIPTION | Qty | UM | D.O.R. Purch. Resp. | Const. Resp. | MATERIAL Purchase or Unit Cost | INSTALL. Labor MH/UM | Labor Wage Rate | Manhours w/o productivity | Factor | PROCUREMENT MAJOR EQUIP. TOTAL $ | IRP CODE | CONSTRUCTION PROJECT TOTALS | [6 empty] | IRP CODE | PROJECT TOTAL $ |  | BASIS NOTES
[19 empty] | CONTRACTOR | [5 empty] | SUBCONT or OTHER $
[19 empty] | MATERIAL $ |  | LABOR $ |  | MHRS | SUBTOTAL $
1 | 2 | 3 | 4 | Line #
[17 empty] | $$ | CODE | $$ | CODE | $$ | CODE |  |  | $$ | CODE
#REF! |  |  |  | #REF! |  | #REF! | #REF! | #REF! | #REF! | #REF! | #REF! | #REF! | #REF! | #REF! | #REF! | #REF! | #REF! |  | #REF! |  | #REF! |  | #REF! | #REF! | #REF! | C7 | #REF! |  | #REF!
#REF! |  |  |  | #REF! |  | #REF! | #REF! | #REF! | #REF! | #REF! | #REF! | #REF! | #REF! | #REF! | #REF! | #REF! | #REF! |  | #REF! | C7 | #REF! | C7 | #REF! | #REF! | #REF! |  | #REF! |  | #REF!
#REF! |  |  |  | #REF! |  | #REF! | #REF! | #REF! | #REF! | #REF! | #REF! | #REF! | #REF! | #REF! | #REF! | #REF! | #REF! |  | #REF! |  | #REF! | C7 | #REF! | #REF! | #REF! |  | #REF! |  | #REF!
#REF! |  |  |  | #REF! |  | #REF! | #REF! | #REF! | #REF! | #REF! | #REF! | #REF! | #REF! | #REF! | #REF! | #REF! | #REF! |  | #REF! | C7 | #REF! | C7 | #REF! | #REF! | #REF! |  | #REF! |  | #REF!
#REF! |  |  |  | #REF! |  | #REF! | #REF! | #REF! | #REF! | #REF! | #REF! | #REF! | #REF! | #REF! | #REF! | #REF! | #REF! |  | #REF! | C7 | #REF! | C7 | #REF! | #REF! | #REF! |  | #REF! |  | #REF!
#REF! |  |  |  | #REF! |  | #REF! | #REF! | #REF! | #REF! | #REF! | #REF! | #REF! | #REF! | #REF! | #REF! | #REF! | #REF! |  | #REF! | C7 | #REF! | C7 | #REF! | #REF! | #REF! |  | #REF! |  | #REF!
#REF! |  |  |  | #REF! |  | #REF! | #REF! | #REF! | #REF! | #REF! | #REF! | #REF! | #REF! | #REF! | #REF! | #REF! | #REF! |  | #REF! |  | #REF! | C7 | #REF! | #REF! | #REF! |  | #REF! |  | #REF!
#REF! |  |  |  | #REF! |  | #REF! | #REF! | #REF! | #REF! | #REF! | #REF! | #REF! | #REF! | #REF! | #REF! | #REF! | #REF! |  | #REF! |  | #REF! | C7 | #REF! | #REF! | #REF! |  | #REF! |  | #REF!
#REF! |  |  |  | #REF! |  | #REF! | #REF! | #REF! | #REF! | #REF! | #REF! | #REF! | #REF! | #REF! | #REF! | #REF! | #REF! |  | #REF! | C7 | #REF! | C7 | #REF! | #REF! | #REF! |  | #REF! |  | #REF!
#REF! |  |  |  | #REF! |  | #REF! | #REF! | #REF! | #REF! | #REF! | #REF! | #REF! | #REF! | #REF! | #REF! | #REF! | #REF! |  | #REF! | C7 | #REF! | C7 | #REF! | #REF! | #REF! |  | #REF! |  | #REF!
#REF! |  |  |  | #REF! |  | #REF! | #REF! | #REF! | #REF! | #REF! | #REF! | #REF! | #REF! | #REF! | #REF! | #REF! | #REF! |  | #REF! | C7 | #REF! | C7 | #REF! | #REF! | #REF! |  | #REF! |  | #REF!
#REF! |  |  |  | #REF! |  | #REF! | #REF! | #REF! | #REF! | #REF! | #REF! | #REF! | #REF! | #REF! | #REF! | #REF! | #REF! |  | #REF! |  | #REF! | C7 | #REF! | #REF! | #REF! |  | #REF! |  | #REF!
#REF! |  |  |  | #REF! |  | #REF! | #REF! | #REF! | #REF! | #REF! | #REF! | #REF! | #REF! | #REF! | #REF! | #REF! | #REF! |  | #REF! | C7 | #REF! | C7 | #REF! | #REF! | #REF! |  | #REF! |  | #REF!
#REF! |  |  |  | #REF! |  | #REF! | #REF! | #REF! | #REF! | #REF! | #REF! | #REF! | #REF! | #REF! | #REF! | #REF! | #REF! |  | #REF! | C7 | #REF! | C7 | #REF! | #REF! | #REF! |  | #REF! |  | #REF!
#REF! |  |  |  | #REF! |  | #REF! | #REF! | #REF! | #REF! | #REF! | #REF! | #REF! | #REF! | #REF! | #REF! | #REF! | #REF! |  | #REF! |  | #REF! |  | #REF! | #REF! | #REF! | P6 | #REF! |  | #REF!
#REF! |  |  |  | #REF! |  | #REF! | #REF! | #REF! | #REF! | #REF! | #REF! | #REF! | #REF! | #REF! | #REF! | #REF! | #REF! |  | #REF! | C7 | #REF! | C7 | #REF! | #REF! | #REF! |  | #REF! |  | #REF!
#REF! |  |  |  | #REF! |  | #REF! | #REF! | #REF! | #REF! | #REF! | #REF! | #REF! | #REF! | #REF! | #REF! | #REF! | #REF! |  | #REF! |  | #REF! | C7 | #REF! | #REF! | #REF! |  | #REF! |  | #REF!
#REF! |  |  |  | #REF! |  | #REF! | #REF! | #REF! | #REF! | #REF! | #REF! | #REF! | #REF! | #REF! | #REF! | #REF! | #REF! |  | #REF! | C7 | #REF! | C7 | #REF! | #REF! | #REF! |  | #REF! |  | #REF!
#REF! |  |  |  | #REF! |  | #REF! | #REF! | #REF! | #REF! | #REF! | #REF! | #REF! | #REF! | #REF! | #REF! | #REF! | #REF! |  | #REF! | C7 | #REF! | C7 | #REF! | #REF! | #REF! |  | #REF! |  | #REF!
#REF! |  |  |  | #REF! |  | #REF! | #REF! | #REF! | #REF! | #REF! | #REF! | #REF! | #REF! | #REF! | #REF! | #REF! | #REF! |  | #REF! | C7 | #REF! | C7 | #REF! | #REF! | #REF! |  | #REF! |  | #REF!
#REF! |  |  |  | #REF! |  | #REF! | #REF! | #REF! | #REF! | #REF! | #REF! | #REF! | #REF! | #REF! | #REF! | #REF! | #REF! |  | #REF! |  | #REF! | C7 | #REF! | #REF! | #REF! |  | #REF! |  | #REF!
#REF! |  |  |  | #REF! |  | #REF! | #REF! | #REF! | #REF! | #REF! | #REF! | #REF! | #REF! | #REF! | #REF! | #REF! | #REF! |  | #REF! |  | #REF! |  | #REF! | #REF! | #REF! | P6 | #REF! |  | #REF!
#REF! |  |  |  | #REF! |  | #REF! | #REF! | #REF! | #REF! | #REF! | #REF! | #REF! | #REF! | #REF! | #REF! | #REF! | #REF! |  | #REF! | C7 | #REF! | C7 | #REF! | #REF! | #REF! |  | #REF! |  | #REF!
#REF! |  |  |  | #REF! |  | #REF! | #REF! | #REF! | #REF! | #REF! | #REF! | #REF! | #REF! | #REF! | #REF! | #REF! | #REF! |  | #REF! |  | #REF! | C7 | #REF! | #REF! | #REF! |  | #REF! |  | #REF!
#REF! |  |  |  | #REF! |  | #REF! | #REF! | #REF! | #REF! | #REF! | #REF! | #REF! | #REF! | #REF! | #REF! | #REF! | #REF! |  | #REF! |  | #REF! | C7 | #REF! | #REF! | #REF! |  | #REF! |  | #REF!
#REF! |  |  |  | #REF! |  | #REF! | #REF! | #REF! | #REF! | #REF! | #REF! | #REF! | #REF! | #REF! | #REF! | #REF! | #REF! |  | #REF! | C7 | #REF! | C7 | #REF! | #REF! | #REF! |  | #REF! |  | #REF!
#REF! |  |  |  | #REF! |  | #REF! | #REF! | #REF! | #REF! | #REF! | #REF! | #REF! | #REF! | #REF! | #REF! | #REF! | #REF! |  | #REF! | C7 | #REF! | C7 | #REF! | #REF! | #REF! |  | #REF! |  | #REF!
#REF! |  |  |  | #REF! |  | #REF! | #REF! | #REF! | #REF! | #REF! | #REF! | #REF! | #REF! | #REF! | #REF! | #REF! | #REF! |  | #REF! |  | #REF! | C7 | #REF! | #REF! | #REF! |  | #REF! |  | #REF!
#REF! |  |  |  | #REF! |  | #REF! | #REF! | #REF! | #REF! | #REF! | #REF! | #REF! | #REF! | #REF! | #REF! | #REF! | #REF! |  | #REF! | C7 | #REF! | C7 | #REF! | #REF! | #REF! |  | #REF! |  | #REF!
#REF! |  |  |  | #REF! |  | #REF! | #REF! | #REF! | #REF! | #REF! | #REF! | #REF! | #REF! | #REF! | #REF! | #REF! | #REF! |  | #REF! | C8 | #REF! | C8 | #REF! | #REF! | #REF! |  | #REF! |  | #REF!
#REF! |  |  |  | #REF! |  | #REF! | #REF! | #REF! | #REF! | #REF! | #REF! | #REF! | #REF! | #REF! | #REF! | #REF! | #REF! |  | #REF! | C8 | #REF! | C8 | #REF! | #REF! | #REF! |  | #REF! |  | #REF!
#REF! |  |  |  | #REF! |  | #REF! | #REF! | #REF! | #REF! | #REF! | #REF! | #REF! | #REF! | #REF! | #REF! | #REF! | #REF! |  | #REF! |  | #REF! | C7 | #REF! | #REF! | #REF! |  | #REF! |  | #REF!
#REF! |  |  |  | #REF! |  | #REF! | #REF! | #REF! | #REF! | #REF! | #REF! | #REF! | #REF! | #REF! | #REF! | #REF! | #REF! |  | #REF! |  | #REF! | C7 | #REF! | #REF! | #REF! |  | #REF! |  | #REF!
#REF! |  |  |  | #REF! |  | #REF! | #REF! | #REF! | #REF! | #REF! | #REF! | #REF! | #REF! | #REF! | #REF! | #REF! | #REF! |  | #REF! |  | #REF! | C7 | #REF! | #REF! | #REF! |  | #REF! |  | #REF!
#REF! |  |  |  | #REF! |  | #REF! | #REF! | #REF! | #REF! | #REF! | #REF! | #REF! | #REF! | #REF! | #REF! | #REF! | #REF! |  | #REF! |  | #REF! |  | #REF! | #REF! | #REF! | P6 | #REF! |  | #REF!
#REF! |  |  |  | #REF! |  | #REF! | #REF! | #REF! | #REF! | #REF! | #REF! | #REF! | #REF! | #REF! | #REF! | #REF! | #REF! |  | #REF! |  | #REF! | C7 | #REF! | #REF! | #REF! |  | #REF! |  | #REF!
#REF! |  |  |  | #REF! |  | #REF! | #REF! | #REF! | #REF! | #REF! | #REF! | #REF! | #REF! | #REF! | #REF! | #REF! | #REF! |  | #REF! | C7 | #REF! | C7 | #REF! | #REF! | #REF! |  | #REF! |  | #REF!
#REF! |  |  |  | #REF! |  | #REF! | #REF! | #REF! | #REF! | #REF! | #REF! | #REF! | #REF! | #REF! | #REF! | #REF! | #REF! |  | #REF! | P6 | #REF! | C8 | #REF! | #REF! | #REF! |  | #REF! |  | #REF!
#REF! |  |  |  | #REF! |  | #REF! | #REF! | #REF! | #REF! | #REF! | #REF! | #REF! | #REF! | #REF! | #REF! | #REF! | #REF! |  | #REF! | C8 | #REF! | C8 | #REF! | #REF! | #REF! |  | #REF! |  | #REF!
#REF! |  |  |  | #REF! |  | #REF! | #REF! | #REF! | #REF! | #REF! | #REF! | #REF! | #REF! | #REF! | #REF! | #REF! | #REF! |  | #REF! |  | #REF! | C7 | #REF! | #REF! | #REF! |  | #REF! |  | #REF!
#REF! |  |  |  | #REF! |  | #REF! | #REF! | #REF! | #REF! | #REF! | #REF! | #REF! | #REF! | #REF! | #REF! | #REF! | #REF! |  | #REF! | C7 | #REF! | C7 | #REF! | #REF! | #REF! |  | #REF! |  | #REF!
#REF! |  |  |  | #REF! |  | #REF! | #REF! | #REF! | #REF! | #REF! | #REF! | #REF! | #REF! | #REF! | #REF! | #REF! | #REF! |  | #REF! | C5 | #REF! | C5 | #REF! | #REF! | #REF! |  | #REF! |  | #REF!
#REF! |  |  |  | #REF! |  | #REF! | #REF! | #REF! | #REF! | #REF! | #REF! | #REF! | #REF! | #REF! | #REF! | #REF! | #REF! |  | #REF! | C6 | #REF! | C6 | #REF! | #REF! | #REF! |  | #REF! |  | #REF!
#REF! |  |  |  | #REF! |  | #REF! | #REF! | #REF! | #REF! | #REF! | #REF! | #REF! | #REF! | #REF! | #REF! | #REF! | #REF! |  | #REF! |  | #REF! |  | #REF! | #REF! | #REF! | C5 | #REF! |  | #REF!
#REF! |  |  |  | #REF! |  | #REF! | #REF! | #REF! | #REF! | #REF! | #REF! | #REF! | #REF! | #REF! | #REF! | #REF! | #REF! |  | #REF! | C5 | #REF! | C5 | #REF! | #REF! | #REF! |  | #REF! |  | #REF!
#REF! |  |  |  | #REF! |  | #REF! | #REF! | #REF! | #REF! | #REF! | #REF! | #REF! | #REF! | #REF! | #REF! | #REF! | #REF! |  | #REF! | C5 | #REF! | C5 | #REF! | #REF! | #REF! |  | #REF! |  | #REF!
#REF! |  |  |  | #REF! |  | #REF! | #REF! | #REF! | #REF! | #REF! | #REF! | #REF! | #REF! | #REF! | #REF! | #REF! | #REF! |  | #REF! | C5 | #REF! | C5 | #REF! | #REF! | #REF! |  | #REF! |  | #REF!
#REF! |  |  |  | #REF! |  | #REF! | #REF! | #REF! | #REF! | #REF! | #REF! | #REF! | #REF! | #REF! | #REF! | #REF! | #REF! |  | #REF! | C5 | #REF! | C5 | #REF! | #REF! | #REF! |  | #REF! |  | #REF!
#REF! |  |  |  | #REF! |  | #REF! | #REF! | #REF! | #REF! | #REF! | #REF! | #REF! | #REF! | #REF! | #REF! | #REF! | #REF! |  | #REF! | C5 | #REF! | C5 | #REF! | #REF! | #REF! |  | #REF! |  | #REF!
#REF! |  |  |  | #REF! |  | #REF! | #REF! | #REF! | #REF! | #REF! | #REF! | #REF! | #REF! | #REF! | #REF! | #REF! | #REF! |  | #REF! | C5 | #REF! | C5 | #REF! | #REF! | #REF! |  | #REF! |  | #REF!
#REF! |  |  |  | #REF! |  | #REF! | #REF! | #REF! | #REF! | #REF! | #REF! | #REF! | #REF! | #REF! | #REF! | #REF! | #REF! |  | #REF! | C7 | #REF! | C7 | #REF! | #REF! | #REF! |  | #REF! |  | #REF!
#REF! |  |  |  | #REF! |  | #REF! | #REF! | #REF! | #REF! | #REF! | #REF! | #REF! | #REF! | #REF! | #REF! | #REF! | #REF! |  | #REF! | C7 | #REF! | C7 | #REF! | #REF! | #REF! |  | #REF! |  | #REF!
#REF! |  |  |  | #REF! |  | #REF! | #REF! | #REF! | #REF! | #REF! | #REF! | #REF! | #REF! | #REF! | #REF! | #REF! | #REF! |  | #REF! | C7 | #REF! | C7 | #REF! | #REF! | #REF! |  | #REF! |  | #REF!
#REF! |  |  |  | #REF! |  | #REF! | #REF! | #REF! | #REF! | #REF! | #REF! | #REF! | #REF! | #REF! | #REF! | #REF! | #REF! |  | #REF! | C7 | #REF! | C7 | #REF! | #REF! | #REF! |  | #REF! |  | #REF!
#REF! |  |  |  | #REF! |  | #REF! | #REF! | #REF! | #REF! | #REF! | #REF! | #REF! | #REF! | #REF! | #REF! | #REF! | #REF! |  | #REF! | C7 | #REF! | C7 | #REF! | #REF! | #REF! |  | #REF! |  | #REF!
#REF! |  |  |  | #REF! |  | #REF! | #REF! | #REF! | #REF! | #REF! | #REF! | #REF! | #REF! | #REF! | #REF! | #REF! | #REF! |  | #REF! | C7 | #REF! | C7 | #REF! | #REF! | #REF! |  | #REF! |  | #REF!
#REF! |  |  |  | #REF! |  | #REF! | #REF! | #REF! | #REF! | #REF! | #REF! | #REF! | #REF! | #REF! | #REF! | #REF! | #REF! |  | #REF! |  | #REF! | C7 | #REF! | #REF! | #REF! |  | #REF! |  | #REF!
#REF! |  |  |  | #REF! |  | #REF! | #REF! | #REF! | #REF! | #REF! | #REF! | #REF! | #REF! | #REF! | #REF! | #REF! | #REF! |  | #REF! |  | #REF! | C7 | #REF! | #REF! | #REF! |  | #REF! |  | #REF!
#REF! |  |  |  | #REF! |  | #REF! | #REF! | #REF! | #REF! | #REF! | #REF! | #REF! | #REF! | #REF! | #REF! | #REF! | #REF! |  | #REF! |  | #REF! | C7 | #REF! | #REF! | #REF! |  | #REF! |  | #REF!
#REF! |  |  |  | #REF! |  | #REF! | #REF! | #REF! | #REF! | #REF! | #REF! | #REF! | #REF! | #REF! | #REF! | #REF! | #REF! |  | #REF! | C7 | #REF! | C7 | #REF! | #REF! | #REF! |  | #REF! |  | #REF!
#REF! |  |  |  | #REF! |  | #REF! | #REF! | #REF! | #REF! | #REF! | #REF! | #REF! | #REF! | #REF! | #REF! | #REF! | #REF! |  | #REF! |  | #REF! | C7 | #REF! | #REF! | #REF! |  | #REF! |  | #REF!
#REF! |  |  |  | #REF! |  | #REF! | #REF! | #REF! | #REF! | #REF! | #REF! | #REF! | #REF! | #REF! | #REF! | #REF! | #REF! |  | #REF! | C7 | #REF! | C7 | #REF! | #REF! | #REF! |  | #REF! |  | #REF!
#REF! |  |  |  | #REF! |  | #REF! | #REF! | #REF! | #REF! | #REF! | #REF! | #REF! | #REF! | #REF! | #REF! | #REF! | #REF! |  | #REF! | C7 | #REF! | C7 | #REF! | #REF! | #REF! |  | #REF! |  | #REF!
#REF! |  |  |  | #REF! |  | #REF! | #REF! | #REF! | #REF! | #REF! | #REF! | #REF! | #REF! | #REF! | #REF! | #REF! | #REF! |  | #REF! | C7 | #REF! | C7 | #REF! | #REF! | #REF! |  | #REF! |  | #REF!
#REF! |  |  |  | #REF! |  | #REF! | #REF! | #REF! | #REF! | #REF! | #REF! | #REF! | #REF! | #REF! | #REF! | #REF! | #REF! |  | #REF! | C7 | #REF! | C7 | #REF! | #REF! | #REF! |  | #REF! |  | #REF!
#REF! |  |  |  | #REF! |  | #REF! | #REF! | #REF! | #REF! | #REF! | #REF! | #REF! | #REF! | #REF! | #REF! | #REF! | #REF! |  | #REF! | C7 | #REF! | C7 | #REF! | #REF! | #REF! |  | #REF! |  | #REF!
#REF! |  |  |  | #REF! |  | #REF! | #REF! | #REF! | #REF! | #REF! | #REF! | #REF! | #REF! | #REF! | #REF! | #REF! | #REF! |  | #REF! | C7 | #REF! | C7 | #REF! | #REF! | #REF! |  | #REF! |  | #REF!
#REF! |  |  |  | #REF! |  | #REF! | #REF! | #REF! | #REF! | #REF! | #REF! | #REF! | #REF! | #REF! | #REF! | #REF! | #REF! |  | #REF! |  | #REF! |  | #REF! | #REF! | #REF! | C7 | #REF! |  | #REF!
#REF! |  |  |  | #REF! |  | #REF! | #REF! | #REF! | #REF! | #REF! | #REF! | #REF! | #REF! | #REF! | #REF! | #REF! | #REF! |  | #REF! | C7 | #REF! | C7 | #REF! | #REF! | #REF! |  | #REF! |  | #REF!
#REF! |  |  |  | #REF! |  | #REF! | #REF! | #REF! | #REF! | #REF! | #REF! | #REF! | #REF! | #REF! | #REF! | #REF! | #REF! |  | #REF! |  | #REF! | C7 | #REF! | #REF! | #REF! |  | #REF! |  | #REF!
#REF! |  |  |  | #REF! |  | #REF! | #REF! | #REF! | #REF! | #REF! | #REF! | #REF! | #REF! | #REF! | #REF! | #REF! | #REF! |  | #REF! |  | #REF! | C7 | #REF! | #REF! | #REF! |  | #REF! |  | #REF!
#REF! |  |  |  | #REF! |  | #REF! | #REF! | #REF! | #REF! | #REF! | #REF! | #REF! | #REF! | #REF! | #REF! | #REF! | #REF! |  | #REF! |  | #REF! | C7 | #REF! | #REF! | #REF! |  | #REF! |  | #REF!
#REF! |  |  |  | #REF! |  | #REF! | #REF! | #REF! | #REF! | #REF! | #REF! | #REF! | #REF! | #REF! | #REF! | #REF! | #REF! |  | #REF! | C7 | #REF! | C7 | #REF! | #REF! | #REF! |  | #REF! |  | #REF!
#REF! |  |  |  | #REF! |  | #REF! | #REF! | #REF! | #REF! | #REF! | #REF! | #REF! | #REF! | #REF! | #REF! | #REF! | #REF! |  | #REF! | C7 | #REF! | C7 | #REF! | #REF! | #REF! |  | #REF! |  | #REF!
#REF! |  |  |  | #REF! |  | #REF! | #REF! | #REF! | #REF! | #REF! | #REF! | #REF! | #REF! | #REF! | #REF! | #REF! | #REF! |  | #REF! | C7 | #REF! | C7 | #REF! | #REF! | #REF! |  | #REF! |  | #REF!
#REF! |  |  |  | #REF! |  | #REF! | #REF! | #REF! | #REF! | #REF! | #REF! | #REF! | #REF! | #REF! | #REF! | #REF! | #REF! |  | #REF! | C7 | #REF! | C7 | #REF! | #REF! | #REF! |  | #REF! |  | #REF!
#REF! |  |  |  | #REF! |  | #REF! | #REF! | #REF! | #REF! | #REF! | #REF! | #REF! | #REF! | #REF! | #REF! | #REF! | #REF! |  | #REF! | C7 | #REF! | C7 | #REF! | #REF! | #REF! |  | #REF! |  | #REF!
#REF! |  |  |  | #REF! |  | #REF! | #REF! | #REF! | #REF! | #REF! | #REF! | #REF! | #REF! | #REF! | #REF! | #REF! | #REF! |  | #REF! | C7 | #REF! | C7 | #REF! | #REF! | #REF! |  | #REF! |  | #REF!
#REF! |  |  |  | #REF! |  | #REF! | #REF! | #REF! | #REF! | #REF! | #REF! | #REF! | #REF! | #REF! | #REF! | #REF! | #REF! |  | #REF! | C7 | #REF! | C7 | #REF! | #REF! | #REF! |  | #REF! |  | #REF!
#REF! |  |  |  | #REF! |  | #REF! | #REF! | #REF! | #REF! | #REF! | #REF! | #REF! | #REF! | #REF! | #REF! | #REF! | #REF! |  | #REF! | C7 | #REF! | C7 | #REF! | #REF! | #REF! |  | #REF! |  | #REF!
#REF! |  |  |  | #REF! |  | #REF! | #REF! | #REF! | #REF! | #REF! | #REF! | #REF! | #REF! | #REF! | #REF! | #REF! | #REF! |  | #REF! | C7 | #REF! | C7 | #REF! | #REF! | #REF! |  | #REF! |  | #REF!
#REF! |  |  |  | #REF! |  | #REF! | #REF! | #REF! | #REF! | #REF! | #REF! | #REF! | #REF! | #REF! | #REF! | #REF! | #REF! |  | #REF! | C7 | #REF! | C7 | #REF! | #REF! | #REF! |  | #REF! |  | #REF!
#REF! |  |  |  | #REF! |  | #REF! | #REF! | #REF! | #REF! | #REF! | #REF! | #REF! | #REF! | #REF! | #REF! | #REF! | #REF! |  | #REF! | C7 | #REF! | C7 | #REF! | #REF! | #REF! |  | #REF! |  | #REF!
#REF! |  |  |  | #REF! |  | #REF! | #REF! | #REF! | #REF! | #REF! | #REF! | #REF! | #REF! | #REF! | #REF! | #REF! | #REF! |  | #REF! | C7 | #REF! | C7 | #REF! | #REF! | #REF! |  | #REF! |  | #REF!
#REF! |  |  |  | #REF! |  | #REF! | #REF! | #REF! | #REF! | #REF! | #REF! | #REF! | #REF! | #REF! | #REF! | #REF! | #REF! |  | #REF! | C7 | #REF! | C7 | #REF! | #REF! | #REF! |  | #REF! |  | #REF!
#REF! |  |  |  | #REF! |  | #REF! | #REF! | #REF! | #REF! | #REF! | #REF! | #REF! | #REF! | #REF! | #REF! | #REF! | #REF! |  | #REF! | C7 | #REF! | C7 | #REF! | #REF! | #REF! |  | #REF! |  | #REF!
#REF! |  |  |  | #REF! |  | #REF! | #REF! | #REF! | #REF! | #REF! | #REF! | #REF! | #REF! | #REF! | #REF! | #REF! | #REF! |  | #REF! | C7 | #REF! | C7 | #REF! | #REF! | #REF! |  | #REF! |  | #REF!
#REF! |  |  |  | #REF! |  | #REF! | #REF! | #REF! | #REF! | #REF! | #REF! | #REF! | #REF! | #REF! | #REF! | #REF! | #REF! |  | #REF! | C7 | #REF! | C7 | #REF! | #REF! | #REF! |  | #REF! |  | #REF!
#REF! |  |  |  | #REF! |  | #REF! | #REF! | #REF! | #REF! | #REF! | #REF! | #REF! | #REF! | #REF! | #REF! | #REF! | #REF! |  | #REF! | C7 | #REF! | C7 | #REF! | #REF! | #REF! |  | #REF! |  | #REF!
#REF! |  |  |  | #REF! |  | #REF! | #REF! | #REF! | #REF! | #REF! | #REF! | #REF! | #REF! | #REF! | #REF! | #REF! | #REF! |  | #REF! | C7 | #REF! | C7 | #REF! | #REF! | #REF! |  | #REF! |  | #REF!
#REF! |  |  |  | #REF! |  | #REF! | #REF! | #REF! | #REF! | #REF! | #REF! | #REF! | #REF! | #REF! | #REF! | #REF! | #REF! |  | #REF! | C7 | #REF! | C7 | #REF! | #REF! | #REF! |  | #REF! |  | #REF!
#REF! |  |  |  | #REF! |  | #REF! | #REF! | #REF! | #REF! | #REF! | #REF! | #REF! | #REF! | #REF! | #REF! | #REF! | #REF! |  | #REF! | C7 | #REF! | C7 | #REF! | #REF! | #REF! |  | #REF! |  | #REF!
#REF! |  |  |  | #REF! |  | #REF! | #REF! | #REF! | #REF! | #REF! | #REF! | #REF! | #REF! | #REF! | #REF! | #REF! | #REF! |  | #REF! | C7 | #REF! | C7 | #REF! | #REF! | #REF! |  | #REF! |  | #REF!
#REF! |  |  |  | #REF! |  | #REF! | #REF! | #REF! | #REF! | #REF! | #REF! | #REF! | #REF! | #REF! | #REF! | #REF! | #REF! |  | #REF! | C7 | #REF! | C7 | #REF! | #REF! | #REF! |  | #REF! |  | #REF!
#REF! |  |  |  | #REF! |  | #REF! | #REF! | #REF! | #REF! | #REF! | #REF! | #REF! | #REF! | #REF! | #REF! | #REF! | #REF! |  | #REF! | C7 | #REF! | C7 | #REF! | #REF! | #REF! |  | #REF! |  | #REF!
#REF! |  |  |  | #REF! |  | #REF! | #REF! | #REF! | #REF! | #REF! | #REF! | #REF! | #REF! | #REF! | #REF! | #REF! | #REF! |  | #REF! | C7 | #REF! | C7 | #REF! | #REF! | #REF! |  | #REF! |  | #REF!
#REF! |  |  |  | #REF! |  | #REF! | #REF! | #REF! | #REF! | #REF! | #REF! | #REF! | #REF! | #REF! | #REF! | #REF! | #REF! |  | #REF! | C7 | #REF! | C7 | #REF! | #REF! | #REF! |  | #REF! |  | #REF!
#REF! |  |  |  | #REF! |  | #REF! | #REF! | #REF! | #REF! | #REF! | #REF! | #REF! | #REF! | #REF! | #REF! | #REF! | #REF! |  | #REF! | C7 | #REF! | C7 | #REF! | #REF! | #REF! |  | #REF! |  | #REF!
#REF! |  |  |  | #REF! |  | #REF! | #REF! | #REF! | #REF! | #REF! | #REF! | #REF! | #REF! | #REF! | #REF! | #REF! | #REF! |  | #REF! | C7 | #REF! | C7 | #REF! | #REF! | #REF! |  | #REF! |  | #REF!
#REF! |  |  |  | #REF! |  | #REF! | #REF! | #REF! | #REF! | #REF! | #REF! | #REF! | #REF! | #REF! | #REF! | #REF! | #REF! |  | #REF! | C7 | #REF! | C7 | #REF! | #REF! | #REF! |  | #REF! |  | #REF!
#REF! |  |  |  | #REF! |  | #REF! | #REF! | #REF! | #REF! | #REF! | #REF! | #REF! | #REF! | #REF! | #REF! | #REF! | #REF! |  | #REF! | C7 | #REF! | C7 | #REF! | #REF! | #REF! |  | #REF! |  | #REF!
#REF! |  |  |  | #REF! |  | #REF! | #REF! | #REF! | #REF! | #REF! | #REF! | #REF! | #REF! | #REF! | #REF! | #REF! | #REF! |  | #REF! | C7 | #REF! | C7 | #REF! | #REF! | #REF! |  | #REF! |  | #REF!
#REF! |  |  |  | #REF! |  | #REF! | #REF! | #REF! | #REF! | #REF! | #REF! | #REF! | #REF! | #REF! | #REF! | #REF! | #REF! |  | #REF! | C7 | #REF! | C7 | #REF! | #REF! | #REF! |  | #REF! |  | #REF!
#REF! |  |  |  | #REF! |  | #REF! | #REF! | #REF! | #REF! | #REF! | #REF! | #REF! | #REF! | #REF! | #REF! | #REF! | #REF! |  | #REF! | C7 | #REF! | C7 | #REF! | #REF! | #REF! |  | #REF! |  | #REF!
#REF! |  |  |  | #REF! |  | #REF! | #REF! | #REF! | #REF! | #REF! | #REF! | #REF! | #REF! | #REF! | #REF! | #REF! | #REF! |  | #REF! | C7 | #REF! | C7 | #REF! | #REF! | #REF! |  | #REF! |  | #REF!
#REF! |  |  |  | #REF! |  | #REF! | #REF! | #REF! | #REF! | #REF! | #REF! | #REF! | #REF! | #REF! | #REF! | #REF! | #REF! |  | #REF! | C7 | #REF! | C7 | #REF! | #REF! | #REF! |  | #REF! |  | #REF!
#REF! |  |  |  | #REF! |  | #REF! | #REF! | #REF! | #REF! | #REF! | #REF! | #REF! | #REF! | #REF! | #REF! | #REF! | #REF! |  | #REF! | C7 | #REF! | C7 | #REF! | #REF! | #REF! |  | #REF! |  | #REF!
#REF! |  |  |  | #REF! |  | #REF! | #REF! | #REF! | #REF! | #REF! | #REF! | #REF! | #REF! | #REF! | #REF! | #REF! | #REF! |  | #REF! | C7 | #REF! | C7 | #REF! | #REF! | #REF! |  | #REF! |  | #REF!
#REF! |  |  |  | #REF! |  | #REF! | #REF! | #REF! | #REF! | #REF! | #REF! | #REF! | #REF! | #REF! | #REF! | #REF! | #REF! |  | #REF! | C7 | #REF! | C7 | #REF! | #REF! | #REF! |  | #REF! |  | #REF!
#REF! |  |  |  | #REF! |  | #REF! | #REF! | #REF! | #REF! | #REF! | #REF! | #REF! | #REF! | #REF! | #REF! | #REF! | #REF! |  | #REF! | C7 | #REF! | C7 | #REF! | #REF! | #REF! |  | #REF! |  | #REF!
#REF! |  |  |  | #REF! |  | #REF! | #REF! | #REF! | #REF! | #REF! | #REF! | #REF! | #REF! | #REF! | #REF! | #REF! | #REF! |  | #REF! | C7 | #REF! | C7 | #REF! | #REF! | #REF! |  | #REF! |  | #REF!
#REF! |  |  |  | #REF! |  | #REF! | #REF! | #REF! | #REF! | #REF! | #REF! | #REF! | #REF! | #REF! | #REF! | #REF! | #REF! |  | #REF! | C7 | #REF! | C7 | #REF! | #REF! | #REF! |  | #REF! |  | #REF!
#REF! |  |  |  | #REF! |  | #REF! | #REF! | #REF! | #REF! | #REF! | #REF! | #REF! | #REF! | #REF! | #REF! | #REF! | #REF! |  | #REF! | C7 | #REF! | C7 | #REF! | #REF! | #REF! |  | #REF! |  | #REF!
#REF! |  |  |  | #REF! |  | #REF! | #REF! | #REF! | #REF! | #REF! | #REF! | #REF! | #REF! | #REF! | #REF! | #REF! | #REF! |  | #REF! | C7 | #REF! | C7 | #REF! | #REF! | #REF! |  | #REF! |  | #REF!
#REF! |  |  |  | #REF! |  | #REF! | #REF! | #REF! | #REF! | #REF! | #REF! | #REF! | #REF! | #REF! | #REF! | #REF! | #REF! |  | #REF! | C7 | #REF! | C7 | #REF! | #REF! | #REF! |  | #REF! |  | #REF!
#REF! |  |  |  | #REF! |  | #REF! | #REF! | #REF! | #REF! | #REF! | #REF! | #REF! | #REF! | #REF! | #REF! | #REF! | #REF! |  | #REF! | C7 | #REF! | C7 | #REF! | #REF! | #REF! |  | #REF! |  | #REF!
#REF! |  |  |  | #REF! |  | #REF! | #REF! | #REF! | #REF! | #REF! | #REF! | #REF! | #REF! | #REF! | #REF! | #REF! | #REF! |  | #REF! | C7 | #REF! | C7 | #REF! | #REF! | #REF! |  | #REF! |  | #REF!
#REF! |  |  |  | #REF! |  | #REF! | #REF! | #REF! | #REF! | #REF! | #REF! | #REF! | #REF! | #REF! | #REF! | #REF! | #REF! |  | #REF! | C7 | #REF! | C7 | #REF! | #REF! | #REF! |  | #REF! |  | #REF!
#REF! |  |  |  | #REF! |  | #REF! | #REF! | #REF! | #REF! | #REF! | #REF! | #REF! | #REF! | #REF! | #REF! | #REF! | #REF! |  | #REF! | C7 | #REF! | C7 | #REF! | #REF! | #REF! |  | #REF! |  | #REF!
#REF! |  |  |  | #REF! |  | #REF! | #REF! | #REF! | #REF! | #REF! | #REF! | #REF! | #REF! | #REF! | #REF! | #REF! | #REF! |  | #REF! | C7 | #REF! | C7 | #REF! | #REF! | #REF! |  | #REF! |  | #REF!
#REF! |  |  |  | #REF! |  | #REF! | #REF! | #REF! | #REF! | #REF! | #REF! | #REF! | #REF! | #REF! | #REF! | #REF! | #REF! |  | #REF! | C7 | #REF! | C7 | #REF! | #REF! | #REF! |  | #REF! |  | #REF!
#REF! |  |  |  | #REF! |  | #REF! | #REF! | #REF! | #REF! | #REF! | #REF! | #REF! | #REF! | #REF! | #REF! | #REF! | #REF! |  | #REF! | C7 | #REF! | C7 | #REF! | #REF! | #REF! |  | #REF! |  | #REF!
#REF! |  |  |  | #REF! |  | #REF! | #REF! | #REF! | #REF! | #REF! | #REF! | #REF! | #REF! | #REF! | #REF! | #REF! | #REF! |  | #REF! | C7 | #REF! | C7 | #REF! | #REF! | #REF! |  | #REF! |  | #REF!
#REF! |  |  |  | #REF! |  | #REF! | #REF! | #REF! | #REF! | #REF! | #REF! | #REF! | #REF! | #REF! | #REF! | #REF! | #REF! |  | #REF! | C7 | #REF! | C7 | #REF! | #REF! | #REF! |  | #REF! |  | #REF!
#REF! |  |  |  | #REF! |  | #REF! | #REF! | #REF! | #REF! | #REF! | #REF! | #REF! | #REF! | #REF! | #REF! | #REF! | #REF! |  | #REF! | C7 | #REF! | C7 | #REF! | #REF! | #REF! |  | #REF! |  | #REF!
#REF! |  |  |  | #REF! |  | #REF! | #REF! | #REF! | #REF! | #REF! | #REF! | #REF! | #REF! | #REF! | #REF! | #REF! | #REF! |  | #REF! |  | #REF! |  | #REF! | #REF! | #REF! |  | #REF! |  | #REF!
#REF! |  |  |  | #REF! |  | #REF! | #REF! | #REF! | #REF! | #REF! | #REF! | #REF! | #REF! | #REF! | #REF! | #REF! | #REF! |  | #REF! | C7 | #REF! | C7 | #REF! | #REF! | #REF! |  | #REF! |  | #REF!
#REF! |  |  |  | #REF! |  | #REF! | #REF! | #REF! | #REF! | #REF! | #REF! | #REF! | #REF! | #REF! | #REF! | #REF! | #REF! |  | #REF! | C7 | #REF! | C7 | #REF! | #REF! | #REF! |  | #REF! |  | #REF!
#REF! |  |  |  | #REF! |  | #REF! | #REF! | #REF! | #REF! | #REF! | #REF! | #REF! | #REF! | #REF! | #REF! | #REF! | #REF! |  | #REF! | C7 | #REF! | C7 | #REF! | #REF! | #REF! |  | #REF! |  | #REF!
#REF! |  |  |  | #REF! |  | #REF! | #REF! | #REF! | #REF! | #REF! | #REF! | #REF! | #REF! | #REF! | #REF! | #REF! | #REF! |  | #REF! | C7 | #REF! | C7 | #REF! | #REF! | #REF! |  | #REF! |  | #REF!
#REF! |  |  |  | #REF! |  | #REF! | #REF! | #REF! | #REF! | #REF! | #REF! | #REF! | #REF! | #REF! | #REF! | #REF! | #REF! |  | #REF! | C7 | #REF! | C7 | #REF! | #REF! | #REF! |  | #REF! |  | #REF!
#REF! |  |  |  | #REF! |  | #REF! | #REF! | #REF! | #REF! | #REF! | #REF! | #REF! | #REF! | #REF! | #REF! | #REF! | #REF! |  | #REF! | C7 | #REF! | C7 | #REF! | #REF! | #REF! |  | #REF! |  | #REF!
#REF! |  |  |  | #REF! |  | #REF! | #REF! | #REF! | #REF! | #REF! | #REF! | #REF! | #REF! | #REF! | #REF! | #REF! | #REF! |  | #REF! | C7 | #REF! | C7 | #REF! | #REF! | #REF! |  | #REF! |  | #REF!
#REF! |  |  |  | #REF! |  | #REF! | #REF! | #REF! | #REF! | #REF! | #REF! | #REF! | #REF! | #REF! | #REF! | #REF! | #REF! |  | #REF! | C7 | #REF! | C7 | #REF! | #REF! | #REF! |  | #REF! |  | #REF!
#REF! |  |  |  | #REF! |  | #REF! | #REF! | #REF! | #REF! | #REF! | #REF! | #REF! | #REF! | #REF! | #REF! | #REF! | #REF! |  | #REF! | C7 | #REF! | C7 | #REF! | #REF! | #REF! |  | #REF! |  | #REF!
#REF! |  |  |  | #REF! |  | #REF! | #REF! | #REF! | #REF! | #REF! | #REF! | #REF! | #REF! | #REF! | #REF! | #REF! | #REF! |  | #REF! | C7 | #REF! | C7 | #REF! | #REF! | #REF! |  | #REF! |  | #REF!
#REF! |  |  |  | #REF! |  | #REF! | #REF! | #REF! | #REF! | #REF! | #REF! | #REF! | #REF! | #REF! | #REF! | #REF! | #REF! |  | #REF! | C7 | #REF! |  | #REF! | #REF! | #REF! |  | #REF! |  | #REF!
#REF! |  |  |  | #REF! |  | #REF! | #REF! | #REF! | #REF! | #REF! | #REF! | #REF! | #REF! | #REF! | #REF! | #REF! | #REF! |  | #REF! | C7 | #REF! | C7 | #REF! | #REF! | #REF! |  | #REF! |  | #REF!
#REF! |  |  |  | #REF! |  | #REF! | #REF! | #REF! | #REF! | #REF! | #REF! | #REF! | #REF! | #REF! | #REF! | #REF! | #REF! |  | #REF! | C7 | #REF! | C7 | #REF! | #REF! | #REF! |  | #REF! |  | #REF!
#REF! |  |  |  | #REF! |  | #REF! | #REF! | #REF! | #REF! | #REF! | #REF! | #REF! | #REF! | #REF! | #REF! | #REF! | #REF! |  | #REF! | C7 | #REF! | C7 | #REF! | #REF! | #REF! |  | #REF! |  | #REF!
#REF! |  |  |  | #REF! |  | #REF! | #REF! | #REF! | #REF! | #REF! | #REF! | #REF! | #REF! | #REF! | #REF! | #REF! | #REF! |  | #REF! | C7 | #REF! | C7 | #REF! | #REF! | #REF! |  | #REF! |  | #REF!
#REF! |  |  |  | #REF! |  | #REF! | #REF! | #REF! | #REF! | #REF! | #REF! | #REF! | #REF! | #REF! | #REF! | #REF! | #REF! |  | #REF! | C7 | #REF! | C7 | #REF! | #REF! | #REF! |  | #REF! |  | #REF!
#REF! |  |  |  | #REF! |  | #REF! | #REF! | #REF! | #REF! | #REF! | #REF! | #REF! | #REF! | #REF! | #REF! | #REF! | #REF! |  | #REF! | C7 | #REF! | C7 | #REF! | #REF! | #REF! |  | #REF! |  | #REF!
#REF! |  |  |  | #REF! |  | #REF! | #REF! | #REF! | #REF! | #REF! | #REF! | #REF! | #REF! | #REF! | #REF! | #REF! | #REF! |  | #REF! | C7 | #REF! | C7 | #REF! | #REF! | #REF! |  | #REF! |  | #REF!
#REF! |  |  |  | #REF! |  | #REF! | #REF! | #REF! | #REF! | #REF! | #REF! | #REF! | #REF! | #REF! | #REF! | #REF! | #REF! |  | #REF! | C7 | #REF! | C7 | #REF! | #REF! | #REF! |  | #REF! |  | #REF!
#REF! |  |  |  | #REF! |  | #REF! | #REF! | #REF! | #REF! | #REF! | #REF! | #REF! | #REF! | #REF! | #REF! | #REF! | #REF! |  | #REF! |  | #REF! |  | #REF! | #REF! | #REF! |  | #REF! |  | #REF!
#REF! |  |  |  | #REF! |  | #REF! | #REF! | #REF! | #REF! | #REF! | #REF! | #REF! | #REF! | #REF! | #REF! | #REF! | #REF! |  | #REF! |  | #REF! |  | #REF! | #REF! | #REF! |  | #REF! |  | #REF!
#REF! |  |  |  | #REF! |  | #REF! | #REF! | #REF! | #REF! | #REF! | #REF! | #REF! | #REF! | #REF! | #REF! | #REF! | #REF! |  | #REF! | C7 | #REF! | C7 | #REF! | #REF! | #REF! |  | #REF! |  | #REF!
#REF! |  |  |  | #REF! |  | #REF! | #REF! | #REF! | #REF! | #REF! | #REF! | #REF! | #REF! | #REF! | #REF! | #REF! | #REF! |  | #REF! |  | #REF! |  | #REF! | #REF! | #REF! |  | #REF! |  | #REF!
#REF! |  |  |  | #REF! |  | #REF! | #REF! | #REF! | #REF! | #REF! | #REF! | #REF! | #REF! | #REF! | #REF! | #REF! | #REF! |  | #REF! | C7 | #REF! | C7 | #REF! | #REF! | #REF! |  | #REF! |  | #REF!
#REF! |  |  |  | #REF! |  | #REF! | #REF! | #REF! | #REF! | #REF! | #REF! | #REF! | #REF! | #REF! | #REF! | #REF! | #REF! |  | #REF! | C7 | #REF! | C7 | #REF! | #REF! | #REF! |  | #REF! |  | #REF!
#REF! |  |  |  | #REF! |  | #REF! | #REF! | #REF! | #REF! | #REF! | #REF! | #REF! | #REF! | #REF! | #REF! | #REF! | #REF! |  | #REF! | C7 | #REF! | C7 | #REF! | #REF! | #REF! |  | #REF! |  | #REF!
#REF! |  |  |  | #REF! |  | #REF! | #REF! | #REF! | #REF! | #REF! | #REF! | #REF! | #REF! | #REF! | #REF! | #REF! | #REF! |  | #REF! | C7 | #REF! | C7 | #REF! | #REF! | #REF! |  | #REF! |  | #REF!
#REF! |  |  |  | #REF! |  | #REF! | #REF! | #REF! | #REF! | #REF! | #REF! | #REF! | #REF! | #REF! | #REF! | #REF! | #REF! |  | #REF! | C7 | #REF! | C7 | #REF! | #REF! | #REF! |  | #REF! |  | #REF!
#REF! |  |  |  | #REF! |  | #REF! | #REF! | #REF! | #REF! | #REF! | #REF! | #REF! | #REF! | #REF! | #REF! | #REF! | #REF! |  | #REF! | C8 | #REF! | C8 | #REF! | #REF! | #REF! |  | #REF! |  | #REF!
#REF! |  |  |  | #REF! |  | #REF! | #REF! | #REF! | #REF! | #REF! | #REF! | #REF! | #REF! | #REF! | #REF! | #REF! | #REF! |  | #REF! | C8 | #REF! | C8 | #REF! | #REF! | #REF! |  | #REF! |  | #REF!
#REF! |  |  |  | #REF! |  | #REF! | #REF! | #REF! | #REF! | #REF! | #REF! | #REF! | #REF! | #REF! | #REF! | #REF! | #REF! |  | #REF! | C8 | #REF! | C8 | #REF! | #REF! | #REF! |  | #REF! |  | #REF!
#REF! |  |  |  | #REF! |  | #REF! | #REF! | #REF! | #REF! | #REF! | #REF! | #REF! | #REF! | #REF! | #REF! | #REF! | #REF! |  | #REF! |  | #REF! |  | #REF! | #REF! | #REF! | C8 | #REF! |  | #REF!
#REF! |  |  |  | #REF! |  | #REF! | #REF! | #REF! | #REF! | #REF! | #REF! | #REF! | #REF! | #REF! | #REF! | #REF! | #REF! |  | #REF! | C7 | #REF! | C7 | #REF! | #REF! | #REF! |  | #REF! |  | #REF!
#REF! |  |  |  | #REF! |  | #REF! | #REF! | #REF! | #REF! | #REF! | #REF! | #REF! | #REF! | #REF! | #REF! | #REF! | #REF! |  | #REF! | C7 | #REF! | C7 | #REF! | #REF! | #REF! |  | #REF! |  | #REF!
#REF! |  |  |  | #REF! |  | #REF! | #REF! | #REF! | #REF! | #REF! | #REF! | #REF! | #REF! | #REF! | #REF! | #REF! | #REF! |  | #REF! | C7 | #REF! | C7 | #REF! | #REF! | #REF! |  | #REF! |  | #REF!
#REF! |  |  |  | #REF! |  | #REF! | #REF! | #REF! | #REF! | #REF! | #REF! | #REF! | #REF! | #REF! | #REF! | #REF! | #REF! |  | #REF! | C7 | #REF! | C7 | #REF! | #REF! | #REF! |  | #REF! |  | #REF!
#REF! |  |  |  | #REF! |  | #REF! | #REF! | #REF! | #REF! | #REF! | #REF! | #REF! | #REF! | #REF! | #REF! | #REF! | #REF! |  | #REF! | C7 | #REF! | C7 | #REF! | #REF! | #REF! |  | #REF! |  | #REF!
#REF! |  |  |  | #REF! |  | #REF! | #REF! | #REF! | #REF! | #REF! | #REF! | #REF! | #REF! | #REF! | #REF! | #REF! | #REF! |  | #REF! | C7 | #REF! | C7 | #REF! | #REF! | #REF! |  | #REF! |  | #REF!
#REF! |  |  |  | #REF! |  | #REF! | #REF! | #REF! | #REF! | #REF! | #REF! | #REF! | #REF! | #REF! | #REF! | #REF! | #REF! |  | #REF! | C7 | #REF! | C7 | #REF! | #REF! | #REF! |  | #REF! |  | #REF!
#REF! |  |  |  | #REF! |  | #REF! | #REF! | #REF! | #REF! | #REF! | #REF! | #REF! | #REF! | #REF! | #REF! | #REF! | #REF! |  | #REF! | C7 | #REF! | C7 | #REF! | #REF! | #REF! |  | #REF! |  | #REF!
#REF! |  |  |  | #REF! |  | #REF! | #REF! | #REF! | #REF! | #REF! | #REF! | #REF! | #REF! | #REF! | #REF! | #REF! | #REF! |  | #REF! | C7 | #REF! | C7 | #REF! | #REF! | #REF! |  | #REF! |  | #REF!
#REF! |  |  |  | #REF! |  | #REF! | #REF! | #REF! | #REF! | #REF! | #REF! | #REF! | #REF! | #REF! | #REF! | #REF! | #REF! |  | #REF! | C7 | #REF! | C7 | #REF! | #REF! | #REF! |  | #REF! |  | #REF!
#REF! |  |  |  | #REF! |  | #REF! | #REF! | #REF! | #REF! | #REF! | #REF! | #REF! | #REF! | #REF! | #REF! | #REF! | #REF! |  | #REF! | C7 | #REF! | C7 | #REF! | #REF! | #REF! |  | #REF! |  | #REF!
#REF! |  |  |  | #REF! |  | #REF! | #REF! | #REF! | #REF! | #REF! | #REF! | #REF! | #REF! | #REF! | #REF! | #REF! | #REF! |  | #REF! |  | #REF! |  | #REF! | #REF! | #REF! | P6 | #REF! |  | #REF!
#REF! |  |  |  | #REF! |  | #REF! | #REF! | #REF! | #REF! | #REF! | #REF! | #REF! | #REF! | #REF! | #REF! | #REF! | #REF! |  | #REF! | C7 | #REF! | C7 | #REF! | #REF! | #REF! |  | #REF! |  | #REF!
#REF! |  |  |  | #REF! |  | #REF! | #REF! | #REF! | #REF! | #REF! | #REF! | #REF! | #REF! | #REF! | #REF! | #REF! | #REF! |  | #REF! | C7 | #REF! | C7 | #REF! | #REF! | #REF! |  | #REF! |  | #REF!
#REF! |  |  |  | #REF! |  | #REF! | #REF! | #REF! | #REF! | #REF! | #REF! | #REF! | #REF! | #REF! | #REF! | #REF! | #REF! |  | #REF! | C7 | #REF! | C7 | #REF! | #REF! | #REF! |  | #REF! |  | #REF!
#REF! |  |  |  | #REF! |  | #REF! | #REF! | #REF! | #REF! | #REF! | #REF! | #REF! | #REF! | #REF! | #REF! | #REF! | #REF! |  | #REF! | C7 | #REF! | C8 | #REF! | #REF! | #REF! |  | #REF! |  | #REF!
#REF! |  |  |  | #REF! |  | #REF! | #REF! | #REF! | #REF! | #REF! | #REF! | #REF! | #REF! | #REF! | #REF! | #REF! | #REF! |  | #REF! | C8 | #REF! | C7 | #REF! | #REF! | #REF! |  | #REF! |  | #REF!
#REF! |  |  |  | #REF! |  | #REF! | #REF! | #REF! | #REF! | #REF! | #REF! | #REF! | #REF! | #REF! | #REF! | #REF! | #REF! |  | #REF! | C7 | #REF! | C7 | #REF! | #REF! | #REF! |  | #REF! |  | #REF!
#REF! |  |  |  | #REF! |  | #REF! | #REF! | #REF! | #REF! | #REF! | #REF! | #REF! | #REF! | #REF! | #REF! | #REF! | #REF! |  | #REF! | C7 | #REF! | C7 | #REF! | #REF! | #REF! |  | #REF! |  | #REF!
#REF! |  |  |  | #REF! |  | #REF! | #REF! | #REF! | #REF! | #REF! | #REF! | #REF! | #REF! | #REF! | #REF! | #REF! | #REF! |  | #REF! | C7 | #REF! | C7 | #REF! | #REF! | #REF! |  | #REF! |  | #REF!
#REF! |  |  |  | #REF! |  | #REF! | #REF! | #REF! | #REF! | #REF! | #REF! | #REF! | #REF! | #REF! | #REF! | #REF! | #REF! |  | #REF! | C7 | #REF! | C7 | #REF! | #REF! | #REF! |  | #REF! |  | #REF!
#REF! |  |  |  | #REF! |  | #REF! | #REF! | #REF! | #REF! | #REF! | #REF! | #REF! | #REF! | #REF! | #REF! | #REF! | #REF! |  | #REF! | C7 | #REF! | C7 | #REF! | #REF! | #REF! |  | #REF! |  | #REF!
#REF! |  |  |  | #REF! |  | #REF! | #REF! | #REF! | #REF! | #REF! | #REF! | #REF! | #REF! | #REF! | #REF! | #REF! | #REF! |  | #REF! | C7 | #REF! | C7 | #REF! | #REF! | #REF! |  | #REF! |  | #REF!
#REF! |  |  |  | #REF! |  | #REF! | #REF! | #REF! | #REF! | #REF! | #REF! | #REF! | #REF! | #REF! | #REF! | #REF! | #REF! |  | #REF! | C7 | #REF! | C7 | #REF! | #REF! | #REF! |  | #REF! |  | #REF!
#REF! |  |  |  | #REF! |  | #REF! | #REF! | #REF! | #REF! | #REF! | #REF! | #REF! | #REF! | #REF! | #REF! | #REF! | #REF! |  | #REF! | C7 | #REF! | C7 | #REF! | #REF! | #REF! |  | #REF! |  | #REF!
#REF! |  |  |  | #REF! |  | #REF! | #REF! | #REF! | #REF! | #REF! | #REF! | #REF! | #REF! | #REF! | #REF! | #REF! | #REF! |  | #REF! |  | #REF! |  | #REF! | #REF! | #REF! |  | #REF! |  | #REF!
#REF! |  |  |  | #REF! |  | #REF! | #REF! | #REF! | #REF! | #REF! | #REF! | #REF! | #REF! | #REF! | #REF! | #REF! | #REF! |  | #REF! | C8 | #REF! | C8 | #REF! | #REF! | #REF! |  | #REF! |  | #REF!
#REF! |  |  |  | #REF! |  | #REF! | #REF! | #REF! | #REF! | #REF! | #REF! | #REF! | #REF! | #REF! | #REF! | #REF! | #REF! |  | #REF! | C8 | #REF! | C8 | #REF! | #REF! | #REF! |  | #REF! |  | #REF!
#REF! |  |  |  | #REF! |  | #REF! | #REF! | #REF! | #REF! | #REF! | #REF! | #REF! | #REF! | #REF! | #REF! | #REF! | #REF! |  | #REF! | C8 | #REF! | C8 | #REF! | #REF! | #REF! |  | #REF! |  | #REF!
#REF! |  |  |  | #REF! |  | #REF! | #REF! | #REF! | #REF! | #REF! | #REF! | #REF! | #REF! | #REF! | #REF! | #REF! | #REF! |  | #REF! | C8 | #REF! | C8 | #REF! | #REF! | #REF! |  | #REF! |  | #REF!
#REF! |  |  |  | #REF! |  | #REF! | #REF! | #REF! | #REF! | #REF! | #REF! | #REF! | #REF! | #REF! | #REF! | #REF! | #REF! |  | #REF! | C8 | #REF! | C8 | #REF! | #REF! | #REF! |  | #REF! |  | #REF!
#REF! |  |  |  | #REF! |  | #REF! | #REF! | #REF! | #REF! | #REF! | #REF! | #REF! | #REF! | #REF! | #REF! | #REF! | #REF! |  | #REF! | C8 | #REF! | C8 | #REF! | #REF! | #REF! |  | #REF! |  | #REF!
#REF! |  |  |  | #REF! |  | #REF! | #REF! | #REF! | #REF! | #REF! | #REF! | #REF! | #REF! | #REF! | #REF! | #REF! | #REF! |  | #REF! | C8 | #REF! | C8 | #REF! | #REF! | #REF! |  | #REF! |  | #REF!
#REF! |  |  |  | #REF! |  | #REF! | #REF! | #REF! | #REF! | #REF! | #REF! | #REF! | #REF! | #REF! | #REF! | #REF! | #REF! |  | #REF! | C8 | #REF! | C8 | #REF! | #REF! | #REF! |  | #REF! |  | #REF!
#REF! |  |  |  | #REF! |  | #REF! | #REF! | #REF! | #REF! | #REF! | #REF! | #REF! | #REF! | #REF! | #REF! | #REF! | #REF! |  | #REF! | C8 | #REF! | C8 | #REF! | #REF! | #REF! |  | #REF! |  | #REF!
#REF! |  |  |  | #REF! |  | #REF! | #REF! | #REF! | #REF! | #REF! | #REF! | #REF! | #REF! | #REF! | #REF! | #REF! | #REF! |  | #REF! | C8 | #REF! | C8 | #REF! | #REF! | #REF! |  | #REF! |  | #REF!
#REF! |  |  |  | #REF! |  | #REF! | #REF! | #REF! | #REF! | #REF! | #REF! | #REF! | #REF! | #REF! | #REF! | #REF! | #REF! |  | #REF! | C8 | #REF! | C8 | #REF! | #REF! | #REF! |  | #REF! |  | #REF!
#REF! |  |  |  | #REF! |  | #REF! | #REF! | #REF! | #REF! | #REF! | #REF! | #REF! | #REF! | #REF! | #REF! | #REF! | #REF! |  | #REF! | C8 | #REF! | C8 | #REF! | #REF! | #REF! |  | #REF! |  | #REF!
#REF! |  |  |  | #REF! |  | #REF! | #REF! | #REF! | #REF! | #REF! | #REF! | #REF! | #REF! | #REF! | #REF! | #REF! | #REF! |  | #REF! | C8 | #REF! | C8 | #REF! | #REF! | #REF! |  | #REF! |  | #REF!
#REF! |  |  |  | #REF! |  | #REF! | #REF! | #REF! | #REF! | #REF! | #REF! | #REF! | #REF! | #REF! | #REF! | #REF! | #REF! |  | #REF! | C8 | #REF! | C8 | #REF! | #REF! | #REF! |  | #REF! |  | #REF!
#REF! |  |  |  | #REF! |  | #REF! | #REF! | #REF! | #REF! | #REF! | #REF! | #REF! | #REF! | #REF! | #REF! | #REF! | #REF! |  | #REF! | C8 | #REF! | C8 | #REF! | #REF! | #REF! |  | #REF! |  | #REF!
#REF! |  |  |  | #REF! |  | #REF! | #REF! | #REF! | #REF! | #REF! | #REF! | #REF! | #REF! | #REF! | #REF! | #REF! | #REF! |  | #REF! | C8 | #REF! | C8 | #REF! | #REF! | #REF! |  | #REF! |  | #REF!
#REF! |  |  |  | #REF! |  | #REF! | #REF! | #REF! | #REF! | #REF! | #REF! | #REF! | #REF! | #REF! | #REF! | #REF! | #REF! |  | #REF! |  | #REF! |  | #REF! | #REF! | #REF! | C8 | #REF! |  | #REF!
#REF! |  |  |  | #REF! |  |  | #REF! | #REF! | #REF! | #REF! | #REF! | [5 empty] | #REF! |  | #REF! | C3 | #REF! | C3 |  |  | #REF! |  | #REF! |  | #REF!
#REF! |  |  |  | #REF! |  |  | #REF! | #REF! | #REF! | #REF! | #REF! | [5 empty] | #REF! |  | #REF! | C3 | #REF! | C3 |  |  | #REF! |  | #REF! |  | #REF!
#REF! |  |  |  | #REF! |  | #REF! | #REF! | #REF! | #REF! | #REF! | #REF! | #REF! | #REF! | #REF! | #REF! | #REF! | #REF! |  | #REF! | C3 | #REF! | C3 | #REF! | #REF! | #REF! |  | #REF! |  | #REF!
#REF! |  |  |  | #REF! |  | #REF! | #REF! | #REF! | #REF! | #REF! | #REF! | #REF! | #REF! | #REF! | #REF! | #REF! | #REF! |  | #REF! | C3 | #REF! | C3 | #REF! | #REF! | #REF! |  | #REF! |  | #REF!
#REF! |  |  |  | #REF! |  | #REF! | #REF! | #REF! | #REF! | #REF! | #REF! | #REF! | #REF! | #REF! | #REF! | #REF! | #REF! |  | #REF! | C3 | #REF! | C3 | #REF! | #REF! | #REF! |  | #REF! |  | #REF!
#REF! |  |  |  | #REF! |  | #REF! | #REF! | #REF! | #REF! | #REF! | #REF! | #REF! | #REF! | #REF! | #REF! | #REF! | #REF! |  | #REF! | C4 | #REF! | C4 | #REF! | #REF! | #REF! |  | #REF! |  | #REF!
#REF! |  |  |  | #REF! |  | #REF! | #REF! | #REF! | #REF! | #REF! | #REF! | #REF! | #REF! | #REF! | #REF! | #REF! | #REF! |  | #REF! | C5 | #REF! | C5 | #REF! | #REF! | #REF! |  | #REF! |  | #REF!
#REF! |  |  |  | #REF! |  | #REF! | #REF! | #REF! | #REF! | #REF! | #REF! | #REF! | #REF! | #REF! | #REF! | #REF! | #REF! |  | #REF! | C6 | #REF! | C6 | #REF! | #REF! | #REF! |  | #REF! |  | #REF!
#REF! |  |  |  | #REF! |  | #REF! | #REF! | #REF! | #REF! | #REF! | #REF! | #REF! | #REF! | #REF! | #REF! | #REF! | #REF! |  | #REF! | C7 | #REF! | C7 | #REF! | #REF! | #REF! |  | #REF! |  | #REF!
#REF! |  |  |  | #REF! |  | #REF! | #REF! | #REF! | #REF! | #REF! | #REF! | #REF! | #REF! | #REF! | #REF! | #REF! | #REF! |  | #REF! | C8 | #REF! | C8 | #REF! | #REF! | #REF! |  | #REF! |  | #REF!
#REF! |  |  |  | #REF! |  | #REF! | #REF! | #REF! | #REF! | #REF! | #REF! | #REF! | #REF! | #REF! | #REF! | #REF! | #REF! |  | #REF! |  | #REF! |  | #REF! | #REF! | #REF! |  | #REF! |  | #REF!
#REF! |  |  |  | #REF! |  | #REF! | #REF! | #REF! | #REF! | #REF! | #REF! | #REF! | #REF! | #REF! | #REF! | #REF! | #REF! |  | #REF! |  | #REF! |  | #REF! | #REF! | #REF! | P6 | #REF! |  | #REF!
#REF! |  |  |  | #REF! |  | #REF! | #REF! | #REF! | #REF! | #REF! | #REF! | #REF! | #REF! | #REF! | #REF! | #REF! | #REF! |  | #REF! |  | #REF! |  | #REF! | #REF! | #REF! | C4 | #REF! |  | #REF!
#REF! |  |  |  | #REF! |  | #REF! | #REF! | #REF! | #REF! | #REF! | #REF! | #REF! | #REF! | #REF! | #REF! | #REF! | #REF! | P6 | #REF! |  | #REF! |  | #REF! | #REF! | #REF! |  | #REF! |  | #REF!
#REF! |  |  |  | #REF! |  | #REF! | #REF! | #REF! | #REF! | #REF! | #REF! | #REF! | #REF! | #REF! | #REF! | #REF! | #REF! |  | #REF! |  | #REF! | C3 | #REF! | #REF! | #REF! |  | #REF! |  | #REF!
#REF! |  |  |  | #REF! |  | #REF! | #REF! | #REF! | #REF! | #REF! | #REF! | #REF! | #REF! | #REF! | #REF! | #REF! | #REF! |  | #REF! | P6 | #REF! | C8 | #REF! | #REF! | #REF! |  | #REF! |  | #REF!
#REF! |  |  |  | #REF! |  | #REF! | #REF! | #REF! | #REF! | #REF! | #REF! | #REF! | #REF! | #REF! | #REF! | #REF! | #REF! |  | #REF! | P2 | #REF! | C8 | #REF! | #REF! | #REF! |  | #REF! |  | #REF!
#REF! |  |  |  | #REF! |  | #REF! | #REF! | #REF! | #REF! | #REF! | #REF! | #REF! | #REF! | #REF! | #REF! | #REF! | #REF! |  | #REF! | P2 | #REF! | C8 | #REF! | #REF! | #REF! |  | #REF! |  | #REF!
#REF! |  |  |  | #REF! |  | #REF! | #REF! | #REF! | #REF! | #REF! | #REF! | #REF! | #REF! | #REF! | #REF! | #REF! | #REF! |  | #REF! | C8 | #REF! | C8 | #REF! | #REF! | #REF! |  | #REF! |  | #REF!
#REF! |  |  |  | #REF! |  | #REF! | #REF! | #REF! | #REF! | #REF! | #REF! | #REF! | #REF! | #REF! | #REF! | #REF! | #REF! |  | #REF! | C8 | #REF! | C8 | #REF! | #REF! | #REF! |  | #REF! |  | #REF!
#REF! |  |  |  | #REF! |  | #REF! | #REF! | #REF! | #REF! | #REF! | #REF! | #REF! | #REF! | #REF! | #REF! | #REF! | #REF! |  | #REF! | C8 | #REF! | C8 | #REF! | #REF! | #REF! |  | #REF! |  | #REF!
#REF! |  |  |  | #REF! |  | #REF! | #REF! | #REF! | #REF! | #REF! | #REF! | #REF! | #REF! | #REF! | #REF! | #REF! | #REF! |  | #REF! | C8 | #REF! | C8 | #REF! | #REF! | #REF! |  | #REF! |  | #REF!
#REF! |  |  |  | #REF! |  | #REF! | #REF! | #REF! | #REF! | #REF! | #REF! | #REF! | #REF! | #REF! | #REF! | #REF! | #REF! |  | #REF! | C8 | #REF! | C8 | #REF! | #REF! | #REF! |  | #REF! |  | #REF!
#REF! |  |  |  | #REF! |  | #REF! | #REF! | #REF! | #REF! | #REF! | #REF! | #REF! | #REF! | #REF! | #REF! | #REF! | #REF! |  | #REF! | P5 | #REF! | C8 | #REF! | #REF! | #REF! |  | #REF! |  | #REF!
#REF! |  |  |  | #REF! |  | #REF! | #REF! | #REF! | #REF! | #REF! | #REF! | #REF! | #REF! | #REF! | #REF! | #REF! | #REF! |  | #REF! | P5 | #REF! | C8 | #REF! | #REF! | #REF! |  | #REF! |  | #REF!
#REF! |  |  |  | #REF! |  | #REF! | #REF! | #REF! | #REF! | #REF! | #REF! | #REF! | #REF! | #REF! | #REF! | #REF! | #REF! |  | #REF! | P5 | #REF! | C8 | #REF! | #REF! | #REF! |  | #REF! |  | #REF!
#REF! |  |  |  | #REF! |  | #REF! | #REF! | #REF! | #REF! | #REF! | #REF! | #REF! | #REF! | #REF! | #REF! | #REF! | #REF! |  | #REF! | C8 | #REF! | C8 | #REF! | #REF! | #REF! |  | #REF! |  | #REF!
#REF! |  |  |  | #REF! |  | #REF! | #REF! | #REF! | #REF! | #REF! | #REF! | #REF! | #REF! | #REF! | #REF! | #REF! | #REF! |  | #REF! | P5 | #REF! | C8 | #REF! | #REF! | #REF! |  | #REF! |  | #REF!
#REF! |  |  |  | #REF! |  | #REF! | #REF! | #REF! | #REF! | #REF! | #REF! | #REF! | #REF! | #REF! | #REF! | #REF! | #REF! |  | #REF! | P5 | #REF! | C8 | #REF! | #REF! | #REF! |  | #REF! |  | #REF!
#REF! |  |  |  | #REF! |  | #REF! | #REF! | #REF! | #REF! | #REF! | #REF! | #REF! | #REF! | #REF! | #REF! | #REF! | #REF! |  | #REF! | P5 | #REF! | C8 | #REF! | #REF! | #REF! |  | #REF! |  | #REF!
#REF! |  |  |  | #REF! |  | #REF! | #REF! | #REF! | #REF! | #REF! | #REF! | #REF! | #REF! | #REF! | #REF! | #REF! | #REF! |  | #REF! | P2 | #REF! | C8 | #REF! | #REF! | #REF! |  | #REF! |  | #REF!
#REF! |  |  |  | #REF! |  | #REF! | #REF! | #REF! | #REF! | #REF! | #REF! | #REF! | #REF! | #REF! | #REF! | #REF! | #REF! |  | #REF! | P2 | #REF! | C8 | #REF! | #REF! | #REF! |  | #REF! |  | #REF!
#REF! |  |  |  | #REF! |  | #REF! | #REF! | #REF! | #REF! | #REF! | #REF! | #REF! | #REF! | #REF! | #REF! | #REF! | #REF! |  | #REF! | P5 | #REF! | C8 | #REF! | #REF! | #REF! |  | #REF! |  | #REF!
#REF! |  |  |  | #REF! |  | #REF! | #REF! | #REF! | #REF! | #REF! | #REF! | #REF! | #REF! | #REF! | #REF! | #REF! | #REF! |  | #REF! | P2 | #REF! | C8 | #REF! | #REF! | #REF! |  | #REF! |  | #REF!
#REF! |  |  |  | #REF! |  | #REF! | #REF! | #REF! | #REF! | #REF! | #REF! | #REF! | #REF! | #REF! | #REF! | #REF! | #REF! |  | #REF! | P2 | #REF! | C8 | #REF! | #REF! | #REF! |  | #REF! |  | #REF!
#REF! |  |  |  | #REF! |  | #REF! | #REF! | #REF! | #REF! | #REF! | #REF! | #REF! | #REF! | #REF! | #REF! | #REF! | #REF! |  | #REF! | P2 | #REF! | C8 | #REF! | #REF! | #REF! |  | #REF! |  | #REF!
#REF! |  |  |  | #REF! |  | #REF! | #REF! | #REF! | #REF! | #REF! | #REF! | #REF! | #REF! | #REF! | #REF! | #REF! | #REF! |  | #REF! | P2 | #REF! | C8 | #REF! | #REF! | #REF! |  | #REF! |  | #REF!
#REF! |  |  |  | #REF! |  | #REF! | #REF! | #REF! | #REF! | #REF! | #REF! | #REF! | #REF! | #REF! | #REF! | #REF! | #REF! |  | #REF! | P2 | #REF! | C8 | #REF! | #REF! | #REF! |  | #REF! |  | #REF!
#REF! |  |  |  | #REF! |  | #REF! | #REF! | #REF! | #REF! | #REF! | #REF! | #REF! | #REF! | #REF! | #REF! | #REF! | #REF! |  | #REF! | P2 | #REF! | C8 | #REF! | #REF! | #REF! |  | #REF! |  | #REF!
#REF! |  |  |  | #REF! |  | #REF! | #REF! | #REF! | #REF! | #REF! | #REF! | #REF! | #REF! | #REF! | #REF! | #REF! | #REF! |  | #REF! | P5 | #REF! | C8 | #REF! | #REF! | #REF! |  | #REF! |  | #REF!
#REF! |  |  |  | #REF! |  | #REF! | #REF! | #REF! | #REF! | #REF! | #REF! | #REF! | #REF! | #REF! | #REF! | #REF! | #REF! |  | #REF! | C8 | #REF! | C8 | #REF! | #REF! | #REF! |  | #REF! |  | #REF!
#REF! |  |  |  | #REF! |  | #REF! | #REF! | #REF! | #REF! | #REF! | #REF! | #REF! | #REF! | #REF! | #REF! | #REF! | #REF! |  | #REF! | C8 | #REF! | C8 | #REF! | #REF! | #REF! |  | #REF! |  | #REF!
#REF! |  |  |  | #REF! |  | #REF! | #REF! | #REF! | #REF! | #REF! | #REF! | #REF! | #REF! | #REF! | #REF! | #REF! | #REF! |  | #REF! |  | #REF! |  | #REF! | #REF! | #REF! | P6 | #REF! |  | #REF!
#REF! |  |  |  | #REF! |  | #REF! | #REF! | #REF! | #REF! | #REF! | #REF! | #REF! | #REF! | #REF! | #REF! | #REF! | #REF! |  | #REF! |  | #REF! |  | #REF! | #REF! | #REF! | P6 | #REF! |  | #REF!
#REF! |  |  |  | #REF! |  | #REF! | #REF! | #REF! | #REF! | #REF! | #REF! | #REF! | #REF! | #REF! | #REF! | #REF! | #REF! |  | #REF! | C8 | #REF! | C8 | #REF! | #REF! | #REF! |  | #REF! |  | #REF!
#REF! |  |  |  | #REF! |  | #REF! | #REF! | #REF! | #REF! | #REF! | #REF! | #REF! | #REF! | #REF! | #REF! | #REF! | #REF! |  | #REF! |  | #REF! |  | #REF! | #REF! | #REF! | P6 | #REF! |  | #REF!
#REF! |  |  |  | #REF! |  | #REF! | #REF! | #REF! | #REF! | #REF! | #REF! | #REF! | #REF! | #REF! | #REF! | #REF! | #REF! |  | #REF! | P2 | #REF! | C8 | #REF! | #REF! | #REF! |  | #REF! |  | #REF!
#REF! |  |  |  | #REF! |  | #REF! | #REF! | #REF! | #REF! | #REF! | #REF! | #REF! | #REF! | #REF! | #REF! | #REF! | #REF! |  | #REF! | C5 | #REF! | C5 | #REF! | #REF! | #REF! |  | #REF! |  | #REF!
#REF! |  |  |  | #REF! |  | #REF! | #REF! | #REF! | #REF! | #REF! | #REF! | #REF! | #REF! | #REF! | #REF! | #REF! | #REF! |  | #REF! | P6 | #REF! | C7 | #REF! | #REF! | #REF! |  | #REF! |  | #REF!
#REF! |  |  |  | #REF! |  | #REF! | #REF! | #REF! | #REF! | #REF! | #REF! | #REF! | #REF! | #REF! | #REF! | #REF! | #REF! |  | #REF! | P3 | #REF! | C9 | #REF! | #REF! | #REF! |  | #REF! |  | #REF!
#REF! |  |  |  | #REF! |  | #REF! | #REF! | #REF! | #REF! | #REF! | #REF! | #REF! | #REF! | #REF! | #REF! | #REF! | #REF! |  | #REF! | P3 | #REF! | C9 | #REF! | #REF! | #REF! |  | #REF! |  | #REF!
#REF! |  |  |  | 41 |  | #REF! | Eqpt - Station Service Load Center 13,800/480 Outdoor | 1 | ea | Contr | Contr | #REF! | #REF! | #REF! | #REF! | #REF! | 0 |  | 120000 | P3 | 8473.5476 | C9 | #REF! | #REF! | 0 |  | 128473.5476 |  | HDR¦CB Estimated cost
#REF! |  |  |  | #REF! |  | #REF! | #REF! | #REF! | #REF! | #REF! | #REF! | #REF! | #REF! | #REF! | #REF! | #REF! | #REF! |  | #REF! | P3 | #REF! | C9 | #REF! | #REF! | #REF! |  | #REF! |  | #REF!
#REF! |  |  |  | #REF! |  | #REF! | #REF! | #REF! | #REF! | #REF! | #REF! | #REF! | #REF! | #REF! | #REF! | #REF! | #REF! |  | #REF! | P3 | #REF! | C9 | #REF! | #REF! | #REF! |  | #REF! |  | #REF!
#REF! |  |  |  | #REF! |  | #REF! | #REF! | #REF! | #REF! | #REF! | #REF! | #REF! | #REF! | #REF! | #REF! | #REF! | #REF! |  | #REF! | P3 | #REF! | C9 | #REF! | #REF! | #REF! |  | #REF! |  | #REF!
#REF! |  |  |  | 42 |  | #REF! | Eqpt - Panelboards 480/120 | 1 | ea | Contr | Contr | #REF! | #REF! | #REF! | #REF! | #REF! | 0 |  | 1200 | P3 | 2118.3869 | C9 | #REF! | #REF! | 0 |  | 3318.3869 |  | HDR¦CB Estimated cost
#REF! |  |  |  | #REF! |  | #REF! | #REF! | #REF! | #REF! | #REF! | #REF! | #REF! | #REF! | #REF! | #REF! | #REF! | #REF! |  | #REF! | P4 | #REF! | C9 | #REF! | #REF! | #REF! |  | #REF! |  | #REF!
#REF! |  |  |  | #REF! |  | #REF! | #REF! | #REF! | #REF! | #REF! | #REF! | #REF! | #REF! | #REF! | #REF! | #REF! | #REF! |  | #REF! | P3 | #REF! | C9 | #REF! | #REF! | #REF! |  | #REF! |  | #REF!
#REF! |  |  |  | #REF! |  | #REF! | #REF! | #REF! | #REF! | #REF! | #REF! | #REF! | #REF! | #REF! | #REF! | #REF! | #REF! |  | #REF! | P3 | #REF! | C9 | #REF! | #REF! | #REF! |  | #REF! |  | #REF!
#REF! |  |  |  | #REF! |  | #REF! | #REF! | #REF! | #REF! | #REF! | #REF! | #REF! | #REF! | #REF! | #REF! | #REF! | #REF! |  | #REF! | P3 | #REF! | C9 | #REF! | #REF! | #REF! |  | #REF! |  | #REF!
#REF! |  |  |  | #REF! |  | #REF! | #REF! | #REF! | #REF! | #REF! | #REF! | #REF! | #REF! | #REF! | #REF! | #REF! | #REF! |  | #REF! | P3 | #REF! | C9 | #REF! | #REF! | #REF! |  | #REF! |  | #REF!
#REF! |  |  |  | #REF! |  | #REF! | #REF! | #REF! | #REF! | #REF! | #REF! | #REF! | #REF! | #REF! | #REF! | #REF! | #REF! |  | #REF! | C6 | #REF! | C9 | #REF! | #REF! | #REF! |  | #REF! |  | #REF!
#REF! |  |  |  | #REF! |  | #REF! | #REF! | #REF! | #REF! | #REF! | #REF! | #REF! | #REF! | #REF! | #REF! | #REF! | #REF! |  | #REF! | C6 | #REF! | C9 | #REF! | #REF! | #REF! |  | #REF! |  | #REF!
#REF! |  |  |  | #REF! |  | #REF! | #REF! | #REF! | #REF! | #REF! | #REF! | #REF! | #REF! | #REF! | #REF! | #REF! | #REF! |  | #REF! | C6 | #REF! | C6 | #REF! | #REF! | #REF! |  | #REF! |  | #REF!
#REF! |  |  |  | #REF! |  | #REF! | #REF! | #REF! | #REF! | #REF! | #REF! | #REF! | #REF! | #REF! | #REF! | #REF! | #REF! |  | #REF! | C6 | #REF! | C6 | #REF! | #REF! | #REF! | C6 | #REF! |  | #REF!
#REF! |  |  |  | #REF! |  | #REF! | #REF! | #REF! | #REF! | #REF! | #REF! | #REF! | #REF! | #REF! | #REF! | #REF! | #REF! |  | #REF! | C6 | #REF! | C6 | #REF! | #REF! | #REF! | C6 | #REF! |  | #REF!
#REF! |  |  |  | #REF! |  | #REF! | #REF! | #REF! | #REF! | #REF! | #REF! | #REF! | #REF! | #REF! | #REF! | #REF! | #REF! |  | #REF! | C6 | #REF! | C6 | #REF! | #REF! | #REF! |  | #REF! |  | #REF!
#REF! |  |  |  | #REF! |  | #REF! | #REF! | #REF! | #REF! | #REF! | #REF! | #REF! | #REF! | #REF! | #REF! | #REF! | #REF! |  | #REF! | C6 | #REF! | C6 | #REF! | #REF! | #REF! |  | #REF! |  | #REF!
#REF! |  |  |  | #REF! |  | #REF! | #REF! | #REF! | #REF! | #REF! | #REF! | #REF! | #REF! | #REF! | #REF! | #REF! | #REF! |  | #REF! |  | #REF! |  | #REF! | #REF! | #REF! | C6 | #REF! |  | #REF!
#REF! |  |  |  | #REF! |  | #REF! | #REF! | #REF! | #REF! | #REF! | #REF! | #REF! | #REF! | #REF! | #REF! | #REF! | #REF! |  | #REF! | C6 | #REF! |  | #REF! | #REF! | #REF! | C6 | #REF! |  | #REF!
#REF! |  |  |  | #REF! |  | #REF! | #REF! | #REF! | #REF! | #REF! | #REF! | #REF! | #REF! | #REF! | #REF! | #REF! | #REF! |  | #REF! |  | #REF! |  | #REF! | #REF! | #REF! |  | #REF! |  | #REF!
[7 empty] | TOTAL COMMON | [9 empty] | #REF! |  | #REF! |  | #REF! |  |  |  | #REF! |  |  |  | #REF! | #REF!
[17 empty] | $$ | CODE | $$ | CODE | $$ | CODE |  |  | $$ | CODE
#REF! |  |  |  | #REF! |  | #REF! | #REF! | #REF! | #REF! | #REF! | #REF! | #REF! | #REF! | #REF! | #REF! | #REF! | #REF! |  | #REF! | P6 | #REF! | C8 | #REF! | #REF! | #REF! |  | #REF! |  | #REF!
#REF! |  |  |  | #REF! |  | #REF! | #REF! | #REF! | #REF! | #REF! | #REF! | #REF! | #REF! | #REF! | #REF! | #REF! | #REF! |  | #REF! |  | #REF! | C7 | #REF! | #REF! | #REF! |  | #REF! |  | #REF!
#REF! |  |  |  | #REF! |  | #REF! | #REF! | #REF! | #REF! | #REF! | #REF! | #REF! | #REF! | #REF! | #REF! | #REF! | #REF! |  | #REF! |  | #REF! | C7 | #REF! | #REF! | #REF! |  | #REF! |  | #REF!
#REF! |  |  |  | #REF! |  | #REF! | #REF! | #REF! | #REF! | #REF! | #REF! | #REF! | #REF! | #REF! | #REF! | #REF! | #REF! |  | #REF! |  | #REF! | C7 | #REF! | #REF! | #REF! |  | #REF! |  | #REF!
#REF! |  |  |  | #REF! |  | #REF! | #REF! | #REF! | #REF! | #REF! | #REF! | #REF! | #REF! | #REF! | #REF! | #REF! | #REF! |  | #REF! |  | #REF! | C7 | #REF! | #REF! | #REF! |  | #REF! |  | #REF!
#REF! |  |  |  | #REF! |  | #REF! | #REF! | #REF! | #REF! | #REF! | #REF! | #REF! | #REF! | #REF! | #REF! | #REF! | #REF! |  | #REF! |  | #REF! | C7 | #REF! | #REF! | #REF! |  | #REF! |  | #REF!
#REF! |  |  |  | #REF! |  | #REF! | #REF! | #REF! | #REF! | #REF! | #REF! | #REF! | #REF! | #REF! | #REF! | #REF! | #REF! |  | #REF! |  | #REF! | C7 | #REF! | #REF! | #REF! |  | #REF! |  | #REF!
#REF! |  |  |  | #REF! |  | #REF! | #REF! | #REF! | #REF! | #REF! | #REF! | #REF! | #REF! | #REF! | #REF! | #REF! | #REF! |  | #REF! |  | #REF! | C7 | #REF! | #REF! | #REF! |  | #REF! |  | #REF!
#REF! |  |  |  | #REF! |  | #REF! | #REF! | #REF! | #REF! | #REF! | #REF! | #REF! | #REF! | #REF! | #REF! | #REF! | #REF! |  | #REF! |  | #REF! | C7 | #REF! | #REF! | #REF! |  | #REF! |  | #REF!
#REF! |  |  |  | #REF! |  | #REF! | #REF! | #REF! | #REF! | #REF! | #REF! | #REF! | #REF! | #REF! | #REF! | #REF! | #REF! |  | #REF! |  | #REF! | C7 | #REF! | #REF! | #REF! |  | #REF! |  | #REF!
#REF! |  |  |  | #REF! |  | #REF! | #REF! | #REF! | #REF! | #REF! | #REF! | #REF! | #REF! | #REF! | #REF! | #REF! | #REF! |  | #REF! | C2 | #REF! | C2 | #REF! | #REF! | #REF! |  | #REF! |  | #REF!
#REF! |  |  |  | #REF! |  | #REF! | #REF! | #REF! | #REF! | #REF! | #REF! | #REF! | #REF! | #REF! | #REF! | #REF! | #REF! |  | #REF! | C7 | #REF! | C7 | #REF! | #REF! | #REF! |  | #REF! |  | #REF!
#REF! |  |  |  | #REF! |  | #REF! | #REF! | #REF! | #REF! | #REF! | #REF! | #REF! | #REF! | #REF! | #REF! | #REF! | #REF! |  | #REF! | C7 | #REF! | C7 | #REF! | #REF! | #REF! |  | #REF! |  | #REF!
#REF! |  |  |  | #REF! |  | #REF! | #REF! | #REF! | #REF! | #REF! | #REF! | #REF! | #REF! | #REF! | #REF! | #REF! | #REF! |  | #REF! | C7 | #REF! | C7 | #REF! | #REF! | #REF! |  | #REF! |  | #REF!
#REF! |  |  |  | #REF! |  | #REF! | #REF! | #REF! | #REF! | #REF! | #REF! | #REF! | #REF! | #REF! | #REF! | #REF! | #REF! |  | #REF! | C7 | #REF! | C7 | #REF! | #REF! | #REF! |  | #REF! |  | #REF!
#REF! |  |  |  | #REF! |  | #REF! | #REF! | #REF! | #REF! | #REF! | #REF! | #REF! | #REF! | #REF! | #REF! | #REF! | #REF! |  | #REF! | C7 | #REF! | C7 | #REF! | #REF! | #REF! |  | #REF! |  | #REF!
#REF! |  |  |  | #REF! |  | #REF! | #REF! | #REF! | #REF! | #REF! | #REF! | #REF! | #REF! | #REF! | #REF! | #REF! | #REF! |  | #REF! | C7 | #REF! | C7 | #REF! | #REF! | #REF! |  | #REF! |  | #REF!
#REF! |  |  |  | #REF! |  | #REF! | #REF! | #REF! | #REF! | #REF! | #REF! | #REF! | #REF! | #REF! | #REF! | #REF! | #REF! |  | #REF! | C7 | #REF! | C7 | #REF! | #REF! | #REF! |  | #REF! |  | #REF!
#REF! |  |  |  | #REF! |  | #REF! | #REF! | #REF! | #REF! | #REF! | #REF! | #REF! | #REF! | #REF! | #REF! | #REF! | #REF! |  | #REF! | C7 | #REF! | C7 | #REF! | #REF! | #REF! |  | #REF! |  | #REF!
#REF! |  |  |  | #REF! |  | #REF! | #REF! | #REF! | #REF! | #REF! | #REF! | #REF! | #REF! | #REF! | #REF! | #REF! | #REF! |  | #REF! | C7 | #REF! | C7 | #REF! | #REF! | #REF! |  | #REF! |  | #REF!
#REF! |  |  |  | #REF! |  | #REF! | #REF! | #REF! | #REF! | #REF! | #REF! | #REF! | #REF! | #REF! | #REF! | #REF! | #REF! |  | #REF! | C7 | #REF! | C7 | #REF! | #REF! | #REF! |  | #REF! |  | #REF!
#REF! |  |  |  | #REF! |  | #REF! | #REF! | #REF! | #REF! | #REF! | #REF! | #REF! | #REF! | #REF! | #REF! | #REF! | #REF! |  | #REF! | C7 | #REF! | C7 | #REF! | #REF! | #REF! |  | #REF! |  | #REF!
#REF! |  |  |  | #REF! |  | #REF! | #REF! | #REF! | #REF! | #REF! | #REF! | #REF! | #REF! | #REF! | #REF! | #REF! | #REF! |  | #REF! | C7 | #REF! | C7 | #REF! | #REF! | #REF! |  | #REF! |  | #REF!
#REF! |  |  |  | #REF! |  | #REF! | #REF! | #REF! | #REF! | #REF! | #REF! | #REF! | #REF! | #REF! | #REF! | #REF! | #REF! |  | #REF! | C7 | #REF! | C7 | #REF! | #REF! | #REF! |  | #REF! |  | #REF!
#REF! |  |  |  | #REF! |  | #REF! | #REF! | #REF! | #REF! | #REF! | #REF! | #REF! | #REF! | #REF! | #REF! | #REF! | #REF! |  | #REF! | C7 | #REF! | C7 | #REF! | #REF! | #REF! |  | #REF! |  | #REF!
#REF! |  |  |  | #REF! |  | #REF! | #REF! | #REF! | #REF! | #REF! | #REF! | #REF! | #REF! | #REF! | #REF! | #REF! | #REF! |  | #REF! | C7 | #REF! | C7 | #REF! | #REF! | #REF! |  | #REF! |  | #REF!
#REF! |  |  |  | #REF! |  | #REF! | #REF! | #REF! | #REF! | #REF! | #REF! | #REF! | #REF! | #REF! | #REF! | #REF! | #REF! |  | #REF! | C7 | #REF! | C7 | #REF! | #REF! | #REF! |  | #REF! |  | #REF!
#REF! |  |  |  | #REF! |  | #REF! | #REF! | #REF! | #REF! | #REF! | #REF! | #REF! | #REF! | #REF! | #REF! | #REF! | #REF! |  | #REF! | C7 | #REF! | C7 | #REF! | #REF! | #REF! |  | #REF! |  | #REF!
#REF! |  |  |  | #REF! |  | #REF! | #REF! | #REF! | #REF! | #REF! | #REF! | #REF! | #REF! | #REF! | #REF! | #REF! | #REF! |  | #REF! | C7 | #REF! | C7 | #REF! | #REF! | #REF! |  | #REF! |  | #REF!
#REF! |  |  |  | #REF! |  | #REF! | #REF! | #REF! | #REF! | #REF! | #REF! | #REF! | #REF! | #REF! | #REF! | #REF! | #REF! |  | #REF! | C7 | #REF! | C7 | #REF! | #REF! | #REF! |  | #REF! |  | #REF!
#REF! |  |  |  | #REF! |  | #REF! | #REF! | #REF! | #REF! | #REF! | #REF! | #REF! | #REF! | #REF! | #REF! | #REF! | #REF! |  | #REF! | C7 | #REF! | C7 | #REF! | #REF! | #REF! |  | #REF! |  | #REF!
#REF! |  |  |  | #REF! |  | #REF! | #REF! | #REF! | #REF! | #REF! | #REF! | #REF! | #REF! | #REF! | #REF! | #REF! | #REF! |  | #REF! | C7 | #REF! | C7 | #REF! | #REF! | #REF! |  | #REF! |  | #REF!
#REF! |  |  |  | #REF! |  | #REF! | #REF! | #REF! | #REF! | #REF! | #REF! | #REF! | #REF! | #REF! | #REF! | #REF! | #REF! |  | #REF! | C7 | #REF! | C7 | #REF! | #REF! | #REF! |  | #REF! |  | #REF!
#REF! |  |  |  | #REF! |  | #REF! | #REF! | #REF! | #REF! | #REF! | #REF! | #REF! | #REF! | #REF! | #REF! | #REF! | #REF! |  | #REF! | C7 | #REF! | C7 | #REF! | #REF! | #REF! |  | #REF! |  | #REF!
#REF! |  |  |  | #REF! |  | #REF! | #REF! | #REF! | #REF! | #REF! | #REF! | #REF! | #REF! | #REF! | #REF! | #REF! | #REF! |  | #REF! | C7 | #REF! | C7 | #REF! | #REF! | #REF! |  | #REF! |  | #REF!
#REF! |  |  |  | #REF! |  | #REF! | #REF! | #REF! | #REF! | #REF! | #REF! | #REF! | #REF! | #REF! | #REF! | #REF! | #REF! |  | #REF! | C7 | #REF! | C7 | #REF! | #REF! | #REF! |  | #REF! |  | #REF!
#REF! |  |  |  | #REF! |  | #REF! | #REF! | #REF! | #REF! | #REF! | #REF! | #REF! | #REF! | #REF! | #REF! | #REF! | #REF! |  | #REF! | C7 | #REF! | C7 | #REF! | #REF! | #REF! |  | #REF! |  | #REF!
#REF! |  |  |  | #REF! |  | #REF! | #REF! | #REF! | #REF! | #REF! | #REF! | #REF! | #REF! | #REF! | #REF! | #REF! | #REF! |  | #REF! | C7 | #REF! | C7 | #REF! | #REF! | #REF! |  | #REF! |  | #REF!
#REF! |  |  |  | #REF! |  | #REF! | #REF! | #REF! | #REF! | #REF! | #REF! | #REF! | #REF! | #REF! | #REF! | #REF! | #REF! |  | #REF! | C7 | #REF! | C7 | #REF! | #REF! | #REF! |  | #REF! |  | #REF!
#REF! |  |  |  | #REF! |  | #REF! | #REF! | #REF! | #REF! | #REF! | #REF! | #REF! | #REF! | #REF! | #REF! | #REF! | #REF! |  | #REF! | C7 | #REF! | C7 | #REF! | #REF! | #REF! |  | #REF! |  | #REF!
#REF! |  |  |  | #REF! |  | #REF! | #REF! | #REF! | #REF! | #REF! | #REF! | #REF! | #REF! | #REF! | #REF! | #REF! | #REF! |  | #REF! | C7 | #REF! | C7 | #REF! | #REF! | #REF! |  | #REF! |  | #REF!
#REF! |  |  |  | #REF! |  | #REF! | #REF! | #REF! | #REF! | #REF! | #REF! | #REF! | #REF! | #REF! | #REF! | #REF! | #REF! |  | #REF! | C7 | #REF! | C7 | #REF! | #REF! | #REF! |  | #REF! |  | #REF!
#REF! |  |  |  | #REF! |  | #REF! | #REF! | #REF! | #REF! | #REF! | #REF! | #REF! | #REF! | #REF! | #REF! | #REF! | #REF! |  | #REF! | C7 | #REF! | C7 | #REF! | #REF! | #REF! |  | #REF! |  | #REF!
#REF! |  |  |  | #REF! |  | #REF! | #REF! | #REF! | #REF! | #REF! | #REF! | #REF! | #REF! | #REF! | #REF! | #REF! | #REF! |  | #REF! | C7 | #REF! | C7 | #REF! | #REF! | #REF! |  | #REF! |  | #REF!
#REF! |  |  |  | #REF! |  | #REF! | #REF! | #REF! | #REF! | #REF! | #REF! | #REF! | #REF! | #REF! | #REF! | #REF! | #REF! |  | #REF! | C7 | #REF! | C7 | #REF! | #REF! | #REF! |  | #REF! |  | #REF!
#REF! |  |  |  | #REF! |  | #REF! | #REF! | #REF! | #REF! | #REF! | #REF! | #REF! | #REF! | #REF! | #REF! | #REF! | #REF! |  | #REF! | C7 | #REF! | C7 | #REF! | #REF! | #REF! |  | #REF! |  | #REF!
#REF! |  |  |  | #REF! |  | #REF! | #REF! | #REF! | #REF! | #REF! | #REF! | #REF! | #REF! | #REF! | #REF! | #REF! | #REF! |  | #REF! | C7 | #REF! |  | #REF! | #REF! | #REF! |  | #REF! |  | #REF!
#REF! |  |  |  | #REF! |  | #REF! | #REF! | #REF! | #REF! | #REF! | #REF! | #REF! | #REF! | #REF! | #REF! | #REF! | #REF! |  | #REF! | C7 | #REF! | C7 | #REF! | #REF! | #REF! |  | #REF! |  | #REF!
#REF! |  |  |  | #REF! |  | #REF! | #REF! | #REF! | #REF! | #REF! | #REF! | #REF! | #REF! | #REF! | #REF! | #REF! | #REF! |  | #REF! | C7 | #REF! | C7 | #REF! | #REF! | #REF! |  | #REF! |  | #REF!
#REF! |  |  |  | #REF! |  | #REF! | #REF! | #REF! | #REF! | #REF! | #REF! | #REF! | #REF! | #REF! | #REF! | #REF! | #REF! |  | #REF! | C7 | #REF! | C7 | #REF! | #REF! | #REF! |  | #REF! |  | #REF!
#REF! |  |  |  | #REF! |  | #REF! | #REF! | #REF! | #REF! | #REF! | #REF! | #REF! | #REF! | #REF! | #REF! | #REF! | #REF! |  | #REF! | C7 | #REF! | C7 | #REF! | #REF! | #REF! |  | #REF! |  | #REF!
#REF! |  |  |  | #REF! |  | #REF! | #REF! | #REF! | #REF! | #REF! | #REF! | #REF! | #REF! | #REF! | #REF! | #REF! | #REF! |  | #REF! | C7 | #REF! | C7 | #REF! | #REF! | #REF! |  | #REF! |  | #REF!
#REF! |  |  |  | #REF! |  | #REF! | #REF! | #REF! | #REF! | #REF! | #REF! | #REF! | #REF! | #REF! | #REF! | #REF! | #REF! |  | #REF! | C7 | #REF! | C7 | #REF! | #REF! | #REF! |  | #REF! |  | #REF!
#REF! |  |  |  | #REF! |  | #REF! | #REF! | #REF! | #REF! | #REF! | #REF! | #REF! | #REF! | #REF! | #REF! | #REF! | #REF! |  | #REF! | C7 | #REF! | C7 | #REF! | #REF! | #REF! |  | #REF! |  | #REF!
#REF! |  |  |  | #REF! |  | #REF! | #REF! | #REF! | #REF! | #REF! | #REF! | #REF! | #REF! | #REF! | #REF! | #REF! | #REF! |  | #REF! | C7 | #REF! | C7 | #REF! | #REF! | #REF! |  | #REF! |  | #REF!
#REF! |  |  |  | #REF! |  | #REF! | #REF! | #REF! | #REF! | #REF! | #REF! | #REF! | #REF! | #REF! | #REF! | #REF! | #REF! |  | #REF! | C7 | #REF! | C7 | #REF! | #REF! | #REF! |  | #REF! |  | #REF!
#REF! |  |  |  | #REF! |  | #REF! | #REF! | #REF! | #REF! | #REF! | #REF! | #REF! | #REF! | #REF! | #REF! | #REF! | #REF! |  | #REF! | C7 | #REF! | C7 | #REF! | #REF! | #REF! |  | #REF! |  | #REF!
#REF! |  |  |  | #REF! |  | #REF! | #REF! | #REF! | #REF! | #REF! | #REF! | #REF! | #REF! | #REF! | #REF! | #REF! | #REF! |  | #REF! | C7 | #REF! | C7 | #REF! | #REF! | #REF! |  | #REF! |  | #REF!
#REF! |  |  |  | #REF! |  | #REF! | #REF! | #REF! | #REF! | #REF! | #REF! | #REF! | #REF! | #REF! | #REF! | #REF! | #REF! |  | #REF! | P2 | #REF! | C8 | #REF! | #REF! | #REF! |  | #REF! |  | #REF!
#REF! |  |  |  | #REF! |  | #REF! | #REF! | #REF! | #REF! | #REF! | #REF! | #REF! | #REF! | #REF! | #REF! | #REF! | #REF! |  | #REF! | C8 | #REF! | C8 | #REF! | #REF! | #REF! |  | #REF! |  | #REF!
#REF! |  |  |  | #REF! |  | #REF! | #REF! | #REF! | #REF! | #REF! | #REF! | #REF! | #REF! | #REF! | #REF! | #REF! | #REF! |  | #REF! | C8 | #REF! | C8 | #REF! | #REF! | #REF! |  | #REF! |  | #REF!
#REF! |  |  |  | #REF! |  | #REF! | #REF! | #REF! | #REF! | #REF! | #REF! | #REF! | #REF! | #REF! | #REF! | #REF! | #REF! |  | #REF! | C8 | #REF! |  | #REF! | #REF! | #REF! |  | #REF! |  | #REF!
#REF! |  |  |  | #REF! |  | #REF! | #REF! | #REF! | #REF! | #REF! | #REF! | #REF! | #REF! | #REF! | #REF! | #REF! | #REF! |  | #REF! | C8 | #REF! |  | #REF! | #REF! | #REF! |  | #REF! |  | #REF!
#REF! |  |  |  | #REF! |  | #REF! | #REF! | #REF! | #REF! | #REF! | #REF! | #REF! | #REF! | #REF! | #REF! | #REF! | #REF! |  | #REF! | C8 | #REF! |  | #REF! | #REF! | #REF! |  | #REF! |  | #REF!
#REF! |  |  |  | #REF! |  | #REF! | #REF! | #REF! | #REF! | #REF! | #REF! | #REF! | #REF! | #REF! | #REF! | #REF! | #REF! |  | #REF! | C8 | #REF! |  | #REF! | #REF! | #REF! |  | #REF! |  | #REF!
#REF! |  |  |  | #REF! |  | #REF! | #REF! | #REF! | #REF! | #REF! | #REF! | #REF! | #REF! | #REF! | #REF! | #REF! | #REF! |  | #REF! | C8 | #REF! |  | #REF! | #REF! | #REF! |  | #REF! |  | #REF!
#REF! |  |  |  | #REF! |  | #REF! | #REF! | #REF! | #REF! | #REF! | #REF! | #REF! | #REF! | #REF! | #REF! | #REF! | #REF! |  | #REF! |  | #REF! |  | #REF! | #REF! | #REF! | C8 | #REF! |  | #REF!
#REF! |  |  |  | #REF! |  | #REF! | #REF! | #REF! | #REF! | #REF! | #REF! | #REF! | #REF! | #REF! | #REF! | #REF! | #REF! |  | #REF! | C7 | #REF! | C7 | #REF! | #REF! | #REF! |  | #REF! |  | #REF!
#REF! |  |  |  | #REF! |  | #REF! | #REF! | #REF! | #REF! | #REF! | #REF! | #REF! | #REF! | #REF! | #REF! | #REF! | #REF! |  | #REF! | C7 | #REF! | C7 | #REF! | #REF! | #REF! |  | #REF! |  | #REF!
#REF! |  |  |  | #REF! |  | #REF! | #REF! | #REF! | #REF! | #REF! | #REF! | #REF! | #REF! | #REF! | #REF! | #REF! | #REF! |  | #REF! | C7 | #REF! | C7 | #REF! | #REF! | #REF! |  | #REF! |  | #REF!
#REF! |  |  |  | #REF! |  | #REF! | #REF! | #REF! | #REF! | #REF! | #REF! | #REF! | #REF! | #REF! | #REF! | #REF! | #REF! |  | #REF! | C7 | #REF! | C7 | #REF! | #REF! | #REF! |  | #REF! |  | #REF!
#REF! |  |  |  | #REF! |  | #REF! | #REF! | #REF! | #REF! | #REF! | #REF! | #REF! | #REF! | #REF! | #REF! | #REF! | #REF! |  | #REF! | C7 | #REF! | C7 | #REF! | #REF! | #REF! |  | #REF! |  | #REF!
#REF! |  |  |  | #REF! |  | #REF! | #REF! | #REF! | #REF! | #REF! | #REF! | #REF! | #REF! | #REF! | #REF! | #REF! | #REF! |  | #REF! | C7 | #REF! | C7 | #REF! | #REF! | #REF! |  | #REF! |  | #REF!
#REF! |  |  |  | #REF! |  | #REF! | #REF! | #REF! | #REF! | #REF! | #REF! | #REF! | #REF! | #REF! | #REF! | #REF! | #REF! |  | #REF! | C7 | #REF! | C7 | #REF! | #REF! | #REF! |  | #REF! |  | #REF!
#REF! |  |  |  | #REF! |  | #REF! | #REF! | #REF! | #REF! | #REF! | #REF! | #REF! | #REF! | #REF! | #REF! | #REF! | #REF! |  | #REF! | C7 | #REF! | C8 | #REF! | #REF! | #REF! |  | #REF! |  | #REF!
#REF! |  |  |  | #REF! |  | #REF! | #REF! | #REF! | #REF! | #REF! | #REF! | #REF! | #REF! | #REF! | #REF! | #REF! | #REF! |  | #REF! | C8 | #REF! | C8 | #REF! | #REF! | #REF! |  | #REF! |  | #REF!
#REF! |  |  |  | #REF! |  | #REF! | #REF! | #REF! | #REF! | #REF! | #REF! | #REF! | #REF! | #REF! | #REF! | #REF! | #REF! |  | #REF! | C8 | #REF! | C7 | #REF! | #REF! | #REF! |  | #REF! |  | #REF!
#REF! |  |  |  | #REF! |  | #REF! | #REF! | #REF! | #REF! | #REF! | #REF! | #REF! | #REF! | #REF! | #REF! | #REF! | #REF! |  | #REF! | C7 | #REF! | C7 | #REF! | #REF! | #REF! |  | #REF! |  | #REF!
#REF! |  |  |  | #REF! |  | #REF! | #REF! | #REF! | #REF! | #REF! | #REF! | #REF! | #REF! | #REF! | #REF! | #REF! | #REF! |  | #REF! | C7 | #REF! | C7 | #REF! | #REF! | #REF! |  | #REF! |  | #REF!
#REF! |  |  |  | #REF! |  | #REF! | #REF! | #REF! | #REF! | #REF! | #REF! | #REF! | #REF! | #REF! | #REF! | #REF! | #REF! |  | #REF! | C7 | #REF! | C7 | #REF! | #REF! | #REF! |  | #REF! |  | #REF!
#REF! |  |  |  | #REF! |  | #REF! | #REF! | #REF! | #REF! | #REF! | #REF! | #REF! | #REF! | #REF! | #REF! | #REF! | #REF! |  | #REF! | C7 | #REF! | C7 | #REF! | #REF! | #REF! |  | #REF! |  | #REF!
#REF! |  |  |  | #REF! |  | #REF! | #REF! | #REF! | #REF! | #REF! | #REF! | #REF! | #REF! | #REF! | #REF! | #REF! | #REF! |  | #REF! | C7 | #REF! | C7 | #REF! | #REF! | #REF! |  | #REF! |  | #REF!
#REF! |  |  |  | #REF! |  | #REF! | #REF! | #REF! | #REF! | #REF! | #REF! | #REF! | #REF! | #REF! | #REF! | #REF! | #REF! |  | #REF! | C7 | #REF! | C7 | #REF! | #REF! | #REF! |  | #REF! |  | #REF!
#REF! |  |  |  | #REF! |  | #REF! | #REF! | #REF! | #REF! | #REF! | #REF! | #REF! | #REF! | #REF! | #REF! | #REF! | #REF! |  | #REF! | C7 | #REF! | C7 | #REF! | #REF! | #REF! |  | #REF! |  | #REF!
#REF! |  |  |  | #REF! |  | #REF! | #REF! | #REF! | #REF! | #REF! | #REF! | #REF! | #REF! | #REF! | #REF! | #REF! | #REF! |  | #REF! | C7 | #REF! | C7 | #REF! | #REF! | #REF! |  | #REF! |  | #REF!
#REF! |  |  |  | #REF! |  | #REF! | #REF! | #REF! | #REF! | #REF! | #REF! | #REF! | #REF! | #REF! | #REF! | #REF! | #REF! |  | #REF! | C7 | #REF! | C7 | #REF! | #REF! | #REF! |  | #REF! |  | #REF!
#REF! |  |  |  | #REF! |  | #REF! | #REF! | #REF! | #REF! | #REF! | #REF! | #REF! | #REF! | #REF! | #REF! | #REF! | #REF! |  | #REF! | C7 | #REF! | C7 | #REF! | #REF! | #REF! |  | #REF! |  | #REF!
#REF! |  |  |  | #REF! |  | #REF! | #REF! | #REF! | #REF! | #REF! | #REF! | #REF! | #REF! | #REF! | #REF! | #REF! | #REF! |  | #REF! | C7 | #REF! | C7 | #REF! | #REF! | #REF! |  | #REF! |  | #REF!
#REF! |  |  |  | #REF! |  | #REF! | #REF! | #REF! | #REF! | #REF! | #REF! | #REF! | #REF! | #REF! | #REF! | #REF! | #REF! |  | #REF! | C8 | #REF! | C8 | #REF! | #REF! | #REF! |  | #REF! |  | #REF!
#REF! |  |  |  | #REF! |  | #REF! | #REF! | #REF! | #REF! | #REF! | #REF! | #REF! | #REF! | #REF! | #REF! | #REF! | #REF! |  | #REF! | C8 | #REF! | C8 | #REF! | #REF! | #REF! |  | #REF! |  | #REF!
#REF! |  |  |  | #REF! |  | #REF! | #REF! | #REF! | #REF! | #REF! | #REF! | #REF! | #REF! | #REF! | #REF! | #REF! | #REF! |  | #REF! | C8 | #REF! | C8 | #REF! | #REF! | #REF! |  | #REF! |  | #REF!
#REF! |  |  |  | #REF! |  | #REF! | #REF! | #REF! | #REF! | #REF! | #REF! | #REF! | #REF! | #REF! | #REF! | #REF! | #REF! |  | #REF! | C8 | #REF! | C8 | #REF! | #REF! | #REF! |  | #REF! |  | #REF!
#REF! |  |  |  | #REF! |  | #REF! | #REF! | #REF! | #REF! | #REF! | #REF! | #REF! | #REF! | #REF! | #REF! | #REF! | #REF! |  | #REF! | C8 | #REF! | C8 | #REF! | #REF! | #REF! |  | #REF! |  | #REF!
#REF! |  |  |  | #REF! |  | #REF! | #REF! | #REF! | #REF! | #REF! | #REF! | #REF! | #REF! | #REF! | #REF! | #REF! | #REF! |  | #REF! | C8 | #REF! | C8 | #REF! | #REF! | #REF! |  | #REF! |  | #REF!
#REF! |  |  |  | #REF! |  | #REF! | #REF! | #REF! | #REF! | #REF! | #REF! | #REF! | #REF! | #REF! | #REF! | #REF! | #REF! |  | #REF! | C8 | #REF! | C8 | #REF! | #REF! | #REF! |  | #REF! |  | #REF!
#REF! |  |  |  | #REF! |  | #REF! | #REF! | #REF! | #REF! | #REF! | #REF! | #REF! | #REF! | #REF! | #REF! | #REF! | #REF! |  | #REF! | C8 | #REF! | C8 | #REF! | #REF! | #REF! |  | #REF! |  | #REF!
#REF! |  |  |  | #REF! |  | #REF! | #REF! | #REF! | #REF! | #REF! | #REF! | #REF! | #REF! | #REF! | #REF! | #REF! | #REF! |  | #REF! | C8 | #REF! | C8 | #REF! | #REF! | #REF! |  | #REF! |  | #REF!
#REF! |  |  |  | #REF! |  | #REF! | #REF! | #REF! | #REF! | #REF! | #REF! | #REF! | #REF! | #REF! | #REF! | #REF! | #REF! |  | #REF! | C8 | #REF! | C8 | #REF! | #REF! | #REF! |  | #REF! |  | #REF!
#REF! |  |  |  | #REF! |  | #REF! | #REF! | #REF! | #REF! | #REF! | #REF! | #REF! | #REF! | #REF! | #REF! | #REF! | #REF! |  | #REF! | C8 | #REF! | C8 | #REF! | #REF! | #REF! |  | #REF! |  | #REF!
#REF! |  |  |  | #REF! |  | #REF! | #REF! | #REF! | #REF! | #REF! | #REF! | #REF! | #REF! | #REF! | #REF! | #REF! | #REF! |  | #REF! | C8 | #REF! | C8 | #REF! | #REF! | #REF! |  | #REF! |  | #REF!
#REF! |  |  |  | #REF! |  | #REF! | #REF! | #REF! | #REF! | #REF! | #REF! | #REF! | #REF! | #REF! | #REF! | #REF! | #REF! |  | #REF! | C8 | #REF! | C8 | #REF! | #REF! | #REF! |  | #REF! |  | #REF!
#REF! |  |  |  | #REF! |  | #REF! | #REF! | #REF! | #REF! | #REF! | #REF! | #REF! | #REF! | #REF! | #REF! | #REF! | #REF! |  | #REF! | C8 | #REF! | C8 | #REF! | #REF! | #REF! |  | #REF! |  | #REF!
#REF! |  |  |  | #REF! |  | #REF! | #REF! | #REF! | #REF! | #REF! | #REF! | #REF! | #REF! | #REF! | #REF! | #REF! | #REF! |  | #REF! | C8 | #REF! | C8 | #REF! | #REF! | #REF! |  | #REF! |  | #REF!
#REF! |  |  |  | #REF! |  | #REF! | #REF! | #REF! | #REF! | #REF! | #REF! | #REF! | #REF! | #REF! | #REF! | #REF! | #REF! |  | #REF! | C8 | #REF! | C8 | #REF! | #REF! | #REF! |  | #REF! |  | #REF!
#REF! |  |  |  | #REF! |  | #REF! | #REF! | #REF! | #REF! | #REF! | #REF! | #REF! | #REF! | #REF! | #REF! | #REF! | #REF! |  | #REF! | C8 | #REF! | C8 | #REF! | #REF! | #REF! |  | #REF! |  | #REF!
#REF! |  |  |  | #REF! |  | #REF! | #REF! | #REF! | #REF! | #REF! | #REF! | #REF! | #REF! | #REF! | #REF! | #REF! | #REF! |  | #REF! | C8 | #REF! | C8 | #REF! | #REF! | #REF! |  | #REF! |  | #REF!
#REF! |  |  |  | #REF! |  | #REF! | #REF! | #REF! | #REF! | #REF! | #REF! | #REF! | #REF! | #REF! | #REF! | #REF! | #REF! |  | #REF! | C8 | #REF! | C8 | #REF! | #REF! | #REF! |  | #REF! |  | #REF!
#REF! |  |  |  | #REF! |  | #REF! | #REF! | #REF! | #REF! | #REF! | #REF! | #REF! | #REF! | #REF! | #REF! | #REF! | #REF! |  | #REF! | C8 | #REF! | C8 | #REF! | #REF! | #REF! |  | #REF! |  | #REF!
#REF! |  |  |  | #REF! |  | #REF! | #REF! | #REF! | #REF! | #REF! | #REF! | #REF! | #REF! | #REF! | #REF! | #REF! | #REF! |  | #REF! | C8 | #REF! | C8 | #REF! | #REF! | #REF! |  | #REF! |  | #REF!
#REF! |  |  |  | #REF! |  | #REF! | #REF! | #REF! | #REF! | #REF! | #REF! | #REF! | #REF! | #REF! | #REF! | #REF! | #REF! |  | #REF! | C8 | #REF! | C8 | #REF! | #REF! | #REF! |  | #REF! |  | #REF!
#REF! |  |  |  | #REF! |  | #REF! | #REF! | #REF! | #REF! | #REF! | #REF! | #REF! | #REF! | #REF! | #REF! | #REF! | #REF! |  | #REF! | C8 | #REF! | C8 | #REF! | #REF! | #REF! |  | #REF! |  | #REF!
#REF! |  |  |  | #REF! |  | #REF! | #REF! | #REF! | #REF! | #REF! | #REF! | #REF! | #REF! | #REF! | #REF! | #REF! | #REF! |  | #REF! | C8 | #REF! | C8 | #REF! | #REF! | #REF! |  | #REF! |  | #REF!
#REF! |  |  |  | #REF! |  | #REF! | #REF! | #REF! | #REF! | #REF! | #REF! | #REF! | #REF! | #REF! | #REF! | #REF! | #REF! |  | #REF! | C8 | #REF! | C8 | #REF! | #REF! | #REF! |  | #REF! |  | #REF!
#REF! |  |  |  | #REF! |  | #REF! | #REF! | #REF! | #REF! | #REF! | #REF! | #REF! | #REF! | #REF! | #REF! | #REF! | #REF! |  | #REF! | C8 | #REF! | C8 | #REF! | #REF! | #REF! |  | #REF! |  | #REF!
#REF! |  |  |  | #REF! |  | #REF! | #REF! | #REF! | #REF! | #REF! | #REF! | #REF! | #REF! | #REF! | #REF! | #REF! | #REF! |  | #REF! | C8 | #REF! | C8 | #REF! | #REF! | #REF! |  | #REF! |  | #REF!
#REF! |  |  |  | #REF! |  | #REF! | #REF! | #REF! | #REF! | #REF! | #REF! | #REF! | #REF! | #REF! | #REF! | #REF! | #REF! |  | #REF! | C8 | #REF! | C8 | #REF! | #REF! | #REF! |  | #REF! |  | #REF!
#REF! |  |  |  | #REF! |  | #REF! | #REF! | #REF! | #REF! | #REF! | #REF! | #REF! | #REF! | #REF! | #REF! | #REF! | #REF! |  | #REF! | C8 | #REF! | C8 | #REF! | #REF! | #REF! |  | #REF! |  | #REF!
#REF! |  |  |  | #REF! |  | #REF! | #REF! | #REF! | #REF! | #REF! | #REF! | #REF! | #REF! | #REF! | #REF! | #REF! | #REF! |  | #REF! | C8 | #REF! | C8 | #REF! | #REF! | #REF! |  | #REF! |  | #REF!
#REF! |  |  |  | #REF! |  | #REF! | #REF! | #REF! | #REF! | #REF! | #REF! | #REF! | #REF! | #REF! | #REF! | #REF! | #REF! |  | #REF! | C8 | #REF! | C8 | #REF! | #REF! | #REF! |  | #REF! |  | #REF!
#REF! |  |  |  | #REF! |  | #REF! | #REF! | #REF! | #REF! | #REF! | #REF! | #REF! | #REF! | #REF! | #REF! | #REF! | #REF! |  | #REF! | C8 | #REF! | C8 | #REF! | #REF! | #REF! |  | #REF! |  | #REF!
#REF! |  |  |  | #REF! |  | #REF! | #REF! | #REF! | #REF! | #REF! | #REF! | #REF! | #REF! | #REF! | #REF! | #REF! | #REF! |  | #REF! | C8 | #REF! | C8 | #REF! | #REF! | #REF! |  | #REF! |  | #REF!
#REF! |  |  |  | #REF! |  | #REF! | #REF! | #REF! | #REF! | #REF! | #REF! | #REF! | #REF! | #REF! | #REF! | #REF! | #REF! |  | #REF! | P2 | #REF! | C8 | #REF! | #REF! | #REF! |  | #REF! |  | #REF!
#REF! |  |  |  | #REF! |  | #REF! | #REF! | #REF! | #REF! | #REF! | #REF! | #REF! | #REF! | #REF! | #REF! | #REF! | #REF! |  | #REF! | C8 | #REF! | C8 | #REF! | #REF! | #REF! |  | #REF! |  | #REF!
#REF! |  |  |  | #REF! |  | #REF! | #REF! | #REF! | #REF! | #REF! | #REF! | #REF! | #REF! | #REF! | #REF! | #REF! | #REF! |  | #REF! | C8 | #REF! | C8 | #REF! | #REF! | #REF! |  | #REF! |  | #REF!
#REF! |  |  |  | #REF! |  | #REF! | #REF! | #REF! | #REF! | #REF! | #REF! | #REF! | #REF! | #REF! | #REF! | #REF! | #REF! |  | #REF! | C8 | #REF! | C8 | #REF! | #REF! | #REF! |  | #REF! |  | #REF!
#REF! |  |  |  | #REF! |  | #REF! | #REF! | #REF! | #REF! | #REF! | #REF! | #REF! | #REF! | #REF! | #REF! | #REF! | #REF! |  | #REF! | C8 | #REF! | C8 | #REF! | #REF! | #REF! |  | #REF! |  | #REF!
#REF! |  |  |  | #REF! |  | #REF! | #REF! | #REF! | #REF! | #REF! | #REF! | #REF! | #REF! | #REF! | #REF! | #REF! | #REF! |  | #REF! | C8 | #REF! | C8 | #REF! | #REF! | #REF! |  | #REF! |  | #REF!
#REF! |  |  |  | #REF! |  | #REF! | #REF! | #REF! | #REF! | #REF! | #REF! | #REF! | #REF! | #REF! | #REF! | #REF! | #REF! |  | #REF! | C8 | #REF! | C8 | #REF! | #REF! | #REF! |  | #REF! |  | #REF!
#REF! |  |  |  | #REF! |  | #REF! | #REF! | #REF! | #REF! | #REF! | #REF! | #REF! | #REF! | #REF! | #REF! | #REF! | #REF! |  | #REF! | C8 | #REF! | C8 | #REF! | #REF! | #REF! |  | #REF! |  | #REF!
#REF! |  |  |  | #REF! |  | #REF! | #REF! | #REF! | #REF! | #REF! | #REF! | #REF! | #REF! | #REF! | #REF! | #REF! | #REF! |  | #REF! | C8 | #REF! | C8 | #REF! | #REF! | #REF! |  | #REF! |  | #REF!
#REF! |  |  |  | #REF! |  | #REF! | #REF! | #REF! | #REF! | #REF! | #REF! | #REF! | #REF! | #REF! | #REF! | #REF! | #REF! |  | #REF! |  | #REF! | C8 | #REF! | #REF! | #REF! |  | #REF! |  | #REF!
#REF! |  |  |  | #REF! |  | #REF! | #REF! | #REF! | #REF! | #REF! | #REF! | #REF! | #REF! | #REF! | #REF! | #REF! | #REF! |  | #REF! | C8 | #REF! | C8 | #REF! | #REF! | #REF! |  | #REF! |  | #REF!
#REF! |  |  |  | #REF! |  | #REF! | #REF! | #REF! | #REF! | #REF! | #REF! | #REF! | #REF! | #REF! | #REF! | #REF! | #REF! |  | #REF! |  | #REF! | C8 | #REF! | #REF! | #REF! |  | #REF! |  | #REF!
#REF! |  |  |  | #REF! |  | #REF! | #REF! | #REF! | #REF! | #REF! | #REF! | #REF! | #REF! | #REF! | #REF! | #REF! | #REF! |  | #REF! |  | #REF! | C8 | #REF! | #REF! | #REF! |  | #REF! |  | #REF!
#REF! |  |  |  | #REF! |  | #REF! | #REF! | #REF! | #REF! | #REF! | #REF! | #REF! | #REF! | #REF! | #REF! | #REF! | #REF! |  | #REF! |  | #REF! | C8 | #REF! | #REF! | #REF! |  | #REF! |  | #REF!
#REF! |  |  |  | #REF! |  | #REF! | #REF! | #REF! | #REF! | #REF! | #REF! | #REF! | #REF! | #REF! | #REF! | #REF! | #REF! |  | #REF! | C8 | #REF! | C8 | #REF! | #REF! | #REF! |  | #REF! |  | #REF!
#REF! |  |  |  | #REF! |  | #REF! | #REF! | #REF! | #REF! | #REF! | #REF! | #REF! | #REF! | #REF! | #REF! | #REF! | #REF! |  | #REF! | P5 | #REF! | C8 | #REF! | #REF! | #REF! |  | #REF! |  | #REF!
#REF! |  |  |  | #REF! |  | #REF! | #REF! | #REF! | #REF! | #REF! | #REF! | #REF! | #REF! | #REF! | #REF! | #REF! | #REF! |  | #REF! | P5 | #REF! | C8 | #REF! | #REF! | #REF! |  | #REF! |  | #REF!
#REF! |  |  |  | #REF! |  | #REF! | #REF! | #REF! | #REF! | #REF! | #REF! | #REF! | #REF! | #REF! | #REF! | #REF! | #REF! |  | #REF! | C8 | #REF! | C8 | #REF! | #REF! | #REF! |  | #REF! |  | #REF!
#REF! |  |  |  | #REF! |  | #REF! | #REF! | #REF! | #REF! | #REF! | #REF! | #REF! | #REF! | #REF! | #REF! | #REF! | #REF! |  | #REF! | C8 | #REF! | C8 | #REF! | #REF! | #REF! |  | #REF! |  | #REF!
#REF! |  |  |  | #REF! |  | #REF! | #REF! | #REF! | #REF! | #REF! | #REF! | #REF! | #REF! | #REF! | #REF! | #REF! | #REF! |  | #REF! | C8 | #REF! | C8 | #REF! | #REF! | #REF! |  | #REF! |  | #REF!
#REF! |  |  |  | #REF! |  | #REF! | #REF! | #REF! | #REF! | #REF! | #REF! | #REF! | #REF! | #REF! | #REF! | #REF! | #REF! |  | #REF! | P5 | #REF! | C8 | #REF! | #REF! | #REF! |  | #REF! |  | #REF!
#REF! |  |  |  | #REF! |  | #REF! | #REF! | #REF! | #REF! | #REF! | #REF! | #REF! | #REF! | #REF! | #REF! | #REF! | #REF! |  | #REF! | C8 | #REF! | C8 | #REF! | #REF! | #REF! |  | #REF! |  | #REF!
#REF! |  |  |  | #REF! |  | #REF! | #REF! | #REF! | #REF! | #REF! | #REF! | #REF! | #REF! | #REF! | #REF! | #REF! | #REF! |  | #REF! | C8 | #REF! | C8 | #REF! | #REF! | #REF! |  | #REF! |  | #REF!
#REF! |  |  |  | #REF! |  | #REF! | #REF! | #REF! | #REF! | #REF! | #REF! | #REF! | #REF! | #REF! | #REF! | #REF! | #REF! |  | #REF! | C8 | #REF! | C8 | #REF! | #REF! | #REF! |  | #REF! |  | #REF!
#REF! |  |  |  | #REF! |  | #REF! | #REF! | #REF! | #REF! | #REF! | #REF! | #REF! | #REF! | #REF! | #REF! | #REF! | #REF! |  | #REF! | C8 | #REF! | C8 | #REF! | #REF! | #REF! |  | #REF! |  | #REF!
#REF! |  |  |  | #REF! |  | #REF! | #REF! | #REF! | #REF! | #REF! | #REF! | #REF! | #REF! | #REF! | #REF! | #REF! | #REF! |  | #REF! | C8 | #REF! | C8 | #REF! | #REF! | #REF! |  | #REF! |  | #REF!
#REF! |  |  |  | #REF! |  | #REF! | #REF! | #REF! | #REF! | #REF! | #REF! | #REF! | #REF! | #REF! | #REF! | #REF! | #REF! |  | #REF! | C8 | #REF! | C8 | #REF! | #REF! | #REF! |  | #REF! |  | #REF!
#REF! |  |  |  | #REF! |  | #REF! | #REF! | #REF! | #REF! | #REF! | #REF! | #REF! | #REF! | #REF! | #REF! | #REF! | #REF! |  | #REF! | C8 | #REF! | C8 | #REF! | #REF! | #REF! |  | #REF! |  | #REF!
#REF! |  |  |  | #REF! |  | #REF! | #REF! | #REF! | #REF! | #REF! | #REF! | #REF! | #REF! | #REF! | #REF! | #REF! | #REF! |  | #REF! | C8 | #REF! | C8 | #REF! | #REF! | #REF! |  | #REF! |  | #REF!
#REF! |  |  |  | #REF! |  | #REF! | #REF! | #REF! | #REF! | #REF! | #REF! | #REF! | #REF! | #REF! | #REF! | #REF! | #REF! |  | #REF! | P2 | #REF! | C8 | #REF! | #REF! | #REF! |  | #REF! |  | #REF!
#REF! |  |  |  | #REF! |  | #REF! | #REF! | #REF! | #REF! | #REF! | #REF! | #REF! | #REF! | #REF! | #REF! | #REF! | #REF! |  | #REF! |  | #REF! | C8 | #REF! | #REF! | #REF! |  | #REF! |  | #REF!
#REF! |  |  |  | #REF! |  | #REF! | #REF! | #REF! | #REF! | #REF! | #REF! | #REF! | #REF! | #REF! | #REF! | #REF! | #REF! |  | #REF! |  | #REF! |  | #REF! | #REF! | #REF! | C8 | #REF! |  | #REF!
#REF! |  |  |  | #REF! |  | #REF! | #REF! | #REF! | #REF! | #REF! | #REF! | #REF! | #REF! | #REF! | #REF! | #REF! | #REF! |  | #REF! |  | #REF! |  | #REF! | #REF! | #REF! | C8 | #REF! |  | #REF!
#REF! |  |  |  | #REF! |  | #REF! | #REF! | #REF! | #REF! | #REF! | #REF! | #REF! | #REF! | #REF! | #REF! | #REF! | #REF! |  | #REF! | C8 | #REF! | C8 | #REF! | #REF! | #REF! |  | #REF! |  | #REF!
#REF! |  |  |  | #REF! |  | #REF! | #REF! | #REF! | #REF! | #REF! | #REF! | #REF! | #REF! | #REF! | #REF! | #REF! | #REF! |  | #REF! | C8 | #REF! | C8 | #REF! | #REF! | #REF! |  | #REF! |  | #REF!
#REF! |  |  |  | #REF! |  | #REF! | #REF! | #REF! | #REF! | #REF! | #REF! | #REF! | #REF! | #REF! | #REF! | #REF! | #REF! |  | #REF! | C8 | #REF! | C8 | #REF! | #REF! | #REF! |  | #REF! |  | #REF!
#REF! |  |  |  | #REF! |  | #REF! | #REF! | #REF! | #REF! | #REF! | #REF! | #REF! | #REF! | #REF! | #REF! | #REF! | #REF! |  | #REF! | C8 | #REF! | C8 | #REF! | #REF! | #REF! |  | #REF! |  | #REF!
#REF! |  |  |  | #REF! |  | #REF! | #REF! | #REF! | #REF! | #REF! | #REF! | #REF! | #REF! | #REF! | #REF! | #REF! | #REF! |  | #REF! | C8 | #REF! | C8 | #REF! | #REF! | #REF! |  | #REF! |  | #REF!
#REF! |  |  |  | #REF! |  | #REF! | #REF! | #REF! | #REF! | #REF! | #REF! | #REF! | #REF! | #REF! | #REF! | #REF! | #REF! |  | #REF! | C8 | #REF! | C8 | #REF! | #REF! | #REF! |  | #REF! |  | #REF!
#REF! |  |  |  | #REF! |  | #REF! | #REF! | #REF! | #REF! | #REF! | #REF! | #REF! | #REF! | #REF! | #REF! | #REF! | #REF! |  | #REF! | C8 | #REF! | C8 | #REF! | #REF! | #REF! |  | #REF! |  | #REF!
#REF! |  |  |  | #REF! |  | #REF! | #REF! | #REF! | #REF! | #REF! | #REF! | #REF! | #REF! | #REF! | #REF! | #REF! | #REF! |  | #REF! | C8 | #REF! | C8 | #REF! | #REF! | #REF! |  | #REF! |  | #REF!
#REF! |  |  |  | #REF! |  | #REF! | #REF! | #REF! | #REF! | #REF! | #REF! | #REF! | #REF! | #REF! | #REF! | #REF! | #REF! |  | #REF! | C8 | #REF! | C8 | #REF! | #REF! | #REF! |  | #REF! |  | #REF!
#REF! |  |  |  | #REF! |  | #REF! | #REF! | #REF! | #REF! | #REF! | #REF! | #REF! | #REF! | #REF! | #REF! | #REF! | #REF! |  | #REF! | C8 | #REF! | C8 | #REF! | #REF! | #REF! |  | #REF! |  | #REF!
#REF! |  |  |  | #REF! |  | #REF! | #REF! | #REF! | #REF! | #REF! | #REF! | #REF! | #REF! | #REF! | #REF! | #REF! | #REF! |  | #REF! | C8 | #REF! | C8 | #REF! | #REF! | #REF! |  | #REF! |  | #REF!
#REF! |  |  |  | #REF! |  | #REF! | #REF! | #REF! | #REF! | #REF! | #REF! | #REF! | #REF! | #REF! | #REF! | #REF! | #REF! |  | #REF! | C8 | #REF! | C8 | #REF! | #REF! | #REF! |  | #REF! |  | #REF!
#REF! |  |  |  | #REF! |  | #REF! | #REF! | #REF! | #REF! | #REF! | #REF! | #REF! | #REF! | #REF! | #REF! | #REF! | #REF! |  | #REF! | C8 | #REF! | C8 | #REF! | #REF! | #REF! |  | #REF! |  | #REF!
#REF! |  |  |  | #REF! |  | #REF! | #REF! | #REF! | #REF! | #REF! | #REF! | #REF! | #REF! | #REF! | #REF! | #REF! | #REF! |  | #REF! | C8 | #REF! | C8 | #REF! | #REF! | #REF! |  | #REF! |  | #REF!
#REF! |  |  |  | #REF! |  | #REF! | #REF! | #REF! | #REF! | #REF! | #REF! | #REF! | #REF! | #REF! | #REF! | #REF! | #REF! |  | #REF! | C8 | #REF! | C8 | #REF! | #REF! | #REF! |  | #REF! |  | #REF!
#REF! |  |  |  | #REF! |  | #REF! | #REF! | #REF! | #REF! | #REF! | #REF! | #REF! | #REF! | #REF! | #REF! | #REF! | #REF! |  | #REF! | C8 | #REF! | C8 | #REF! | #REF! | #REF! |  | #REF! |  | #REF!
#REF! |  |  |  | #REF! |  | #REF! | #REF! | #REF! | #REF! | #REF! | #REF! | #REF! | #REF! | #REF! | #REF! | #REF! | #REF! |  | #REF! | C8 | #REF! | C8 | #REF! | #REF! | #REF! |  | #REF! |  | #REF!
#REF! |  |  |  | #REF! |  | #REF! | #REF! | #REF! | #REF! | #REF! | #REF! | #REF! | #REF! | #REF! | #REF! | #REF! | #REF! |  | #REF! | C8 | #REF! | C8 | #REF! | #REF! | #REF! |  | #REF! |  | #REF!
#REF! |  |  |  | #REF! |  | #REF! | #REF! | #REF! | #REF! | #REF! | #REF! | #REF! | #REF! | #REF! | #REF! | #REF! | #REF! |  | #REF! | C8 | #REF! | C7 | #REF! | #REF! | #REF! |  | #REF! |  | #REF!
#REF! |  |  |  | #REF! |  | #REF! | #REF! | #REF! | #REF! | #REF! | #REF! | #REF! | #REF! | #REF! | #REF! | #REF! | #REF! |  | #REF! | C7 | #REF! | C8 | #REF! | #REF! | #REF! |  | #REF! |  | #REF!
#REF! |  |  |  | #REF! |  | #REF! | #REF! | #REF! | #REF! | #REF! | #REF! | #REF! | #REF! | #REF! | #REF! | #REF! | #REF! |  | #REF! | P2 | #REF! | C8 | #REF! | #REF! | #REF! |  | #REF! |  | #REF!
#REF! |  |  |  | #REF! |  | #REF! | #REF! | #REF! | #REF! | #REF! | #REF! | #REF! | #REF! | #REF! | #REF! | #REF! | #REF! |  | #REF! | C8 | #REF! | C8 | #REF! | #REF! | #REF! |  | #REF! |  | #REF!
#REF! |  |  |  | #REF! |  | #REF! | #REF! | #REF! | #REF! | #REF! | #REF! | #REF! | #REF! | #REF! | #REF! | #REF! | #REF! |  | #REF! | C8 | #REF! | C8 | #REF! | #REF! | #REF! |  | #REF! |  | #REF!
#REF! |  |  |  | #REF! |  | #REF! | #REF! | #REF! | #REF! | #REF! | #REF! | #REF! | #REF! | #REF! | #REF! | #REF! | #REF! |  | #REF! | C8 | #REF! | C8 | #REF! | #REF! | #REF! |  | #REF! |  | #REF!
#REF! |  |  |  | #REF! |  | #REF! | #REF! | #REF! | #REF! | #REF! | #REF! | #REF! | #REF! | #REF! | #REF! | #REF! | #REF! |  | #REF! | C8 | #REF! | C8 | #REF! | #REF! | #REF! |  | #REF! |  | #REF!
#REF! |  |  |  | #REF! |  | #REF! | #REF! | #REF! | #REF! | #REF! | #REF! | #REF! | #REF! | #REF! | #REF! | #REF! | #REF! |  | #REF! | C8 | #REF! | C8 | #REF! | #REF! | #REF! |  | #REF! |  | #REF!
#REF! |  |  |  | #REF! |  | #REF! | #REF! | #REF! | #REF! | #REF! | #REF! | #REF! | #REF! | #REF! | #REF! | #REF! | #REF! |  | #REF! | C8 | #REF! | C8 | #REF! | #REF! | #REF! |  | #REF! |  | #REF!
#REF! |  |  |  | #REF! |  | #REF! | #REF! | #REF! | #REF! | #REF! | #REF! | #REF! | #REF! | #REF! | #REF! | #REF! | #REF! |  | #REF! | P6 | #REF! | C7 | #REF! | #REF! | #REF! |  | #REF! |  | #REF!
#REF! |  |  |  | #REF! |  | #REF! | #REF! | #REF! | #REF! | #REF! | #REF! | #REF! | #REF! | #REF! | #REF! | #REF! | #REF! |  | #REF! |  | #REF! | C8 | #REF! | #REF! | #REF! | C8 | #REF! |  | #REF!
#REF! |  |  |  | #REF! |  | #REF! | #REF! | #REF! | #REF! | #REF! | #REF! | #REF! | #REF! | #REF! | #REF! | #REF! | #REF! | C1 | #REF! |  | #REF! |  | #REF! | #REF! | #REF! |  | #REF! |  | #REF!
#REF! |  |  |  | #REF! |  | #REF! | #REF! | #REF! | #REF! | #REF! | #REF! | #REF! | #REF! | #REF! | #REF! | #REF! | #REF! |  | #REF! |  | #REF! | C1 | #REF! | #REF! | #REF! |  | #REF! |  | #REF!
#REF! |  |  |  | #REF! |  | #REF! | #REF! | #REF! | #REF! | #REF! | #REF! | #REF! | #REF! | #REF! | #REF! | #REF! | #REF! |  | #REF! | C8 | #REF! | C8 | #REF! | #REF! | #REF! |  | #REF! |  | #REF!
#REF! |  |  |  | #REF! |  | #REF! | #REF! | #REF! | #REF! | #REF! | #REF! | #REF! | #REF! | #REF! | #REF! | #REF! | #REF! |  | #REF! | C8 | #REF! | C8 | #REF! | #REF! | #REF! |  | #REF! |  | #REF!
#REF! |  |  |  | #REF! |  | #REF! | #REF! | #REF! | #REF! | #REF! | #REF! | #REF! | #REF! | #REF! | #REF! | #REF! | #REF! | P1 | #REF! |  | #REF! |  | #REF! | #REF! | #REF! |  | #REF! |  | #REF!
#REF! |  |  |  | #REF! |  | #REF! | #REF! | #REF! | #REF! | #REF! | #REF! | #REF! | #REF! | #REF! | #REF! | #REF! | #REF! |  | #REF! |  | #REF! | C8 | #REF! | #REF! | #REF! |  | #REF! |  | #REF!
#REF! |  |  |  | #REF! |  | #REF! | #REF! | #REF! | #REF! | #REF! | #REF! | #REF! | #REF! | #REF! | #REF! | #REF! | #REF! | C2 | #REF! |  | #REF! | C2 | #REF! | #REF! | #REF! |  | #REF! |  | #REF!
#REF! |  |  |  | #REF! |  | #REF! | #REF! | #REF! | #REF! | #REF! | #REF! | #REF! | #REF! | #REF! | #REF! | #REF! | #REF! |  | #REF! | C7 | #REF! | C7 | #REF! | #REF! | #REF! |  | #REF! |  | #REF!
#REF! |  |  |  | #REF! |  | #REF! | #REF! | #REF! | #REF! | #REF! | #REF! | #REF! | #REF! | #REF! | #REF! | #REF! | #REF! |  | #REF! |  | #REF! |  | #REF! | #REF! | #REF! |  | #REF! |  | #REF!
#REF! |  |  |  | #REF! |  | #REF! | #REF! | #REF! | #REF! | #REF! | #REF! | #REF! | #REF! | #REF! | #REF! | #REF! | #REF! | C2 | #REF! |  | #REF! | C2 | #REF! | #REF! | #REF! |  | #REF! |  | #REF!
#REF! |  |  |  | #REF! |  | #REF! | #REF! | #REF! | #REF! | #REF! | #REF! | #REF! | #REF! | #REF! | #REF! | #REF! | #REF! | C2 | #REF! |  | #REF! |  | #REF! | #REF! | #REF! |  | #REF! |  | #REF!
#REF! |  |  |  | #REF! |  | #REF! | #REF! | #REF! | #REF! | #REF! | #REF! | #REF! | #REF! | #REF! | #REF! | #REF! | #REF! |  | #REF! |  | #REF! | C2 | #REF! | #REF! | #REF! |  | #REF! |  | #REF!
#REF! |  |  |  | #REF! |  | #REF! | #REF! | #REF! | #REF! | #REF! | #REF! | #REF! | #REF! | #REF! | #REF! | #REF! | #REF! | C2 | #REF! |  | #REF! |  | #REF! | #REF! | #REF! |  | #REF! |  | #REF!
#REF! |  |  |  | #REF! |  | #REF! | #REF! | #REF! | #REF! | #REF! | #REF! | #REF! | #REF! | #REF! | #REF! | #REF! | #REF! |  | #REF! | C2 | #REF! | C2 | #REF! | #REF! | #REF! |  | #REF! |  | #REF!
#REF! |  |  |  | #REF! |  | #REF! | #REF! | #REF! | #REF! | #REF! | #REF! | #REF! | #REF! | #REF! | #REF! | #REF! | #REF! |  | #REF! | P2 | #REF! | C8 | #REF! | #REF! | #REF! |  | #REF! |  | #REF!
#REF! |  |  |  | #REF! |  | #REF! | #REF! | #REF! | #REF! | #REF! | #REF! | #REF! | #REF! | #REF! | #REF! | #REF! | #REF! |  | #REF! | C8 | #REF! | C8 | #REF! | #REF! | #REF! |  | #REF! |  | #REF!
#REF! |  |  |  | #REF! |  | #REF! | #REF! | #REF! | #REF! | #REF! | #REF! | #REF! | #REF! | #REF! | #REF! | #REF! | #REF! |  | #REF! | C8 | #REF! | C8 | #REF! | #REF! | #REF! |  | #REF! |  | #REF!
#REF! |  |  |  | #REF! |  | #REF! | #REF! | #REF! | #REF! | #REF! | #REF! | #REF! | #REF! | #REF! | #REF! | #REF! | #REF! |  | #REF! | C8 | #REF! | C8 | #REF! | #REF! | #REF! |  | #REF! |  | #REF!
#REF! |  |  |  | #REF! |  | #REF! | #REF! | #REF! | #REF! | #REF! | #REF! | #REF! | #REF! | #REF! | #REF! | #REF! | #REF! |  | #REF! | C7 | #REF! | C8 | #REF! | #REF! | #REF! |  | #REF! |  | #REF!
#REF! |  |  |  | #REF! |  | #REF! | #REF! | #REF! | #REF! | #REF! | #REF! | #REF! | #REF! | #REF! | #REF! | #REF! | #REF! |  | #REF! |  | #REF! | C8 | #REF! | #REF! | #REF! | C8 | #REF! |  | #REF!
#REF! |  |  |  | #REF! |  | #REF! | #REF! | #REF! | #REF! | #REF! | #REF! | #REF! | #REF! | #REF! | #REF! | #REF! | #REF! |  | #REF! | C8 | #REF! | C8 | #REF! | #REF! | #REF! |  | #REF! |  | #REF!
#REF! |  |  |  | #REF! |  | #REF! | #REF! | #REF! | #REF! | #REF! | #REF! | #REF! | #REF! | #REF! | #REF! | #REF! | #REF! |  | #REF! | C8 | #REF! | C8 | #REF! | #REF! | #REF! |  | #REF! |  | #REF!
#REF! |  |  |  | #REF! |  | #REF! | #REF! | #REF! | #REF! | #REF! | #REF! | #REF! | #REF! | #REF! | #REF! | #REF! | #REF! |  | #REF! | C8 | #REF! | C8 | #REF! | #REF! | #REF! |  | #REF! |  | #REF!
#REF! |  |  |  | #REF! |  | #REF! | #REF! | #REF! | #REF! | #REF! | #REF! | #REF! | #REF! | #REF! | #REF! | #REF! | #REF! |  | #REF! | C8 | #REF! | C8 | #REF! | #REF! | #REF! |  | #REF! |  | #REF!
#REF! |  |  |  | #REF! |  | #REF! | #REF! | #REF! | #REF! | #REF! | #REF! | #REF! | #REF! | #REF! | #REF! | #REF! | #REF! |  | #REF! | C8 | #REF! | C8 | #REF! | #REF! | #REF! |  | #REF! |  | #REF!
#REF! |  |  |  | #REF! |  | #REF! | #REF! | #REF! | #REF! | #REF! | #REF! | #REF! | #REF! | #REF! | #REF! | #REF! | #REF! |  | #REF! | C8 | #REF! | C8 | #REF! | #REF! | #REF! |  | #REF! |  | #REF!
#REF! |  |  |  | #REF! |  | #REF! | #REF! | #REF! | #REF! | #REF! | #REF! | #REF! | #REF! | #REF! | #REF! | #REF! | #REF! |  | #REF! | C8 | #REF! | C8 | #REF! | #REF! | #REF! |  | #REF! |  | #REF!
#REF! |  |  |  | #REF! |  | #REF! | #REF! | #REF! | #REF! | #REF! | #REF! | #REF! | #REF! | #REF! | #REF! | #REF! | #REF! |  | #REF! | C8 | #REF! | C8 | #REF! | #REF! | #REF! |  | #REF! |  | #REF!
#REF! |  |  |  | #REF! |  | #REF! | #REF! | #REF! | #REF! | #REF! | #REF! | #REF! | #REF! | #REF! | #REF! | #REF! | #REF! |  | #REF! | C8 | #REF! | C8 | #REF! | #REF! | #REF! |  | #REF! |  | #REF!
#REF! |  |  |  | #REF! |  | #REF! | #REF! | #REF! | #REF! | #REF! | #REF! | #REF! | #REF! | #REF! | #REF! | #REF! | #REF! |  | #REF! | C8 | #REF! | C8 | #REF! | #REF! | #REF! |  | #REF! |  | #REF!
#REF! |  |  |  | #REF! |  | #REF! | #REF! | #REF! | #REF! | #REF! | #REF! | #REF! | #REF! | #REF! | #REF! | #REF! | #REF! |  | #REF! | C8 | #REF! | C8 | #REF! | #REF! | #REF! |  | #REF! |  | #REF!
#REF! |  |  |  | #REF! |  | #REF! | #REF! | #REF! | #REF! | #REF! | #REF! | #REF! | #REF! | #REF! | #REF! | #REF! | #REF! |  | #REF! | C8 | #REF! | C8 | #REF! | #REF! | #REF! |  | #REF! |  | #REF!
#REF! |  |  |  | #REF! |  | #REF! | #REF! | #REF! | #REF! | #REF! | #REF! | #REF! | #REF! | #REF! | #REF! | #REF! | #REF! |  | #REF! | C8 | #REF! | C8 | #REF! | #REF! | #REF! |  | #REF! |  | #REF!
#REF! |  |  |  | #REF! |  | #REF! | #REF! | #REF! | #REF! | #REF! | #REF! | #REF! | #REF! | #REF! | #REF! | #REF! | #REF! |  | #REF! |  | #REF! | C8 | #REF! | #REF! | #REF! | P6 | #REF! |  | #REF!
#REF! |  |  |  | #REF! |  | #REF! | #REF! | #REF! | #REF! | #REF! | #REF! | #REF! | #REF! | #REF! | #REF! | #REF! | #REF! |  | #REF! | C8 | #REF! | C8 | #REF! | #REF! | #REF! |  | #REF! |  | #REF!
#REF! |  |  |  | #REF! |  | #REF! | #REF! | #REF! | #REF! | #REF! | #REF! | #REF! | #REF! | #REF! | #REF! | #REF! | #REF! |  | #REF! | C8 | #REF! | C8 | #REF! | #REF! | #REF! |  | #REF! |  | #REF!
#REF! |  |  |  | #REF! |  | #REF! | #REF! | #REF! | #REF! | #REF! | #REF! | #REF! | #REF! | #REF! | #REF! | #REF! | #REF! |  | #REF! | C8 | #REF! | C8 | #REF! | #REF! | #REF! |  | #REF! |  | #REF!
#REF! |  |  |  | #REF! |  | #REF! | #REF! | #REF! | #REF! | #REF! | #REF! | #REF! | #REF! | #REF! | #REF! | #REF! | #REF! |  | #REF! | C8 | #REF! | C8 | #REF! | #REF! | #REF! |  | #REF! |  | #REF!
#REF! |  |  |  | #REF! |  | #REF! | #REF! | #REF! | #REF! | #REF! | #REF! | #REF! | #REF! | #REF! | #REF! | #REF! | #REF! |  | #REF! | C8 | #REF! | C8 | #REF! | #REF! | #REF! |  | #REF! |  | #REF!
#REF! |  |  |  | #REF! |  | #REF! | #REF! | #REF! | #REF! | #REF! | #REF! | #REF! | #REF! | #REF! | #REF! | #REF! | #REF! |  | #REF! | C8 | #REF! | C8 | #REF! | #REF! | #REF! |  | #REF! |  | #REF!
#REF! |  |  |  | #REF! |  | #REF! | #REF! | #REF! | #REF! | #REF! | #REF! | #REF! | #REF! | #REF! | #REF! | #REF! | #REF! |  | #REF! | C8 | #REF! | C8 | #REF! | #REF! | #REF! |  | #REF! |  | #REF!
#REF! |  |  |  | #REF! |  | #REF! | #REF! | #REF! | #REF! | #REF! | #REF! | #REF! | #REF! | #REF! | #REF! | #REF! | #REF! |  | #REF! | C8 | #REF! | C8 | #REF! | #REF! | #REF! |  | #REF! |  | #REF!
#REF! |  |  |  | #REF! |  | #REF! | #REF! | #REF! | #REF! | #REF! | #REF! | #REF! | #REF! | #REF! | #REF! | #REF! | #REF! |  | #REF! | C8 | #REF! | C8 | #REF! | #REF! | #REF! |  | #REF! |  | #REF!
#REF! |  |  |  | #REF! |  | #REF! | #REF! | #REF! | #REF! | #REF! | #REF! | #REF! | #REF! | #REF! | #REF! | #REF! | #REF! |  | #REF! | C8 | #REF! | C8 | #REF! | #REF! | #REF! |  | #REF! |  | #REF!
#REF! |  |  |  | #REF! |  | #REF! | #REF! | #REF! | #REF! | #REF! | #REF! | #REF! | #REF! | #REF! | #REF! | #REF! | #REF! |  | #REF! | C8 | #REF! | C8 | #REF! | #REF! | #REF! |  | #REF! |  | #REF!
#REF! |  |  |  | #REF! |  | #REF! | #REF! | #REF! | #REF! | #REF! | #REF! | #REF! | #REF! | #REF! | #REF! | #REF! | #REF! |  | #REF! | C8 | #REF! | C8 | #REF! | #REF! | #REF! |  | #REF! |  | #REF!
#REF! |  |  |  | #REF! |  | #REF! | #REF! | #REF! | #REF! | #REF! | #REF! | #REF! | #REF! | #REF! | #REF! | #REF! | #REF! |  | #REF! | C9 | #REF! | C8 | #REF! | #REF! | #REF! |  | #REF! |  | #REF!
#REF! |  |  |  | #REF! |  | #REF! | #REF! | #REF! | #REF! | #REF! | #REF! | #REF! | #REF! | #REF! | #REF! | #REF! | #REF! |  | #REF! | P1 | #REF! | C8 | #REF! | #REF! | #REF! |  | #REF! |  | #REF!
#REF! |  |  |  | #REF! |  | #REF! | #REF! | #REF! | #REF! | #REF! | #REF! | #REF! | #REF! | #REF! | #REF! | #REF! | #REF! |  | #REF! | P1 | #REF! | C8 | #REF! | #REF! | #REF! |  | #REF! |  | #REF!
#REF! |  |  |  | #REF! |  | #REF! | #REF! | #REF! | #REF! | #REF! | #REF! | #REF! | #REF! | #REF! | #REF! | #REF! | #REF! |  | #REF! | P1 | #REF! | C8 | #REF! | #REF! | #REF! |  | #REF! |  | #REF!
#REF! |  |  |  | #REF! |  | #REF! | #REF! | #REF! | #REF! | #REF! | #REF! | #REF! | #REF! | #REF! | #REF! | #REF! | #REF! |  | #REF! | C8 | #REF! | C8 | #REF! | #REF! | #REF! |  | #REF! |  | #REF!
#REF! |  |  |  | #REF! |  | #REF! | #REF! | #REF! | #REF! | #REF! | #REF! | #REF! | #REF! | #REF! | #REF! | #REF! | #REF! |  | #REF! | C8 | #REF! | C8 | #REF! | #REF! | #REF! |  | #REF! |  | #REF!
#REF! |  |  |  | #REF! |  | #REF! | #REF! | #REF! | #REF! | #REF! | #REF! | #REF! | #REF! | #REF! | #REF! | #REF! | #REF! |  | #REF! | C8 | #REF! | C8 | #REF! | #REF! | #REF! |  | #REF! |  | #REF!
#REF! |  |  |  | #REF! |  | #REF! | #REF! | #REF! | #REF! | #REF! | #REF! | #REF! | #REF! | #REF! | #REF! | #REF! | #REF! |  | #REF! | C8 | #REF! | C8 | #REF! | #REF! | #REF! |  | #REF! |  | #REF!
#REF! |  |  |  | #REF! |  | #REF! | #REF! | #REF! | #REF! | #REF! | #REF! | #REF! | #REF! | #REF! | #REF! | #REF! | #REF! |  | #REF! | C8 | #REF! | C8 | #REF! | #REF! | #REF! |  | #REF! |  | #REF!
#REF! |  |  |  | #REF! |  | #REF! | #REF! | #REF! | #REF! | #REF! | #REF! | #REF! | #REF! | #REF! | #REF! | #REF! | #REF! |  | #REF! | C8 | #REF! | C8 | #REF! | #REF! | #REF! |  | #REF! |  | #REF!
#REF! |  |  |  | #REF! |  | #REF! | #REF! | #REF! | #REF! | #REF! | #REF! | #REF! | #REF! | #REF! | #REF! | #REF! | #REF! |  | #REF! | C8 | #REF! | C8 | #REF! | #REF! | #REF! |  | #REF! |  | #REF!
#REF! |  |  |  | #REF! |  | #REF! | #REF! | #REF! | #REF! | #REF! | #REF! | #REF! | #REF! | #REF! | #REF! | #REF! | #REF! |  | #REF! | C8 | #REF! | C8 | #REF! | #REF! | #REF! |  | #REF! |  | #REF!
#REF! |  |  |  | #REF! |  | #REF! | #REF! | #REF! | #REF! | #REF! | #REF! | #REF! | #REF! | #REF! | #REF! | #REF! | #REF! |  | #REF! | C8 | #REF! | C8 | #REF! | #REF! | #REF! |  | #REF! |  | #REF!
#REF! |  |  |  | #REF! |  | #REF! | #REF! | #REF! | #REF! | #REF! | #REF! | #REF! | #REF! | #REF! | #REF! | #REF! | #REF! |  | #REF! | C8 | #REF! | C8 | #REF! | #REF! | #REF! |  | #REF! |  | #REF!
#REF! |  |  |  | #REF! |  | #REF! | #REF! | #REF! | #REF! | #REF! | #REF! | #REF! | #REF! | #REF! | #REF! | #REF! | #REF! |  | #REF! |  | #REF! | C8 | #REF! | #REF! | #REF! | C8 | #REF! |  | #REF!
#REF! |  |  |  | #REF! |  | #REF! | #REF! | #REF! | #REF! | #REF! | #REF! | #REF! | #REF! | #REF! | #REF! | #REF! | #REF! |  | #REF! |  | #REF! | C8 | #REF! | #REF! | #REF! | C8 | #REF! |  | #REF!
#REF! |  |  |  | #REF! |  | #REF! | #REF! | #REF! | #REF! | #REF! | #REF! | #REF! | #REF! | #REF! | #REF! | #REF! | #REF! |  | #REF! | P3 | #REF! | C9 | #REF! | #REF! | #REF! |  | #REF! |  | #REF!
#REF! |  |  |  | #REF! |  | #REF! | #REF! | #REF! | #REF! | #REF! | #REF! | #REF! | #REF! | #REF! | #REF! | #REF! | #REF! |  | #REF! | P3 | #REF! | C9 | #REF! | #REF! | #REF! |  | #REF! |  | #REF!
#REF! |  |  |  | #REF! |  | #REF! | #REF! | #REF! | #REF! | #REF! | #REF! | #REF! | #REF! | #REF! | #REF! | #REF! | #REF! |  | #REF! | P3 | #REF! | C9 | #REF! | #REF! | #REF! |  | #REF! |  | #REF!
#REF! |  |  |  | #REF! |  | #REF! | #REF! | #REF! | #REF! | #REF! | #REF! | #REF! | #REF! | #REF! | #REF! | #REF! | #REF! |  | #REF! | P3 | #REF! | C9 | #REF! | #REF! | #REF! |  | #REF! |  | #REF!
#REF! |  |  |  | #REF! |  | #REF! | #REF! | #REF! | #REF! | #REF! | #REF! | #REF! | #REF! | #REF! | #REF! | #REF! | #REF! |  | #REF! | P3 | #REF! | C9 | #REF! | #REF! | #REF! |  | #REF! |  | #REF!
#REF! |  |  |  | #REF! |  | #REF! | #REF! | #REF! | #REF! | #REF! | #REF! | #REF! | #REF! | #REF! | #REF! | #REF! | #REF! |  | #REF! | P3 | #REF! | C9 | #REF! | #REF! | #REF! |  | #REF! |  | #REF!
#REF! |  |  |  | #REF! |  | #REF! | #REF! | #REF! | #REF! | #REF! | #REF! | #REF! | #REF! | #REF! | #REF! | #REF! | #REF! |  | #REF! | P3 | #REF! | C9 | #REF! | #REF! | #REF! |  | #REF! |  | #REF!
#REF! |  |  |  | #REF! |  | #REF! | #REF! | #REF! | #REF! | #REF! | #REF! | #REF! | #REF! | #REF! | #REF! | #REF! | #REF! |  | #REF! | P3 | #REF! | C9 | #REF! | #REF! | #REF! |  | #REF! |  | #REF!
#REF! |  |  |  | #REF! |  | #REF! | #REF! | #REF! | #REF! | #REF! | #REF! | #REF! | #REF! | #REF! | #REF! | #REF! | #REF! |  | #REF! | P3 | #REF! | C9 | #REF! | #REF! | #REF! |  | #REF! |  | #REF!
#REF! |  |  |  | #REF! |  | #REF! | #REF! | #REF! | #REF! | #REF! | #REF! | #REF! | #REF! | #REF! | #REF! | #REF! | #REF! |  | #REF! | P3 | #REF! | C9 | #REF! | #REF! | #REF! |  | #REF! |  | #REF!
#REF! |  |  |  | #REF! |  | #REF! | #REF! | #REF! | #REF! | #REF! | #REF! | #REF! | #REF! | #REF! | #REF! | #REF! | #REF! |  | #REF! | P3 | #REF! | C9 | #REF! | #REF! | #REF! |  | #REF! |  | #REF!
#REF! |  |  |  | #REF! |  | #REF! | #REF! | #REF! | #REF! | #REF! | #REF! | #REF! | #REF! | #REF! | #REF! | #REF! | #REF! |  | #REF! | P3 | #REF! | C9 | #REF! | #REF! | #REF! |  | #REF! |  | #REF!
#REF! |  |  |  | #REF! |  | #REF! | #REF! | #REF! | #REF! | #REF! | #REF! | #REF! | #REF! | #REF! | #REF! | #REF! | #REF! |  | #REF! | P3 | #REF! | C9 | #REF! | #REF! | #REF! |  | #REF! |  | #REF!
#REF! |  |  |  | #REF! |  | #REF! | #REF! | #REF! | #REF! | #REF! | #REF! | #REF! | #REF! | #REF! | #REF! | #REF! | #REF! |  | #REF! | P3 | #REF! | C9 | #REF! | #REF! | #REF! |  | #REF! |  | #REF!
#REF! |  |  |  | #REF! |  | #REF! | #REF! | #REF! | #REF! | #REF! | #REF! | #REF! | #REF! | #REF! | #REF! | #REF! | #REF! |  | #REF! | P3 | #REF! | C9 | #REF! | #REF! | #REF! |  | #REF! |  | #REF!
#REF! |  |  |  | #REF! |  | #REF! | #REF! | #REF! | #REF! | #REF! | #REF! | #REF! | #REF! | #REF! | #REF! | #REF! | #REF! |  | #REF! | P3 | #REF! | C9 | #REF! | #REF! | #REF! |  | #REF! |  | #REF!
#REF! |  |  |  | #REF! |  | #REF! | #REF! | #REF! | #REF! | #REF! | #REF! | #REF! | #REF! | #REF! | #REF! | #REF! | #REF! |  | #REF! | P3 | #REF! | C9 | #REF! | #REF! | #REF! |  | #REF! |  | #REF!
#REF! |  |  |  | #REF! |  | #REF! | #REF! | #REF! | #REF! | #REF! | #REF! | #REF! | #REF! | #REF! | #REF! | #REF! | #REF! |  | #REF! | P3 | #REF! | C9 | #REF! | #REF! | #REF! |  | #REF! |  | #REF!
#REF! |  |  |  | #REF! |  | #REF! | #REF! | #REF! | #REF! | #REF! | #REF! | #REF! | #REF! | #REF! | #REF! | #REF! | #REF! |  | #REF! | P3 | #REF! | C9 | #REF! | #REF! | #REF! |  | #REF! |  | #REF!
#REF! |  |  |  | #REF! |  | #REF! | #REF! | #REF! | #REF! | #REF! | #REF! | #REF! | #REF! | #REF! | #REF! | #REF! | #REF! |  | #REF! | P3 | #REF! | C9 | #REF! | #REF! | #REF! |  | #REF! |  | #REF!
#REF! |  |  |  | #REF! |  | #REF! | #REF! | #REF! | #REF! | #REF! | #REF! | #REF! | #REF! | #REF! | #REF! | #REF! | #REF! |  | #REF! | P3 | #REF! | C9 | #REF! | #REF! | #REF! |  | #REF! |  | #REF!
#REF! |  |  |  | #REF! |  | #REF! | #REF! | #REF! | #REF! | #REF! | #REF! | #REF! | #REF! | #REF! | #REF! | #REF! | #REF! |  | #REF! | P3 | #REF! | C9 | #REF! | #REF! | #REF! |  | #REF! |  | #REF!
#REF! |  |  |  | #REF! |  | #REF! | #REF! | #REF! | #REF! | #REF! | #REF! | #REF! | #REF! | #REF! | #REF! | #REF! | #REF! |  | #REF! | P3 | #REF! | C9 | #REF! | #REF! | #REF! |  | #REF! |  | #REF!
#REF! |  |  |  | #REF! |  | #REF! | #REF! | #REF! | #REF! | #REF! | #REF! | #REF! | #REF! | #REF! | #REF! | #REF! | #REF! |  | #REF! | C9 | #REF! | C9 | #REF! | #REF! | #REF! |  | #REF! |  | #REF!
#REF! |  |  |  | #REF! |  | #REF! | #REF! | #REF! | #REF! | #REF! | #REF! | #REF! | #REF! | #REF! | #REF! | #REF! | #REF! |  | #REF! | C9 | #REF! | C9 | #REF! | #REF! | #REF! |  | #REF! |  | #REF!
#REF! |  |  |  | #REF! |  | #REF! | #REF! | #REF! | #REF! | #REF! | #REF! | #REF! | #REF! | #REF! | #REF! | #REF! | #REF! |  | #REF! | C9 | #REF! | C9 | #REF! | #REF! | #REF! |  | #REF! |  | #REF!
#REF! |  |  |  | #REF! |  | #REF! | #REF! | #REF! | #REF! | #REF! | #REF! | #REF! | #REF! | #REF! | #REF! | #REF! | #REF! |  | #REF! | C9 | #REF! | C9 | #REF! | #REF! | #REF! |  | #REF! |  | #REF!
#REF! |  |  |  | #REF! |  | #REF! | #REF! | #REF! | #REF! | #REF! | #REF! | #REF! | #REF! | #REF! | #REF! | #REF! | #REF! |  | #REF! | C9 | #REF! | C9 | #REF! | #REF! | #REF! |  | #REF! |  | #REF!
#REF! |  |  |  | #REF! |  | #REF! | #REF! | #REF! | #REF! | #REF! | #REF! | #REF! | #REF! | #REF! | #REF! | #REF! | #REF! |  | #REF! | C9 | #REF! | C9 | #REF! | #REF! | #REF! |  | #REF! |  | #REF!
#REF! |  |  |  | #REF! |  | #REF! | #REF! | #REF! | #REF! | #REF! | #REF! | #REF! | #REF! | #REF! | #REF! | #REF! | #REF! |  | #REF! | C9 | #REF! | C9 | #REF! | #REF! | #REF! |  | #REF! |  | #REF!
#REF! |  |  |  | #REF! |  | #REF! | #REF! | #REF! | #REF! | #REF! | #REF! | #REF! | #REF! | #REF! | #REF! | #REF! | #REF! |  | #REF! | C9 | #REF! | C9 | #REF! | #REF! | #REF! |  | #REF! |  | #REF!
#REF! |  |  |  | #REF! |  | #REF! | #REF! | #REF! | #REF! | #REF! | #REF! | #REF! | #REF! | #REF! | #REF! | #REF! | #REF! |  | #REF! | C9 | #REF! | C9 | #REF! | #REF! | #REF! |  | #REF! |  | #REF!
#REF! |  |  |  | #REF! |  | #REF! | #REF! | #REF! | #REF! | #REF! | #REF! | #REF! | #REF! | #REF! | #REF! | #REF! | #REF! |  | #REF! | C9 | #REF! | C9 | #REF! | #REF! | #REF! |  | #REF! |  | #REF!
#REF! |  |  |  | #REF! |  | #REF! | #REF! | #REF! | #REF! | #REF! | #REF! | #REF! | #REF! | #REF! | #REF! | #REF! | #REF! |  | #REF! | C9 | #REF! | C9 | #REF! | #REF! | #REF! |  | #REF! |  | #REF!
#REF! |  |  |  | #REF! |  | #REF! | #REF! | #REF! | #REF! | #REF! | #REF! | #REF! | #REF! | #REF! | #REF! | #REF! | #REF! |  | #REF! | C9 | #REF! | C9 | #REF! | #REF! | #REF! |  | #REF! |  | #REF!
#REF! |  |  |  | #REF! |  | #REF! | #REF! | #REF! | #REF! | #REF! | #REF! | #REF! | #REF! | #REF! | #REF! | #REF! | #REF! |  | #REF! | C9 | #REF! | C9 | #REF! | #REF! | #REF! |  | #REF! |  | #REF!
#REF! |  |  |  | #REF! |  | #REF! | #REF! | #REF! | #REF! | #REF! | #REF! | #REF! | #REF! | #REF! | #REF! | #REF! | #REF! |  | #REF! | C9 | #REF! | C9 | #REF! | #REF! | #REF! |  | #REF! |  | #REF!
#REF! |  |  |  | #REF! |  | #REF! | #REF! | #REF! | #REF! | #REF! | #REF! | #REF! | #REF! | #REF! | #REF! | #REF! | #REF! |  | #REF! | C9 | #REF! | C9 | #REF! | #REF! | #REF! |  | #REF! |  | #REF!
#REF! |  |  |  | #REF! |  | #REF! | #REF! | #REF! | #REF! | #REF! | #REF! | #REF! | #REF! | #REF! | #REF! | #REF! | #REF! |  | #REF! | C9 | #REF! | C9 | #REF! | #REF! | #REF! |  | #REF! |  | #REF!
#REF! |  |  |  | #REF! |  | #REF! | #REF! | #REF! | #REF! | #REF! | #REF! | #REF! | #REF! | #REF! | #REF! | #REF! | #REF! |  | #REF! | C9 | #REF! | C9 | #REF! | #REF! | #REF! |  | #REF! |  | #REF!
#REF! |  |  |  | #REF! |  | #REF! | #REF! | #REF! | #REF! | #REF! | #REF! | #REF! | #REF! | #REF! | #REF! | #REF! | #REF! |  | #REF! | C9 | #REF! | C9 | #REF! | #REF! | #REF! |  | #REF! |  | #REF!
#REF! |  |  |  | #REF! |  | #REF! | #REF! | #REF! | #REF! | #REF! | #REF! | #REF! | #REF! | #REF! | #REF! | #REF! | #REF! |  | #REF! | C9 | #REF! | C9 | #REF! | #REF! | #REF! |  | #REF! |  | #REF!
#REF! |  |  |  | #REF! |  | #REF! | #REF! | #REF! | #REF! | #REF! | #REF! | #REF! | #REF! | #REF! | #REF! | #REF! | #REF! |  | #REF! | C9 | #REF! | C9 | #REF! | #REF! | #REF! |  | #REF! |  | #REF!
#REF! |  |  |  | #REF! |  | #REF! | #REF! | #REF! | #REF! | #REF! | #REF! | #REF! | #REF! | #REF! | #REF! | #REF! | #REF! |  | #REF! | C9 | #REF! | C9 | #REF! | #REF! | #REF! |  | #REF! |  | #REF!
#REF! |  |  |  | #REF! |  | #REF! | #REF! | #REF! | #REF! | #REF! | #REF! | #REF! | #REF! | #REF! | #REF! | #REF! | #REF! |  | #REF! | C9 | #REF! | C9 | #REF! | #REF! | #REF! |  | #REF! |  | #REF!
#REF! |  |  |  | #REF! |  | #REF! | #REF! | #REF! | #REF! | #REF! | #REF! | #REF! | #REF! | #REF! | #REF! | #REF! | #REF! |  | #REF! | C9 | #REF! | C9 | #REF! | #REF! | #REF! |  | #REF! |  | #REF!
#REF! |  |  |  | #REF! |  | #REF! | #REF! | #REF! | #REF! | #REF! | #REF! | #REF! | #REF! | #REF! | #REF! | #REF! | #REF! |  | #REF! | C9 | #REF! | C9 | #REF! | #REF! | #REF! |  | #REF! |  | #REF!
#REF! |  |  |  | #REF! |  | #REF! | #REF! | #REF! | #REF! | #REF! | #REF! | #REF! | #REF! | #REF! | #REF! | #REF! | #REF! |  | #REF! | C9 | #REF! | C9 | #REF! | #REF! | #REF! |  | #REF! |  | #REF!
#REF! |  |  |  | #REF! |  | #REF! | #REF! | #REF! | #REF! | #REF! | #REF! | #REF! | #REF! | #REF! | #REF! | #REF! | #REF! |  | #REF! | C9 | #REF! | C9 | #REF! | #REF! | #REF! |  | #REF! |  | #REF!
#REF! |  |  |  | #REF! |  | #REF! | #REF! | #REF! | #REF! | #REF! | #REF! | #REF! | #REF! | #REF! | #REF! | #REF! | #REF! |  | #REF! | C9 | #REF! | C9 | #REF! | #REF! | #REF! |  | #REF! |  | #REF!
#REF! |  |  |  | #REF! |  | #REF! | #REF! | #REF! | #REF! | #REF! | #REF! | #REF! | #REF! | #REF! | #REF! | #REF! | #REF! |  | #REF! | C9 | #REF! | C9 | #REF! | #REF! | #REF! |  | #REF! |  | #REF!
#REF! |  |  |  | #REF! |  | #REF! | #REF! | #REF! | #REF! | #REF! | #REF! | #REF! | #REF! | #REF! | #REF! | #REF! | #REF! |  | #REF! | C9 | #REF! | C9 | #REF! | #REF! | #REF! |  | #REF! |  | #REF!
#REF! |  |  |  | #REF! |  | #REF! | #REF! | #REF! | #REF! | #REF! | #REF! | #REF! | #REF! | #REF! | #REF! | #REF! | #REF! |  | #REF! | C9 | #REF! | C9 | #REF! | #REF! | #REF! |  | #REF! |  | #REF!
#REF! |  |  |  | #REF! |  | #REF! | #REF! | #REF! | #REF! | #REF! | #REF! | #REF! | #REF! | #REF! | #REF! | #REF! | #REF! |  | #REF! | C9 | #REF! | C9 | #REF! | #REF! | #REF! |  | #REF! |  | #REF!
#REF! |  |  |  | #REF! |  | #REF! | #REF! | #REF! | #REF! | #REF! | #REF! | #REF! | #REF! | #REF! | #REF! | #REF! | #REF! |  | #REF! | C9 | #REF! | C9 | #REF! | #REF! | #REF! |  | #REF! |  | #REF!
#REF! |  |  |  | #REF! |  | #REF! | #REF! | #REF! | #REF! | #REF! | #REF! | #REF! | #REF! | #REF! | #REF! | #REF! | #REF! |  | #REF! | C9 | #REF! | C9 | #REF! | #REF! | #REF! |  | #REF! |  | #REF!
#REF! |  |  |  | #REF! |  | #REF! | #REF! | #REF! | #REF! | #REF! | #REF! | #REF! | #REF! | #REF! | #REF! | #REF! | #REF! |  | #REF! | C9 | #REF! | C9 | #REF! | #REF! | #REF! |  | #REF! |  | #REF!
#REF! |  |  |  | #REF! |  | #REF! | #REF! | #REF! | #REF! | #REF! | #REF! | #REF! | #REF! | #REF! | #REF! | #REF! | #REF! |  | #REF! | C9 | #REF! | C9 | #REF! | #REF! | #REF! |  | #REF! |  | #REF!
#REF! |  |  |  | #REF! |  | #REF! | #REF! | #REF! | #REF! | #REF! | #REF! | #REF! | #REF! | #REF! | #REF! | #REF! | #REF! |  | #REF! | C9 | #REF! | C9 | #REF! | #REF! | #REF! |  | #REF! |  | #REF!
#REF! |  |  |  | #REF! |  | #REF! | #REF! | #REF! | #REF! | #REF! | #REF! | #REF! | #REF! | #REF! | #REF! | #REF! | #REF! |  | #REF! | C9 | #REF! | C9 | #REF! | #REF! | #REF! |  | #REF! |  | #REF!
#REF! |  |  |  | #REF! |  | #REF! | #REF! | #REF! | #REF! | #REF! | #REF! | #REF! | #REF! | #REF! | #REF! | #REF! | #REF! |  | #REF! | C9 | #REF! | C9 | #REF! | #REF! | #REF! |  | #REF! |  | #REF!
#REF! |  |  |  | #REF! |  | #REF! | #REF! | #REF! | #REF! | #REF! | #REF! | #REF! | #REF! | #REF! | #REF! | #REF! | #REF! |  | #REF! | C9 | #REF! | C9 | #REF! | #REF! | #REF! |  | #REF! |  | #REF!
#REF! |  |  |  | #REF! |  | #REF! | #REF! | #REF! | #REF! | #REF! | #REF! | #REF! | #REF! | #REF! | #REF! | #REF! | #REF! |  | #REF! | C9 | #REF! | C9 | #REF! | #REF! | #REF! |  | #REF! |  | #REF!
#REF! |  |  |  | #REF! |  | #REF! | #REF! | #REF! | #REF! | #REF! | #REF! | #REF! | #REF! | #REF! | #REF! | #REF! | #REF! |  | #REF! | C9 | #REF! | C9 | #REF! | #REF! | #REF! |  | #REF! |  | #REF!
#REF! |  |  |  | #REF! |  | #REF! | #REF! | #REF! | #REF! | #REF! | #REF! | #REF! | #REF! | #REF! | #REF! | #REF! | #REF! |  | #REF! | C9 | #REF! | C9 | #REF! | #REF! | #REF! |  | #REF! |  | #REF!
#REF! |  |  |  | #REF! |  | #REF! | #REF! | #REF! | #REF! | #REF! | #REF! | #REF! | #REF! | #REF! | #REF! | #REF! | #REF! |  | #REF! | C9 | #REF! | C9 | #REF! | #REF! | #REF! |  | #REF! |  | #REF!
#REF! |  |  |  | #REF! |  | #REF! | #REF! | #REF! | #REF! | #REF! | #REF! | #REF! | #REF! | #REF! | #REF! | #REF! | #REF! |  | #REF! | C9 | #REF! | C9 | #REF! | #REF! | #REF! |  | #REF! |  | #REF!
#REF! |  |  |  | #REF! |  | #REF! | #REF! | #REF! | #REF! | #REF! | #REF! | #REF! | #REF! | #REF! | #REF! | #REF! | #REF! |  | #REF! | C9 | #REF! | C9 | #REF! | #REF! | #REF! |  | #REF! |  | #REF!
#REF! |  |  |  | #REF! |  | #REF! | #REF! | #REF! | #REF! | #REF! | #REF! | #REF! | #REF! | #REF! | #REF! | #REF! | #REF! |  | #REF! | C9 | #REF! | C9 | #REF! | #REF! | #REF! |  | #REF! |  | #REF!
#REF! |  |  |  | #REF! |  | #REF! | #REF! | #REF! | #REF! | #REF! | #REF! | #REF! | #REF! | #REF! | #REF! | #REF! | #REF! |  | #REF! | C9 | #REF! | C9 | #REF! | #REF! | #REF! |  | #REF! |  | #REF!
#REF! |  |  |  | #REF! |  | #REF! | #REF! | #REF! | #REF! | #REF! | #REF! | #REF! | #REF! | #REF! | #REF! | #REF! | #REF! |  | #REF! | C9 | #REF! | C9 | #REF! | #REF! | #REF! |  | #REF! |  | #REF!
#REF! |  |  |  | #REF! |  | #REF! | #REF! | #REF! | #REF! | #REF! | #REF! | #REF! | #REF! | #REF! | #REF! | #REF! | #REF! |  | #REF! | C9 | #REF! | C9 | #REF! | #REF! | #REF! |  | #REF! |  | #REF!
#REF! |  |  |  | #REF! |  | #REF! | #REF! | #REF! | #REF! | #REF! | #REF! | #REF! | #REF! | #REF! | #REF! | #REF! | #REF! |  | #REF! | C9 | #REF! | C9 | #REF! | #REF! | #REF! |  | #REF! |  | #REF!
#REF! |  |  |  | #REF! |  | #REF! | #REF! | #REF! | #REF! | #REF! | #REF! | #REF! | #REF! | #REF! | #REF! | #REF! | #REF! |  | #REF! | P4 | #REF! | C9 | #REF! | #REF! | #REF! |  | #REF! |  | #REF!
#REF! |  |  |  | #REF! |  | #REF! | #REF! | #REF! | #REF! | #REF! | #REF! | #REF! | #REF! | #REF! | #REF! | #REF! | #REF! |  | #REF! | C8 | #REF! | C9 | #REF! | #REF! | #REF! |  | #REF! |  | #REF!
#REF! |  |  |  | #REF! |  | #REF! | #REF! | #REF! | #REF! | #REF! | #REF! | #REF! | #REF! | #REF! | #REF! | #REF! | #REF! |  | #REF! | P4 | #REF! |  | #REF! | #REF! | #REF! |  | #REF! |  | #REF!
#REF! |  |  |  | #REF! |  | #REF! | #REF! | #REF! | #REF! | #REF! | #REF! | #REF! | #REF! | #REF! | #REF! | #REF! | #REF! |  | #REF! | P4 | #REF! | C9 | #REF! | #REF! | #REF! |  | #REF! |  | #REF!
#REF! |  |  |  | #REF! |  | #REF! | #REF! | #REF! | #REF! | #REF! | #REF! | #REF! | #REF! | #REF! | #REF! | #REF! | #REF! |  | #REF! | P4 | #REF! | C9 | #REF! | #REF! | #REF! |  | #REF! |  | #REF!
#REF! |  |  |  | #REF! |  | #REF! | #REF! | #REF! | #REF! | #REF! | #REF! | #REF! | #REF! | #REF! | #REF! | #REF! | #REF! |  | #REF! | C8 | #REF! | C9 | #REF! | #REF! | #REF! |  | #REF! |  | #REF!
#REF! |  |  |  | #REF! |  | #REF! | #REF! | #REF! | #REF! | #REF! | #REF! | #REF! | #REF! | #REF! | #REF! | #REF! | #REF! |  | #REF! |  | #REF! | C9 | #REF! | #REF! | #REF! |  | #REF! |  | #REF!
#REF! |  |  |  | #REF! |  | #REF! | #REF! | #REF! | #REF! | #REF! | #REF! | #REF! | #REF! | #REF! | #REF! | #REF! | #REF! |  | #REF! | C9 | #REF! | C9 | #REF! | #REF! | #REF! |  | #REF! |  | #REF!
#REF! |  |  |  | #REF! |  | #REF! | #REF! | #REF! | #REF! | #REF! | #REF! | #REF! | #REF! | #REF! | #REF! | #REF! | #REF! |  | #REF! | C9 | #REF! | C9 | #REF! | #REF! | #REF! |  | #REF! |  | #REF!
#REF! |  |  |  | #REF! |  | #REF! | #REF! | #REF! | #REF! | #REF! | #REF! | #REF! | #REF! | #REF! | #REF! | #REF! | #REF! |  | #REF! | C9 | #REF! | C9 | #REF! | #REF! | #REF! |  | #REF! |  | #REF!
#REF! |  |  |  | #REF! |  | #REF! | #REF! | #REF! | #REF! | #REF! | #REF! | #REF! | #REF! | #REF! | #REF! | #REF! | #REF! |  | #REF! | C9 | #REF! | C9 | #REF! | #REF! | #REF! |  | #REF! |  | #REF!
#REF! |  |  |  | #REF! |  | #REF! | #REF! | #REF! | #REF! | #REF! | #REF! | #REF! | #REF! | #REF! | #REF! | #REF! | #REF! |  | #REF! | C9 | #REF! | C9 | #REF! | #REF! | #REF! |  | #REF! |  | #REF!
#REF! |  |  |  | #REF! |  | #REF! | #REF! | #REF! | #REF! | #REF! | #REF! | #REF! | #REF! | #REF! | #REF! | #REF! | #REF! |  | #REF! |  | #REF! | C9 | #REF! | #REF! | #REF! |  | #REF! |  | #REF!
[7 empty] | TOTAL UNIT 2 | [9 empty] | #REF! |  | #REF! |  | #REF! |  |  |  | #REF! |  |  |  | #REF! | #REF!
[17 empty] | $$ | CODE | $$ | CODE | $$ | CODE |  |  | $$ | CODE
#REF! |  |  |  | #REF! |  | #REF! | #REF! | #REF! | #REF! | #REF! | #REF! | #REF! | #REF! | #REF! | #REF! | #REF! | #REF! |  | #REF! | P6 | #REF! | C8 | #REF! | #REF! | #REF! |  | #REF! |  | #REF!
#REF! |  |  |  | #REF! |  | #REF! | #REF! | #REF! | #REF! | #REF! | #REF! | #REF! | #REF! | #REF! | #REF! | #REF! | #REF! |  | #REF! |  | #REF! | C7 | #REF! | #REF! | #REF! |  | #REF! |  | #REF!
#REF! |  |  |  | #REF! |  | #REF! | #REF! | #REF! | #REF! | #REF! | #REF! | #REF! | #REF! | #REF! | #REF! | #REF! | #REF! |  | #REF! |  | #REF! | C7 | #REF! | #REF! | #REF! |  | #REF! |  | #REF!
#REF! |  |  |  | #REF! |  | #REF! | #REF! | #REF! | #REF! | #REF! | #REF! | #REF! | #REF! | #REF! | #REF! | #REF! | #REF! |  | #REF! |  | #REF! | C7 | #REF! | #REF! | #REF! |  | #REF! |  | #REF!
#REF! |  |  |  | #REF! |  | #REF! | #REF! | #REF! | #REF! | #REF! | #REF! | #REF! | #REF! | #REF! | #REF! | #REF! | #REF! |  | #REF! |  | #REF! | C7 | #REF! | #REF! | #REF! |  | #REF! |  | #REF!
#REF! |  |  |  | #REF! |  | #REF! | #REF! | #REF! | #REF! | #REF! | #REF! | #REF! | #REF! | #REF! | #REF! | #REF! | #REF! |  | #REF! |  | #REF! | C7 | #REF! | #REF! | #REF! |  | #REF! |  | #REF!
#REF! |  |  |  | #REF! |  | #REF! | #REF! | #REF! | #REF! | #REF! | #REF! | #REF! | #REF! | #REF! | #REF! | #REF! | #REF! |  | #REF! |  | #REF! | C7 | #REF! | #REF! | #REF! |  | #REF! |  | #REF!
#REF! |  |  |  | #REF! |  | #REF! | #REF! | #REF! | #REF! | #REF! | #REF! | #REF! | #REF! | #REF! | #REF! | #REF! | #REF! |  | #REF! |  | #REF! | C7 | #REF! | #REF! | #REF! |  | #REF! |  | #REF!
#REF! |  |  |  | #REF! |  | #REF! | #REF! | #REF! | #REF! | #REF! | #REF! | #REF! | #REF! | #REF! | #REF! | #REF! | #REF! |  | #REF! |  | #REF! | C7 | #REF! | #REF! | #REF! |  | #REF! |  | #REF!
#REF! |  |  |  | #REF! |  | #REF! | #REF! | #REF! | #REF! | #REF! | #REF! | #REF! | #REF! | #REF! | #REF! | #REF! | #REF! |  | #REF! |  | #REF! | C7 | #REF! | #REF! | #REF! |  | #REF! |  | #REF!
#REF! |  |  |  | #REF! |  | #REF! | #REF! | #REF! | #REF! | #REF! | #REF! | #REF! | #REF! | #REF! | #REF! | #REF! | #REF! |  | #REF! | C2 | #REF! | C7 | #REF! | #REF! | #REF! |  | #REF! |  | #REF!
#REF! |  |  |  | #REF! |  | #REF! | #REF! | #REF! | #REF! | #REF! | #REF! | #REF! | #REF! | #REF! | #REF! | #REF! | #REF! |  | #REF! | C7 | #REF! | C7 | #REF! | #REF! | #REF! |  | #REF! |  | #REF!
#REF! |  |  |  | #REF! |  | #REF! | #REF! | #REF! | #REF! | #REF! | #REF! | #REF! | #REF! | #REF! | #REF! | #REF! | #REF! |  | #REF! | C7 | #REF! | C7 | #REF! | #REF! | #REF! |  | #REF! |  | #REF!
#REF! |  |  |  | #REF! |  | #REF! | #REF! | #REF! | #REF! | #REF! | #REF! | #REF! | #REF! | #REF! | #REF! | #REF! | #REF! |  | #REF! | C7 | #REF! | C7 | #REF! | #REF! | #REF! |  | #REF! |  | #REF!
#REF! |  |  |  | #REF! |  | #REF! | #REF! | #REF! | #REF! | #REF! | #REF! | #REF! | #REF! | #REF! | #REF! | #REF! | #REF! |  | #REF! | C7 | #REF! | C7 | #REF! | #REF! | #REF! |  | #REF! |  | #REF!
#REF! |  |  |  | #REF! |  | #REF! | #REF! | #REF! | #REF! | #REF! | #REF! | #REF! | #REF! | #REF! | #REF! | #REF! | #REF! |  | #REF! | C7 | #REF! | C7 | #REF! | #REF! | #REF! |  | #REF! |  | #REF!
#REF! |  |  |  | #REF! |  | #REF! | #REF! | #REF! | #REF! | #REF! | #REF! | #REF! | #REF! | #REF! | #REF! | #REF! | #REF! |  | #REF! | C7 | #REF! | C7 | #REF! | #REF! | #REF! |  | #REF! |  | #REF!
#REF! |  |  |  | #REF! |  | #REF! | #REF! | #REF! | #REF! | #REF! | #REF! | #REF! | #REF! | #REF! | #REF! | #REF! | #REF! |  | #REF! | C7 | #REF! | C7 | #REF! | #REF! | #REF! |  | #REF! |  | #REF!
#REF! |  |  |  | #REF! |  | #REF! | #REF! | #REF! | #REF! | #REF! | #REF! | #REF! | #REF! | #REF! | #REF! | #REF! | #REF! |  | #REF! | C7 | #REF! | C7 | #REF! | #REF! | #REF! |  | #REF! |  | #REF!
#REF! |  |  |  | #REF! |  | #REF! | #REF! | #REF! | #REF! | #REF! | #REF! | #REF! | #REF! | #REF! | #REF! | #REF! | #REF! |  | #REF! | C7 | #REF! | C7 | #REF! | #REF! | #REF! |  | #REF! |  | #REF!
#REF! |  |  |  | #REF! |  | #REF! | #REF! | #REF! | #REF! | #REF! | #REF! | #REF! | #REF! | #REF! | #REF! | #REF! | #REF! |  | #REF! | C7 | #REF! | C7 | #REF! | #REF! | #REF! |  | #REF! |  | #REF!
#REF! |  |  |  | #REF! |  | #REF! | #REF! | #REF! | #REF! | #REF! | #REF! | #REF! | #REF! | #REF! | #REF! | #REF! | #REF! |  | #REF! | C7 | #REF! | C7 | #REF! | #REF! | #REF! |  | #REF! |  | #REF!
#REF! |  |  |  | #REF! |  | #REF! | #REF! | #REF! | #REF! | #REF! | #REF! | #REF! | #REF! | #REF! | #REF! | #REF! | #REF! |  | #REF! | C7 | #REF! | C7 | #REF! | #REF! | #REF! |  | #REF! |  | #REF!
#REF! |  |  |  | #REF! |  | #REF! | #REF! | #REF! | #REF! | #REF! | #REF! | #REF! | #REF! | #REF! | #REF! | #REF! | #REF! |  | #REF! | C7 | #REF! | C7 | #REF! | #REF! | #REF! |  | #REF! |  | #REF!
#REF! |  |  |  | #REF! |  | #REF! | #REF! | #REF! | #REF! | #REF! | #REF! | #REF! | #REF! | #REF! | #REF! | #REF! | #REF! |  | #REF! | C7 | #REF! | C7 | #REF! | #REF! | #REF! |  | #REF! |  | #REF!
#REF! |  |  |  | #REF! |  | #REF! | #REF! | #REF! | #REF! | #REF! | #REF! | #REF! | #REF! | #REF! | #REF! | #REF! | #REF! |  | #REF! | C7 | #REF! | C7 | #REF! | #REF! | #REF! |  | #REF! |  | #REF!
#REF! |  |  |  | #REF! |  | #REF! | #REF! | #REF! | #REF! | #REF! | #REF! | #REF! | #REF! | #REF! | #REF! | #REF! | #REF! |  | #REF! | C7 | #REF! | C7 | #REF! | #REF! | #REF! |  | #REF! |  | #REF!
#REF! |  |  |  | #REF! |  | #REF! | #REF! | #REF! | #REF! | #REF! | #REF! | #REF! | #REF! | #REF! | #REF! | #REF! | #REF! |  | #REF! | C7 | #REF! | C7 | #REF! | #REF! | #REF! |  | #REF! |  | #REF!
#REF! |  |  |  | #REF! |  | #REF! | #REF! | #REF! | #REF! | #REF! | #REF! | #REF! | #REF! | #REF! | #REF! | #REF! | #REF! |  | #REF! | C7 | #REF! | C7 | #REF! | #REF! | #REF! |  | #REF! |  | #REF!
#REF! |  |  |  | #REF! |  | #REF! | #REF! | #REF! | #REF! | #REF! | #REF! | #REF! | #REF! | #REF! | #REF! | #REF! | #REF! |  | #REF! | C7 | #REF! | C7 | #REF! | #REF! | #REF! |  | #REF! |  | #REF!
#REF! |  |  |  | #REF! |  | #REF! | #REF! | #REF! | #REF! | #REF! | #REF! | #REF! | #REF! | #REF! | #REF! | #REF! | #REF! |  | #REF! | C7 | #REF! | C7 | #REF! | #REF! | #REF! |  | #REF! |  | #REF!
#REF! |  |  |  | #REF! |  | #REF! | #REF! | #REF! | #REF! | #REF! | #REF! | #REF! | #REF! | #REF! | #REF! | #REF! | #REF! |  | #REF! | C7 | #REF! | C7 | #REF! | #REF! | #REF! |  | #REF! |  | #REF!
#REF! |  |  |  | #REF! |  | #REF! | #REF! | #REF! | #REF! | #REF! | #REF! | #REF! | #REF! | #REF! | #REF! | #REF! | #REF! |  | #REF! | C7 | #REF! | C7 | #REF! | #REF! | #REF! |  | #REF! |  | #REF!
#REF! |  |  |  | #REF! |  | #REF! | #REF! | #REF! | #REF! | #REF! | #REF! | #REF! | #REF! | #REF! | #REF! | #REF! | #REF! |  | #REF! | C7 | #REF! | C7 | #REF! | #REF! | #REF! |  | #REF! |  | #REF!
#REF! |  |  |  | #REF! |  | #REF! | #REF! | #REF! | #REF! | #REF! | #REF! | #REF! | #REF! | #REF! | #REF! | #REF! | #REF! |  | #REF! | C7 | #REF! | C7 | #REF! | #REF! | #REF! |  | #REF! |  | #REF!
#REF! |  |  |  | #REF! |  | #REF! | #REF! | #REF! | #REF! | #REF! | #REF! | #REF! | #REF! | #REF! | #REF! | #REF! | #REF! |  | #REF! | C7 | #REF! | C7 | #REF! | #REF! | #REF! |  | #REF! |  | #REF!
#REF! |  |  |  | #REF! |  | #REF! | #REF! | #REF! | #REF! | #REF! | #REF! | #REF! | #REF! | #REF! | #REF! | #REF! | #REF! |  | #REF! | C7 | #REF! | C7 | #REF! | #REF! | #REF! |  | #REF! |  | #REF!
#REF! |  |  |  | #REF! |  | #REF! | #REF! | #REF! | #REF! | #REF! | #REF! | #REF! | #REF! | #REF! | #REF! | #REF! | #REF! |  | #REF! | C7 | #REF! | C7 | #REF! | #REF! | #REF! |  | #REF! |  | #REF!
#REF! |  |  |  | #REF! |  | #REF! | #REF! | #REF! | #REF! | #REF! | #REF! | #REF! | #REF! | #REF! | #REF! | #REF! | #REF! |  | #REF! | C7 | #REF! | C7 | #REF! | #REF! | #REF! |  | #REF! |  | #REF!
#REF! |  |  |  | #REF! |  | #REF! | #REF! | #REF! | #REF! | #REF! | #REF! | #REF! | #REF! | #REF! | #REF! | #REF! | #REF! |  | #REF! | C7 | #REF! | C7 | #REF! | #REF! | #REF! |  | #REF! |  | #REF!
#REF! |  |  |  | #REF! |  | #REF! | #REF! | #REF! | #REF! | #REF! | #REF! | #REF! | #REF! | #REF! | #REF! | #REF! | #REF! |  | #REF! | C7 | #REF! | C7 | #REF! | #REF! | #REF! |  | #REF! |  | #REF!
#REF! |  |  |  | #REF! |  | #REF! | #REF! | #REF! | #REF! | #REF! | #REF! | #REF! | #REF! | #REF! | #REF! | #REF! | #REF! |  | #REF! | C7 | #REF! | C7 | #REF! | #REF! | #REF! |  | #REF! |  | #REF!
#REF! |  |  |  | #REF! |  | #REF! | #REF! | #REF! | #REF! | #REF! | #REF! | #REF! | #REF! | #REF! | #REF! | #REF! | #REF! |  | #REF! | C7 | #REF! | C7 | #REF! | #REF! | #REF! |  | #REF! |  | #REF!
#REF! |  |  |  | #REF! |  | #REF! | #REF! | #REF! | #REF! | #REF! | #REF! | #REF! | #REF! | #REF! | #REF! | #REF! | #REF! |  | #REF! | C7 | #REF! | C7 | #REF! | #REF! | #REF! |  | #REF! |  | #REF!
#REF! |  |  |  | #REF! |  | #REF! | #REF! | #REF! | #REF! | #REF! | #REF! | #REF! | #REF! | #REF! | #REF! | #REF! | #REF! |  | #REF! | C7 | #REF! | C7 | #REF! | #REF! | #REF! |  | #REF! |  | #REF!
#REF! |  |  |  | #REF! |  | #REF! | #REF! | #REF! | #REF! | #REF! | #REF! | #REF! | #REF! | #REF! | #REF! | #REF! | #REF! |  | #REF! | C7 | #REF! | C7 | #REF! | #REF! | #REF! |  | #REF! |  | #REF!
#REF! |  |  |  | #REF! |  | #REF! | #REF! | #REF! | #REF! | #REF! | #REF! | #REF! | #REF! | #REF! | #REF! | #REF! | #REF! |  | #REF! | C7 | #REF! |  | #REF! | #REF! | #REF! |  | #REF! |  | #REF!
#REF! |  |  |  | #REF! |  | #REF! | #REF! | #REF! | #REF! | #REF! | #REF! | #REF! | #REF! | #REF! | #REF! | #REF! | #REF! |  | #REF! | C7 | #REF! | C7 | #REF! | #REF! | #REF! |  | #REF! |  | #REF!
#REF! |  |  |  | #REF! |  | #REF! | #REF! | #REF! | #REF! | #REF! | #REF! | #REF! | #REF! | #REF! | #REF! | #REF! | #REF! |  | #REF! | C7 | #REF! | C7 | #REF! | #REF! | #REF! |  | #REF! |  | #REF!
#REF! |  |  |  | #REF! |  | #REF! | #REF! | #REF! | #REF! | #REF! | #REF! | #REF! | #REF! | #REF! | #REF! | #REF! | #REF! |  | #REF! | C7 | #REF! | C7 | #REF! | #REF! | #REF! |  | #REF! |  | #REF!
#REF! |  |  |  | #REF! |  | #REF! | #REF! | #REF! | #REF! | #REF! | #REF! | #REF! | #REF! | #REF! | #REF! | #REF! | #REF! |  | #REF! | C7 | #REF! | C7 | #REF! | #REF! | #REF! |  | #REF! |  | #REF!
#REF! |  |  |  | #REF! |  | #REF! | #REF! | #REF! | #REF! | #REF! | #REF! | #REF! | #REF! | #REF! | #REF! | #REF! | #REF! |  | #REF! | C7 | #REF! | C7 | #REF! | #REF! | #REF! |  | #REF! |  | #REF!
#REF! |  |  |  | #REF! |  | #REF! | #REF! | #REF! | #REF! | #REF! | #REF! | #REF! | #REF! | #REF! | #REF! | #REF! | #REF! |  | #REF! | C7 | #REF! | C7 | #REF! | #REF! | #REF! |  | #REF! |  | #REF!
#REF! |  |  |  | #REF! |  | #REF! | #REF! | #REF! | #REF! | #REF! | #REF! | #REF! | #REF! | #REF! | #REF! | #REF! | #REF! |  | #REF! | C7 | #REF! | C7 | #REF! | #REF! | #REF! |  | #REF! |  | #REF!
#REF! |  |  |  | #REF! |  | #REF! | #REF! | #REF! | #REF! | #REF! | #REF! | #REF! | #REF! | #REF! | #REF! | #REF! | #REF! |  | #REF! | C7 | #REF! | C7 | #REF! | #REF! | #REF! |  | #REF! |  | #REF!
#REF! |  |  |  | #REF! |  | #REF! | #REF! | #REF! | #REF! | #REF! | #REF! | #REF! | #REF! | #REF! | #REF! | #REF! | #REF! |  | #REF! | C7 | #REF! | C7 | #REF! | #REF! | #REF! |  | #REF! |  | #REF!
#REF! |  |  |  | #REF! |  | #REF! | #REF! | #REF! | #REF! | #REF! | #REF! | #REF! | #REF! | #REF! | #REF! | #REF! | #REF! |  | #REF! | C7 | #REF! | C7 | #REF! | #REF! | #REF! |  | #REF! |  | #REF!
#REF! |  |  |  | #REF! |  | #REF! | #REF! | #REF! | #REF! | #REF! | #REF! | #REF! | #REF! | #REF! | #REF! | #REF! | #REF! |  | #REF! | C7 | #REF! | C7 | #REF! | #REF! | #REF! |  | #REF! |  | #REF!
#REF! |  |  |  | #REF! |  | #REF! | #REF! | #REF! | #REF! | #REF! | #REF! | #REF! | #REF! | #REF! | #REF! | #REF! | #REF! |  | #REF! | C8 | #REF! | C8 | #REF! | #REF! | #REF! |  | #REF! |  | #REF!
#REF! |  |  |  | #REF! |  | #REF! | #REF! | #REF! | #REF! | #REF! | #REF! | #REF! | #REF! | #REF! | #REF! | #REF! | #REF! |  | #REF! | C8 | #REF! | C8 | #REF! | #REF! | #REF! |  | #REF! |  | #REF!
#REF! |  |  |  | #REF! |  | #REF! | #REF! | #REF! | #REF! | #REF! | #REF! | #REF! | #REF! | #REF! | #REF! | #REF! | #REF! |  | #REF! | C8 | #REF! | C8 | #REF! | #REF! | #REF! |  | #REF! |  | #REF!
#REF! |  |  |  | #REF! |  | #REF! | #REF! | #REF! | #REF! | #REF! | #REF! | #REF! | #REF! | #REF! | #REF! | #REF! | #REF! |  | #REF! |  | #REF! |  | #REF! | #REF! | #REF! | C8 | #REF! |  | #REF!
#REF! |  |  |  | #REF! |  | #REF! | #REF! | #REF! | #REF! | #REF! | #REF! | #REF! | #REF! | #REF! | #REF! | #REF! | #REF! |  | #REF! |  | #REF! |  | #REF! | #REF! | #REF! | C8 | #REF! |  | #REF!
#REF! |  |  |  | #REF! |  | #REF! | #REF! | #REF! | #REF! | #REF! | #REF! | #REF! | #REF! | #REF! | #REF! | #REF! | #REF! |  | #REF! |  | #REF! |  | #REF! | #REF! | #REF! | C8 | #REF! |  | #REF!
#REF! |  |  |  | #REF! |  | #REF! | #REF! | #REF! | #REF! | #REF! | #REF! | #REF! | #REF! | #REF! | #REF! | #REF! | #REF! |  | #REF! |  | #REF! |  | #REF! | #REF! | #REF! | C8 | #REF! |  | #REF!
#REF! |  |  |  | #REF! |  | #REF! | #REF! | #REF! | #REF! | #REF! | #REF! | #REF! | #REF! | #REF! | #REF! | #REF! | #REF! |  | #REF! |  | #REF! |  | #REF! | #REF! | #REF! | C8 | #REF! |  | #REF!
#REF! |  |  |  | #REF! |  | #REF! | #REF! | #REF! | #REF! | #REF! | #REF! | #REF! | #REF! | #REF! | #REF! | #REF! | #REF! |  | #REF! |  | #REF! |  | #REF! | #REF! | #REF! | C8 | #REF! |  | #REF!
#REF! |  |  |  | #REF! |  | #REF! | #REF! | #REF! | #REF! | #REF! | #REF! | #REF! | #REF! | #REF! | #REF! | #REF! | #REF! |  | #REF! | C7 | #REF! | C7 | #REF! | #REF! | #REF! |  | #REF! |  | #REF!
#REF! |  |  |  | #REF! |  | #REF! | #REF! | #REF! | #REF! | #REF! | #REF! | #REF! | #REF! | #REF! | #REF! | #REF! | #REF! |  | #REF! | C7 | #REF! | C7 | #REF! | #REF! | #REF! |  | #REF! |  | #REF!
#REF! |  |  |  | #REF! |  | #REF! | #REF! | #REF! | #REF! | #REF! | #REF! | #REF! | #REF! | #REF! | #REF! | #REF! | #REF! |  | #REF! | C7 | #REF! | C7 | #REF! | #REF! | #REF! |  | #REF! |  | #REF!
#REF! |  |  |  | #REF! |  | #REF! | #REF! | #REF! | #REF! | #REF! | #REF! | #REF! | #REF! | #REF! | #REF! | #REF! | #REF! |  | #REF! | C7 | #REF! | C7 | #REF! | #REF! | #REF! |  | #REF! |  | #REF!
#REF! |  |  |  | #REF! |  | #REF! | #REF! | #REF! | #REF! | #REF! | #REF! | #REF! | #REF! | #REF! | #REF! | #REF! | #REF! |  | #REF! | C7 | #REF! | C7 | #REF! | #REF! | #REF! |  | #REF! |  | #REF!
#REF! |  |  |  | #REF! |  | #REF! | #REF! | #REF! | #REF! | #REF! | #REF! | #REF! | #REF! | #REF! | #REF! | #REF! | #REF! |  | #REF! | C7 | #REF! | C7 | #REF! | #REF! | #REF! |  | #REF! |  | #REF!
#REF! |  |  |  | #REF! |  | #REF! | #REF! | #REF! | #REF! | #REF! | #REF! | #REF! | #REF! | #REF! | #REF! | #REF! | #REF! |  | #REF! | P6 | #REF! | P6 | #REF! | #REF! | #REF! |  | #REF! |  | #REF!
#REF! |  |  |  | #REF! |  | #REF! | #REF! | #REF! | #REF! | #REF! | #REF! | #REF! | #REF! | #REF! | #REF! | #REF! | #REF! |  | #REF! | C8 | #REF! | C8 | #REF! | #REF! | #REF! |  | #REF! |  | #REF!
#REF! |  |  |  | #REF! |  | #REF! | #REF! | #REF! | #REF! | #REF! | #REF! | #REF! | #REF! | #REF! | #REF! | #REF! | #REF! |  | #REF! | C8 | #REF! | C8 | #REF! | #REF! | #REF! |  | #REF! |  | #REF!
#REF! |  |  |  | #REF! |  | #REF! | #REF! | #REF! | #REF! | #REF! | #REF! | #REF! | #REF! | #REF! | #REF! | #REF! | #REF! |  | #REF! | C7 | #REF! | C7 | #REF! | #REF! | #REF! |  | #REF! |  | #REF!
#REF! |  |  |  | #REF! |  | #REF! | #REF! | #REF! | #REF! | #REF! | #REF! | #REF! | #REF! | #REF! | #REF! | #REF! | #REF! |  | #REF! | C7 | #REF! | C7 | #REF! | #REF! | #REF! |  | #REF! |  | #REF!
#REF! |  |  |  | #REF! |  | #REF! | #REF! | #REF! | #REF! | #REF! | #REF! | #REF! | #REF! | #REF! | #REF! | #REF! | #REF! |  | #REF! | C7 | #REF! | C7 | #REF! | #REF! | #REF! |  | #REF! |  | #REF!
#REF! |  |  |  | #REF! |  | #REF! | #REF! | #REF! | #REF! | #REF! | #REF! | #REF! | #REF! | #REF! | #REF! | #REF! | #REF! |  | #REF! | C7 | #REF! | C7 | #REF! | #REF! | #REF! |  | #REF! |  | #REF!
#REF! |  |  |  | #REF! |  | #REF! | #REF! | #REF! | #REF! | #REF! | #REF! | #REF! | #REF! | #REF! | #REF! | #REF! | #REF! |  | #REF! | C7 | #REF! | C7 | #REF! | #REF! | #REF! |  | #REF! |  | #REF!
#REF! |  |  |  | #REF! |  | #REF! | #REF! | #REF! | #REF! | #REF! | #REF! | #REF! | #REF! | #REF! | #REF! | #REF! | #REF! |  | #REF! | C7 | #REF! | C7 | #REF! | #REF! | #REF! |  | #REF! |  | #REF!
#REF! |  |  |  | #REF! |  | #REF! | #REF! | #REF! | #REF! | #REF! | #REF! | #REF! | #REF! | #REF! | #REF! | #REF! | #REF! |  | #REF! | C7 | #REF! | C7 | #REF! | #REF! | #REF! |  | #REF! |  | #REF!
#REF! |  |  |  | #REF! |  | #REF! | #REF! | #REF! | #REF! | #REF! | #REF! | #REF! | #REF! | #REF! | #REF! | #REF! | #REF! |  | #REF! | C7 | #REF! | C7 | #REF! | #REF! | #REF! |  | #REF! |  | #REF!
#REF! |  |  |  | #REF! |  | #REF! | #REF! | #REF! | #REF! | #REF! | #REF! | #REF! | #REF! | #REF! | #REF! | #REF! | #REF! |  | #REF! | C7 | #REF! | C7 | #REF! | #REF! | #REF! |  | #REF! |  | #REF!
#REF! |  |  |  | #REF! |  | #REF! | #REF! | #REF! | #REF! | #REF! | #REF! | #REF! | #REF! | #REF! | #REF! | #REF! | #REF! |  | #REF! | C7 | #REF! | C7 | #REF! | #REF! | #REF! |  | #REF! |  | #REF!
#REF! |  |  |  | #REF! |  | #REF! | #REF! | #REF! | #REF! | #REF! | #REF! | #REF! | #REF! | #REF! | #REF! | #REF! | #REF! |  | #REF! | C7 | #REF! | C7 | #REF! | #REF! | #REF! |  | #REF! |  | #REF!
#REF! |  |  |  | #REF! |  | #REF! | #REF! | #REF! | #REF! | #REF! | #REF! | #REF! | #REF! | #REF! | #REF! | #REF! | #REF! |  | #REF! | C7 | #REF! | C7 | #REF! | #REF! | #REF! |  | #REF! |  | #REF!
#REF! |  |  |  | #REF! |  | #REF! | #REF! | #REF! | #REF! | #REF! | #REF! | #REF! | #REF! | #REF! | #REF! | #REF! | #REF! |  | #REF! | C8 | #REF! | C8 | #REF! | #REF! | #REF! |  | #REF! |  | #REF!
#REF! |  |  |  | #REF! |  | #REF! | #REF! | #REF! | #REF! | #REF! | #REF! | #REF! | #REF! | #REF! | #REF! | #REF! | #REF! |  | #REF! | C8 | #REF! | C8 | #REF! | #REF! | #REF! |  | #REF! |  | #REF!
#REF! |  |  |  | #REF! |  | #REF! | #REF! | #REF! | #REF! | #REF! | #REF! | #REF! | #REF! | #REF! | #REF! | #REF! | #REF! |  | #REF! | C8 | #REF! | C8 | #REF! | #REF! | #REF! |  | #REF! |  | #REF!
#REF! |  |  |  | #REF! |  | #REF! | #REF! | #REF! | #REF! | #REF! | #REF! | #REF! | #REF! | #REF! | #REF! | #REF! | #REF! |  | #REF! | C8 | #REF! | C8 | #REF! | #REF! | #REF! |  | #REF! |  | #REF!
#REF! |  |  |  | #REF! |  | #REF! | #REF! | #REF! | #REF! | #REF! | #REF! | #REF! | #REF! | #REF! | #REF! | #REF! | #REF! |  | #REF! | C8 | #REF! | C8 | #REF! | #REF! | #REF! |  | #REF! |  | #REF!
#REF! |  |  |  | #REF! |  | #REF! | #REF! | #REF! | #REF! | #REF! | #REF! | #REF! | #REF! | #REF! | #REF! | #REF! | #REF! |  | #REF! | C8 | #REF! | C8 | #REF! | #REF! | #REF! |  | #REF! |  | #REF!
#REF! |  |  |  | #REF! |  | #REF! | #REF! | #REF! | #REF! | #REF! | #REF! | #REF! | #REF! | #REF! | #REF! | #REF! | #REF! |  | #REF! | C8 | #REF! | C8 | #REF! | #REF! | #REF! |  | #REF! |  | #REF!
#REF! |  |  |  | #REF! |  | #REF! | #REF! | #REF! | #REF! | #REF! | #REF! | #REF! | #REF! | #REF! | #REF! | #REF! | #REF! |  | #REF! | C8 | #REF! | C8 | #REF! | #REF! | #REF! |  | #REF! |  | #REF!
#REF! |  |  |  | #REF! |  | #REF! | #REF! | #REF! | #REF! | #REF! | #REF! | #REF! | #REF! | #REF! | #REF! | #REF! | #REF! |  | #REF! | C8 | #REF! | C8 | #REF! | #REF! | #REF! |  | #REF! |  | #REF!
#REF! |  |  |  | #REF! |  | #REF! | #REF! | #REF! | #REF! | #REF! | #REF! | #REF! | #REF! | #REF! | #REF! | #REF! | #REF! |  | #REF! | C8 | #REF! | C8 | #REF! | #REF! | #REF! |  | #REF! |  | #REF!
#REF! |  |  |  | #REF! |  | #REF! | #REF! | #REF! | #REF! | #REF! | #REF! | #REF! | #REF! | #REF! | #REF! | #REF! | #REF! |  | #REF! | C8 | #REF! | C8 | #REF! | #REF! | #REF! |  | #REF! |  | #REF!
#REF! |  |  |  | #REF! |  | #REF! | #REF! | #REF! | #REF! | #REF! | #REF! | #REF! | #REF! | #REF! | #REF! | #REF! | #REF! |  | #REF! | C8 | #REF! | C8 | #REF! | #REF! | #REF! |  | #REF! |  | #REF!
#REF! |  |  |  | #REF! |  | #REF! | #REF! | #REF! | #REF! | #REF! | #REF! | #REF! | #REF! | #REF! | #REF! | #REF! | #REF! |  | #REF! | C8 | #REF! | C8 | #REF! | #REF! | #REF! |  | #REF! |  | #REF!
#REF! |  |  |  | #REF! |  | #REF! | #REF! | #REF! | #REF! | #REF! | #REF! | #REF! | #REF! | #REF! | #REF! | #REF! | #REF! |  | #REF! | C8 | #REF! | C8 | #REF! | #REF! | #REF! |  | #REF! |  | #REF!
#REF! |  |  |  | #REF! |  | #REF! | #REF! | #REF! | #REF! | #REF! | #REF! | #REF! | #REF! | #REF! | #REF! | #REF! | #REF! |  | #REF! | C8 | #REF! | C8 | #REF! | #REF! | #REF! |  | #REF! |  | #REF!
#REF! |  |  |  | #REF! |  | #REF! | #REF! | #REF! | #REF! | #REF! | #REF! | #REF! | #REF! | #REF! | #REF! | #REF! | #REF! |  | #REF! | C8 | #REF! | C8 | #REF! | #REF! | #REF! |  | #REF! |  | #REF!
#REF! |  |  |  | #REF! |  | #REF! | #REF! | #REF! | #REF! | #REF! | #REF! | #REF! | #REF! | #REF! | #REF! | #REF! | #REF! |  | #REF! | C8 | #REF! | C8 | #REF! | #REF! | #REF! |  | #REF! |  | #REF!
#REF! |  |  |  | #REF! |  | #REF! | #REF! | #REF! | #REF! | #REF! | #REF! | #REF! | #REF! | #REF! | #REF! | #REF! | #REF! |  | #REF! | C8 | #REF! | C8 | #REF! | #REF! | #REF! |  | #REF! |  | #REF!
#REF! |  |  |  | #REF! |  | #REF! | #REF! | #REF! | #REF! | #REF! | #REF! | #REF! | #REF! | #REF! | #REF! | #REF! | #REF! |  | #REF! | C8 | #REF! | C8 | #REF! | #REF! | #REF! |  | #REF! |  | #REF!
#REF! |  |  |  | #REF! |  | #REF! | #REF! | #REF! | #REF! | #REF! | #REF! | #REF! | #REF! | #REF! | #REF! | #REF! | #REF! |  | #REF! | C8 | #REF! | C8 | #REF! | #REF! | #REF! |  | #REF! |  | #REF!
#REF! |  |  |  | #REF! |  | #REF! | #REF! | #REF! | #REF! | #REF! | #REF! | #REF! | #REF! | #REF! | #REF! | #REF! | #REF! |  | #REF! | C8 | #REF! | C8 | #REF! | #REF! | #REF! |  | #REF! |  | #REF!
#REF! |  |  |  | #REF! |  | #REF! | #REF! | #REF! | #REF! | #REF! | #REF! | #REF! | #REF! | #REF! | #REF! | #REF! | #REF! |  | #REF! | C8 | #REF! | C8 | #REF! | #REF! | #REF! |  | #REF! |  | #REF!
#REF! |  |  |  | #REF! |  | #REF! | #REF! | #REF! | #REF! | #REF! | #REF! | #REF! | #REF! | #REF! | #REF! | #REF! | #REF! |  | #REF! | C8 | #REF! | C8 | #REF! | #REF! | #REF! |  | #REF! |  | #REF!
#REF! |  |  |  | #REF! |  | #REF! | #REF! | #REF! | #REF! | #REF! | #REF! | #REF! | #REF! | #REF! | #REF! | #REF! | #REF! |  | #REF! | C8 | #REF! | C8 | #REF! | #REF! | #REF! |  | #REF! |  | #REF!
#REF! |  |  |  | #REF! |  | #REF! | #REF! | #REF! | #REF! | #REF! | #REF! | #REF! | #REF! | #REF! | #REF! | #REF! | #REF! |  | #REF! | C8 | #REF! | C8 | #REF! | #REF! | #REF! |  | #REF! |  | #REF!
#REF! |  |  |  | #REF! |  | #REF! | #REF! | #REF! | #REF! | #REF! | #REF! | #REF! | #REF! | #REF! | #REF! | #REF! | #REF! |  | #REF! | C8 | #REF! | C8 | #REF! | #REF! | #REF! |  | #REF! |  | #REF!
#REF! |  |  |  | #REF! |  | #REF! | #REF! | #REF! | #REF! | #REF! | #REF! | #REF! | #REF! | #REF! | #REF! | #REF! | #REF! |  | #REF! | C8 | #REF! | C8 | #REF! | #REF! | #REF! |  | #REF! |  | #REF!
#REF! |  |  |  | #REF! |  | #REF! | #REF! | #REF! | #REF! | #REF! | #REF! | #REF! | #REF! | #REF! | #REF! | #REF! | #REF! |  | #REF! | C8 | #REF! | C8 | #REF! | #REF! | #REF! |  | #REF! |  | #REF!
#REF! |  |  |  | #REF! |  | #REF! | #REF! | #REF! | #REF! | #REF! | #REF! | #REF! | #REF! | #REF! | #REF! | #REF! | #REF! |  | #REF! | C8 | #REF! | C8 | #REF! | #REF! | #REF! |  | #REF! |  | #REF!
#REF! |  |  |  | #REF! |  | #REF! | #REF! | #REF! | #REF! | #REF! | #REF! | #REF! | #REF! | #REF! | #REF! | #REF! | #REF! |  | #REF! | C8 | #REF! | C8 | #REF! | #REF! | #REF! |  | #REF! |  | #REF!
#REF! |  |  |  | #REF! |  | #REF! | #REF! | #REF! | #REF! | #REF! | #REF! | #REF! | #REF! | #REF! | #REF! | #REF! | #REF! |  | #REF! | C8 | #REF! | C8 | #REF! | #REF! | #REF! |  | #REF! |  | #REF!
#REF! |  |  |  | #REF! |  | #REF! | #REF! | #REF! | #REF! | #REF! | #REF! | #REF! | #REF! | #REF! | #REF! | #REF! | #REF! |  | #REF! | C8 | #REF! | C8 | #REF! | #REF! | #REF! |  | #REF! |  | #REF!
#REF! |  |  |  | #REF! |  | #REF! | #REF! | #REF! | #REF! | #REF! | #REF! | #REF! | #REF! | #REF! | #REF! | #REF! | #REF! |  | #REF! | C8 | #REF! | C8 | #REF! | #REF! | #REF! |  | #REF! |  | #REF!
#REF! |  |  |  | #REF! |  | #REF! | #REF! | #REF! | #REF! | #REF! | #REF! | #REF! | #REF! | #REF! | #REF! | #REF! | #REF! |  | #REF! | C8 | #REF! | C8 | #REF! | #REF! | #REF! |  | #REF! |  | #REF!
#REF! |  |  |  | #REF! |  | #REF! | #REF! | #REF! | #REF! | #REF! | #REF! | #REF! | #REF! | #REF! | #REF! | #REF! | #REF! |  | #REF! | C8 | #REF! | C8 | #REF! | #REF! | #REF! |  | #REF! |  | #REF!
#REF! |  |  |  | #REF! |  | #REF! | #REF! | #REF! | #REF! | #REF! | #REF! | #REF! | #REF! | #REF! | #REF! | #REF! | #REF! |  | #REF! | C2 | #REF! | C8 | #REF! | #REF! | #REF! |  | #REF! |  | #REF!
#REF! |  |  |  | #REF! |  | #REF! | #REF! | #REF! | #REF! | #REF! | #REF! | #REF! | #REF! | #REF! | #REF! | #REF! | #REF! |  | #REF! | C8 | #REF! | C8 | #REF! | #REF! | #REF! |  | #REF! |  | #REF!
#REF! |  |  |  | #REF! |  | #REF! | #REF! | #REF! | #REF! | #REF! | #REF! | #REF! | #REF! | #REF! | #REF! | #REF! | #REF! |  | #REF! | C8 | #REF! | C8 | #REF! | #REF! | #REF! |  | #REF! |  | #REF!
#REF! |  |  |  | #REF! |  | #REF! | #REF! | #REF! | #REF! | #REF! | #REF! | #REF! | #REF! | #REF! | #REF! | #REF! | #REF! |  | #REF! | C8 | #REF! | C8 | #REF! | #REF! | #REF! |  | #REF! |  | #REF!
#REF! |  |  |  | #REF! |  | #REF! | #REF! | #REF! | #REF! | #REF! | #REF! | #REF! | #REF! | #REF! | #REF! | #REF! | #REF! |  | #REF! | C8 | #REF! | C8 | #REF! | #REF! | #REF! |  | #REF! |  | #REF!
#REF! |  |  |  | #REF! |  | #REF! | #REF! | #REF! | #REF! | #REF! | #REF! | #REF! | #REF! | #REF! | #REF! | #REF! | #REF! |  | #REF! | C8 | #REF! | C8 | #REF! | #REF! | #REF! |  | #REF! |  | #REF!
#REF! |  |  |  | #REF! |  | #REF! | #REF! | #REF! | #REF! | #REF! | #REF! | #REF! | #REF! | #REF! | #REF! | #REF! | #REF! |  | #REF! | C8 | #REF! | C8 | #REF! | #REF! | #REF! |  | #REF! |  | #REF!
#REF! |  |  |  | #REF! |  | #REF! | #REF! | #REF! | #REF! | #REF! | #REF! | #REF! | #REF! | #REF! | #REF! | #REF! | #REF! |  | #REF! | C8 | #REF! | C8 | #REF! | #REF! | #REF! |  | #REF! |  | #REF!
#REF! |  |  |  | #REF! |  | #REF! | #REF! | #REF! | #REF! | #REF! | #REF! | #REF! | #REF! | #REF! | #REF! | #REF! | #REF! |  | #REF! | C8 | #REF! | C8 | #REF! | #REF! | #REF! |  | #REF! |  | #REF!
#REF! |  |  |  | #REF! |  | #REF! | #REF! | #REF! | #REF! | #REF! | #REF! | #REF! | #REF! | #REF! | #REF! | #REF! | #REF! |  | #REF! | C8 | #REF! | C8 | #REF! | #REF! | #REF! |  | #REF! |  | #REF!
#REF! |  |  |  | #REF! |  | #REF! | #REF! | #REF! | #REF! | #REF! | #REF! | #REF! | #REF! | #REF! | #REF! | #REF! | #REF! |  | #REF! |  | #REF! | C8 | #REF! | #REF! | #REF! |  | #REF! |  | #REF!
#REF! |  |  |  | #REF! |  | #REF! | #REF! | #REF! | #REF! | #REF! | #REF! | #REF! | #REF! | #REF! | #REF! | #REF! | #REF! |  | #REF! |  | #REF! | C8 | #REF! | #REF! | #REF! |  | #REF! |  | #REF!
#REF! |  |  |  | #REF! |  | #REF! | #REF! | #REF! | #REF! | #REF! | #REF! | #REF! | #REF! | #REF! | #REF! | #REF! | #REF! |  | #REF! |  | #REF! | C8 | #REF! | #REF! | #REF! |  | #REF! |  | #REF!
#REF! |  |  |  | #REF! |  | #REF! | #REF! | #REF! | #REF! | #REF! | #REF! | #REF! | #REF! | #REF! | #REF! | #REF! | #REF! |  | #REF! |  | #REF! | C8 | #REF! | #REF! | #REF! |  | #REF! |  | #REF!
#REF! |  |  |  | #REF! |  | #REF! | #REF! | #REF! | #REF! | #REF! | #REF! | #REF! | #REF! | #REF! | #REF! | #REF! | #REF! |  | #REF! |  | #REF! | C8 | #REF! | #REF! | #REF! |  | #REF! |  | #REF!
#REF! |  |  |  | #REF! |  | #REF! | #REF! | #REF! | #REF! | #REF! | #REF! | #REF! | #REF! | #REF! | #REF! | #REF! | #REF! |  | #REF! | C8 | #REF! | C8 | #REF! | #REF! | #REF! |  | #REF! |  | #REF!
#REF! |  |  |  | #REF! |  | #REF! | #REF! | #REF! | #REF! | #REF! | #REF! | #REF! | #REF! | #REF! | #REF! | #REF! | #REF! |  | #REF! | C8 | #REF! | C8 | #REF! | #REF! | #REF! |  | #REF! |  | #REF!
#REF! |  |  |  | #REF! |  | #REF! | #REF! | #REF! | #REF! | #REF! | #REF! | #REF! | #REF! | #REF! | #REF! | #REF! | #REF! |  | #REF! | C8 | #REF! | C8 | #REF! | #REF! | #REF! |  | #REF! |  | #REF!
#REF! |  |  |  | #REF! |  | #REF! | #REF! | #REF! | #REF! | #REF! | #REF! | #REF! | #REF! | #REF! | #REF! | #REF! | #REF! |  | #REF! | C8 | #REF! | C8 | #REF! | #REF! | #REF! |  | #REF! |  | #REF!
#REF! |  |  |  | #REF! |  | #REF! | #REF! | #REF! | #REF! | #REF! | #REF! | #REF! | #REF! | #REF! | #REF! | #REF! | #REF! |  | #REF! | C8 | #REF! | C8 | #REF! | #REF! | #REF! |  | #REF! |  | #REF!
#REF! |  |  |  | #REF! |  | #REF! | #REF! | #REF! | #REF! | #REF! | #REF! | #REF! | #REF! | #REF! | #REF! | #REF! | #REF! |  | #REF! | C8 | #REF! | C8 | #REF! | #REF! | #REF! |  | #REF! |  | #REF!
#REF! |  |  |  | #REF! |  | #REF! | #REF! | #REF! | #REF! | #REF! | #REF! | #REF! | #REF! | #REF! | #REF! | #REF! | #REF! |  | #REF! | C8 | #REF! | C8 | #REF! | #REF! | #REF! |  | #REF! |  | #REF!
#REF! |  |  |  | #REF! |  | #REF! | #REF! | #REF! | #REF! | #REF! | #REF! | #REF! | #REF! | #REF! | #REF! | #REF! | #REF! |  | #REF! | C8 | #REF! | C8 | #REF! | #REF! | #REF! |  | #REF! |  | #REF!
#REF! |  |  |  | #REF! |  | #REF! | #REF! | #REF! | #REF! | #REF! | #REF! | #REF! | #REF! | #REF! | #REF! | #REF! | #REF! |  | #REF! | C8 | #REF! | C8 | #REF! | #REF! | #REF! |  | #REF! |  | #REF!
#REF! |  |  |  | #REF! |  | #REF! | #REF! | #REF! | #REF! | #REF! | #REF! | #REF! | #REF! | #REF! | #REF! | #REF! | #REF! |  | #REF! | C8 | #REF! | C8 | #REF! | #REF! | #REF! |  | #REF! |  | #REF!
#REF! |  |  |  | #REF! |  | #REF! | #REF! | #REF! | #REF! | #REF! | #REF! | #REF! | #REF! | #REF! | #REF! | #REF! | #REF! |  | #REF! | C8 | #REF! | C8 | #REF! | #REF! | #REF! |  | #REF! |  | #REF!
#REF! |  |  |  | #REF! |  | #REF! | #REF! | #REF! | #REF! | #REF! | #REF! | #REF! | #REF! | #REF! | #REF! | #REF! | #REF! |  | #REF! | C8 | #REF! | C8 | #REF! | #REF! | #REF! |  | #REF! |  | #REF!
#REF! |  |  |  | #REF! |  | #REF! | #REF! | #REF! | #REF! | #REF! | #REF! | #REF! | #REF! | #REF! | #REF! | #REF! | #REF! |  | #REF! | C8 | #REF! | C8 | #REF! | #REF! | #REF! |  | #REF! |  | #REF!
#REF! |  |  |  | #REF! |  | #REF! | #REF! | #REF! | #REF! | #REF! | #REF! | #REF! | #REF! | #REF! | #REF! | #REF! | #REF! |  | #REF! | C8 | #REF! | C8 | #REF! | #REF! | #REF! |  | #REF! |  | #REF!
#REF! |  |  |  | #REF! |  | #REF! | #REF! | #REF! | #REF! | #REF! | #REF! | #REF! | #REF! | #REF! | #REF! | #REF! | #REF! |  | #REF! | C8 | #REF! | C8 | #REF! | #REF! | #REF! |  | #REF! |  | #REF!
#REF! |  |  |  | #REF! |  | #REF! | #REF! | #REF! | #REF! | #REF! | #REF! | #REF! | #REF! | #REF! | #REF! | #REF! | #REF! |  | #REF! | P2 | #REF! | C8 | #REF! | #REF! | #REF! |  | #REF! |  | #REF!
#REF! |  |  |  | #REF! |  | #REF! | #REF! | #REF! | #REF! | #REF! | #REF! | #REF! | #REF! | #REF! | #REF! | #REF! | #REF! |  | #REF! |  | #REF! | C8 | #REF! | #REF! | #REF! |  | #REF! |  | #REF!
#REF! |  |  |  | #REF! |  | #REF! | #REF! | #REF! | #REF! | #REF! | #REF! | #REF! | #REF! | #REF! | #REF! | #REF! | #REF! |  | #REF! |  | #REF! |  | #REF! | #REF! | #REF! | C8 | #REF! |  | #REF!
#REF! |  |  |  | #REF! |  | #REF! | #REF! | #REF! | #REF! | #REF! | #REF! | #REF! | #REF! | #REF! | #REF! | #REF! | #REF! |  | #REF! |  | #REF! |  | #REF! | #REF! | #REF! | C8 | #REF! |  | #REF!
#REF! |  |  |  | #REF! |  | #REF! | #REF! | #REF! | #REF! | #REF! | #REF! | #REF! | #REF! | #REF! | #REF! | #REF! | #REF! |  | #REF! | C8 | #REF! | C8 | #REF! | #REF! | #REF! |  | #REF! |  | #REF!
#REF! |  |  |  | #REF! |  | #REF! | #REF! | #REF! | #REF! | #REF! | #REF! | #REF! | #REF! | #REF! | #REF! | #REF! | #REF! |  | #REF! | C8 | #REF! | C8 | #REF! | #REF! | #REF! |  | #REF! |  | #REF!
#REF! |  |  |  | #REF! |  | #REF! | #REF! | #REF! | #REF! | #REF! | #REF! | #REF! | #REF! | #REF! | #REF! | #REF! | #REF! |  | #REF! | C8 | #REF! | C8 | #REF! | #REF! | #REF! |  | #REF! |  | #REF!
#REF! |  |  |  | #REF! |  | #REF! | #REF! | #REF! | #REF! | #REF! | #REF! | #REF! | #REF! | #REF! | #REF! | #REF! | #REF! |  | #REF! | C8 | #REF! | C8 | #REF! | #REF! | #REF! |  | #REF! |  | #REF!
#REF! |  |  |  | #REF! |  | #REF! | #REF! | #REF! | #REF! | #REF! | #REF! | #REF! | #REF! | #REF! | #REF! | #REF! | #REF! |  | #REF! | C8 | #REF! | C8 | #REF! | #REF! | #REF! |  | #REF! |  | #REF!
#REF! |  |  |  | #REF! |  | #REF! | #REF! | #REF! | #REF! | #REF! | #REF! | #REF! | #REF! | #REF! | #REF! | #REF! | #REF! |  | #REF! | C8 | #REF! | C8 | #REF! | #REF! | #REF! |  | #REF! |  | #REF!
#REF! |  |  |  | #REF! |  | #REF! | #REF! | #REF! | #REF! | #REF! | #REF! | #REF! | #REF! | #REF! | #REF! | #REF! | #REF! |  | #REF! | C8 | #REF! | C8 | #REF! | #REF! | #REF! |  | #REF! |  | #REF!
#REF! |  |  |  | #REF! |  | #REF! | #REF! | #REF! | #REF! | #REF! | #REF! | #REF! | #REF! | #REF! | #REF! | #REF! | #REF! |  | #REF! | C8 | #REF! | C8 | #REF! | #REF! | #REF! |  | #REF! |  | #REF!
#REF! |  |  |  | #REF! |  | #REF! | #REF! | #REF! | #REF! | #REF! | #REF! | #REF! | #REF! | #REF! | #REF! | #REF! | #REF! |  | #REF! | C8 | #REF! | C8 | #REF! | #REF! | #REF! |  | #REF! |  | #REF!
#REF! |  |  |  | #REF! |  | #REF! | #REF! | #REF! | #REF! | #REF! | #REF! | #REF! | #REF! | #REF! | #REF! | #REF! | #REF! |  | #REF! | C8 | #REF! | C8 | #REF! | #REF! | #REF! |  | #REF! |  | #REF!
#REF! |  |  |  | #REF! |  | #REF! | #REF! | #REF! | #REF! | #REF! | #REF! | #REF! | #REF! | #REF! | #REF! | #REF! | #REF! |  | #REF! | C8 | #REF! | C8 | #REF! | #REF! | #REF! |  | #REF! |  | #REF!
#REF! |  |  |  | #REF! |  | #REF! | #REF! | #REF! | #REF! | #REF! | #REF! | #REF! | #REF! | #REF! | #REF! | #REF! | #REF! |  | #REF! | C8 | #REF! | C8 | #REF! | #REF! | #REF! |  | #REF! |  | #REF!
#REF! |  |  |  | #REF! |  | #REF! | #REF! | #REF! | #REF! | #REF! | #REF! | #REF! | #REF! | #REF! | #REF! | #REF! | #REF! |  | #REF! | C8 | #REF! | C8 | #REF! | #REF! | #REF! |  | #REF! |  | #REF!
#REF! |  |  |  | #REF! |  | #REF! | #REF! | #REF! | #REF! | #REF! | #REF! | #REF! | #REF! | #REF! | #REF! | #REF! | #REF! |  | #REF! | C8 | #REF! | C8 | #REF! | #REF! | #REF! |  | #REF! |  | #REF!
#REF! |  |  |  | #REF! |  | #REF! | #REF! | #REF! | #REF! | #REF! | #REF! | #REF! | #REF! | #REF! | #REF! | #REF! | #REF! |  | #REF! | C8 | #REF! | C8 | #REF! | #REF! | #REF! |  | #REF! |  | #REF!
#REF! |  |  |  | #REF! |  | #REF! | #REF! | #REF! | #REF! | #REF! | #REF! | #REF! | #REF! | #REF! | #REF! | #REF! | #REF! |  | #REF! | C8 | #REF! | C8 | #REF! | #REF! | #REF! |  | #REF! |  | #REF!
#REF! |  |  |  | #REF! |  | #REF! | #REF! | #REF! | #REF! | #REF! | #REF! | #REF! | #REF! | #REF! | #REF! | #REF! | #REF! |  | #REF! | C8 | #REF! | C8 | #REF! | #REF! | #REF! |  | #REF! |  | #REF!
#REF! |  |  |  | #REF! |  | #REF! | #REF! | #REF! | #REF! | #REF! | #REF! | #REF! | #REF! | #REF! | #REF! | #REF! | #REF! |  | #REF! | C8 | #REF! | C8 | #REF! | #REF! | #REF! |  | #REF! |  | #REF!
#REF! |  |  |  | #REF! |  | #REF! | #REF! | #REF! | #REF! | #REF! | #REF! | #REF! | #REF! | #REF! | #REF! | #REF! | #REF! |  | #REF! | C8 | #REF! | C8 | #REF! | #REF! | #REF! |  | #REF! |  | #REF!
#REF! |  |  |  | #REF! |  | #REF! | #REF! | #REF! | #REF! | #REF! | #REF! | #REF! | #REF! | #REF! | #REF! | #REF! | #REF! |  | #REF! | C7 | #REF! | C7 | #REF! | #REF! | #REF! |  | #REF! |  | #REF!
#REF! |  |  |  | #REF! |  | #REF! | #REF! | #REF! | #REF! | #REF! | #REF! | #REF! | #REF! | #REF! | #REF! | #REF! | #REF! |  | #REF! | C8 | #REF! | C8 | #REF! | #REF! | #REF! |  | #REF! |  | #REF!
#REF! |  |  |  | #REF! |  | #REF! | #REF! | #REF! | #REF! | #REF! | #REF! | #REF! | #REF! | #REF! | #REF! | #REF! | #REF! |  | #REF! | C8 | #REF! | C8 | #REF! | #REF! | #REF! |  | #REF! |  | #REF!
#REF! |  |  |  | #REF! |  | #REF! | #REF! | #REF! | #REF! | #REF! | #REF! | #REF! | #REF! | #REF! | #REF! | #REF! | #REF! |  | #REF! | C8 | #REF! | C8 | #REF! | #REF! | #REF! |  | #REF! |  | #REF!
#REF! |  |  |  | #REF! |  | #REF! | #REF! | #REF! | #REF! | #REF! | #REF! | #REF! | #REF! | #REF! | #REF! | #REF! | #REF! |  | #REF! | C8 | #REF! | C8 | #REF! | #REF! | #REF! |  | #REF! |  | #REF!
#REF! |  |  |  | #REF! |  | #REF! | #REF! | #REF! | #REF! | #REF! | #REF! | #REF! | #REF! | #REF! | #REF! | #REF! | #REF! |  | #REF! | C8 | #REF! | C8 | #REF! | #REF! | #REF! |  | #REF! |  | #REF!
#REF! |  |  |  | #REF! |  | #REF! | #REF! | #REF! | #REF! | #REF! | #REF! | #REF! | #REF! | #REF! | #REF! | #REF! | #REF! |  | #REF! | C8 | #REF! | C8 | #REF! | #REF! | #REF! |  | #REF! |  | #REF!
#REF! |  |  |  | #REF! |  | #REF! | #REF! | #REF! | #REF! | #REF! | #REF! | #REF! | #REF! | #REF! | #REF! | #REF! | #REF! |  | #REF! | C8 | #REF! | C8 | #REF! | #REF! | #REF! |  | #REF! |  | #REF!
#REF! |  |  |  | #REF! |  | #REF! | #REF! | #REF! | #REF! | #REF! | #REF! | #REF! | #REF! | #REF! | #REF! | #REF! | #REF! |  | #REF! | P6 | #REF! | C7 | #REF! | #REF! | #REF! |  | #REF! |  | #REF!
#REF! |  |  |  | #REF! |  | #REF! | #REF! | #REF! | #REF! | #REF! | #REF! | #REF! | #REF! | #REF! | #REF! | #REF! | #REF! |  | #REF! |  | #REF! | C8 | #REF! | #REF! | #REF! | C8 | #REF! |  | #REF!
#REF! |  |  |  | 34 |  | Inverter | 500 kW Packaged Inverter | 20 | ea | Contr | Contr | 120000 | 120 | 66.5583 | 2400 | 1.085 | 0 | C1 | 2400000 |  | 173317.94 |  | 2604 | 2573317.94 | 0 |  | 2573317.94 |  | OEM Budget Proposal
#REF! |  |  |  | #REF! |  | #REF! | #REF! | #REF! | #REF! | #REF! | #REF! | #REF! | #REF! | #REF! | #REF! | #REF! | #REF! |  | #REF! |  | #REF! | C1 | #REF! | #REF! | #REF! |  | #REF! |  | #REF!
#REF! |  |  |  | #REF! |  | #REF! | #REF! | #REF! | #REF! | #REF! | #REF! | #REF! | #REF! | #REF! | #REF! | #REF! | #REF! |  | #REF! | C8 | #REF! | C8 | #REF! | #REF! | #REF! |  | #REF! |  | #REF!
#REF! |  |  |  | #REF! |  | #REF! | #REF! | #REF! | #REF! | #REF! | #REF! | #REF! | #REF! | #REF! | #REF! | #REF! | #REF! |  | #REF! | C8 | #REF! | C8 | #REF! | #REF! | #REF! |  | #REF! |  | #REF!
#REF! |  |  |  | #REF! |  | #REF! | #REF! | #REF! | #REF! | #REF! | #REF! | #REF! | #REF! | #REF! | #REF! | #REF! | #REF! | P1 | #REF! |  | #REF! |  | #REF! | #REF! | #REF! |  | #REF! |  | #REF!
#REF! |  |  |  | #REF! |  | #REF! | #REF! | #REF! | #REF! | #REF! | #REF! | #REF! | #REF! | #REF! | #REF! | #REF! | #REF! |  | #REF! |  | #REF! | C8 | #REF! | #REF! | #REF! |  | #REF! |  | #REF!
#REF! |  |  |  | #REF! |  | #REF! | #REF! | #REF! | #REF! | #REF! | #REF! | #REF! | #REF! | #REF! | #REF! | #REF! | #REF! | C2 | #REF! |  | #REF! | C2 | #REF! | #REF! | #REF! |  | #REF! |  | #REF!
#REF! |  |  |  | #REF! |  | #REF! | #REF! | #REF! | #REF! | #REF! | #REF! | #REF! | #REF! | #REF! | #REF! | #REF! | #REF! |  | #REF! | C7 | #REF! | C7 | #REF! | #REF! | #REF! |  | #REF! |  | #REF!
#REF! |  |  |  | #REF! |  | #REF! | #REF! | #REF! | #REF! | #REF! | #REF! | #REF! | #REF! | #REF! | #REF! | #REF! | #REF! |  | #REF! |  | #REF! |  | #REF! | #REF! | #REF! |  | #REF! |  | #REF!
#REF! |  |  |  | #REF! |  | #REF! | #REF! | #REF! | #REF! | #REF! | #REF! | #REF! | #REF! | #REF! | #REF! | #REF! | #REF! | C2 | #REF! |  | #REF! | C2 | #REF! | #REF! | #REF! |  | #REF! |  | #REF!
#REF! |  |  |  | #REF! |  | #REF! | #REF! | #REF! | #REF! | #REF! | #REF! | #REF! | #REF! | #REF! | #REF! | #REF! | #REF! | C2 | #REF! |  | #REF! |  | #REF! | #REF! | #REF! |  | #REF! |  | #REF!
#REF! |  |  |  | #REF! |  | #REF! | #REF! | #REF! | #REF! | #REF! | #REF! | #REF! | #REF! | #REF! | #REF! | #REF! | #REF! |  | #REF! |  | #REF! | C2 | #REF! | #REF! | #REF! |  | #REF! |  | #REF!
#REF! |  |  |  | #REF! |  | #REF! | #REF! | #REF! | #REF! | #REF! | #REF! | #REF! | #REF! | #REF! | #REF! | #REF! | #REF! | C2 | #REF! |  | #REF! |  | #REF! | #REF! | #REF! |  | #REF! |  | #REF!
#REF! |  |  |  | #REF! |  | #REF! | #REF! | #REF! | #REF! | #REF! | #REF! | #REF! | #REF! | #REF! | #REF! | #REF! | #REF! |  | #REF! |  | #REF! | C2 | #REF! | #REF! | #REF! |  | #REF! |  | #REF!
#REF! |  |  |  | #REF! |  | #REF! | #REF! | #REF! | #REF! | #REF! | #REF! | #REF! | #REF! | #REF! | #REF! | #REF! | #REF! |  | #REF! | P2 | #REF! | C8 | #REF! | #REF! | #REF! |  | #REF! |  | #REF!
#REF! |  |  |  | #REF! |  | #REF! | #REF! | #REF! | #REF! | #REF! | #REF! | #REF! | #REF! | #REF! | #REF! | #REF! | #REF! |  | #REF! | C8 | #REF! | C8 | #REF! | #REF! | #REF! |  | #REF! |  | #REF!
#REF! |  |  |  | #REF! |  | #REF! | #REF! | #REF! | #REF! | #REF! | #REF! | #REF! | #REF! | #REF! | #REF! | #REF! | #REF! |  | #REF! | C8 | #REF! | C8 | #REF! | #REF! | #REF! |  | #REF! |  | #REF!
#REF! |  |  |  | #REF! |  | #REF! | #REF! | #REF! | #REF! | #REF! | #REF! | #REF! | #REF! | #REF! | #REF! | #REF! | #REF! |  | #REF! | C8 | #REF! | C8 | #REF! | #REF! | #REF! |  | #REF! |  | #REF!
#REF! |  |  |  | #REF! |  | #REF! | #REF! | #REF! | #REF! | #REF! | #REF! | #REF! | #REF! | #REF! | #REF! | #REF! | #REF! |  | #REF! | C8 | #REF! | C8 | #REF! | #REF! | #REF! |  | #REF! |  | #REF!
#REF! |  |  |  | #REF! |  | #REF! | #REF! | #REF! | #REF! | #REF! | #REF! | #REF! | #REF! | #REF! | #REF! | #REF! | #REF! |  | #REF! |  | #REF! | C8 | #REF! | #REF! | #REF! | C8 | #REF! |  | #REF!
#REF! |  |  |  | #REF! |  | #REF! | #REF! | #REF! | #REF! | #REF! | #REF! | #REF! | #REF! | #REF! | #REF! | #REF! | #REF! |  | #REF! | C8 | #REF! | C8 | #REF! | #REF! | #REF! |  | #REF! |  | #REF!
#REF! |  |  |  | #REF! |  | #REF! | #REF! | #REF! | #REF! | #REF! | #REF! | #REF! | #REF! | #REF! | #REF! | #REF! | #REF! |  | #REF! | C8 | #REF! | C8 | #REF! | #REF! | #REF! |  | #REF! |  | #REF!
#REF! |  |  |  | #REF! |  | #REF! | #REF! | #REF! | #REF! | #REF! | #REF! | #REF! | #REF! | #REF! | #REF! | #REF! | #REF! |  | #REF! | C8 | #REF! | C8 | #REF! | #REF! | #REF! |  | #REF! |  | #REF!
#REF! |  |  |  | #REF! |  | #REF! | #REF! | #REF! | #REF! | #REF! | #REF! | #REF! | #REF! | #REF! | #REF! | #REF! | #REF! |  | #REF! | C8 | #REF! | C8 | #REF! | #REF! | #REF! |  | #REF! |  | #REF!
#REF! |  |  |  | #REF! |  | #REF! | #REF! | #REF! | #REF! | #REF! | #REF! | #REF! | #REF! | #REF! | #REF! | #REF! | #REF! |  | #REF! | C8 | #REF! | C8 | #REF! | #REF! | #REF! |  | #REF! |  | #REF!
#REF! |  |  |  | #REF! |  | #REF! | #REF! | #REF! | #REF! | #REF! | #REF! | #REF! | #REF! | #REF! | #REF! | #REF! | #REF! |  | #REF! | C8 | #REF! | C8 | #REF! | #REF! | #REF! |  | #REF! |  | #REF!
#REF! |  |  |  | #REF! |  | #REF! | #REF! | #REF! | #REF! | #REF! | #REF! | #REF! | #REF! | #REF! | #REF! | #REF! | #REF! |  | #REF! | C8 | #REF! | C8 | #REF! | #REF! | #REF! |  | #REF! |  | #REF!
#REF! |  |  |  | #REF! |  | #REF! | #REF! | #REF! | #REF! | #REF! | #REF! | #REF! | #REF! | #REF! | #REF! | #REF! | #REF! |  | #REF! | C8 | #REF! | C8 | #REF! | #REF! | #REF! |  | #REF! |  | #REF!
#REF! |  |  |  | #REF! |  | #REF! | #REF! | #REF! | #REF! | #REF! | #REF! | #REF! | #REF! | #REF! | #REF! | #REF! | #REF! |  | #REF! | C8 | #REF! | C8 | #REF! | #REF! | #REF! |  | #REF! |  | #REF!
#REF! |  |  |  | #REF! |  | #REF! | #REF! | #REF! | #REF! | #REF! | #REF! | #REF! | #REF! | #REF! | #REF! | #REF! | #REF! |  | #REF! | C8 | #REF! | C8 | #REF! | #REF! | #REF! |  | #REF! |  | #REF!
#REF! |  |  |  | #REF! |  | #REF! | #REF! | #REF! | #REF! | #REF! | #REF! | #REF! | #REF! | #REF! | #REF! | #REF! | #REF! |  | #REF! | C8 | #REF! | C8 | #REF! | #REF! | #REF! |  | #REF! |  | #REF!
#REF! |  |  |  | #REF! |  | #REF! | #REF! | #REF! | #REF! | #REF! | #REF! | #REF! | #REF! | #REF! | #REF! | #REF! | #REF! |  | #REF! | C8 | #REF! | C8 | #REF! | #REF! | #REF! |  | #REF! |  | #REF!
#REF! |  |  |  | #REF! |  | #REF! | #REF! | #REF! | #REF! | #REF! | #REF! | #REF! | #REF! | #REF! | #REF! | #REF! | #REF! |  | #REF! | C8 | #REF! | C8 | #REF! | #REF! | #REF! |  | #REF! |  | #REF!
#REF! |  |  |  | #REF! |  | #REF! | #REF! | #REF! | #REF! | #REF! | #REF! | #REF! | #REF! | #REF! | #REF! | #REF! | #REF! |  | #REF! |  | #REF! | C8 | #REF! | #REF! | #REF! | C6 | #REF! |  | #REF!
#REF! |  |  |  | #REF! |  | #REF! | #REF! | #REF! | #REF! | #REF! | #REF! | #REF! | #REF! | #REF! | #REF! | #REF! | #REF! |  | #REF! | C8 | #REF! | C8 | #REF! | #REF! | #REF! |  | #REF! |  | #REF!
#REF! |  |  |  | #REF! |  | #REF! | #REF! | #REF! | #REF! | #REF! | #REF! | #REF! | #REF! | #REF! | #REF! | #REF! | #REF! |  | #REF! | C8 | #REF! | C8 | #REF! | #REF! | #REF! |  | #REF! |  | #REF!
#REF! |  |  |  | #REF! |  | #REF! | #REF! | #REF! | #REF! | #REF! | #REF! | #REF! | #REF! | #REF! | #REF! | #REF! | #REF! |  | #REF! | C8 | #REF! | C8 | #REF! | #REF! | #REF! |  | #REF! |  | #REF!
#REF! |  |  |  | #REF! |  | #REF! | #REF! | #REF! | #REF! | #REF! | #REF! | #REF! | #REF! | #REF! | #REF! | #REF! | #REF! |  | #REF! | C8 | #REF! | C8 | #REF! | #REF! | #REF! |  | #REF! |  | #REF!
#REF! |  |  |  | #REF! |  | #REF! | #REF! | #REF! | #REF! | #REF! | #REF! | #REF! | #REF! | #REF! | #REF! | #REF! | #REF! |  | #REF! | C8 | #REF! | C8 | #REF! | #REF! | #REF! |  | #REF! |  | #REF!
#REF! |  |  |  | #REF! |  | #REF! | #REF! | #REF! | #REF! | #REF! | #REF! | #REF! | #REF! | #REF! | #REF! | #REF! | #REF! |  | #REF! | C8 | #REF! | C8 | #REF! | #REF! | #REF! |  | #REF! |  | #REF!
#REF! |  |  |  | #REF! |  | #REF! | #REF! | #REF! | #REF! | #REF! | #REF! | #REF! | #REF! | #REF! | #REF! | #REF! | #REF! |  | #REF! | C8 | #REF! | C8 | #REF! | #REF! | #REF! |  | #REF! |  | #REF!
#REF! |  |  |  | #REF! |  | #REF! | #REF! | #REF! | #REF! | #REF! | #REF! | #REF! | #REF! | #REF! | #REF! | #REF! | #REF! |  | #REF! | C8 | #REF! | C8 | #REF! | #REF! | #REF! |  | #REF! |  | #REF!
#REF! |  |  |  | #REF! |  | #REF! | #REF! | #REF! | #REF! | #REF! | #REF! | #REF! | #REF! | #REF! | #REF! | #REF! | #REF! |  | #REF! | C8 | #REF! | C8 | #REF! | #REF! | #REF! |  | #REF! |  | #REF!
#REF! |  |  |  | #REF! |  | #REF! | #REF! | #REF! | #REF! | #REF! | #REF! | #REF! | #REF! | #REF! | #REF! | #REF! | #REF! |  | #REF! | C8 | #REF! | C8 | #REF! | #REF! | #REF! |  | #REF! |  | #REF!
#REF! |  |  |  | #REF! |  | #REF! | #REF! | #REF! | #REF! | #REF! | #REF! | #REF! | #REF! | #REF! | #REF! | #REF! | #REF! |  | #REF! | C8 | #REF! | C8 | #REF! | #REF! | #REF! |  | #REF! |  | #REF!
#REF! |  |  |  | #REF! |  | #REF! | #REF! | #REF! | #REF! | #REF! | #REF! | #REF! | #REF! | #REF! | #REF! | #REF! | #REF! |  | #REF! | C8 | #REF! | C8 | #REF! | #REF! | #REF! |  | #REF! |  | #REF!
#REF! |  |  |  | #REF! |  | #REF! | #REF! | #REF! | #REF! | #REF! | #REF! | #REF! | #REF! | #REF! | #REF! | #REF! | #REF! |  | #REF! | C8 | #REF! | C8 | #REF! | #REF! | #REF! |  | #REF! |  | #REF!
#REF! |  |  |  | #REF! |  | #REF! | #REF! | #REF! | #REF! | #REF! | #REF! | #REF! | #REF! | #REF! | #REF! | #REF! | #REF! |  | #REF! | P1 | #REF! | C8 | #REF! | #REF! | #REF! |  | #REF! |  | #REF!
#REF! |  |  |  | #REF! |  | #REF! | #REF! | #REF! | #REF! | #REF! | #REF! | #REF! | #REF! | #REF! | #REF! | #REF! | #REF! |  | #REF! | P1 | #REF! | C8 | #REF! | #REF! | #REF! |  | #REF! |  | #REF!
#REF! |  |  |  | #REF! |  | #REF! | #REF! | #REF! | #REF! | #REF! | #REF! | #REF! | #REF! | #REF! | #REF! | #REF! | #REF! |  | #REF! | P1 | #REF! | C8 | #REF! | #REF! | #REF! |  | #REF! |  | #REF!
#REF! |  |  |  | #REF! |  | #REF! | #REF! | #REF! | #REF! | #REF! | #REF! | #REF! | #REF! | #REF! | #REF! | #REF! | #REF! |  | #REF! | C8 | #REF! | C8 | #REF! | #REF! | #REF! |  | #REF! |  | #REF!
#REF! |  |  |  | #REF! |  | #REF! | #REF! | #REF! | #REF! | #REF! | #REF! | #REF! | #REF! | #REF! | #REF! | #REF! | #REF! |  | #REF! | C8 | #REF! | C8 | #REF! | #REF! | #REF! |  | #REF! |  | #REF!
#REF! |  |  |  | #REF! |  | #REF! | #REF! | #REF! | #REF! | #REF! | #REF! | #REF! | #REF! | #REF! | #REF! | #REF! | #REF! |  | #REF! | C8 | #REF! | C8 | #REF! | #REF! | #REF! |  | #REF! |  | #REF!
#REF! |  |  |  | #REF! |  | #REF! | #REF! | #REF! | #REF! | #REF! | #REF! | #REF! | #REF! | #REF! | #REF! | #REF! | #REF! |  | #REF! | C8 | #REF! | C8 | #REF! | #REF! | #REF! |  | #REF! |  | #REF!
#REF! |  |  |  | #REF! |  | #REF! | #REF! | #REF! | #REF! | #REF! | #REF! | #REF! | #REF! | #REF! | #REF! | #REF! | #REF! |  | #REF! | C8 | #REF! | C8 | #REF! | #REF! | #REF! |  | #REF! |  | #REF!
#REF! |  |  |  | #REF! |  | #REF! | #REF! | #REF! | #REF! | #REF! | #REF! | #REF! | #REF! | #REF! | #REF! | #REF! | #REF! |  | #REF! | C8 | #REF! | C8 | #REF! | #REF! | #REF! |  | #REF! |  | #REF!
#REF! |  |  |  | #REF! |  | #REF! | #REF! | #REF! | #REF! | #REF! | #REF! | #REF! | #REF! | #REF! | #REF! | #REF! | #REF! |  | #REF! | C8 | #REF! | C8 | #REF! | #REF! | #REF! |  | #REF! |  | #REF!
#REF! |  |  |  | #REF! |  | #REF! | #REF! | #REF! | #REF! | #REF! | #REF! | #REF! | #REF! | #REF! | #REF! | #REF! | #REF! |  | #REF! | C8 | #REF! | C8 | #REF! | #REF! | #REF! |  | #REF! |  | #REF!
#REF! |  |  |  | #REF! |  | #REF! | #REF! | #REF! | #REF! | #REF! | #REF! | #REF! | #REF! | #REF! | #REF! | #REF! | #REF! |  | #REF! | C8 | #REF! | C8 | #REF! | #REF! | #REF! |  | #REF! |  | #REF!
#REF! |  |  |  | #REF! |  | #REF! | #REF! | #REF! | #REF! | #REF! | #REF! | #REF! | #REF! | #REF! | #REF! | #REF! | #REF! |  | #REF! | C8 | #REF! | C8 | #REF! | #REF! | #REF! |  | #REF! |  | #REF!
#REF! |  |  |  | #REF! |  | #REF! | #REF! | #REF! | #REF! | #REF! | #REF! | #REF! | #REF! | #REF! | #REF! | #REF! | #REF! |  | #REF! | C8 | #REF! | C8 | #REF! | #REF! | #REF! |  | #REF! |  | #REF!
#REF! |  |  |  | #REF! |  | #REF! | #REF! | #REF! | #REF! | #REF! | #REF! | #REF! | #REF! | #REF! | #REF! | #REF! | #REF! |  | #REF! |  | #REF! | C8 | #REF! | #REF! | #REF! | C8 | #REF! |  | #REF!
#REF! |  |  |  | #REF! |  | #REF! | #REF! | #REF! | #REF! | #REF! | #REF! | #REF! | #REF! | #REF! | #REF! | #REF! | #REF! |  | #REF! | P3 | #REF! | C9 | #REF! | #REF! | #REF! |  | #REF! |  | #REF!
#REF! |  |  |  | #REF! |  | #REF! | #REF! | #REF! | #REF! | #REF! | #REF! | #REF! | #REF! | #REF! | #REF! | #REF! | #REF! |  | #REF! | P3 | #REF! | C9 | #REF! | #REF! | #REF! |  | #REF! |  | #REF!
#REF! |  |  |  | #REF! |  | #REF! | #REF! | #REF! | #REF! | #REF! | #REF! | #REF! | #REF! | #REF! | #REF! | #REF! | #REF! |  | #REF! | P3 | #REF! | C9 | #REF! | #REF! | #REF! |  | #REF! |  | #REF!
#REF! |  |  |  | #REF! |  | #REF! | #REF! | #REF! | #REF! | #REF! | #REF! | #REF! | #REF! | #REF! | #REF! | #REF! | #REF! |  | #REF! | P3 | #REF! | C9 | #REF! | #REF! | #REF! |  | #REF! |  | #REF!
#REF! |  |  |  | #REF! |  | #REF! | #REF! | #REF! | #REF! | #REF! | #REF! | #REF! | #REF! | #REF! | #REF! | #REF! | #REF! |  | #REF! | P3 | #REF! | C9 | #REF! | #REF! | #REF! |  | #REF! |  | #REF!
#REF! |  |  |  | #REF! |  | #REF! | #REF! | #REF! | #REF! | #REF! | #REF! | #REF! | #REF! | #REF! | #REF! | #REF! | #REF! |  | #REF! | P3 | #REF! | C9 | #REF! | #REF! | #REF! |  | #REF! |  | #REF!
#REF! |  |  |  | #REF! |  | #REF! | #REF! | #REF! | #REF! | #REF! | #REF! | #REF! | #REF! | #REF! | #REF! | #REF! | #REF! |  | #REF! | P3 | #REF! | C9 | #REF! | #REF! | #REF! |  | #REF! |  | #REF!
#REF! |  |  |  | #REF! |  | #REF! | #REF! | #REF! | #REF! | #REF! | #REF! | #REF! | #REF! | #REF! | #REF! | #REF! | #REF! |  | #REF! | P3 | #REF! | C9 | #REF! | #REF! | #REF! |  | #REF! |  | #REF!
#REF! |  |  |  | #REF! |  | #REF! | #REF! | #REF! | #REF! | #REF! | #REF! | #REF! | #REF! | #REF! | #REF! | #REF! | #REF! |  | #REF! | P3 | #REF! | C9 | #REF! | #REF! | #REF! |  | #REF! |  | #REF!
#REF! |  |  |  | #REF! |  | #REF! | #REF! | #REF! | #REF! | #REF! | #REF! | #REF! | #REF! | #REF! | #REF! | #REF! | #REF! |  | #REF! | P3 | #REF! | C9 | #REF! | #REF! | #REF! |  | #REF! |  | #REF!
#REF! |  |  |  | #REF! |  | #REF! | #REF! | #REF! | #REF! | #REF! | #REF! | #REF! | #REF! | #REF! | #REF! | #REF! | #REF! |  | #REF! | P3 | #REF! | C9 | #REF! | #REF! | #REF! |  | #REF! |  | #REF!
#REF! |  |  |  | #REF! |  | #REF! | #REF! | #REF! | #REF! | #REF! | #REF! | #REF! | #REF! | #REF! | #REF! | #REF! | #REF! |  | #REF! | P3 | #REF! | C9 | #REF! | #REF! | #REF! |  | #REF! |  | #REF!
#REF! |  |  |  | #REF! |  | #REF! | #REF! | #REF! | #REF! | #REF! | #REF! | #REF! | #REF! | #REF! | #REF! | #REF! | #REF! |  | #REF! | P3 | #REF! | C9 | #REF! | #REF! | #REF! |  | #REF! |  | #REF!
#REF! |  |  |  | #REF! |  | #REF! | #REF! | #REF! | #REF! | #REF! | #REF! | #REF! | #REF! | #REF! | #REF! | #REF! | #REF! |  | #REF! | P3 | #REF! | C9 | #REF! | #REF! | #REF! |  | #REF! |  | #REF!
#REF! |  |  |  | #REF! |  | #REF! | #REF! | #REF! | #REF! | #REF! | #REF! | #REF! | #REF! | #REF! | #REF! | #REF! | #REF! |  | #REF! | P3 | #REF! | C9 | #REF! | #REF! | #REF! |  | #REF! |  | #REF!
#REF! |  |  |  | 39 |  | #REF! | Eqpt - 15 kV Switchgear (1 Main CB, 3 Fused Feeders) | 1 | lot | Contr | Contr | #REF! | #REF! | #REF! | #REF! | #REF! | 0 |  | 400000 | P3 | 33629.392 | C9 | #REF! | #REF! | 0 |  | 433629.392 |  | HDR¦CB Estimated cost
#REF! |  |  |  | #REF! |  | #REF! | #REF! | #REF! | #REF! | #REF! | #REF! | #REF! | #REF! | #REF! | #REF! | #REF! | #REF! |  | #REF! | P3 | #REF! | C9 | #REF! | #REF! | #REF! |  | #REF! |  | #REF!
#REF! |  |  |  | #REF! |  | #REF! | #REF! | #REF! | #REF! | #REF! | #REF! | #REF! | #REF! | #REF! | #REF! | #REF! | #REF! |  | #REF! | P3 | #REF! | C9 | #REF! | #REF! | #REF! |  | #REF! |  | #REF!
#REF! |  |  |  | #REF! |  | #REF! | #REF! | #REF! | #REF! | #REF! | #REF! | #REF! | #REF! | #REF! | #REF! | #REF! | #REF! |  | #REF! | P3 | #REF! | C9 | #REF! | #REF! | #REF! |  | #REF! |  | #REF!
#REF! |  |  |  | #REF! |  | #REF! | #REF! | #REF! | #REF! | #REF! | #REF! | #REF! | #REF! | #REF! | #REF! | #REF! | #REF! |  | #REF! | P3 | #REF! | C9 | #REF! | #REF! | #REF! |  | #REF! |  | #REF!
#REF! |  |  |  | #REF! |  | #REF! | #REF! | #REF! | #REF! | #REF! | #REF! | #REF! | #REF! | #REF! | #REF! | #REF! | #REF! |  | #REF! | P3 | #REF! | C9 | #REF! | #REF! | #REF! |  | #REF! |  | #REF!
#REF! |  |  |  | #REF! |  | #REF! | #REF! | #REF! | #REF! | #REF! | #REF! | #REF! | #REF! | #REF! | #REF! | #REF! | #REF! |  | #REF! | P3 | #REF! | C9 | #REF! | #REF! | #REF! |  | #REF! |  | #REF!
#REF! |  |  |  | #REF! |  | #REF! | #REF! | #REF! | #REF! | #REF! | #REF! | #REF! | #REF! | #REF! | #REF! | #REF! | #REF! |  | #REF! | P3 | #REF! | C9 | #REF! | #REF! | #REF! |  | #REF! |  | #REF!
#REF! |  |  |  | 43 |  | #REF! | Grounding - Buried Ground Conductor | 2400 | lf | Contr | Contr | #REF! | #REF! | #REF! | #REF! | #REF! | 0 |  | 11496 | C9 | 6863.5735 | C9 | #REF! | #REF! | 0 |  | 18359.5735 |  | HDR¦CB Estimated Quantity & Cost
#REF! |  |  |  | #REF! |  | #REF! | #REF! | #REF! | #REF! | #REF! | #REF! | #REF! | #REF! | #REF! | #REF! | #REF! | #REF! |  | #REF! | C9 | #REF! | C9 | #REF! | #REF! | #REF! |  | #REF! |  | #REF!
#REF! |  |  |  | 44 |  | #REF! | Grounding - Ground Rods Copper | 40 | ea | Contr | Contr | #REF! | #REF! | #REF! | #REF! | #REF! | 0 |  | 918.16 | C9 | 3685.9932 | C9 | #REF! | #REF! | 0 |  | 4604.1532 |  | HDR¦CB Estimated Quantity & Cost
#REF! |  |  |  | 45 |  | #REF! | Grounding - Exothermic Connections | 160 | ea | Contr | Contr | #REF! | #REF! | #REF! | #REF! | #REF! | 0 |  | 1560 | C9 | 9659.8443 | C9 | #REF! | #REF! | 0 |  | 11219.8443 |  | HDR¦CB Estimated Quantity & Cost
#REF! |  |  |  | #REF! |  | #REF! | #REF! | #REF! | #REF! | #REF! | #REF! | #REF! | #REF! | #REF! | #REF! | #REF! | #REF! |  | #REF! | C9 | #REF! | C9 | #REF! | #REF! | #REF! |  | #REF! |  | #REF!
#REF! |  |  |  | #REF! |  | #REF! | #REF! | #REF! | #REF! | #REF! | #REF! | #REF! | #REF! | #REF! | #REF! | #REF! | #REF! |  | #REF! | C9 | #REF! | C9 | #REF! | #REF! | #REF! |  | #REF! |  | #REF!
#REF! |  |  |  | #REF! |  | #REF! | #REF! | #REF! | #REF! | #REF! | #REF! | #REF! | #REF! | #REF! | #REF! | #REF! | #REF! |  | #REF! | C9 | #REF! | C9 | #REF! | #REF! | #REF! |  | #REF! |  | #REF!
#REF! |  |  |  | #REF! |  | #REF! | #REF! | #REF! | #REF! | #REF! | #REF! | #REF! | #REF! | #REF! | #REF! | #REF! | #REF! |  | #REF! | C9 | #REF! | C9 | #REF! | #REF! | #REF! |  | #REF! |  | #REF!
#REF! |  |  |  | 46 |  | #REF! | Conduit - Embedded/Direct Buried | 0 | lf | Contr | Contr | #REF! | #REF! | #REF! | #REF! | #REF! | 0 |  | 0 | C9 | 0 | C9 | #REF! | #REF! | 0 |  | 0 |  | HDR¦CB Estimated Quantity & Cost
#REF! |  |  |  | #REF! |  | #REF! | #REF! | #REF! | #REF! | #REF! | #REF! | #REF! | #REF! | #REF! | #REF! | #REF! | #REF! |  | #REF! | C9 | #REF! | C9 | #REF! | #REF! | #REF! |  | #REF! |  | #REF!
#REF! |  |  |  | #REF! |  | #REF! | #REF! | #REF! | #REF! | #REF! | #REF! | #REF! | #REF! | #REF! | #REF! | #REF! | #REF! |  | #REF! | C9 | #REF! | C9 | #REF! | #REF! | #REF! |  | #REF! |  | #REF!
#REF! |  |  |  | #REF! |  | #REF! | #REF! | #REF! | #REF! | #REF! | #REF! | #REF! | #REF! | #REF! | #REF! | #REF! | #REF! |  | #REF! | C9 | #REF! | C9 | #REF! | #REF! | #REF! |  | #REF! |  | #REF!
#REF! |  |  |  | #REF! |  | #REF! | #REF! | #REF! | #REF! | #REF! | #REF! | #REF! | #REF! | #REF! | #REF! | #REF! | #REF! |  | #REF! | C9 | #REF! | C9 | #REF! | #REF! | #REF! |  | #REF! |  | #REF!
#REF! |  |  |  | #REF! |  | #REF! | #REF! | #REF! | #REF! | #REF! | #REF! | #REF! | #REF! | #REF! | #REF! | #REF! | #REF! |  | #REF! | C9 | #REF! | C9 | #REF! | #REF! | #REF! |  | #REF! |  | #REF!
#REF! |  |  |  | #REF! |  | #REF! | #REF! | #REF! | #REF! | #REF! | #REF! | #REF! | #REF! | #REF! | #REF! | #REF! | #REF! |  | #REF! | C9 | #REF! | C9 | #REF! | #REF! | #REF! |  | #REF! |  | #REF!
#REF! |  |  |  | #REF! |  | #REF! | #REF! | #REF! | #REF! | #REF! | #REF! | #REF! | #REF! | #REF! | #REF! | #REF! | #REF! |  | #REF! | C9 | #REF! | C9 | #REF! | #REF! | #REF! |  | #REF! |  | #REF!
#REF! |  |  |  | #REF! |  | #REF! | #REF! | #REF! | #REF! | #REF! | #REF! | #REF! | #REF! | #REF! | #REF! | #REF! | #REF! |  | #REF! | C9 | #REF! | C9 | #REF! | #REF! | #REF! |  | #REF! |  | #REF!
#REF! |  |  |  | #REF! |  | #REF! | #REF! | #REF! | #REF! | #REF! | #REF! | #REF! | #REF! | #REF! | #REF! | #REF! | #REF! |  | #REF! | C9 | #REF! | C9 | #REF! | #REF! | #REF! |  | #REF! |  | #REF!
#REF! |  |  |  | #REF! |  | #REF! | #REF! | #REF! | #REF! | #REF! | #REF! | #REF! | #REF! | #REF! | #REF! | #REF! | #REF! |  | #REF! | C9 | #REF! | C9 | #REF! | #REF! | #REF! |  | #REF! |  | #REF!
#REF! |  |  |  | 47 |  | #REF! | Cable - Medium Voltage (15kV 1C Cable) | 50000 | lf | Contr | Contr | #REF! | #REF! | #REF! | #REF! | #REF! | 0 |  | 980000 | C9 | 529596.7243 | C9 | #REF! | #REF! | 0 |  | 1509596.7243 |  | HDR¦CB Estimated Quantity & Cost
#REF! |  |  |  | 48 |  | #REF! | Cable Terminations - 15kV | 60 | ea | Contr | Contr | #REF! | #REF! | #REF! | #REF! | #REF! | 0 |  | 11700 | C9 | 38130.9642 | C9 | #REF! | #REF! | 0 |  | 49830.9642 |  | HDR¦CB Estimated Quantity & Cost
#REF! |  |  |  | 49 |  | #REF! | Cable 600V Power 1/C | 124000 | lf | Contr | Contr | #REF! | #REF! | #REF! | #REF! | #REF! | 0 |  | 812200 | C9 | 985049.9073 | C9 | #REF! | #REF! | 0 |  | 1797249.9073 |  | HDR¦CB Estimated Quantity & Cost
#REF! |  |  |  | 50 |  | #REF! | Wire 600V Power 3/c # 10 ave. size | 1000 | lf | Contr | Contr | #REF! | #REF! | #REF! | #REF! | #REF! | 0 |  | 270 | C9 | 979.7539 | C9 | #REF! | #REF! | 0 |  | 1249.7539 |  | HDR¦CB Estimated Quantity & Cost
#REF! |  |  |  | #REF! |  | #REF! | #REF! | #REF! | #REF! | #REF! | #REF! | #REF! | #REF! | #REF! | #REF! | #REF! | #REF! |  | #REF! | C9 | #REF! | C9 | #REF! | #REF! | #REF! |  | #REF! |  | #REF!
#REF! |  |  |  | #REF! |  | #REF! | #REF! | #REF! | #REF! | #REF! | #REF! | #REF! | #REF! | #REF! | #REF! | #REF! | #REF! |  | #REF! | C9 | #REF! | C9 | #REF! | #REF! | #REF! |  | #REF! |  | #REF!
#REF! |  |  |  | #REF! |  | #REF! | #REF! | #REF! | #REF! | #REF! | #REF! | #REF! | #REF! | #REF! | #REF! | #REF! | #REF! |  | #REF! | C9 | #REF! | C9 | #REF! | #REF! | #REF! |  | #REF! |  | #REF!
#REF! |  |  |  | #REF! |  | #REF! | #REF! | #REF! | #REF! | #REF! | #REF! | #REF! | #REF! | #REF! | #REF! | #REF! | #REF! |  | #REF! | C9 | #REF! | C9 | #REF! | #REF! | #REF! |  | #REF! |  | #REF!
#REF! |  |  |  | #REF! |  | #REF! | #REF! | #REF! | #REF! | #REF! | #REF! | #REF! | #REF! | #REF! | #REF! | #REF! | #REF! |  | #REF! | C9 | #REF! | C9 | #REF! | #REF! | #REF! |  | #REF! |  | #REF!
#REF! |  |  |  | #REF! |  | #REF! | #REF! | #REF! | #REF! | #REF! | #REF! | #REF! | #REF! | #REF! | #REF! | #REF! | #REF! |  | #REF! | C9 | #REF! | C9 | #REF! | #REF! | #REF! |  | #REF! |  | #REF!
#REF! |  |  |  | #REF! |  | #REF! | #REF! | #REF! | #REF! | #REF! | #REF! | #REF! | #REF! | #REF! | #REF! | #REF! | #REF! |  | #REF! | C9 | #REF! | C9 | #REF! | #REF! | #REF! |  | #REF! |  | #REF!
#REF! |  |  |  | 51 |  | #REF! | Cable Terminations - low voltage | 15000 | ea | Contr | Contr | #REF! | #REF! | #REF! | #REF! | #REF! | 0 |  | 12750 | C9 | 238318.526 | C9 | #REF! | #REF! | 0 |  | 251068.526 |  | HDR¦CB Estimated Quantity & Cost
#REF! |  |  |  | #REF! |  | #REF! | #REF! | #REF! | #REF! | #REF! | #REF! | #REF! | #REF! | #REF! | #REF! | #REF! | #REF! |  | #REF! | C9 | #REF! | C9 | #REF! | #REF! | #REF! |  | #REF! |  | #REF!
#REF! |  |  |  | #REF! |  | #REF! | #REF! | #REF! | #REF! | #REF! | #REF! | #REF! | #REF! | #REF! | #REF! | #REF! | #REF! |  | #REF! | C9 | #REF! | C9 | #REF! | #REF! | #REF! |  | #REF! |  | #REF!
#REF! |  |  |  | #REF! |  | #REF! | #REF! | #REF! | #REF! | #REF! | #REF! | #REF! | #REF! | #REF! | #REF! | #REF! | #REF! |  | #REF! | C9 | #REF! | C9 | #REF! | #REF! | #REF! |  | #REF! |  | #REF!
#REF! |  |  |  | 52 |  | #REF! | Wire - Lighting 1/C No 12 | 4800 | lf | Contr | Contr | #REF! | #REF! | #REF! | #REF! | #REF! | 0 |  | 844.8 | C9 | 4575.7157 | C9 | #REF! | #REF! | 0 |  | 5420.5157 |  | HDR¦CB Estimated Quantity & Cost
#REF! |  |  |  | #REF! |  | #REF! | #REF! | #REF! | #REF! | #REF! | #REF! | #REF! | #REF! | #REF! | #REF! | #REF! | #REF! |  | #REF! | C9 | #REF! | C9 | #REF! | #REF! | #REF! |  | #REF! |  | #REF!
#REF! |  |  |  | 53 |  | #REF! | Lighting - Outdoor Fixtures, pole | 4 | ea | Contr | Contr | #REF! | #REF! | #REF! | #REF! | #REF! | 0 |  | 6400 | C9 | 2542.0643 | C9 | #REF! | #REF! | 0 |  | 8942.0643 |  | HDR¦CB Estimated Quantity & Cost
#REF! |  |  |  | #REF! |  | #REF! | #REF! | #REF! | #REF! | #REF! | #REF! | #REF! | #REF! | #REF! | #REF! | #REF! | #REF! |  | #REF! | C9 | #REF! | C9 | #REF! | #REF! | #REF! |  | #REF! |  | #REF!
#REF! |  |  |  | #REF! |  | #REF! | #REF! | #REF! | #REF! | #REF! | #REF! | #REF! | #REF! | #REF! | #REF! | #REF! | #REF! |  | #REF! | C9 | #REF! | C9 | #REF! | #REF! | #REF! |  | #REF! |  | #REF!
#REF! |  |  |  | #REF! |  | #REF! | #REF! | #REF! | #REF! | #REF! | #REF! | #REF! | #REF! | #REF! | #REF! | #REF! | #REF! |  | #REF! | C9 | #REF! | C9 | #REF! | #REF! | #REF! |  | #REF! |  | #REF!
#REF! |  |  |  | #REF! |  | #REF! | #REF! | #REF! | #REF! | #REF! | #REF! | #REF! | #REF! | #REF! | #REF! | #REF! | #REF! |  | #REF! | C9 | #REF! | C9 | #REF! | #REF! | #REF! |  | #REF! |  | #REF!
#REF! |  |  |  | #REF! |  | #REF! | #REF! | #REF! | #REF! | #REF! | #REF! | #REF! | #REF! | #REF! | #REF! | #REF! | #REF! |  | #REF! | C9 | #REF! | C9 | #REF! | #REF! | #REF! |  | #REF! |  | #REF!
#REF! |  |  |  | #REF! |  | #REF! | #REF! | #REF! | #REF! | #REF! | #REF! | #REF! | #REF! | #REF! | #REF! | #REF! | #REF! |  | #REF! | C9 | #REF! | C9 | #REF! | #REF! | #REF! |  | #REF! |  | #REF!
#REF! |  |  |  | #REF! |  | #REF! | #REF! | #REF! | #REF! | #REF! | #REF! | #REF! | #REF! | #REF! | #REF! | #REF! | #REF! |  | #REF! | C9 | #REF! | C9 | #REF! | #REF! | #REF! |  | #REF! |  | #REF!
#REF! |  |  |  | #REF! |  | #REF! | #REF! | #REF! | #REF! | #REF! | #REF! | #REF! | #REF! | #REF! | #REF! | #REF! | #REF! |  | #REF! | C9 | #REF! | C9 | #REF! | #REF! | #REF! |  | #REF! |  | #REF!
#REF! |  |  |  | #REF! |  | #REF! | #REF! | #REF! | #REF! | #REF! | #REF! | #REF! | #REF! | #REF! | #REF! | #REF! | #REF! |  | #REF! | C9 | #REF! | C9 | #REF! | #REF! | #REF! |  | #REF! |  | #REF!
#REF! |  |  |  | #REF! |  | #REF! | #REF! | #REF! | #REF! | #REF! | #REF! | #REF! | #REF! | #REF! | #REF! | #REF! | #REF! |  | #REF! | C9 | #REF! | C9 | #REF! | #REF! | #REF! |  | #REF! |  | #REF!
#REF! |  |  |  | #REF! |  | #REF! | #REF! | #REF! | #REF! | #REF! | #REF! | #REF! | #REF! | #REF! | #REF! | #REF! | #REF! |  | #REF! | C9 | #REF! | C9 | #REF! | #REF! | #REF! |  | #REF! |  | #REF!
#REF! |  |  |  | 54 |  | #REF! | Electrical Circuit Testing | 1500 | ea | Contr | Contr | #REF! | #REF! | #REF! | #REF! | #REF! | 0 |  | 0 | C9 | 158879.0173 | C9 | #REF! | #REF! | 0 |  | 158879.0173 |  | HDR¦CB Estimated Quantity & Cost
#REF! |  |  |  | #REF! |  |  | #REF! | #REF! | #REF! | #REF! | #REF! | [5 empty] | #REF! |  | #REF! | C9 | #REF! | C9 |  |  | #REF! |  | #REF! |  | #REF!
#REF! |  |  |  | #REF! |  |  | #REF! | #REF! | #REF! | #REF! | #REF! | [5 empty] | #REF! |  | #REF! | P4 | #REF! | C9 |  |  | #REF! |  | #REF! |  | #REF!
#REF! |  |  |  | #REF! |  |  | #REF! | #REF! | #REF! | #REF! | #REF! | [5 empty] | #REF! |  | #REF! | C8 | #REF! | C9 |  |  | #REF! |  | #REF! |  | #REF!
#REF! |  |  |  | #REF! |  |  | #REF! | #REF! | #REF! | #REF! | #REF! | [5 empty] | #REF! |  | #REF! | P4 | #REF! |  |  |  | #REF! |  | #REF! |  | #REF!
#REF! |  |  |  | #REF! |  |  | #REF! | #REF! | #REF! | #REF! | #REF! | [5 empty] | #REF! |  | #REF! | P4 | #REF! |  |  |  | #REF! |  | #REF! |  | #REF!
#REF! |  |  |  | #REF! |  |  | #REF! | #REF! | #REF! | #REF! | #REF! | [5 empty] | #REF! |  | #REF! | P4 | #REF! | C9 |  |  | #REF! |  | #REF! |  | #REF!
#REF! |  |  |  | #REF! |  |  | #REF! | #REF! | #REF! | #REF! | #REF! | [5 empty] | #REF! |  | #REF! | P4 | #REF! | C9 |  |  | #REF! |  | #REF! |  | #REF!
#REF! |  |  |  | #REF! |  |  | #REF! | #REF! | #REF! | #REF! | #REF! | [5 empty] | #REF! |  | #REF! | C8 | #REF! | C9 |  |  | #REF! |  | #REF! |  | #REF!
#REF! |  |  |  | #REF! |  |  | #REF! | #REF! | #REF! | #REF! | #REF! | [5 empty] | #REF! |  | #REF! | C9 | #REF! | C9 |  |  | #REF! |  | #REF! |  | #REF!
#REF! |  |  |  | #REF! |  |  | #REF! | #REF! | #REF! | #REF! | #REF! | [5 empty] | #REF! |  | #REF! | C9 | #REF! | C9 |  |  | #REF! |  | #REF! |  | #REF!
#REF! |  |  |  | #REF! |  |  | #REF! | #REF! | #REF! | #REF! | #REF! | [5 empty] | #REF! |  | #REF! | C9 | #REF! | C9 |  |  | #REF! |  | #REF! |  | #REF!
#REF! |  |  |  | #REF! |  |  | #REF! | #REF! | #REF! | #REF! | #REF! | [5 empty] | #REF! |  | #REF! | C9 | #REF! | C9 |  |  | #REF! |  | #REF! |  | #REF!
#REF! |  |  |  | #REF! |  |  | #REF! | #REF! | #REF! | #REF! | #REF! | [5 empty] | #REF! |  | #REF! | C9 | #REF! | C9 |  |  | #REF! |  | #REF! |  | #REF!
#REF! |  |  |  | #REF! |  |  | #REF! | #REF! | #REF! | #REF! | #REF! | [5 empty] | #REF! |  | #REF! | C9 | #REF! | C9 |  |  | #REF! |  | #REF! |  | #REF!
#REF! |  |  |  | #REF! |  |  | #REF! | #REF! | #REF! | #REF! | #REF! | [5 empty] | #REF! |  | #REF! | C9 | #REF! | C9 |  |  | #REF! |  | #REF! |  | #REF!
[7 empty] | TOTAL UNIT 1 | [9 empty] | #REF! |  | #REF! |  | #REF! |  |  |  | #REF! |  | Total Unit 1 |  | #REF! | #REF!
[25 empty] | TOTAL EPC |  | #REF! |  | #REF!
[22 empty] | Check with Estimate Details (less project indirects) = 0 |  |  |  |  | #REF!
[21 empty] | Percentage | #REF! |  |  |  |  | UNIT 1 & COMMON |  | #REF!
[22 empty] | #REF! |  |  |  |  | UNIT 2 |  | #REF!
[27 empty] | EPC |  | #REF!
[7 empty] | PROJECT INDIRECTS | [20 empty] | CODE
#REF! |  |  |  | 80 |  | Project Indirects | - Power Plant Design Engineering | 1 | ls | Contr | 8.5% | 2332828.2769 | 0 | 0 | 0 | 0 | 0 |  | 0 |  | 0 |  | 0 | 0 | 2332828.2769 |  | 2332828.2769 | PI2 | % of the Total Construction Cost
#REF! |  |  |  | 81 |  | Project Indirects | - Geotechnical Investigation | 1 | ls | Contr |  | 150000 | 0 | 0 | 0 | 0 | 0 |  | 0 |  | 0 |  | 0 | 0 | 150000 |  | 150000 | PI2 | Included in Engineering Contract
2482828.2769
#REF! |  |  |  | 72 |  | Const Indirects | Construction Field Indirects | 0.15 | % | Contr | Contr |  | 0 | 0 |  |  | 0 |  | 0 | [5 empty] | 3579787.6371 |  | 3579787.6371 | PI1a
3579787.6371
#REF! |  |  |  | #REF! |  | #REF! | #REF! | #REF! | #REF! | #REF! | #REF! | #REF! | #REF! | #REF! | #REF! | #REF! | #REF! |  | #REF! |  | #REF! |  | #REF! | #REF! | #REF! |  | #REF! | PI1b | #REF!
#REF! |  |  |  | #REF! |  | #REF! | #REF! | #REF! | #REF! | #REF! | #REF! | #REF! | #REF! | #REF! | #REF! | #REF! | #REF! |  | #REF! |  | #REF! |  | #REF! | #REF! | #REF! |  | #REF! | PI1b | #REF!
#REF!
#REF! |  |  |  | #REF! |  | #REF! | #REF! | #REF! | #REF! | #REF! | #REF! | #REF! | #REF! | #REF! | #REF! | #REF! | #REF! |  | #REF! |  | #REF! |  | #REF! | #REF! | #REF! |  | #REF! | PI1 | #REF!
#REF! |  |  |  | #REF! |  | #REF! | #REF! | #REF! | #REF! | #REF! | #REF! | #REF! | #REF! | #REF! | #REF! | #REF! | #REF! |  | #REF! |  | #REF! |  | #REF! | #REF! | #REF! |  | #REF! | PI1 | #REF!
#REF! |  |  |  | #REF! |  | #REF! | #REF! | #REF! | #REF! | #REF! | #REF! | #REF! | #REF! | #REF! | #REF! | #REF! | #REF! |  | #REF! |  | #REF! |  | #REF! | #REF! | #REF! |  | #REF! | PI1 | #REF!
#REF! |  |  |  | #REF! |  | #REF! | #REF! | #REF! | #REF! | #REF! | #REF! | #REF! | #REF! | #REF! | #REF! | #REF! | #REF! |  | #REF! |  | #REF! |  | #REF! | #REF! | #REF! |  | #REF! | PI1 | #REF!
#REF! |  |  |  | #REF! |  | #REF! | #REF! | #REF! | #REF! | #REF! | #REF! | #REF! | #REF! | #REF! | #REF! | #REF! | #REF! |  | #REF! |  | #REF! |  | #REF! | #REF! | #REF! |  | #REF! | PI1 | #REF!
#REF! |  |  |  | #REF! |  | #REF! | #REF! | #REF! | #REF! | #REF! | #REF! | #REF! | #REF! | #REF! | #REF! | #REF! | #REF! |  | #REF! |  | #REF! |  | #REF! | #REF! | #REF! |  | #REF! | PI1 | #REF!
#REF! |  |  |  | #REF! |  | #REF! | #REF! | #REF! | #REF! | #REF! | #REF! | #REF! | #REF! | #REF! | #REF! | #REF! | #REF! |  | #REF! |  | #REF! |  | #REF! | #REF! | #REF! |  | #REF! | PI1 | #REF!
#REF! |  |  |  | #REF! |  | #REF! | #REF! | #REF! | #REF! | #REF! | #REF! | #REF! | #REF! | #REF! | #REF! | #REF! | #REF! |  | #REF! |  | #REF! |  | #REF! | #REF! | #REF! |  | #REF! | PI1 | #REF!
#REF! |  |  |  | #REF! |  | #REF! | #REF! | #REF! | #REF! | #REF! | #REF! | #REF! | #REF! | #REF! | #REF! | #REF! | #REF! |  | #REF! |  | #REF! |  | #REF! | #REF! | #REF! |  | #REF! | PI1 | #REF!
#REF! |  |  |  | #REF! |  | #REF! | #REF! | #REF! | #REF! | #REF! | #REF! | #REF! | #REF! | #REF! | #REF! | #REF! | #REF! |  | #REF! |  | #REF! |  | #REF! | #REF! | #REF! |  | #REF! | PI1 | #REF!
#REF! |  |  |  | #REF! |  | #REF! | #REF! | #REF! | #REF! | #REF! | #REF! | #REF! | #REF! | #REF! | #REF! | #REF! | #REF! |  | #REF! |  | #REF! |  | #REF! | #REF! | #REF! |  | #REF! | PI1 | #REF!
#REF! |  |  |  | #REF! |  | #REF! | #REF! | #REF! | #REF! | #REF! | #REF! | #REF! | #REF! | #REF! | #REF! | #REF! | #REF! |  | #REF! |  | #REF! |  | #REF! | #REF! | #REF! |  | #REF! | PI1 | #REF!
#REF! |  |  |  | #REF! |  |  | #REF! | #REF! | #REF! | #REF! | #REF! | #REF! | #REF! | #REF! | #REF! | #REF! | #REF! |  | #REF! |  | #REF! |  |  |  | #REF! |  | #REF! | PI1d | #REF!
#REF! |  |  |  | 89 |  | EPC Indirects | - Comprehensive General Liability (CGL) Insurance | 1 | ls | Contr | 0.5% | 137225.1928 | 0 | 0 | 0 | 0 | 0 |  | 0 |  | 0 |  | 0 | 0 | 137225.1928 |  | 137225.1928 | PI1 | Allowance based on info from other projects
#REF! |  |  |  | 90 |  | EPC Indirects | - Warranty Reserve | 1 | ls | Contr | 0 | 50000 | 0 | 0 | 0 | 0 | 0 |  | 0 |  | 0 |  | 0 | 0 | 50000 |  | 50000 | PI1 | Allowance based on info from other projects
#REF!
#REF! |  |  |  | #REF! |  | #REF! | #REF! | #REF! | #REF! | #REF! | #REF! | #REF! | #REF! | #REF! | #REF! | #REF! | #REF! |  | #REF! | PI4 | #REF! | PI3 | #REF! | #REF! | #REF! | PI4 | #REF! | PI3/PI4 | #REF!
#REF!
#REF! |  |  |  | #REF! |  | #REF! | #REF! | #REF! | #REF! | #REF! | #REF! | #REF! | #REF! | #REF! | #REF! | #REF! | #REF! |  | #REF! |  | #REF! |  | #REF! | #REF! | #REF! |  | #REF! | PI1c | #REF!
#REF! |  |  |  | #REF! |  | #REF! | #REF! | #REF! | #REF! | #REF! | #REF! | #REF! | #REF! | #REF! | #REF! | #REF! | #REF! |  | #REF! |  | #REF! |  | #REF! | #REF! | #REF! |  | #REF! | PI1c | #REF!
#REF!
[19 empty] | #REF! |  | #REF! |  |  |  | #REF! |  | #REF! |  | TOTAL PROJECT INDIRECTS
[21 empty] | Percentage | #REF! |  |  |  |  | UNIT 1 & COMMON |  | #REF!
[22 empty] | #REF! |  |  |  |  | UNIT 2 |  | #REF!
[27 empty] | EPC |  | #REF!
[27 empty] | #REF! |  | TOTAL EPC w/ Indirects
[24 empty] | Check with Estimate Details = $0 |  |  | #REF! |  | Note: Builders Risk Ins. moved to Owners indirects
IRP CODE
Owner Indirects
#REF! |  |  |  | 88 |  | EPC Indirects | - Builders Risk Insurance | 1 | ls | Contr | 0.5% | 137225.1928 | 0 | 0 | 0 | 0 | 0 |  | 0 |  | 0 |  | 0 | 0 | 137225.1928 |  | 137225.1928 | OI30 | Allowance based on info from other projects
#REF! |  |  |  | #REF! |  | #REF! | #REF! | #REF! | #REF! | #REF! | #REF! | #REF! | #REF! | #REF! | #REF! | #REF! | #REF! |  | #REF! |  | #REF! |  | #REF! | #REF! | #REF! |  | #REF! |  | #REF!
#REF! |  |  |  | 107 |  | Owner Indirects | Project Development | 1 | ls | Owner | 0 |  | 0 | 0 | 0 | 0 | 0 |  | 0 |  | 0 |  | 0 | 0 | 650000 |  | 650000 | OI1 | Budget provided by LG&E
#REF! |  |  |  | #REF! |  | Owner Indirects | Owners Project Management | 1 | ls | Owner | 0 |  | 0 | 0 | 0 | 0 | 0 |  | 0 |  | 0 |  | 0 | 0 | 500000 |  | 500000 | OI2 | Budget provided by LG&E
#REF! |  |  |  | #REF! |  | #REF! | #REF! | #REF! | #REF! | #REF! | #REF! | #REF! | #REF! | #REF! | #REF! | #REF! | #REF! |  | #REF! |  | #REF! |  | #REF! | #REF! | #REF! |  | #REF! | OI2 | #REF!
#REF! |  |  |  | 110 |  | Owner Indirects | Owners Engineer | 1 | ls | Owner | 0 |  | 0 | 0 | 0 | 0 | 0 |  | 0 |  | 0 |  | 0 | 0 | 170000 |  | 170000 | OI3 | Budget provided by LG&E
#REF! |  |  |  | 111 |  | Owner Indirects | Owners Legal Counsel | 1 | ls | Owner | 0 |  | 0 | 0 | 0 | 0 | 0 |  | 0 |  | 0 |  | 0 | 0 | 250000 |  | 250000 | OI4 | Budget provided by LG&E
#REF! |  |  |  | 112 |  | #REF! | #REF! | #REF! | #REF! | #REF! | #REF! | #REF! | #REF! | #REF! | #REF! | #REF! | #REF! |  | #REF! |  | #REF! |  | #REF! | #REF! | #REF! |  | #REF! | OI4 | #REF!
#REF! |  |  |  | #REF! |  | #REF! | #REF! | #REF! | #REF! | #REF! | #REF! | #REF! | #REF! | #REF! | #REF! | #REF! | #REF! |  | #REF! |  | #REF! |  | #REF! | #REF! | #REF! |  | #REF! | OI5 | #REF!
#REF! |  |  |  | #REF! |  | #REF! | #REF! | #REF! | #REF! | #REF! | #REF! | #REF! | #REF! | #REF! | #REF! | #REF! | #REF! |  | #REF! |  | #REF! |  | #REF! | #REF! | #REF! |  | #REF! | OI6 | #REF!
#REF! |  |  |  | #REF! |  | #REF! | #REF! | #REF! | #REF! | #REF! | #REF! | #REF! | #REF! | #REF! | #REF! | #REF! | #REF! |  | #REF! |  | #REF! |  | #REF! | #REF! | #REF! |  | #REF! | OI7 | #REF!
#REF! |  |  |  | #REF! |  | Owner Indirects | Land | 1 | ls | Owner | 0 |  | 0 | 0 | 0 | 0 | 0 |  | 0 |  | 0 |  | 0 | 0 | 500000 |  | 500000 | OI8 | Budget provided by LG&E
#REF! |  |  |  | 113 |  | #REF! | #REF! | #REF! | #REF! | #REF! | #REF! | #REF! | #REF! | #REF! | #REF! | #REF! | #REF! |  | #REF! |  | #REF! |  | #REF! | #REF! | #REF! |  | #REF! | OI9 | #REF!
#REF! |  |  |  | #REF! |  | #REF! | #REF! | #REF! | #REF! | #REF! | #REF! | #REF! | #REF! | #REF! | #REF! | #REF! | #REF! |  | #REF! |  | #REF! |  | #REF! | #REF! | #REF! |  | #REF! | OI10 | #REF!
#REF! |  |  |  | #REF! |  | Owner Indirects | Startup Testing (Includes Power Sales) | 0 | 0 | 0 | 0 |  | 0 | 0 | 0 | 0 | 0 |  | 0 |  | 0 |  | 0 | 0 | 0 |  | 0 | OI11 | 0
#REF! |  |  |  | 114 |  | #REF! | #REF! | #REF! | #REF! | #REF! | #REF! | #REF! | #REF! | #REF! | #REF! | #REF! | #REF! |  | #REF! |  | #REF! |  | #REF! | #REF! | #REF! |  | #REF! | OI12 | #REF!
#REF! |  |  |  | #REF! |  | Owner Indirects | - Electric Transmission Firm Point to Point | 1 | ls | Owner | 0 |  | 0 | 0 | 0 | 0 | 0 |  | 0 |  | 0 |  | 0 | 0 | 50000 |  | 50000 | OI15 | Budget provided by LG&E
#REF! |  |  |  | 115 |  | Owner Indirects | - Startup Power | 1 | ls | Owner | 0 |  | 0 | 0 | 0 | 0 | 0 |  | 0 |  | 0 |  | 0 | 0 | 10000 |  | 10000 | OI16 | Budget estimated by HDR¦CB [10,864 MWhr @$36/MWH]
#REF! |  |  |  | 116 |  | Owner Indirects | - Test Power Sales | 1 | ls | Owner | 0 |  | 0 | 0 | 0 | 0 | 0 |  | 0 |  | 0 |  | 0 | 0 | -10000 |  | -10000 | OI18 | Budget estimated by HDR¦CB [432,000 MWhr @$36/MWH]
#REF! |  |  |  | 117 |  | #REF! | #REF! | #REF! | #REF! | #REF! | #REF! | #REF! | #REF! | #REF! | #REF! | #REF! | #REF! |  | #REF! |  | #REF! |  | #REF! | #REF! | #REF! |  | #REF! | OI19 | #REF!
#REF! |  |  |  | #REF! |  | Owner Indirects | Site Security | 1 | ls | Owner | 0 |  | 0 | 0 | 0 | 0 | 0 |  | 0 |  | 0 |  | 0 | 0 | 50000 |  | 50000 | OI17 | Budget estimated by HDR¦CB
#REF! |  |  |  | 118 |  | Owner Indirects | Operating Spare Parts | 1 | ls | Owner | 0 |  | 0 | 0 | 0 | 0 | 0 |  | 0 |  | 0 |  | 0 | 0 | 100000 |  | 100000 | OI20 | Budget estimated by HDR¦CB
#REF! |  |  |  | #REF! |  | #REF! | #REF! | #REF! | #REF! | #REF! | #REF! | #REF! | #REF! | #REF! | #REF! | #REF! | #REF! |  | #REF! |  | #REF! |  | #REF! | #REF! | #REF! |  | #REF! | OI21 | #REF!
#REF! |  |  |  | 119 |  | #REF! | #REF! | #REF! | #REF! | #REF! | #REF! | #REF! | #REF! | #REF! | #REF! | #REF! | #REF! |  | #REF! |  | #REF! |  | #REF! | #REF! | #REF! |  | #REF! | OI22 | #REF!
#REF! |  |  |  | #REF! |  | #REF! | #REF! | #REF! | #REF! | #REF! | #REF! | #REF! | #REF! | #REF! | #REF! | #REF! | #REF! |  | #REF! |  | #REF! |  | #REF! | #REF! | #REF! |  | #REF! | OI29 | #REF!
#REF! |  |  |  | #REF! |  | #REF! | #REF! | #REF! | #REF! | #REF! | #REF! | #REF! | #REF! | #REF! | #REF! | #REF! | #REF! |  | #REF! |  | #REF! |  | #REF! | #REF! | #REF! |  | #REF! | OI27 | #REF!
#REF! |  |  |  | #REF! |  | #REF! | #REF! | #REF! | #REF! | #REF! | #REF! | #REF! | #REF! | #REF! | #REF! | #REF! | #REF! |  | #REF! |  | #REF! |  | #REF! | #REF! | #REF! |  | #REF! | OI26 | #REF!
#REF! |  |  |  | #REF! |  | #REF! | #REF! | #REF! | #REF! | #REF! | #REF! | #REF! | #REF! | #REF! | #REF! | #REF! | #REF! |  | #REF! |  | #REF! |  | #REF! | #REF! | #REF! |  | #REF! | OI28 | #REF!
#REF! |  |  |  | #REF! |  | #REF! | #REF! | #REF! | #REF! | #REF! | #REF! | #REF! | #REF! | #REF! | #REF! | #REF! | #REF! |  | #REF! |  | #REF! |  | #REF! | #REF! | #REF! |  | #REF! | OI25 | #REF!
#REF! |  |  |  | #REF! |  | #REF! | #REF! | #REF! | #REF! | #REF! | #REF! | #REF! | #REF! | #REF! | #REF! | #REF! | #REF! |  | #REF! |  | #REF! |  | #REF! | #REF! | #REF! |  | #REF! | OI24 | #REF!
#REF! |  |  |  | #REF! |  | #REF! | #REF! | #REF! | #REF! | #REF! | #REF! | #REF! | #REF! | #REF! | #REF! | #REF! | #REF! |  | #REF! |  | #REF! |  | #REF! | #REF! | #REF! |  | #REF! | OI130 | #REF!
#REF! |  |  |  | #REF! |  | #REF! | #REF! | #REF! | #REF! | #REF! | #REF! | #REF! | #REF! | #REF! | #REF! | #REF! | #REF! |  | #REF! |  | #REF! |  | #REF! | #REF! | #REF! |  | #REF! | OI31 | #REF!
#REF! |  |  |  | #REF! |  | #REF! | #REF! | #REF! | #REF! | #REF! | #REF! | #REF! | #REF! | #REF! | #REF! | #REF! | #REF! |  | #REF! |  | #REF! |  | #REF! | #REF! | #REF! |  | #REF! | OI32 | #REF!
#REF! |  |  |  | #REF! |  | #REF! | #REF! | #REF! | #REF! | #REF! | #REF! | #REF! | #REF! | #REF! | #REF! | #REF! | #REF! |  | #REF! |  | #REF! |  | #REF! | #REF! | #REF! |  | #REF! | OI36 | #REF!
#REF! |  |  |  | #REF! |  | Owner Indirects | AFUDC | 1 | ls | Owner | 0 |  | 0 | 0 | 0 | 0 | 0 |  | 0 |  | 0 |  | 0 | 0 | 150000 |  | 150000 | OI33 | AFUDC Based on 78% KU Ownership
#REF! |  |  |  | 120 |  | #REF! | #REF! | #REF! | #REF! | #REF! | #REF! | #REF! | #REF! | #REF! | #REF! | #REF! | #REF! |  | #REF! |  | #REF! |  | #REF! | #REF! | #REF! |  | #REF! | OI34 | #REF!
#REF! |  |  |  | #REF! |  | 0 | Total Owner Indirects | 0 | 0 | 0 | 0 | 0 | 0 | 0 | 0 | 0 | 0 |  | 0 |  | 0 |  | 0 | 0 | 2920000
#REF! |  |  |  | #REF! |  | 0 | 0 | 0 | 0 | 0 | 0 | 0 | 0 | 0 | 0 | 0 | 0 |  | 0 |  | 0 |  | 0 | 0 | 0 |  | 0 |  | 0
#REF! |  |  |  | #REF! |  | #REF! | #REF! | #REF! | #REF! | #REF! | #REF! | #REF! | #REF! | #REF! | #REF! | #REF! | #REF! |  | #REF! |  | #REF! |  | #REF! | #REF! | #REF! |  | #REF! |  | #REF!
#REF! |  |  |  | #REF! |  | #REF! | #REF! | #REF! | #REF! | #REF! | #REF! | #REF! | #REF! | #REF! | #REF! | #REF! | #REF! |  | #REF! |  | #REF! |  | #REF! | #REF! | #REF! |  | #REF! | OI1 | #REF!
#REF! |  |  |  | #REF! |  | #REF! | #REF! | #REF! | #REF! | #REF! | #REF! | #REF! | #REF! | #REF! | #REF! | #REF! | #REF! |  | #REF! |  | #REF! |  | #REF! | #REF! | #REF! |  | #REF! | OI2 | #REF!
#REF! |  |  |  | #REF! |  | #REF! | #REF! | #REF! | #REF! | #REF! | #REF! | #REF! | #REF! | #REF! | #REF! | #REF! | #REF! |  | #REF! |  | #REF! |  | #REF! | #REF! | #REF! |  | #REF! | OI3 | #REF!
#REF! |  |  |  | #REF! |  | #REF! | #REF! | #REF! | #REF! | #REF! | #REF! | #REF! | #REF! | #REF! | #REF! | #REF! | #REF! |  | #REF! |  | #REF! |  | #REF! | #REF! | #REF! |  | #REF! | OI4 | #REF!
#REF! |  |  |  | #REF! |  | #REF! | #REF! | #REF! | #REF! | #REF! | #REF! | #REF! | #REF! | #REF! | #REF! | #REF! | #REF! |  | #REF! |  | #REF! |  | #REF! | #REF! | #REF! |  | #REF! | OI4 | #REF!
#REF! |  |  |  | #REF! |  | #REF! | #REF! | #REF! | #REF! | #REF! | #REF! | #REF! | #REF! | #REF! | #REF! | #REF! | #REF! |  | #REF! |  | #REF! |  | #REF! | #REF! | #REF! |  | #REF! | OI5 | #REF!
#REF! |  |  |  | #REF! |  | #REF! | #REF! | #REF! | #REF! | #REF! | #REF! | #REF! | #REF! | #REF! | #REF! | #REF! | #REF! |  | #REF! |  | #REF! |  | #REF! | #REF! | #REF! |  | #REF! | OI6 | #REF!
#REF! |  |  |  | #REF! |  | #REF! | #REF! | #REF! | #REF! | #REF! | #REF! | #REF! | #REF! | #REF! | #REF! | #REF! | #REF! |  | #REF! |  | #REF! |  | #REF! | #REF! | #REF! |  | #REF! | OI7 | #REF!
#REF! |  |  |  | #REF! |  | #REF! | #REF! | #REF! | #REF! | #REF! | #REF! | #REF! | #REF! | #REF! | #REF! | #REF! | #REF! |  | #REF! |  | #REF! |  | #REF! | #REF! | #REF! |  | #REF! | OI8 | #REF!
#REF! |  |  |  | #REF! |  | #REF! | #REF! | #REF! | #REF! | #REF! | #REF! | #REF! | #REF! | #REF! | #REF! | #REF! | #REF! |  | #REF! |  | #REF! |  | #REF! | #REF! | #REF! |  | #REF! | OI9 | #REF!
#REF! |  |  |  | #REF! |  | #REF! | #REF! | #REF! | #REF! | #REF! | #REF! | #REF! | #REF! | #REF! | #REF! | #REF! | #REF! |  | #REF! |  | #REF! |  | #REF! | #REF! | #REF! |  | #REF! | OI10 | #REF!
#REF! |  |  |  | #REF! |  | #REF! | #REF! | #REF! | #REF! | #REF! | #REF! | #REF! | #REF! | #REF! | #REF! | #REF! | #REF! |  | #REF! |  | #REF! |  | #REF! | #REF! | #REF! |  | #REF! | OI11 | #REF!
#REF! |  |  |  | #REF! |  | #REF! | #REF! | #REF! | #REF! | #REF! | #REF! | #REF! | #REF! | #REF! | #REF! | #REF! | #REF! |  | #REF! |  | #REF! |  | #REF! | #REF! | #REF! |  | #REF! | OI12 | #REF!
#REF! |  |  |  | #REF! |  | #REF! | #REF! | #REF! | #REF! | #REF! | #REF! | #REF! | #REF! | #REF! | #REF! | #REF! | #REF! |  | #REF! |  | #REF! |  | #REF! | #REF! | #REF! |  | #REF! | OI15 | #REF!
#REF! |  |  |  | #REF! |  | #REF! | #REF! | #REF! | #REF! | #REF! | #REF! | #REF! | #REF! | #REF! | #REF! | #REF! | #REF! |  | #REF! |  | #REF! |  | #REF! | #REF! | #REF! |  | #REF! | OI16 | #REF!
#REF! |  |  |  | #REF! |  | #REF! | #REF! | #REF! | #REF! | #REF! | #REF! | #REF! | #REF! | #REF! | #REF! | #REF! | #REF! |  | #REF! |  | #REF! |  | #REF! | #REF! | #REF! |  | #REF! | OI18 | #REF!
#REF! |  |  |  | #REF! |  | #REF! | #REF! | #REF! | #REF! | #REF! | #REF! | #REF! | #REF! | #REF! | #REF! | #REF! | #REF! |  | #REF! |  | #REF! |  | #REF! | #REF! | #REF! |  | #REF! | OI19 | #REF!
#REF! |  |  |  | #REF! |  | #REF! | #REF! | #REF! | #REF! | #REF! | #REF! | #REF! | #REF! | #REF! | #REF! | #REF! | #REF! |  | #REF! |  | #REF! |  | #REF! | #REF! | #REF! |  | #REF! | OI17 | #REF!
#REF! |  |  |  | #REF! |  | #REF! | #REF! | #REF! | #REF! | #REF! | #REF! | #REF! | #REF! | #REF! | #REF! | #REF! | #REF! |  | #REF! |  | #REF! |  | #REF! | #REF! | #REF! |  | #REF! | OI20 | #REF!
#REF! |  |  |  | #REF! |  | #REF! | #REF! | #REF! | #REF! | #REF! | #REF! | #REF! | #REF! | #REF! | #REF! | #REF! | #REF! |  | #REF! |  | #REF! |  | #REF! | #REF! | #REF! |  | #REF! | OI21 | #REF!
#REF! |  |  |  | #REF! |  | #REF! | #REF! | #REF! | #REF! | #REF! | #REF! | #REF! | #REF! | #REF! | #REF! | #REF! | #REF! |  | #REF! |  | #REF! |  | #REF! | #REF! | #REF! |  | #REF! | OI22 | #REF!
#REF! |  |  |  | #REF! |  | #REF! | #REF! | #REF! | #REF! | #REF! | #REF! | #REF! | #REF! | #REF! | #REF! | #REF! | #REF! |  | #REF! |  | #REF! |  | #REF! | #REF! | #REF! |  | #REF! |  | #REF!
#REF! |  |  |  | #REF! |  | #REF! | #REF! | #REF! | #REF! | #REF! | #REF! | #REF! | #REF! | #REF! | #REF! | #REF! | #REF! |  | #REF! |  | #REF! |  | #REF! | #REF! | #REF! |  | #REF! | OI29 | #REF!
#REF! |  |  |  | #REF! |  | #REF! | #REF! | #REF! | #REF! | #REF! | #REF! | #REF! | #REF! | #REF! | #REF! | #REF! | #REF! |  | #REF! |  | #REF! |  | #REF! | #REF! | #REF! |  | #REF! | OI27 | #REF!
#REF! |  |  |  | #REF! |  | #REF! | #REF! | #REF! | #REF! | #REF! | #REF! | #REF! | #REF! | #REF! | #REF! | #REF! | #REF! |  | #REF! |  | #REF! |  | #REF! | #REF! | #REF! |  | #REF! | OI26 | #REF!
#REF! |  |  |  | #REF! |  | #REF! | #REF! | #REF! | #REF! | #REF! | #REF! | #REF! | #REF! | #REF! | #REF! | #REF! | #REF! |  | #REF! |  | #REF! |  | #REF! | #REF! | #REF! |  | #REF! | OI28 | #REF!
#REF! |  |  |  | #REF! |  | #REF! | #REF! | #REF! | #REF! | #REF! | #REF! | #REF! | #REF! | #REF! | #REF! | #REF! | #REF! |  | #REF! |  | #REF! |  | #REF! | #REF! | #REF! |  | #REF! | OI25 | #REF!
#REF! |  |  |  | #REF! |  | #REF! | #REF! | #REF! | #REF! | #REF! | #REF! | #REF! | #REF! | #REF! | #REF! | #REF! | #REF! |  | #REF! |  | #REF! |  | #REF! | #REF! | #REF! |  | #REF! | OI24 | #REF!
#REF! |  |  |  | #REF! |  | #REF! | #REF! | #REF! | #REF! | #REF! | #REF! | #REF! | #REF! | #REF! | #REF! | #REF! | #REF! |  | #REF! |  | #REF! |  | #REF! | #REF! | #REF! |  | #REF! | OI130 | #REF!
#REF! |  |  |  | #REF! |  | #REF! | #REF! | #REF! | #REF! | #REF! | #REF! | #REF! | #REF! | #REF! | #REF! | #REF! | #REF! |  | #REF! |  | #REF! |  | #REF! | #REF! | #REF! |  | #REF! | OI31 | #REF!
#REF! |  |  |  | #REF! |  | #REF! | #REF! | #REF! | #REF! | #REF! | #REF! | #REF! | #REF! | #REF! | #REF! | #REF! | #REF! |  | #REF! |  | #REF! |  | #REF! | #REF! | #REF! |  | #REF! | OI32 | #REF!
#REF! |  |  |  | #REF! |  | #REF! | #REF! | #REF! | #REF! | #REF! | #REF! | #REF! | #REF! | #REF! | #REF! | #REF! | #REF! |  | #REF! |  | #REF! |  | #REF! | #REF! | #REF! |  | #REF! | OI36 | #REF!
#REF! |  |  |  | #REF! |  | #REF! | #REF! | #REF! | #REF! | #REF! | #REF! | #REF! | #REF! | #REF! | #REF! | #REF! | #REF! |  | #REF! |  | #REF! |  | #REF! | #REF! | #REF! |  | #REF! | OI33 | #REF!
#REF! |  |  |  | #REF! |  | #REF! | #REF! | #REF! | #REF! | #REF! | #REF! | #REF! | #REF! | #REF! | #REF! | #REF! | #REF! |  | #REF! |  | #REF! |  | #REF! | #REF! | #REF! |  | #REF! | OI34 | #REF!
#REF! |  |  |  | #REF! |  | #REF! | #REF! | #REF! | #REF! | #REF! | #REF! | #REF! | #REF! | #REF! | #REF! | #REF! | #REF! |  | #REF! |  | #REF! |  | #REF! | #REF! | #REF!
#REF! |  |  |  | 121 |  | 0 | 0 | 0 | 0 | 0 | 0 | 0 | 0 | 0 | 0 | 0 | 0 |  | 0 |  | 0 |  | 0 | 0 | 0 |  | 0 |  | 0
#REF! |  |  |  | 122 |  | 0 | Owner Contingency | 15% | % | Owner | 0 | 0 | 0 | 0 | 0 | 0 | 0 |  | 0 |  | 0 |  | 0 | 0 | 4949523.1603 |  | 4949523.1603 | OI35
#REF! |  |  |  | 123 |  | 0 | 0 | 0 | 0 | 0 | 0 | 0 | 0 | 0 | 0 | 0 | 0 |  | 0 |  | 0 |  | 0 | 0 | 0 |  | 0 |  | #REF!
#REF! |  |  |  | 124 |  | 0 | 0 | 0 | 0 | 0 | 0 | 0 | 0 | 0 | 0 | 0 | 0 |  | 0 |  | 0 |  | 0 | 0 | 0 |  | 0 |  | 0
#REF! |  |  |  | 125 |  | 0 | Total Owner Indirects | 0 | 0 | 0 | 0 | 0 | 0 | 0 | 0 | 0 | 0 |  | 0 |  | 0 |  | 0 | 0 | 7869523.1603 |  | 7869523.1603 |  | 0
#REF! |  |  |  | 126 |  | 0 | 0 | 0 | 0 | 0 | 0 | 0 | 0 | 0 | 0 | 0 | 0 |  | 0 |  | 0 |  | 0 | 0 | 0 |  | 0 |  | 0
#REF! |  |  |  | 128 |  | 0 | TOTAL PROJECT COST | 0 | 0 | 0 | 0 | 0 | 0 | 0 | 0 | 0 | 0 |  | 18997867.856 |  | 3601939.2928 |  | 67529.348 | 22599807.1488 | 18266537.0804 |  | 40866344.2292 |  | 0
#REF! |  |  |  | 129 |  | 0 | 0 | 0 | 0 | 0 | 0 | 0 | 0 | 0 | 0 | 0 | 0 |  | 0 |  | 0 |  | 0 | 0 | 0 |  | 0 |  | 0
#REF! | [5 empty] | 0 | 0 | 0 | 0 | 0 | 0 | 0 | 0 | 0 | 0 | 0 | 0 |  | 0 |  | 0 |  | 0 | 0 | $/kW |  | 4086.6344 |  | 0
[24 empty] | Check with Estimate Details = $0 |  |  | 0

## Unit Cost Summary (hidden)
ELY ENERGY CENTER
|  |  |  | Probable Cost Estimate |  |  | check = $0
|  |  |  | Unit 1 | Unit 2 | Total
Procurement
P1 |  | Steam Turbine Generator & Boiler Feed Pump Drives |  | #REF! | #REF! | #REF! | #REF!
P2 |  | Mechanical Equipment |  | #REF! | #REF! | #REF!
P3 |  | Electrical Equipment |  | #REF! | #REF! | #REF!
P4 |  | DCS & CEMS Equipment |  | #REF! | #REF! | #REF!
P5 |  | Water Treatment Equipment |  | #REF! | #REF! | #REF!
P6 |  | Miscellaneous Equipment |  | #REF! | #REF! | #REF!
Construction
C1 |  | Boiler Island |  | #REF! | #REF! | #REF!
C2 |  | Scrubber/Baghouse |  | #REF! | #REF! | #REF!
C3 |  | Material Handling System |  | #REF! | 0 | #REF!
C4 |  | Chimney |  | #REF! | 0 | #REF!
C5 |  | Railroad |  | #REF! | 0 | #REF!
C6 |  | Switchyard |  | #REF! | 0 | #REF!
C7 |  | Civil/Structural Construction |  | #REF! | #REF! | #REF!
C8 |  | Mechanical Construction |  | #REF! | #REF! | #REF! | check = $0
C9 |  | Electrical / I&C Construction |  | #REF! | #REF! | #REF! | #REF!
#REF!
Overall Project Indirects
PI1 |  | Construction Indirects* |  | #REF! | #REF! | #REF! | #REF!
PI1a |  |  | Construction Equipment | 2147872.5823 | 1431915.0549 | 3579787.6371 | 3579787.6371
PI1b |  |  | Construction Field Staff & Expenses | #REF! | #REF! | #REF! | #REF!
PI1c |  |  | EPC Contractor Contingency, G&A, & Profit | #REF! | #REF! | #REF! | #REF!
PI1d |  | Labor Camps |  | #REF! | #REF! | #REF! | #REF!
PI2 |  | Project Management & Engineering* |  | 1489696.9661 | 993131.3107 | 2482828.2769 | 2482828.2769
PI3 |  | Labor Escalation* |  | #REF! | #REF! | #REF! | #REF!
PI4 |  | Materials Escalation* |  | #REF! | #REF! | #REF! | #REF! | #REF!
[7 empty] | #REF! | #REF!
|  | TOTAL CONSTRUCTION COST |  | #REF! | #REF! | #REF!
Owner Indirects
OI1 |  | Project Development |  | 650000 | #REF! | #REF!
OI2 |  | Construction Power |  | #REF! | #REF! | #REF!
OI3 |  | Owner Operations Personnel (Prior to Commercial Operation) |  | 170000 | #REF! | #REF!
OI4 |  | Owner's Project Management |  | #REF! | #REF! | #REF!
OI5 |  | Owner's Legal Counsel |  | #REF! | #REF! | #REF!
OI6 |  | Operator Training |  | #REF! | #REF! | #REF!
OI7 |  | Owner's Start-up Engineering |  | #REF! | #REF! | #REF!
OI8 |  | Permitting, License Fees, & Environmental Compliance |  | 500000 | #REF! | #REF!
OI9 |  | Highway Improvements, Miscellaneous Mitigation |  | #REF! | #REF! | #REF!
OI10 |  | Land |  | #REF! | #REF! | #REF!
OI11 |  | Water Rights |  | 0 | #REF! | #REF!
OI12 |  | Water Infrastructure/Supply to the Site |  | #REF! | #REF! | #REF!
Start-up/Testing (Includes Fuel & Power Sales)
OI15 |  |  | Fuel- Coal | 50000 | #REF! | #REF!
OI16 |  |  | Fuel - Fuel oil | 10000 | #REF! | #REF!
OI17 |  |  | Variable O&M - Water, Chemicals, Etc | 50000 | #REF! | #REF!
OI18 |  |  | Start-up Power | -10000 | #REF! | #REF!
OI19 |  |  | Test Power Sales | #REF! | #REF! | #REF!
OI20 |  | Site Security |  | 100000 | #REF! | #REF!
OI21 |  | Rail to the Site |  | #REF! | #REF! | #REF! | #REF!
OI22 |  | Operating Spare Parts |  | #REF! | #REF! | #REF! | #REF!
Permanent Plant Equipment & Furnishings
OI24 |  |  | Workshop Tools & Test Equipment | #REF! | #REF! | #REF! | #REF!
OI25 |  |  | Warehouse Shelves | #REF! | #REF! | #REF! | #REF!
OI26 |  |  | Laboratory Equipment & Furnishings | #REF! | #REF! | #REF! | #REF!
OI27 |  |  | Kitchen Furniture | #REF! | #REF! | #REF! | #REF!
OI28 |  |  | Locker Room Furniture | #REF! | #REF! | #REF! | #REF!
OI29 |  |  | Building Furniture | #REF! | #REF! | #REF! | #REF!
OI30 |  | Builder's Risk Insurance* |  | 82335.1157 | 54890.0771 | 137225.1928 | 137225.1928
OI31 |  | Sales Tax & Duties |  | #REF! | #REF! | #REF! | #REF!
OI32 |  | Escalation of Owner's Indirects |  | #REF! | #REF! | #REF! | #REF!
OI36 |  | #REF! |  | #REF! | #REF! | #REF! | #REF!
OI33 |  | Financing Fees |  | 150000 | #REF! | #REF!
OI34 |  | AFUDC |  | #REF! | #REF! | #REF!
OI35 |  | Project Contingency* |  | 2969713.8962 | 1979809.2641 | 4949523.1603 | 4949523.1603
|  | OWNER PROJECT INDIRECTS SUBTOTAL |  | #REF! | #REF! | #REF! | #REF!
check = $0
|  | TOTAL PROJECT COST |  | #REF! | #REF! | #REF! | #REF!
Potential Additional Costs
PA1 |  | EPC Contracting Approach |  | 0 | 0 | 0
PA2 |  | 100% Union Labor (COD Basis) |  | 0 | 0 | 0
PA3 |  |  |  | 0 | 0 | 0
|  | TOTAL ADDITIONAL COST |  | 0 | 0 | 0
Optional Costs not Capitalized
OC1 |  | Initial Fuel Inventory - Coal |  | 0 | 0 | 0
OC2 |  | Initial Fuel Inventory - Fuel Oil |  | 0 | 0 | 0
OC3 |  | Train Cars* |  | #REF! | #REF! | #REF!
OC4 |  | Mobile Equipment |  | 0 | 0 | 0
|  | TOTAL OPTIONAL COST |  | #REF! | #REF! | #REF!
Transmission Costs
T1 |  | Transmission Interconnection / Upgrades* |  | #REF! | #REF! | #REF!
T2 |  |  |  | 0 | 0 | 0
|  | TOTAL TRANSMISSION COST |  | #REF! | #REF! | #REF!
* 60% of Total Cost Unit 1 and 40% Unit 2

## Cost Differential (hidden)
ELY ENERGY CENTER
Cost Differential
|  |  |  | Unit 1 & 2 Total Original | Unit 1 & 2 Total Current | Total
Procurement
P1 |  | Steam Turbine Generator & Boiler Feed Pump Drives |  | 130000000 | #REF! | #REF!
P2 |  | Mechanical Equipment |  | 170000000 | #REF! | #REF!
P3 |  | Electrical Equipment |  | 53000000 | #REF! | #REF!
P4 |  | DCS & CEMS Equipment |  | 9100000 | #REF! | #REF!
P5 |  | Water Treatment Equipment |  | 13000000 | #REF! | #REF!
P6 |  | Miscellaneous Equipment |  | 8500000 | #REF! | #REF!
Construction
C1 |  | Boiler Island |  | 600000000 | #REF! | #REF!
C2 |  | Scrubber/Baghouse |  | 310000000 | #REF! | #REF!
C3 |  | Material Handling System |  | 83000000 | #REF! | #REF!
C4 |  | Chimney |  | 24000000 | #REF! | #REF!
C5 |  | Railroad |  | 5400000 | #REF! | #REF!
C6 |  | Switchyard |  | 11000000 | #REF! | #REF!
C7 |  | Civil/Structural Construction |  | 300000000 | #REF! | #REF!
C8 |  | Mechanical Construction |  | 280000000 | #REF! | #REF!
C9 |  | Electrical / I&C Construction |  | 160000000 | #REF! | #REF!
Overall Project Indirects
PI1 |  | Construction Indirects |  | 108000000 | #REF! | #REF!
PI1a |  |  | Construction Equipment | 0 | 3579787.6371 | 3579787.6371
PI1b |  |  | Construction Field Staff & Expenses | 0 | #REF! | #REF!
PI1c |  |  | EPC Contractor Contingency, G&A, & Profit | 0 | #REF! | #REF!
PI1d |  | Labor Camps |  | 76000000 | #REF! | #REF!
PI3 |  | Labor Escalation |  | 106000000 | #REF! | #REF!
PI4 |  | Materials Escalation |  | 107000000 | #REF! | #REF!
|  | TOTAL CONSTRUCTION COST |  | 2554000000 | #REF! | #REF!
Owner Indirects
OI1 |  | Project Development |  | 9400000 | #REF! | #REF!
OI2 |  | Construction Power |  | 6300000 | #REF! | #REF!
OI3 |  | Owner Operations Personnel (Prior to Commercial Operation) |  | 38000000 | #REF! | #REF!
OI4 |  | Owner's Project Management |  | 39414809 | #REF! | #REF!
OI5 |  | Owner's Legal Counsel |  | 9000000 | #REF! | #REF!
OI6 |  | Operator Training |  | 500000 | #REF! | #REF!
OI7 |  | Owner's Start-up Engineering |  | 510000 | #REF! | #REF!
OI8 |  | Permitting, License Fees, & Environmental Compliance |  | 12380000 | #REF! | #REF!
OI9 |  | Highway Improvements, Miscellaneous Mitigation |  | 2500000 | #REF! | #REF!
OI10 |  | Land |  | 6000000 | #REF! | #REF!
OI11 |  | Water Rights |  | 20000000 | #REF! | #REF!
OI12 |  | Water Infrastructure/Supply to the Site |  | 15000000 | #REF! | #REF!
Start-up/Testing (Includes Fuel & Power Sales)
OI15 |  |  | Fuel- Coal | 25000000 | #REF! | #REF!
OI16 |  |  | Fuel - Fuel oil | 45000000 | #REF! | #REF!
OI17 |  |  | Variable O&M - Water, Chemicals, Etc | 4800000 | #REF! | #REF!
OI18 |  |  | Start-up Power | 830000 | #REF! | #REF!
OI19 |  |  | Test Power Sales | -39000000 | #REF! | #REF!
OI20 |  | Site Security |  | 1400000 | #REF! | #REF!
OI21 |  | Rail to the Site |  | 60000000 | #REF! | #REF!
OI22 |  | Operating Spare Parts |  | 8000000 | #REF! | #REF!
Permanent Plant Equipment & Furnishings
OI24 |  |  | Workshop Tools & Test Equipment | 2000000 | #REF! | #REF!
OI25 |  |  | Warehouse Shelves | 660000 | #REF! | #REF!
OI26 |  |  | Laboratory Equipment & Furnishings | 390000 | #REF! | #REF!
OI27 |  |  | Kitchen Furniture | 140000 | #REF! | #REF!
OI28 |  |  | Locker Room Furniture | 140000 | #REF! | #REF!
OI29 |  |  | Building Furniture | 140000 | #REF! | #REF!
OI30 |  | Builder's Risk Insurance |  | 13000000 | 137225.1928 | -12862774.8072
OI31 |  | Sales Tax & Duties |  | 114000000 | #REF! | #REF!
OI32 |  | Escalation of Owner's Indirects |  | 54000000 | #REF! | #REF!
OI36 |  | #REF! |  | 0 | #REF! | #REF!
OI33 |  | Financing Fees |  | 0 | #REF! | #REF!
OI34 |  | AFUDC |  | 0 | #REF! | #REF!
OI35 |  | Project Contingency |  | 150000000 | 4949523.1603 | -145050476.8397
.
|  | OWNER PROJECT INDIRECTS SUBTOTAL |  | 599504809 | #REF! | #REF!
|  | TOTAL PROJECT COST |  | 3153504809 | #REF! | #REF!
Potential Additional Costs
PA1 |  | EPC Contracting Approach |  | 250000000 | 0 | -250000000
PA2 |  | 100% Union Labor (COD Basis) |  | 79000000 | 0 | -79000000
PA3 |  |  |  | 0 | 0 | 0
|  | TOTAL ADDITIONAL COST |  | 329000000 | 0 | -329000000
Optional Costs not Capitalized
OC1 |  | Initial Fuel Inventory - Coal |  | 43000000 | 0 | -43000000
OC2 |  | Initial Fuel Inventory - Fuel Oil |  | 1000000 | 0 | -1000000
OC3 |  | Train Cars |  | 110000000 | #REF! | #REF!
OC4 |  | Mobile Equipment |  | 5900000 | 0 | -5900000
|  | TOTAL OPTIONAL COST |  | 159900000 | #REF! | #REF!
Transmission Costs
T1 |  | Transmission Interconnection / Upgrades |  | 450000000 | #REF! | #REF!
T2 |  |  |  | 0 | 0 | 0
|  | TOTAL TRANSMISSION COST |  | 450000000 | #REF! | #REF!

## Pivot Table (Unit Sort) (hidden)
Common - Material
Sum of $$ | CODE
| C3 | C4 | C5 | C6 | C7 | C8 | P2 | P3 | P4 | P5 | P6 | Grand Total
Total | 42114250 | 431250 | 13545280.5 | 8596314 | 74559628.9 | 9705836 | 6150930.53 | 5594906.75 | 100000 | 6189200 | 3710000 | 170697596.68
Common - Procurement
Sum of $$ | CODE C3: CODE
| P6 | Grand Total
Total | CODE C3: 9573710; CODE C4: 9573710
Common - Labor
Sum of $$ | CODE C3: CODE
| C3 | C4 | C5 | C6 | C7 | C8 | C9 | Grand Total
Total | 22757887.1505 | 171773.4733 | 9680468.8283 | 1940826.2454 | 90551613.2516 | 16400923.3521 | 2089013.2129 | 143592505.5142
Common - Subcontract
Sum of $$ | CODE C3: CODE
| C4 | C5 | C6 | C7 | C8 | P6 | Grand Total
Total | 32000000 | 200000 | 16582709 | 2663400 | 1270000 | 2475000 | 55191109
COMMON TOTAL
Total C3 | Total C4 | Total C5 | Total C6 | Total C7 | Total C8 | Total C9 | Total P2 | Total P3 | Total P4 | Total P5 | Total P6 | Grand Total
#REF! | #REF! | #REF! | #REF! | #REF! | #REF! | #REF! | #REF! | #REF! | #REF! | #REF! | #REF! | #REF!
check= $0
Unit 1 - Procurement
Sum of $$ | CODE C4: CODE
| C1 | C2 | P1 | Grand Total
Total | 225517500 | 90155744.75 | 63975000 | 379648244.75
Unit 1 - Material
Sum of $$ | CODE C4: CODE
| C2 | C7 | C8 | C9 | P1 | P2 | P3 | P4 | P6 | Grand Total
Total | 130720 | 33525239.4 | 76794455.3772 | 21438610.5436 | 12846360 | 28850000 | 24455298.1 | 8698332 | 415600 | 207154615.4208
Unit 1 - Labor
Sum of $$ | CODE C4: CODE
| C1 | C2 | C7 | C8 | C9 | P6 | Grand Total
Total | 98556674.2287 | 31553356.0772 | 33200073.8358 | 86833041.9315 | 43718023.9327 | 104670.367 | 293965840.3728
Unit 1 - Subcontract
Sum of $$ | CODE C4: CODE
| C6 | C8 | Grand Total
Total | CODE C4: 5725000; CODE C5: 14965500; CODE C6: 20690500
UNIT 1 TOTAL
Total C1 | Total C2 | Total C6 | Total C7 | Total C8 | Total C9 | Total P1 | Total P2 | Total P3 | Total P4 | Total P6 | Grand Total
#REF! | #REF! | #REF! | #REF! | #REF! | #REF! | #REF! | #REF! | #REF! | #REF! | #REF! | #REF!
[9 empty] | check= $0 | #REF!
TOTAL UNIT 1 and COMMON
Total C1 | Total C2 | Total C3 | Total C4 | Total C5 | Total C6 | Total C7 | Total C8 | Total C9 | Total P1 | Total P2 | Total P3 | Total P4 | Total P5 | Total P6 | Grand Total
#REF! | #REF! | #REF! | #REF! | #REF! | #REF! | #REF! | #REF! | #REF! | #REF! | #REF! | #REF! | #REF! | #REF! | #REF! | #REF!
Unit 2 - Procurement
Sum of $$ | CODE C4: CODE
| C1 | C2 | P1 | Grand Total
Total | 225517500 | 90155744.75 | 63975000 | 379648244.75
Unit 2 - Material
Sum of $$ | CODE C4: CODE
| C2 | C7 | C8 | C9 | P1 | P2 | P3 | P4 | P5 | P6 | Grand Total
Total | 73400 | 33516230.4 | 75852998.0322 | 15042966.9507 | 12846360 | 30585040 | 23216135.4 | 5098332 | 152450 | 285600 | 196669512.7829
Unit 2 - Labor
Sum of $$ | CODE C2: CODE
| C1 | C2 | C7 | C8 | C9 | Grand Total
Total | 98556674.2287 | 31653266.5425 | 33086827.7894 | 82627780.8124 | 32067616.8672 | 277992166.2403
Unit 2 - Subcontract
Sum of $$ | CODE C2: CODE
| C8 | P6 | Grand Total
Total | CODE C2: 13715500; CODE C7: 5725000; CODE C8: 19440500
TOTAL UNIT 2
Total C1 | Total C2 | Total C7 | Total C8 | Total C9 | Total P1 | Total P2 | Total P3 | Total P4 | Total P5 | Total P6 | Grand Total
#REF! | #REF! | #REF! | #REF! | #REF! | #REF! | #REF! | #REF! | #REF! | #REF! | #REF! | #REF!
| CODE P6: check= $0 | #REF!

## Sheet3 (hidden)
Pipe - MS, HR, CR, BFW, LPS | Length | Manhours
- System - Cold Reheat (Carbon) | 800 | 6160
- System - Feedwater (Carbon) | 650 | 3900
- System - Hot Reheat (Alloy) | 540 | 8262
- System - Main Steam (Alloy) | 800 | 12240
- System - Low Pressure Steam Steam (Alloy) | 800 | 6400
| 3590 | 36962
Pipe - Above Ground - Large Bore Average "
- System - Boilers, Vents and Drains | 700 | 3080
- System - Aux steam drain returns | 2500 | 3250
- System - Building drains | 1350 | 1755
- System - Building fire protection | 5800 | 9280
- System - Building sump pumps | 800 | 1320
- System - Circulating Water | 1000 | 5000
- System - Condensate | 1350 | 3375
- System - Condenser Air Extraction | 300 | 750
- System - Cooling water | 600 | 1680
- System - Demineralized water SS 10S | 400 | 164
- System - Fire Protection | 300 | 750
- System - Natural Gas High Pressure - SS | 260 | 234
- System - Potable water | 1000 | 1600
- System - Sanitary waste | 3000 | 4950
- System - Service Water | 1000 | 2100
- System - STG lube oil (vendor supplied) | 200 | 330
- System - STG oil purification (Vendor Supplied) | 300 | 495
- System - STG Seal Oil (vendor supplied) | 300 | 495
- System - STG Stator cooling (Vendor Supplied) | 300 | 495
- System - STG Steam Seal (vendor supplied) | 300 | 495
- System - Turbine drains | 690 | 1138.5
- System - HRSG Blowdown | 200 | 320
- System - Cycle Makeup | 360 | 594
- System - Miscellaneous Systems Piping | 6600 | 10890
| 29610 | 54540.5
Pipe - Below Ground - Large Bore
- System - Hydrogen | 470 | 352.5
- System - Fuel Gas | 800 | 1680
- System - Main Circ. - HDPE | 0 | 0 | 400 | 480
- System - Miscellaneous Systems Piping - HDPE | 0 | 0 | 7840 | 9408
- System - Waste Water Treatment Piping - HDPE (Sch 17) | 0 | 0 | 2565 | 1795.5
- System - Sanitary Sewer | 3000 | 3600
- System - Natural Gas Low Pressure - CS | 850 | 1105
- System - Natural Gas High Pressure - CS | 500 | 650
- System - Potable Water to site facilities | 500 | 825
- System - Cooling tower blowdown | 1160 | 2088
- System - Cooling tower makeup water Pipe | 1000 | 1800
| 8280 | 12100.5
Pipe - Above Ground - Small Bore
- System - Water Cycle Sample - Alloy | 150 | 135
- System - STG lube oil (vendor supplied) | 0 | 0
- System - CT Auxilarie | 1800 | 2160
- System - Instrument Air -Copper | 3100 | 465
- System - Instrument Air supply | 3000 | 900
- System - Service Air piping - Cooper | 1300 | 299
- System - Instrument Air | 2035 | 1119.25
- System - Service Water | 900 | 1260
- System - Cycle Chemical Feed | 200 | 0
- System - Boiler Vents & Drains - Alloy | 700 | 980
- System - (HP) Main Steam - Alloy | 600 | 840
- System - (LP) Steam - Carbon | 1400 | 1680
- System - Hot Reheat Steam - Alloy | 650 | 910
- System - Cold Reheat Steam - Alloy | 400 | 560
- System - Cycle Makeup | 200 | 0
- System - Aux Steam - Carbon | 200 | 220
- System - STG Seals and Drains - Alloy | 1400 | 1960
- System - CT System - Carbon | 250 | 300
- System - Hydrogen - Carbon | 700 | 770
- System - Carbon Dioxide - Carbon | 300 | 330
- System - Ammonia Feed | 300 | 330
- System - Condensate - Carbon | 400 | 480
- System - Closed Cycle Cooling Water - Carbon | 900 | 990
- System - Fuel Gas - Carbon | 900 | 1080
- System - Condensed Air Extraction - Carbon | 150 | 165
- System - CW Chemical Feed - Carbon | 20 | 24
- System - Nitrogen Gas System | 200 | 40
- System - Waste Water Coll & Treatment - Carbon | 150 | 165
- System - Chemical Waste Treatment | 200 | 220
- System - Miscellaneous Systems Piping | 4400 | 4840
| 26905 | 23222.25

## Pipe Takeoff (hidden)
| 2-1/2" | 3" | 4" | 5" | 6" | 8" | 10" | 12" | 14" | 16" | 18" | 20" | 22" | 24" | 30" | 34" | 54" | 60" | Total
- System - Cold Reheat (Carbon) | [10 empty] | 100 |  | 55 | 400 | 225 |  |  |  | 780 | 800
- System - Feedwater (Carbon) | [6 empty] | 582 | 62 | [10 empty] | 644 | 650
- System - Hot Reheat (Alloy) | [12 empty] | 40 | 250 | 250 |  |  |  | 540
- System - Main Steam (Alloy) | [8 empty] | 485 |  | 295 | [7 empty] | 780 | 800
- System - Low Pressure Steam Steam (Alloy) | [18 empty] | 0
| 1/2" | 3/4" | 1" |  | 1-1/4' | 1-1/2" | 2" | Total
SB/AG (Copper)
- System - Instrument Air -Copper | 270 |  | 2700 |  |  | 140 |  | 3110 | 3100
- System - Service Air piping - Cooper | [6 empty] | 1300 | 1300 | 1300
0
0
SB/AG (CS)
- System - CT Auxilarie | 834 | 330 | 14 |  | 310 | 318 |  | 1806 | 1800
- System - Instrument Air | [7 empty] | 0
- System - Service Water |  |  | 1 |  |  | 1.5 | 931 | 933.5 | 900
- System - (LP) Steam - Carbon |  | 34 | 987 |  |  | 26 | 355 | 1402 | 1400
- System - Cold Reheat Steam | [7 empty] | 0
- System - Cycle Makeup | [7 empty] | 0
- System - Aux Steam - Carbon | 32 | 160 | [5 empty] | 192 | 200
- System - CT System - Carbon |  | 34 | 74 |  |  | 125 | 19 | 252 | 250
- System - Hydrogen - Carbon | [5 empty] | 660 |  | 660 | 700
- System - Carbon Dioxide - Carbon | 8 |  | 1 |  |  | 302 |  | 311 | 300
- System - Ammonia Feed | 185 |  | 41 |  |  |  | 106 | 332 | 300
- System - Condensate - Carbon |  | 12 | 56 |  |  | 107 | 195 | 370 | 400
- System - Closed Cycle Cooling Water - Carbon | 152 | 217 | 80 |  |  | 133 | 337 | 919 | 900
- System - Fuel Gas - Carbon | 25 | 30 | 190 |  |  | 543 | 75 | 863 | 900
- System - Condensed Air Extraction - Carbon |  | 2 | 45 |  |  | 104 |  | 151 | 150
- System - CW Chemical Feed - Carbon |  |  | 4 |  |  |  | 14 | 18 | 20
- System - Nitrogen Gas System | [7 empty] | 0
- System - Waste Water Coll & Treatment - Carbon
- System - Chemical Waste Treatment | [7 empty] | 0
- System - Chemical Waste Treatment | [7 empty] | 0
- System - Miscellaneous Systems Piping | 270 | 74 | 951 |  |  | 514 | 2623 | 4432 | 4400
SB/AG (ALLOY) | [7 empty] | 0
- System - Water Cycle Sample - Alloy |  |  | 150 |  |  |  |  | 150 | 150
- System - Cycle Chemical Feed - Alloy | [7 empty] | 0
- System - Boiler Vents & Drains - Alloy |  |  | 250 |  |  | 155 | 325 | 730 | 700
- System - (HP) Main Steam - Alloy |  |  | 105 |  |  | 300 | 200 | 605 | 600
- System - Hot Reheat Steam - Alloy |  |  | 100 |  |  | 350 | 200 | 650 | 650
- System - Cold Reheat Steam - Alloy |  |  | 15 |  |  | 350 |  | 365 | 400
- System - STG Seals and Drains - Alloy |  |  | 125 |  |  | 900 | 400 | 1425 | 1400
| 2-1/2" | 3" | 4" | 5" | 6" | 8" | 10" | 12" | 14" | 16" | 18" | 20" |  | 24" | 30" | 34" | 54" | 60" | Total
LB/AG (CS)
- System - Boilers, Vents and Drains |  | 3": 65; 4": 10; 6": 32; 8": 142.5; 10": 7.5; 18": 182 |  | 292 |  |  |  |  | 731 | 700
- System - Aux steam drain returns | [18 empty] | 0
- System - Building drains | [18 empty] | 0
- System - Building fire protection | [18 empty] | 0
- System - Building sump pumps | [18 empty] | 0
- System - Circulating Water >=18 |  | 18": 20; 20": 215 |  | 35 | 475 |  | 60 | 185 | 990 | 1000
- System - Condensate |  | 10": 710; 12": 50; 14": 432; 16": 155 | [6 empty] | 1347 | 1350
- System - Condenser Air Extraction |  | 10": 170; 12": 120 | [6 empty] | 290 | 300
- System - Cooling water |  | 16": 315; 20": 210 |  | 90 |  |  |  |  | 615 | 600
- System - Demineralized water | [18 empty] | 0
- System - Fire Protection | 60 | 26 | 1 | 3 | 10 | 45 | 3 | 100 | 17 | [9 empty] | 265 | 300
- System - Natural Gas High Pressure - SS | [18 empty] | 0
- System - Potable water | [18 empty] | 0
- System - Sanitary waste | [18 empty] | 0
- System - Service Water |  | 3": 360; 4": 12; 6": 442; 8": 170 | [6 empty] | 984 | 100
- System - STG lube oil (vendor supplied) |  | 4": 15; 6": 150; 10": 25 | [6 empty] | 190 | 200
- System - STG oil purification (Vendor Supplied) | [18 empty] | 0
- System - STG Seal Oil (vendor supplied) | [18 empty] | 0
- System - STG Stator cooling (Vendor Supplied) | [18 empty] | 0
- System - STG Steam Seal (vendor supplied) | [18 empty] | 0
- System - Turbine drains | [18 empty] | 0
- System - HRSG Blowdown | [18 empty] | 0
- System - Cycle Makeup | [18 empty] | 0
| 2-1/2" | 3" | 4" | 5" | 6" | 8" | 10" | 12" | 14" | 16" | 18" | 20" |  | 24" | 30" | 34" | 54" | 60" | Total
LB/UG (CS/HDPE/CON/PVC/FRP/CAST IRON)
- System - Hydrogen | 465 | [17 empty] | 465 | 470
- System - Fuel Gas |  | 12": 422; 16": 365; 20": 20 | [6 empty] | 807 | 800
- System - Main Circ. |  | 8": 300; 20": 335 |  | 170 |  |  |  |  | 805 | 400
- System - Miscellaneous Systems Piping - HDPE |  | 555 | 448 |  | 1260 | 960 | 240 | 4165 | 105 |  | 105 | [7 empty] | 7838 | 7840
- System - Waste Water Treatment Piping - HDPE (Sch 17) |  | 6": 2100; 8": 230 | [6 empty] | 2330 | 2565
- System - Sanitary Sewer | [18 empty] | 0
- System - Natural Gas Low Pressure - CS | [18 empty] | 0
- System - Natural Gas High Pressure - CS | [18 empty] | 0
- System - A53 Std CS 8" coated and wrapped | [18 empty] | 0
- System - Potable Water to site facilities | [18 empty] | 0
- System - Cooling tower blowdown | [18 empty] | 0
- System - Cooling tower makeup water Pipe | [18 empty] | 0

## Composite Crew Void (hidden)
|  | Revision |  | 0 |  |  | Project Data |  |  |  |  | Hourly T&I Rate Assume aver annual
|  | Date of Revision |  | 2011-02-16 |  |  | Project location - State |  |  | Kentucky
[7 empty] | Wage Rates Union or Open Shop |  |  | Union |  | 30000
[7 empty] | Taxes and Insurance |  |  |  |  | Limit | Tax
[8 empty] | FUI |  | 0.8% | On first $7000 of earnings | 7000 | 56
[8 empty] | OASDI |  | 6.2% | On first$ 106,800 of earnings | 106800 | 1860
[8 empty] | FICA Part 2 |  | 1.45% |  |  | 435
[8 empty] | SUI |  | 10% | On first $8000 of earnings | 8000 | 800
[8 empty] | Sum |  |  |  |  | 3151
[8 empty] | Sum adjusted |  | 10.5%
[8 empty] | Contractors EMR |  | 0.9
[7 empty] | Scheduled work hours |  |  | 40 | 4 - 10s
[8 empty] | Base rate adjustment |  | 0%
[7 empty] | Construction Duration |  |  | 36 | mo
Craft Distribution
[14 empty] | Site Work - Mass |  | Site Work - Fnd & UG |  | Temp Consturc |  | Demolition |  | Concrete |  | Struc Steel |  | PreEngineered Bldg |  | Siding |  | Masonry |  | Carpentry - Formwork |  | Carpentry - Build |  | Scaffold |  | Boiler Erection |  | Ducts & Tanks |  | Piping |  | Instrumentation - PF |  | Equipment MW & IW |  | Insulation |  | Electrical - Inside |  | Electrical - HV |  | Site Services
CRAFT |  | BASE* | FRINGES*** | WORK WEEK | SUBTOTAL | PER DIEM | T & I | WC Ins | TOTAL | EXP DATE |  |  |  | S-1 |  | S-2 |  | TC-1 |  | Dem-1 |  | Con-1 |  | SStl-1 |  | Pre-Eng |  | Sid - 1 |  | Mas -1 |  | C-1 |  | C-2 |  | Scaf |  | BM-1 |  | BM-2 |  | PF-1 |  | PF-2 |  | MW-1 |  | I-1 |  | E-1 |  | E-2 |  | SS-1 |  | Craft | Total
Total
Insulator GF |  | 27.41 | 10.31 | 0 | 37.72 |  | 3.4204 | 3.2168 | 44.3572 | [5 empty] | 0 |  | 0 |  | 0 |  | 0 |  | 0 |  | 0 |  | 0 |  | 0 |  | 0 |  | 0 |  | 0 |  | 0 |  | 0 |  | 0 |  | 0 |  | 0 |  | 0 | 1 | 44.3572 |  | 0 |  | 0 |  | 0 | Insulator GF | 1
Insulator F |  | 26.85 | 10.31 | 0 | 37.16 |  | 3.3616 | 3.1511 | 43.6727 | 2011-03-31 |  |  |  |  | 0 |  | 0 |  | 0 |  | 0 |  | 0 |  | 0 |  | 0 |  | 0 |  | 0 |  | 0 |  | 0 |  | 0 | 1 | 43.6727 |  | 0 |  | 0 |  | 0 |  | 0 | 3 | 131.0181 |  | 0 |  | 0 |  | 0 | Insulator F | 4 | 5.556% | #VALUE!
Insulator J | 51 | 24.41 | 10.31 | 0 | 34.72 |  | 3.1053 | 2.8648 | 40.6901 | [5 empty] | 0 |  | 0 |  | 0 |  | 0 |  | 0 |  | 0 |  | 0 |  | 0 |  | 0 |  | 0 |  | 0 |  | 0 | 4 | 162.7603 |  | 0 |  | 0 |  | 0 |  | 0 | 12 | 488.2808 |  | 0 |  | 0 |  | 0 | Insulator J | 16 |  | #VALUE! | #VALUE!
Boilermaker GF |  | 39.49 | 18.11 | 0 | 57.6 |  | 5.0988 | 15.9935 | 78.6923 | [5 empty] | 0 |  | 0 |  | 0 |  | 0 |  | 0 |  | 0 |  | 0 |  | 0 |  | 0 |  | 0 |  | 0 |  | 0 | 1 | 78.6923 | 1 | 78.6923 |  | 0 |  | 0 |  | 0 |  | 0 |  | 0 |  | 0 |  | 0 | Boilermaker GF | 2 |  | #VALUE!
Boilermaker F |  | 37.49 | 18.11 | 0 | 55.6 |  | 4.8888 | 15.1835 | 75.6722 | [5 empty] | 0 |  | 0 |  | 0 |  | 0 |  | 0 |  | 0 |  | 0 |  | 0 |  | 0 |  | 0 |  | 0 |  | 0 | 4 | 302.6889 | 2 | 151.3445 |  | 0 |  | 0 |  | 0 |  | 0 |  | 0 |  | 0 |  | 0 | Boilermaker F | 6 | 13.23% | #VALUE!
Boilermaker J | 40 | 34.49 | 18.11 | 0 | 52.6 |  | 4.5737 | 13.9685 | 71.1421 | 2011-05-31 | Possible $2.15 addition 10/1/10 |  |  |  | 0 |  | 0 |  | 0 |  | 0 |  | 0 |  | 0 |  | 0 |  | 0 |  | 0 |  | 0 |  | 0 |  | 0 | 32 | 2276.548 | 10 | 711.4213 |  | 0 |  | 0 |  | 0 |  | 0 |  | 0 |  | 0 |  | 0 | Boilermaker J | 42 |  | #VALUE! | #VALUE!
Bricklayer F |  | 21.33 | 7.98 | 0 | 29.31 |  | 2.6594 | 1.4782 | 33.4476 | [5 empty] | 0 |  | 0 |  | 0 |  | 0 |  | 0 |  | 0 |  | 0 |  | 0 | 1 | 33.4476 |  | 0 |  | 0 |  | 0 |  | 0 |  | 0 |  | 0 |  | 0 |  | 0 |  | 0 |  | 0 |  | 0 |  | 0 | Bricklayer F | 1 |  | #VALUE!
Bricklayer j | 576 | 18.27 | 7.98 | 0 | 26.25 |  | 2.338 | 1.2661 | 29.8542 | 2011-06-30 |  |  |  |  | 0 |  | 0 |  | 0 |  | 0 |  | 0 |  | 0 |  | 0 |  | 0 | 4 | 119.4166 |  | 0 |  | 0 |  | 0 |  | 0 |  | 0 |  | 0 |  | 0 |  | 0 |  | 0 |  | 0 |  | 0 |  | 0 | Bricklayer j | 4 | 1.323% | #VALUE!
Carpenter F |  | 23.1548 |  | 0 | 23.1548 |  | 2.432 | 5.1848 | 30.7716 | [5 empty] | 0 |  | 0 | 1 | 30.7716 |  | 0 | 1 | 30.7716 |  | 0 |  | 0 |  | 0 |  | 0 | 1 | 1 | 1 | 30.7716 | 1 | 30.7716 |  | 0 |  | 0 |  | 0 |  | 0 |  | 0 |  | 0 |  | 0 |  | 0 |  | 0 | Carpenter F | 5 |  | #VALUE! | #VALUE!
Carpenter J | 64 | 21.64 | 11.45 | 0 | 33.09 |  | 2.8742 | 4.8456 | 40.8099 | 2011-05-31 |  |  |  |  | 0 |  | 0 | 2 | 81.6197 |  | 0 | 4 | 163.2395 |  | 0 |  | 0 |  | 0 |  | 0 | 4 | 4 | 4 | 163.2395 | 4 | 163.2395 |  | 0 |  | 0 |  | 0 |  | 0 |  | 0 |  | 0 |  | 0 |  | 0 | 2 | 81.6197 | Carpenter J | 20 | 6.614% | #VALUE!
[7 empty] | 0 | [7 empty] | 0 |  | 0 |  | 0 |  | 0 |  | 0 |  | 0 |  | 0 |  | 0 |  | 0 |  | 0 |  | 0 |  | 0 |  | 0 |  | 0 |  | 0 |  | 0 |  | 0 |  | 0 |  | 0 |  | 0 |  | 0 | Cement Mason GF | 0 |  | #VALUE! | #VALUE!
Cement Mason F |  | 22.5 | 9.4 | 0 | 31.9 |  | 2.8569 | 1.5593 | 36.3162 | [5 empty] | 0 |  | 0 |  | 0 |  | 0 | 1 | 36.3162 |  | 0 |  | 0 |  | 0 |  | 0 |  | 0 |  | 0 |  | 0 |  | 0 |  | 0 |  | 0 |  | 0 |  | 0 |  | 0 |  | 0 |  | 0 |  | 0 | Cement Mason F | 1 | 0.7937% | #VALUE!
Cement Mason J | 694 | 20.5 | 9.4 | 0 | 29.9 |  | 2.6468 | 1.4207 | 33.9675 | 2011-05-26 |  |  |  |  | 0 |  | 0 |  | 0 |  | 0 | 2 | 67.935 |  | 0 |  | 0 |  | 0 |  | 0 |  | 0 |  | 0 |  | 0 |  | 0 |  | 0 |  | 0 |  | 0 |  | 0 |  | 0 |  | 0 |  | 0 |  | 0 | Cement Mason J | 2 |  | #VALUE! | #VALUE!
Electrician GF |  | 35.375 | 12.55 | 0 | 47.925 |  | 4.3746 | 1.7065 | 54.0061 | [5 empty] | 0 |  | 0 |  | 0 |  | 0 |  | 0 |  | 0 |  | 0 |  | 0 |  | 0 |  | 0 |  | 0 |  | 0 |  | 0 |  | 0 |  | 0 |  | 0 |  | 0 |  | 0 | 1 | 54.0061 | 1 | 54.0061 |  | 0 | Electrician GF | 2 |  | #VALUE!
Electrician F |  | 31.13 | 12.55 | 0 | 43.68 |  | 3.9288 | 1.5017 | 49.1105 | [5 empty] | 0 |  | 0 |  | 0 |  | 0 |  | 0 |  | 0 |  | 0 |  | 0 |  | 0 |  | 0 |  | 0 |  | 0 |  | 0 |  | 0 |  | 0 |  | 0 |  | 0 |  | 0 | 6 | 294.6629 |  | 0 |  | 0 | Electrician F | 6 | 15.87% | #VALUE!
Electrician J | 369 | 28.3 | 12.55 | 0 | 40.85 |  | 3.6315 | 1.3652 | 45.8467 | 2011-05-26 |  |  |  |  | 0 |  | 0 |  | 0 |  | 0 |  | 0 |  | 0 |  | 0 |  | 0 |  | 0 |  | 0 |  | 0 |  | 0 |  | 0 |  | 0 |  | 0 |  | 0 |  | 0 |  | 0 | 48 | 2200.6425 | 4 | 183.3869 |  | 0 | Electrician J | 52 |  | #VALUE! | #VALUE!
Ironworker GF (Struct) |  | 28.49 | 17.98 | 0 | 46.47 |  | 3.9366 | 15.3846 | 65.7912 | [5 empty] | 0 |  | 0 |  | 0 |  | 0 |  | 0 | 1 | 65.7912 |  | 0 |  | 0 |  | 0 |  | 0 |  | 0 |  | 0 |  | 0 |  | 0 |  | 0 |  | 0 |  | 0 |  | 0 |  | 0 |  | 0 |  | 0 | Ironworker GF (Struct) | 1 |  | #VALUE!
Ironworker F (Struct) |  | 26.99 | 17.98 | 0 | 44.97 |  | 3.7791 | 14.5746 | 63.3237 | [5 empty] | 0 |  | 0 |  | 0 |  | 0 |  | 0 | 2 | 126.6474 | 1 | 63.3237 | 1 | 63.3237 |  | 0 |  | 0 |  | 0 |  | 0 |  | 0 | 1 | 63.3237 |  | 0 |  | 0 | 1 | 63.3237 |  | 0 |  | 0 |  | 0 |  | 0 | Ironworker F (Struct) | 6 |  | #VALUE!
Ironworker J (Struct) | 70 | 24.99 | 17.98 | 0 | 42.97 |  | 3.569 | 13.4946 | 60.0336 | 2011-03-31 | IW Mag |  |  |  | 0 |  | 0 |  | 0 |  | 0 |  | 0 | 16 | 960.5381 | 4 | 240.1345 | 2 | 120.0673 |  | 0 |  | 0 |  | 0 |  | 0 |  | 0 | 2 | 120.0673 |  | 0 |  | 0 | 4 | 240.1345 |  | 0 |  | 0 |  | 0 |  | 0 | Ironworker J (Struct) | 28 | 9.259% | #VALUE!
Ironworker F (Resteel) |  | 26.99 | 17.98 | 0 | 44.97 |  | 3.7791 | 14.5746 | 63.3237 | [5 empty] | 0 |  | 0 |  | 0 |  | 0 |  | 0 |  | 0 |  | 0 |  | 0 |  | 0 |  | 0 |  | 0 |  | 0 |  | 0 |  | 0 |  | 0 |  | 0 |  | 0 |  | 0 |  | 0 |  | 0 |  | 0 | Ironworker F (Resteel) | 0 |  | #VALUE! | #VALUE!
Ironworker J (Resteel) |  | 24.99 | 17.98 | 0 | 42.97 |  | 3.569 | 13.4946 | 60.0336 | [5 empty] | 0 |  | 0 |  | 0 |  | 0 |  | 0 |  | 0 |  | 0 |  | 0 |  | 0 |  | 0 |  | 0 |  | 0 |  | 0 |  | 0 |  | 0 |  | 0 |  | 0 |  | 0 |  | 0 |  | 0 |  | 0 | Ironworker J (Resteel) | 0 |  | #VALUE!
Laborer F |  | 21.56 | 7.98 | 0 | 29.54 |  | 2.6836 | 2.3877 | 34.6113 |  |  |  |  | 1 | 34.6113 | 1 | 34.6113 | 1 | 34.6113 | 1 | 34.6113 | 1 | 34.6113 |  | 0 |  | 0 |  | 0 |  | 0 |  | 0 | 1 | 34.6113 |  | 0 |  | 0 |  | 0 |  | 0 |  | 0 |  | 0 |  | 0 |  | 0 |  | 0 |  | 0 | Laborer F | 6 |  | #VALUE!
Laborer J | 576 | 18.27 | 7.98 | 0 | 26.25 |  | 2.338 | 2.0233 | 30.6114 | 2011-06-30 |  |  |  | 2 | 61.2227 | 4 | 122.4454 | 2 | 61.2227 | 4 | 122.4454 | 8 | 244.8908 |  | 0 |  | 0 |  | 0 | 2 | 61.2227 | 2 | 61.2227 | 2 | 61.2227 | 2 | 61.2227 |  | 0 |  | 0 |  | 0 |  | 0 |  | 0 |  | 0 |  | 0 |  | 0 | 2 | 61.2227 | Laborer J | 30 | 9.524% | #VALUE!
Millwright GF |  | 26.8496 | 11.45 | 0 | 38.2996 |  | 3.4214 | 6.0122 | 47.7332 | [5 empty] | 0 |  | 0 |  | 0 |  | 0 |  | 0 |  | 0 |  | 0 |  | 0 |  | 0 |  | 0 |  | 0 |  | 0 |  | 0 |  | 0 |  | 0 |  | 0 | 1 | 47.7332 |  | 0 |  | 0 |  | 0 |  | 0 | Millwright GF | 1 |  | #VALUE! | #VALUE!
Millwright F |  | 25.9272 | 11.45 | 0 | 37.3772 |  | 3.3245 | 5.8056 | 46.5074 | [5 empty] | 0 |  | 0 |  | 0 |  | 0 |  | 0 |  | 0 |  | 0 |  | 0 |  | 0 |  | 0 |  | 0 |  | 0 |  | 0 |  | 0 |  | 0 |  | 0 | 2 | 93.0147 |  | 0 |  | 0 |  | 0 |  | 0 | Millwright F | 2 | 2.91% | #VALUE!
Millwright J | 1080 | 24.93 | 11.45 | 0 | 36.38 |  | 3.2198 | 5.5823 | 45.1821 | 2011-03-31 | As posted on local web page |  |  |  | 0 |  | 0 |  | 0 |  | 0 |  | 0 |  | 0 |  | 0 |  | 0 |  | 0 |  | 0 |  | 0 |  | 0 |  | 0 |  | 0 |  | 0 |  | 0 | 8 | 361.457 |  | 0 |  | 0 |  | 0 |  | 0 | Millwright J | 8 |  | #VALUE! | #VALUE!
Operator Large Crane |  | 25.35 | 13 | 0 | 38.35 |  | 3.3453 | 4.0702 | 45.7655 | [5 empty] | 0 |  | 0 |  | 0 | 1 | 45.7655 |  | 0 | 2 | 91.531 |  | 0 |  | 0 |  | 0 |  | 0 |  | 0 |  | 0 | 2 | 91.531 | 1 | 45.7655 |  | 0 |  | 0 | 1 | 45.7655 |  | 0 |  | 0 |  | 0 |  | 0 | Operator Large Crane | 7 |  | #VALUE!
Operator Crane / Excavator |  | 24.65 | 13 | 0 | 37.65 |  | 3.2718 | 3.9578 | 44.8796 |  |  |  |  | 8 | 359.0367 | 3 | 134.6388 |  | 0 | 3 | 134.6388 | 2 | 89.7592 |  | 0 |  | 0 |  | 0 |  | 0 |  | 0 |  | 0 |  | 0 |  | 0 |  | 0 |  | 0 |  | 0 |  | 0 |  | 0 |  | 0 |  | 0 |  | 0 | Operator Crane / Excavator | 16 |  | #VALUE!
Operator Scraper | 181 | 21.19 | 13 | 0 | 34.19 |  | 2.9084 | 3.4023 | 40.5006 |  | As posted in newsletter |  |  |  | 0 |  | 0 | 1 | 40.5006 | 1 | 40.5006 |  | 0 |  | 0 |  | 0 | 1 | 40.5006 |  | 0 | 1 | 40.5006 |  | 0 |  | 0 |  | 0 |  | 0 |  | 0 |  | 0 |  | 0 |  | 0 |  | 0 |  | 0 |  | 0 | Operator Scraper | 4 | 11.38% | #VALUE!
Operator Crane Oiler / Utility |  | 21.14 | 13 | 0 | 34.14 |  | 2.9031 | 3.3942 | 40.4374 |  |  |  |  | 2 | 80.8747 | 1 | 40.4374 |  | 0 |  | 0 | 2 | 80.8747 | 2 | 80.8747 |  | 0 |  | 0 |  | 0 |  | 0 |  | 0 |  | 0 | 2 | 80.8747 | 1 | 40.4374 |  | 1 |  | 0 | 1 | 40.4374 |  | 0 |  | 0 |  | 0 | 1 | 40.4374 | Operator Crane Oiler / Utility | 12 |  | #VALUE! | #VALUE!
Operator - Mechanic |  | 25.35 | 13 | 0 | 38.35 |  | 3.3453 | 4.0702 | 45.7655 |  |  |  |  | 1 | 45.7655 |  | 0 |  | 0 |  | 0 | 1 | 45.7655 |  | 0 |  | 0 |  | 0 |  | 0 |  | 0 |  | 0 |  | 0 | 1 | 45.7655 | 1 | 45.7655 |  | 0 |  | 0 |  | 0 |  | 0 |  | 0 |  | 0 |  | 0 | Operator - Mechanic | 4 |  | #VALUE!
Painter | 118 | 19.5 | 9.84 | 0 | 29.34 |  | 2.5649 | 1.9305 | 33.8354 | [5 empty] | 0 |  | 0 |  | 0 |  | 0 |  | 0 |  | 0 |  | 0 |  | 0 |  | 0 |  | 0 |  | 0 |  | 0 |  | 0 |  | 0 |  | 0 |  | 0 |  | 0 |  | 0 |  | 0 |  | 0 |  | 0 | Painter | 0 | 0% | #VALUE!
Pipefitter GF |  | 30.14 | 12.75 | 0 | 42.89 |  | 3.8353 | 8.1378 | 54.8631 | [5 empty] | 0 |  | 0 |  | 0 |  | 0 |  | 0 |  | 0 |  | 0 |  | 0 |  | 0 |  | 0 |  | 0 |  | 0 |  | 0 |  | 0 | 1 | 54.8631 | 1 | 54.8631 | 1 | 54.8631 |  | 0 |  | 0 |  | 0 |  | 0 | Pipefitter GF | 3 |  | #VALUE! | #VALUE!
Pipefitter Sub F |  | 32.25 | 12.75 | 0 | 45 |  | 4.0569 | 8.7075 | 57.7644 | [5 empty] | 0 |  | 0 |  | 0 |  | 0 |  | 0 |  | 0 |  | 0 |  | 0 |  | 0 |  | 0 |  | 0 |  | 0 |  | 0 | 1 | 57.7644 | 6 | 346.5865 | 1 | 57.7644 | 1 | 57.7644 |  | 0 |  | 0 |  | 0 |  | 0 | Pipefitter F | 9 | 19.05% | #VALUE!
Pipefitter J | 502 | 27.37 | 12.75 | 0 | 40.12 |  | 3.5443 | 7.3899 | 51.0542 | [5 empty] | 0 |  | 0 |  | 0 |  | 0 |  | 0 |  | 0 |  | 0 |  | 0 |  | 0 |  | 0 |  | 0 |  | 0 |  | 0 | 2 | 102.1085 | 48 | 2450.604 | 4 | 204.217 | 6 | 306.3255 |  | 0 |  | 0 |  | 0 |  | 0 | Pipefitter J | 60 |  | #VALUE! | #VALUE!
Sheetmetal GF |  | 31 | 14.42 | 0 | 45.42 |  | 4.0133 | 3.1862 | 52.6195 | [5 empty] | 0 |  | 0 |  | 0 |  | 0 |  | 0 |  | 0 |  | 0 |  | 0 |  | 0 |  | 0 |  | 0 |  | 0 |  | 0 |  | 0 |  | 0 |  | 0 |  | 0 |  | 0 |  | 0 |  | 0 |  | 0 | Sheetmetal GF | 0 |  | #VALUE!
Sheetmetal F |  | 30 | 14.42 | 0 | 44.42 |  | 3.9083 | 3.0834 | 51.4117 | [5 empty] | 0 |  | 0 |  | 0 |  | 0 |  | 0 |  | 0 | 1 | 51.4117 | 1 | 51.4117 |  | 0 |  | 0 |  | 0 |  | 0 |  | 0 | 1 | 51.4117 |  | 0 |  | 0 |  | 0 | 1 | 51.4117 |  | 0 |  | 0 |  | 0 | Sheetmetal F | 4 | 3.704% | #VALUE!
Sheetmetal J | 110 | 28 | 14.42 | 0 | 42.42 |  | 3.6982 | 2.8778 | 48.9961 | [5 empty] | 0 |  | 0 |  | 0 |  | 0 |  | 0 |  | 0 | 2 | 97.9921 | 2 | 97.9921 |  | 0 |  | 0 |  | 0 |  | 0 |  | 0 | 2 | 97.9921 |  | 0 |  | 0 |  | 0 | 4 | 195.9843 |  | 0 |  | 0 |  | 0 | Sheetmetal J | 10 |  | #VALUE! | #VALUE!
Teamster | 89 | 19.85 | 12.17 | 0 | 32.02 |  | 2.724 | 3.1871 | 37.9312 | [5 empty] | 0 |  | 0 |  | 0 | 1 | 37.9312 | 0.5 | 18.9656 |  | 0 |  | 0 |  | 0 |  | 0 | 0.5 | 18.9656 |  | 0 |  | 0 |  | 0 | 0.5 | 18.9656 |  | 0 |  | 0 |  | 0 |  | 0 |  | 0 |  | 0 | 0.5 | 18.9656 | Teamster | 3 | 0.7937% | #VALUE!
|  | 0 | [56 empty] | 0 | #VALUE!
|  | Wage and fringe rates taken rom RS Means Labor Rates 2011 | [11 empty] | 14 | 41.5365 | 9 | 36.9036 | 7 | 35.5323 | 11 | 37.8084 | 22.5 | 36.1391 | 23 | 57.6253 | 8 | 56.6078 | 7 | 53.3279 | 7 | 30.5838 | 8.5 | 14.7869 | 8 | 36.2306 | 7 | 36.462 | 47 | 65.5858 | 25.5 | 62.1592 | 55 | 51.8737 | 6 | 52.8074 | 26 | 50.4161 | 21 | 43.3834 | 55 | 46.3511 | 5 | 47.4786 | 5.5 | 36.7719 | Total | 378 | 100%
[59 empty] | #VALUE! | #VALUE!
Activity | Crew | Composite Rate
Sitework - Mass Earthwork | S-1 | 41.5365
Sitework - Foundations & Utilities | S-2 | 36.9036
Temporary Const | TC-1 | 35.5323
Demolition | Dem-1 | 37.8084
Concrete | Con-1 | 36.1391
Structural Steel | SStl-1 | 57.6253
Pre-Engineered Bldg | Pre-Engin | 56.6078
Siding | Sid - 1 | 53.3279
Masonry | Mas -1 | 30.5838
Carpentry - Formwork | C-1 | 14.7869
Carpentry - Building | C-2 | 36.2306
Scaffold | Scaf-1 | 36.462
Boiler Erection | BM-1 | 65.5858
Ducts & Tanks | BM-2 | 62.1592
Piping | PF-1 | 51.8737
Instrumentation - PF | PF-2 | 52.8074
Equipment/Millwright & Ironworker | MW-1 | 50.4161
Insulation | I-1 | 43.3834
Electrical - Building | E-1 | 46.3511
Electrical - HV | E-2 | 47.4786
Site Services | SS-1 | 36.7719
[Water, janitorial roads & snow plow?]
Painting | P-1 | 33.8354
Roofing | RF-1 | 30.6114
Average rate | 23 | 43.253
Workmens Comp Calc
Trade |  | State Rate | Adjust to 40 hr/wk | EMR | Rate / $100 of payroll
Carpentry - General | RS Means | 24.88 | 1 | 0.9 | 22.392
Concrete Work | RS Means | 12.96 | 1 | 0.9 | 11.664
Electrical (Inside) | RS Means | 5.36 | 1 | 0.9 | 4.824
Excavation - earth | RS Means | 11.65 | 1 | 0.9 | 10.485
Excavation - rock | RS Means | 11.65 | 1 | 0.9 | 10.485
Insulation | RS Means | 13.04 | 1 | 0.9 | 11.736
Masonry | RS Means | 7.7 | 1 | 0.9 | 6.93
Painting | RS Means | 11 | 1 | 0.9 | 9.9
Pile Driving | RS Means | 21.98 | 1 | 0.9 | 19.782
Plumbing | RS Means | 5.87 | 1 | 0.9 | 5.283
Roofing | RS Means | 34.41 | 1 | 0.9 | 30.969
Sheet Metal (HVAC) | RS Means | 11.42 | 1 | 0.9 | 10.278
Steel erection - structure | RS Means | 60 | 1 | 0.9 | 54
Wrecking (demolition) | RS Means | 60 | 1 | 0.9 | 54
Operating Engineers | Estimate | 17.84 | 1 | 0.9 | 16.056
Millwright | Carp Rate | 24.88 | 1 | 0.9 | 22.392
Boilermaker | Estimate | 45 | 1 | 0.9 | 40.5
Pipefitter | Estimate | 30 | 1 | 0.9 | 27
Laborer | Estimate | 12.305 | 1 | 0.9 | 11.0745

## Raw Water & Discharge Detail (hidden)
E-On Green River Power Generating Station
Preliminary Opinion of Probable Construction Costs
New River Intake/Water Treatment/ Discharge Structure (NGCC)
October 10, 2007
Item |  |  |  | Unit | Total
No. | Item | Qty. | Unit | Price | Price
1. | River Intake - Phase 1
| - Excavation & Regrade | 3000 | CY | 20 | 60000
| - Piles | 1200 | VF | 35 | 42000
| - Access Road | 1 | LS | 10000 | 10000
| - 36" DI River Intake Lines | 250 | LF | 1000 | 250000
| - Concrete Wetwell ( w/ re-steel) | 475 | CY | 500 | 237500
| - Raw Water Pumps ( 8,000 GPM, 300 Hp) | 2 | EA | 175000 | 350000
| - Variable Frequency Drives | 2 | EA | 27000 | 54000
| - Check Valves | 2 | EA | 22000 | 44000
| - Isolation Valves | 2 | EA | 15000 | 30000
| - Flow Meter | 1 | LS | 10000 | 10000
| - Traveling Screens | 2 | LS | 225000 | 450000
| - Water Jet/Basin Cleaning Equipment | 2 | EA | 15000 | 30000
| - Pump Discharge Piping | 100 | LF | 300 | 30000
| - Sump Pump | 2 | LS | 12000 | 24000
| - PEM Building (incl/ roof) | 720 | SF | 170 | 122400
| - Walkways/Grating | 1 | LS | 50000 | 50000
| - Electical Connection | 1 | LS | 300000 | 300000
| - Building HVAC | 1 | LS | 55000 | 55000
Raw Water Intake Subtotal |  |  |  |  | 2148900
2. | Raw Water Transmission Line - Phase 1
| - 42" DI Piping | 9200 | LF | 250 | 2300000
| - Isolation Valves | 4 | EA | 22000 | 88000
| - Air Release Valves | 1 | EA | 18000 | 18000
Raw Water Transmission Line Subtotal |  |  |  |  | 2406000
3 | WTP - Actiflo Facility - Phase 1
| - Excavation & Regrade | 2500 | CY | 15 | 37500
| - Concrete | 375 | CY | 450 | 168750
| - Interior CMU Walls | 1000 | SF | 15 | 15000
| - Grating & Stairs | 1 | LS | 100000 | 100000
| - Actiflo Equipment | 2 | EA | 750000 | 1500000
| - Piping | 1 | LS | 80000 | 80000
| - Isolation Valves (w/ actuators) | 4 | EA | 25000 | 100000
| - ROF Controllers | 2 | EA | 20000 | 40000
WTP - Actiflo Facility - Phase 1 Sub total |  |  |  |  | 2041250
4 | Chemical Feed Systems
| - Polymer Preparation & Feed System | 1 | LS | 75000 | 75000
| - Coagulant Feed System | 1 | LS | 65000 | 65000
| - Coagulant Bulk Tank | 1 | LS | 40000 | 40000
| - pH Adjustment Feed System | 1 | LS | 65000 | 65000
| - pH Adjustment Bulk Tank | 1 | LS | 40000 | 40000
| - Containment Methods | 1 | LS | 10000 | 10000
| - Electrical | 1 | LS | 45000 | 45000
| - Miscellaneous Metals/Grating | 1 | LS | 20000 | 20000
Chemical Feed Systems Sub total |  |  |  |  | 360000
5 | Discharge Outfall Structure
| - 36" DI Outfall Line | 6000 | LF | 220 | 1320000
| - 6' Diameter Manholes | 4 | EA | 7500 | 30000
| - Diffuser Assembly | 1 | LS | 35000 | 35000
| - Concrete Anchors/Cradles | 1 | LS | 15000 | 15000
Discharge Outfall Structure Sub total |  |  |  |  | 1400000 | 8016150
6 | Miscellaneous - Phase 1
| - Miscellaneous Construction (10%,) | 1 | LS | 801615 | 801615
| - Contractor Overhead & Profit (@15%) | 1 | LS | 1202422.5 | 1202422.5
Miscellaneous Construction - Phase 1 Subtotal |  |  |  |  | 2004037.5
Total Estimated Construction Cost |  |  |  |  | 10020187.5

## Wage Rates (hidden)
2007 Muhlenburg County, Kentucky Prevailing Wage Rates*
|  | FUI | FICA | SUI** |  | Total
| T&I | 0.8 | 7.65 | 5 |  | 13.45% |  |  | 2007-12-11 |  |  |  | Fill in Data in Aqua Colored cells
37.5%
13.6%
CRAFT | Base | FRINGES | WORK WEEK | PER DIEM | SUBTOTAL | T & I | WC Ins | TOTAL | EXP DATE
| Wage |  | 5 X 10 + 5 | 55 Hours | Taxable | 11.3% | 15.5% | Billing | All in 2007
Asbestos Worker GF (insulator) | 29.25 | 12.18 | 3.978 | 10 | 43.228 | 5.8142 | 5.1503 | 66.3725 | 2007-11-18 | [5 empty] | Nat Aver.
Asbestos Worker F (insulator) | 28.25 | 12.18 | 3.842 | 8.5 | 40.592 | 5.4596 | 4.9743 | 63.2059 | 2007-11-19 |  |  | WC % Rate | (applied to base rate)
Asbestos Worker J (insulator) | 27 | 12.18 | 3.672 | 7.65 | 38.322 | 5.1543 | 4.7542 | 60.4105 | 2007-11-20 |  | Boilermaking | 9.78 |  |  | 16.3
Boilermaker GF | 26.9 | 12.94 | 3.6584 | 10 | 40.5584 | 5.4551 | 4.7366 | 63.6901 | 2007-11-21 |  | Millwright | 11.04 |  |  | 18.4
Boilermaker F | 25.9 | 12.94 | 3.5224 | 8.5 | 37.9224 | 5.1006 | 4.5605 | 60.5234 | 2007-11-22 |  | Steel | 24.48 |  |  | 40.8
Boilermaker J | 24.65 | 12.94 | 3.3524 | 7.65 | 35.6524 | 4.7952 | 4.3404 | 57.728 | 2007-11-23 |  | Piping | 4.86 |  |  | 8.1
Bricklayer F | 23.25 | 11.01 | 3.162 | 8.5 | 34.912 | 4.6957 | 4.0939 | 54.7115 | 2007-11-24 |  | Electrical | 3.96 |  |  | 6.6
Bricklayer J | 22 | 11.01 | 2.992 | 7.65 | 32.642 | 4.3903 | 3.8738 | 51.9161 | 2007-11-25 |  | Concrete | 9.3 |  |  | 15.5
Carpenter F | 22.34 | 11.23 | 3.0382 | 10 | 35.3782 | 4.7584 | 3.9336 | 55.3002 | 2007-11-26 |  | Excavation | 6.24 |  |  | 10.4
Carpenter J | 21.09 | 11.23 | 2.8682 | 8.5 | 32.4582 | 4.3656 | 3.7135 | 51.7674 | 2007-11-27 |  | Sheetmetal | 7.14 |  |  | 11.9
Cement Mason F | 18.5 | 8.04 | 2.516 | 7.65 | 28.666 | 3.8556 | 3.2575 | 43.8191 | 2007-11-28
Cement Mason J | 17.25 | 8.04 | 2.346 | 8.5 | 28.096 | 3.7789 | 3.0374 | 42.9523 | 2007-11-29
Electrician GF | 28.07 | 12.43 | 3.8175 | 7.65 | 39.5375 | 5.3178 | 4.9426 | 62.2279 | 2007-11-30
Electrician F | 27.07 | 12.43 | 3.6815 | 10 | 40.7515 | 5.4811 | 4.7665 | 63.4291 | 2007-12-01
Electrician J | 25.82 | 12.43 | 3.5115 | 8.5 | 37.8315 | 5.0883 | 4.5464 | 59.8962 | 2007-12-02
Ironworker GF (Structural) | 26.25 | 14.24 | 3.57 | 7.65 | 37.47 | 5.0397 | 4.6221 | 61.3718 | 2007-12-03
Ironworker F (Structural) | 25.25 | 14.24 | 3.434 | 10 | 38.684 | 5.203 | 4.446 | 62.573 | 2007-12-04
Ironworker J (Structural) | 24 | 14.24 | 3.264 | 8.5 | 35.764 | 4.8103 | 4.2259 | 59.0402 | 2007-12-05
Ironworker F (Resteel) | 25.25 | 14.24 | 3.434 | 7.65 | 36.334 | 4.8869 | 4.446 | 59.9069 | 2007-12-06
Ironworker J (Resteel) | 24 | 14.24 | 3.264 | 8.5 | 35.764 | 4.8103 | 4.2259 | 59.0402 | 2007-12-07
Laborer GF | 20.22 | 8.59 | 2.7499 | 7.65 | 30.6199 | 4.1184 | 3.5603 | 46.8886 | 2007-12-08
Laborer F | 19.72 | 8.59 | 2.6819 | 10 | 32.4019 | 4.3581 | 3.4723 | 48.8223 | 2007-12-09
Laborer J | 18.72 | 8.59 | 2.5459 | 8.5 | 29.7659 | 4.0035 | 3.2962 | 45.6557 | 2007-12-10
Millwright GF | 25.05 | 13.12 | 3.4068 | 7.65 | 36.1068 | 4.8564 | 4.4108 | 58.494 | 2007-12-11
Millwright F | 24.05 | 13.12 | 3.2708 | 10 | 37.3208 | 5.0196 | 4.2347 | 59.6952 | 2007-12-12
Millwright J | 22.8 | 13.12 | 3.1008 | 8.5 | 34.4008 | 4.6269 | 4.0146 | 56.1623 | 2007-12-13
Operator Lead/Foreman | 26.2 | 11.9 | 3.5632 | 7.65 | 37.4132 | 5.0321 | 4.6133 | 58.9586 | 2007-12-14
Operator Large Crane | 24.95 | 11.9 | 3.3932 | 10 | 38.3432 | 5.1572 | 4.3932 | 59.7936 | 2007-12-15
Operator Crane | 23.95 | 11.9 | 3.2572 | 8.5 | 35.7072 | 4.8026 | 4.2171 | 56.6269 | 2007-12-16
Operator Light Crane | 22.7 | 11.9 | 3.0872 | 7.65 | 33.4372 | 4.4973 | 3.997 | 53.8315 | 2007-12-17
Operator Scraper | 19.96 | 11.9 | 2.7146 | 7.65 | 30.3246 | 4.0787 | 3.5146 | 49.8178 | 2007-12-18
Operator Crane Oiler | 19.19 | 11.9 | 2.6098 | 7.65 | 29.4498 | 3.961 | 3.379 | 48.6898 | 2007-12-19
Painter F | 18 | 7.93 | 2.448 | 7.65 | 28.098 | 3.7792 | 3.1694 | 42.9766 | 2007-12-20
Painter J | 17 | 7.93 | 2.312 | 8.5 | 27.812 | 3.7407 | 2.9934 | 42.4761 | 2007-12-21
Pipefitter GF | 27.92 | 11.15 | 3.7971 | 7.65 | 39.3671 | 5.2949 | 4.9162 | 60.7282 | 2007-12-22
Pipefitter F | 26.92 | 11.15 | 3.6611 | 10 | 40.5811 | 5.4582 | 4.7401 | 61.9294 | 2007-12-23
Pipefitter J | 25.67 | 11.15 | 3.4911 | 8.5 | 37.6611 | 5.0654 | 4.52 | 58.3965 | 2007-12-24
Sheetmetal GF | 28.9 | 11.52 | 3.9304 | 7.65 | 40.4804 | 5.4446 | 5.0887 | 62.5337 | 2007-12-25
Sheetmetal F | 27.9 | 11.52 | 3.7944 | 8.5 | 40.1944 | 5.4061 | 4.9126 | 62.0332 | 2007-12-26
Sheetmetal J | 26.65 | 11.52 | 3.6244 | 7.65 | 37.9244 | 5.1008 | 4.6925 | 59.2378 | 2007-12-27
Roofer F | 18.15 | 4.95 | 2.4684 | 8.5 | 29.1184 | 3.9164 | 3.1959 | 41.1807 | 2007-12-28
Roofer J | 16.9 | 4.95 | 2.2984 | 7.65 | 26.8484 | 3.6111 | 2.9758 | 38.3853 | 2007-12-29
Teamster Semi/Heavy Truck | 10.46 | 1.33 | 1.4226 | 8.5 | 20.3826 | 2.7415 | 1.8418 | 26.2958 | 2007-12-30
Teamster Light Truck | 10.18 | 1.33 | 1.3845 | 7.65 | 19.2145 | 2.5843 | 1.7925 | 24.9213 | 2007-12-31 |  |  |  | 70.1298
[7 empty] | Average Journeyman Billing Rate/Hour |  |  | 54.2346
[7 empty] | Ave. Journeyman Base w/Fringes Rate/Hr. |  |  | 32.3576
Column Averages | 23.0511 | 10.8493 | 3.135 | 8.4398 | 34.6259 | 4.6572 | 4.0588 | 54.1912
| Base | FRINGES | WORK WEEK | PER DIEM | SUBTOTAL | T & I | WC Ins | TOTAL
| Wage |  | 5 X 10 + 5 | 55 Hours | Taxable | 11.3% | 15.5% | Billing
* Wage Source: Kentucky Dept of Labor, Prevailing wage Determination for Muhlenburg County July 9, 2007
** SUI Source: Quickbooks Unemployment Insurance rates by State, average of minimum and maximum rates for 2007
Total
Composite Crews | Wages | [5 empty] | Composite | Use
Sitework (3-Lab, 3-Oper) | 51.6691 | 0% | 0 | 0 | 0 | 0 | 51.6691 | 51.6691 | 0%
Temporary Const (carp) | 51.7674 | 0% | 0 | 0 | 0 | 0 | 51.7674 | 51.7674 | 0%
Demolition (10-lab,3-oper) | 48.4311 | 0% | 0 | 0 | 0 | 0 | 48.4311 | 48.4311 | 0%
Concrete | 51.453 | 0% | 0 | 0 | 0 | 0 | 51.453 | 51.453 | 0%
Steel | 59.593 | 0% | 0 | 0 | 0 | 0 | 59.593 | 59.593 | 0%
Siding | 59.5449 | 0% | 0 | 0 | 0 | 0 | 59.5449 | 59.5449 | 0%
Masonry | 49.369 | 0% | 0 | 0 | 0 | 0 | 49.369 | 49.369 | 0%
Carpentry | 52.474 | 0% | 0 | 0 | 0 | 0 | 52.474 | 52.474 | 0%
Boiler Erection | 58.4076 | 0% | 0 | 0 | 0 | 0 | 58.4076 | 58.4076 | 0%
Piping | 58.9493 | 0% | 0 | 0 | 0 | 0 | 58.9493 | 58.9493 | 0%
Equipment/Millwright & Ironworker | 58.154 | 0% | 0 | 0 | 0 | 0 | 58.154 | 58.154 | 0%
Insulation | 60.5376 | 0% | 0 | 0 | 0 | 0 | 60.5376 | 60.5376 | 0%
Electrical | 60.449 | 0% | 0 | 0 | 0 | 0 | 60.449 | 60.449 | 0%
Operators | 59.7936 | 0% | 0 | 0 | 0 | 0 | 59.7936 | 59.7936 | 0%
Painting | 42.4761 | 0% | 0 | 0 | 0 | 0 | 42.4761 | 42.4761 | 0%
[13 empty] | 54.8712 | 49
54.8712
54.8712

## Composite Crew Rates 2
10 MW PV Solar - High Efficiency Crystalline Panels
| Kentucky | [6 empty] | Revision |  | 3
[8 empty] | Date of Revision |  | 2011-03-15
| Project Data | [6 empty] | Hourly T&I Rate Assume aver annual
| Project location - State |  |  | Kentucky
30000
| Taxes and Insurance | [6 empty] | Limit | Tax
|  | FUI |  | 0.8% | On first $7000 of earnings |  |  | 7000 | 56
|  | OASDI |  | 6.2% | On first$ 106,800 of earnings |  |  | 106800 | 1860
|  | FICA Part 2 |  | 1.45% |  |  |  |  | 435
|  | SUI |  | 10% | On first $8000 of earnings |  |  | 8000 | 800
|  | Sum | [6 empty] | 3151
|  | Sum adjusted |  | 10.5%
|  | Contractors EMR |  | 0.9
| Scheduled work hours |  |  | 40 | 5 8
|  | Base rate adjustment |  | 0
| Construction Duration |  |  | 30 | mo
Workmen's Comp Calc
| Trade |  |  | State Rate | Adjust to hrs worked | EMR | Rate/$100 of payroll
| Carpentry - General |  | RS Means | 24 | 1 | 0.9 | 21.6
| Concrete Work |  | RS Means | 11 | 1 | 0.9 | 9.9
| Electrical (Inside) |  | RS Means | 5.25 | 1 | 0.9 | 4.725
| Excavation - earth |  | RS Means | 12.5 | 1 | 0.9 | 11.25
| Excavation - rock |  | RS Means | 12.5 | 1 | 0.9 | 11.25
| Insulation |  | RS Means | 11.27 | 1 | 0.9 | 10.143
| Masonry |  | RS Means | 7.5 | 1 | 0.9 | 6.75
| Painting |  | RS Means | 10 | 1 | 0.9 | 9
| Pile Driving |  | RS Means | 18.59 | 1 | 0.9 | 16.731
| Plumbing |  | RS Means | 5.5 | 1 | 0.9 | 4.95
| Roofing |  | RS Means | 34 | 1 | 0.9 | 30.6
| Sheet Metal (HVAC) |  | RS Means | 12 | 1 | 0.9 | 10.8
| Steel erection - structure |  | RS Means | 48 | 1 | 0.9 | 43.2
| Wrecking (demolition) |  | RS Means | 48 | 1 | 0.9 | 43.2
| Operating Engineers |  | Estimate | 16.3162 | 1 | 0.9 | 14.6845
| Millwright |  | Carp Rate | 24 | 1 | 0.9 | 21.6
| Boilermaker |  | Estimate | 36 | 1 | 0.9 | 32.4
| Pipefitter |  | Estimate | 24 | 1 | 0.9 | 21.6
| Laborer |  | Estimate | 11.75 | 1 | 0.9 | 10.575
CRAFT | Local | BASE | FRINGES | WORK WEEK | SUBTOTAL | PER DIEM | T & I | WC Ins | TOTAL | EXP DATE
Insulator GF |  | 27.67 | 11.08 | 0 | 38.75 |  | 3.4882 | 2.8066 | 45.0447
Insulator F |  | 27.11 | 11.08 | 0 | 38.19 |  | 3.4293 | 2.7498 | 44.3691 | 2013-06-30
Insulator J | 51 | 24.67 | 11.08 | 0 | 35.75 |  | 3.1731 | 2.5023 | 41.4253
Boilermaker GF |  | 37.99 | 23.72 | 0 | 61.71 |  | 5.2359 | 12.3088 | 79.2547
Boilermaker F |  | 35.99 | 23.72 | 0 | 59.71 |  | 5.0258 | 11.6608 | 76.3966
Boilermaker J | 105 | 32.99 | 23.72 | 0 | 56.71 |  | 4.7107 | 10.6888 | 72.1095 | 2013-12-31 | Possible $2.15 addition 10/1/10
Bricklayer F |  | 21.33 | 10.07 | 0 | 31.4 |  | 2.7692 | 1.4398 | 35.609
Bricklayer j | 1 | 24.11 | 10.07 | 0 | 34.18 |  | 3.0612 | 1.6274 | 38.8686 | 2013-05-31
Carpenter F |  | 24.289 | 14.09 | 0 | 38.379 |  | 3.2911 | 5.2464 | 46.9165
Carpenter J | 99 | 22.7 | 14.09 | 0 | 36.79 |  | 3.1242 | 4.9032 | 44.8174 | 2013-06-30
Cement Mason F |  | 23 | 9.8 | 0 | 32.8 |  | 2.9304 | 1.5525 | 37.2829
Cement Mason J | 694 | 21 | 9.8 | 0 | 30.8 |  | 2.7204 | 1.4175 | 34.9379 | 2013-05-31
Electrician GF |  | 36.65 | 13.78 | 0 | 50.43 |  | 4.5732 | 1.7317 | 56.7349
Electrician F |  | 32.252 | 13.78 | 0 | 46.032 |  | 4.1112 | 1.5239 | 51.6671
Electrician J | 369 | 29.32 | 13.78 | 0 | 43.1 |  | 3.8033 | 1.3854 | 48.2886 | 2013-05-29
Ironworker GF (Struct) |  | 29.84 | 18.58 | 0 | 48.42 |  | 4.11 | 12.8909 | 65.4208
Ironworker F (Struct) |  | 28.34 | 18.58 | 0 | 46.92 |  | 3.9524 | 12.2429 | 63.1153
Ironworker J (Struct) | 70 | 26.34 | 18.58 | 0 | 44.92 |  | 3.7423 | 11.3789 | 60.0412 | 2013-05-31 | IW Mag
Ironworker F (Resteel) |  | 28.34 | 18.58 | 0 | 46.92 |  | 3.9524 | 12.2429 | 63.1153
Ironworker J (Resteel) | 70 | 26.34 | 18.58 | 0 | 44.92 |  | 3.7423 | 11.3789 | 60.0412
Laborer F |  | 21.56 | 9.13 | 0 | 30.69 |  | 2.744 | 2.28 | 35.714
Laborer J | 576 | 18.42 | 9.13 | 0 | 27.55 |  | 2.4142 | 1.9479 | 31.9121 | 2013-06-30
Millwright GF |  | 26.0419 | 15.64 | 0 | 41.6819 |  | 3.5566 | 5.625 | 50.8635
Millwright F |  | 25.1472 | 15.64 | 0 | 40.7872 |  | 3.4627 | 5.4318 | 49.6817
Millwright J | 1031 | 24.18 | 15.64 | 0 | 39.82 |  | 3.3611 | 5.2229 | 48.4039 | 2013-03-30 | As posted on local web page
Operator Large Crane |  | 27.28 | 13.4 | 0 | 40.68 |  | 3.569 | 4.0059 | 48.255
Operator Crane / Excavator |  | 26.25 | 13.4 | 0 | 39.65 |  | 3.4608 | 3.8547 | 46.9655
Operator Scraper | 181 | 22.67 | 13.4 | 0 | 36.07 |  | 3.0848 | 3.329 | 42.4838 |  | As posted in newsletter
Operator Crane Oiler / Utility |  | 21.11 | 13.4 | 0 | 34.51 |  | 2.921 | 3.0999 | 40.5309
Operator - Mechanic |  | 27.28 | 13.4 | 0 | 40.68 |  | 3.569 | 4.0059 | 48.255
Painter | 118 | 18.5 | 11.05 | 0 | 29.55 |  | 2.5234 | 1.665 | 33.7384
Pipefitter GF |  | 33.77 | 16.13 | 0 | 49.9 |  | 4.3941 | 7.2943 | 61.5884
Pipefitter Sub F |  | 32.55 | 16.13 | 0 | 48.68 |  | 4.2659 | 7.0308 | 59.9767
Pipefitter J | 107 | 31 | 16.13 | 0 | 47.13 |  | 4.1031 | 6.696 | 57.9291
Sheetmetal GF |  | 31.3 | 16.67 | 0 | 47.97 |  | 4.163 | 3.3804 | 55.5134
Sheetmetal F |  | 30.3 | 16.67 | 0 | 46.97 |  | 4.058 | 3.2724 | 54.3004
Sheetmetal J | 110 | 28.3 | 16.67 | 0 | 44.97 |  | 3.8479 | 3.0564 | 51.8743
Teamster | 89 | 19.85 | 12.17 | 0 | 32.02 |  | 2.724 | 2.9149 | 37.6589
0
Wage and fringe rates taken from RS Means Labor Rates 2013
Composite Crew Summary | [6 empty] | Workers Comp as % of payroll = | 12.47%
Activity | Crew | Composite Rate
Sitework - Mass Earthwork | S-1 | 43.1842
Sitework - Foundations & Utilities | S-2 | 38.31
Temporary Const | TC-1 | 39.5172
Demolition | Dem-1 | 39.1549
Concrete | Con-1 | 38.5081
Structural Steel | SStl-1 | 57.821
Pre-Engineered Bldg | Pre-Engin | 57.6661
Siding | Sid - 1 | 54.8186
Masonry | Mas -1 | 36.4154
Carpentry - Formwork | C-1 | 41.3322
Carpentry - Building | C-2 | 40.7155
Scaffold | Scaf-1 | 41.4301
Boiler Erection | BM-1 | 66.5583
Ducts & Tanks | BM-2 | 63.7684
Piping | PF-1 | 58.219
Instrumentation - PF | PF-2 | 58.8803
Equipment/Millwright & Ironworker | MW-1 | 53.7948
Insulation | I-1 | 44.6216
Electrical - Building | E-1 | 48.8108
Electrical - HV | E-2 | 49.9779
Site Services | SS-1 | 38.6944
(Water, janitorial, roads, snow plow)
Painting | P-1 | 33.7384
Roofing | RF-1 | 34.269
Average rate | 23 | 46.9655 | 43.253
Composite Crews
| Sitework - Mass Earthwork |  |  | S-1 |  | Sitework - Foundations & Utilities |  |  | S-2
| Laborer F |  | 1 | 35.714 |  | Laborer F |  | 1 | 35.714
| Laborer J |  | 2 | 63.8242 |  | Laborer J |  | 4 | 127.6484
| Operator Crane / Excavator |  | 8 | 375.7243 |  | Operator Crane / Excavator |  | 3 | 140.8966
| Operator Scraper |  | 0 | 0 |  | Operator Scraper |  |  | 0
| Operator Crane Oiler/Utility |  | 2 | 81.0618 |  | Operator Crane Oiler/Utility |  | 1 | 40.5309
| Operator - Mechanic |  | 1 | 48.255 |  | Operator - Mechanic |  |  | 0
| Total |  | 14 | 43.1842 |  | Total |  | 9 | 38.31 |  | 23
| Temporary Const |  |  | TC-1 |  | Demolition |  |  | Dem-1
| Carpenter F |  | 1 | 46.9165 |  | Laborer F |  | 1 | 35.714
| Carpenter J |  | 2 | 89.6348 |  | Laborer J |  | 4 | 127.6484
| Laborer F |  | 1 | 35.714 |  | Operator Large Crane |  | 1 | 48.255
| Laborer J |  | 2 | 63.8242 |  | Operator Crane / Excavator |  | 3 | 140.8966
| Operator Crane / Excavator |  | 1 | 40.5309 |  | Operator Crane Oiler/Utility |  | 1 | 40.5309
[6 empty] | Teamster |  | 1 | 37.6589
| Total |  | 7 | 39.5172 |  | Total |  | 11 | 39.1549 |  | 18
| Concrete |  |  | Con-1 |  | Structural Steel |  |  | SStl-1
| Carpenter F |  | 1 | 46.9165 |  | Ironworker GF |  | 1 | 65.4208
| Carpenter J |  | 4 | 179.2697 |  | Ironworker F |  | 2 | 126.2306
| Cement Mason F |  | 1 | 37.2829 |  | Ironworker J |  | 16 | 960.6595
| Cement Mason J |  | 2 | 69.8757 |  | Operator Large Crane |  | 2 | 96.5099
| Laborer F |  | 1 | 35.714 |  | Operator Crane Oiler/Utility |  | 2 | 81.0618
| Laborer J |  | 8 | 255.2968 |  |  |  |  | 0
| Ironworker F |  | 0 | 0 |  | Total |  | 23 | 57.821
| Ironworker J |  | 0 | 0
| Operator Crane / Excavator |  | 2 | 93.9311
| Operator Crane Oiler/Utility |  | 2 | 81.0618
| Operator - Mechanic |  | 1 | 48.255
| Teamster |  | 0.5 | 18.8295
| Total |  | 22.5 | 38.5081 | [6 empty] | 22.5
| Pre-Engineered Bldg |  |  | Pre-Engin |  | Siding |  |  | Sid-1
| Ironworker F |  | 1 | 63.1153 |  | Ironworker F |  | 1 | 63.1153
| Ironworker J |  | 4 | 240.1649 |  | Ironworker J |  | 2 | 120.0824
| Sheetmetal F |  | 1 | 54.3004 |  | Sheetmetal F |  | 1 | 54.3004
| Sheetmetal J |  | 2 | 103.7486 |  | Sheetmetal J |  | 2 | 103.7486
| Operator Crane / Excavator |  | 0 | 0 |  | Operator Crane / Excavator |  | 1 | 42.4838
| Total |  | 8 | 57.6661 |  | Total |  | 7 | 54.8186 |  | 15
| Masonry |  |  | Mas-1 |  | Carpentry - Formwork |  |  | C-1
| Bricklayer F |  | 1 | 35.609 |  | Carpenter F |  | 1 | 46.9165
| Bricklayer J |  | 4 | 155.4745 |  | Carpenter J |  | 4 | 179.2697
| Laborer J |  | 2 | 63.8242 |  | Laborer J |  | 2 | 63.8242
[6 empty] | Operator Crane / Excavator |  | 1 | 42.4838
[6 empty] | Teamster |  | 0.5 | 18.8295
| Total |  | 7 | 36.4154 |  | Total |  | 8.5 | 41.3322 |  | 15.5
| Carpentry - Building |  |  | C-2 |  | Scaffold |  |  | Scaf-1
| Carpenter F |  | 1 | 46.9165 |  | Carpenter F |  | 1 | 46.9165
| Carpenter J |  | 4 | 179.2697 |  | Carpenter J |  | 4 | 179.2697
| Laborer F |  | 1 | 35.714 |  | Laborer J |  | 2 | 63.8242
| Laborer J |  | 2 | 63.8242
| Total |  | 8 | 40.7155 |  | Total |  | 7 | 41.4301 |  | 15
| Boiler Erection |  |  | BM-1 |  | Tanks & Ducts |  |  | BM-2
| Insulator F |  | 1 | 44.3691 |  | Boilermaker GF |  | 1 | 79.2547
| Insulator J |  | 4 | 165.7013 |  | Boilermaker F |  | 2 | 152.7932
| Boilermaker GF |  | 1 | 79.2547 |  | Boilermaker J |  | 10 | 721.0951
| Boilermaker F |  | 4 | 305.5864 |  | Ironworker F |  | 1 | 63.1153
| Boilermaker J |  | 32 | 2307.5042 |  | Ironworker J |  | 2 | 120.0824
| Operator Large Crane |  | 2 | 96.5099 |  | Operator Large Crane |  | 1 | 48.255
| Operator Crane Oiler/Utility |  | 2 | 81.0618 |  | Operator Crane Oiler/Utility |  | 1 | 40.5309
| Operator - Mechanic |  | 1 | 48.255 |  | Operator - Mechanic |  | 1 | 48.255
| Pipefitter F |  | 0 | 0 |  | Pipefitter F |  | 1 | 59.9767
| Pipefitter J |  | 0 | 0 |  | Pipefitter J |  | 2 | 115.8583
| Sheetmetal F |  | 0 | 0 |  | Sheetmetal F |  | 1 | 54.3004
| Sheetmetal J |  | 0 | 0 |  | Sheetmetal J |  | 2 | 103.7486
| Teamster |  | 0 | 0 |  | Teamster |  | 0.5 | 18.8295
| Total |  | 47 | 66.5583 |  | Total |  | 25.5 | 63.7684 |  | 72.5
| Piping |  |  | P-1 |  | Instrumentation - PF |  |  | PF-2
| Pipefitter GF |  | 1 | 61.5884 |  | Pipefitter GF |  | 1 | 61.5884
| Pipefitter F |  | 6 | 359.8604 |  | Pipefitter F |  | 1 | 59.9767
| Pipefitter J |  | 48 | 2780.5981 |  | Pipefitter J |  | 4 | 231.7165
| Total |  | 55 | 58.219 |  | Total |  | 6 | 58.8803 |  | 61
| Equipment - Millwright & Ironworker |  |  | MW-1 |  | Insulation
| Ironworker F |  | 1 | 63.1153 |  | Insulator GF |  | 1 | 45.0447
| Ironworker J |  | 4 | 240.1649 |  | Insulator F |  | 3 | 133.1073
| Millwright GF |  | 1 | 50.8635 |  | Insulator J |  | 12 | 497.104
| Millwright F |  | 2 | 99.3633 |  | Sheetmetal F |  | 1 | 54.3004
| Millwright J |  | 8 | 387.2316 |  | Sheetmetal J |  | 4 | 207.4972
| Operator Large Crane |  | 1 | 48.255
| Operator Crane Oiler/Utility |  | 1 | 40.5309 |  | Total |  | 21 | 44.6216
| Pipefitter GF |  | 1 | 61.5884
| Pipefitter F |  | 1 | 59.9767
| Pipefitter J |  | 6 | 347.5748
| Total |  | 26 | 53.7948 | [6 empty] | 47
| Electrical - Building |  |  | E-1 |  | Electrical - HV |  |  | E-2
| Electrician GF |  | 1 | 56.7349 |  | Electrician GF |  | 1 | 56.7349
| Electrician F |  | 6 | 310.0027 |  | Electrician F |  |  | 0
| Electrician J |  | 48 | 2317.8541 |  | Electrician J |  | 4 | 193.1545
| Total |  | 55 | 48.8108 |  | Total |  | 5 | 49.9779 |  | 60
| Site Services |  |  | SS-1 |  | Painting |  |  | P-1
| Carpenter J |  | 2 | 89.6348 |  | Painters |  | 2 | 67.4769
| Laborer J |  | 2 | 63.8242
| Operator Crane Oiler/Utility |  | 1 | 40.5309
| Teamster |  | 0.5 | 18.8295
| Total |  | 5.5 | 38.6944 |  | Total |  | 2 | 33.7384 |  | 7.5
| Roofing |  |  | RF-1
| Laborer F |  | 1 | 35.714
| Laborer J |  | 6 | 191.4726
| Operator Crane / Excavator |  | 1 | 46.9655
| Total |  | 8 | 34.269 |  | Total |  | 0 | 0 |  | 8
365
| Craft |  | Total
| Insulator GF |  | 1
| Insulator F |  | 4 | 5.915%
| Insulator J |  | 16
| Boilermaker GF |  | 2
| Boilermaker F |  | 6 | 14.08%
| Boilermaker J |  | 42
| Bricklayer F |  | 1
| Bricklayer j |  | 4 | 1.408%
| Carpenter F |  | 4
| Carpenter J |  | 14 | 5.07%
| Cement Mason F |  | 1
| Cement Mason J |  | 2 | 0.8451%
| Electrician GF |  | 2
| Electrician F |  | 6 | 16.9%
| Electrician J |  | 52
| Ironworker GF (Struct) |  | 1
| Ironworker F (Struct) |  | 5
| Ironworker J (Struct) |  | 24 | 8.451%
| Ironworker F (Resteel) |  | 0
| Ironworker J (Resteel) |  | 0
| Laborer F |  | 6
| Laborer J |  | 28 | 9.577%
| Millwright GF |  | 1
| Millwright F |  | 2 | 3.099%
| Millwright J |  | 8
| Operator Large Crane |  | 7
| Operator Crane / Excavator |  | 19
| Operator Scraper |  | 0 | 12.11%
| Operator Crane Oiler / Utility |  | 12
| Operator - Mechanic |  | 5
| Painter |  | 2 | 0.5634%
| Pipefitter GF |  | 2
| Pipefitter F |  | 7 | 17.18%
| Pipefitter J |  | 52
Sheetmetal GF
| Sheetmetal F |  | 4 | 3.944%
| Sheetmetal J |  | 10
| Teamster |  | 3 | 0.8451%
| Total |  | 355 | 100%

## Out Buildings and Structures (hidden)
| 10 MW PV Solar - High Efficiency Crystalline Panels | Estimate Supporting Documentation
Kentucky
Solar PV
|  | Plan | Structure | Excavation | Excavation | Backfill | Fdn. Concrete | Bearing Piles | Distance from | Building | Required Services
| Site Out Buildings, Structures and fdns | Dimensions | SF | Earth CY | Rock CY | CY | CY | 60' Deep EA | Power Plant Utilities LF | Enclosure | Process Water | Electrical | Lighting | Domestic Water | Sanitary Sewer | Drains | H&V | HVAC | I&C
1 | Administration Building Elevated Floors (5 Floors) | 100' x 150' | 60000 | 0 | 0 | 0 | 829.25 | 0 | 830 | Design |  | 480/208/120V | Int/Ext | R,Sh,ESh,K,M | X | X |  | X | X
2 | Administration Building Mat Fdn | 100' x 150' | 15000 | 1391 | 0 | 281.41 | 1109.59 | 48 | 830 | Design |  | 480/208/120V | Int/Ext | R,Sh,ESh,K,M | X | X |  | X | X
3 | Aqueous Ammonia storage tanks and pumps fdns | 50' x 100' | 5000 | 427 | 0 | 57 | 370 | 139 | 1550 | Steel Canopy |  | 480/208/120V | Ext | Esh | X |  |  |  | X
4 | Aqueous Ammonia Rail Car Unloading | 50' x 100' | 5000 | 427 | 0 | 57 | 370 | 139 | 2370 | Pre-Engr Steel |  | 480/208/120V | Int/Ext | Esh | X |  | PH |  | X
5 | Ash Haul Truck Maintenance | 70' x 140' | 9800 | 890 | 0 | 164 | 726 | 21 | 1450 | Pre-Engr Steel |  | 480/208/120V | Int/Ext | R,Sh,ESh,K,M | X | X |  | Ofc | X
6 | Chimney fdn | 0 | 0 | 0 | 0 | 0 | 0 | 0 | 0 |  | M | 480/208/120V | Int/Ext |  |  | X |  |  | X
8 | Coal Car unloader Building and Hopper | 55' x 55'' x 35'd | 1925 | 8000 | 0 | 6233 | 1767 | 0 | 0 | Pre-Engr Steel |  | 6.9kV/480/208/120V | Int/Ext | R | X | X |  |  | X
7 | Coal Car unloader Conveyor Tunnel - Single Conveyor | 10' x 17' x 140' | 5780 | 8000 | 0 | 7550 | 450 | 356 | 0 |  |  | 208/120V | Int
9 | Coal Car Train Positioner fdn | 200' x 30' | 6000 | 400 | 0 | 150 | 250 | 166 | 0 |  |  | 6.9kV/480/208/120V | Int/Ext | [5 empty] | X
10 | Coal Conveyor Belt Tension fdns | 6 ea |  | 200 | 0 | 80 | 120 | 12 | 0 |  |  | 208/120V | Ext
11 | Coal Conveyor Bent fdns | 117 ea |  | 8190 | 0 | 5850 | 2340 | 24 | 0
12 | Coal Crusher Building | 80 'x 80' x 90' H | 6400 | 1070 | 0 | 95 | 948 | 100 | 1890 | Pre-Engr Steel | M | 6.9kV/480/220/120V | Int/Ext | [5 empty] | X
13 | Coal Crusher fdn |  |  |  | 0 |  | 849.6
14 | Coal Yard Truck Maintenance Facility | 80' x 140' | 11200 | 1000 | 0 | 170 | 830 | 21 | 1450 | Pre-Engr Steel |  | 480/208/120V | Int/Ext | R,Sh,ESh,K,M | X | X | X | Ofc
15 | Coal Live Storage Dome (2) | 0 | 0 | 0 | 0 | 0 | 0 | 0 | 3920 | Pre-Engr Steel |  | 480/208/120V | Int/Ext
16 | Coal pile runoff sump and pumphouse | 20' x 20' | 400 | 100 | 0 | 30 | 70 | 10 | 0 | Pre-Engr Steel |  | 480/208/120V | Int |  |  |  | PH |  | X
17 | Coal pile runoff pond (8'd) |  | 0 | 201500 | 0 | 0 | 0 | 10 | 0 |  |  | 480/208/120V | Int |  |  |  | PH |  | X
18 | Coal Reclaim Hopper Conveyor Tunnel (1) | 10' x 17' x 320' | 5440 | 10000 | 0 | 7300 | 960 | 0 | 0 |  |  | 208/120V | Int
19 | Coal Truck Unloading | 30' x 70' | 2100 | 356 | 0 | 70 | 292 | 0 | 0 |  |  | 208/120V | Int
20 | Active Coal Storage reclaim hopper fdns and tunnel | 1 Lot |  | 5400 | 0 | 900 | 3600 |  | 0
21 | Coal Transfer House (4) | 60' x 60' | 22500 | 2504 | 0 | 50 | 2133 | 50 | 3630 | Steel siding/roof |  | 480/208/120V | Int/Ext | [5 empty] | X
22 | Demineralized Water Storage Tank (2) | 40' Dia | 1257 | 436 | 0 | 70 | 402 | 32 | 1900 |  |  |  | Ext | [5 empty] | X
23 | Dry Ash Silo fdn | 60' Dia | 2827 | 580 | 0 | 160 | 420 | 79 | 0 |  |  | 208/120V | Ext | [5 empty] | X
25 | Electric Ductbank 6 x 4 & Cable Vaults | 6' x 4000' | 24000 | 6000 | 0 | 4200 | 3900 | 0 | 5100 |  |  | 480/208/120V | Int/Ext | [5 empty] | X
24 | Emergency Coal Reclaim (2) | 40' x 80'x75'd | 3200 | 18000 | 0 | 9100 | 2945 | 0 | 5100 |  |  | 480/208/120V | Int/Ext | [5 empty] | X
26 | Emergency Diesel Generator fdn | 10' x 40' | 400 | 800 | 0 | 200 | 600 | 130 | 0 | Pre-Engr Steel | S,M | 6.9kV/480/208/120V | Int/Ext |  |  | X | X |  | X
27 | Fire and service water storage tank fdns | 80' Dia | 5027 | 1352 | 0 | 330 | 1232 | 42 | 0 |  | Supply | 208/120V | Ext | [5 empty] | X
28 | Fly Ash Silo fdns (2) | 52'Dia | 2124 | 628 | 0 | 160 | 547 | 79 | 2270 |  | Conditioning | 480/208/120V | Ext |  |  |  | Equip Rm |  | X
29 | Fuel oil spill containment sump | 5' x 5' x 5' d | 25 | 10 | 0 | 5 | 5 | 0 | 0 |  |  | 480/208/120V | Int/Ext | [5 empty] | X
30 | Fuel oil tank fdn | 50' Dia | 1963 | 90 | 0 | 36 | 73 | 26 | 2650 |  |  | 208/120V | Ext | [5 empty] | X
31 | Fuel Oil Truck Unloading Facility | 20' x 90' | 1800 | 360 | 0 | 90 | 270 | 0 | 10040 | Steel Platform | M | 480/208/120V | Ext | [5 empty] | X
32 | Fuel Platform fdn | 40' x 100' | 4000 | 100 | 0 | 80 | 60 | 10 | 10040 | Steel Platform | M | 480/208/120V | Ext | [5 empty] | X
33 | Gypsum Temp storage area for reclaim to landfill | 55' x 70' | 3850 | 500 | 0 | 150 | 350 | 106 | 1200 |  |  | 480/208/120V | Ext | [5 empty] | X
34 | Gypsum Load-out Building | 40' x 100' | 4000 | 815 | 0 | 150 | 592 | 106 | 1200 |  |  | 480/208/120V | Ext | [5 empty] | X
35 | Hogger | 70' x 70' | 4900 | 0 | 0 | 0 | 0 | 0 | 0 |  |  | 480/208/120V | Ext | [5 empty] | X
36 | Limestone Area Sedimentation Pond Pump House | 20' x 20' | 400 | 100 | 0 | 30 | 70 | 0 | 0 | Pre-Engr Steel |  | 480/208/120V | Int/Ext |  |  |  | PH |  | X
37 | Limestone Conveyor Belt fdns | 21 ea |  | 170 | 0 | 60 | 105 | 36 | 0
38 | Limestone Conveyor Belt Tension fdns | 5 each |  | 250 | 0 | 200 | 120 | 10 | 0 | Steel siding/roof |  | 208/120V | Int
39 | Limestone Prep Ball Mill fdns/Ped. | 72' x 96' | 6900 | 1500 | 0 | 326 | 1174 | 200 | [10 empty] | X
40 | Limestone Prep/Gypsum Dewatering Building | 150' x 100' | 15000 | 2666 | 0 | 444 | 2222 | 475 | 820 | Steel siding/roof |  | 480/208/120V | Int | [5 empty] | X
41 | Limestone rail car unloading conveyor tunnel | 10' x 14' x 220' | 2200 | 25000 | 0 | 24674 | 326 | 0 | 0 |  |  | 208/120V | Int
42 | Limestone Rail car unloading hopper | 30' x 70' x 50'd | 2100 | 4000 | 0 | 2800 | 1200 | 0 | 2220 |  |  | 480/208/120V | Int | [5 empty] | X
43 | Limestone Truck Unloading | 60' x 90' | 5400 | 335 | 0 | 17 | 318 | 0 | 2220 |  |  | 480/208/120V | Ext | [5 empty] | X
44 | Limestone Reclaim Hopper | 50' x 50' x 50'd | 2500 | 9074 | 0 | 8086 | 988 | 0 | 1130
45 | Limestone Storage Reclaim Conveyor Tunnel | 10' x 14' x 140' | 1960 | 3500 | 0 | 3145 | 355 | 0 | 0 |  |  | 208/120V | Int
46 | Limestone Truck Unloading (30' x 70') | 40' x 120' | 6900 | 1080 | 0 | 163 | 917 | 0 | 0 |  |  | 480/208/120V | Int/Ext | R | X | X |  | Ofc | X
47 | Maintenance Shop Building | 150' x 100' | 15000 | 1205 | 0 | 94 | 1111 | 21 | 970 | Pre-Engr Steel |  | 480/208/120V | Int/Ext | R,Sh,ESh,K,M | X | X |  | Ofc | X
48 | Mobile Equipment Fueling Pump House | 20' x 20' | 400 | 60 | 0 | 20 | 40 | 0 | 2200 | Pre-Engr Steel |  | 480/208/120V | Int/Ext |  |  |  | PH |  | X
49 | Potable Water Storage Tank | 20' Dia | 314 | 95 | 0 | 35 | 60 | 10
50 | Rail Car Fuel Oil Storage Tank fdn | [11 empty] | Ext
51 | Rail Car Fueling (5) | [8 empty] | Steel Platform |  |  | Ext
52 | Rail Car Scale | 20' x 120' | 2400 | 350 | 0 | 150 | 200 | 30 | 0 |  |  | 208/120V | Ext
53 | Railroad bridge overpass | 30' x 150' | 4500 | 355 | 0 | 105 | 250 | 20 | 0
54 | Railroad bridge overpass | 30' x 120' | 3600 | 290 | 0 | 90 | 200 | 20 | 0
55 | Reagent Feed Tank | 32' Dia | 804 | 279 | 0 | 53 | 226 | 106 | 790 |  |  |  | Ext
56 | Reclaim Water Tank fdns | 32' Dia | 804 | 279 | 0 | 53 | 226 | 24 | 740 |  |  | 480/208/120V | Int/Ext
57 | Rotary Dumper Aux Bldg #1 & 2 | 40' x 60' | 2400 | 0 | 0 | 0 | 0 | 0 | 3470 | Pre-Engr Steel |  | 480/208/120V
58 | Sanitary Water Treatment Plant | 40' x 60' | 2400 | 389 | 0 | 64 | 325 |  | 1980 | Pre-Engr Steel | S,M | 480/208/120V | Int/Ext | Esh |  | X | X |  | X
59 | Site Run-off Pond @4'd | 230' x 1200' | 126500 | 43020 | 0 | 0 | 0 | 0 | 0 | Pre-Engr Steel | Supply | 480/208/120V | Int/Ext |  |  |  | PH |  | X
60 | Site Service Water / Fire Protection Pump House | 30' x 30' | 900 | 180 | 0 | 45 | 135 | 20 | 0 | Pre-Engr Steel | Supply | 480/208/120V | Int/Ext |  |  |  | PH |  | X
61 | Truck Dumper | 80' x 30' | 3200 | 425 | 0 | 43 | 382 | 0 |  |  |  | 480/208/120V | Int/Ext
62 | Truck Scale | 20' x 80' | 1600 | 235 | 0 | 35 | 200 | 12
63 | Warehouse | 150' x 100' | 15000 | 1205 | 0 | 94 | 1111 | 60 | 700 | Pre-Engr Steel |  | 480/208/120V | Int/Ext | R,ESh,M | X | X | X | Ofc
64 | Waste Water Pretreatment Clarifiers | 80' Dia | 5027 | 877 | 0 | 202 | 675 | 140 | 0 |  | Supply | 208/120V | Ext | [5 empty] | X
65 | Waste Water Sumps | 50' x 50' | 2500 | 448 | 0 | 78 | 370 |  | 1980 | Pre-Engr Steel | S,M | 480/208/120V | Int/Ext | Esh |  | X | X |  | X
65 | Water and Waste Water Treatment Building | 160' x 300' | 48000 | 4880 | 0 | 436 | 4444 | 416 | 1980 | Pre-Engr Steel | S,M | 480/208/120V | Int/Ext | Esh |  | X | X |  | X
66 | Wood Storage | 600' x 600' | 360000 | 0 | 0 | 0 | 0 | 0 | 1980 | Pre-Engr Steel | S,M | 480/208/120V | Int/Ext | Esh |  | X | X |  | X
67 | Wood Truck Dumper | 40' x 80' | 3200 | 425 | 0 | 43 | 382 | 0 | 1980 | Pre-Engr Steel | S,M | 480/208/120V | Int/Ext | Esh |  | X | X |  | X
68 | Yard Mainteneance Building | 80' x 140' | 11200 | 1000 | 0 | 170 | 830 | 21 | 1450 | Pre-Engr Steel |  | 480/208/120V | Int/Ext | R,Sh,ESh,K,M | X | X | X | Ofc
|  |  |  | 279440 |  | 9250.41
| Totals Site Out Buildings & Structures |  | 869027 | 383198 | 0 | 85523.41 | 48372.44 | 3327 | [5 empty] | Abbreviations
| Totals Main Power Block Unit 1 |  | 409457 | 98851 | 0 | 17380 | 53407 | 5093 | [5 empty] | R - Restroom | Ofc - Office Area | X - Service Required
[14 empty] | K - Kitchen | PH - Pump House | Int - Interior
| Total Site |  | 1278484 | 482049 | 0 | 102903.41 | 101779.44 | 8420 | [5 empty] | Sh - Shower | M - Maintenance | Ext - Exterior
[14 empty] | Esh - Emergency Shower/Eyewash | S - Service

## Main Power Block Area (hidden)
| 10 MW PV Solar - High Efficiency Crystalline Panels | Estimate Supporting Documentation
Kentucky
Solar PV
|  | Plan | Structure | Excavation | Excavation | Backfill | Fdn. Concrete | Bearing Piles | Distance from | Building | Required Services
| Main Power Block Buildings, Structures and fdns | Dimensions | SF | Earth CY | Rock CY | CY | CY | 60' Deep EA | Power Plant Utilities LF | Enclosure | Process Water | Electrical | Lighting | Domestic Water | Sanitary Sewer | Drains | H&V | HVAC | I&C
1 | Absorber Hold Tank | 47'Dia | 1735 | 515 | 0 | 195 | 320 | 36 | 0 |  | Supply | 208/120V | Ext | [5 empty] | X
2 | Absorber Tower w Reaction Tank fdns (2) | 72' Dia | 4072 | 1120 | 0 | 110 | 1010 | 113 | 0 |  | Supply | 208/120V | Ext | [5 empty] | X
3 | Absorber Building fdns | 104' x 72' | 7488 | 1120 | 0 | 110 | 832 | 208 | 0 |  | Supply | 208/120V | Ext | [5 empty] | X
4 | Acid Gas Dry Sorbent Silo (2) | 30' Dia | 706 | 600 | 0 | 288 | 372 | 20 | 4540 |  |  | 480/208/120V | Ext | [5 empty] | X
5 | AQCS Wet Precipitator | 127' x 208' | 26624 | 3560 | 0 | 1040 | 2935 | 416
6 | AQCS Pulse Jet Fabric Filter | 127' x 208' | 26624 | 3560 | 0 | 1040 | 2935 | 416
7 | Auxiliary Boiler | 85' x 45' | 3825 | 883 | 0 | 120 | 708 | 83 | 0 |  |  | 480/208/120V | Int/Ext | [5 empty] | X
8 | BFP motor driven fdn (1) | 0 | 0 | 0 | 0 | 0 | 80 | 0 | 0 | [9 empty] | X
9 | BFP Turbine drive Pedestals to Oper Flr.(2) | 0 | 0 | 0 | 0 | 0 | 500 | 0 | 0 | [9 empty] | X
10 | Boiler Building Fill Slab | 200' x 248' | 12000 | 0 | 0 | 0 | 440 | 0 | 0
11 | Boiler Building Mat fdn | 200' x 248'x 6'd | 44000 |  | 0 |  | 9780 | 958 | 0 | Design |  |  | Int/Ext | Esh |  | X
12 | Boiler Building Sumps | 20' x 20' | 0 | 0 | 0 | 0 | 350 | 0 | 0 |  |  | 480/208/120V | Int/Ext | [5 empty] | X
13 | Bottom Ash Silo | 36'Dia | 1018 | 335 | 0 | 0 | 282 | 0 | 0 |  |  | 480/208/120V | Int/Ext | [5 empty] | X
14 | Chloride Purge Tank fdn | 28' Dia | 616 | 113 | 0 | 160 | 89 | 42 | 390 |  |  |  | Ext | [5 empty] | X
15 | Coal Mill fdns (6) | [5 empty] | 540 |  |  | Design |  |  | Int/Ext | Esh |  | x |  |  | X
16 | Circulating Water Pipe | 30' x 20' x 2400' |  | 52900 | 0 | 46900 | 0 | 0 | 0
17 | Combustion Turbine fdn | 60' x 120' | 7200 | 1275 |  | 222 | 1053 |  | 0 |  |  | 480/208/120V | Ext
18 | Condensate Storage Tank fdn | 70' Dia | 3848 | 706 | 0 | 160 | 558 | 42 | 390 |  |  |  | Ext | [5 empty] | X
19 | Cooling Tower/Stack Foundation | 350'Dia |  | 9223 | 0 | 2300 | 4764 | 742 | 3650 |  |  |  | Ext | [5 empty] | X
20 | Cooling Tower Basin | 350'Dia | 96211 | 3982 | 0 | 2300 | 3563 | 742 | 3650 |  |  |  | Ext | [5 empty] | X
21 | Circulating Water Pump Structure | 60' x 40' x 25' d | 2400 | 4445 | 0 | 2050 | 585 | 55 | 0 | Pre-Engr Steel |  | 6.9kV/480/208/120V | Int/Ext |  |  | X | X |  | X
22 | Ductwork Support fdns | 4 - 10' x 40' | 1600 | 250 | 0 | 50 | 200 | 44 | 0
23 | Electric Ductbank 6 x 6 & Cable Vaults | 6' x 800' | 4800 | 6000 | 0 | 3300 | 1070 | 0 | 5100 |  |  | 480/208/120V | Int/Ext | [5 empty] | X
24 | FGD Make-up Wash Water Tank fdn | 80' Dia | 707 | 140 | 0 | 160 | 126 | 42 | 390 |  |  |  | Ext | [5 empty] | X
25 | FD Fan fdn | ` |  |  |  |  | 650 | 0
26 | ID Fan fdns and pedestals (2) | 30' x 40' | 2400 | 1200 | 0 | 160 | 942 | 68 | 0 |  |  | 480/208/120V | Ext
27 | Main Step-Up Transformer fdn/Walls Unit 1 | 1 - 40' x 120' | 4800 | 850 | 0 | 150 | 700 | 111 | 0 |  |  | 480/208/120V | Ext
28 | Misc Boiler Building Equipment Pads and fdns |  |  | 0 | 0 | 0 | 200 | 0 | 0
29 | Misc Turbine Building Equipment Pads and fdns |  |  | 0 | 0 | 0 | 100 | 0 | 0
30 | PA Fan fdn | ` |  |  |  |  | 105 | 0
31 | Plant Auxiliary Power Transformers fdn/Walls | 1 - 40' x 120' | 4800 | 850 | 0 | 150 | 700 | 111 | 0 |  |  | 480/208/120V | Ext | [5 empty] | X
32 | Plant Startup Transformer fdns | 25.7 x 35.7 | 917 | 160 | 0 | 29 | 131 | 50 | 0 |  |  | 480/208/120V | Ext | [5 empty] | X
33 | Powder Activated Carbon Silo (2) | 30' Dia | 706 | 600 | 0 | 228 | 372 | 20 | 4540 |  |  | 480/208/120V | Ext | [5 empty] | X
34 | Steam Turbine Building Sumps | 20' x 20' | 400 | 30 | 0 | 10 | 350 | 0 | 0 | [9 empty] | X
35 | Steam Turbine Generator Building Fill Slab | 150'x248' less pedistal | 13600 | 0 | 0 | 0 | 500 | 0 | 0
36 | Steam Turbine Generator Building Mat fdn | 155' x 300'x 4.5' d | 46500 | 770 | 0 | 2148 | 7750 | 566 | 0
37 | Steam Turbine Generator Building Operating Floor Slab | 155' x 300' | 46500 | 0 | 0 | 0 | 1435 | 0
38 | Steam Turbine Generator Mat fdn | 60' x 200' x 7' d | 12000 | 2844 | 0 | 900 | 3100 | 208 | 0
39 | Steam Turbine Pedestal | 40' x 180' | 7200 | 0 | 0 | 0 | 3000 |  | 0
40 | Tripper Deck | 80' x 230' | 18400 |  | 0 |  | 340 | 0 | 0
41 | Wet/Scrubber | 80'x72' | 5760 | 820 | 0 |  | 640 | 0 | 0
| Totals Main Power Block |  | 409457 | 98851 | 0 | 17380 | 53407 | 5093 | [5 empty] | Abbreviations
[14 empty] | R - Restroom | Ofc - Office Area | X - Service Required
|  | w/o Circ Water Pipes |  | 30611 |  | 12177 | [7 empty] | K - Kitchen | PH - Pumphouse | Int - Interior
[14 empty] | Sh - Shower | M - Maintenance | Ext - Exterior
[14 empty] | ESh - Emergency Shower/Eyewash | S - Service

## EPC Field Staff (hidden)
NGCC New Baseload Unit
LOCATION: | Kentucky
PROJECT # | 221566 | [12 empty] | STATUS DATE: | 2014-02-11
PLANT TYPE: | Solar PV
CLIENT: | LG&E/KU
ESTIMATE TYPE: | Conceptual
LEAD ESTIMATOR:
[7 empty] | 45/40 | 50/40
[7 empty] | 112.5% | 25% |  |  |  | 1
|  |  |  | Fringe | Schedule | Base | Straight | Premium Time |  | TOTAL | SALARY | Chargeable |  | Home | TOTAL | Payroll | Fringe | Total | Total | Total
|  | Expense | Yearly | Benefit | Duration | Salary | Time | Allowance |  | BASE | W/ Multiplier | Duration | Expense | Travel | EXPENSE | Taxes & | Benefit | Burden | Salary & | Overhead
|  | Class | Salary | Class | Weeks | Weekly Rate | Cost | 18.75% | Escalation | SALARY | 1.725 | Weeks | Cost | Cost | COST | Insurance | Cost | Cost | Burden
FIELD STAFF (Exempt Employees)
Project Manager | 1 | S | 155 | F | 104 | 2084.75 | 243915.75 | 30489.4688 | 0 | 274405.2188 | 425328.0891 | 104 | 13000 | 3250 | 16250 | 63799.2134 | 33800 | 97599.2134 | 372004.4321 | 53323.657
Assistant Project Manager | 0 | S | 110 | F | 0 | 1479.5 | 0 | 0 | 0 | 0 | 0 | 0 | 0 | 0 | 0 | 0 | 0 | 0 | 0 | 0
Project Supt. Assist./Cordin | 0 | S | 80 | M | 0 | 1076 | 0 | 0 | 0 | 0 | 0 | 0 | 0 | 0 | 0 | 0 | 0 | 0 | 0 | 0
Construction Manager | 1 | S | 135 | F | 104 | 1815.75 | 188838 | 35407.125 | 0 | 224245.125 | 331056.6187 | 104 | 13000 | 3250 | 16250 | 52136.9916 | 33800 | 85936.9916 | 310182.1166 | 20874.5022
Construction Coordinator | 0 | S | 115 | F | 0 | 1546.75 | 0 | 0 | 0 | 0 | 0 | 0 | 0 | 0 | 0 | 0 | 0 | 0 | 0 | 0
Office Manager | 0 | S | 100 | F | 0 | 1345 | 0 | 0 | 0 | 0 | 0 | 0 | 0 | 0 | 0 | 0 | 0 | 0 | 0 | 0
Project/ General Superintendent | 1 | S | 140 | F | 104 | 1883 | 195832 | 36718.5 | 0 | 232550.5 | 343317.975 | 104 | 13000 | 1950 | 14950 | 54067.9912 | 33800 | 87867.9912 | 320418.4912 | 22899.4838
Manager QA/QC | 1 | S | 95 | F | 104 | 1277.75 | 132886 | 24916.125 | 0 | 157802.125 | 232965.7688 | 104 | 13000 | 3250 | 16250 | 36688.9941 | 33800 | 70488.9941 | 228291.1191 | 4674.6497
Manager Safety | 1 | S | 95 | F | 104 | 1277.75 | 132886 | 24916.125 | 0 | 157802.125 | 232965.7688 | 104 | 13000 | 1950 | 14950 | 36688.9941 | 33800 | 70488.9941 | 228291.1191 | 4674.6497
Safety Engineers | 1 | S | 70 | M | 104 | 941.5 | 97916 | 18359.25 | 0 | 116275.25 | 171658.9875 | 104 | 13000 | 1950 | 14950 | 27033.9956 | 27560 | 54593.9956 | 170869.2456 | 789.7419
Assistant Controls Manager | 1 | S | 85 | F | 104 | 1143.25 | 118898 | 22293.375 | 0 | 141191.375 | 208443.0563 | 104 | 13000 | 1950 | 14950 | 32826.9947 | 33800 | 66626.9947 | 207818.3697 | 624.6866
Assistant Project Engineer | 1 | S | 90 | F | 104 | 1210.5 | 125892 | 23604.75 | 0 | 149496.75 | 220704.4125 | 104 | 13000 | 1950 | 14950 | 34757.9944 | 33800 | 68557.9944 | 218054.7444 | 2649.6681
Superintendent - Piping | 3 | S | 85 | M | 312 | 1143.25 | 356694 | 66880.125 | 0 | 423574.125 | 625329.1688 | 312 | 39000 | 5850 | 44850 | 98480.9841 | 82680 | 181160.9841 | 604735.1091 | 20594.0597
Superintendent - Electrical / I&C | 2 | S | 80 | M | 208 | 1076 | 223808 | 41964 | 0 | 265772 | 392363.4 | 208 | 26000 | 3900 | 29900 | 61791.99 | 55120 | 116911.99 | 382683.99 | 9679.41
Superintendent - Yard/BOP | 0 | S | 80 | M | 0 | 1076 | 0 | 0 | 0 | 0 | 0 | 0 | 0 | 0 | 0 | 0 | 0 | 0 | 0 | 0
Dock Superintendant | 1 | S | 90 | F | 104 | 1210.5 | 141628.5 |  | 0 | 141628.5 | 244309.1625 | 104 | 13000 | 3250 | 16250 | 32928.6263 | 33800 | 66728.6263 | 208357.1263 | 35952.0363
Superintendent - Civil | 1 | S | 75 | M | 104 | 1008.75 | 104910 | 19670.625 | 0 | 124580.625 | 183920.3438 | 104 | 13000 | 1950 | 14950 | 28964.9953 | 27560 | 56524.9953 | 181105.6203 | 2814.7234
Superintendent - Structural/Equip. (4) | 1 | S | 80 | M | 104 | 1076 | 111904 | 20982 | 0 | 132886 | 196181.7 | 104 | 13000 | 1950 | 14950 | 30895.995 | 27560 | 58455.995 | 191341.995 | 4839.705
Engineering Manager | 1 | S | 110 | F | 104 | 1479.5 | 173101.5 | 21637.6875 | 0 | 194739.1875 | 301845.7406 | 104 | 13000 | 3250 | 16250 | 45276.8611 | 33800 | 79076.8611 | 273816.0486 | 28029.692
Chief Field Engineer | 0 | S | 105 | F | 0 | 1412.25 | 0 | 0 | 0 | 0 | 0 | 0 | 0 | 0 | 0 | 0 | 0 | 0 | 0 | 0
Discipline Field Engineers | 4 | S | 75 | M | 416 | 1008.75 | 419640 | 78682.5 | 0 | 498322.5 | 735681.375 | 416 | 52000 | 7800 | 59800 | 115859.9812 | 110240 | 226099.9813 | 724422.4812 | 11258.8938
Discipline Area/Island Engineers | 0 | S | 85 | S | 0 | 1143.25 | 0 | 0 | 0 | 0 | 0 | 0 | 0 | 0 | 0 | 0 | 0 | 0 | 0 | 0
Discipline Welding Engineers | 1 | S | 75 | S | 104 | 1008.75 | 104910 | 19670.625 | 0 | 124580.625 | 183920.3438 | 104 | 13000 | 1950 | 14950 | 28964.9953 | 15600 | 44564.9953 | 169145.6203 | 14774.7234
Document Control Manager | 1 | S | 80 | F | 104 | 1076 | 111904 | 20982 | 0 | 132886 | 196181.7 | 104 | 13000 | 1950 | 14950 | 30895.995 | 33800 | 64695.995 | 197581.995 | -1400.295
Chief Office Engineer | 0 | S | 80 | F | 0 | 1076 | 0 | 0 | 0 | 0 | 0 | 0 | 0 | 0 | 0 | 0 | 0 | 0 | 0 | 0
Office Engineers | 3 | S | 70 | M | 312 | 941.5 | 293748 | 55077.75 | 0 | 348825.75 | 514976.9625 | 312 | 39000 | 5850 | 44850 | 81101.9869 | 82680 | 163781.9869 | 512607.7369 | 2369.2256
Senior Schedule Engineer | 1 | S | 80 | F | 104 | 1076 | 111904 | 20982 | 0 | 132886 | 196181.7 | 104 | 13000 | 1950 | 14950 | 30895.995 | 33800 | 64695.995 | 197581.995 | -1400.295
QA/QC Inspectors | 2 | S | 70 | S | 208 | 941.5 | 195832 | 36718.5 | 0 | 232550.5 | 343317.975 | 208 | 26000 | 3900 | 29900 | 54067.9912 | 31200 | 85267.9912 | 317818.4912 | 25499.4838
Senior Cost Engineer | 1 | S | 75 | F | 104 | 1008.75 | 104910 | 19670.625 | 0 | 124580.625 | 183920.3438 | 104 | 13000 | 1950 | 14950 | 28964.9953 | 33800 | 62764.9953 | 187345.6203 | -3425.2766
QC Systems Engineers | 0 | S | 75 | S | 0 | 1008.75 | 0 | 0 | 0 | 0 | 0 | 0 | 0 | 0 | 0 | 0 | 0 | 0 | 0 | 0
Project Controls Manager | 1 | S | 100 | F | 104 | 1345 | 157365 | 19670.625 | 0 | 177035.625 | 274405.2188 | 104 | 13000 | 3250 | 16250 | 41160.7828 | 33800 | 74960.7828 | 251996.4078 | 22408.8109
Nurse/Medic/EMT | 1 | L | 60 | F | 104 | 807 | 83928 | 15736.5 | 0 | 99664.5 | 147136.275 | 104 | 13000 | 1950 | 14950 | 23171.9963 | 33800 | 56971.9962 | 156636.4962 | -9500.2212
Purchasing Manager | 1 | S | 120 | F | 104 | 1614 | 167856 | 31473 | 0 | 199329 | 294272.55 | 104 | 13000 | 3250 | 16250 | 46343.9925 | 33800 | 80143.9925 | 279472.9925 | 14799.5575
Material Control Manager | 1 | S | 100 | F | 104 | 1345 | 139880 | 26227.5 | 0 | 166107.5 | 245227.125 | 104 | 13000 | 3250 | 16250 | 38619.9937 | 33800 | 72419.9937 | 238527.4937 | 6699.6313
Field Accounting Manager | 1 | S | 90 | F | 104 | 1210.5 | 125892 | 23604.75 | 0 | 149496.75 | 220704.4125 | 104 | 13000 | 3250 | 16250 | 34757.9944 | 33800 | 68557.9944 | 218054.7444 | 2649.6681
Logistics Coordinator | 0 | S | 70 | F | 0 | 941.5 | 0 | 0 | 0 | 0 | 0 | 0 | 0 | 0 | 0 | 0 | 0 | 0 | 0 | 0
Subtotal Field Supervision | 35 |  |  |  | 3640 | Manweeks | 4366878.75 | 756335.5312 | 0 | 5123214.2812 | 7646316.1734 | 3640 | 455000 | 79950 | 534950 | 1191147.3204 | 1034800 | 2225947.3204 | 7349161.6016 | 297154.5718
FIELD ADMINISTRATION (Non-Exempt) | [7 empty] | 31.87%
Field Drafting & Clerking | 0 | S | 50 | F | 0 | 672.5 | 0 | 0 | 0 | 0 | 0 | 0 | 0 | 0 | 0 | 0 | 0 | 0 | 0 | 0
Office Administrative Assistants | 1 | S | 55 | F | 104 | 739.75 | 76934 | 24522.7125 | 0 | 101456.7125 | 136389.5569 | 104 | 9750 | 1462.5 | 11212.5 | 23588.6857 | 33800 | 57388.6857 | 158845.3982 | -22455.8413
QA/QC Auditors & Clerks | 0 | S | 55 | F | 0 | 739.75 | 0 | 0 | 0 | 0 | 0 | 0 | 0 | 0 | 0 | 0 | 0 | 0 | 0 | 0
Payables & Accountants | 2 | S | 50 | F | 208 | 672.5 | 139880 | 44586.75 | 0 | 184466.75 | 247981.0125 | 208 | 19500 | 2925 | 22425 | 42888.5194 | 67600 | 110488.5194 | 294955.2694 | -46974.2569
Payroll/Account/Timekeeper | 1 | S | 50 | F | 104 | 672.5 | 69940 | 22293.375 | 0 | 92233.375 | 123990.5063 | 104 | 9750 | 1462.5 | 11212.5 | 21444.2597 | 33800 | 55244.2597 | 147477.6347 | -23487.1284
Billing/Accountant/Timekeeper | 2 | S | 50 | F | 208 | 672.5 | 139880 | 44586.75 | 0 | 184466.75 | 247981.0125 | 208 | 19500 | 2925 | 22425 | 42888.5194 | 67600 | 110488.5194 | 294955.2694 | -46974.2569
In-Processing/Payroll/Billing Leads (3) | 2 | S | 60 | F | 208 | 807 | 167856 | 53504.1 | 0 | 221360.1 | 297577.215 | 208 | 19500 | 2925 | 22425 | 51466.2232 | 67600 | 119066.2232 | 340426.3233 | -42849.1082
Safety Coaches | 0 | S | 55 | F | 0 | 739.75 | 0 | 0 | 0 | 0 | 0 | 0 | 0 | 0 | 0 | 0 | 0 | 0 | 0 | 0
Document Control Supervisor | 1 | S | 55 | F | 104 | 739.75 | 76934 | 24522.7125 | 0 | 101456.7125 | 136389.5569 | 104 | 9750 | 1462.5 | 11212.5 | 23588.6857 | 33800 | 57388.6857 | 158845.3982 | -22455.8413
Cost Engineers | 0 | S | 60 | F | 0 | 807 | 0 | 0 | 0 | 0 | 0 | 0 | 0 | 0 | 0 | 0 | 0 | 0 | 0 | 0
Schedule Engineers | 0 | S | 60 | F | 0 | 807 | 0 | 0 | 0 | 0 | 0 | 0 | 0 | 0 | 0 | 0 | 0 | 0 | 0 | 0
Estimators | 0 | S | 65 | F | 0 | 874.25 | 0 | 0 | 0 | 0 | 0 | 0 | 0 | 0 | 0 | 0 | 0 | 0 | 0 | 0
Buyer/Agents | 2 | S | 65 | F | 208 | 874.25 | 181844 | 57962.775 | 0 | 239806.775 | 322375.3163 | 208 | 19500 | 2925 | 22425 | 55755.0752 | 67600 | 123355.0752 | 363161.8502 | -40786.5339
Expeditors | 2 | S | 70 | F | 208 | 941.5 | 195832 | 62421.45 | 0 | 258253.45 | 347173.4175 | 208 | 19500 | 2925 | 22425 | 60043.9271 | 67600 | 127643.9271 | 385897.3771 | -38723.9596
Lead Purchasing Agent/Buyer | 1 | S | 80 | F | 104 | 1076 | 111904 | 20982 | 0 | 132886 | 196181.7 | 104 | 9750 | 1462.5 | 11212.5 | 30895.995 | 33800 | 64695.995 | 197581.995 | -1400.295
IT Computer Support | 1 | S | 45 | M | 104 | 605.25 | 62946 | 20064.0375 | 0 | 83010.0375 | 111591.4556 | 104 | 9750 | 1462.5 | 11212.5 | 19299.8337 | 27560 | 46859.8337 | 129869.8712 | -18278.4156
QC Manager | 1 | S | 70 | F | 104 | 941.5 | 97916 | 31210.725 | 0 | 129126.725 | 173586.7087 | 104 | 9750 | 1462.5 | 11212.5 | 30021.9636 | 33800 | 63821.9636 | 192948.6886 | -19361.9798
QC Coaches | 0 | S | 65 | F | 0 | 874.25 | 0 | 0 | 0 | 0 | 0 | 0 | 0 | 0 | 0 | 0 | 0 | 0 | 0 | 0
Material Control Engineers | 0 | S | 55 | F | 0 | 739.75 | 0 | 0 | 0 | 0 | 0 | 0 | 0 | 0 | 0 | 0 | 0 | 0 | 0 | 0
Material Control Clerks | 2 | S | 45 | M | 208 | 605.25 | 125892 | 40128.075 | 0 | 166020.075 | 223182.9113 | 208 | 19500 | 2925 | 22425 | 38599.6674 | 55120 | 93719.6674 | 259739.7424 | -36556.8312
[6 empty] | 0 | 0
[6 empty] | 0 | 0
[6 empty] | 0 | 0
Document Control Clerks | 3 | S | 40 | M | 312 | 538 | 167856 | 53504.1 | 0 | 221360.1 | 297577.215 | 312 | 29250 | 4387.5 | 33637.5 | 51466.2232 | 82680 | 134146.2232 | 355506.3233 | -57929.1082
Administrative & Department Clerks | 0 | S | 40 | M | 0 | 538 | 0 | 0 | 0 | 0 | 0 | 0 | 0 | 0 | 0 | 0 | 0 | 0 | 0 | 0
Material Control Clerk | 0 | S | 40 | M | 0 | 538 | 0 | 0 | 0 | 0 | 0 | 0 | 0 | 0 | 0 | 0 | 0 | 0 | 0 | 0
Warehouse Manager | 1 | S | 55 | F | 104 | 739.75 | 76934 | 14425.125 | 0 | 91359.125 | 134874.9187 | 104 | 9750 | 2437.5 | 12187.5 | 21240.9966 | 33800 | 55040.9966 | 146400.1216 | -11525.2028
Project Management Admin's. | 0 | S | 40 | F | 0 | 538 | 0 | 0 | 0 | 0 | 0 | 0 | 0 | 0 | 0 | 0 | 0 | 0 | 0 | 0
Department Secretary | 0 | S | 40 | M | 0 | 538 | 0 | 0 | 0 | 0 | 0 | 0 | 0 | 0 | 0 | 0 | 0 | 0 | 0 | 0
Subtotal Field Administration | 22 |  |  |  | 2288 | Manweeks | 1692548 | 514714.6875 | 0 | 2207262.6875 | 2996852.5031 | 2288 | 214500 | 33150 | 247650 | 513188.5748 | 706160 | 1219348.5748 | 3426611.2623 | -429758.7592
SUBTOTAL FIELD STAFF COSTS |  |  |  |  | 5928 | Manweeks | 6059426.75 | 1271050.2188 | 0 | 7330476.9688 | 10643168.6766 | 5928 | 669500 | 113100 | 782600 | 1704335.8952 | 1740960 | 3445295.8952 | 10775772.864 | -118302.639
HOME OFFICE SUPPORT |  | Trips | Expenses | Air Fair | Duration | Rate |  | 0% |  |  |  |  | Expense | Travel | Total
[5 empty] | 0 | 0 | 0 | 0 | 0 | 0 | 0 |  | 0 | 0 | 0 | 0 | 0 | 0 | 0 | 0
Misc. Office Staff Travel Expenses |  | 36 | 500 | 980 | 36 | 1625 | 58500 | 0 | 0 | 58500 | 100912.5 |  | 18000 | 35280 | 53280 | 11407.5 | 0 | 11407.5 | 69907.5 | 31005
Home Office/Field Director/VP |  | 36 | 500 | 500 | 36 | 3250 | 117000 | 0 | 0 | 117000 | 201825 |  | 18000 | 18000 | 36000 | 22815 | 0 | 22815 | 139815 | 62010
SUBTOTAL HOME OFFICE SUPPORT COSTS |  |  |  |  | 72 | Manweeks | 175500 | 0 | 0 | 175500 | 302737.5 |  | 36000 | 53280 | 89280 | 34222.5 | 0 | 34222.5 | 209722.5 | 93015
[8 empty] | TOTAL STAFF SALARY COST |  | 8379791.1734 | 13294098.1055 |  | TOTAL EXPENSES |  | 1228248.75
[12 empty] | Payroll Taxes & Insurance |  | % | 05 Limits | Base Rate | Modifier
[12 empty] | SUI | State | 7.3% | 9000
Expense Classification |  | Key Code | Cost |  | Per Day | Week | Benefit Classification | Key Code | Cost |  |  | FUI | Fixed | 0.8% | 7000
Subsistence/Cost of Living |  | S | 525 | Per Week | 87.5 | 6 | Family | F | 325 | Per Week | 0% | FICA (PART 1) | Fixed | 6.2% | 90000
Relocated Employee |  | R | 18200 | Each |  |  | Employee + 1 Dep | M | 265 | Per Week | 0% | FICA (PART 2) | Fixed | 1.45% | total
Local Hire |  | L | 0 |  |  |  | Single | S | 150 | Per Week | 0% | Subtotal |  | 15.75%
Meeting Trips |  | T | 850 | Each |  |  | Part Time or Temporary | H | 0 | Per Week | 0% | WC Supervision | State | 7.5% | total | 7.5 | 1
[7 empty] | Union Based | U | 0 | Per Week | 0% | WC Clerical | State | 3.75% | total | 3.75 | 1
Escalation |  | Annual Rate |  | 0% | Calculated
[7 empty] | 7631621.2812 | 1.9029 |  | 1.733 |  | TOTAL COST |  |  | 14522346.8555
START-UP (All Units) |  |  |  | Fringe | Schedule | Base | Straight | Premium Time |  | TOTAL | SALARY | Chargeable |  | Home | TOTAL | Payroll | Fringe | Total | Total | Total
|  | Expense |  | Benefit | Duration | Salary | Time | Allowance |  | BASE | W/ Multiplier | Duration | Expense | Travel | EXPENSE | Taxes & | Benefit | Burden | Salary & | Overhead
Start-up Supervision |  | Class |  | Class | Weeks | Weekly Rate | Cost | 37.5% | Escalation | SALARY |  | Weeks | Cost | Cost | COST | Insurance | Cost | Cost | Burden
Start-up Manager | 1 | S | 120 | F | 75 | 2307.6 | 173070 | 64901.25 | 0 | 237971.25 | 308280.9375 | 75 | 54375 | 17943.75 | 72318.75 | 55328.3156 | 24375 | 79703.3156 | 317674.5656 | -9393.6281
Start-up Engineers (5) | 3 | S | 75 | F | 135 | 1442.25 | 194703.75 | 73013.9062 | 0 | 267717.6562 | 346816.0547 | 135 | 97875 | 14681.25 | 112556.25 | 62244.3551 | 43875 | 106119.3551 | 373837.0113 | -27020.9566
Systems Engineers (4) | 2 | S | 80 | F | 100 | 1538.4 | 153840 | 57690 | 0 | 211530 | 274027.5 | 100 | 72500 | 10875 | 83375 | 49180.725 | 32500 | 81680.725 | 293210.725 | -19183.225
Start-up Clerks | 1 | S | 55 | F | 55 | 1057.65 | 58170.75 | 18541.9266 | 0 | 76712.6766 | 103125.8327 | 55 | 39875 | 5981.25 | 45856.25 | 17835.6973 | 17875 | 35710.6973 | 112423.3739 | -9297.5411
Start-up Administrative Assistant | 1 | S | 45 | F | 70 | 865.35 | 60574.5 | 19308.1219 | 0 | 79882.6219 | 107387.2308 | 70 | 36750 | 5512.5 | 42262.5 | 18572.7096 | 22750 | 41322.7096 | 121205.3315 | -13818.1007
Subtotal Start-up Supervision | 8 |  |  |  | 435 | Manweeks | 640359 | 233455.2047 | 0 | 873814.2047 | 1139637.5557 | 435 | 301375 | 54993.75 | 356368.75 | 203161.8026 | 141375 | 344536.8026 | 1218351.0073 | -78713.4516
PEAK FIELD STAFF = | 65 |  |  |  | 6435 | Manweeks | 6435 | Man months | 1486.1432 | Ave. Pay$/week | 1302.2209 | 26.0444 | Straight time at 40 Hours/Week |  |  |  | Fringe Balance | -104001.0906
[6 empty] | Manhours | 257400 | Ave. 50Mths. | 29.7229 | Ave. Cost$/week | 2256.775 | 56.4194 | All-In at 40 Hours/Week Base
[12 empty] | 45.1355 | All-In at 50 Hours/Week Base
[12 empty] | Start-up Salary + Expense= | 1441012.5557
[11 empty] | Less 10% Adjustment |  | 1296911.3001
Note on D13: Insert the appropriate expense class from the table at the bottom of the page S,R,L
Note on E13: Indicate whether travel is appropriate for the individual, enter T from the table at the bottom of the page.
Note on M13: Insert the appropriate staff salary multiplier here
Note on D110: Insert the appropriate expense class from the table at the bottom of the page S,R,L
Note on E110: Indicate whether travel is appropriate for the individual, enter T from the table at the bottom of the page.
Note on M110: Insert the appropriate staff salary multiplier here

## Const Indirects & Services (hidden)
10 MW PV Solar - High Efficiency Crystalline Panels
LOCATION: | Kentucky
PROJECT # | 221566 | [9 empty] | STATUS DATE: | 2014-02-11
PLANT TYPE: | Solar PV
CLIENT: | LG&E/KU
ESTIMATE TYPE: | Conceptual
LEAD ESTIMATOR:
CONSTRUCTION INDIRECTS and SERVICES | [7 empty] | 54.8712
ITEM DESCRIPTION | Quantity | Unit | Duration | Rental Rate | Purchase $ | Taxes | Manhours | Wage | Rental Cost | Purchase Cost | Labor Cost | Total Cost | Manhours
Field Office Expenses |  |  | 24
Office Trailers | 8 | ea | 1 | 0 | 17500 | 1050 | 120 | 54.8712 | 0 | 141050 | 52676.3897 | 193726.3897 | 960
Construction Office Building | 0 | sf | 1 | 0 | 50 | 3 | 0.02 | 54.8712 | 0 | 3 | 0 | 3 | 0
Office Bldg Mod/Maintenance | 0 | sf | 1 | 0 | 12.5 | 0.75 | 0.125 | 54.8712 | 0 | 0.75 | 0 | 0.75 | 0
Craft Change Building | 3000 | ea | 1 | 0 | 45 | 2.7 | 0.01 | 54.8712 | 0 | 135002.7 | 1646.1372 | 136648.8372 | 30
Craft Bldg Mod/Maintenance | 0 | ea | 1 | 0 | 7.5 | 0.45 | 0.125 | 54.8712 | 0 | 0.45 | 0 | 0.45 | 0
Office Furniture | 77 | ea | 1.15 | 0 | 500 | 30 | 1 | 54.8712 | 0 | 44305 | 4858.8482 | 49163.8482 | 88.55
Copy Machine | 6 | ea | 2 | 0 | 7500 | 450 | 5 | 54.8712 | 0 | 90450 | 3292.2744 | 93742.2744 | 60
Fax Machine | 2 | ea | 2 | 0 | 780 | 46.8 | 5 | 54.8712 | 0 | 3166.8 | 1097.4248 | 4264.2248 | 20
Computers & Peripheral Equipment | 77 | ea | 1.5 | 0 | 2000 | 120 | 0.75 | 54.8712 | 0 | 231120 | 4753.2211 | 235873.2211 | 86.625
Printers | 15 | ea | 1.5 | 0 | 450 | 27 | 0.75 | 54.8712 | 0 | 10152 | 925.9522 | 11077.9522 | 16.875
Drawing Reproduction Equipment | 3 | ea | 1.5 | 0 | 10000 | 600 | 5 | 54.8712 | 0 | 45600 | 1234.6029 | 46834.6029 | 22.5
Other Office Equipment | 77 | ea | 1.5 | 0 | 75 | 4.5 | 0.75 | 54.8712 | 0 | 8667 | 4753.2211 | 13420.2211 | 86.625
Office & Engineering Supplies | 77 | ea | 24 | 0 | 20 | 1.2 | 0.005 | 54.8712 | 0 | 36961.2 | 507.0103 | 37468.2103 | 9.24
Survey & Field Engineering Supplies | 20 | ea | 1.5 | 0 | 1250 | 75 | 1 | 54.8712 | 0 | 37575 | 1646.1372 | 39221.1372 | 30
Misc Field Office Expenses | 77 | ea | 24 | 0 | 10 | 0.6 | 0.025 | 54.8712 | 0 | 18480.6 | 2535.0513 | 21015.6513 | 46.2
Project USA Postage Costs | 1 | ea | 24 | 433 | 1250 | 75 | 0.5 | 54.8712 | 10392 | 30075 | 658.4549 | 41125.4549 | 12
Project Overnight/Emerg. Postage Costs | 1 | ea | 24 | 0 | 750 | 45 | 0.5 | 54.8712 | 0 | 18045 | 658.4549 | 18703.4549 | 12
Communication Radios | 60 | ea | 1.25 | 0 | 300 | 18 | 0.5 | 54.8712 | 0 | 22518 | 2057.6715 | 24575.6715 | 37.5
Cellular Telephones | 6 | ea | 24 | 45 | 10 | 0.6 | 0.005 | 54.8712 | 6480 | 1440.6 | 39.5073 | 7960.1073 | 0.72
Office Electric Maint./Mods (power cost by NPC) | 1 | ea | 24 | 0 | 0 | 0 | 30 | 54.8712 | 0 | 0 | 39507.2923 | 39507.2923 | 720
Office Gas (LP, etc) Bill | 0.33 | ea | 24 | 250 | 7500 | 450 | 5 | 54.8712 | 1980 | 59850 | 2172.9011 | 64002.9011 | 39.6
Office Water (bottled, etc) | 15 | ea | 24 | 5 | 104 | 6.24 | 0.025 | 54.8712 | 1800 | 37446.24 | 493.8412 | 39740.0812 | 9
Office Telephone Equipment/installation | 77 | ea | 1 | 0 | 70 | 4.2 | 5 | 54.8712 | 0 | 5394.2 | 21125.4271 | 26519.6271 | 385
Office Computer Network Set-up | 77 | ls | 1 | 0 | 5 | 0.3 | 5 | 54.8712 | 0 | 385.3 | 21125.4271 | 21510.7271 | 385
Office Telephone Bill | 1 | ea | 24 | 0 | 4500 | 270 | 0.5 | 54.8712 | 0 | 108270 | 658.4549 | 108928.4549 | 12
Less 10% Adjustment | [8 empty] | -2065.2 | -108595.884 | -16842.3702 | -127503.4542 | -306.9435
Subtotal Field Office Expenses | [8 empty] | 18586.8 | 977362.956 | 151581.3321 | 1147531.0881 | 2762.4915
Temporary Facilities
Construction Warehouse & Office | 7500 | sf | 1 | 0 | 52 | 0 | 0.035 | 54.8712 | 0 | 390000 | 14403.7003 | 404403.7003 | 262.5
Construction Warehouse & Office | 0 | sf | 1 | 0 | 5 | 0 | 0.015 | 54.8712 | 0 | 0 | 0 | 0 | 0
Permanent Plant Warehouse temp. use | 12500 | sf | 1 | 0 | 7.5 | 0 | 0.045 | 54.8712 | 0 | 93750 | 30865.0721 | 124615.0721 | 562.5
Fabrication shops (1@5,000 sf) | 5000 | sf | 1 | 0 | 30 | 0 | 0.045 | 54.8712 | 0 | 150000 | 12346.0288 | 162346.0288 | 225
Security/Guardhouse | 1000 | sf | 1 | 0 | 75 | 0 | 0.045 | 54.8712 | 0 | 75000 | 2469.2058 | 77469.2058 | 45
Timekeeper/Brassing System | 500 | ea | 1.1 | 150 | 25 | 0 | 0.05 | 54.8712 | 82500 | 13750 | 1508.9591 | 97758.9591 | 27.5
Install Batch Plant Water Pond | [5 empty] | 0
Install Vehicle/Eqt Fuel Storage Facility | 0 | ea | 1 | 0 | 100000 | 0 | 500 | 54.8712 | 0 | 0 | 0 | 0 | 0
Install Bottle Gas Facility | 1 | ea | 1 | 0 | 45000 | 0 | 500 | 54.8712 | 0 | 45000 | 27435.6196 | 72435.6196 | 500
Install Batch Plant & Water Tank/Infrastructure | [5 empty] | 0
Install Const. Air Compressor/Tank Infrastr | 1 | ea | 1 | 0 | 250000 | 0 | 500 | 54.8712 | 0 | 250000 | 27435.6196 | 277435.6196 | 500
Install Constr Oxygen/MAPP System | 1 | ea | 1 | 0 | 400000 | 0 | 250 | 54.8712 | 0 | 400000 | 13717.8098 | 413717.8098 | 250
Install Const Power & Welding Grid | 1 | ea | 1 | 0 | 300000 | 0 | 3750 | 54.8712 | 0 | 300000 | 205767.1472 | 505767.1472 | 3750
Install Dust Control Water Tank | 1 | ea | 1 | 0 | 24000 | 0 | 200 | 54.8712 | 0 | 24000 | 10974.2479 | 34974.2479 | 200
Remote Timekeeper/Brassing Shacks | 0 | ea | 1 | 0 | 2500 | 0 | 200 | 54.8712 | 0 | 0 | 0 | 0 | 0
First Aid Facility | 1 | ea | 1 | 0 | 15000 | 0 | 120 | 54.8712 | 0 | 15000 | 6584.5487 | 21584.5487 | 120
Sanitary Facilities/Sanitorial Service | 20 | ea | 24 | 0 | 100 | 0 | 0.05 | 54.8712 | 0 | 48000 | 1316.9097 | 49316.9097 | 24
Remote Sanitary Trailer Facilities | 0 | ea | 1 | 0 | 15000 | 0 | 200 | 54.8712 | 0 | 0 | 0 | 0 | 0
Remote Sanitary Trailer Servicing | 0 | ea | 24 | 0 | 2165 | 0 | 25 | 54.8712 | 0 | 0 | 0 | 0 | 0
Remote Craft Change Trailers | 0 | ea | 1 | 0 | 12000 | 0 | 150 | 54.8712 | 0 | 0 | 0 | 0 | 0
Tool Storage Trailers | 4 | ea | 1 | 0 | 7500 | 0 | 45 | 54.8712 | 0 | 30000 | 9876.8231 | 39876.8231 | 180
Tool Storage Containers Sea Vans | 10 | ea | 1 | 0 | 3500 | 0 | 45 | 54.8712 | 0 | 35000 | 24692.0577 | 59692.0577 | 450
Temp Onsite Roads & Parking | 2000 | sy | 1 | 0 | 17.5 | 0 | 0.05 | 54.8712 | 0 | 35000 | 5487.1239 | 40487.1239 | 100
Snow Removal | 0.1 | ea | 24 | 0 | 7500 | 0 | 700 | 35 | 0 | 18000 | 58800 | 76800 | 1680
Dust Control | 0.67 | ea | 24 | 0 | 4500 | 0 | 350 | 54.8712 | 0 | 72360 | 308815.3346 | 381175.3346 | 5628
Outdoor Laydown & Storage Area Base | 15000 | sy | 1 | 0 | 0.75 | 0 | 0.01 | 54.8712 | 0 | 11250 | 8230.6859 | 19480.6859 | 150
Parking Lot Base & Bumpers | 2000 | sy | 1 | 0 | 5 | 0 | 0.01 | 54.8712 | 0 | 10000 | 1097.4248 | 11097.4248 | 20
Fabrication & Storage Fixture/Tables | 500 | sy | 1 | 0 | 1.56 | 0 | 0.025 | 54.8712 | 0 | 780 | 685.8905 | 1465.8905 | 12.5
Outdoor Laydown Storage & Storage Area Clean-up | 15000 | sy | 1 | 0 | 1 | 0 | 0.005 | 50 | 0 | 15000 | 3750 | 18750 | 75
Laydown Dunnage/Timbers/Misc. Lumber | 50000 | lot | 1 | 0 | 1 | 0 | 0.0075 | 54.8712 | 0 | 50000 | 20576.7147 | 70576.7147 | 375
0
Temp. Fence, Barriers & Signs | 12000 | lf | 1 | 0 | 17.5 | 0 | 0.025 | 54.8712 | 0 | 210000 | 16461.3718 | 226461.3718 | 300
DeMob & Demolition of Temporary Facilities | 0.125 | ls | 1 | 2695799 | 1797199 | 0 | 91392 | 54.8712 | 336974.875 | 224649.875 | 626849.0374 | 1188473.7874 | 11424
Subtotal Temp Facilities | [8 empty] | 419474.875 | 2516539.875 | 1440147.333 | 4376162.083 | 26861
Temporary Utilities
Temp Electric Distribution Equip. & Installation | 1 | ls | 1 | 0 | 20000 | 0 | 800 | 54.8712 | 0 | 20000 | 43896.9914 | 63896.9914 | 800
Temp Area Electric Maintenance | 1 | ea | 24 | 0 | 1000 | 0 | 216.5 | 54.8712 | 0 | 24000 | 285110.9592 | 309110.9592 | 5196
Temp Area Electric Lighting | 1 | ea | 24 | 0 | 5000 | 0 | 21.65 | 54.8712 | 0 | 120000 | 28511.0959 | 148511.0959 | 519.6
Temp Electric Project Utility Bill (by E.ON) | 0 | ea | 24 | 0 | 0 | 0 | 0 | 54.8712 | 0 | 0 | 0 | 0 | 0
Const. Water Equip. & Installation | 1 | ls | 1 |  | 150000 | 0 | 7500 | 54.8712 | 0 | 150000 | 411534.2945 | 561534.2945 | 7500
Const. Water Utility Bill | [5 empty] | 0
Temporary & non-Direct Area Weather Protection | 2 | ea | 25 | 0 | 5000 | 0 | 216.5 | 54.8712 | 0 | 250000 | 593981.165 | 843981.165 | 10825
Temporary & non-Direct Heating Equip. & Install | 1 | ea | 7.92 | 0 | 7500 | 0 | 216.5 | 54.8712 | 0 | 59400 | 94086.6165 | 153486.6165 | 1714.68
Temp Heating Fuel Costs | 1 | ea | 7.92 | 0 | 12500 | 0 | 216.5 | 54.8712 | 0 | 99000 | 94086.6165 | 193086.6165 | 1714.68
Subtotal Temp Utilities | [8 empty] | 0 | 722400 | 1551207.7392 | 2273607.7392 | 28269.96
Support Craft & Site Services
Trash Disposal Dumpsters | 2 | ea | 24 | 416 | 50 | 0 | 4.3 | 54.8712 | 19968 | 2400 | 11325.4238 | 33693.4238 | 206.4
Daily Office/WH Periodic Clean-up Supplies/ Labor | 1 | ea | 24 | 0 | 250 | 0 | 50 | 54.8712 | 0 | 6000 | 65845.4871 | 71845.4871 | 1200
Unclassified & Final Clean-up | 1 | ls | 1 | 0 | 500 | 0 | 1750 | 54.8712 | 0 | 500 | 96024.6687 | 96524.6687 | 1750
Mobilization/Demob Unclassified Labor | 1 | ea | 1 | 0 | 1250 | 0 | 1080 | 54.8712 | 0 | 1250 | 59260.9384 | 60510.9384 | 1080
Road/Laydown Maintenance Labor | 1 | ea | 24 | 0 | 1250 | 0 | 40 | 54.8712 | 0 | 30000 | 52676.3897 | 82676.3897 | 960
Craft Drinking Water | 1 | ea | 24 | 0 | 1500 | 0 | 21.65 | 54.8712 | 0 | 36000 | 28511.0959 | 64511.0959 | 519.6
Craft Drinking Water Distribution Labor | 1 | ea | 24 | 0 | 0 | 0 | 40 | 54.8712 | 0 | 0 | 52676.3897 | 52676.3897 | 960
Welders Test | 100 | ea | 1 | 0 | 75 | 0 | 10 | 54.8712 | 0 | 7500 | 54871.2393 | 62371.2393 | 1000
Mechanics & Vehicle Service | 0.75 | ea | 24 | 2500 | 1500 | 0 | 216.5 | 54.8712 | 45000 | 27000 | 213833.2194 | 285833.2194 | 3897
Unclassified Site & Equipment Repairs | 1 | ea | 24 | 0 | 2500 | 0 | 216.5 | 54.8712 | 0 | 60000 | 285110.9592 | 345110.9592 | 5196
Scaffolding, cribbing and dunage | 1 | ea | 18 | 30000 |  | 0 | 750 | 54.8712 | 540000 | 0 | 740761.7301 | 1280761.7301 | 13500
Unclassified Scaffolding | 0 | ea | 12 | 0 | 2500 | 0 | 216.5 | 54.8712 | 0 | 0 | 0 | 0 | 0
Warehousing Craft & Equipment Shelving | 0 | ea | 18 | 0 | 2500 | 0 | 216.5 | 54.8712 | 0 | 0 | 0 | 0 | 0
Craft Orientation | 500 | ea | 1 | 0 | 0 | 0 | 4 | 54.8712 | 0 | 0 | 109742.4785 | 109742.4785 | 2000
Owner Quarterly Meetings & Lunches | 30 | ea | 21 | 0 | 0 | 0 | 0.1 | 54.8712 | 0 | 0 | 3456.8881 | 3456.8881 | 63
Monthly Scheduled Meetings & Lunches | 30 | ea | 24 | 0 | 15 | 0 | 0.025 | 54.8712 | 0 | 10800 | 987.6823 | 11787.6823 | 18
Staff Orientation & Staff Meeting Lunches | 225 | ea | 36 | 0 | 10 | 0 | 1 | 54.8712 | 0 | 81000 | 444457.038 | 525457.038 | 8100
Project Craft Completion Incentive/Holiday/etc | 100 | ea | 36 | 0 | 50 | 0 | 0 | 54.8712 | 0 | 180000 | 0 | 180000 | 0
Project Craft Per Diem | 0 | ea | 0 |  |  | 0 | 0 | 8.44 | 0 | 0 | 0 | 0 | 0
Non-site Staff Surveying | 1 | ea | 24 | 5500 | 0 | 0 | 0 | 54.8712 | 132000 | 0 | 0 | 132000 | 0
Subtotal Site Services | [8 empty] | 736968 | 442450 | 2219541.6283 | 3398959.6283 | 40450
Site Safety
Pre-Employment Drug Lab Test Cost | 500 | ea | 1 | 0 | 120 | 0 | 1 | 54.8712 | 0 | 60000 | 27435.6196 | 87435.6196 | 500
Safety Training | 500 | ea | 1 | 0 | 2.08 | 0 | 8 | 54.8712 | 0 | 1040 | 219484.9571 | 220524.9571 | 4000
Safety Supplies/Equipment | 1 | ea | 24 | 0 | 2500 | 150 | 2.5 | 54.8712 | 0 | 60150 | 3292.2744 | 63442.2744 | 60
First Aid Supplies | 1 | ea | 24 | 0 | 500 | 30 | 2.5 | 54.8712 | 0 | 12030 | 3292.2744 | 15322.2744 | 60
Fire Protection/Prevention | 1 | ea | 24 | 0 | 1500 | 90 | 2.5 | 54.8712 | 0 | 36090 | 3292.2744 | 39382.2744 | 60
Personal Protective Equipment | 1000 | ls | 1 | 0 | 100 | 6 | 0.25 | 54.8712 | 0 | 100006 | 13717.8098 | 113723.8098 | 250
Fall Protection Equipment | 1000 | ls | 1 | 0 | 250 | 15 | 0.25 | 54.8712 | 0 | 250015 | 13717.8098 | 263732.8098 | 250
Signs/Hazard ID/Barricades/GO-FER | 1 | ea | 24 | 0 | 500 | 30 | 100 | 54.8712 | 0 | 12030 | 131690.9742 | 143720.9742 | 2400
Safety Incentives | 1 | ea | 24 | 0 | 2000 | 0 | 0 | 54.8712 | 0 | 48000 | 0 | 48000 | 0
Safety Lunches | 1 | ea | 24 | 0 | 500 | 0 | 0 | 54.8712 | 0 | 12000 | 0 | 12000 | 0
Safety Awards | 1 | ls | 24 | 0 | 2000 | 0 | 0 | 54.8712 | 0 | 48000 | 0 | 48000 | 0
Subtotal Site Safety | [8 empty] | 0 | 639361 | 415923.9936 | 1055284.9936 | 7580
Construction Permits
Permits BUILDING/Inspections | 1 | ls | 36 | 0 | 750 | 0 | 0 | 54.8712 | 0 | 27000 | 0 | 27000 | 0
Permits EPC/GC | 1 | ls | 24 | 0 | 75 | 0 | 0 | 54.8712 | 0 | 1800 | 0 | 1800 | 0
Permits elevators/Others | 0.25 | ls | 36 | 0 | 2500 | 0 | 0 | 54.8712 | 0 | 22500 | 0 | 22500 | 0
Subtotal Construction Permits | [8 empty] | 0 | 51300 | 0 | 51300 | 0
Unspecified Non-Subcontract Construction Testing
Independent Testing (Soils) | 1 | ls | 12 | 0 | 2500 | 0 | 0 | 54.8712 | 0 | 30000 | 0 | 30000 | 0
Independent Testing (Concrete) | 1 | ls | 12 | 0 | 2500 | 0 | 0 | 54.8712 | 0 | 30000 | 0 | 30000 | 0
Independent Testing (Steel) | 1 | ls | 12 | 0 | 1500 | 0 | 0 | 54.8712 | 0 | 18000 | 0 | 18000 | 0
Independent Testing (Electrical) | 0 | ls | 12 | 0 | 3500 | 0 | 0 | 54.8712 | 0 | 0 | 0 | 0 | 0
Independent Testing (Piping NDE) | 1 | ls | 12 | 0 | 1750 | 0 | 0 | 54.8712 | 0 | 21000 | 0 | 21000 | 0
Independent Testing (Boiler NDE) | 1 | ls | 12 | 0 | 1500 | 0 | 0 | 54.8712 | 0 | 18000 | 0 | 18000 | 0
Independent Testing Authorized Inspector | 0 | ea | 12 | 0 | 1560 | 0 | 0 | 54.8712 | 0 | 0 | 0 | 0 | 0
Independent Testing (Other) | 0 | ls | 12 | 0 | 500 | 0 | 0 | 54.8712 | 0 | 0 | 0 | 0 | 0
Subtotal Construction Testing | [8 empty] | 0 | 117000 | 0 | 117000 | 0
Performance Testing, Startup and Commissioning
Capacity Testing | 1 | ls | 1 | 0 | 150000 | 0 | 0 | 54.8712 | 0 | 150000 | 0 | 150000 | 0
Emissions Testing | 1 | ea | 1 | 0 | 20800 | 0 | 0 | 54.8712 | 0 | 20800 | 0 | 20800 | 0
Reliability Testing | 1 | ls | 1 | 0 | 52000 | 0 | 0 | 54.8712 | 0 | 52000 | 0 | 52000 | 0
Acoustical Testing | 1 | ls | 1 | 0 | 15600 | 0 | 0 | 54.8712 | 0 | 15600 | 0 | 15600 | 0
Wet Cooling Tower Performance Test | 1 | ea | 1 | 0 | 26000 | 0 | 0 | 54.8712 | 0 | 26000 | 0 | 26000 | 0
Air Cooled Condenser Performance Test
Other | 1 | ea | 1 | 0 | 40000 | 0 | 0 | 54.8712 | 0 | 40000 | 0 | 40000 | 0
Subtotal Performance Testing | [8 empty] | 0 | 304400 | 0 | 304400 | 0
Preoperational Testing, Startup & Commissioning
Startup Craft Support @ 75% Peak | 5 | ea | 36 | 0 | 1400 | 0 | 56.25 | 82.3069 | 0 | 252000 | 833356.9463 | 1085356.9463 | 10125
Unclassified Vendor Technical Assistance | 5 | ea | 1 | 0 | 10000 | 0 | 80 | 150 | 0 | 50000 | 60000 | 110000
Unclassified Initial Fills (Fluids,Resins,Lubes) | 1 | ls | 1 | 0 | 350000 | 0 | 1200 | 54.8712 | 0 | 350000 | 65845.4871 | 415845.4871 | 1200
Unclassified Startup Spare Parts & Filters | 1 | ls | 1 | 0 | 300000 | 0 | 2400 | 54.8712 | 0 | 300000 | 131690.9742 | 431690.9742 | 2400
Unclassified I&C Loopchecks & Functional Testing | 1 | ea | 1 | 0 | 50000 | 0 | 3600 | 54.8712 | 0 | 50000 | 197536.4614 | 247536.4614 | 3600
Unclassified HV/LV Relay,Protection Testing | 1 | ea | 2 | 0 | 50000 | 0 | 3600 | 54.8712 | 0 | 100000 | 395072.9227 | 495072.9227 | 7200
Unclassified EPC/GC Operations Manuals | 1 | ea | 1 | 0 | 200000 | 0 | 0 | 54.8712 | 0 | 200000 | 0 | 200000 | 0
Operations Personnel (by E ON) | 0 | ea | 24 | 0 | 0 | 0 | 0 | 54.8712 | 0 | 0 | 0 | 0 | 0
Startup Fuels & Power (by E ON) | 0 | ea | 24 | 0 | 0 | 0 | 0 | 54.8712 | 0 | 0 | 0 | 0 | 0
Subtotal Preoperational Testing, Startup & Commissioning | [8 empty] | 0 | 1302000 | 1683502.7918 | 2985502.7918 | 24525
Escalation @ 0.0% | 0 | [10 empty] | 0
TOTAL CONSTRUCTION INDIRECTS and SERVICES | [8 empty] | 1175029.675 | 7072813.831 | 7461904.8179 | 15709748.3239 | 130448.4515
Equals Scope by Owner
Note on I10: Enter the direct cost of labor for indirect work here
Note on D13: Enter the onsite project duration here

## Construction Equipment (hidden)
M A J O R C O N S T R U C T I O N E Q U I P M E N T: E.ON Green River U N I T #1 & Common | [5 empty] | Status Date: | 2014-02-11
[6 empty] | Teamster or | Moormam | National
|  |  | Current KY |  |  | Operator | In & Out | Rental | Operator | Driver
ITEM DESCRIPTION | QTY | DURATION | RATE | COST | SHIPPING | Man-months | Costs | Rate | Hours | Hours
(months)
Equipment Rental
Hydraulic Excavator 5 Cy | 3 | 15 | 6341.25 | 285356.25 | 11319.75 | 15 | 2418.75 | 6675 | 2430
Grader 25,000lb | 1 | 52 | 2612.5 | 135850 | 3773.25 | 52 | 2418.75 | 2750 | 5616
Grader 40,000lb | 2 | 15 | 6246.25 | 187387.5 | 7546.5 | 15 | 2418.75 | 6575 | 2430
Sheepsfoot Compactor 50hp | 2 | 24 | 2375 | 114000 | 7546.5 | 24 | 2418.75 | 2500 | 3888
Sheepsfoot Compactor 150hp | 6 | 7 | 7125 | 299250 | 22639.5 | 7 | 2418.75 | 7500 | 1512
Tractor Backhoe 1.5 cy | 1 | 24 | 2612.5 | 62700 | 3773.25 | 24 | 2418.75 | 2750 | 3888
Tractor Backhoe 1.5 cy | 2 | 48 | 2612.5 | 250800 | 7546.5 | 96 | 2418.75 | 2750 | 15552
Scrapers - self propelled 24 cy | 27 | 7 | 19380 | 3662820 | 101877.75 | 7 | 2418.75 | 20400 | 1512
Bulldozer - 500hp | 9 | 7 | 18145 | 1143135 | 33959.25 | 7 | 2418.75 | 19100 | 1512
Bulldozer - 200hp | 1 | 24 | 8431.25 | 202350 | 3773.25 | 24 | 2418.75 | 8875 | 2592
Bulldozer - 200hp | 1 | 45 | 8431.25 | 379406.25 | 3773.25 | 45 | 2418.75 | 8875 | 4860
Dump Trucks Tandem, 40 tons | 7 | 15 | 6412.5 | 673312.5 | 26412.75 | 15 | 2418.75 | 6750 | 3240
Dump Trucks Tandem, 12 tons | 3 | 36 | 1662.5 | 179550 | 11319.75 | 108 | 2418.75 | 1750 |  | 14256
Dump Trucks Tandem, 12 tons | 3 | 45 | 1662.5 | 224437.5 | 11319.75 | 135 | 2418.75 | 1750 |  | 11880
Water Wagons | 2 | 7 | 3562.5 | 49875 | 7546.5 | 14 | 2418.75 | 3750 |  | 2464
Water Wagons | 1 | 24 | 3562.5 | 85500 | 3773.25 | 24 | 2418.75 | 3750 |  | 4224
Road Water Truck | 1 | 52 | 1425 | 74100 | 3773.25 | 52 | 2418.75 | 1500 |  | 9152
Road Water Truck | 2 | 7 | 1425 | 19950 | 7546.5 | 14 | 2418.75 | 1500 |  | 2464
Concrete Trucks | 0 | 0 | 4987.5 | 0 | 0 | 0 | 2418.75 | 5250 |  | 0
Concrete Trucks | 0 | 0 | 4987.5 | 0 | 0 | 0 | 2418.75 | 5250 |  | 0
Concrete Pumps | 1 | 18 | 8312.5 | 149625 | 7800 | 18 | 5000 | 8750 | 1283.04
Concrete Pumps | 1 | 27 | 8312.5 | 224437.5 | 7800 | 27 | 5000 | 8750 | 1924.56
Construction Elevator, - 5,000lb | 1 | 40 | 4275 | 171000 | 3773.25 | 40 | 2418.75 | 4500 | 2160
Construction Elevator, - 7,500lb | 1 | 40 | 7875 | 315000 | 3773.25 | 40 | 2418.75 | 7500 | 6480
Crane Crawler 150 Ton (Fab/LDA Yards) | 4 | 30 | 16275 | 1953000 | 150930 | 120 | 24187.5 | 15500 | 45360
Crane Crawler 200 Ton (Coal & Mat. Handl.) | 3 | 20 | 18637.5 | 1118250 | 125775 | 60 | 26875 | 17750 | 22680
Crane Crawler 230 Ton (Duct/Fans/ESP/FGD) | 3 | 20 | 28875 | 1732500 | 138352.5 | 60 | 29562.5 | 27500 | 22680
Crane Crawler 275 Ton (Cond/Xfmr.) | 1 | 27 | 31500 | 850500 | 50310 | 27 | 32250 | 30000 | 10206
Crane Crawler 300 Ton (Power Block/BOP) | 1 | 30 | 47250 | 1417500 | 67080 | 30 | 43000 | 45000 | 11340
Crane Crawler 300 Ton (Out Buildings) | 1 | 36 | 47250 | 1701000 | 67080 | 36 | 43000 | 45000 | 13608
Crane Crawler 500 Ton (Boiler/SGBuilding) | 1 | 30 | 84000 | 2520000 | 117390 | 30 | 75250 | 80000 | 11340
Rough Terrain Hydraulic Picker 60 ton | 2 | 42 | 9150.75 | 768663 | 23478 | 84 | 7525 | 8715 | 13608
Rough Terrain Hydraulic Picker 50 ton | 2 | 32 | 7750 | 496000 | 23478 | 64 | 7525 | 7750 | 10368
Rough Terrain Hydraulic Picker 40 ton | 2 | 31 | 6750 | 418500 | 23478 | 62 | 7525 | 6750 | 10044
Rough Terrain Hydraulic Picker 35 ton | 2 | 30 | 5750 | 345000 | 23478 | 60 | 7525 | 5750 | 9720
Rough Terrain Hydraulic Picker 30 ton | 3 | 44 | 4500 | 594000 | 25155 | 132 | 5375 | 4500 | 21384
Rough Terrain Hydraulic Picker 25 ton | 3 | 32 | 4250 | 408000 | 25155 | 96 | 5375 | 4250 | 15552
Rough Terrain Hydraulic Picker 20 ton | 2 | 48 | 3750 | 360000 | 11739 | 96 | 3762.5 | 3750 | 15552
Rough Terrain Hydraulic Picker 15 ton | 3 | 45 | 3500 | 472500 | 17608.5 | 135 | 3762.5 | 3500 | 21870
Material Handler RT-60 | 4 | 32 | 2350 | 300800 | 23478 | 128 | 3762.5 | 2350 | 20736
Material Handler RT-60 | 4 | 48 | 2350 | 451200 | 23478 | 192 | 3762.5 | 2350 | 31104
Tugger 2,000 L/P single drum | 8 | 28 | 237.5 | 53200 | 6708 | 224 | 537.5 | 250 | 4838.4
Tugger 5,000 L/P double drum | 5 | 20 | 950 | 95000 | 4192.5 | 100 | 537.5 | 1000 | 3240
Air Chain Hoist 20 - 25 ton | 12 | 32 | 237.5 | 91200 | 1006.2 |  | 53.75 | 250
Air Chain Hoist 15 - 20 ton | 15 | 43 | 190 | 122550 | 1257.75 |  | 53.75 | 200
Air Chain Hoist 10 - 15 Ton | 20 | 43 | 142.5 | 122550 | 1677 |  | 53.75 | 150
Air Chain Hoist 5 - 10 Ton | 30 | 43 | 71.25 | 91912.5 | 2515.5 |  | 53.75 | 75
Come-a-long 6 - 10 Ton | 15 | 43 | 47.5 | 30637.5 | 1257.75 |  | 53.75 | 50
Come-a-long 4 -6 Ton | 20 | 43 | 38 | 32680 | 1677 |  | 53.75 | 40
Come-a-long 3 - 6 Ton | 30 | 43 | 23.75 | 30637.5 | 2515.5 |  | 53.75 | 25
Welding machine, 8 Arc, 250 Amp | 30 | 38 | 190 | 216600 | 37732.5 |  | 806.25 | 200
Welding machine, 4 Arc, 300 Amp | 40 | 42 | 237.5 | 399000 | 50310 |  | 806.25 | 250
Welding machine, 2 Arc, 300 Tig Rig | 25 | 36 | 285 | 256500 | 31443.75 |  | 806.25 | 300
Welding machine, Remote Electric Frames | 15 | 46 | 332.5 | 229425 | 18866.25 |  | 806.25 | 350
Welding machine 250/300 Amp Diesel | 25 | 45 | 332.5 | 374062.5 | 31443.75 | 1125 | 806.25 | 350 | 19800
Wire feeders | 20 | 28 | 142.5 | 79800 | 1677 |  | 53.75 | 150
Welding Rod Oven 300# | 20 | 28 | 52.25 | 29260 | 1677 |  | 53.75 | 55
Welding Rod Oven 50# | 20 | 38 | 14.25 | 10830 | 1677 |  | 53.75 | 15
Weld Test Bender | 4 | 46 | 95 | 17480 | 335.4 |  | 53.75 | 100
Air Compressor 1,500 CFM | 2 | 42 | 3562.5 | 299250 | 9223.5 | 84 | 2956.25 | 3750 | 1478.4
Air Compressor 425 CFM | 4 | 40 | 1140 | 182400 | 335.4 | 160 | 53.75 | 1200 | 2816
Impact Wrench 1"/1.5" Air | 15 | 40 | 114 | 68400 | 1257.75 |  | 53.75 | 120
Chipping/Concrete Hammers Air | 12 | 24 | 71.25 | 20520 | 1006.2 |  | 53.75 | 75
Electric & Wiring Tools | 15 | 38 | 2375 | 1353750 | 1257.75 |  | 53.75 | 2500
Concrete Tools | 10 | 24 | 2375 | 570000 | 838.5 |  | 53.75 | 2500
Surveyor's Standard Theodolite | 5 | 46 | 266 | 61180 | 419.25 |  | 53.75 | 280
Surveyors Level Automatic | 5 | 46 | 177.65 | 40859.5 | 419.25 |  | 53.75 | 187
Steam Turbine Tools | 2 | 18 | 5462.5 | 196650 | 1677 |  | 537.5 | 5750
Pipe Beveling Machine Equip | 5 | 46 | 380 | 87400 | 419.25 |  | 53.75 | 400
Pipe Threading Machine (Rigid 535) | 20 | 46 | 237.5 | 218500 | 1677 |  | 53.75 | 250
Hydro Pump | 3 | 16 | 285 | 13680 | 251.55 |  | 53.75 | 300
Trailer, Semi, High Flat 35' - 40' | 20 | 46 | 237.5 | 218500 | 100620 |  | 3225 | 250
Trailer, Semi, Lowboys, 35' - 40' | 4 | 46 | 522.5 | 96140 | 20124 |  | 3225 | 550
Truck 5 ton Stake | 4 | 46 | 1662.5 | 305900 | 20124 | 184 | 3225 | 1750 |  | 29808
Truck 2 ton Stake | 4 | 46 | 902.5 | 166060 | 20124 | 184 | 3225 | 950 |  | 29808
Truck 1 ton Stake | 2 | 46 | 712.5 | 65550 | 10062 | 92 | 3225 | 750 |  | 14904
Pick-up truck, 1/2 ton, 4WD, Crew | 8 | 46 | 812.25 | 298908 | 3354 | 368 | 268.75 | 855 |  | 19872
Pick-up truck, 1/2 ton, 4WD | 18 | 46 | 760 | 629280 | 7546.5 |  | 268.75 | 800
Pick-up truck, 3/4 ton, 4WD, Crew | 4 | 46 | 907.25 | 166934 | 1677 | 184 | 268.75 | 955 |  | 29808
Pick-up truck, 3/4 ton, 4WD | 18 | 46 | 855 | 707940 | 7546.5 |  | 268.75 | 900
Project Manager Vehicles | 2 | 65 | 831.25 | 108062.5 | 838.5 |  | 268.75 | 875
JLG Manlifts <90' | 4 | 32 | 1187.5 | 152000 | 23478 |  | 3762.5 | 1250
JLG Manlifts <90' | 8 | 44 | 1187.5 | 418000 | 46956 |  | 3762.5 | 1250
JLG Manlifts >90' | 8 | 36 | 1425 | 410400 | 46956 |  | 3762.5 | 1500
JLG Manlifts >90' | 14 | 30 | 1425 | 598500 | 82173 |  | 3762.5 | 1500
Scissorlifts 40' | 2 | 38 | 1282.5 | 97470 | 11739 |  | 3762.5 | 1350
Scissorlifts 40' | 5 | 46 | 1282.5 | 294975 | 29347.5 |  | 3762.5 | 1350
Sky climber motors w/ basket | 10 | 38 | 427.5 | 162450 | 1257.75 |  | 80.625 | 450
Unclassified Scaffolding & Shoring (allowance) | 1 | 46 | 11875 | 546250 | 63911.25 |  | 40968.75 | 12500
Truck, Semi Tractor 2x8 | 3 | 46 | 2945 | 406410 | 17608.5 | 138 | 3762.5 | 3100 |  | 22356
Truck, Semi Tractor 2x4 | 4 | 38 | 2612.5 | 397100 | 23478 | 152 | 3762.5 | 2750 |  | 24624
Front End :Loader/RT Forklift | 2 | 32 | 3562.5 | 228000 | 12577.5 | 64 | 4031.25 | 3750 | 6912
Front End :Loader/RT Forklift | 4 | 42 | 3562.5 | 598500 | 25155 | 168 | 4031.25 | 3750 | 18144
Auto Laser Level | 9 | 46 | 237.5 | 98325 | 754.65 |  | 53.75 | 250
Grout Mixer/Pump | 4 | 24 | 190 | 18240 | 5031 |  | 806.25 | 200
Unclassified Tools @ >$500 <$1,500 | 1 | 1 | 3700000 | 3700000 | 144300 | 37 | 92500 | 3700000 | 5994
Equip. Assembly/Disassembly Operators | [5 empty] | By Use Formula |  |  | 2988.2617
Subtotal Outside Equipment Rental Costs |  |  |  | 41083064.5 | 2183301.9 | 5479 |  |  | 434242.6617 | 215620
Outside Equipment Overtime Costs | 30% | Equip. @ | 30% | 3697475.805 |  | 3934 | Operator Months |  | Operator Hours | Driver Hours
Outside Equipment Sales/Use Taxes | 70% | Equip. @ | 6% | 1880782.6928 |  | 1545 | Driver Months |  | 51.1% | 64.61%
Outside Equipment Insurance | 60% | Equip. @ | 1.25% | 308122.9838
Total Equipment Rental |  |  |  | 46969445.9816
Escalation of Equipment Costs |  |  | 0% | 0
Equipment Freight & Shipping Charges |  |  | By Calulation | 2183301.9
Equipment Assembly/Disassembly |  |  | 2.25% | 924368.9512
Equipment Fuels |  |  | By Use Formula | 7217083.925
Equipment Maintenance & Repairs |  |  | 5% | 2239027.0153
TOTAL MAJOR CONSTRUCTION EQUIPMENT |  |  |  | 59533227.7731
|  | Less 10% Adjustment |  | 53579904.9958 | Base Equip. | 6.7099 | $/Hour
|  | Modified by RGS 10/1/07 |  |  | Total Cost | 8.5047 | $/Hour
Modified by RGS 10/4/08
Modified by RGS 10/29/09

## Productivity Factor Calc.
10 MW PV Solar - High Efficiency Crystalline Panels
| LOCATION: | Kentucky
| PROJECT # | 221566 |  |  | Data Entry: | smp
[5 empty] | Date: | 2011-03-08
ITEMS IMPACTING PRODUCTIVITY | Base |  |  |  | Selected Factor | % of Project Time Condition Applies | Extended Factor
Craft Labor Availability Shortage | 2:1 Availability | 1:1 | 1.5:1 | 2:1
(available: needed) |  | 1.1 | 1.04 | 1 | 1 | 50% | 0
Local Labor Rules Impacting Book Values | Union Shop | Union | Merit Shop | Open Shop
|  | 1 | 0.95 | 0.9 | 1 | 100% | 0
Wage Scale Impacts Affecting Book Productivity | Average | Low | Average | High
|  | 1.05 | 1 | 0.95 | 1 | 100% | 0
Climate/Weather Influencing Labor Book Productifity | Gulf Coast | Gulf Coast | Middle States | Far North
|  | 1 | 1.02 | 1.05 | 1.02 | 75% | 0.015
Temporary Construction Facilities and Laydown Location is Inadequate causing an Impact to Productivity | Good Layout | More than 2 Miles | More than 1 Mile | Adjacent
|  | 1.1 | 1.05 | 1 | 1 | 100% | 0
Site Conditions During Life of Project (I.e. Ground Conditions, Existing Environmental Conditions) | Good Conditions | Muddy w/high water table | Clay but relatively dry | Good
|  | 1.05 | 1.02 | 1 | 1 | 100% | 0
Site Access and Egress of Employees | Parking and Craft Facilities Adjacent to site | Facilities More than 15 Minute Walk From Work Area | Facilities More than 10 Minute Walk From Work Area | Facilities Adjacent to Work Area
|  | 1.05 | 1.02 | 1 | 1 | 100% | 0
Overall Project Complexity and Size Affecting Book Labor | Peak Manpower of 200-400 | Peak Manpower of >800 | Peak Manpower of 400-800 | Peak Manpower of <400
|  | 1.04 | 1.02 | 1 | 1 | 50% | 0
Potential for Congested Work Areas and More Than One Craft Congestion Issues Affecting Productivity | Moderate | High | Moderate | Low
|  | 1.1 | 1 | 0.95 | 1 | 100% | 0
Is Company Familiar with The Type of Work Being Performed | Familiar | Unfamiliar | Familiar
|  | 1.1 | 1 |  | 1 | 100% | 0
Skill Level of Project and Craft Superintendents | Good | Have never worked together nor on this type of project | Have not work together OR have not worked on this type of project | Have worked together AND have worked on this type of project
|  | 1.1 | 1.05 | 1 | 1 | 100% | 0
Work Hours Productivity Adjustment | 5-8's + casual OT | SEE BELOW
Impact of Shift Work | Day | 5-10's | Swing | Graveyard
| 1 | 1.05 - 1.10 | 1.15 | 1.2 | 1.05 | 100% | 0.05
Altitude | Near Sea Level | Less than 5000' | 6000-7000' | >7000'
|  | 1 | 1.01 | 1.05 | 1 | 100% | 0
Commuting Time (each way) | Less than 30 minutes | <30 Min | 60 Min | 90 Min
|  | 1 | 1.02 | 1.05 | 1 | 50% | 0
Single Craft Population | Less than 100 | <100 | 100-200 | >200
|  | 1 | 1.03 | 1.04 | 1 | 50% | 0
QA/QC | Routine quality control activity | Routine | Nuclear Grade
|  | 1 | 1.3 |  | 1 | 100% | 0
Schedule | Adequate | Adequate | Moderately Tight | Tight
|  | 1 | 1.02 | 1.05 | 1.02 | 100% | 0.02
TOTAL IMPACT | [6 empty] | 0.085
PRODUCTIVITY MULTIPLIER | [6 empty] | 1.085

## OFE & EPC Cash Flow (hidden)
Owner Furnished Equipment & EPC Cash Flows
$ X 1,000
Summary Major Owner
| HRSG Block 1 |  |  | Steam Turbine Block 1 |  |  | Combustion Turbines Block 1 |  |  | Furnished Equipment |  |  | EPC Package |  |  | TOTALS |  |  |  | Units 1 & 2 Boiler Cumulative | Units 1 & 2 Turbine Cumulative | Units 1 & 2 CTG Cumulative | EPC Cumulative | Owner Cumulative | Total Cumulative
| Payments | Cumulative |  | Payments | Cumulative |  | Payments | Cumulative |  | Payments | Cumulative |  | Payments | Cumulative |  | Payments | Cumulative | NOTE: Builders Risk Insurance Included in EPC (Has been moved to Owner Cost for IRP) |  | 14071.875 | 582.5 | 103.35 | 300 | 1665 | 16722.725
Amount | 2573.3179 |  | $$ percent | #REF! |  | $$ percent | #REF! |  | $$ percent | #REF! |  | $$ percent | #REF! |  | $$ percent | #REF! |  | 2022430.7097
Month | [17 empty] | #REF! |  | 14071.875 | 2330 | 447.85 | 600 | 1998 | 19447.725
-4 |  | 0 | 0% |  | 0 | 0% |  | 0 | 0% |  | 0 | #REF! | #REF! | #REF! | 0.5% | #REF! | #REF! |  | #REF! | 14071.875 | 3495 | 792.35 | 900 | 2331 | 21590.225
-3 | 128.6659 | 128.6659 | 5% | #REF! | #REF! | 10% | #REF! | #REF! | 10% | #REF! | #REF! | #REF! | #REF! | #REF! | 0.1% | #REF! | #REF! |  | #REF! | 14071.875 | 4660 | 1481.35 | 1700 | 2664 | 24577.225
-2 | 25.7332 | 154.3991 | 1% | #REF! | #REF! | 3% | #REF! | #REF! | 2% | #REF! | #REF! | #REF! | #REF! | #REF! | 0.1% | #REF! | #REF! |  | #REF! | 14071.875 | 4660 | 2170.35 | 2500 | 2997 | 26399.225
-1 | 25.7332 | 180.1323 | 1% | #REF! | #REF! | 4% | #REF! | #REF! | 2% | #REF! | #REF! | #REF! | #REF! | #REF! | 0.1% | #REF! | #REF! |  | #REF! | 14071.875 | 4660 | 4926.35 | 3753.6181 | 3330 | 30741.8431
0 | 25.7332 | 205.8654 | 1% | #REF! | #REF! | 10% | #REF! | #REF! | 10% | #REF! | #REF! | #REF! | #REF! | #REF! | 1.5% | #REF! | #REF! |  | #REF! | 28143.75 | 4660 | 6304.35 | 5007.2363 | 3663 | 47778.3363
1 | 25.7332 | 231.5986 | 1% | #REF! | #REF! | 3% | #REF! | #REF! | 2% | #REF! | #REF! | #REF! | #REF! | #REF! | 1.5% | #REF! | #REF! |  | #REF! | 28143.75 | 4660 | 8026.85 | 6260.8544 | 3996 | 51087.4544
2 | 25.7332 | 257.3318 | 1% | #REF! | #REF! | 3% | #REF! | #REF! | 2% | #REF! | #REF! | #REF! | #REF! | #REF! | 1.5% | #REF! | #REF! |  | #REF! | 28143.75 | 4660 | 10093.85 | 7514.4725 | 4329 | 54741.0725
3 | 385.9977 | 643.3295 | 15% | #REF! | #REF! | 3% | #REF! | #REF! | 2% | #REF! | #REF! | #REF! | #REF! | #REF! | 1.5% | #REF! | #REF! |  | #REF! | 28143.75 | 4660 | 12160.85 | 8768.0906 | 4662 | 58394.6906
4 | 25.7332 | 669.0627 | 1% | #REF! | #REF! | 3% | #REF! | #REF! | 2% | #REF! | #REF! | #REF! | #REF! | #REF! | 2% | #REF! | #REF! |  | #REF! | 28877.3638 | 4660 | 14227.85 | 10021.7088 | 4995 | 62781.9225
5 | 25.7332 | 694.7958 | 1% | #REF! | #REF! | 3% | #REF! | #REF! | 2% | #REF! | #REF! | #REF! | #REF! | #REF! | 2% | #REF! | #REF! |  | #REF! | 48238.3875 | 5242.5 | 16398.2 | 12528.945 | 5328 | 87736.0325
6 | 25.7332 | 720.529 | 1% | #REF! | #REF! | 2% | #REF! | #REF! | 2% | #REF! | #REF! | #REF! | #REF! | #REF! | 2.5% | #REF! | #REF! |  | #REF! | 57574.6075 | 6990 | 18809.7 | 15036.1813 | 5661 | 104071.4888
7 | 25.7332 | 746.2622 | 1% | #REF! | #REF! | 2% | #REF! | #REF! | 2% | #REF! | #REF! | #REF! | #REF! | #REF! | 2.5% | #REF! | #REF! |  | #REF! | 59548.4225 | 19222.5 | 21221.2 | 27572.3626 | 6000 | 133564.4851
8 | 514.6636 | 1260.9258 | 20% | #REF! | #REF! | 2% | #REF! | #REF! | 2% | #REF! | #REF! | #REF! | #REF! | #REF! | 2.5% | #REF! | #REF! |  | #REF!
9 | 25.7332 | 1286.659 | 1% | #REF! | #REF! | 2% | #REF! | #REF! | 5% | #REF! | #REF! | #REF! | #REF! | #REF! | 3% | #REF! | #REF! |  | #REF!
10 | 25.7332 | 1312.3921 | 1% | #REF! | #REF! | 2% | #REF! | #REF! | 5% | #REF! | #REF! | #REF! | #REF! | #REF! | 3% | #REF! | #REF! |  | #REF!
11 | 25.7332 | 1338.1253 | 1% | #REF! | #REF! | 2% | #REF! | #REF! | 5% | #REF! | #REF! | #REF! | #REF! | #REF! | 3% | #REF! | #REF!
12 | 25.7332 | 1363.8585 | 1% | #REF! | #REF! | 2% | #REF! | #REF! | 5% | #REF! | #REF! | #REF! | #REF! | #REF! | 4% | #REF! | #REF!
13 | 128.6659 | 1492.5244 | 5% | #REF! | #REF! | 1% | #REF! | #REF! | 5% | #REF! | #REF! | #REF! | #REF! | #REF! | 4% | #REF! | #REF!
14 | 77.1995 | 1569.7239 | 3% | #REF! | #REF! | 2% | #REF! | #REF! | 5% | #REF! | #REF! | #REF! | #REF! | #REF! | 4% | #REF! | #REF!
15 | 77.1995 | 1646.9235 | 3% | #REF! | #REF! | 2% | #REF! | #REF! | 5% | #REF! | #REF! | #REF! | #REF! | #REF! | 4% | #REF! | #REF!
16 | 77.1995 | 1724.123 | 3% | #REF! | #REF! | 2% | #REF! | #REF! | 5% | #REF! | #REF! | #REF! | #REF! | #REF! | 4% | #REF! | #REF!
17 | 77.1995 | 1801.3226 | 3% | #REF! | #REF! | 3% | #REF! | #REF! | 5% | #REF! | #REF! | #REF! | #REF! | #REF! | 4% | #REF! | #REF!
18 | 514.6636 | 2315.9861 | 20% | #REF! | #REF! | 2% | #REF! | #REF! | 10% | #REF! | #REF! | #REF! | #REF! | #REF! | 4% | #REF! | #REF!
19 | 0 | 2315.9861 | 0% | #REF! | #REF! | 2% | #REF! | #REF! | 0% | #REF! | #REF! | #REF! | #REF! | #REF! | 4% | #REF! | #REF!
20 | 0 | 2315.9861 | 0% | #REF! | #REF! | 5% | #REF! | #REF! | 0% | #REF! | #REF! | #REF! | #REF! | #REF! | 4% | #REF! | #REF!
21 | 0 | 2315.9861 | 0% | #REF! | #REF! | 5% | #REF! | #REF! | 0% | #REF! | #REF! | #REF! | #REF! | #REF! | 4% | #REF! | #REF!
22 | 0 | 2315.9861 | 0% | #REF! | #REF! | 15% | #REF! | #REF! | 0% | #REF! | #REF! | #REF! | #REF! | #REF! | 3.5% | #REF! | #REF!
23 | 0 | 2315.9861 | 0% | #REF! | #REF! | 0% | #REF! | #REF! | 0% | #REF! | #REF! | #REF! | #REF! | #REF! | 3.5% | #REF! | #REF!
24 | 0 | 2315.9861 | 0% | #REF! | #REF! | 0% | #REF! | #REF! | 0% | #REF! | #REF! | #REF! | #REF! | #REF! | 3% | #REF! | #REF!
25 | 0 | 2315.9861 | 0% | #REF! | #REF! | 0% | #REF! | #REF! | 0% | #REF! | #REF! | #REF! | #REF! | #REF! | 3% | #REF! | #REF!
26 | 0 | 2315.9861 | 0% | #REF! | #REF! | 0% | #REF! | #REF! | 0% | #REF! | #REF! | #REF! | #REF! | #REF! | 3% | #REF! | #REF!
27 | 0 | 2315.9861 | 0% | #REF! | #REF! | 0% | #REF! | #REF! | 0% | #REF! | #REF! | #REF! | #REF! | #REF! | 3% | #REF! | #REF!
28 | 0 | 2315.9861 | 0% | #REF! | #REF! | 0% | #REF! | #REF! | 0% | #REF! | #REF! | #REF! | #REF! | #REF! | 2.5% | #REF! | #REF!
29 | 0 | 2315.9861 | 0% | #REF! | #REF! | 0% | #REF! | #REF! | 0% | #REF! | #REF! | #REF! | #REF! | #REF! | 2.5% | #REF! | #REF!
30 | 0 | 2315.9861 | 0% | #REF! | #REF! | 0% | #REF! | #REF! | 0% | #REF! | #REF! | #REF! | #REF! | #REF! | 2% | #REF! | #REF!
31 | 0 | 2315.9861 | 0% | #REF! | #REF! | 0% | #REF! | #REF! | 0% | #REF! | #REF! | #REF! | #REF! | #REF! | 2% | #REF! | #REF!
32 | 257.3318 | 2573.3179 | 10% | #REF! | #REF! | 5% | #REF! | #REF! | 5% | #REF! | #REF! | #REF! | #REF! | #REF! | 2% | #REF! | #REF!
33 | 0 | 2573.3179 | 0% | [9 empty] | #REF! | #REF! | 1.5% | #REF! | #REF!
34 | 0 | 2573.3179 | 0% | [9 empty] | #REF! | #REF! | 0.6% | #REF! | #REF!
35 | 0 | 2573.3179 | 0% | [9 empty] | #REF! | #REF! | 0.6% | #REF! | #REF!
36 | 0 | 2573.3179 | 0% | [12 empty] | 0 | #REF!
Total | 2573.3179 |  | 100% | #REF! |  | 100% | #REF! |  | 100% | #REF! |  | #REF! | #REF! |  | 100% | #REF! | #REF!

## EPC Craft Hour & Escalation (hidden)
| 2 x 1 FA Combined Cycle Unit EPC Cash Flow - Merit Shop - With Escalation | [11 empty] | 4%/Year
[12 empty] | Monthly | Escalation
| Month | No. Craft | EPC Manhours | Percent | EPC Unescalated Amount | Percent | EPC Escalated Amount | Annual Totals | Cummulative Total | Milestones | Period | Factor
1 | -24 | [9 empty] | 0 | 0 | 0
2 | -23
3 | -22
4 | -21 |  |  |  | 0 | 0% | 0 |  | 0 |  | 0 | 0 | 0
5 | -20 |  |  |  | 0 | 0% | 0 |  | 0 |  | 0 | 1 | 0
6 | -19 |  |  |  | 0 | 0% | 0 |  | 0 |  | 0 | 1 | 0
7 | -18 |  |  |  | 0 | 0% | 0 |  | 0 |  | 0 | 1 | 0
8 | -17 |  |  |  | 0 | 0% | 0 |  | 0 |  | 0 | 1 | 0
9 | -16 |  |  |  | 0 | 0% | 0 |  | 0 |  | 0 | 1 | 0
10 | -15 |  |  |  | 0 | 0% | 0 |  | 0 |  | 0 | 1 | 0
11 | -14 |  |  |  | 0 | 0% | 0 |  | 0 |  | 0 | 1 | 0
12 | -13 |  |  |  | 0 | 0% | 0 |  | 0 |  | 0 | 1 | 0
13 | -12 |  |  |  | 0 | 0% | 0 |  | 0 |  | 0 | 1 | 0
14 | -11 |  |  |  | 0 | 0% | 0 |  | 0 |  | 0 | 1 | 0
15 | -10 |  |  |  | 0 | 0% | 0 |  | 0 |  | 0 | 1 | 0
16 | -9 |  |  |  | 0 | 0% | 0 |  | 0 |  | 0 | 1 | 0
17 | -8 |  |  |  | 0 | 0% | 0 |  | 0 |  | 0 | 1 | 0
18 | -7 |  |  |  | 0 | 0% | 0 |  | 0 |  | 0 | 1 | 0
19 | -6 |  |  |  | 0 | 0% | 0 |  | 0 |  | 0 | 1 | 0
20 | -5 |  |  |  | 0 | 0% | 0 |  | 0 |  | 0 | 1 | 0
21 | -4 |  |  |  | 164.9841 | 0.5% | 164.9841 |  | 164.9841 | Award OFE/LNTP | 0 | 1 | 0
22 | -3 |  |  |  | 32.9968 | 0.1% | 32.9968 |  | 197.9809 |  | 0 | 1 | 0
23 | -2 |  |  |  | 32.9968 | 0.1% | 32.9968 |  | 230.9777 |  | 0 | 1 | 0
24 | -1 |  |  |  | 32.9968 | 0.1% | 32.9968 |  | 263.9746 |  | 0 | 1 | 0
25 | 0 | 1.293 | 279.9348 | 0.003 | 494.9523 | 1.5% | 494.9523 |  | 758.9269 | Start Const Oct 10 | 0 | 1 | 0
26 | 1 | 1.293 | 279.9348 | 0.003 | 494.9523 | 1.5% | 496.5728 |  | 1255.4997 |  | 1 | 1.0033 | 1.6205
27 | 2 | 12.93 | 2799.3475 | 0.03 | 494.9523 | 1.5% | 498.1986 |  | 1753.6982 |  | 2 | 1.0066 | 3.2463
28 | 3 | 4.31 | 933.1158 | 0.01 | 494.9523 | 1.5% | 499.8297 |  | 2253.5279 |  | 3 | 1.0099 | 4.8774
29 | 4 | 4.31 | 933.1158 | 0.01 | 659.9364 | 2% | 668.6215 |  | 2922.1494 |  | 4 | 1.0132 | 8.6851
30 | 5 | 4.31 | 933.1158 | 0.01 | 659.9364 | 2% | 670.8106 |  | 3592.96 |  | 5 | 1.0165 | 10.8741
31 | 6 | 8.62 | 1866.2317 | 0.02 | 824.9205 | 2.5% | 841.2585 |  | 4434.2184 |  | 6 | 1.0198 | 16.338
32 | 7 | 8.62 | 1866.2317 | 0.02 | 824.9205 | 2.5% | 844.0128 |  | 5278.2312 |  | 7 | 1.0231 | 19.0922
33 | 8 | 8.62 | 1866.2317 | 0.02 | 824.9205 | 2.5% | 846.7761 |  | 6125.0073 |  | 8 | 1.0265 | 21.8555
34 | 9 | 8.62 | 1866.2317 | 0.02 | 989.9046 | 3% | 1019.4581 |  | 7144.4653 |  | 9 | 1.0299 | 29.5535
35 | 10 | 10.775 | 2332.7896 | 0.025 | 989.9046 | 3% | 1022.7958 |  | 8167.2611 |  | 10 | 1.0332 | 32.8912
36 | 11 | 10.775 | 2332.7896 | 0.025 | 989.9046 | 3% | 1026.1444 |  | 9193.4056 |  | 11 | 1.0366 | 36.2398
37 | 12 | 10.775 | 2332.7896 | 0.025 | 1319.8728 | 4% | 1372.672 |  | 10566.0776 |  | 12 | 1.04 | 52.7992
38 | 13 | 10.775 | 2332.7896 | 0.025 | 1319.8728 | 4% | 1377.1662 |  | 11943.2437 |  | 13 | 1.0434 | 57.2933
39 | 14 | 10.775 | 2332.7896 | 0.025 | 1319.8728 | 4% | 1381.675 |  | 13324.9187 |  | 14 | 1.0468 | 61.8022
40 | 15 | 10.775 | 2332.7896 | 0.025 | 1319.8728 | 4% | 1386.1986 |  | 14711.1173 |  | 15 | 1.0503 | 66.3258
41 | 16 | 15.085 | 3265.9055 | 0.035 | 1319.8728 | 4% | 1390.737 |  | 16101.8544 |  | 16 | 1.0537 | 70.8642
42 | 17 | 12.93 | 2799.3475 | 0.03 | 1319.8728 | 4% | 1395.2903 |  | 17497.1447 |  | 17 | 1.0571 | 75.4174
43 | 18 | 15.085 | 3265.9055 | 0.035 | 1319.8728 | 4% | 1399.8585 |  | 18897.0031 |  | 18 | 1.0606 | 79.9856
44 | 19 | 15.085 | 3265.9055 | 0.035 | 1319.8728 | 4% | 1404.4416 |  | 20301.4447 |  | 19 | 1.0641 | 84.5688
45 | 20 | 17.24 | 3732.4634 | 0.04 | 1319.8728 | 4% | 1409.0397 |  | 21710.4845 |  | 20 | 1.0676 | 89.1669
46 | 21 | 19.395 | 4199.0213 | 0.045 | 1319.8728 | 4% | 1413.6529 |  | 23124.1374 |  | 21 | 1.0711 | 93.7801
47 | 22 | 19.395 | 4199.0213 | 0.045 | 1154.8887 | 3.5% | 1240.9961 |  | 24365.1335 |  | 22 | 1.0746 | 86.1074
48 | 23 | 19.395 | 4199.0213 | 0.045 | 1154.8887 | 3.5% | 1245.0591 |  | 25610.1926 |  | 23 | 1.0781 | 90.1704
49 | 24 | 19.395 | 4199.0213 | 0.045 | 989.9046 | 3% | 1070.6875 |  | 26680.8801 |  | 24 | 1.0816 | 80.7829
50 | 25 | 17.24 | 3732.4634 | 0.04 | 989.9046 | 3% | 1074.1929 |  | 27755.0731 |  | 25 | 1.0851 | 84.2883
51 | 26 | 17.24 | 3732.4634 | 0.04 | 989.9046 | 3% | 1077.7099 |  | 28832.7829 |  | 26 | 1.0887 | 87.8052
52 | 27 | 17.24 | 3732.4634 | 0.04 | 989.9046 | 3% | 1081.2383 |  | 29914.0212 |  | 27 | 1.0923 | 91.3336
53 | 28 | 15.085 | 3265.9055 | 0.035 | 824.9205 | 2.5% | 903.9819 |  | 30818.0031 |  | 28 | 1.0958 | 79.0613
54 | 29 | 15.085 | 3265.9055 | 0.035 | 824.9205 | 2.5% | 906.9415 |  | 31724.9446 |  | 29 | 1.0994 | 82.021
55 | 30 | 15.085 | 3265.9055 | 0.035 | 659.9364 | 2% | 727.9287 |  | 32452.8733 |  | 30 | 1.103 | 67.9922
56 | 31 | 15.085 | 3265.9055 | 0.035 | 659.9364 | 2% | 730.3119 |  | 33183.1852 |  | 31 | 1.1066 | 70.3755
57 | 32 | 12.93 | 2799.3475 | 0.03 | 659.9364 | 2% | 732.7029 |  | 33915.8881 |  | 32 | 1.1103 | 72.7665
58 | 33 | 12.93 | 2799.3475 | 0.03 | 494.9523 | 1.5% | 551.3264 |  | 34467.2145 |  | 33 | 1.1139 | 56.374
59 | 34 | 12.93 | 2799.3475 | 0.03 | 197.9809 | 0.6% | 221.2526 |  | 34688.4671 |  | 34 | 1.1175 | 23.2716
60 | 35 | 12.93 | 2799.3475 | 0.03 | 197.9809 | 0.6% | 221.9769 |  | 34910.444 |  | 35 | 1.1212 | 23.996
|  |  | 96204.244 | 1.001 | 32996.8211 | 1 | 34910.444 | [5 empty] | 1913.6229
|  |  | 93311.5848 |  | 32996.8211
[12 empty] | Total Esclation Percent = | 0.057994

## Estimate WBS (hidden)
10 MW PV Solar - High Efficiency Crystalline Panels
#REF! |  |  | Kentucky
#REF! |  |  | #REF!
#REF! |  |  | Solar PV
#REF! |  |  | LG&E/KU
#REF! |  |  | Conceptual
Level
1 | 2 | 3 | 4
1 | Unit 1
2 | Unit 2
9 | Common Facilities
| 01 | PROCUREMENTS
| 01 | 10 | Steam Turbine-Generator & BFP Drive
| 01 | 10 | 100 | Steam Turbine Generator
| 01 | 10 | 110 | Boiler Feed Turbine Drives
| 01 | 20 | Mechanical Equipment
| 01 | 20 | 100 | Air Compressors - receivers, dryers
| 01 | 20 | 105 | Air Cooled Condenser
| 01 | 20 | 110 | Aqueous Ammonia System - unloading, storage, forwarding
| 01 | 20 | 115 | Aux Boiler Deaerator
| 01 | 20 | 120 | Auxiliary Boiler
| 01 | 20 | 125 | Auxiliary Boiler Steel Stack
| 01 | 20 | 130 | Blowdown Tank
| 01 | 20 | 135 | Brine Concentrator
| 01 | 20 | 140 | Closed Cooling Water Exchanger
| 01 | 20 | 145 | Closed Cooling Water Inhibitor Mixing Pot
| 01 | 20 | 150 | Coal Yard Air Compressors
| 01 | 20 | 155 | Coal Yard Air Dryers
| 01 | 20 | 160 | Coal Yard Air Receivers
| 01 | 20 | 165 | Compressed Gas Storage System (H2)
| 01 | 20 | 170 | Compressed Gas Storage System (N2)
| 01 | 20 | 175 | Compressed Gas Storage System (CO2)
| 01 | 20 | 180 | Cooling Tower - mechanical draft
| 01 | 20 | 185 | Deaerator Heater 6
| 01 | 20 | 190 | HP Heater 7
| 01 | 20 | 195 | HP Heater 8
| 01 | 20 | 200 | HP Heater 9
| 01 | 20 | 205 | ID Fans
| 01 | 20 | 210 | Instrument Air Receivers
| 01 | 20 | 215 | LP Heater 1
| 01 | 20 | 220 | LP Heater 2
| 01 | 20 | 225 | LP Heater 3
| 01 | 20 | 230 | LP Heater 4
| 01 | 20 | 235 | LP Heater 5
| 01 | 20 | 240 | Main Condenser
| 01 | 20 | 245 | Oil/Water Separator
| 01 | 20 | 250 | Pump Chemical Feed - amine feed
| 01 | 20 | 255 | Pump Chemical Feed - dispersant feed skid
| 01 | 20 | 260 | Pump Chemical Feed - oxygen savenger skid
| 01 | 20 | 265 | Pump Chemical Feed - sulfuric acid feed skid
| 01 | 20 | 270 | Pump Fuel Oil Unloading
| 01 | 20 | 275 | Pump Ignition Fuel Oil Forwarding
| 01 | 20 | 280 | Pump Skid Chemical Feed - circ water scale corrosion inhibitor
| 01 | 20 | 285 | Pump Skid Chemical Feed - circ water sodium hypochlorite
| 01 | 20 | 290 | Pumps - circulating water
| 01 | 20 | 295 | Pumps - circulating water blowdown
| 01 | 20 | 300 | Pumps - aux boiler reed
| 01 | 20 | 305 | Pumps - aux boiler fuel oil
| 01 | 20 | 310 | Pumps - aux cooling water
| 01 | 20 | 315 | Pumps - boiler feed start-up pump
| 01 | 20 | 320 | Pumps - boiler feedwater
| 01 | 20 | 325 | Pumps - boiler fill pumps
| 01 | 20 | 330 | Pumps - closed cooling water
| 01 | 20 | 335 | Pumps - condensate
| 01 | 20 | 340 | Pumps - condensate transfer
| 01 | 20 | 345 | Pumps - demin water transfer
| 01 | 20 | 350 | Pumps - fire water - diesel driven
| 01 | 20 | 355 | Pumps - heater drain pumps
| 01 | 20 | 360 | Pumps - miscellaneous
| 01 | 20 | 365 | Pumps - service water
| 01 | 20 | 370 | Pumps - sump - blowdown, waste water
| 01 | 20 | 375 | Pumps - sump - truck dump
| 01 | 20 | 380 | Pumps - treated water transfer to serv water tank
| 01 | 20 | 385 | Sample Analysis Panel
| 01 | 20 | 390 | Service Water Multi-Media Pressure Filters System
| 01 | 20 | 395 | Steam & Water Sample Panel w/ Coolers
| 01 | 20 | 400 | Tank - treated water surge - field erected
| 01 | 20 | 405 | Tank - potable water storage - field erected
| 01 | 20 | 410 | Tank - condensate storage - field erected
| 01 | 20 | 415 | Tank - fire/service water - field erected
| 01 | 20 | 420 | Tank - aux cooling surge tank
| 01 | 20 | 425 | Tank - closed cooling water expansion
| 01 | 20 | 430 | Tank - demin water storage
| 01 | 20 | 435 | Tank - instrument air receiver
| 01 | 20 | 440 | Tank - plant fuel oil storage
| 01 | 20 | 445 | Tank - RR refueling oil storage
| 01 | 20 | 450 | Tank - turbine drains
| 01 | 20 | 455 | Tank Chemical Feed - circulating water sodium hypochlorite
| 01 | 20 | 460 | Tank Chemical Feed - circulating water sulfuric acid storage
| 01 | 20 | 465 | Turbine Room Bridge Crane
| 01 | 20 | 470 | Waste Water Treatment System
| 01 | 30 | Electrical Equipment
| 01 | 30 | 100 | Bus 13.8kV non-seg
| 01 | 30 | 110 | Bus Excitor DC
| 01 | 30 | 120 | Bus Isolated Phase
| 01 | 30 | 130 | Emergency Diesel Generator
| 01 | 30 | 140 | Generator Breaker
| 01 | 30 | 150 | Generator Bus Duct
| 01 | 30 | 160 | Lighting Transformers
| 01 | 30 | 170 | LV Switchgear - 480V
| 01 | 30 | 180 | Motor Control Centers - LV 480V
| 01 | 30 | 190 | MV Switchgear - 13.8kV
| 01 | 30 | 200 | Panelboards 480/120 & 480/277/120
| 01 | 30 | 210 | Plant Network System
| 01 | 30 | 220 | Plant Security System
| 01 | 30 | 230 | Plant Telephone System
| 01 | 30 | 240 | Relay Panels
| 01 | 30 | 250 | Secondary Unit Substations
| 01 | 30 | 260 | Station Batteries 125 Volt DC
| 01 | 30 | 270 | Transformer Aux Power
| 01 | 30 | 280 | Transformer GSU
| 01 | 30 | 290 | Transformer non-seg Bus
| 01 | 30 | 300 | Transformer Station Service
| 01 | 30 | 310 | UPS (120VAC) Gas Cleaning Area
| 01 | 30 | 320 | UPS (120VAC) Main Power House
| 01 | 30 | 330 | UPS (120VAC) Coal Area
| 01 | 40
| 01 | 50
| 01 | 60 | DCS & CEMS Equipment
| 01 | 60 | 100 | DCS w/ configuration, interfaces, field support, bulks
| 01 | 60 | 110 | DCS Simulator
| 01 | 60 | 120 | DCS 1/2 Unit Interface
| 01 | 60 | 130 | PLC Hardware w/ configuration, bulks, aux controls
| 01 | 60 | 140 | Continuous Emissions Monitoring Equipment (CEMS)
| 01 | 70 | Water Treatment Equipment
| 01 | 70 | 100 | Demineralized System Dual 100% Trains
| 01 | 70 | 200 | Well Water Pre-Treatment System
| 01 | 70 | 300 | Mixed Bed Ion Exchange Tank
| 01 | 70 | 250 | Polisher - condensate
| 01 | 80 | Miscellaneous Equipment
| 01 | 80 | 100 | (To Be Determined)
| 01 | 80 | 200
| 01 | 80 | 300
| 01 | 80 | 400
| 02 | BOILER ISLAND EQUIPMENT
| 02 | 10 | Steam Generator with SCR, Struct Steel & Misc. Eqt.
| 02 | 10 | 100 | Steam Generator w/ SCR, Struct Steel & Misc. Eqt.
| 02 | 20 | Insulation & Lagging Steam Generator
| 02 | 20 | 100 | Insulation & Lagging Steam Generator
| 03 | AQCS EQUIPMENT
| 03 | 10 | FGD System Absorber
| 03 | 10 | 100 | FGD System Absorber
| 03 | 20 | Pulse Jet Fabric Filter
| 03 | 20 | 100 | Pulse Jet Fabric Filter
| 03 | 20 | 200 | Air Compressors
| 03 | 20 | 205 | Air Dryers
| 03 | 20 | 210 | Air Receivers
| 03 | 30 | Dry ESP
| 03 | 30 | 100 | Dry ESP
| 03 | 40 | Wet ESP
| 03 | 40 | 100 | Wet ESP
| 03 | 50 | Ductwork - Wet FGD to Stack - Alloy
| 03 | 50 | 100 | Ductwork - wet FGD to stack - alloy
| 03 | 60 | Activated Carbon Injection System
| 03 | 60 | 100 | Activated Carbon Injection System
| 03 | 70 | Limestone Slurry System
| 03 | 70 | 100 | Limestone Slurry System
| 04 | MATERIAL HANDLING EQUIPMENT
| 04 | 10 | Coal Handling System
| 04 | 10 | 100 | Rail Car Dumper & Positioner
| 04 | 10 | 200 | Rail Car Positioner
| 04 | 10 | 300 | Tripper, tripper belt, dust suppression
| 04 | 10 | 400 | Rail Car Weigh Scale
| 04 | 10 | 500 | Mobile Coal Handling Equipment
| 04 | 20 | Gypsum Handling and Storage System
| 04 | 20 | 100 | Gypsum Dewatering
| 04 | 30 | Limestone Handling & Storage System
| 04 | 30 | 100 | Limestone Handling & Storage System
| 04 | 40 | Ash System
| 04 | 40 | 100 | Fly Ash Handling System
| 04 | 40 | 150 | Fly Ash Silo
| 04 | 40 | 200 | Bottom Ash Handling System
| 04 | 40 | 300 | Truck Weigh Scale
| 05 | CHIMNEY
| 05 | 10 | Chimney
| 05 | 10 | 100 | Chimney
| 06 | RAILROAD
| 06 | 10 | On-Site Railroad
| 06 | 10 | 100 | RR Right-of-way foundation work, grade & drainage
| 06 | 10 | 110 | RR Ballast
| 06 | 10 | 120 | RR Track on wood ties
| 06 | 10 | 130 | RR Switches Remote Operation
| 06 | 10 | 140 | RR Turnouts Manual Operation & Track Bumpers
| 06 | 10 | 150 | RR Road Crossings (flashers, gates, sensors, signs)
| 06 | 10 | 160 | RR Road Crossings (signs only)
| 06 | 10 | 170 | RR Misc signal lights, electrical and I&C
| 06 | 10 | 180 | RR Bridge
| 06 | 10 | 190 | Site Switching Locomotive (optional)
| 06 | 10 | 200 | RR Coal Cars (optional)
| 07 | HIGH VOLTAGE ELECTRICAL SWITCH YARD
| 07 | 10 | High Voltage Electrical Switchyard
| 07 | 10 | 100 | 500kV Substation - misc. items, permitting
| 07 | 10 | 150 | 500kV Circuit Breaker
| 07 | 10 | 200 | 500kV Disconnect Switch
| 07 | 10 | 250 | Steel Support Structures
| 07 | 10 | 300 | Relaying, Metering, UPS & Control Equipment & Enclosures
| 07 | 10 | 350 | 500kV Interconnecting Cable & Raceway
| 07 | 10 | 400 | 500kV Aux Power Interconnect
| 07 | 10 | 450 | Substation Trench
| 07 | 10 | 500 | Substation Overhead Line Structures
| 07 | 10 | 550 | Equipment Foundations
| 07 | 10 | 600 | Electrical Controls Building Foundation
| 08 | CIVIL/STRUCTURAL CONSTRUCTION
| 08 | 10 | Demolition
| 08 | 10 | 100 | Structures
| 08 | 10 | 200 | Foundations
| 08 | 10 | 300 | Above Ground Piping
| 08 | 10 | 400 | Below Ground Piping
| 08 | 10 | 500 | Equipment
| 08 | 10 | 600 | Above Ground Electrical
| 08 | 10 | 700 | Below Ground Electrical
| 08 | 20 | Sitework
| 08 | 20 | 100 | Coal Handling Area Earthwork
| 08 | 20 | 105 | Coal Pile Area Impermeable Liner
| 08 | 20 | 110 | Coal Pile Area Liner Protective Cover
| 08 | 20 | 115 | Coal Pile Ground Water Monitoring Wells
| 08 | 20 | 120 | Coal Pile run-off Pipe to Water Recycle Basin
| 08 | 20 | 125 | Coal Pile run-off Sedimentation Basin Berm
| 08 | 20 | 130 | Coal Pile run-off Sedimentation Basin Earthwork
| 08 | 20 | 135 | Coal Pile run-off Sedimentation Basin Liner
| 08 | 20 | 140 | Coal Pile run-off Sump & Lift Station
| 08 | 20 | 145 | Dewatering
| 08 | 20 | 150 | Erosion Control Measures
| 08 | 20 | 155 | Evaporation Pond Berm
| 08 | 20 | 160 | Evaporation Pond Earthwork
| 08 | 20 | 165 | Evaporation Pond Ground Water Monitoring Wells
| 08 | 20 | 170 | Evaporation Pond Liner
| 08 | 20 | 175 | Excavate for Construction Laydown
| 08 | 20 | 180 | Excavate for Construction Offices
| 08 | 20 | 185 | Excavate for Construction Parking
| 08 | 20 | 190 | Excavate for Water Recycle Basin & Pumphouse
| 08 | 20 | 195 | Excavate Wastewater Collection Basin & Pumphouse
| 08 | 20 | 200 | Fire Protection - piping & hydrants, ductile iron
| 08 | 20 | 205 | Fuel Oil Storage Spill Containment Berm
| 08 | 20 | 210 | Fuel Oil Storage Spill Containment Liner
| 08 | 20 | 215 | Fuel Oil Sump Discharge Piping to Plant Oily Wastewater
| 08 | 20 | 220 | Fuel Oil Sump Well & Pump
| 08 | 20 | 225 | General Excavation
| 08 | 20 | 230 | General Fill
| 08 | 20 | 235 | Grade for Coal Pile Open Trench Storm Drains
| 08 | 20 | 240 | Grade for Main Site Open Trench Storm Drains
| 08 | 20 | 245 | Limestone Area Sedimentation Basin Earthwork
| 08 | 20 | 250 | Limestone Area Sedimentation Basin Berm
| 08 | 20 | 255 | Limestone Area Sedimentation Basin Liner
| 08 | 20 | 260 | Oil Water Separators, Coal, Plant, Fuel Oil Areas
| 08 | 20 | 265 | Raw Water Storage Pond berm
| 08 | 20 | 270 | Raw Water Storage Pond earthwork
| 08 | 20 | 275 | Sanitary Plant Discharge Piping to Wastewater Basin
| 08 | 20 | 280 | Sanitary Sewer Lift Stations
| 08 | 20 | 285 | Sanitary Treatment Plant, Extended Aeration
| 08 | 20 | 290 | Sanitary Waste Piping & Manholes
| 08 | 20 | 295 | Stone Surfacing - site construction parking
| 08 | 20 | 300 | Stone Surfacing - construction laydown areas
| 08 | 20 | 305 | Stone Surfacing - site construction trailers
| 08 | 20 | 310 | Stone Surfacing - site finishing
| 08 | 20 | 315 | Storm Drain Manholes & Catch Basins w/ cover
| 08 | 20 | 320 | Storm Drain Piping & Culverts
| 08 | 20 | 325 | Storm Drains Lift Station Structure w/ pumps
| 08 | 20 | 330 | Topsoil Stripping/Stockpiling
| 08 | 20 | 335 | Underground Piping - earth excavation
| 08 | 20 | 340 | Underground Piping - rock excavation
| 08 | 20 | 345 | Waste Water Collection - basin & pumphouse
| 08 | 20 | 350 | Water Recycle - basin & pumphouse
| 08 | 30 | Foundation Earthwork
| 08 | 30 | 100 | Structural Earth Excavation Main Power Block Structures
| 08 | 30 | 110 | Structural Rock Excavation Main Power Block Structures
| 08 | 30 | 120 | Structural Backfill (using excavated material)
| 08 | 30 | 130 | Spoil Disposal - main structures
| 08 | 30 | 140 | Structural Earth Excavation - site out buildings & structures
| 08 | 30 | 150 | Structural Rock Excavation - site out buildings & structures
| 08 | 30 | 160 | Structural Backfill (using excavated material)
| 08 | 30 | 170 | Spoil Disposal - site out buildings & structures
| 08 | 30 | 180 | Structural Earth Excav. Circ Water Pipes, Header & Intake Str.
| 08 | 30 | 190 | Structural Rock Excav. Circ Water Pipes, Header & Intake Str.
| 08 | 30 | 200 | Structural Backfill Circ Water Pipes, Header, Intake Str.
| 08 | 30 | 210 | Spoil Disposal - Circ Water Pipes, Header, Intake Str.
| 08 | 30 | 220 | Structural Earth Excavation Cooling Tower Basin
| 08 | 30 | 230 | Structural Rock Excavation Cooling Tower Basin
| 08 | 30 | 240 | Structural Backfill - cooling tower basin
| 08 | 30 | 250 | Spoil Disposal - cooling tower basin
| 08 | 40 | Piling & Caissons
| 08 | 40 | 100 | Bearing Piles
| 08 | 40 | 200 | Sheetpiles
| 08 | 50 | Concrete Work
| 08 | 50 | 100 | Auxiliary Boiler Building
| 08 | 50 | 105 | Administration/Control Bldg Elevated Floor Slabs
| 08 | 50 | 110 | Administration/Control Building foundation
| 08 | 50 | 115 | Air Cooled Condenser
| 08 | 50 | 120 | Ammonia Storage Tanks & Pumps Foundations
| 08 | 50 | 125 | Ammonia Unloading Facility
| 08 | 50 | 130 | Ash Haul Truck Maintenance Building
| 08 | 50 | 135 | Boiler Area Elevated Slabs
| 08 | 50 | 140 | Boiler Area Floor Drains Sump
| 08 | 50 | 145 | Boiler Area Floor Fill Slab
| 08 | 50 | 150 | Bottom Ash Storage Bunker
| 08 | 50 | 155 | Chimney Foundation
| 08 | 50 | 160 | Circulating Water Pump Structure
| 08 | 50 | 165 | Coal Car Dumper Building
| 08 | 50 | 170 | Coal Car Dumper Conveyor Tunnel
| 08 | 50 | 175 | Coal Car Dumper Power & Control Building
| 08 | 50 | 180 | Coal Car Thaw Shed
| 08 | 50 | 185 | Coal Car Train Positioner Shed
| 08 | 50 | 190 | Coal Conveyor Belt Tension Foundations
| 08 | 50 | 195 | Coal Conveyor Bent Foundations
| 08 | 50 | 200 | Coal Crusher Building
| 08 | 50 | 205 | Coal Live Storage Dome/Barn
| 08 | 50 | 210 | Coal Pile run-off Sump & Pumphouse
| 08 | 50 | 215 | Coal Reclaim Hopper Conveyor Tunnel
| 08 | 50 | 220 | Coal Storage
| 08 | 50 | 225 | Coal Storage Eqt Foundations for Stack/Reclaim
| 08 | 50 | 230 | Coal Transfer House
| 08 | 50 | 235 | Condensate Storage Tank Foundation
| 08 | 50 | 240 | Cooling Tower Basin
| 08 | 50 | 245 | Cooling Tower Water Treatment & Elect. Facility Foundation
| 08 | 50 | 250 | Demineralized Water Tank Foundation
| 08 | 50 | 255 | Dry Fly Ash Transfer Tanks Foundations
| 08 | 50 | 260 | Emergency Coal Reclaim
| 08 | 50 | 265 | Emergency Diesel Generator & Tank Foundation
| 08 | 50 | 270 | Eqt Fdn - auxiliary power transformers
| 08 | 50 | 275 | Eqt Fdn - BFP turbine pedestal
| 08 | 50 | 280 | Eqt Fdn - ID fans
| 08 | 50 | 285 | Eqt Fdn - main step-up transformer
| 08 | 50 | 290 | Eqt Fdn - PA fan pedestals
| 08 | 50 | 295 | Eqt Fdn - pumps & misc. equipment
| 08 | 50 | 300 | Eqt Fdn - SA fan pedestals
| 08 | 50 | 305 | Eqt Fdn - secondary aux power transformers
| 08 | 50 | 310 | Eqt Fdn - steam turbine pedestal
| 08 | 50 | 315 | Eqt Fdn - transformer rire walls
| 08 | 50 | 320 | Fabric Filter Baghouse Foundation
| 08 | 50 | 325 | Fire & Service Water Storage Tank Foundation
| 08 | 50 | 330 | Fly Ash Silos
| 08 | 50 | 335 | Footings - condenser support
| 08 | 50 | 340 | Fuel Oil Spill Containment Sump
| 08 | 50 | 345 | Fuel Oil Tank Containment Berm
| 08 | 50 | 350 | Fuel Oil Tank Foundation
| 08 | 50 | 355 | Grouting (equipment & steel)
| 08 | 50 | 360 | Gypsum Conveyor Belt Tension Foundations
| 08 | 50 | 365 | Gypsum Conveyor Bent Foundations
| 08 | 50 | 370 | Gypsum Rail Car Loading Facility Hoppers
| 08 | 50 | 375 | Gypsum Storage Area for Stack/Reclaim
| 08 | 50 | 380 | Limestone Area Sedimentation Pond Pumphouse
| 08 | 50 | 385 | Limestone Conveyor Belt Tension Foundations
| 08 | 50 | 390 | Limestone Conveyor Bent Foundations
| 08 | 50 | 395 | Limestone Reclaim Hopper
| 08 | 50 | 400 | Limestone Storage Reclaim Conveyor Tunnel
| 08 | 50 | 405 | Limestone Transfer Houses
| 08 | 50 | 410 | Main Gate Security Building
| 08 | 50 | 415 | Mat Foundation Boiler Building
| 08 | 50 | 420 | Mat Foundation Steam Turbine Bldg
| 08 | 50 | 425 | Miscellaneous - pipe/elec/platforms/yard
| 08 | 50 | 430 | Miscellaneous Structures Concrete @ 3%
| 08 | 50 | 435 | Mobile Equipment Fuel Oil Forwarding Pumphouse
| 08 | 50 | 440 | Owners Warehouse
| 08 | 50 | 445 | Piers - condenser support
| 08 | 50 | 450 | Powdered Activated Carbon Silo
| 08 | 50 | 455 | Power Block Area Sump & Pumphouse
| 08 | 50 | 460 | Rail Car Fuel Oil Tank Containment Berm
| 08 | 50 | 465 | Rail Car Fuel Oil Tank Foundation
| 08 | 50 | 470 | Rail Car Fuel Oil Unloading Facilities
| 08 | 50 | 475 | Rail Car Limestone Unloading Conveyor Tunnel
| 08 | 50 | 480 | Rail Car Limestone Unloading Hopper
| 08 | 50 | 485 | Rail Car Maintenance Building
| 08 | 50 | 490 | Railroad Bridge Overpass
| 08 | 50 | 495 | Reactant Prep & Dewatering Building Foundation
| 08 | 50 | 500 | Reagent Feed Tank
| 08 | 50 | 505 | Reclaim Water Tank Foundation
| 08 | 50 | 510 | Sanitary Waste (Brine) Treatment Facility Foundation
| 08 | 50 | 515 | SCR Foundations
| 08 | 50 | 520 | Side Stream Softening Equipment
| 08 | 50 | 525 | Site Fire Protection Pumphouse
| 08 | 50 | 530 | Spread Footings & Piers Duct Supports
| 08 | 50 | 535 | Spread Footings & Piers Pipe Racks
| 08 | 50 | 540 | Truck Fuel Oil Unloading Facilities
| 08 | 50 | 545 | Turbine Area Floor Drains Sump
| 08 | 50 | 550 | Turbine Area Floor Fill Slab
| 08 | 50 | 555 | Turbine Building Operating Floor Slab
| 08 | 50 | 560 | Wastewater Treatment Buildings, enclosures & tank foundations
| 08 | 50 | 565 | Wastewater/Silos
| 08 | 50 | 570 | Water Recycle Basin & Pumphouse
| 08 | 50 | 575 | Water Treatment Facilities & Chemical Tank Foundations
| 08 | 50 | 580 | Wet FGD & Wet Precipitator Foundations
| 08 | 50 | 585 | Yard Maintenance Building
| 08 | 50 | 590 | Waste Concrete @ 1.5%
| 08 | 60 | Structural Architectural
| 08 | 60 | 100 | Ammonia Unloading & Storage Canopies
| 08 | 60 | 105 | Boiler Building - adjustable wall louvers
| 08 | 60 | 110 | Boiler Building - built-up roof
| 08 | 60 | 115 | Boiler Building - metal siding
| 08 | 60 | 120 | Coal Car Dumper Building
| 08 | 60 | 125 | Coal Car Maintenance Facility
| 08 | 60 | 130 | Coal Car Thaw Shed
| 08 | 60 | 135 | Coal Car Train Positioner Shed
| 08 | 60 | 140 | Coal Conveyor Belt Tension Enclosure
| 08 | 60 | 145 | Coal Conveyor Belt Tension Enclosures
| 08 | 60 | 150 | Coal Crusher/Control Building
| 08 | 60 | 155 | Coal Handling Eqt Maintenance Facility
| 08 | 60 | 160 | Coal Pile run-off Sump & Pumphouse
| 08 | 60 | 165 | Coal Pile run-off Sump & Pumphouse
| 08 | 60 | 170 | Coal Storage Shed for Coal Stack/Reclaim
| 08 | 60 | 175 | Coal Transfer House
| 08 | 60 | 180 | Cooling Tower, pre-engineered - Elect, Chem. Feed, I&C Bldg.
| 08 | 60 | 185 | Elevator - freight
| 08 | 60 | 190 | Elevator - passenger (for ea boiler unit)
| 08 | 60 | 195 | Emergency Diesel Generator Enclosure
| 08 | 60 | 200 | Exterior Doors - steel
| 08 | 60 | 205 | Fire Pumphouse Structure
| 08 | 60 | 210 | Freight Elevator
| 08 | 60 | 215 | Fuel Oil Forwarding Pump House
| 08 | 60 | 220 | Gypsum Storage Shed for Stack/Reclaim
| 08 | 60 | 225 | HVAC System Allowance
| 08 | 60 | 230 | Interior Doors - steel
| 08 | 60 | 235 | Limestone Area Sedimentation Pond Pumphouse
| 08 | 60 | 240 | Limestone Transfer Houses
| 08 | 60 | 245 | Limestone/Gypsum Conveyor Belt Tension Enclosure
| 08 | 60 | 250 | Main Gate Security Building
| 08 | 60 | 255 | Masonry Walls CMU
| 08 | 60 | 260 | Overhead Rolling Doors - steel
| 08 | 60 | 265 | Owners Construction Office Building
| 08 | 60 | 270 | Owners Construction Warehouses
| 08 | 60 | 275 | Painting - equipment
| 08 | 60 | 280 | Painting - non-insulated piping
| 08 | 60 | 285 | Painting - structural steel, grating, handrail finish coat
| 08 | 60 | 290 | Painting - structures
| 08 | 60 | 295 | Painting - turbine room floor epoxy finish
| 08 | 60 | 300 | Power Block Area Sump & Pumphouse
| 08 | 60 | 305 | Pre-Engineered Circ Water Pump House
| 08 | 60 | 310 | Roof Drains
| 08 | 60 | 315 | Safety Shower & Eyewash Stations
| 08 | 60 | 320 | Sanitary Treatment Enclosure
| 08 | 60 | 325 | Structural Steel - boiler & turbine buildings
| 08 | 60 | 330 | Structural Steel - boiler roof deck
| 08 | 60 | 335 | Structural Steel - checkered plate
| 08 | 60 | 340 | Structural Steel - coal silos
| 08 | 60 | 345 | Structural Steel - duct support steel
| 08 | 60 | 350 | Structural Steel - grating
| 08 | 60 | 355 | Structural Steel - handrails with toe plate
| 08 | 60 | 360 | Structural Steel - ladders - caged
| 08 | 60 | 365 | Structural Steel - misc. pipe/elec supports
| 08 | 60 | 370 | Structural Steel - misc. platforms
| 08 | 60 | 375 | Structural Steel - stair treads
| 08 | 60 | 380 | Structural Steel - turbine roof deck
| 08 | 60 | 385 | Trench Floor Drain Cover
| 08 | 60 | 390 | Truck Fly Ash Loading Facilities
| 08 | 60 | 395 | Turbine Building Built-up Roof
| 08 | 60 | 400 | Turbine Building Metal Siding
| 08 | 60 | 405 | Waste Water Collection Basin & Pumphouse
| 08 | 60 | 410 | Wastewater Treatment Buildings & Enclosures
| 08 | 60 | 415 | Water Recycle Basin & Pumphouse
| 08 | 60 | 420 | Water Treatment Facilities
| 08 | 60 | 425 | Well Water Pre-Treatment Building (Incl. w/ waste Trtmt building)
| 08 | 70 | Site Finishing & Misc.
| 08 | 70 | 100 | Finish Grading Around Foundations
| 08 | 70 | 105 | Roads - asphalt paving main site roads & parking lots
| 08 | 70 | 110 | Roads - earthwork - main roads excavation & grading
| 08 | 70 | 115 | Roads - main roads aggregate base course
| 08 | 70 | 120 | Roads - haul roads treated gravel
| 08 | 70 | 125 | Roads - construction roads treated gravel
| 08 | 70 | 130 | Site Improvements - main gate security facilities
| 08 | 70 | 135 | Site Improvements - road lighting fixtures & cable
| 08 | 70 | 140 | Site Improvements - site entrance sign & landscaping
| 08 | 70 | 145 | Site Improvements - landscaping at admin building
| 08 | 70 | 150 | Site Improvements - site security boundary fencing
| 08 | 70 | 155 | Site Surveying
| 08 | 70 | 160 | Site Finishing - seed & stabilize earthwork
| 09 | MECHANICAL CONSTRUCTION
| 09 | 10 | Critical Piping Systems
| 09 | 10 | 100 | Main Steam
| 09 | 10 | 200 | Hot Reheat
| 09 | 10 | 300 | Cold Reheat
| 09 | 10 | 400 | Boiler Feed Water
| 09 | 10 | 500 | Extraction to BFP Turbine
| 09 | 20 | Above Ground Large Bore Systems
| 09 | 20 | 100 | Ammonia Bulk Storage
| 09 | 20 | 105 | Ammonia Feed to SCR
| 09 | 20 | 110 | Ash Conditioning Water
| 09 | 20 | 115 | Ash Recirc Water
| 09 | 20 | 120 | Aux Condensate Return
| 09 | 20 | 125 | Aux Steam
| 09 | 20 | 130 | Auxiliary Steam Drains Returns
| 09 | 20 | 135 | BFP Seal Injection
| 09 | 20 | 140 | Boiler Drains
| 09 | 20 | 145 | Building Drains
| 09 | 20 | 150 | Building Fire Protection
| 09 | 20 | 155 | Building Sump Pumps
| 09 | 20 | 160 | Caustic & Acid Fill
| 09 | 20 | 165 | Chemical Cleaning
| 09 | 20 | 170 | Chemical Feed
| 09 | 20 | 175 | Chilled Water
| 09 | 20 | 180 | Circulating Water at Condenser
| 09 | 20 | 185 | Circulating Water Chlorination
| 09 | 20 | 190 | Condensate
| 09 | 20 | 195 | Condensate Polishing
| 09 | 20 | 200 | Condensate to Demin
| 09 | 20 | 205 | Condenser Air Removal
| 09 | 20 | 210 | Condenser Tube Cleaning
| 09 | 20 | 215 | Cooling Tower Blowdown
| 09 | 20 | 220 | Cooling Tower Makeup Water Pipe
| 09 | 20 | 225 | Cooling Water
| 09 | 20 | 230 | Deaerator Vent
| 09 | 20 | 235 | Demineralized Water
| 09 | 20 | 240 | Equipment Vents
| 09 | 20 | 245 | Extraction Steam
| 09 | 20 | 250 | Fire Pumps
| 09 | 20 | 255 | Fly Ash
| 09 | 20 | 260 | Generator Seal Oil
| 09 | 20 | 265 | Gypsum Slurry to Dewatering
| 09 | 20 | 270 | Heater Drains
| 09 | 20 | 275 | Heater Vents & Drains
| 09 | 20 | 280 | Ignition Fuel Oil
| 09 | 20 | 285 | Inert Gas
| 09 | 20 | 290 | Intake Pump House Trash Rack Cleaning
| 09 | 20 | 295 | Natural Gas
| 09 | 20 | 300 | Potable Water
| 09 | 20 | 305 | Pre-Treatment Water to Service Water tank
| 09 | 20 | 310 | Sanitary Waste
| 09 | 20 | 315 | Seal Oil
| 09 | 20 | 320 | Service Air
| 09 | 20 | 325 | Stator Cooling
| 09 | 20 | 330 | Steam Seal
| 09 | 20 | 335 | Turbine Drains
| 09 | 20 | 340 | Turbine Lube Oil
| 09 | 20 | 345 | Turbine Oil Purification
| 09 | 20 | 350 | Wastewater Treatment
| 09 | 20 | 355 | Water Quality Analysis
| 09 | 20 | 360 | Well Water to Pre-Treatment Facility
| 09 | 20 | 365 | CS A53 Std
| 09 | 20 | 370 | CS A106B
| 09 | 30 | Above Ground Small Bore Systems
| 09 | 30 | 100 | Alloy - SS
| 09 | 30 | 110 | A53 Std 2" and Under
| 09 | 30 | 120 | A106B
| 09 | 30 | 130 | Demin Water
| 09 | 30 | 140 | Instrument Air
| 09 | 30 | 150 | Instrument Piping
| 09 | 30 | 160 | Instrument Air Supply
| 09 | 30 | 170 | Service Air Piping
| 09 | 40 | Below Ground Large Bore
| 09 | 40 | 100 | A53 Std CS 8"
| 09 | 40 | 110 | A106B Std CS 4"
| 09 | 40 | 120 | Circulating Water
| 09 | 40 | 130 | Service Water
| 09 | 50 | Mechanical Valves
| 09 | 50 | 100 | Large Bore HP 3800#
| 09 | 50 | 110 | Large Bore HP 900# to 3800#
| 09 | 50 | 120 | Large Bore LP Circ Water
| 09 | 50 | 130 | Large Bore General Service
| 09 | 50 | 140 | Small Bore HP 3800# Alloy
| 09 | 50 | 150 | Small Bore HP 1500# Alloy & CS
| 09 | 50 | 160 | Small Bore Class 800
| 09 | 50 | 170 | Small Bore Bronze
| 09 | 50 | 180 | Small Bore - instrument piping
| 09 | 50 | 190 | I/A Supply
| 09 | 60 | Mechanical Insulation & Coatings
| 09 | 60 | 100 | Piping Large Bore High Temp
| 09 | 60 | 110 | Piping Large Bore BOP
| 09 | 60 | 120 | Piping Small Bore
| 09 | 60 | 130 | Piping Freeze Protection
| 09 | 60 | 140 | BOP Equipment
| 09 | 70 | Engineered Hangers & Supports
| 09 | 70 | 100 | Hangers & Supports - (small bore rigid)
| 09 | 70 | 110 | Hangers & Supports - (large bore engineered)
| 09 | 70 | 120 | Hangers & Supports - (large bore rigid)
| 09 | 70 | 130 | Grade Supports
| 09 | 80 | Mechanical Accessories & Misc.
| 09 | 80 | 100 | Expansion Joints - circ water
| 09 | 80 | 110 | Fire Protection Systems - hydrants & accessories
| 09 | 80 | 120 | Fire Pumps - main & jockey
| 09 | 80 | 130 | Flushes & Hydro Test
| 09 | 80 | 140 | I/A Supply Filter Regulators
| 09 | 80 | 150 | Miscellaneous Specialties
| 09 | 80 | 160 | Miscellaneous Strainers, Traps, Expansion Joints
| 09 | 80 | 170 | Miscellaneous Trolleys & Hoists
| 09 | 80 | 180 | Piping non Destructive Examination
| 09 | 80 | 190 | Steam Blows
| 09 | 80 | 200 | Stress Relieving LB Alloy
| 09 | 90 | Balance of Plant (BOP) Mechanical Equipment
| 09 | 90 | 100 | Air Compressors - receivers & dryers
| 09 | 90 | 105 | Air Cooled Condenser
| 09 | 90 | 110 | Aqueous Ammonia System - unloading, storage, forwarding
| 09 | 90 | 115 | Aux Boiler Deaerator
| 09 | 90 | 120 | Auxiliary Boiler
| 09 | 90 | 125 | Auxiliary Boiler Steel Stack 160' High
| 09 | 90 | 130 | Baghouse Air Compressors
| 09 | 90 | 135 | Baghouse Air Dryers
| 09 | 90 | 140 | Baghouse Air Receivers
| 09 | 90 | 145 | Blowdown Tank
| 09 | 90 | 150 | Brine Concentrator (turn key installation)
| 09 | 90 | 155 | Closed Cooling Water Exchanger
| 09 | 90 | 160 | Closed Cooling Water Inhibitor Mixing Pot
| 09 | 90 | 165 | Coal Yard Air Compressors
| 09 | 90 | 170 | Coal Yard Air Dryers
| 09 | 90 | 175 | Coal Yard Air Receivers
| 09 | 90 | 180 | Compressed Gas Storage System (H2)
| 09 | 90 | 185 | Compressed Gas Storage System (N2)
| 09 | 90 | 190 | Compressed Gas Storage System (CO2)
| 09 | 90 | 195 | Cooling Tower - mechanical draft
| 09 | 90 | 200 | Deaerator Heater 6
| 09 | 90 | 205 | Demineralized System Dual 100% Trains
| 09 | 90 | 210 | HP Heater 7
| 09 | 90 | 215 | HP Heater 8
| 09 | 90 | 220 | HP Heater 9
| 09 | 90 | 225 | ID Fans
| 09 | 90 | 230 | Instrument Air Receivers
| 09 | 90 | 235 | LP Heater 1
| 09 | 90 | 240 | LP Heater 2
| 09 | 90 | 245 | LP Heater 3
| 09 | 90 | 250 | LP Heater 4
| 09 | 90 | 255 | LP Heater 5
| 09 | 90 | 260 | Lube Oil Purifier Boiler Feed Pump Turbine
| 09 | 90 | 265 | Main Condenser
| 09 | 90 | 270 | Mixed Bed Ion Exchange Tank
| 09 | 90 | 275 | Oil/Water Separator
| 09 | 90 | 280 | Polisher - Condensate
| 09 | 90 | 285 | Pump Chemical Feed - amine feed
| 09 | 90 | 290 | Pump Chemical Feed - dispersant feed skid
| 09 | 90 | 295 | Pump Chemical Feed - oxygen savenger skid
| 09 | 90 | 300 | Pump Chemical Feed - sulfuric acid feed skid
| 09 | 90 | 305 | Pump Fuel Oil Unloading
| 09 | 90 | 310 | Pump Ignition Fuel Oil Forwarding
| 09 | 90 | 315 | Pump Lube Oil Transfer
| 09 | 90 | 320 | Pump Skid Chemical Feed - circ water scale corrosion inhibitor
| 09 | 90 | 325 | Pump Skid Chemical Feed - circ water sodium hypochlorite
| 09 | 90 | 330 | Pumps - circulating water
| 09 | 90 | 335 | Pumps - circulating water blowdown
| 09 | 90 | 340 | Pumps - aux boiler feed
| 09 | 90 | 345 | Pumps - aux boiler fuel oil
| 09 | 90 | 350 | Pumps - aux cooling water
| 09 | 90 | 355 | Pumps - boiler feed start-up
| 09 | 90 | 360 | Pumps - boiler feed turbine drives
| 09 | 90 | 365 | Pumps - boiler feedwater
| 09 | 90 | 370 | Pumps - boiler fill
| 09 | 90 | 375 | Pumps - closed cooling water
| 09 | 90 | 380 | Pumps - condensate
| 09 | 90 | 385 | Pumps - condensate transfer
| 09 | 90 | 390 | Pumps - demin water transfer
| 09 | 90 | 395 | Pumps - diesel driven fire
| 09 | 90 | 400 | Pumps - heater drain pumps 1 x 100% LP
| 09 | 90 | 405 | Pumps - miscellaneous 2 x %100
| 09 | 90 | 410 | Pumps - service water
| 09 | 90 | 415 | Pumps - sump - blowdown, waste water
| 09 | 90 | 420 | Pumps - sump - truck dump
| 09 | 90 | 425 | Pumps - treated water transfer to serv water tank
| 09 | 90 | 430 | Sample Analysis Panel
| 09 | 90 | 435 | Service Water Multi-Media Pressure Filters System
| 09 | 90 | 440 | Steam and Water Sample Panel w/ Coolers
| 09 | 90 | 445 | Steam Turbine - gland wxhausters
| 09 | 90 | 450 | Steam Turbine - gland steam condenser
| 09 | 90 | 455 | Steam Turbine Clean/Dirty Lube Oil Reservoir
| 09 | 90 | 460 | Steam Turbine Generator
| 09 | 90 | 465 | Steam Turbine Lube Oil Purifier
| 09 | 90 | 470 | Tank - 100,000 gal treated water surge - field erected
| 09 | 90 | 475 | Tank - 20,000 gal potable water storage - field erected
| 09 | 90 | 480 | Tank - 250,000 gal condensate storage - field erected
| 09 | 90 | 485 | Tank - 400,000 gal fire/service water - field erected
| 09 | 90 | 490 | Tank - aux cooling surge tank
| 09 | 90 | 495 | Tank - closed cooling water expansion
| 09 | 90 | 500 | Tank - demin water storage
| 09 | 90 | 505 | Tank - instrument air receiver
| 09 | 90 | 510 | Tank - plant fuel oil storage
| 09 | 90 | 515 | Tank - RR refueling oil storage
| 09 | 90 | 520 | Tank - turbine drains
| 09 | 90 | 525 | Tank Chemical Feed - circ water sodium hypochlorite
| 09 | 90 | 530 | Tank Chemical Feed - circ water sulfuric acid storage
| 09 | 90 | 535 | Turbine Room Bridge Crane - 100T
| 09 | 90 | 540 | Waste Water Treatment System
| 09 | 90 | 545 | Water Treatment Equipment
| 09 | 90 | 550 | Well Water Pre-Treatment System
| 10 | ELECTRICAL CONSTRUCTION
| 10 | 10 | Electrical Equipment
| 10 | 10 | 100 | Bus 13.8kV non-seg
| 10 | 10 | 110 | Bus Excitor DC
| 10 | 10 | 120 | Bus Isolated Phase
| 10 | 10 | 130 | Emergency Diesel Generator
| 10 | 10 | 140 | Generator Breaker
| 10 | 10 | 150 | Generator Bus Duct
| 10 | 10 | 160 | Lighting Transformers
| 10 | 10 | 170 | LV Switchgear - 480V
| 10 | 10 | 180 | Motor Control Centers - LV 480V
| 10 | 10 | 190 | MV Switchgear - 13.8kV
| 10 | 10 | 200 | Panelboards 480/120 & 480/277/120
| 10 | 10 | 210 | Plant Network System
| 10 | 10 | 220 | Plant Security System
| 10 | 10 | 230 | Plant Telephone System
| 10 | 10 | 240 | Relay Panels
| 10 | 10 | 250 | Secondary Unit Substations
| 10 | 10 | 260 | Station Batteries 125 Volt DC
| 10 | 10 | 270 | Transformer Aux Power
| 10 | 10 | 280 | Transformer GSU
| 10 | 10 | 290 | Transformer non-seg Bus
| 10 | 10 | 300 | Transformer Station Service
| 10 | 10 | 310 | UPS (120VAC) Gas Cleaning Area
| 10 | 10 | 320 | UPS (120VAC) Main Power House
| 10 | 10 | 330 | UPS (120VAC) Coal Area
| 10 | 20 | Electrical Commodities
| 10 | 20 | 100 | Bus-Duct - 6.9kV Copper w/ fittings & supports
| 10 | 20 | 110 | Bus-Duct - 480V Copper w/ fittings & supports
| 10 | 20 | 120 | Cable - 600 Volt Power
| 10 | 20 | 130 | Cable - control
| 10 | 20 | 140 | Cable - data highway
| 10 | 20 | 150 | Cable - fiber optic
| 10 | 20 | 160 | Cable - instrument
| 10 | 20 | 170 | Cable - lighting
| 10 | 20 | 180 | Cable - medium voltage (15kV cable)
| 10 | 20 | 190 | Cable - medium voltage (6.9kV Cable)
| 10 | 20 | 200 | Cable - overhead conductor to substation
| 10 | 20 | 210 | Cable - permanent telephone line
| 10 | 20 | 220 | Cable Terminations
| 10 | 20 | 230 | Cable Tray
| 10 | 20 | 240 | Cathodic Protection System
| 10 | 20 | 250 | Conduit - above ground (AG)
| 10 | 20 | 260 | Conduit - below ground (BG)
| 10 | 20 | 270 | Conduit - lighting AG
| 10 | 20 | 280 | Conduit UnderGround (UG) - concrete ductbank incl excav
| 10 | 20 | 290 | Electrical Circuit Testing
| 10 | 20 | 300 | Freeze Protection System
| 10 | 20 | 310 | Grounding
| 10 | 20 | 320 | Junction Boxes
| 10 | 20 | 330 | Lighting - emergency
| 10 | 20 | 340 | Lighting - exit
| 10 | 20 | 350 | Lighting - fixtures
| 10 | 20 | 360 | Lighting - fixtures - fluorescent
| 10 | 20 | 370 | Lighting - light mast
| 10 | 20 | 380 | Lighting - outdoor fixtures
| 10 | 20 | 390 | Lighting - outdoor gixtures - pole
| 10 | 20 | 400 | Lighting - receptacles & switches
| 10 | 20 | 410 | Welding Receptacles
| 10 | 30
| 10 | 40 | Instrumentation & Controls
| 10 | 40 | 100 | Boiler Instrument Devices
| 10 | 40 | 110 | BOP Instrument Devices
| 10 | 40 | 120 | Instrument Racks & Enclosures
| 10 | 40 | 130 | Flow Element - nozzle (supply)
| 10 | 40 | 140 | Vibration Monitoring
| 10 | 40 | 150 | Control Valves - supply
| 10 | 40 | 160 | Control Valves - LB alloy
| 10 | 40 | 170 | Control Valves - SB alloy
| 10 | 40 | 180 | Control Valves -
| 10 | 40 | 190 | Instrument Piping 2&3 - valve manifolds
| 10 | 40 | 200 | Instrument Tubing - copper
| 10 | 40 | 210 | Instrument Tubing - stainless steel
| 10 | 40 | 220 | Instrument Calibration
| 10 | 50 | Plant Control System
| 10 | 50 | 100 | DCS w/ configuration, interfaces, field support, bulks
| 10 | 50 | 110 | DCS Simulator
| 10 | 50 | 120 | DCS 1/2 Unit Interface
| 10 | 50 | 130 | PLC Hardware w/ configuation, aux controls, bulks
| 10 | 60 | Environmental Monitoring
| 10 | 60 | 100 | Continuous Emissions Monitoring Equipment (CEMS)
| 11 | CONSTRUCTION INDIRECTS
| 11 | 10 | Construction Site
| 11 | 10 | 100 | Construction Field Staff
| 11 | 10 | 150 | Construction Field Staff Expenses
| 11 | 10 | 200 | Construction Equipment
| 11 | 10 | 300 | Scaffolding
| 11 | 10 | 320 | Small Tools
| 11 | 10 | 400 | Consumable Materials & Safety Supplies
| 11 | 10 | 500 | Field Office Expenses
| 11 | 10 | 600 | Temporary Facilities
| 11 | 10 | 650 | Temporary Utilities
| 11 | 10 | 700 | Support Craft & Site Services
| 11 | 10 | 750 | Site Safety
| 11 | 10 | 800 | Sales Tax - on consumable materials and equipment rental
| 11 | 10 | 850 | Construction Permits
| 11 | 20 | Construction Testing
| 11 | 20 | 100 | Construction Testing
| 11 | 20 | 110 | Performance Testing
| 11 | 30 | Construction Start-up Support
| 11 | 30 | 100 | Start-up Supervision
| 11 | 30 | 110 | Preoperational Testing, Startup & Commissioning
| 11 | 40 | Contractor Home Office Expenses
| 11 | 40 | 100 | JV Expenses
| 11 | 40 | 110 | LD Insurance
| 11 | 40 | 120 | Comprehensive General Liability (CGL) Insurance
| 11 | 40 | 130 | Warranty Reserve
| 11 | 40 | 140 | Legal & Accounting Expenses
| 11 | 40 | 150 | Start-Up and Commissioning, Testing
| 11 | 40 | 160 | Consumables, Commissioning & First Year Spares
| 11 | 40 | 170 | EPC Contractor Profit Margin
| 11 | 40 | 180 | Performance Bond
| 12 | PROJECT INDIRECTS
| 12 | 10 | Project Management (PM, CM & Procurement)
| 12 | 20 | Power Plant Design Engineering
| 13 | ESCALATION
| 13 | 10 | Labor Escalation
| 13 | 20 | Material Escalation
| 14 | OWNER COSTS
| 14 | 10 | Project Development
| 14 | 13 | Construction Power
| 14 | 16 | Owner Operations Personnel
| 14 | 19 | Owner's Project Management
| 14 | 22 | Owner's Legal Counsel
| 14 | 25 | Operator Training
| 14 | 28 | Owner Startup Engineering
| 14 | 31 | Permitting, License Fees & Environmental Compliance
| 14 | 34 | Highway Improvements & Misc. Mitigation
| 14 | 37 | Land
| 14 | 40 | Water Rights
| 14 | 43 | Water Infrastructure / Supply to Site
| 14 | 46 | Labor Camps
| 14 | 49 | Startup Testing (Incl Fuel & Power Sales)
| 14 | 49 | 100 | Fuel - coal
| 14 | 49 | 110 | Fuel - fuel oil
| 14 | 49 | 120 | Variable O&M - water, chemicals, etc.
| 14 | 49 | 130 | Start-up Power
| 14 | 49 | 140 | Test Power Sales
| 14 | 52 | Site Security
| 14 | 55 | Rail to Site
| 14 | 58 | Transmission Interconnections/Upgrades
| 14 | 61 | Operating Spare Parts
| 14 | 64 | Permanent Plant Equipment & Furnishings
| 14 | 64 | 100 | Workshop & Test Equipment
| 14 | 64 | 110 | Warehouse Shelving/Storage Components
| 14 | 64 | 120 | Laboratory Equipment & Furniture
| 14 | 64 | 130 | Kitchen Furniture & Equipment
| 14 | 64 | 140 | Locker Room Furniture/Fixtures
| 14 | 64 | 150 | Building Furniture/Equipment
| 14 | 67 | Builders Risk Insurance
| 14 | 70 | Sales Tax & Duties
| 14 | 73 | Escalation of Owners Costs
| 14 | 76 | Financing Fees
| 14 | 79 | AFUDC
| 14 | 82 | Project Contingency