## 10MW PV Solar Master
HDR
LG&E - KU
PROJECT: | 221566 | EW BROWN SOLAR
DATE: | 2014-02-12 09:35
FILE: |  | SHEET 1
PLANT DESIGN: |  | 10 MW PV Solar - Multicrystalline High Efficiency
[8 empty] | CAPITAL COST CATEGORIES: |  |  | -1000 |  |  | FINANCE STRUCTURE:
PLANT GROSS CAPACITY |  | NEW & CLEAN |  | 10000 | KW-AC | 12500 | kW - DC
NET CONTRACT DEMAND |  |  |  | 10000 | KW-AC |  |  | HARD COSTS: | [5 empty] | DEBT |  |  | AVG DCR | 1.9475
[9 empty] | EPC PLANT |  |  | 33000 |  |  | PERCENT |  | 18665.329 | 45.67%
HEAT RATE - GROSS HHV |  |  |  | 0 | BTU/KWH | [9 empty] | RATE |  |  | 3.73%
HEAT RATE - NET HHV |  |  |  | 0 | BTU/KWH | [9 empty] | TERM | 20 YR |  | 80
[15 empty] | PAYMENT - QUARTER |  |  | 332.1024
EQUITY
[8 empty] | SOFT COSTS: | [6 empty] | PERCENT |  | 22204.671 | 54.33%
[9 empty] | TOTAL OWNER INDIRECTS |  |  | 2920 |  |  | POST-TAX RETURN |  | (TARGET) | 5.24%
[9 empty] | OWNER CONTINGENCY |  |  | 4950 |  |  | EQUITY PAYMENT |  |  | 1163.5248 | GOAL SEEK IRR=3.73% UNLEVERED
[17 empty] | IRR | 6.713%
[17 empty] | NPV | -51.6058
[9 empty] | PROJECT MANAGEMENT |  |  | 0
[9 empty] | ENGINEERING SUPPORT |  |  | 0
[9 empty] | FINANCE FEE |  | 0.015 | 0
[9 empty] | AFUDC |  | 0.040408 | 0
[9 empty] | CONSTRUCTION MNGMT |  |  | 0
[9 empty] | OWNER CONTINGENCY |  | 0.1 | 0
[9 empty] | PLANT OPS |  |  | 0
[9 empty] | INSURANCE |  | CONST | 0
[9 empty] | ESCALATION ALLOWANCE |  |  | 0
| DEPRECIATION | NEW PLANT - UTILITY |  | 20 | YR MACRS
[9 empty] | SUB-TOTAL |  | 19.26% | 7870
| AMORTIZATION |  |  | 30 | YRS |  |  | TOTAL PROJECT COST |  |  |  | 40870
| DISCOUNT RATE |  |  | 6.75% |  |  |  | INSTALLED POWER PLANT COST ($/KW) |  |  |  | 3269.6 | $/kW-DC
| PROJECT LIFE |  |  | 30 | YRS
4087
PRO FORMA ANALYSIS:
YEAR |  |  |  | 2015 | 2016 | 2017 | 2018 | 2019 | 2020 | 2021 | 2022 | 2023 | 2024 | 2025 | 2026 | 2027 | 2028 | 2029 | 2030 | 2031 | 2032 | 2033 | 2034 | 2035 | 2036 | 2037 | 2038 | 2039 | 2040 | 2041 | 2042 | 2043 | 2044 | 2045
|  |  |  | 0 | 1 | 2 | 3 | 4 | 5 | 6 | 7 | 8 | 9 | 10 | 11 | 12 | 13 | 14 | 15 | 16 | 17 | 18 | 19 | 20 | 21 | 22 | 23 | 24 | 25 | 26 | 27 | 28 | 29 | 30
ESCALATORS:
| PARTS |  |  |  | 2.4% | 2.4% | 2.4% | 2.4% | 2.4% | 2.4% | 2.4% | 2.4% | 2.4% | 2.4% | 2.4% | 2.4% | 2.4% | 2.4% | 2.4% | 2.4% | 2.4% | 2.4% | 2.4% | 2.4% | 2.4% | 2.4% | 2.4% | 2.4% | 2.4% | 2.4% | 2.4% | 2.4% | 2.4% | 2.4%
| CONSUMABLE ESC. |  |  |  | 0.9% | 0.9% | 0.9% | 0.9% | 0.9% | 0.9% | 0.9% | 0.9% | 0.9% | 0.9% | 0.9% | 0.9% | 0.9% | 0.9% | 0.9% | 0.9% | 0.9% | 0.9% | 0.9% | 0.9% | 0.9% | 0.9% | 0.9% | 0.9% | 0.9% | 0.9% | 0.9% | 0.9% | 0.9% | 0.9%
UNIT COST DATA:
FUEL
| NATURAL GAS | ($/MMBTU) |  | 11.6985 | 4.96 | 5.31 | 5.66 | 6.06 | 6.53 | 6.91 | 7.22 | 7.59 | 7.93 | 8.32 | 8.62 | 8.99 | 9.38 | 9.8 | 10.28 | 10.68 | 11.46 | 12.23 | 12.84 | 13.48 | 14.15 | 14.85 | 15.6 | 16.37 | 17.19 | 17.9 | 18.7664 | 19.6706 | 20.6142 | 21.5943
| NATURAL GAS ANNUAL DEMAND CHARGE |  |  | -1000 | 0 | 0 | 0 | 0 | 0 | 0 | 0 | 0 | 0 | 0 | 0 | 0 | 0 | 0 | 0 | 0 | 0 | 0 | 0 | 0 | 0 | 0 | 0 | 0 | 0 | 0 | 0 | 0 | 0 | 0
0 | PRICING OPTIONS | MARGINAL
182.5639 | POWER | CAPITAL RECOVERY |  | ($/MWH) | 182.5639 | 182.5639 | 182.5639 | 182.5639 | 182.5639 | 182.5639 | 182.5639 | 182.5639 | 182.5639 | 182.5639 | 182.5639 | 182.5639 | 182.5639 | 182.5639 | 182.5639 | 182.5639 | 182.5639 | 182.5639 | 182.5639 | 182.5639 | 182.5639 | 182.5639 | 182.5639 | 182.5639 | 182.5639 | 182.5639 | 182.5639 | 182.5639 | 182.5639 | 182.5639
|  | FIXED CAPACITY-DB |  | ($/KW-MO) | 11.0701 | 11.0701 | 11.0701 | 11.0701 | 11.0701 | 11.0701 | 11.0701 | 11.0701 | 11.0701 | 11.0701 | 11.0701 | 11.0701 | 11.0701 | 11.0701 | 11.0701 | 11.0701 | 11.0701 | 11.0701 | 11.0701 | 11.0701 | 11.0701 | 11.0701 | 11.0701 | 11.0701 | 11.0701 | 11.0701 | 11.0701 | 11.0701 | 11.0701 | 11.0701
|  | FIXED CAPACITY-EQ |  | ($/KW-MO) | 9.696 | 9.696 | 9.696 | 9.696 | 9.696 | 9.696 | 9.696 | 9.696 | 9.696 | 9.696 | 9.696 | 9.696 | 9.696 | 9.696 | 9.696 | 9.696 | 9.696 | 9.696 | 9.696 | 9.696 | 9.696 | 9.696 | 9.696 | 9.696 | 9.696 | 9.696 | 9.696 | 9.696 | 9.696 | 9.696
6.8122 |  | OP COST |  | ($/MWH) | 7.1471 | 7.1137 | 7.0802 | 7.0465 | 7.0127 | 6.9788 | 6.9448 | 6.9107 | 6.8765 | 6.8423 | 6.808 | 6.7737 | 6.7394 | 6.7052 | 6.6709 | 6.6367 | 6.6026 | 6.5685 | 6.5346 | 6.5009 | 6.4673 | 6.4339 | 6.4008 | 6.368 | 6.3355 | 6.3034 | 6.2717 | 6.2404 | 6.2097 | 6.1795
0 |  | EMISSIONS ALLOWANCE |  | ($/MWH) | 0 | 0 | 0 | 0 | 0 | 0 | 0 | 0 | 0 | 0 | 0 | 0 | 0 | 0 | 0 | 0 | 0 | 0 | 0 | 0 | 0 | 0 | 0 | 0 | 0 | 0 | 0 | 0 | 0 | 0
0 | 30 YR - LEVELIZED | FUEL COST POWER |  | ($/MWH) | 0 | 0 | 0 | 0 | 0 | 0 | 0 | 0 | 0 | 0 | 0 | 0 | 0 | 0 | 0 | 0 | 0 | 0 | 0 | 0 | 0 | 0 | 0 | 0 | 0 | 0 | 0 | 0 | 0 | 0
61.5306 | 189.3761 | TOTAL COST |  | ($/MWH) | 189.711 | 189.6776 | 189.644 | 189.6104 | 189.5766 | 189.5427 | 189.5086 | 189.4746 | 189.4404 | 189.4062 | 189.3719 | 189.3376 | 189.3033 | 189.269 | 189.2348 | 189.2006 | 189.1664 | 189.1324 | 189.0985 | 189.0647 | 189.0312 | 188.9978 | 188.9647 | 188.9319 | 188.8994 | 188.8672 | 188.8355 | 188.8043 | 188.7736 | 188.7434
| 189.3761 | TOLLED COST |  | ($/MWH) | 189.711 | 189.6776 | 189.644 | 189.6104 | 189.5766 | 189.5427 | 189.5086 | 189.4746 | 189.4404 | 189.4062 | 189.3719 | 189.3376 | 189.3033 | 189.269 | 189.2348 | 189.2006 | 189.1664 | 189.1324 | 189.0985 | 189.0647 | 189.0312 | 188.9978 | 188.9647 | 188.9319 | 188.8994 | 188.8672 | 188.8355 | 188.8043 | 188.7736 | 188.7434
PRODUCTION DATA: |  |  |  | 2015 0: AVERAGE; 2016 1: 0.18971
| ELECTRIC ENERGY | (MWH) |  | 13649.6568 | 15991.9056 | 15830.3712 | 15668.8368 | 15507.3024 | 15345.768 | 15184.2336 | 15022.6992 | 14861.1648 | 14699.6304 | 14538.096 | 14376.5616 | 14215.0272 | 14053.4928 | 13891.9584 | 13730.424 | 13568.8896 | 13407.3552 | 13245.8208 | 13084.2864 | 12922.752 | 12761.2176 | 12599.6832 | 12438.1488 | 12276.6144 | 12115.08 | 11953.5456 | 11792.0112 | 11630.4768 | 11468.9424 | 11307.408
| TOTAL ELECTRIC | (MWH) |  | 13649.6568 | 15991.9056 | 15830.3712 | 15668.8368 | 15507.3024 | 15345.768 | 15184.2336 | 15022.6992 | 14861.1648 | 14699.6304 | 14538.096 | 14376.5616 | 14215.0272 | 14053.4928 | 13891.9584 | 13730.424 | 13568.8896 | 13407.3552 | 13245.8208 | 13084.2864 | 12922.752 | 12761.2176 | 12599.6832 | 12438.1488 | 12276.6144 | 12115.08 | 11953.5456 | 11792.0112 | 11630.4768 | 11468.9424 | 11307.408
| FCP FUEL | (MMBTU) |  | 0 | 0 | 0 | 0 | 0 | 0 | 0 | 0 | 0 | 0 | 0 | 0 | 0 | 0 | 0 | 0 | 0 | 0 | 0 | 0 | 0 | 0 | 0 | 0 | 0 | 0 | 0 | 0 | 0 | 0 | 0
| TOTAL | (MMBTU) |  | 0 | 0 | 0 | 0 | 0 | 0 | 0 | 0 | 0 | 0 | 0 | 0 | 0 | 0 | 0 | 0 | 0 | 0 | 0 | 0 | 0 | 0 | 0 | 0 | 0 | 0 | 0 | 0 | 0 | 0 | 0
| AVG HEAT RATE | (BTU/KWH) |  |  | 0 | 0 | 0 | 0 | 0 | 0 | 0 | 0 | 0 | 0 | 0 | 0 | 0 | 0 | 0 | 0 | 0 | 0 | 0 | 0 | 0 | 0 | 0 | 0 | 0 | 0 | 0 | 0 | 0 | 0
| AVG OUTPUT | (KW) |  |  | 1825.56 | 1807.12 | 1788.68 | 1770.24 | 1751.8 | 1733.36 | 1714.92 | 1696.48 | 1678.04 | 1659.6 | 1641.16 | 1622.72 | 1604.28 | 1585.84 | 1567.4 | 1548.96 | 1530.52 | 1512.08 | 1493.64 | 1475.2 | 1456.76 | 1438.32 | 1419.88 | 1401.44 | 1383 | 1364.56 | 1346.12 | 1327.68 | 1309.24 | 1290.8
| CAPACITY FACTOR | (%) | FIRM | 15.58% | 18.26% | 18.07% | 17.89% | 17.7% | 17.52% | 17.33% | 17.15% | 16.96% | 16.78% | 16.6% | 16.41% | 16.23% | 16.04% | 15.86% | 15.67% | 15.49% | 15.31% | 15.12% | 14.94% | 14.75% | 14.57% | 14.38% | 14.2% | 14.01% | 13.83% | 13.65% | 13.46% | 13.28% | 13.09% | 12.91%
| AMMONIA | (TON) |  |  | 0 | 0 | 0 | 0 | 0 | 0 | 0 | 0 | 0 | 0 | 0 | 0 | 0 | 0 | 0 | 0 | 0 | 0 | 0 | 0 | 0 | 0 | 0 | 0 | 0 | 0 | 0 | 0 | 0 | 0
| MAKEUP WATER | (K-GALLONS) |  |  | 0 | 0 | 0 | 0 | 0 | 0 | 0 | 0 | 0 | 0 | 0 | 0 | 0 | 0 | 0 | 0 | 0 | 0 | 0 | 0 | 0 | 0 | 0 | 0 | 0 | 0 | 0 | 0 | 0 | 0
| TOWER MAKEUP | (K-GALLONS) |  |  | 0 | 0 | 0 | 0 | 0 | 0 | 0 | 0 | 0 | 0 | 0 | 0 | 0 | 0 | 0 | 0 | 0 | 0 | 0 | 0 | 0 | 0 | 0 | 0 | 0 | 0 | 0 | 0 | 0 | 0
| WASTE WATER | (K-GALLONS) |  |  | 0 | 0 | 0 | 0 | 0 | 0 | 0 | 0 | 0 | 0 | 0 | 0 | 0 | 0 | 0 | 0 | 0 | 0 | 0 | 0 | 0 | 0 | 0 | 0 | 0 | 0 | 0 | 0 | 0 | 0
| NOx | (TON) |  |  | 0 | 0 | 0 | 0 | 0 | 0 | 0 | 0 | 0 | 0 | 0 | 0 | 0 | 0 | 0 | 0 | 0 | 0 | 0 | 0 | 0 | 0 | 0 | 0 | 0 | 0 | 0 | 0 | 0 | 0
| SOx | (TON) |  |  | 0 | 0 | 0 | 0 | 0 | 0 | 0 | 0 | 0 | 0 | 0 | 0 | 0 | 0 | 0 | 0 | 0 | 0 | 0 | 0 | 0 | 0 | 0 | 0 | 0 | 0 | 0 | 0 | 0 | 0
HDR
LG&E - KU
PROJECT: | 221566 | EW BROWN SOLAR
DATE: | 2014-02-12 09:35
FILE: | 0 | SHEET 2
REVENUE: |  | -1000
| CAPACITY FIXED |  |  | 20.7661 | 2491.9344 | 2491.9344 | 2491.9344 | 2491.9344 | 2491.9344 | 2491.9344 | 2491.9344 | 2491.9344 | 2491.9344 | 2491.9344 | 2491.9344 | 2491.9344 | 2491.9344 | 2491.9344 | 2491.9344 | 2491.9344 | 2491.9344 | 2491.9344 | 2491.9344 | 2491.9344 | 2491.9344 | 2491.9344 | 2491.9344 | 2491.9344 | 2491.9344 | 2491.9344 | 2491.9344 | 2491.9344 | 2491.9344 | 2491.9344
ENERGY
|  | VARIABLE ENERGY |  |  | 114.2963 | 112.6128 | 110.9379 | 109.2719 | 107.615 | 105.9673 | 104.3291 | 102.7007 | 101.0822 | 99.4739 | 97.876 | 96.2889 | 94.7127 | 93.1477 | 91.5942 | 90.0525 | 88.5228 | 87.0055 | 85.5007 | 84.0089 | 82.5304 | 81.0654 | 79.6142 | 78.1773 | 76.755 | 75.3476 | 73.9554 | 72.5788 | 71.2183 | 69.8742
|  | FUEL |  |  | 0 | 0 | 0 | 0 | 0 | 0 | 0 | 0 | 0 | 0 | 0 | 0 | 0 | 0 | 0 | 0 | 0 | 0 | 0 | 0 | 0 | 0 | 0 | 0 | 0 | 0 | 0 | 0 | 0 | 0
| TOTAL REVENUE |  |  | 32967.5194 | 2606.2307 | 2604.5472 | 2602.8723 | 2601.2063 | 2599.5493 | 2597.9017 | 2596.2635 | 2594.635 | 2593.0165 | 2591.4083 | 2589.8104 | 2588.2233 | 2586.6471 | 2585.0821 | 2583.5286 | 2581.9869 | 2580.4572 | 2578.9398 | 2577.4351 | 2575.9433 | 2574.4647 | 2572.9997 | 2571.5486 | 2570.1117 | 2568.6894 | 2567.2819 | 2565.8898 | 2564.5132 | 2563.1527 | 2561.8086
PRO FORMA ANALYSIS:
YEAR |  |  |  | 2015 | 2016 | 2017 | 2018 | 2019 | 2020 | 2021 | 2022 | 2023 | 2024 | 2025 | 2026 | 2027 | 2028 | 2029 | 2030 | 2031 | 2032 | 2033 | 2034 | 2035 | 2036 | 2037 | 2038 | 2039 | 2040 | 2041 | 2042 | 2043 | 2044 | 2045
|  |  |  | 0 | 1 | 2 | 3 | 4 | 5 | 6 | 7 | 8 | 9 | 10 | 11 | 12 | 13 | 14 | 15 | 16 | 17 | 18 | 19 | 20 | 21 | 22 | 23 | 24 | 25 | 26 | 27 | 28 | 29 | 30
EXPENSES: |  | -1000
| NATURAL GAS CONSUMPTION |  |  |  | 0 | 0 | 0 | 0 | 0 | 0 | 0 | 0 | 0 | 0 | 0 | 0 | 0 | 0 | 0 | 0 | 0 | 0 | 0 | 0 | 0 | 0 | 0 | 0 | 0 | 0 | 0 | 0 | 0 | 0
| NATURAL GAS ANNUAL DEMAND CHARGE |  |  |  | 0 | 0 | 0 | 0 | 0 | 0 | 0 | 0 | 0 | 0 | 0 | 0 | 0 | 0 | 0 | 0 | 0 | 0 | 0 | 0 | 0 | 0 | 0 | 0 | 0 | 0 | 0 | 0 | 0 | 0
| UNIT COST ($/MWH) |  |  |  | 0 | 0 | 0 | 0 | 0 | 0 | 0 | 0 | 0 | 0 | 0 | 0 | 0 | 0 | 0 | 0 | 0 | 0 | 0 | 0 | 0 | 0 | 0 | 0 | 0 | 0 | 0 | 0 | 0 | 0
| AMMONIA |  |  |  | 0 | 0 | 0 | 0 | 0 | 0 | 0 | 0 | 0 | 0 | 0 | 0 | 0 | 0 | 0 | 0 | 0 | 0 | 0 | 0 | 0 | 0 | 0 | 0 | 0 | 0 | 0 | 0 | 0 | 0
| CLARIFIED WATER |  |  |  | 0 | 0 | 0 | 0 | 0 | 0 | 0 | 0 | 0 | 0 | 0 | 0 | 0 | 0 | 0 | 0 | 0 | 0 | 0 | 0 | 0 | 0 | 0 | 0 | 0 | 0 | 0 | 0 | 0 | 0
| DEMIN WATER |  |  |  | 0 | 0 | 0 | 0 | 0 | 0 | 0 | 0 | 0 | 0 | 0 | 0 | 0 | 0 | 0 | 0 | 0 | 0 | 0 | 0 | 0 | 0 | 0 | 0 | 0 | 0 | 0 | 0 | 0 | 0
| CHEMICAL FEED |  |  |  | 0.019786 | 0.019786 | 0.019786 | 0.019786 | 0.019786 | 0.019786 | 0.019786 | 0.019786 | 0.019786 | 0.019786 | 0.019786 | 0.019786 | 0.019786 | 0.019786 | 0.019786 | 0.019786 | 0.019786 | 0.019786 | 0.019786 | 0.019786 | 0.019786 | 0.019786 | 0.019786 | 0.019786 | 0.019786 | 0.019786 | 0.019786 | 0.019786 | 0.019786 | 0.019786
| STARTUP FUEL |  |  |  | 0 | 0 | 0 | 0 | 0 | 0 | 0 | 0 | 0 | 0 | 0 | 0 | 0 | 0 | 0 | 0 | 0 | 0 | 0 | 0 | 0 | 0 | 0 | 0 | 0 | 0 | 0 | 0 | 0 | 0
| WASTEWATER TREATMENT |  |  |  | 0 | 0 | 0 | 0 | 0 | 0 | 0 | 0 | 0 | 0 | 0 | 0 | 0 | 0 | 0 | 0 | 0 | 0 | 0 | 0 | 0 | 0 | 0 | 0 | 0 | 0 | 0 | 0 | 0 | 0
| SPARE PARTS |  |  |  | 0 | 0 | 0 | 0 | 0 | 0 | 0 | 0 | 0 | 0 | 0 | 0 | 0 | 0 | 0 | 0 | 0 | 0 | 0 | 0 | 0 | 0 | 0 | 0 | 0 | 0 | 0 | 0 | 0 | 0
| VARIABLE MAINTENANCE PARTS AND LABOR |  |  |  | 15 | 15.36 | 15.7286 | 16.1061 | 16.4927 | 16.8885 | 17.2938 | 17.7089 | 18.1339 | 18.5691 | 19.0148 | 19.4711 | 19.9384 | 20.4169 | 20.9069 | 21.4087 | 21.9225 | 22.4487 | 22.9874 | 23.5391 | 24.1041 | 24.6826 | 25.275 | 25.8815 | 26.5027 | 27.1388 | 27.7901 | 28.4571 | 29.14 | 29.8394
| FIXED MAINTENANCE PARTS AND LABOR |  |  |  | 0 | 0 | 0 | 0 | 0 | 0 | 0 | 0 | 0 | 0 | 0 | 0 | 0 | 0 | 0 | 0 | 0 | 0 | 0 | 0 | 0 | 0 | 0 | 0 | 0 | 0 | 0 | 0 | 0 | 0
| FIXED O&M | 0 | 0 |  | 0 | 0 | 0 | 0 | 0 | 0 | 0 | 0 | 0 | 0 | 0 | 0 | 0 | 0 | 0 | 0 | 0 | 0 | 0 | 0 | 0 | 0 | 0 | 0 | 0 | 0 | 0 | 0 | 0 | 0
| MISC EXPENSES |  |  |  | 0 | 0 | 0 | 0 | 0 | 0 | 0 | 0 | 0 | 0 | 0 | 0 | 0 | 0 | 0 | 0 | 0 | 0 | 0 | 0 | 0 | 0 | 0 | 0 | 0 | 0 | 0 | 0 | 0 | 0
| INSURANCES |  |  |  | 40.015 | 40.015 | 40.015 | 40.015 | 40.015 | 40.015 | 40.015 | 40.015 | 40.015 | 40.015 | 40.015 | 40.015 | 40.015 | 40.015 | 40.015 | 40.015 | 40.015 | 40.015 | 40.015 | 40.015 | 40.015 | 40.015 | 40.015 | 40.015 | 40.015 | 40.015 | 40.015 | 40.015 | 40.015 | 40.015
| PROPERTY TAXES |  |  |  | 59.2615 | 57.218 | 55.1745 | 53.131 | 51.0875 | 49.044 | 47.0005 | 44.957 | 42.9135 | 40.87 | 38.8265 | 36.783 | 34.7395 | 32.696 | 30.6525 | 28.609 | 26.5655 | 24.522 | 22.4785 | 20.435 | 18.3915 | 16.348 | 14.3045 | 12.261 | 10.2175 | 8.174 | 6.1305 | 4.087 | 2.0435 | 0
| LAND LEASE |  |  |  | 0 | 0 | 0 | 0 | 0 | 0 | 0 | 0 | 0 | 0 | 0 | 0 | 0 | 0 | 0 | 0 | 0 | 0 | 0 | 0 | 0 | 0 | 0 | 0 | 0 | 0 | 0 | 0 | 0 | 0
LEVELIZED
| Fixed ($/MWH) |  | 9.9276 | 5.4317 | 6.2079 | 6.1422 | 6.0751 | 6.0066 | 5.9367 | 5.8652 | 5.7923 | 5.7177 | 5.6415 | 5.5637 | 5.484 | 5.4026 | 5.3193 | 5.234 | 5.1468 | 5.0575 | 4.966 | 4.8723 | 4.7762 | 4.6778 | 4.5769 | 4.4734 | 4.3672 | 4.2582 | 4.1463 | 4.0314 | 3.9133 | 3.7919 | 3.6672 | 3.5388
| Variable ($/MWH) |  | 1.5 | 1.3792 | 0.93797 | 0.97029 | 1.0038 | 1.0386 | 1.0747 | 1.1122 | 1.1512 | 1.1916 | 1.2336 | 1.2773 | 1.3226 | 1.3698 | 1.4188 | 1.4697 | 1.5227 | 1.5778 | 1.6351 | 1.6948 | 1.7569 | 1.8215 | 1.8889 | 1.959 | 2.0321 | 2.1082 | 2.1876 | 2.2704 | 2.3567 | 2.4468 | 2.5408 | 2.6389
| Consumables ($/MWH) |  |  | 0.0013863 | 0.0012372 | 0.0012499 | 0.0012627 | 0.0012759 | 0.0012893 | 0.001303 | 0.0013171 | 0.0013314 | 0.001346 | 0.001361 | 0.0013762 | 0.0013919 | 0.0014079 | 0.0014243 | 0.001441 | 0.0014582 | 0.0014757 | 0.0014937 | 0.0015122 | 0.0015311 | 0.0015505 | 0.0015703 | 0.0015907 | 0.0016117 | 0.0016331 | 0.0016552 | 0.0016779 | 0.0017012 | 0.0017252 | 0.0017498
NPV
| TOTAL OPERATING COST |  |  | 1252.2841 | 114.2963 | 112.6128 | 110.9379 | 109.2719 | 107.615 | 105.9673 | 104.3291 | 102.7007 | 101.0822 | 99.4739 | 97.876 | 96.2889 | 94.7127 | 93.1477 | 91.5942 | 90.0525 | 88.5228 | 87.0055 | 85.5007 | 84.0089 | 82.5304 | 81.0654 | 79.6142 | 78.1773 | 76.755 | 75.3476 | 73.9554 | 72.5788 | 71.2183 | 69.8742
| UNIT COST ($/MWH) |  |  | 6.8122 | 7.1471 | 7.1137 | 7.0802 | 7.0465 | 7.0127 | 6.9788 | 6.9448 | 6.9107 | 6.8765 | 6.8423 | 6.808 | 6.7737 | 6.7394 | 6.7052 | 6.6709 | 6.6367 | 6.6026 | 6.5685 | 6.5346 | 6.5009 | 6.4673 | 6.4339 | 6.4008 | 6.368 | 6.3355 | 6.3034 | 6.2717 | 6.2404 | 6.2097 | 6.1795
LEVELIZED
| NOx |  |  | 0 | 0 | 0 | 0 | 0 | 0 | 0 | 0 | 0 | 0 | 0 | 0 | 0 | 0 | 0 | 0 | 0 | 0 | 0 | 0 | 0 | 0 | 0 | 0 | 0 | 0 | 0 | 0 | 0 | 0 | 0
| OZONE NOx |  |  | 0 | 0 | 0 | 0 | 0 | 0 | 0 | 0 | 0 | 0 | 0 | 0 | 0 | 0 | 0 | 0 | 0 | 0 | 0 | 0 | 0 | 0 | 0 | 0 | 0 | 0 | 0 | 0 | 0 | 0 | 0
| SO2 |  |  | 0 | 0 | 0 | 0 | 0 | 0 | 0 | 0 | 0 | 0 | 0 | 0 | 0 | 0 | 0 | 0 | 0 | 0 | 0 | 0 | 0 | 0 | 0 | 0 | 0 | 0 | 0 | 0 | 0 | 0 | 0
NET OPERATING INCOME |  |  |  | 31715.2352 | 2491.9344 | 2491.9344 | 2491.9344 | 2491.9344 | 2491.9344 | 2491.9344 | 2491.9344 | 2491.9344 | 2491.9344 | 2491.9344 | 2491.9344 | 2491.9344 | 2491.9344 | 2491.9344 | 2491.9344 | 2491.9344 | 2491.9344 | 2491.9344 | 2491.9344 | 2491.9344 | 2491.9344 | 2491.9344 | 2491.9344 | 2491.9344 | 2491.9344 | 2491.9344 | 2491.9344 | 2491.9344 | 2491.9344 | 2491.9344
| 20 YR DEPRECIATION |  | 0 | 0% | 0 | 0 | 0 | 0 | 0 | 0 | 0 | 0 | 0 | 0 | 0 | 0 | 0 | 0 | 0 | 0 | 0 | 0 | 0 | 0 | 0 | 0 | 0 | 0 | 0 | 0 | 0 | 0 | 0 | 0
| 5 YR ACCELERATED DEPRECIATION |  | 33099.99 | 2015 0: 100%; 2016 1: 6600; 2017 2: 10659; 2018 3: 6336; 2019 4: 3801.6; 2020 5: 3801.6; 2021 6: 1901.79
* Note, if 30% ITC is applied, then only 85 % of the project can be applied to this depreciation schedule and 15% is applied to 20 yr depreciation | bar: 2015 0 to 2021 6
| AMORTIZATION |  | 33099.99 |  | 262.3333 | 262.3333 | 262.3333 | 262.3333 | 262.3333 | 262.3333 | 262.3333 | 262.3333 | 262.3333 | 262.3333 | 262.3333 | 262.3333 | 262.3333 | 262.3333 | 262.3333 | 262.3333 | 262.3333 | 262.3333 | 262.3333 | 262.3333 | 262.3333 | 262.3333 | 262.3333 | 262.3333 | 262.3333 | 262.3333 | 262.3333 | 262.3333 | 262.3333 | 262.3333
| BOOK DEPRECIATION |  |  |  | 1362.3333 | 1362.3333 | 1362.3333 | 1362.3333 | 1362.3333 | 1362.3333 | 1362.3333 | 1362.3333 | 1362.3333 | 1362.3333 | 1362.3333 | 1362.3333 | 1362.3333 | 1362.3333 | 1362.3333 | 1362.3333 | 1362.3333 | 1362.3333 | 1362.3333 | 1362.3333 | 1362.3333 | 1362.3333 | 1362.3333 | 1362.3333 | 1362.3333 | 1362.3333 | 1362.3333 | 1362.3333 | 1362.3333 | 1362.3333
| TOTAL CUMULATIVE DEP/AMORT |  |  |  | 1362.3333 | 2724.6667 | 4087 | 5449.3333 | 6811.6667 | 8174 | 9536.3333 | 10898.6667 | 12261 | 13623.3333 | 14985.6667 | 16348 | 17710.3333 | 19072.6667 | 20435 | 21797.3333 | 23159.6667 | 24522 | 25884.3333 | 27246.6667 | 28609 | 29971.3333 | 31333.6667 | 32696 | 34058.3333 | 35420.6667 | 36783 | 38145.3333 | 39507.6667 | 40870
| NET BOOK VALUE |  |  |  | 39507.6667 | 38145.3333 | 36783 | 35420.6667 | 34058.3333 | 32696 | 31333.6667 | 29971.3333 | 28609 | 27246.6667 | 25884.3333 | 24522 | 23159.6667 | 21797.3333 | 20435 | 19072.6667 | 17710.3333 | 16348 | 14985.6667 | 13623.3333 | 12261 | 10898.6667 | 9536.3333 | 8174 | 6811.6667 | 5449.3333 | 4087 | 2724.6667 | 1362.3333 | 0
| TOTAL NON-CASH CHARGES |  |  |  | 6862.3333 | 10921.3333 | 6598.3333 | 4063.9333 | 4063.9333 | 2164.1233 | 262.3333 | 262.3333 | 262.3333 | 262.3333 | 262.3333 | 262.3333 | 262.3333 | 262.3333 | 262.3333 | 262.3333 | 262.3333 | 262.3333 | 262.3333 | 262.3333 | 262.3333 | 262.3333 | 262.3333 | 262.3333 | 262.3333 | 262.3333 | 262.3333 | 262.3333 | 262.3333 | 262.3333
| UNIT COST ($/MWH) |  | EXPENSE |  | 429.1129 | 689.8975 | 421.1119 | 262.0658 | 264.8244 | 142.5244 | 17.4625 | 17.6523 | 17.8463 | 18.0445 | 18.2473 | 18.4546 | 18.6668 | 18.8838 | 19.106 | 19.3334 | 19.5664 | 19.805 | 20.0495 | 20.3001 | 20.5571 | 20.8206 | 21.091 | 21.3685 | 21.6535 | 21.9461 | 22.2467 | 22.5557 | 22.8734 | 23.2001
EARNINGS BEFORE INTEREST & TAXES (EBIT) |  |  |  |  | -4370.399 | -8429.399 | -4106.399 | -1571.999 | -1571.999 | 327.811 | 2229.601 | 2229.601 | 2229.601 | 2229.601 | 2229.601 | 2229.601 | 2229.601 | 2229.601 | 2229.601 | 2229.601 | 2229.601 | 2229.601 | 2229.601 | 2229.601 | 2229.601 | 2229.601 | 2229.601 | 2229.601 | 2229.601 | 2229.601 | 2229.601 | 2229.601 | 2229.601 | 2229.601
DEBT SERVICE: |  |  |  | 2025 10: 10 YR; 2030 15: 15 YR; 2035 20: 20 YR; 2040 25: 25 YR; 2045 30: 30 YR
| TOTAL PAYMENT |  |  |  | 1328.4096 | 1328.4096 | 1328.4096 | 1328.4096 | 1328.4096 | 1328.4096 | 1328.4096 | 1328.4096 | 1328.4096 | 1328.4096 | 1328.4096 | 1328.4096 | 1328.4096 | 1328.4096 | 1328.4096 | 1328.4096 | 1328.4096 | 1328.4096 | 1328.4096 | 1328.4096 | 0 | 0 | 0 | 0 | 0 | 0 | 0 | 0 | 0 | 0
| INTEREST PAYMENT |  |  |  | 687.3189 | 663.0696 | 637.9032 | 611.7848 | 584.6784 | 556.5468 | 527.3511 | 497.0511 | 465.605 | 432.9694 | 399.0994 | 363.9482 | 327.4675 | 289.6069 | 250.3142 | 209.5352 | 167.2138 | 123.2916 | 77.708 | 30.4003 | 0 | 0 | 0 | 0 | 0 | 0 | 0 | 0 | 0 | 0
| PRINCIPAL PAYMENTS |  |  |  | 641.0907 | 665.34 | 690.5065 | 716.6249 | 743.7312 | 771.8628 | 801.0585 | 831.3585 | 862.8047 | 895.4402 | 929.3102 | 964.4614 | 1000.9421 | 1038.8027 | 1078.0954 | 1118.8744 | 1161.1958 | 1205.118 | 1250.7016 | 1298.0093 | 0 | 0 | 0 | 0 | 0 | 0 | 0 | 0 | 0 | 0
TAX BASIS |  |  |  |  | -5057.7178 | -9092.4686 | -4744.3021 | -2183.7837 | -2156.6774 | -228.7358 | 1702.2499 | 1732.55 | 1763.9961 | 1796.6317 | 1830.5017 | 1865.6528 | 1902.1336 | 1939.9942 | 1979.2869 | 2020.0658 | 2062.3872 | 2106.3094 | 2151.893 | 2199.2008 | 2229.601 | 2229.601 | 2229.601 | 2229.601 | 2229.601 | 2229.601 | 2229.601 | 2229.601 | 2229.601 | 2229.601
INCOME TAXES
| US |  | 38.9% |  | -1967.4522 | -3536.9703 | -1845.5335 | -849.4919 | -838.9475 | -88.9782 | 662.1752 | 673.9619 | 686.1945 | 698.8897 | 712.0651 | 725.7389 | 739.93 | 754.6577 | 769.9426 | 785.8056 | 802.2686 | 819.3544 | 837.0864 | 855.4891 | 867.3148 | 867.3148 | 867.3148 | 867.3148 | 867.3148 | 867.3148 | 867.3148 | 867.3148 | 867.3148 | 867.3148
| GROSS RECIEPTS |  | 0% |  | 0 | 0 | 0 | 0 | 0 | 0 | 0 | 0 | 0 | 0 | 0 | 0 | 0 | 0 | 0 | 0 | 0 | 0 | 0 | 0 | 0 | 0 | 0 | 0 | 0 | 0 | 0 | 0 | 0 | 0
| ITC |  | 10% | 2016 1: -3300
CASH BASIS:
| NET OPERATING INCOME (NOI) |  |  |  | 1163.5248 | 1163.5248 | 1163.5248 | 1163.5248 | 1163.5248 | 1163.5248 | 1163.5248 | 1163.5248 | 1163.5248 | 1163.5248 | 1163.5248 | 1163.5248 | 1163.5248 | 1163.5248 | 1163.5248 | 1163.5248 | 1163.5248 | 1163.5248 | 1163.5248 | 1163.5248 | 2491.9344 | 2491.9344 | 2491.9344 | 2491.9344 | 2491.9344 | 2491.9344 | 2491.9344 | 2491.9344 | 2491.9344 | 2491.9344
NPV
| NET BEFORE TAX CASHFLOW |  |  | 17364.3976 | 1163.5248 | 1163.5248 | 1163.5248 | 1163.5248 | 1163.5248 | 1163.5248 | 1163.5248 | 1163.5248 | 1163.5248 | 1163.5248 | 1163.5248 | 1163.5248 | 1163.5248 | 1163.5248 | 1163.5248 | 1163.5248 | 1163.5248 | 1163.5248 | 1163.5248 | 1163.5248 | 2491.9344 | 2491.9344 | 2491.9344 | 2491.9344 | 2491.9344 | 2491.9344 | 2491.9344 | 2491.9344 | 2491.9344 | 2491.9344
NPV
| LESS TAXES |  |  | 4788.6675 | 5267.4522 | 3536.9703 | 1845.5335 | 849.4919 | 838.9475 | 88.9782 | -662.1752 | -673.9619 | -686.1945 | -698.8897 | -712.0651 | -725.7389 | -739.93 | -754.6577 | -769.9426 | -785.8056 | -802.2686 | -819.3544 | -837.0864 | -855.4891 | -867.3148 | -867.3148 | -867.3148 | -867.3148 | -867.3148 | -867.3148 | -867.3148 | -867.3148 | -867.3148 | -867.3148
| NET AFTER TAX CASH |  |  | -22204.671 | 6430.977 | 4700.495 | 3009.0583 | 2013.0166 | 2002.4723 | 1252.503 | 501.3495 | 489.5628 | 477.3303 | 464.635 | 451.4596 | 437.7858 | 423.5948 | 408.867 | 393.5822 | 377.7192 | 361.2561 | 344.1704 | 326.4384 | 308.0357 | 1624.6196 | 1624.6196 | 1624.6196 | 1624.6196 | 1624.6196 | 1624.6196 | 1624.6196 | 1624.6196 | 1624.6196 | 1624.6196
|  |  | NPV | 2015 0: -51.6058
|  |  | IRR | 2015 0: 6.713%
| DEBT SERVICE COVERAGE |  |  | 2015 0: AVERAGE
|  | AFTER TAX |  | 1.9475 | 5.8411 | 4.5384 | 3.2652 | 2.5154 | 2.5074 | 1.9429 | 1.3774 | 1.3685 | 1.3593 | 1.3498 | 1.3398 | 1.3296 | 1.3189 | 1.3078 | 1.2963 | 1.2843 | 1.2719 | 1.2591 | 1.2457 | 1.2319 | #DIV/0! | #DIV/0! | #DIV/0! | #DIV/0! | #DIV/0! | #DIV/0! | #DIV/0! | #DIV/0! | #DIV/0! | #DIV/0!
|  | BEFORE TAX |  | 1.8759 | 1.8759 | 1.8759 | 1.8759 | 1.8759 | 1.8759 | 1.8759 | 1.8759 | 1.8759 | 1.8759 | 1.8759 | 1.8759 | 1.8759 | 1.8759 | 1.8759 | 1.8759 | 1.8759 | 1.8759 | 1.8759 | 1.8759 | 1.8759 | #DIV/0! | #DIV/0! | #DIV/0! | #DIV/0! | #DIV/0! | #DIV/0! | #DIV/0! | #DIV/0! | #DIV/0! | #DIV/0!
| EQUITY RETURN: | 100%
|  | PRE-TAX |  |  | 5.24% | 5.24% | 5.24% | 5.24% | 5.24% | 5.24% | 5.24% | 5.24% | 5.24% | 5.24% | 5.24% | 5.24% | 5.24% | 5.24% | 5.24% | 5.24% | 5.24% | 5.24% | 5.24% | 5.24% | 11.22% | 11.22% | 11.22% | 11.22% | 11.22% | 11.22% | 11.22% | 11.22% | 11.22% | 11.22%
|  |  | AVG | 2015 0: ROIC; 2016 1: 7.234%
|  | POST-TAX |  |  | 28.96% | 21.17% | 13.55% | 9.066% | 9.018% | 5.641% | 2.258% | 2.205% | 2.15% | 2.093% | 2.033% | 1.972% | 1.908% | 1.841% | 1.773% | 1.701% | 1.627% | 1.55% | 1.47% | 1.387% | 7.317% | 7.317% | 7.317% | 7.317% | 7.317% | 7.317% | 7.317% | 7.317% | 7.317% | 7.317%
|  |  | AVG | 2015 0: ROIC; 2016 1: 6.218%
HDR |  |  |  | ROA | 18.91% | 15.7% | 8.78% | 5.469% | 5.441% | 3.236% | 1.235% | 1.206% | 1.175% | 1.144% | 1.112% | 1.078% | 1.043% | 1.007% | 0.9692% | 0.9302% | 0.8896% | 0.8476% | 0.8039% | 0.7586% | 4.001% | 4.001% | 4.001% | 4.001% | 4.001% | 4.001% | 4.001% | 4.001% | 4.001% | 4.001%
LG&E - KU |  |  |  | 2015 0: 20 YR - AVG; 2016 1: 3.587%
PROJECT: | 221566 | EW BROWN SOLAR |  | 2015 0: 40 YR - AVG; 2016 1: 3.725%
DATE: | 2014-02-12 09:35
FILE: | 0
DEBT SCHEDULE:
[5 empty] | PERIOD | PRINCIP | INTEREST | PAYMENT |  | PERIOD | PRINCIP | INTEREST | PAYMT
18665.329
[5 empty] | 1 | 18507.2808 | 174.0542 | 332.1024 |  | 61 | 5758.0628 | 56.2661 | 332.1024
[5 empty] | 2 | 18347.7588 | 172.5804 | 332.1024 |  | 62 | 5479.6543 | 53.6939 | 332.1024
[5 empty] | 3 | 18186.7492 | 171.0929 | 332.1024 |  | 63 | 5198.6497 | 51.0978 | 332.1024
[5 empty] | 4 | 18024.2383 | 169.5914 | 332.1024 | 687.3189 | 64 | 4915.0247 | 48.4774 | 332.1024 | 209.5352
[5 empty] | 5 | 17860.2119 | 168.076 | 332.1024 |  | 65 | 4628.7549 | 45.8326 | 332.1024
[5 empty] | 6 | 17694.6559 | 166.5465 | 332.1024 |  | 66 | 4339.8157 | 43.1631 | 332.1024
[5 empty] | 7 | 17527.5562 | 165.0027 | 332.1024 |  | 67 | 4048.182 | 40.4688 | 332.1024
[5 empty] | 8 | 17358.8983 | 163.4445 | 332.1024 | 663.0696 | 68 | 3753.8289 | 37.7493 | 332.1024 | 167.2138
[5 empty] | 9 | 17188.6676 | 161.8717 | 332.1024 |  | 69 | 3456.731 | 35.0045 | 332.1024
[5 empty] | 10 | 17016.8495 | 160.2843 | 332.1024 |  | 70 | 3156.8626 | 32.234 | 332.1024
[5 empty] | 11 | 16843.4292 | 158.6821 | 332.1024 |  | 71 | 2854.1979 | 29.4377 | 332.1024
[5 empty] | 12 | 16668.3918 | 157.065 | 332.1024 | 637.9032 | 72 | 2548.7109 | 26.6154 | 332.1024 | 123.2916
[5 empty] | 13 | 16491.7222 | 155.4328 | 332.1024 |  | 73 | 2240.3752 | 23.7667 | 332.1024
[5 empty] | 14 | 16313.4051 | 153.7853 | 332.1024 |  | 74 | 1929.1643 | 20.8915 | 332.1024
[5 empty] | 15 | 16133.4252 | 152.1225 | 332.1024 |  | 75 | 1615.0514 | 17.9895 | 332.1024
[5 empty] | 16 | 15951.7669 | 150.4442 | 332.1024 | 611.7848 | 76 | 1298.0093 | 15.0604 | 332.1024 | 77.708
[5 empty] | 17 | 15768.4148 | 148.7502 | 332.1024 |  | 77 | 978.0109 | 12.1039 | 332.1024
[5 empty] | 18 | 15583.3528 | 147.0405 | 332.1024 |  | 78 | 655.0284 | 9.12 | 332.1024
[5 empty] | 19 | 15396.5652 | 145.3148 | 332.1024 |  | 79 | 329.0342 | 6.1081 | 332.1024
[5 empty] | 20 | 15208.0358 | 143.573 | 332.1024 | 584.6784 | 80 | 1.8287e-10 | 3.0682 | 332.1024 | 30.4003
[5 empty] | 21 | 15017.7483 | 141.8149 | 332.1024 |  | 81 | 1.8457e-10 | 1.7052e-12 | 0
[5 empty] | 22 | 14825.6864 | 140.0405 | 332.1024 |  | 82 | 1.8629e-10 | 1.7211e-12 | 0
[5 empty] | 23 | 14631.8335 | 138.2495 | 332.1024 |  | 83 | 1.8803e-10 | 1.7372e-12 | 0
[5 empty] | 24 | 14436.173 | 136.4418 | 332.1024 | 556.5468 | 84 | 1.8978e-10 | 1.7534e-12 | 0 | 6.9169e-12
[5 empty] | 25 | 14238.6879 | 134.6173 | 332.1024 |  | 85 | 1.9155e-10 | 1.7697e-12 | 0
[5 empty] | 26 | 14039.3612 | 132.7758 | 332.1024 |  | 86 | 1.9334e-10 | 1.7862e-12 | 0
[5 empty] | 27 | 13838.1759 | 130.917 | 332.1024 |  | 87 | 1.9514e-10 | 1.8029e-12 | 0
[5 empty] | 28 | 13635.1144 | 129.041 | 332.1024 | 527.3511 | 88 | 1.9696e-10 | 1.8197e-12 | 0 | 7.1785e-12
[5 empty] | 29 | 13430.1595 | 127.1474 | 332.1024 |  | 89 | 1.988e-10 | 1.8367e-12 | 0
[5 empty] | 30 | 13223.2933 | 125.2362 | 332.1024 |  | 90 | 2.0065e-10 | 1.8538e-12 | 0
[5 empty] | 31 | 13014.4981 | 123.3072 | 332.1024 |  | 91 | 2.0252e-10 | 1.8711e-12 | 0
[5 empty] | 32 | 12803.7559 | 121.3602 | 332.1024 | 497.0511 | 92 | 2.0441e-10 | 1.8885e-12 | 0 | 7.45e-12
[5 empty] | 33 | 12591.0485 | 119.395 | 332.1024 |  | 93 | 2.0632e-10 | 1.9061e-12 | 0
[5 empty] | 34 | 12376.3577 | 117.4115 | 332.1024 |  | 94 | 2.0824e-10 | 1.9239e-12 | 0
[5 empty] | 35 | 12159.6648 | 115.4095 | 332.1024 |  | 95 | 2.1018e-10 | 1.9418e-12 | 0
[5 empty] | 36 | 11940.9513 | 113.3889 | 332.1024 | 465.605 | 96 | 2.1214e-10 | 1.96e-12 | 0 | 7.7318e-12
[5 empty] | 37 | 11720.1982 | 111.3494 | 332.1024 |  | 97 | 2.1412e-10 | 1.9782e-12 | 0
[5 empty] | 38 | 11497.3867 | 109.2908 | 332.1024 |  | 98 | 2.1612e-10 | 1.9967e-12 | 0
[5 empty] | 39 | 11272.4974 | 107.2131 | 332.1024 |  | 99 | 2.1813e-10 | 2.0153e-12 | 0
[5 empty] | 40 | 11045.511 | 105.116 | 332.1024 | 432.9694 | 100 | 2.2017e-10 | 2.0341e-12 | 0 | 8.0243e-12
[5 empty] | 41 | 10816.408 | 102.9994 | 332.1024
[5 empty] | 42 | 10585.1686 | 100.863 | 332.1024
[5 empty] | 43 | 10351.7729 | 98.7067 | 332.1024
[5 empty] | 44 | 10116.2008 | 96.5303 | 332.1024 | 399.0994
[5 empty] | 45 | 9878.432 | 94.3336 | 332.1024
[5 empty] | 46 | 9638.4459 | 92.1164 | 332.1024
[5 empty] | 47 | 9396.222 | 89.8785 | 332.1024
[5 empty] | 48 | 9151.7394 | 87.6198 | 332.1024 | 363.9482
[5 empty] | 49 | 8904.977 | 85.34 | 332.1024
[5 empty] | 50 | 8655.9135 | 83.0389 | 332.1024
[5 empty] | 51 | 8404.5275 | 80.7164 | 332.1024
[5 empty] | 52 | 8150.7973 | 78.3722 | 332.1024 | 327.4675
[5 empty] | 53 | 7894.7011 | 76.0062 | 332.1024
[5 empty] | 54 | 7636.2168 | 73.6181 | 332.1024
[5 empty] | 55 | 7375.3221 | 71.2077 | 332.1024
[5 empty] | 56 | 7111.9945 | 68.7749 | 332.1024 | 289.6069
[5 empty] | 57 | 6846.2115 | 66.3193 | 332.1024
[5 empty] | 58 | 6577.95 | 63.8409 | 332.1024
[5 empty] | 59 | 6307.187 | 61.3394 | 332.1024
[5 empty] | 60 | 6033.8991 | 58.8145 | 332.1024 | 250.3142

## 10MW PV Solar Dispatch
HDR
LG&E - KU
PROJECT: | 221566 | EW BROWN SOLAR
DATE: | 2014-02-12 09:35
FILE: | 0 | SHEET 4
PERFORMANCE & OPERATING COST SUMMARY: |  |  | 10 MW PV Solar - Multicrystalline High Efficiency
YEAR |  |  |  |  | 2018 | 2019 | 2020 | 2021 | 2022 | 2023 | 2024 | 2025 | 2026 | 2027 | 2028 | 2029 | 2030 | 2031 | 2032 | 2033 | 2034 | 2035 | 2036 | 2037 | 2038 | 2039 | 2040 | 2041 | 2042 | 2043 | 2044 | 2045 | 2046 | 2047
YEAR |  |  |  |  | 1 | 2 | 3 | 4 | 5 | 6 | 7 | 8 | 9 | 10 | 11 | 12 | 13 | 14 | 15 | 16 | 17 | 18 | 19 | 20 | 21 | 22 | 23 | 24 | 25 | 26 | 27 | 28 | 29 | 30
OPERATIONAL SCHEDULE:
| MAJOR MAINT |  | (DAYS/YR)
| STARTS |  | (ANNUAL HOT) |  |  | 0 | 0 | 0 | 0 | 0 | 0 | 0 | 0 | 0 | 0 | 0 | 0 | 0 | 0 | 0 | 0 | 0 | 0 | 0 | 0 | 0 | 0 | 0 | 0 | 0 | 0 | 0 | 0 | 0
|  |  | (ANNUAL COLD) |  |  | 0 | 0 | 0 | 0 | 0 | 0 | 0 | 0 | 0 | 0 | 0 | 0 | 0 | 0 | 0 | 0 | 0 | 0 | 0 | 0 | 0 | 0 | 0 | 0 | 0 | 0 | 0 | 0 | 0
| SCH OUTAGE |  | (HOURS) |  | 0 | 0 | 0 | 0 | 0 | 0 | 0 | 0 | 0 | 0 | 0 | 0 | 0 | 0 | 0 | 0 | 0 | 0 | 0 | 0 | 0 | 0 | 0 | 0 | 0 | 0 | 0 | 0 | 0 | 0
| FO RATE |  | (%) |  | 81.56% | 81.56% | 81.56% | 81.56% | 81.56% | 81.56% | 81.56% | 81.56% | 81.56% | 81.56% | 81.56% | 81.56% | 81.56% | 81.56% | 81.56% | 81.56% | 81.56% | 81.56% | 81.56% | 81.56% | 81.56% | 81.56% | 81.56% | 81.56% | 81.56% | 81.56% | 81.56% | 81.56% | 81.56% | 81.56%
| FORCED OUTAGE |  | (HOURS) |  | 7144.656 | 7144.656 | 7144.656 | 7144.656 | 7144.656 | 7144.656 | 7144.656 | 7144.656 | 7144.656 | 7144.656 | 7144.656 | 7144.656 | 7144.656 | 7144.656 | 7144.656 | 7144.656 | 7144.656 | 7144.656 | 7144.656 | 7144.656 | 7144.656 | 7144.656 | 7144.656 | 7144.656 | 7144.656 | 7144.656 | 7144.656 | 7144.656 | 7144.656 | 7144.656
| TOTAL OUTAGE |  | (HOURS) |  | 7144.656 | 7144.656 | 7144.656 | 7144.656 | 7144.656 | 7144.656 | 7144.656 | 7144.656 | 7144.656 | 7144.656 | 7144.656 | 7144.656 | 7144.656 | 7144.656 | 7144.656 | 7144.656 | 7144.656 | 7144.656 | 7144.656 | 7144.656 | 7144.656 | 7144.656 | 7144.656 | 7144.656 | 7144.656 | 7144.656 | 7144.656 | 7144.656 | 7144.656 | 7144.656
| AVAILABLE HOURS |  | (ANNUAL) |  | 1615.344 | 1615.344 | 1615.344 | 1615.344 | 1615.344 | 1615.344 | 1615.344 | 1615.344 | 1615.344 | 1615.344 | 1615.344 | 1615.344 | 1615.344 | 1615.344 | 1615.344 | 1615.344 | 1615.344 | 1615.344 | 1615.344 | 1615.344 | 1615.344 | 1615.344 | 1615.344 | 1615.344 | 1615.344 | 1615.344 | 1615.344 | 1615.344 | 1615.344 | 1615.344
| COMBINED CAPACITY FACTOR | BASE | (%) |  | 18.44% | 18.44% | 18.44% | 18.44% | 18.44% | 18.44% | 18.44% | 18.44% | 18.44% | 18.44% | 18.44% | 18.44% | 18.44% | 18.44% | 18.44% | 18.44% | 18.44% | 18.44% | 18.44% | 18.44% | 18.44% | 18.44% | 18.44% | 18.44% | 18.44% | 18.44% | 18.44% | 18.44% | 18.44% | 18.44%
| COMBINED CAPACITY FACTOR | PT LOAD | (%) | bar: 2018 1 to 2047 30
| BASE LOAD HOURS | 18.44% | (HOURS) | 1615.344 | 1615.344 | 1615.344 | 1615.344 | 1615.344 | 1615.344 | 1615.344 | 1615.344 | 1615.344 | 1615.344 | 1615.344 | 1615.344 | 1615.344 | 1615.344 | 1615.344 | 1615.344 | 1615.344 | 1615.344 | 1615.344 | 1615.344 | 1615.344 | 1615.344 | 1615.344 | 1615.344 | 1615.344 | 1615.344 | 1615.344 | 1615.344 | 1615.344 | 1615.344 | 1615.344
| PART LOAD HOURS | 0% | (HOURS) | 0 | 0 | 0 | 0 | 0 | 0 | 0 | 0 | 0 | 0 | 0 | 0 | 0 | 0 | 0 | 0 | 0 | 0 | 0 | 0 | 0 | 0 | 0 | 0 | 0 | 0 | 0 | 0 | 0 | 0 | 0
|  |  | BASE CAPACITY |  | 2018 1: 10000; 2019 2: KW; 2020 3: PER UNIT
PERFORMANCE DATA: |  |  |  |  | 2018 1: 0
[5 empty] | 1 | [5 empty] | 1 |  |  | 1
BASE LOAD
UNITS OPERATING | bar: 2018 1 to 2047 30
| DEGRADATION-OUTPUT |  | (%) |  | 1% | 2% | 3% | 4% | 5% | 6% | 7% | 8% | 9% | 10% | 11% | 12% | 13% | 14% | 15% | 16% | 17% | 18% | 19% | 20% | 21% | 22% | 23% | 24% | 25% | 26% | 27% | 28% | 29% | 30%
| DEGRADATION-THERMAL |  | (%) | bar: 1% to 30%
| OUTPUT - GROSS | TOTAL | KW |  | 9900 | 9800 | 9700 | 9600 | 9500 | 9400 | 9300 | 9200 | 9100 | 9000 | 8900 | 8800 | 8700 | 8600 | 8500 | 8400 | 8300 | 8200 | 8100 | 8000 | 7900 | 7800 | 7700 | 7600 | 7500 | 7400 | 7300 | 7200 | 7100 | 7000
| OUTPUT - NET |  | KW | 0% | 9900 | 9800 | 9700 | 9600 | 9500 | 9400 | 9300 | 9200 | 9100 | 9000 | 8900 | 8800 | 8700 | 8600 | 8500 | 8400 | 8300 | 8200 | 8100 | 8000 | 7900 | 7800 | 7700 | 7600 | 7500 | 7400 | 7300 | 7200 | 7100 | 7000
| FUEL RATE |  | (MMBTU/HR) |  | 0 | 0 | 0 | 0 | 0 | 0 | 0 | 0 | 0 | 0 | 0 | 0 | 0 | 0 | 0 | 0 | 0 | 0 | 0 | 0 | 0 | 0 | 0 | 0 | 0 | 0 | 0 | 0 | 0 | 0
| HEAT RATE - NET |  | (BTU/KWH) | 0 | 0 | 0 | 0 | 0 | 0 | 0 | 0 | 0 | 0 | 0 | 0 | 0 | 0 | 0 | 0 | 0 | 0 | 0 | 0 | 0 | 0 | 0 | 0 | 0 | 0 | 0 | 0 | 0 | 0 | 0
CONSUMABLE RATES:
| AMMONIA |  | LB/LB FUEL |  | 1%: 0
| CLARIFIED WATER |  | GALLONS/MWH |  | 1%: 0
| DEMINERALIZED WTR |  | GALLONS/MWH |  | 1%: 0
| STARTUP FUEL |  | MMBTU/HOT START |  | 1%: 0
| STARTUP FUEL |  | MMBTU/COLD START |  | 1%: 0
PRODUCTION RATES: |  |  |  |  | 1%: WET
| WASTE WATER |  | GALLONS/MWH |  | 1%: 0
| NOx |  | LB/MMBTU |  | 1%: 0
| SOx |  | LB/MMBTU |  | 1%: 0
PRODUCTION/USAGE DATA: |  | (ANNUAL)
| GROSS GENERATION |  | (MWH) |  | 15991.9056 | 15830.3712 | 15668.8368 | 15507.3024 | 15345.768 | 15184.2336 | 15022.6992 | 14861.1648 | 14699.6304 | 14538.096 | 14376.5616 | 14215.0272 | 14053.4928 | 13891.9584 | 13730.424 | 13568.8896 | 13407.3552 | 13245.8208 | 13084.2864 | 12922.752 | 12761.2176 | 12599.6832 | 12438.1488 | 12276.6144 | 12115.08 | 11953.5456 | 11792.0112 | 11630.4768 | 11468.9424 | 11307.408
| NET GENERATION |  | (MWH) |  | 15991.9056 | 15830.3712 | 15668.8368 | 15507.3024 | 15345.768 | 15184.2336 | 15022.6992 | 14861.1648 | 14699.6304 | 14538.096 | 14376.5616 | 14215.0272 | 14053.4928 | 13891.9584 | 13730.424 | 13568.8896 | 13407.3552 | 13245.8208 | 13084.2864 | 12922.752 | 12761.2176 | 12599.6832 | 12438.1488 | 12276.6144 | 12115.08 | 11953.5456 | 11792.0112 | 11630.4768 | 11468.9424 | 11307.408
| TOTAL NET GENERATION |  | (MWH) | 13649.6568 | 15991.9056 | 15830.3712 | 15668.8368 | 15507.3024 | 15345.768 | 15184.2336 | 15022.6992 | 14861.1648 | 14699.6304 | 14538.096 | 14376.5616 | 14215.0272 | 14053.4928 | 13891.9584 | 13730.424 | 13568.8896 | 13407.3552 | 13245.8208 | 13084.2864 | 12922.752 | 12761.2176 | 12599.6832 | 12438.1488 | 12276.6144 | 12115.08 | 11953.5456 | 11792.0112 | 11630.4768 | 11468.9424 | 11307.408
| STARTUP FUEL |  | (MMBTU) |  | 0 | 0 | 0 | 0 | 0 | 0 | 0 | 0 | 0 | 0 | 0 | 0 | 0 | 0 | 0 | 0 | 0 | 0 | 0 | 0 | 0 | 0 | 0 | 0 | 0 | 0 | 0 | 0 | 0 | 0
| OPERATING FUEL |  | (MMBTU) | 29602464.0085 | 0 | 0 | 0 | 0 | 0 | 0 | 0 | 0 | 0 | 0 | 0 | 0 | 0 | 0 | 0 | 0 | 0 | 0 | 0 | 0 | 0 | 0 | 0 | 0 | 0 | 0 | 0 | 0 | 0 | 0
| OPERATING FUEL |  | (TON) |  | 0 | 0 | 0 | 0 | 0 | 0 | 0 | 0 | 0 | 0 | 0 | 0 | 0 | 0 | 0 | 0 | 0 | 0 | 0 | 0 | 0 | 0 | 0 | 0 | 0 | 0 | 0 | 0 | 0 | 0
| TOTAL OPERATING FUEL |  | (MMBTU) |  | 0 | 0 | 0 | 0 | 0 | 0 | 0 | 0 | 0 | 0 | 0 | 0 | 0 | 0 | 0 | 0 | 0 | 0 | 0 | 0 | 0 | 0 | 0 | 0 | 0 | 0 | 0 | 0 | 0 | 0
| TOTAL OPERATING FUEL |  | (TON) |  | 0 | 0 | 0 | 0 | 0 | 0 | 0 | 0 | 0 | 0 | 0 | 0 | 0 | 0 | 0 | 0 | 0 | 0 | 0 | 0 | 0 | 0 | 0 | 0 | 0 | 0 | 0 | 0 | 0 | 0
| AMMONIA (as 19% AQUEOUS) |  | (TON) |  | 0 | 0 | 0 | 0 | 0 | 0 | 0 | 0 | 0 | 0 | 0 | 0 | 0 | 0 | 0 | 0 | 0 | 0 | 0 | 0 | 0 | 0 | 0 | 0 | 0 | 0 | 0 | 0 | 0 | 0
| CLARIFIED WATER |  | (K-GALLONS) |  | 0 | 0 | 0 | 0 | 0 | 0 | 0 | 0 | 0 | 0 | 0 | 0 | 0 | 0 | 0 | 0 | 0 | 0 | 0 | 0 | 0 | 0 | 0 | 0 | 0 | 0 | 0 | 0 | 0 | 0
| DEMIN WATER |  | (K-GALLONS) |  | 0 | 0 | 0 | 0 | 0 | 0 | 0 | 0 | 0 | 0 | 0 | 0 | 0 | 0 | 0 | 0 | 0 | 0 | 0 | 0 | 0 | 0 | 0 | 0 | 0 | 0 | 0 | 0 | 0 | 0
| WASTE WATER |  | (K-GALLONS) |  | 0 | 0 | 0 | 0 | 0 | 0 | 0 | 0 | 0 | 0 | 0 | 0 | 0 | 0 | 0 | 0 | 0 | 0 | 0 | 0 | 0 | 0 | 0 | 0 | 0 | 0 | 0 | 0 | 0 | 0
| NOx |  | (TON) |  | 0 | 0 | 0 | 0 | 0 | 0 | 0 | 0 | 0 | 0 | 0 | 0 | 0 | 0 | 0 | 0 | 0 | 0 | 0 | 0 | 0 | 0 | 0 | 0 | 0 | 0 | 0 | 0 | 0 | 0
| SOx |  | (TON) |  | 0 | 0 | 0 | 0 | 0 | 0 | 0 | 0 | 0 | 0 | 0 | 0 | 0 | 0 | 0 | 0 | 0 | 0 | 0 | 0 | 0 | 0 | 0 | 0 | 0 | 0 | 0 | 0 | 0 | 0
UNIT COSTS:
| CPI | % |  |  |  | 2.4% | 2.4% | 2.4% | 2.4% | 2.4% | 2.4% | 2.4% | 2.4% | 2.4% | 2.4% | 2.4% | 2.4% | 2.4% | 2.4% | 2.4% | 2.4% | 2.4% | 2.4% | 2.4% | 2.4% | 2.4% | 2.4% | 2.4% | 2.4% | 2.4% | 2.4% | 2.4% | 2.4% | 2.4%
| WACOF | % | bar: 2% to 30%
| FUEL | ($/MMBTU) |  |  | 4.96 | 5.31 | 5.66 | 6.06 | 6.53 | 6.91 | 7.22 | 7.59 | 7.93 | 8.32 | 8.62 | 8.99 | 9.38 | 9.8 | 10.28 | 10.68 | 11.46 | 12.23 | 12.84 | 13.48 | 14.15 | 14.85 | 15.6 | 16.37 | 17.19 | 17.9 | 18.7664 | 19.6706 | 20.6142 | 21.5943
| AMMONIA | ($/TON) |  |  | 165.6927 | 165.6927 | 165.6927 | 165.6927 | 165.6927 | 165.6927 | 165.6927 | 165.6927 | 165.6927 | 165.6927 | 165.6927 | 165.6927 | 165.6927 | 165.6927 | 165.6927 | 165.6927 | 165.6927 | 165.6927 | 165.6927 | 165.6927 | 165.6927 | 165.6927 | 165.6927 | 165.6927 | 165.6927 | 165.6927 | 165.6927 | 165.6927 | 165.6927 | 165.6927
| CLARIFIED WATER | ($/K-GALLONS) |  |  | 1.4864 | 1.4864 | 1.4864 | 1.4864 | 1.4864 | 1.4864 | 1.4864 | 1.4864 | 1.4864 | 1.4864 | 1.4864 | 1.4864 | 1.4864 | 1.4864 | 1.4864 | 1.4864 | 1.4864 | 1.4864 | 1.4864 | 1.4864 | 1.4864 | 1.4864 | 1.4864 | 1.4864 | 1.4864 | 1.4864 | 1.4864 | 1.4864 | 1.4864 | 1.4864
| DEMIN WATER | ($/K-GALLONS) |  |  | 4.6832 | 4.6832 | 4.6832 | 4.6832 | 4.6832 | 4.6832 | 4.6832 | 4.6832 | 4.6832 | 4.6832 | 4.6832 | 4.6832 | 4.6832 | 4.6832 | 4.6832 | 4.6832 | 4.6832 | 4.6832 | 4.6832 | 4.6832 | 4.6832 | 4.6832 | 4.6832 | 4.6832 | 4.6832 | 4.6832 | 4.6832 | 4.6832 | 4.6832 | 4.6832
| CYCLE CHEM FEED | ($/TON STM) |  |  | 0.012249 | 0.012249 | 0.012249 | 0.012249 | 0.012249 | 0.012249 | 0.012249 | 0.012249 | 0.012249 | 0.012249 | 0.012249 | 0.012249 | 0.012249 | 0.012249 | 0.012249 | 0.012249 | 0.012249 | 0.012249 | 0.012249 | 0.012249 | 0.012249 | 0.012249 | 0.012249 | 0.012249 | 0.012249 | 0.012249 | 0.012249 | 0.012249 | 0.012249 | 0.012249
| STARTUP FUEL | ($/MMBTU) |  |  | 4.96 | 5.31 | 5.66 | 6.06 | 6.53 | 6.91 | 7.22 | 7.59 | 7.93 | 8.32 | 8.62 | 8.99 | 9.38 | 9.8 | 10.28 | 10.68 | 11.46 | 12.23 | 12.84 | 13.48 | 14.15 | 14.85 | 15.6 | 16.37 | 17.19 | 17.9 | 18.7664 | 19.6706 | 20.6142 | 21.5943
| WASTE WATER TRT | ($/K-GALLONS) |  |  | 0 | 0 | 0 | 0 | 0 | 0 | 0 | 0 | 0 | 0 | 0 | 0 | 0 | 0 | 0 | 0 | 0 | 0 | 0 | 0 | 0 | 0 | 0 | 0 | 0 | 0 | 0 | 0 | 0 | 0
| NOx | ($/TON) |  |  | 0 | 0 | 0 | 0 | 0 | 0 | 0 | 0 | 0 | 0 | 0 | 0 | 0 | 0 | 0 | 0 | 0 | 0 | 0 | 0 | 0 | 0 | 0 | 0 | 0 | 0 | 0 | 0 | 0 | 0
| OZONE NOx | ($/TON) |  |  | 0 | 0 | 0 | 0 | 0 | 0 | 0 | 0 | 0 | 0 | 0 | 0 | 0 | 0 | 0 | 0 | 0 | 0 | 0 | 0 | 0 | 0 | 0 | 0 | 0 | 0 | 0 | 0 | 0 | 0
| SOx | ($/TON) |  |  | 0 | 0 | 0 | 0 | 0 | 0 | 0 | 0 | 0 | 0 | 0 | 0 | 0 | 0 | 0 | 0 | 0 | 0 | 0 | 0 | 0 | 0 | 0 | 0 | 0 | 0 | 0 | 0 | 0 | 0
CONSUMABLE COSTS |  | -1000
Levelized
| AMMONIA |  |  | 0 | 0 | 0 | 0 | 0 | 0 | 0 | 0 | 0 | 0 | 0 | 0 | 0 | 0 | 0 | 0 | 0 | 0 | 0 | 0 | 0 | 0 | 0 | 0 | 0 | 0 | 0 | 0 | 0 | 0 | 0
| CLARIFIED WATER |  |  | 0 | 0 | 0 | 0 | 0 | 0 | 0 | 0 | 0 | 0 | 0 | 0 | 0 | 0 | 0 | 0 | 0 | 0 | 0 | 0 | 0 | 0 | 0 | 0 | 0 | 0 | 0 | 0 | 0 | 0 | 0
| DEMIN WATER |  |  | 0 | 0 | 0 | 0 | 0 | 0 | 0 | 0 | 0 | 0 | 0 | 0 | 0 | 0 | 0 | 0 | 0 | 0 | 0 | 0 | 0 | 0 | 0 | 0 | 0 | 0 | 0 | 0 | 0 | 0 | 0
| CYCLE CHEM FEED |  |  | 0.019786 | 0.019786 | 0.019786 | 0.019786 | 0.019786 | 0.019786 | 0.019786 | 0.019786 | 0.019786 | 0.019786 | 0.019786 | 0.019786 | 0.019786 | 0.019786 | 0.019786 | 0.019786 | 0.019786 | 0.019786 | 0.019786 | 0.019786 | 0.019786 | 0.019786 | 0.019786 | 0.019786 | 0.019786 | 0.019786 | 0.019786 | 0.019786 | 0.019786 | 0.019786 | 0.019786
| STARTUP FUEL |  |  | 0 | 0 | 0 | 0 | 0 | 0 | 0 | 0 | 0 | 0 | 0 | 0 | 0 | 0 | 0 | 0 | 0 | 0 | 0 | 0 | 0 | 0 | 0 | 0 | 0 | 0 | 0 | 0 | 0 | 0 | 0
| WASTE WTR TRTM |  |  | 0 | 0 | 0 | 0 | 0 | 0 | 0 | 0 | 0 | 0 | 0 | 0 | 0 | 0 | 0 | 0 | 0 | 0 | 0 | 0 | 0 | 0 | 0 | 0 | 0 | 0 | 0 | 0 | 0 | 0 | 0
| NOx |  |  | 0 | 0 | 0 | 0 | 0 | 0 | 0 | 0 | 0 | 0 | 0 | 0 | 0 | 0 | 0 | 0 | 0 | 0 | 0 | 0 | 0 | 0 | 0 | 0 | 0 | 0 | 0 | 0 | 0 | 0 | 0
| OZONE NOx |  |  | 0 | 0 | 0 | 0 | 0 | 0 | 0 | 0 | 0 | 0 | 0 | 0 | 0 | 0 | 0 | 0 | 0 | 0 | 0 | 0 | 0 | 0 | 0 | 0 | 0 | 0 | 0 | 0 | 0 | 0 | 0
| SOx |  |  | 0 | 0 | 0 | 0 | 0 | 0 | 0 | 0 | 0 | 0 | 0 | 0 | 0 | 0 | 0 | 0 | 0 | 0 | 0 | 0 | 0 | 0 | 0 | 0 | 0 | 0 | 0 | 0 | 0 | 0 | 0
| TOTAL CONSUMABLE COSTS |  |  | 0.019786 | 0.019786 | 0.019786 | 0.019786 | 0.019786 | 0.019786 | 0.019786 | 0.019786 | 0.019786 | 0.019786 | 0.019786 | 0.019786 | 0.019786 | 0.019786 | 0.019786 | 0.019786 | 0.019786 | 0.019786 | 0.019786 | 0.019786 | 0.019786 | 0.019786 | 0.019786 | 0.019786 | 0.019786 | 0.019786 | 0.019786 | 0.019786 | 0.019786 | 0.019786 | 0.019786
SPARE PARTS |  | -1000 |  |  |  | 2.4% | 2.4% | 2.4% | 2.4% | 2.4% | 2.4% | 2.4% | 2.4% | 2.4% | 2.4% | 2.4% | 2.4% | 2.4% | 2.4% | 2.4% | 2.4% | 2.4% | 2.4% | 2.4% | 2.4% | 2.4% | 2.4% | 2.4% | 2.4% | 2.4% | 2.4% | 2.4% | 2.4% | 2.4%
| INVENTORY |  |  | 0 | 0 | 0 | 0 | 0 | 0 | 0 | 0 | 0 | 0 | 0 | 0 | 0 | 0 | 0 | 0 | 0 | 0 | 0 | 0 | 0 | 0 | 0 | 0 | 0 | 0 | 0 | 0 | 0 | 0 | 0
MAINTENANCE PARTS AND LABOR COSTS |  | -1000
| ESCALATION RATE | (%) |  |  |  | 2.4% | 2.4% | 2.4% | 2.4% | 2.4% | 2.4% | 2.4% | 2.4% | 2.4% | 2.4% | 2.4% | 2.4% | 2.4% | 2.4% | 2.4% | 2.4% | 2.4% | 2.4% | 2.4% | 2.4% | 2.4% | 2.4% | 2.4% | 2.4% | 2.4% | 2.4% | 2.4% | 2.4% | 2.4%
Levelized
| PV |  |  | 19.3165 | 15 | 15.36 | 15.7286 | 16.1061 | 16.4927 | 16.8885 | 17.2938 | 17.7089 | 18.1339 | 18.5691 | 19.0148 | 19.4711 | 19.9384 | 20.4169 | 20.9069 | 21.4087 | 21.9225 | 22.4487 | 22.9874 | 23.5391 | 24.1041 | 24.6826 | 25.275 | 25.8815 | 26.5027 | 27.1388 | 27.7901 | 28.4571 | 29.14 | 29.8394
|  |  |  | 19.3165 | 15 | 15.36 | 15.7286 | 16.1061 | 16.4927 | 16.8885 | 17.2938 | 17.7089 | 18.1339 | 18.5691 | 19.0148 | 19.4711 | 19.9384 | 20.4169 | 20.9069 | 21.4087 | 21.9225 | 22.4487 | 22.9874 | 23.5391 | 24.1041 | 24.6826 | 25.275 | 25.8815 | 26.5027 | 27.1388 | 27.7901 | 28.4571 | 29.14 | 29.8394
STAFF LABOR COSTS
| FACILITY DEPARTMENT |  |  |  | 1%: TOTAL
| QUANTITY OF SALARIED STAFF |  |  |  | 1%: 0
| QUANTITY OF HOURLY STAFF |  |  |  | 1%: 0
| QUANTITY OF CORPORATE STAFF |  |  |  | 1%: 0
| COST OF SALARIED STAFF |  | ($/YR) |  | 1%: 126585.5759
| COST OF HOURLY STAFF |  | ($/YR) |  | 1%: 101268.4607
| COST OF CORPORATE STAFF |  | ($/YR) |  | 1%: 0
| SALARY ESCALATION |  |  |  |  | 0.9% | 0.9% | 0.9% | 0.9% | 0.9% | 0.9% | 0.9% | 0.9% | 0.9% | 0.9% | 0.9% | 0.9% | 0.9% | 0.9% | 0.9% | 0.9% | 0.9% | 0.9% | 0.9% | 0.9% | 0.9% | 0.9% | 0.9% | 0.9% | 0.9% | 0.9% | 0.9% | 0.9% | 0.9%
| COST OF SALARIED STAFF |  | -1000 |  | 0 | 0 | 0 | 0 | 0 | 0 | 0 | 0 | 0 | 0 | 0 | 0 | 0 | 0 | 0 | 0 | 0 | 0 | 0 | 0 | 0 | 0 | 0 | 0 | 0 | 0 | 0 | 0 | 0 | 0
| COST OF HOURLY STAFF |  | -1000 |  | 0 | 0 | 0 | 0 | 0 | 0 | 0 | 0 | 0 | 0 | 0 | 0 | 0 | 0 | 0 | 0 | 0 | 0 | 0 | 0 | 0 | 0 | 0 | 0 | 0 | 0 | 0 | 0 | 0 | 0
| COST OF CORPORATE STAFF |  | -1000 |  | 0 | 0 | 0 | 0 | 0 | 0 | 0 | 0 | 0 | 0 | 0 | 0 | 0 | 0 | 0 | 0 | 0 | 0 | 0 | 0 | 0 | 0 | 0 | 0 | 0 | 0 | 0 | 0 | 0 | 0
Levelized
| TOTAL STAFF LABOR COSTS |  | -1000 | 0 | 0 | 0 | 0 | 0 | 0 | 0 | 0 | 0 | 0 | 0 | 0 | 0 | 0 | 0 | 0 | 0 | 0 | 0 | 0 | 0 | 0 | 0 | 0 | 0 | 0 | 0 | 0 | 0 | 0 | 0
MISC. COSTS |  | -1000
| COST ESCALATION |  |  |  |  | 0.9% | 0.9% | 0.9% | 0.9% | 0.9% | 0.9% | 0.9% | 0.9% | 0.9% | 0.9% | 0.9% | 0.9% | 0.9% | 0.9% | 0.9% | 0.9% | 0.9% | 0.9% | 0.9% | 0.9% | 0.9% | 0.9% | 0.9% | 0.9% | 0.9% | 0.9% | 0.9% | 0.9% | 0.9%
| ANNUAL SITE & BUILDING MAINTENANCE |  |  |  |  | 0 | 0 | 0 | 0 | 0 | 0 | 0 | 0 | 0 | 0 | 0 | 0 | 0 | 0 | 0 | 0 | 0 | 0 | 0 | 0 | 0 | 0 | 0 | 0 | 0 | 0 | 0 | 0 | 0
| INSURANCES |  | 0.106% |  | 40.015 | 40.015 | 40.015 | 40.015 | 40.015 | 40.015 | 40.015 | 40.015 | 40.015 | 40.015 | 40.015 | 40.015 | 40.015 | 40.015 | 40.015 | 40.015 | 40.015 | 40.015 | 40.015 | 40.015 | 40.015 | 40.015 | 40.015 | 40.015 | 40.015 | 40.015 | 40.015 | 40.015 | 40.015 | 40.015
| PROPERTY TAX |  | 0.15% |  | 59.2615 | 57.218 | 55.1745 | 53.131 | 51.0875 | 49.044 | 47.0005 | 44.957 | 42.9135 | 40.87 | 38.8265 | 36.783 | 34.7395 | 32.696 | 30.6525 | 28.609 | 26.5655 | 24.522 | 22.4785 | 20.435 | 18.3915 | 16.348 | 14.3045 | 12.261 | 10.2175 | 8.174 | 6.1305 | 4.087 | 2.0435 | 0
Levelized
| TOTAL MISC. COSTS |  |  | 79.0584 | 99.2765 | 97.233 | 95.1895 | 93.146 | 91.1025 | 89.059 | 87.0155 | 84.972 | 82.9285 | 80.885 | 78.8415 | 76.798 | 74.7545 | 72.711 | 70.6675 | 68.624 | 66.5805 | 64.537 | 62.4935 | 60.45 | 58.4065 | 56.363 | 54.3195 | 52.276 | 50.2325 | 48.189 | 46.1455 | 44.102 | 42.0585 | 40.015

## Option 8 Master (hidden)
HDR
#REF!
PROJECT: | 140423 | LG&E 2017 CC
DATE: | #REF!
FILE: |  | SHEET 1
PLANT DESIGN:
[8 empty] | CAPITAL COST CATEGORIES: |  |  | -1000 |  |  | FINANCE STRUCTURE:
PLANT GROSS CAPACITY |  | NEW & CLEAN |  | #REF! | KW
NET CONTRACT DEMAND |  |  |  | #REF! | KW |  |  | HARD COSTS: | [5 empty] | DEBT |  |  | AVG DCR | #REF!
[9 empty] | EPC PLANT | [5 empty] | PERCENT |  | #REF! | #REF!
HEAT RATE - GROSS HHV |  |  |  | #REF! | BTU/KWH | [9 empty] | RATE |  |  | #REF!
HEAT RATE - NET HHV |  |  |  | #REF! | BTU/KWH | [9 empty] | TERM | 20 YR |  | 80
[15 empty] | PAYMENT - QUARTER |  |  | #REF!
EQUITY
[8 empty] | SOFT COSTS: | [6 empty] | PERCENT |  | #REF! | #REF!
[9 empty] | TOTAL OWNER INDIRECTS | [5 empty] | POST-TAX RETURN |  | (TARGET) | 9.73%
[9 empty] | OWNER CONTINGENCY | [5 empty] | EQUITY PAYMENT |  |  | #REF! | GOAL SEEK IRR=7.77% UNLEVERED
[17 empty] | IRR | #VALUE!
[17 empty] | NPV | #REF!
[9 empty] | PROJECT MANAGEMENT |  |  | 0
[9 empty] | ENGINEERING SUPPORT |  |  | 0
[9 empty] | FINANCE FEE |  | 0.015 | #REF!
[9 empty] | AFUDC |  | #REF! | #REF!
[9 empty] | CONSTRUCTION MNGMT |  |  | 0
[9 empty] | OWNER CONTINGENCY |  | 0.1 | 0
[9 empty] | PLANT OPS |  |  | 0
[9 empty] | INSURANCE |  | CONST | 0
[9 empty] | ESCALATION ALLOWANCE |  |  | 0
| DEPRECIATION | NEW PLANT - UTILITY |  | #REF! | YR MACRS
[9 empty] | SUB-TOTAL |  | #DIV/0! | 0
| AMORTIZATION |  |  | #REF! | YRS |  |  | TOTAL PROJECT COST |  |  |  | 0
| DISCOUNT RATE |  |  | #REF! |  |  |  | INSTALLED POWER PLANT COST ($/KW) |  |  |  | #REF!
PRO FORMA ANALYSIS:
YEAR |  |  |  | 2016 | 2017 | 2018 | 2019 | 2020 | 2021 | 2022 | 2023 | 2024 | 2025 | 2026 | 2027 | 2028 | 2029 | 2030 | 2031 | 2032 | 2033 | 2034 | 2035 | 2036 | 2037 | 2038 | 2039 | 2040 | 2041 | 2042 | 2043 | 2044 | 2045 | 2046
|  |  |  | 0 | 1 | 2 | 3 | 4 | 5 | 6 | 7 | 8 | 9 | 10 | 11 | 12 | 13 | 14 | 15 | 16 | 17 | 18 | 19 | 20 | 21 | 22 | 23 | 24 | 25 | 26 | 27 | 28 | 29 | 30
ESCALATORS:
| PARTS |  |  |  | #REF! | #REF! | #REF! | #REF! | #REF! | #REF! | #REF! | #REF! | #REF! | #REF! | #REF! | #REF! | #REF! | #REF! | #REF! | #REF! | #REF! | #REF! | #REF! | #REF! | #REF! | #REF! | #REF! | #REF! | #REF! | #REF! | #REF! | #REF! | #REF! | #REF!
| CONSUMABLE ESC. |  |  |  | #REF! | #REF! | #REF! | #REF! | #REF! | #REF! | #REF! | #REF! | #REF! | #REF! | #REF! | #REF! | #REF! | #REF! | #REF! | #REF! | #REF! | #REF! | #REF! | #REF! | #REF! | #REF! | #REF! | #REF! | #REF! | #REF! | #REF! | #REF! | #REF! | #REF!
UNIT COST DATA:
FUEL
| NATURAL GAS | ($/MMBTU) |  | #REF! | #REF! | #REF! | #REF! | #REF! | #REF! | #REF! | #REF! | #REF! | #REF! | #REF! | #REF! | #REF! | #REF! | #REF! | #REF! | #REF! | #REF! | #REF! | #REF! | #REF! | #REF! | #REF! | #REF! | #REF! | #REF! | #REF! | #REF! | #REF! | #REF! | #REF!
| NATURAL GAS ANNUAL DEMAND CHARGE |  |  | -1000 | 15421.2792 | 15421.2792 | 15421.2792 | 15421.2792 | 15421.2792 | 15421.2792 | 15421.2792 | 15421.2792 | 15421.2792 | 15421.2792 | 15421.2792 | 15421.2792 | 15421.2792 | 15421.2792 | 15421.2792 | 15421.2792 | 15421.2792 | 15421.2792 | 15421.2792 | 15421.2792 | 15421.2792 | 15421.2792 | 15421.2792 | 15421.2792 | 15421.2792 | 15421.2792 | 15421.2792 | 15421.2792 | 15421.2792 | 15421.2792
0 | PRICING OPTIONS | MARGINAL
#REF! | POWER | CAPITAL RECOVERY |  | ($/MWH) | #REF! | #REF! | #REF! | #REF! | #REF! | #REF! | #REF! | #REF! | #REF! | #REF! | #REF! | #REF! | #REF! | #REF! | #REF! | #REF! | #REF! | #REF! | #REF! | #REF! | #REF! | #REF! | #REF! | #REF! | #REF! | #REF! | #REF! | #REF! | #REF! | #REF!
|  | FIXED CAPACITY-DB |  | ($/KW-MO) | #REF! | #REF! | #REF! | #REF! | #REF! | #REF! | #REF! | #REF! | #REF! | #REF! | #REF! | #REF! | #REF! | #REF! | #REF! | #REF! | #REF! | #REF! | #REF! | #REF! | #REF! | #REF! | #REF! | #REF! | #REF! | #REF! | #REF! | #REF! | #REF! | #REF!
|  | FIXED CAPACITY-EQ |  | ($/KW-MO) | #REF! | #REF! | #REF! | #REF! | #REF! | #REF! | #REF! | #REF! | #REF! | #REF! | #REF! | #REF! | #REF! | #REF! | #REF! | #REF! | #REF! | #REF! | #REF! | #REF! | #REF! | #REF! | #REF! | #REF! | #REF! | #REF! | #REF! | #REF! | #REF! | #REF!
#REF! |  | OP COST |  | ($/MWH) | #REF! | #REF! | #REF! | #REF! | #REF! | #REF! | #REF! | #REF! | #REF! | #REF! | #REF! | #REF! | #REF! | #REF! | #REF! | #REF! | #REF! | #REF! | #REF! | #REF! | #REF! | #REF! | #REF! | #REF! | #REF! | #REF! | #REF! | #REF! | #REF! | #REF!
#REF! |  | EMISSIONS ALLOWANCE |  | ($/MWH) | #REF! | #REF! | #REF! | #REF! | #REF! | #REF! | #REF! | #REF! | #REF! | #REF! | #REF! | #REF! | #REF! | #REF! | #REF! | #REF! | #REF! | #REF! | #REF! | #REF! | #REF! | #REF! | #REF! | #REF! | #REF! | #REF! | #REF! | #REF! | #REF! | #REF!
#REF! | 30 YR - LEVELIZED | FUEL COST POWER |  | ($/MWH) | #REF! | #REF! | #REF! | #REF! | #REF! | #REF! | #REF! | #REF! | #REF! | #REF! | #REF! | #REF! | #REF! | #REF! | #REF! | #REF! | #REF! | #REF! | #REF! | #REF! | #REF! | #REF! | #REF! | #REF! | #REF! | #REF! | #REF! | #REF! | #REF! | #REF!
| #REF! | TOTAL COST |  | ($/MWH) | #REF! | #REF! | #REF! | #REF! | #REF! | #REF! | #REF! | #REF! | #REF! | #REF! | #REF! | #REF! | #REF! | #REF! | #REF! | #REF! | #REF! | #REF! | #REF! | #REF! | #REF! | #REF! | #REF! | #REF! | #REF! | #REF! | #REF! | #REF! | #REF! | #REF!
| #REF! | TOLLED COST |  | ($/MWH) | #REF! | #REF! | #REF! | #REF! | #REF! | #REF! | #REF! | #REF! | #REF! | #REF! | #REF! | #REF! | #REF! | #REF! | #REF! | #REF! | #REF! | #REF! | #REF! | #REF! | #REF! | #REF! | #REF! | #REF! | #REF! | #REF! | #REF! | #REF! | #REF! | #REF!
PRODUCTION DATA: |  |  |  | 2016 0: AVERAGE
| ELECTRIC ENERGY | (MWH) |  | #REF! | #REF! | #REF! | #REF! | #REF! | #REF! | #REF! | #REF! | #REF! | #REF! | #REF! | #REF! | #REF! | #REF! | #REF! | #REF! | #REF! | #REF! | #REF! | #REF! | #REF! | #REF! | #REF! | #REF! | #REF! | #REF! | #REF! | #REF! | #REF! | #REF! | #REF!
| TOTAL ELECTRIC | (MWH) |  | #REF! | #REF! | #REF! | #REF! | #REF! | #REF! | #REF! | #REF! | #REF! | #REF! | #REF! | #REF! | #REF! | #REF! | #REF! | #REF! | #REF! | #REF! | #REF! | #REF! | #REF! | #REF! | #REF! | #REF! | #REF! | #REF! | #REF! | #REF! | #REF! | #REF! | #REF!
| FCP FUEL | (MMBTU) |  | #REF! | #REF! | #REF! | #REF! | #REF! | #REF! | #REF! | #REF! | #REF! | #REF! | #REF! | #REF! | #REF! | #REF! | #REF! | #REF! | #REF! | #REF! | #REF! | #REF! | #REF! | #REF! | #REF! | #REF! | #REF! | #REF! | #REF! | #REF! | #REF! | #REF! | #REF!
| TOTAL | (MMBTU) |  | #REF! | #REF! | #REF! | #REF! | #REF! | #REF! | #REF! | #REF! | #REF! | #REF! | #REF! | #REF! | #REF! | #REF! | #REF! | #REF! | #REF! | #REF! | #REF! | #REF! | #REF! | #REF! | #REF! | #REF! | #REF! | #REF! | #REF! | #REF! | #REF! | #REF! | #REF!
| AVG HEAT RATE | (BTU/KWH) |  |  | #REF! | #REF! | #REF! | #REF! | #REF! | #REF! | #REF! | #REF! | #REF! | #REF! | #REF! | #REF! | #REF! | #REF! | #REF! | #REF! | #REF! | #REF! | #REF! | #REF! | #REF! | #REF! | #REF! | #REF! | #REF! | #REF! | #REF! | #REF! | #REF! | #REF!
| AVG OUTPUT | (KW) |  |  | #REF! | #REF! | #REF! | #REF! | #REF! | #REF! | #REF! | #REF! | #REF! | #REF! | #REF! | #REF! | #REF! | #REF! | #REF! | #REF! | #REF! | #REF! | #REF! | #REF! | #REF! | #REF! | #REF! | #REF! | #REF! | #REF! | #REF! | #REF! | #REF! | #REF!
| CAPACITY FACTOR | (%) | FIRM | #REF! | #REF! | #REF! | #REF! | #REF! | #REF! | #REF! | #REF! | #REF! | #REF! | #REF! | #REF! | #REF! | #REF! | #REF! | #REF! | #REF! | #REF! | #REF! | #REF! | #REF! | #REF! | #REF! | #REF! | #REF! | #REF! | #REF! | #REF! | #REF! | #REF! | #REF!
| AMMONIA | (TON) |  |  | #REF! | #REF! | #REF! | #REF! | #REF! | #REF! | #REF! | #REF! | #REF! | #REF! | #REF! | #REF! | #REF! | #REF! | #REF! | #REF! | #REF! | #REF! | #REF! | #REF! | #REF! | #REF! | #REF! | #REF! | #REF! | #REF! | #REF! | #REF! | #REF! | #REF!
| MAKEUP WATER | (K-GALLONS) |  |  | #REF! | #REF! | #REF! | #REF! | #REF! | #REF! | #REF! | #REF! | #REF! | #REF! | #REF! | #REF! | #REF! | #REF! | #REF! | #REF! | #REF! | #REF! | #REF! | #REF! | #REF! | #REF! | #REF! | #REF! | #REF! | #REF! | #REF! | #REF! | #REF! | #REF!
| TOWER MAKEUP | (K-GALLONS) |  |  | #REF! | #REF! | #REF! | #REF! | #REF! | #REF! | #REF! | #REF! | #REF! | #REF! | #REF! | #REF! | #REF! | #REF! | #REF! | #REF! | #REF! | #REF! | #REF! | #REF! | #REF! | #REF! | #REF! | #REF! | #REF! | #REF! | #REF! | #REF! | #REF! | #REF!
| WASTE WATER | (K-GALLONS) |  |  | #REF! | #REF! | #REF! | #REF! | #REF! | #REF! | #REF! | #REF! | #REF! | #REF! | #REF! | #REF! | #REF! | #REF! | #REF! | #REF! | #REF! | #REF! | #REF! | #REF! | #REF! | #REF! | #REF! | #REF! | #REF! | #REF! | #REF! | #REF! | #REF! | #REF!
| NOx | (TON) |  |  | #REF! | #REF! | #REF! | #REF! | #REF! | #REF! | #REF! | #REF! | #REF! | #REF! | #REF! | #REF! | #REF! | #REF! | #REF! | #REF! | #REF! | #REF! | #REF! | #REF! | #REF! | #REF! | #REF! | #REF! | #REF! | #REF! | #REF! | #REF! | #REF! | #REF!
| SOx | (TON) |  |  | #REF! | #REF! | #REF! | #REF! | #REF! | #REF! | #REF! | #REF! | #REF! | #REF! | #REF! | #REF! | #REF! | #REF! | #REF! | #REF! | #REF! | #REF! | #REF! | #REF! | #REF! | #REF! | #REF! | #REF! | #REF! | #REF! | #REF! | #REF! | #REF! | #REF!
HDR
#REF!
PROJECT: | 140423 | LG&E 2017 CC
DATE: | #REF!
FILE: | 0 | SHEET 2
REVENUE: |  | -1000
| CAPACITY FIXED |  |  | #REF! | #REF! | #REF! | #REF! | #REF! | #REF! | #REF! | #REF! | #REF! | #REF! | #REF! | #REF! | #REF! | #REF! | #REF! | #REF! | #REF! | #REF! | #REF! | #REF! | #REF! | #REF! | #REF! | #REF! | #REF! | #REF! | #REF! | #REF! | #REF! | #REF! | #REF!
ENERGY
|  | VARIABLE ENERGY |  |  | #REF! | #REF! | #REF! | #REF! | #REF! | #REF! | #REF! | #REF! | #REF! | #REF! | #REF! | #REF! | #REF! | #REF! | #REF! | #REF! | #REF! | #REF! | #REF! | #REF! | #REF! | #REF! | #REF! | #REF! | #REF! | #REF! | #REF! | #REF! | #REF! | #REF!
|  | FUEL |  |  | #REF! | #REF! | #REF! | #REF! | #REF! | #REF! | #REF! | #REF! | #REF! | #REF! | #REF! | #REF! | #REF! | #REF! | #REF! | #REF! | #REF! | #REF! | #REF! | #REF! | #REF! | #REF! | #REF! | #REF! | #REF! | #REF! | #REF! | #REF! | #REF! | #REF!
| TOTAL REVENUE |  |  | #REF! | #REF! | #REF! | #REF! | #REF! | #REF! | #REF! | #REF! | #REF! | #REF! | #REF! | #REF! | #REF! | #REF! | #REF! | #REF! | #REF! | #REF! | #REF! | #REF! | #REF! | #REF! | #REF! | #REF! | #REF! | #REF! | #REF! | #REF! | #REF! | #REF! | #REF!
PRO FORMA ANALYSIS:
YEAR |  |  |  | 2016 | 2017 | 2018 | 2019 | 2020 | 2021 | 2022 | 2023 | 2024 | 2025 | 2026 | 2027 | 2028 | 2029 | 2030 | 2031 | 2032 | 2033 | 2034 | 2035 | 2036 | 2037 | 2038 | 2039 | 2040 | 2041 | 2042 | 2043 | 2044 | 2045 | 2046
|  |  |  | 0 | 1 | 2 | 3 | 4 | 5 | 6 | 7 | 8 | 9 | 10 | 11 | 12 | 13 | 14 | 15 | 16 | 17 | 18 | 19 | 20 | 21 | 22 | 23 | 24 | 25 | 26 | 27 | 28 | 29 | 30
EXPENSES: |  | -1000
| NATURAL GAS CONSUMPTION |  |  |  | #REF! | #REF! | #REF! | #REF! | #REF! | #REF! | #REF! | #REF! | #REF! | #REF! | #REF! | #REF! | #REF! | #REF! | #REF! | #REF! | #REF! | #REF! | #REF! | #REF! | #REF! | #REF! | #REF! | #REF! | #REF! | #REF! | #REF! | #REF! | #REF! | #REF!
| NATURAL GAS ANNUAL DEMAND CHARGE |  |  |  | 15421.2792 | 15421.2792 | 15421.2792 | 15421.2792 | 15421.2792 | 15421.2792 | 15421.2792 | 15421.2792 | 15421.2792 | 15421.2792 | 15421.2792 | 15421.2792 | 15421.2792 | 15421.2792 | 15421.2792 | 15421.2792 | 15421.2792 | 15421.2792 | 15421.2792 | 15421.2792 | 15421.2792 | 15421.2792 | 15421.2792 | 15421.2792 | 15421.2792 | 15421.2792 | 15421.2792 | 15421.2792 | 15421.2792 | 15421.2792
| UNIT COST ($/MWH) |  |  |  | #REF! | #REF! | #REF! | #REF! | #REF! | #REF! | #REF! | #REF! | #REF! | #REF! | #REF! | #REF! | #REF! | #REF! | #REF! | #REF! | #REF! | #REF! | #REF! | #REF! | #REF! | #REF! | #REF! | #REF! | #REF! | #REF! | #REF! | #REF! | #REF! | #REF!
| AMMONIA |  |  |  | #REF! | #REF! | #REF! | #REF! | #REF! | #REF! | #REF! | #REF! | #REF! | #REF! | #REF! | #REF! | #REF! | #REF! | #REF! | #REF! | #REF! | #REF! | #REF! | #REF! | #REF! | #REF! | #REF! | #REF! | #REF! | #REF! | #REF! | #REF! | #REF! | #REF!
| CLARIFIED WATER |  |  |  | #REF! | #REF! | #REF! | #REF! | #REF! | #REF! | #REF! | #REF! | #REF! | #REF! | #REF! | #REF! | #REF! | #REF! | #REF! | #REF! | #REF! | #REF! | #REF! | #REF! | #REF! | #REF! | #REF! | #REF! | #REF! | #REF! | #REF! | #REF! | #REF! | #REF!
| DEMIN WATER |  |  |  | #REF! | #REF! | #REF! | #REF! | #REF! | #REF! | #REF! | #REF! | #REF! | #REF! | #REF! | #REF! | #REF! | #REF! | #REF! | #REF! | #REF! | #REF! | #REF! | #REF! | #REF! | #REF! | #REF! | #REF! | #REF! | #REF! | #REF! | #REF! | #REF! | #REF!
| CHEMICAL FEED |  |  |  | #REF! | #REF! | #REF! | #REF! | #REF! | #REF! | #REF! | #REF! | #REF! | #REF! | #REF! | #REF! | #REF! | #REF! | #REF! | #REF! | #REF! | #REF! | #REF! | #REF! | #REF! | #REF! | #REF! | #REF! | #REF! | #REF! | #REF! | #REF! | #REF! | #REF!
| STARTUP FUEL |  |  |  | #REF! | #REF! | #REF! | #REF! | #REF! | #REF! | #REF! | #REF! | #REF! | #REF! | #REF! | #REF! | #REF! | #REF! | #REF! | #REF! | #REF! | #REF! | #REF! | #REF! | #REF! | #REF! | #REF! | #REF! | #REF! | #REF! | #REF! | #REF! | #REF! | #REF!
| WASTEWATER TREATMENT |  |  |  | #REF! | #REF! | #REF! | #REF! | #REF! | #REF! | #REF! | #REF! | #REF! | #REF! | #REF! | #REF! | #REF! | #REF! | #REF! | #REF! | #REF! | #REF! | #REF! | #REF! | #REF! | #REF! | #REF! | #REF! | #REF! | #REF! | #REF! | #REF! | #REF! | #REF!
| SPARE PARTS |  |  |  | 1156 | #REF! | #REF! | #REF! | #REF! | #REF! | #REF! | #REF! | #REF! | #REF! | #REF! | #REF! | #REF! | #REF! | #REF! | #REF! | #REF! | #REF! | #REF! | #REF! | #REF! | #REF! | #REF! | #REF! | #REF! | #REF! | #REF! | #REF! | #REF! | #REF!
| VARIABLE MAINTENANCE PARTS AND LABOR |  |  |  | #REF! | #REF! | #REF! | #REF! | #REF! | #REF! | #REF! | #REF! | #REF! | #REF! | #REF! | #REF! | #REF! | #REF! | #REF! | #REF! | #REF! | #REF! | #REF! | #REF! | #REF! | #REF! | #REF! | #REF! | #REF! | #REF! | #REF! | #REF! | #REF! | #REF!
| FIXED MAINTENANCE PARTS AND LABOR |  |  |  | #REF! | #REF! | #REF! | #REF! | #REF! | #REF! | #REF! | #REF! | #REF! | #REF! | #REF! | #REF! | #REF! | #REF! | #REF! | #REF! | #REF! | #REF! | #REF! | #REF! | #REF! | #REF! | #REF! | #REF! | #REF! | #REF! | #REF! | #REF! | #REF! | #REF!
| FIXED O&M | #REF! | #REF! |  | #REF! | #REF! | #REF! | #REF! | #REF! | #REF! | #REF! | #REF! | #REF! | #REF! | #REF! | #REF! | #REF! | #REF! | #REF! | #REF! | #REF! | #REF! | #REF! | #REF! | #REF! | #REF! | #REF! | #REF! | #REF! | #REF! | #REF! | #REF! | #REF! | #REF!
| MISC EXPENSES |  |  |  | #REF! | #REF! | #REF! | #REF! | #REF! | #REF! | #REF! | #REF! | #REF! | #REF! | #REF! | #REF! | #REF! | #REF! | #REF! | #REF! | #REF! | #REF! | #REF! | #REF! | #REF! | #REF! | #REF! | #REF! | #REF! | #REF! | #REF! | #REF! | #REF! | #REF!
| INSURANCES |  |  |  | #REF! | #REF! | #REF! | #REF! | #REF! | #REF! | #REF! | #REF! | #REF! | #REF! | #REF! | #REF! | #REF! | #REF! | #REF! | #REF! | #REF! | #REF! | #REF! | #REF! | #REF! | #REF! | #REF! | #REF! | #REF! | #REF! | #REF! | #REF! | #REF! | #REF!
| PROPERTY TAXES |  |  |  | #REF! | #REF! | #REF! | #REF! | #REF! | #REF! | #REF! | #REF! | #REF! | #REF! | #REF! | #REF! | #REF! | #REF! | #REF! | #REF! | #REF! | #REF! | #REF! | #REF! | #REF! | #REF! | #REF! | #REF! | #REF! | #REF! | #REF! | #REF! | #REF! | #REF!
| LAND LEASE |  |  |  | 0 | 0 | 0 | 0 | 0 | 0 | 0 | 0 | 0 | 0 | 0 | 0 | 0 | 0 | 0 | 0 | 0 | 0 | 0 | 0 | 0 | 0 | 0 | 0 | 0 | 0 | 0 | 0 | 0 | 0
LEVELIZED
| Fixed ($/MWH) |  |  | #REF! | #REF! | #REF! | #REF! | #REF! | #REF! | #REF! | #REF! | #REF! | #REF! | #REF! | #REF! | #REF! | #REF! | #REF! | #REF! | #REF! | #REF! | #REF! | #REF! | #REF! | #REF! | #REF! | #REF! | #REF! | #REF! | #REF! | #REF! | #REF! | #REF! | #REF!
| Variable ($/MWH) |  |  | #REF! | #REF! | #REF! | #REF! | #REF! | #REF! | #REF! | #REF! | #REF! | #REF! | #REF! | #REF! | #REF! | #REF! | #REF! | #REF! | #REF! | #REF! | #REF! | #REF! | #REF! | #REF! | #REF! | #REF! | #REF! | #REF! | #REF! | #REF! | #REF! | #REF! | #REF!
| Consumables ($/MWH) |  |  | #REF! | #REF! | #REF! | #REF! | #REF! | #REF! | #REF! | #REF! | #REF! | #REF! | #REF! | #REF! | #REF! | #REF! | #REF! | #REF! | #REF! | #REF! | #REF! | #REF! | #REF! | #REF! | #REF! | #REF! | #REF! | #REF! | #REF! | #REF! | #REF! | #REF! | #REF!
NPV
| TOTAL OPERATING COST |  |  | #REF! | #REF! | #REF! | #REF! | #REF! | #REF! | #REF! | #REF! | #REF! | #REF! | #REF! | #REF! | #REF! | #REF! | #REF! | #REF! | #REF! | #REF! | #REF! | #REF! | #REF! | #REF! | #REF! | #REF! | #REF! | #REF! | #REF! | #REF! | #REF! | #REF! | #REF!
| UNIT COST ($/MWH) |  |  | #REF! | #REF! | #REF! | #REF! | #REF! | #REF! | #REF! | #REF! | #REF! | #REF! | #REF! | #REF! | #REF! | #REF! | #REF! | #REF! | #REF! | #REF! | #REF! | #REF! | #REF! | #REF! | #REF! | #REF! | #REF! | #REF! | #REF! | #REF! | #REF! | #REF! | #REF!
LEVELIZED
| NOx |  |  | #REF! | #REF! | #REF! | #REF! | #REF! | #REF! | #REF! | #REF! | #REF! | #REF! | #REF! | #REF! | #REF! | #REF! | #REF! | #REF! | #REF! | #REF! | #REF! | #REF! | #REF! | #REF! | #REF! | #REF! | #REF! | #REF! | #REF! | #REF! | #REF! | #REF! | #REF!
| OZONE NOx |  |  | #REF! | #REF! | #REF! | #REF! | #REF! | #REF! | #REF! | #REF! | #REF! | #REF! | #REF! | #REF! | #REF! | #REF! | #REF! | #REF! | #REF! | #REF! | #REF! | #REF! | #REF! | #REF! | #REF! | #REF! | #REF! | #REF! | #REF! | #REF! | #REF! | #REF! | #REF!
| SO2 |  |  | #REF! | #REF! | #REF! | #REF! | #REF! | #REF! | #REF! | #REF! | #REF! | #REF! | #REF! | #REF! | #REF! | #REF! | #REF! | #REF! | #REF! | #REF! | #REF! | #REF! | #REF! | #REF! | #REF! | #REF! | #REF! | #REF! | #REF! | #REF! | #REF! | #REF! | #REF!
NET OPERATING INCOME |  |  |  | #REF! | #REF! | #REF! | #REF! | #REF! | #REF! | #REF! | #REF! | #REF! | #REF! | #REF! | #REF! | #REF! | #REF! | #REF! | #REF! | #REF! | #REF! | #REF! | #REF! | #REF! | #REF! | #REF! | #REF! | #REF! | #REF! | #REF! | #REF! | #REF! | #REF! | #REF!
| DEPRECIATION |  |  | 100% | 0 | 0 | 0 | 0 | 0 | 0 | 0 | 0 | 0 | 0 | 0 | 0 | 0 | 0 | 0 | 0 | 0 | 0 | 0 | 0 | 0 | 0 | 0 | 0 | 0 | 0 | 0 | 0 | 0 | 0
| AMORTIZATION |  |  |  | #REF! | #REF! | #REF! | #REF! | #REF! | #REF! | #REF! | #REF! | #REF! | #REF! | #REF! | #REF! | #REF! | #REF! | #REF! | #REF! | #REF! | #REF! | #REF! | #REF! | #REF! | #REF! | #REF! | #REF! | #REF! | #REF! | #REF! | #REF! | #REF! | #REF!
| BOOK DEPRECIATION |  |  |  | #REF! | #REF! | #REF! | #REF! | #REF! | #REF! | #REF! | #REF! | #REF! | #REF! | #REF! | #REF! | #REF! | #REF! | #REF! | #REF! | #REF! | #REF! | #REF! | #REF! | #REF! | #REF! | #REF! | #REF! | #REF! | #REF! | #REF! | #REF! | #REF! | #REF!
| TOTAL CUMULATIVE DEP/AMORT |  |  |  | #REF! | #REF! | #REF! | #REF! | #REF! | #REF! | #REF! | #REF! | #REF! | #REF! | #REF! | #REF! | #REF! | #REF! | #REF! | #REF! | #REF! | #REF! | #REF! | #REF! | #REF! | #REF! | #REF! | #REF! | #REF! | #REF! | #REF! | #REF! | #REF! | #REF!
| NET BOOK VALUE |  |  |  | #REF! | #REF! | #REF! | #REF! | #REF! | #REF! | #REF! | #REF! | #REF! | #REF! | #REF! | #REF! | #REF! | #REF! | #REF! | #REF! | #REF! | #REF! | #REF! | #REF! | #REF! | #REF! | #REF! | #REF! | #REF! | #REF! | #REF! | #REF! | #REF! | #REF!
| TOTAL NON-CASH CHARGES |  |  |  | #REF! | #REF! | #REF! | #REF! | #REF! | #REF! | #REF! | #REF! | #REF! | #REF! | #REF! | #REF! | #REF! | #REF! | #REF! | #REF! | #REF! | #REF! | #REF! | #REF! | #REF! | #REF! | #REF! | #REF! | #REF! | #REF! | #REF! | #REF! | #REF! | #REF!
| UNIT COST ($/MWH) |  | EXPENSE |  | #REF! | #REF! | #REF! | #REF! | #REF! | #REF! | #REF! | #REF! | #REF! | #REF! | #REF! | #REF! | #REF! | #REF! | #REF! | #REF! | #REF! | #REF! | #REF! | #REF! | #REF! | #REF! | #REF! | #REF! | #REF! | #REF! | #REF! | #REF! | #REF! | #REF!
EARNINGS BEFORE INTEREST & TAXES (EBIT) |  |  |  |  | #REF! | #REF! | #REF! | #REF! | #REF! | #REF! | #REF! | #REF! | #REF! | #REF! | #REF! | #REF! | #REF! | #REF! | #REF! | #REF! | #REF! | #REF! | #REF! | #REF! | #REF! | #REF! | #REF! | #REF! | #REF! | #REF! | #REF! | #REF! | #REF! | #REF!
DEBT SERVICE: |  |  |  | 2026 10: 10 YR; 2031 15: 15 YR; 2036 20: 20 YR; 2041 25: 25 YR; 2046 30: 30 YR
| TOTAL PAYMENT |  |  |  | #REF! | #REF! | #REF! | #REF! | #REF! | #REF! | #REF! | #REF! | #REF! | #REF! | #REF! | #REF! | #REF! | #REF! | #REF! | #REF! | #REF! | #REF! | #REF! | #REF! | 0 | 0 | 0 | 0 | 0 | 0 | 0 | 0 | 0 | 0
| INTEREST PAYMENT |  |  |  | #REF! | #REF! | #REF! | #REF! | #REF! | #REF! | #REF! | #REF! | #REF! | #REF! | #REF! | #REF! | #REF! | #REF! | #REF! | #REF! | #REF! | #REF! | #REF! | #REF! | 0 | 0 | 0 | 0 | 0 | 0 | 0 | 0 | 0 | 0
| PRINCIPAL PAYMENTS |  |  |  | #REF! | #REF! | #REF! | #REF! | #REF! | #REF! | #REF! | #REF! | #REF! | #REF! | #REF! | #REF! | #REF! | #REF! | #REF! | #REF! | #REF! | #REF! | #REF! | #REF! | 0 | 0 | 0 | 0 | 0 | 0 | 0 | 0 | 0 | 0
TAX BASIS |  |  |  |  | #REF! | #REF! | #REF! | #REF! | #REF! | #REF! | #REF! | #REF! | #REF! | #REF! | #REF! | #REF! | #REF! | #REF! | #REF! | #REF! | #REF! | #REF! | #REF! | #REF! | #REF! | #REF! | #REF! | #REF! | #REF! | #REF! | #REF! | #REF! | #REF! | #REF!
INCOME TAXES
| US |  | #REF! |  | #REF! | #REF! | #REF! | #REF! | #REF! | #REF! | #REF! | #REF! | #REF! | #REF! | #REF! | #REF! | #REF! | #REF! | #REF! | #REF! | #REF! | #REF! | #REF! | #REF! | #REF! | #REF! | #REF! | #REF! | #REF! | #REF! | #REF! | #REF! | #REF! | #REF!
| GROSS RECIEPTS |  | 0% |  | #REF! | #REF! | #REF! | #REF! | #REF! | #REF! | #REF! | #REF! | #REF! | #REF! | #REF! | #REF! | #REF! | #REF! | #REF! | #REF! | #REF! | #REF! | #REF! | #REF! | #REF! | #REF! | #REF! | #REF! | #REF! | #REF! | #REF! | #REF! | #REF! | #REF!
CASH BASIS:
| NET OPERATING INCOME (NOI) |  |  |  | #REF! | #REF! | #REF! | #REF! | #REF! | #REF! | #REF! | #REF! | #REF! | #REF! | #REF! | #REF! | #REF! | #REF! | #REF! | #REF! | #REF! | #REF! | #REF! | #REF! | #REF! | #REF! | #REF! | #REF! | #REF! | #REF! | #REF! | #REF! | #REF! | #REF!
NPV
| NET BEFORE TAX CASHFLOW |  |  | #REF! | #REF! | #REF! | #REF! | #REF! | #REF! | #REF! | #REF! | #REF! | #REF! | #REF! | #REF! | #REF! | #REF! | #REF! | #REF! | #REF! | #REF! | #REF! | #REF! | #REF! | #REF! | #REF! | #REF! | #REF! | #REF! | #REF! | #REF! | #REF! | #REF! | #REF!
NPV
| LESS TAXES |  |  | #REF! | #REF! | #REF! | #REF! | #REF! | #REF! | #REF! | #REF! | #REF! | #REF! | #REF! | #REF! | #REF! | #REF! | #REF! | #REF! | #REF! | #REF! | #REF! | #REF! | #REF! | #REF! | #REF! | #REF! | #REF! | #REF! | #REF! | #REF! | #REF! | #REF! | #REF!
| NET AFTER TAX CASH |  |  | #REF! | #REF! | #REF! | #REF! | #REF! | #REF! | #REF! | #REF! | #REF! | #REF! | #REF! | #REF! | #REF! | #REF! | #REF! | #REF! | #REF! | #REF! | #REF! | #REF! | #REF! | #REF! | #REF! | #REF! | #REF! | #REF! | #REF! | #REF! | #REF! | #REF! | #REF!
|  |  | NPV | 2016 0: #REF!
|  |  | IRR | 2016 0: #VALUE!
| DEBT SERVICE COVERAGE |  |  | 2016 0: AVERAGE
|  | AFTER TAX |  | #REF! | #REF! | #REF! | #REF! | #REF! | #REF! | #REF! | #REF! | #REF! | #REF! | #REF! | #REF! | #REF! | #REF! | #REF! | #REF! | #REF! | #REF! | #REF! | #REF! | #REF! | #REF! | #REF! | #REF! | #REF! | #REF! | #REF! | #REF! | #REF! | #REF! | #REF!
|  | BEFORE TAX |  | #REF! | #REF! | #REF! | #REF! | #REF! | #REF! | #REF! | #REF! | #REF! | #REF! | #REF! | #REF! | #REF! | #REF! | #REF! | #REF! | #REF! | #REF! | #REF! | #REF! | #REF! | #REF! | #REF! | #REF! | #REF! | #REF! | #REF! | #REF! | #REF! | #REF! | #REF!
| EQUITY RETURN: | 100%
|  | PRE-TAX |  |  | #REF! | #REF! | #REF! | #REF! | #REF! | #REF! | #REF! | #REF! | #REF! | #REF! | #REF! | #REF! | #REF! | #REF! | #REF! | #REF! | #REF! | #REF! | #REF! | #REF! | #REF! | #REF! | #REF! | #REF! | #REF! | #REF! | #REF! | #REF! | #REF! | #REF!
|  |  | AVG | 2016 0: ROIC; 2017 1: #REF!
|  | POST-TAX |  |  | #REF! | #REF! | #REF! | #REF! | #REF! | #REF! | #REF! | #REF! | #REF! | #REF! | #REF! | #REF! | #REF! | #REF! | #REF! | #REF! | #REF! | #REF! | #REF! | #REF! | #REF! | #REF! | #REF! | #REF! | #REF! | #REF! | #REF! | #REF! | #REF! | #REF!
|  |  | AVG | 2016 0: ROIC; 2017 1: #REF!
HDR |  |  |  | ROA | #REF! | #REF! | #REF! | #REF! | #REF! | #REF! | #REF! | #REF! | #REF! | #REF! | #REF! | #REF! | #REF! | #REF! | #REF! | #REF! | #REF! | #REF! | #REF! | #REF! | #REF! | #REF! | #REF! | #REF! | #REF! | #REF! | #REF! | #REF! | #REF! | #REF!
#REF! |  |  |  | 2016 0: 20 YR - AVG; 2017 1: #REF!
PROJECT: | 140423 | LG&E 2017 CC |  | 2016 0: 40 YR - AVG; 2017 1: #REF!
DATE: | #REF!
FILE: | 0
DEBT SCHEDULE:
[5 empty] | PERIOD | PRINCIP | INTEREST | PAYMENT |  | PERIOD | PRINCIP | INTEREST | PAYMT
#REF!
[5 empty] | 1 | #REF! | #REF! | #REF! |  | 61 | #REF! | #REF! | #REF!
[5 empty] | 2 | #REF! | #REF! | #REF! |  | 62 | #REF! | #REF! | #REF!
[5 empty] | 3 | #REF! | #REF! | #REF! |  | 63 | #REF! | #REF! | #REF!
[5 empty] | 4 | #REF! | #REF! | #REF! | #REF! | 64 | #REF! | #REF! | #REF! | #REF!
[5 empty] | 5 | #REF! | #REF! | #REF! |  | 65 | #REF! | #REF! | #REF!
[5 empty] | 6 | #REF! | #REF! | #REF! |  | 66 | #REF! | #REF! | #REF!
[5 empty] | 7 | #REF! | #REF! | #REF! |  | 67 | #REF! | #REF! | #REF!
[5 empty] | 8 | #REF! | #REF! | #REF! | #REF! | 68 | #REF! | #REF! | #REF! | #REF!
[5 empty] | 9 | #REF! | #REF! | #REF! |  | 69 | #REF! | #REF! | #REF!
[5 empty] | 10 | #REF! | #REF! | #REF! |  | 70 | #REF! | #REF! | #REF!
[5 empty] | 11 | #REF! | #REF! | #REF! |  | 71 | #REF! | #REF! | #REF!
[5 empty] | 12 | #REF! | #REF! | #REF! | #REF! | 72 | #REF! | #REF! | #REF! | #REF!
[5 empty] | 13 | #REF! | #REF! | #REF! |  | 73 | #REF! | #REF! | #REF!
[5 empty] | 14 | #REF! | #REF! | #REF! |  | 74 | #REF! | #REF! | #REF!
[5 empty] | 15 | #REF! | #REF! | #REF! |  | 75 | #REF! | #REF! | #REF!
[5 empty] | 16 | #REF! | #REF! | #REF! | #REF! | 76 | #REF! | #REF! | #REF! | #REF!
[5 empty] | 17 | #REF! | #REF! | #REF! |  | 77 | #REF! | #REF! | #REF!
[5 empty] | 18 | #REF! | #REF! | #REF! |  | 78 | #REF! | #REF! | #REF!
[5 empty] | 19 | #REF! | #REF! | #REF! |  | 79 | #REF! | #REF! | #REF!
[5 empty] | 20 | #REF! | #REF! | #REF! | #REF! | 80 | #REF! | #REF! | #REF! | #REF!
[5 empty] | 21 | #REF! | #REF! | #REF! |  | 81 | #REF! | #REF! | #REF!
[5 empty] | 22 | #REF! | #REF! | #REF! |  | 82 | #REF! | #REF! | #REF!
[5 empty] | 23 | #REF! | #REF! | #REF! |  | 83 | #REF! | #REF! | #REF!
[5 empty] | 24 | #REF! | #REF! | #REF! | #REF! | 84 | #REF! | #REF! | #REF! | #REF!
[5 empty] | 25 | #REF! | #REF! | #REF! |  | 85 | #REF! | #REF! | #REF!
[5 empty] | 26 | #REF! | #REF! | #REF! |  | 86 | #REF! | #REF! | #REF!
[5 empty] | 27 | #REF! | #REF! | #REF! |  | 87 | #REF! | #REF! | #REF!
[5 empty] | 28 | #REF! | #REF! | #REF! | #REF! | 88 | #REF! | #REF! | #REF! | #REF!
[5 empty] | 29 | #REF! | #REF! | #REF! |  | 89 | #REF! | #REF! | #REF!
[5 empty] | 30 | #REF! | #REF! | #REF! |  | 90 | #REF! | #REF! | #REF!
[5 empty] | 31 | #REF! | #REF! | #REF! |  | 91 | #REF! | #REF! | #REF!
[5 empty] | 32 | #REF! | #REF! | #REF! | #REF! | 92 | #REF! | #REF! | #REF! | #REF!
[5 empty] | 33 | #REF! | #REF! | #REF! |  | 93 | #REF! | #REF! | #REF!
[5 empty] | 34 | #REF! | #REF! | #REF! |  | 94 | #REF! | #REF! | #REF!
[5 empty] | 35 | #REF! | #REF! | #REF! |  | 95 | #REF! | #REF! | #REF!
[5 empty] | 36 | #REF! | #REF! | #REF! | #REF! | 96 | #REF! | #REF! | #REF! | #REF!
[5 empty] | 37 | #REF! | #REF! | #REF! |  | 97 | #REF! | #REF! | #REF!
[5 empty] | 38 | #REF! | #REF! | #REF! |  | 98 | #REF! | #REF! | #REF!
[5 empty] | 39 | #REF! | #REF! | #REF! |  | 99 | #REF! | #REF! | #REF!
[5 empty] | 40 | #REF! | #REF! | #REF! | #REF! | 100 | #REF! | #REF! | #REF! | #REF!
[5 empty] | 41 | #REF! | #REF! | #REF!
[5 empty] | 42 | #REF! | #REF! | #REF!
[5 empty] | 43 | #REF! | #REF! | #REF!
[5 empty] | 44 | #REF! | #REF! | #REF! | #REF!
[5 empty] | 45 | #REF! | #REF! | #REF!
[5 empty] | 46 | #REF! | #REF! | #REF!
[5 empty] | 47 | #REF! | #REF! | #REF!
[5 empty] | 48 | #REF! | #REF! | #REF! | #REF!
[5 empty] | 49 | #REF! | #REF! | #REF!
[5 empty] | 50 | #REF! | #REF! | #REF!
[5 empty] | 51 | #REF! | #REF! | #REF!
[5 empty] | 52 | #REF! | #REF! | #REF! | #REF!
[5 empty] | 53 | #REF! | #REF! | #REF!
[5 empty] | 54 | #REF! | #REF! | #REF!
[5 empty] | 55 | #REF! | #REF! | #REF!
[5 empty] | 56 | #REF! | #REF! | #REF! | #REF!
[5 empty] | 57 | #REF! | #REF! | #REF!
[5 empty] | 58 | #REF! | #REF! | #REF!
[5 empty] | 59 | #REF! | #REF! | #REF!
[5 empty] | 60 | #REF! | #REF! | #REF! | #REF!

## Option 8 Dispatch (hidden)
HDR
#REF!
PROJECT: | 140423 | CANE RUN CC
DATE: | #REF!
FILE: | 0 | SHEET 4
PERFORMANCE & OPERATING COST SUMMARY: |  |  | 0
YEAR |  |  |  |  | 2016 | 2017 | 2018 | 2019 | 2020 | 2021 | 2022 | 2023 | 2024 | 2025 | 2026 | 2027 | 2028 | 2029 | 2030 | 2031 | 2032 | 2033 | 2034 | 2035 | 2036 | 2037 | 2038 | 2039 | 2040 | 2041 | 2042 | 2043 | 2044 | 2045
YEAR |  |  |  |  | 1 | 2 | 3 | 4 | 5 | 6 | 7 | 8 | 9 | 10 | 11 | 12 | 13 | 14 | 15 | 16 | 17 | 18 | 19 | 20 | 21 | 22 | 23 | 24 | 25 | 26 | 27 | 28 | 29 | 30
OPERATIONAL SCHEDULE:
| MAJOR MAINT |  | (DAYS/YR) |  | 6 | 6 | 15 | 6 | 25 | 6 | 6 | 15 | 6 | 25 | 6 | 6 | 15 | 6 | 25 | 6 | 6 | 15 | 6 | 25 | 6 | 6 | 15 | 6 | 25 | 6 | 6 | 15 | 6 | 25
| STARTS |  | (ANNUAL HOT) |  | #REF! | #REF! | #REF! | #REF! | #REF! | #REF! | #REF! | #REF! | #REF! | #REF! | #REF! | #REF! | #REF! | #REF! | #REF! | #REF! | #REF! | #REF! | #REF! | #REF! | #REF! | #REF! | #REF! | #REF! | #REF! | #REF! | #REF! | #REF! | #REF! | #REF!
|  |  | (ANNUAL COLD) |  | #REF! | #REF! | #REF! | #REF! | #REF! | #REF! | #REF! | #REF! | #REF! | #REF! | #REF! | #REF! | #REF! | #REF! | #REF! | #REF! | #REF! | #REF! | #REF! | #REF! | #REF! | #REF! | #REF! | #REF! | #REF! | #REF! | #REF! | #REF! | #REF! | #REF!
| SCH OUTAGE |  | (HOURS) |  | 144 | 144 | 360 | 144 | 600 | 144 | 144 | 360 | 144 | 600 | 144 | 144 | 360 | 144 | 600 | 144 | 144 | 360 | 144 | 600 | 144 | 144 | 360 | 144 | 600 | 144 | 144 | 360 | 144 | 600
| FO RATE |  | (%) |  | #REF! | #REF! | #REF! | #REF! | #REF! | #REF! | #REF! | #REF! | #REF! | #REF! | #REF! | #REF! | #REF! | #REF! | #REF! | #REF! | #REF! | #REF! | #REF! | #REF! | #REF! | #REF! | #REF! | #REF! | #REF! | #REF! | #REF! | #REF! | #REF! | #REF!
| FORCED OUTAGE |  | (HOURS) |  | #REF! | #REF! | #REF! | #REF! | #REF! | #REF! | #REF! | #REF! | #REF! | #REF! | #REF! | #REF! | #REF! | #REF! | #REF! | #REF! | #REF! | #REF! | #REF! | #REF! | #REF! | #REF! | #REF! | #REF! | #REF! | #REF! | #REF! | #REF! | #REF! | #REF!
| TOTAL OUTAGE |  | (HOURS) |  | #REF! | #REF! | #REF! | #REF! | #REF! | #REF! | #REF! | #REF! | #REF! | #REF! | #REF! | #REF! | #REF! | #REF! | #REF! | #REF! | #REF! | #REF! | #REF! | #REF! | #REF! | #REF! | #REF! | #REF! | #REF! | #REF! | #REF! | #REF! | #REF! | #REF!
| AVAILABLE HOURS |  | (ANNUAL) |  | #REF! | #REF! | #REF! | #REF! | #REF! | #REF! | #REF! | #REF! | #REF! | #REF! | #REF! | #REF! | #REF! | #REF! | #REF! | #REF! | #REF! | #REF! | #REF! | #REF! | #REF! | #REF! | #REF! | #REF! | #REF! | #REF! | #REF! | #REF! | #REF! | #REF!
| COMBINED CAPACITY FACTOR | BASE | (%) |  | #REF! | #REF! | #REF! | #REF! | #REF! | #REF! | #REF! | #REF! | #REF! | #REF! | #REF! | #REF! | #REF! | #REF! | #REF! | #REF! | #REF! | #REF! | #REF! | #REF! | #REF! | #REF! | #REF! | #REF! | #REF! | #REF! | #REF! | #REF! | #REF! | #REF!
| COMBINED CAPACITY FACTOR | PT LOAD | (%) | bar: 2016 1 to 2045 30
| BASE LOAD HOURS | #REF! | (HOURS) | #REF! | #REF! | #REF! | #REF! | #REF! | #REF! | #REF! | #REF! | #REF! | #REF! | #REF! | #REF! | #REF! | #REF! | #REF! | #REF! | #REF! | #REF! | #REF! | #REF! | #REF! | #REF! | #REF! | #REF! | #REF! | #REF! | #REF! | #REF! | #REF! | #REF! | #REF!
| PART LOAD HOURS | 0% | (HOURS) | 0 | 0 | 0 | 0 | 0 | 0 | 0 | 0 | 0 | 0 | 0 | 0 | 0 | 0 | 0 | 0 | 0 | 0 | 0 | 0 | 0 | 0 | 0 | 0 | 0 | 0 | 0 | 0 | 0 | 0 | 0
|  |  | BASE CAPACITY |  | 2016 1: #REF!; 2017 2: KW; 2018 3: PER UNIT; 2020 5: PART LD CAPACITY; 2023 8: KW; 2024 9: STG
PERFORMANCE DATA: |  |  |  |  | 2016 1: #REF!; 2017 2: BTU/KWH; 2018 3: HR -GROSS; 2023 8: BTU/KWH; 2024 9: HR-GROSS
|  |  | HP STEAM PRODUCTION |  | 2016 1: #REF!; 2017 2: T/HR; 2020 5: FUEL HEATING VALUE; 2022 7: #REF!; 2023 8: btu/lb
BASE LOAD
UNITS OPERATING | bar: 2016 1 to 2045 30
| DEGRADATION-OUTPUT |  | (%) |  | 1.6% | 2.17% | 2.625% | 1.9% | 2.376% | 2.05% | 2.532% | 2.894% | 2.2% | 2.64% | 2.2% | 2.64% | 2.948% | 2.2% | 2.64% | 2.2% | 2.64% | 2.948% | 2.2% | 2.64% | 2.2% | 2.64% | 2.948% | 2.2% | 2.64% | 2.2% | 2.64% | 2.948% | 2.2% | 2.64%
| DEGRADATION-THERMAL |  | (%) |  | 0.96% | 1.302% | 1.575% | 1.14% | 1.426% | 1.23% | 1.519% | 1.737% | 1.32% | 1.584% | 1.32% | 1.584% | 1.769% | 1.32% | 1.584% | 1.32% | 1.584% | 1.769% | 1.32% | 1.584% | 1.32% | 1.584% | 1.769% | 1.32% | 1.584% | 1.32% | 1.584% | 1.769% | 1.32% | 1.584%
| OUTPUT - GROSS | TOTAL | KW |  | #REF! | #REF! | #REF! | #REF! | #REF! | #REF! | #REF! | #REF! | #REF! | #REF! | #REF! | #REF! | #REF! | #REF! | #REF! | #REF! | #REF! | #REF! | #REF! | #REF! | #REF! | #REF! | #REF! | #REF! | #REF! | #REF! | #REF! | #REF! | #REF! | #REF!
| OUTPUT - NET |  | KW | #REF! | #REF! | #REF! | #REF! | #REF! | #REF! | #REF! | #REF! | #REF! | #REF! | #REF! | #REF! | #REF! | #REF! | #REF! | #REF! | #REF! | #REF! | #REF! | #REF! | #REF! | #REF! | #REF! | #REF! | #REF! | #REF! | #REF! | #REF! | #REF! | #REF! | #REF!
| FUEL RATE |  | (MMBTU/HR) |  | #REF! | #REF! | #REF! | #REF! | #REF! | #REF! | #REF! | #REF! | #REF! | #REF! | #REF! | #REF! | #REF! | #REF! | #REF! | #REF! | #REF! | #REF! | #REF! | #REF! | #REF! | #REF! | #REF! | #REF! | #REF! | #REF! | #REF! | #REF! | #REF! | #REF!
| HEAT RATE - NET |  | (BTU/KWH) | #REF! | #REF! | #REF! | #REF! | #REF! | #REF! | #REF! | #REF! | #REF! | #REF! | #REF! | #REF! | #REF! | #REF! | #REF! | #REF! | #REF! | #REF! | #REF! | #REF! | #REF! | #REF! | #REF! | #REF! | #REF! | #REF! | #REF! | #REF! | #REF! | #REF! | #REF!
CONSUMABLE RATES:
| AMMONIA |  | LB/LB FUEL |  | 2016 1: #REF!
| CLARIFIED WATER |  | GALLONS/MWH |  | 2016 1: #REF!
| DEMINERALIZED WTR |  | GALLONS/MWH |  | 2016 1: #REF!
| STARTUP FUEL |  | MMBTU/HOT START |  | 2016 1: #REF!
| STARTUP FUEL |  | MMBTU/COLD START |  | 2016 1: #REF!
PRODUCTION RATES:
| WASTE WATER |  | GALLONS/MWH |  | 2016 1: #REF!
| NOx |  | LB/MMBTU |  | 2016 1: #REF!
| SOx |  | LB/MMBTU |  | 2016 1: #REF!
PRODUCTION/USAGE DATA: |  | (ANNUAL)
| GROSS GENERATION |  | (MWH) |  | #REF! | #REF! | #REF! | #REF! | #REF! | #REF! | #REF! | #REF! | #REF! | #REF! | #REF! | #REF! | #REF! | #REF! | #REF! | #REF! | #REF! | #REF! | #REF! | #REF! | #REF! | #REF! | #REF! | #REF! | #REF! | #REF! | #REF! | #REF! | #REF! | #REF!
| NET GENERATION |  | (MWH) |  | #REF! | #REF! | #REF! | #REF! | #REF! | #REF! | #REF! | #REF! | #REF! | #REF! | #REF! | #REF! | #REF! | #REF! | #REF! | #REF! | #REF! | #REF! | #REF! | #REF! | #REF! | #REF! | #REF! | #REF! | #REF! | #REF! | #REF! | #REF! | #REF! | #REF!
| TOTAL NET GENERATION |  | (MWH) | #REF! | #REF! | #REF! | #REF! | #REF! | #REF! | #REF! | #REF! | #REF! | #REF! | #REF! | #REF! | #REF! | #REF! | #REF! | #REF! | #REF! | #REF! | #REF! | #REF! | #REF! | #REF! | #REF! | #REF! | #REF! | #REF! | #REF! | #REF! | #REF! | #REF! | #REF!
| STARTUP FUEL |  | (MMBTU) |  | #REF! | #REF! | #REF! | #REF! | #REF! | #REF! | #REF! | #REF! | #REF! | #REF! | #REF! | #REF! | #REF! | #REF! | #REF! | #REF! | #REF! | #REF! | #REF! | #REF! | #REF! | #REF! | #REF! | #REF! | #REF! | #REF! | #REF! | #REF! | #REF! | #REF!
| OPERATING FUEL |  | (MMBTU) |  | #REF! | #REF! | #REF! | #REF! | #REF! | #REF! | #REF! | #REF! | #REF! | #REF! | #REF! | #REF! | #REF! | #REF! | #REF! | #REF! | #REF! | #REF! | #REF! | #REF! | #REF! | #REF! | #REF! | #REF! | #REF! | #REF! | #REF! | #REF! | #REF! | #REF!
| OPERATING FUEL |  | (TON) |  | #REF! | #REF! | #REF! | #REF! | #REF! | #REF! | #REF! | #REF! | #REF! | #REF! | #REF! | #REF! | #REF! | #REF! | #REF! | #REF! | #REF! | #REF! | #REF! | #REF! | #REF! | #REF! | #REF! | #REF! | #REF! | #REF! | #REF! | #REF! | #REF! | #REF!
| TOTAL OPERATING FUEL |  | (MMBTU) |  | #REF! | #REF! | #REF! | #REF! | #REF! | #REF! | #REF! | #REF! | #REF! | #REF! | #REF! | #REF! | #REF! | #REF! | #REF! | #REF! | #REF! | #REF! | #REF! | #REF! | #REF! | #REF! | #REF! | #REF! | #REF! | #REF! | #REF! | #REF! | #REF! | #REF!
| TOTAL OPERATING FUEL |  | (TON) |  | #REF! | #REF! | #REF! | #REF! | #REF! | #REF! | #REF! | #REF! | #REF! | #REF! | #REF! | #REF! | #REF! | #REF! | #REF! | #REF! | #REF! | #REF! | #REF! | #REF! | #REF! | #REF! | #REF! | #REF! | #REF! | #REF! | #REF! | #REF! | #REF! | #REF!
| AMMONIA (as 19% AQUEOUS) |  | (TON) |  | #REF! | #REF! | #REF! | #REF! | #REF! | #REF! | #REF! | #REF! | #REF! | #REF! | #REF! | #REF! | #REF! | #REF! | #REF! | #REF! | #REF! | #REF! | #REF! | #REF! | #REF! | #REF! | #REF! | #REF! | #REF! | #REF! | #REF! | #REF! | #REF! | #REF!
| CLARIFIED WATER |  | (K-GALLONS) |  | #REF! | #REF! | #REF! | #REF! | #REF! | #REF! | #REF! | #REF! | #REF! | #REF! | #REF! | #REF! | #REF! | #REF! | #REF! | #REF! | #REF! | #REF! | #REF! | #REF! | #REF! | #REF! | #REF! | #REF! | #REF! | #REF! | #REF! | #REF! | #REF! | #REF!
| DEMIN WATER |  | (K-GALLONS) |  | #REF! | #REF! | #REF! | #REF! | #REF! | #REF! | #REF! | #REF! | #REF! | #REF! | #REF! | #REF! | #REF! | #REF! | #REF! | #REF! | #REF! | #REF! | #REF! | #REF! | #REF! | #REF! | #REF! | #REF! | #REF! | #REF! | #REF! | #REF! | #REF! | #REF!
| WASTE WATER |  | (K-GALLONS) |  | #REF! | #REF! | #REF! | #REF! | #REF! | #REF! | #REF! | #REF! | #REF! | #REF! | #REF! | #REF! | #REF! | #REF! | #REF! | #REF! | #REF! | #REF! | #REF! | #REF! | #REF! | #REF! | #REF! | #REF! | #REF! | #REF! | #REF! | #REF! | #REF! | #REF!
| NOx |  | (TON) |  | #REF! | #REF! | #REF! | #REF! | #REF! | #REF! | #REF! | #REF! | #REF! | #REF! | #REF! | #REF! | #REF! | #REF! | #REF! | #REF! | #REF! | #REF! | #REF! | #REF! | #REF! | #REF! | #REF! | #REF! | #REF! | #REF! | #REF! | #REF! | #REF! | #REF!
| SOx |  | (TON) |  | #REF! | #REF! | #REF! | #REF! | #REF! | #REF! | #REF! | #REF! | #REF! | #REF! | #REF! | #REF! | #REF! | #REF! | #REF! | #REF! | #REF! | #REF! | #REF! | #REF! | #REF! | #REF! | #REF! | #REF! | #REF! | #REF! | #REF! | #REF! | #REF! | #REF!
UNIT COSTS:
| CPI | % |  |  |  | #REF! | #REF! | #REF! | #REF! | #REF! | #REF! | #REF! | #REF! | #REF! | #REF! | #REF! | #REF! | #REF! | #REF! | #REF! | #REF! | #REF! | #REF! | #REF! | #REF! | #REF! | #REF! | #REF! | #REF! | #REF! | #REF! | #REF! | #REF! | #REF!
| WACOF | % | bar: 2017 2 to 2045 30
| FUEL | ($/MMBTU) |  |  | #REF! | #REF! | #REF! | #REF! | #REF! | #REF! | #REF! | #REF! | #REF! | #REF! | #REF! | #REF! | #REF! | #REF! | #REF! | #REF! | #REF! | #REF! | #REF! | #REF! | #REF! | #REF! | #REF! | #REF! | #REF! | #REF! | #REF! | #REF! | #REF! | #REF!
| AMMONIA | ($/TON) |  |  | #REF! | #REF! | #REF! | #REF! | #REF! | #REF! | #REF! | #REF! | #REF! | #REF! | #REF! | #REF! | #REF! | #REF! | #REF! | #REF! | #REF! | #REF! | #REF! | #REF! | #REF! | #REF! | #REF! | #REF! | #REF! | #REF! | #REF! | #REF! | #REF! | #REF!
| CLARIFIED WATER | ($/K-GALLONS) |  |  | #REF! | #REF! | #REF! | #REF! | #REF! | #REF! | #REF! | #REF! | #REF! | #REF! | #REF! | #REF! | #REF! | #REF! | #REF! | #REF! | #REF! | #REF! | #REF! | #REF! | #REF! | #REF! | #REF! | #REF! | #REF! | #REF! | #REF! | #REF! | #REF! | #REF!
| DEMIN WATER | ($/K-GALLONS) |  |  | #REF! | #REF! | #REF! | #REF! | #REF! | #REF! | #REF! | #REF! | #REF! | #REF! | #REF! | #REF! | #REF! | #REF! | #REF! | #REF! | #REF! | #REF! | #REF! | #REF! | #REF! | #REF! | #REF! | #REF! | #REF! | #REF! | #REF! | #REF! | #REF! | #REF!
| CYCLE CHEM FEED | ($/TON STM) |  |  | #REF! | #REF! | #REF! | #REF! | #REF! | #REF! | #REF! | #REF! | #REF! | #REF! | #REF! | #REF! | #REF! | #REF! | #REF! | #REF! | #REF! | #REF! | #REF! | #REF! | #REF! | #REF! | #REF! | #REF! | #REF! | #REF! | #REF! | #REF! | #REF! | #REF!
| STARTUP FUEL | ($/MMBTU) |  |  | #REF! | #REF! | #REF! | #REF! | #REF! | #REF! | #REF! | #REF! | #REF! | #REF! | #REF! | #REF! | #REF! | #REF! | #REF! | #REF! | #REF! | #REF! | #REF! | #REF! | #REF! | #REF! | #REF! | #REF! | #REF! | #REF! | #REF! | #REF! | #REF! | #REF!
| WASTE WATER TRT | ($/K-GALLONS) |  |  | #REF! | #REF! | #REF! | #REF! | #REF! | #REF! | #REF! | #REF! | #REF! | #REF! | #REF! | #REF! | #REF! | #REF! | #REF! | #REF! | #REF! | #REF! | #REF! | #REF! | #REF! | #REF! | #REF! | #REF! | #REF! | #REF! | #REF! | #REF! | #REF! | #REF!
| NOx | ($/TON) |  |  | #REF! | #REF! | #REF! | #REF! | #REF! | #REF! | #REF! | #REF! | #REF! | #REF! | #REF! | #REF! | #REF! | #REF! | #REF! | #REF! | #REF! | #REF! | #REF! | #REF! | #REF! | #REF! | #REF! | #REF! | #REF! | #REF! | #REF! | #REF! | #REF! | #REF!
| OZONE NOx | ($/TON) |  |  | #REF! | #REF! | #REF! | #REF! | #REF! | #REF! | #REF! | #REF! | #REF! | #REF! | #REF! | #REF! | #REF! | #REF! | #REF! | #REF! | #REF! | #REF! | #REF! | #REF! | #REF! | #REF! | #REF! | #REF! | #REF! | #REF! | #REF! | #REF! | #REF! | #REF!
| SOx | ($/TON) |  |  | #REF! | #REF! | #REF! | #REF! | #REF! | #REF! | #REF! | #REF! | #REF! | #REF! | #REF! | #REF! | #REF! | #REF! | #REF! | #REF! | #REF! | #REF! | #REF! | #REF! | #REF! | #REF! | #REF! | #REF! | #REF! | #REF! | #REF! | #REF! | #REF! | #REF!
CONSUMABLE COSTS |  | -1000
Levelized
| AMMONIA |  |  | #REF! | #REF! | #REF! | #REF! | #REF! | #REF! | #REF! | #REF! | #REF! | #REF! | #REF! | #REF! | #REF! | #REF! | #REF! | #REF! | #REF! | #REF! | #REF! | #REF! | #REF! | #REF! | #REF! | #REF! | #REF! | #REF! | #REF! | #REF! | #REF! | #REF! | #REF!
| CLARIFIED WATER |  |  | #REF! | #REF! | #REF! | #REF! | #REF! | #REF! | #REF! | #REF! | #REF! | #REF! | #REF! | #REF! | #REF! | #REF! | #REF! | #REF! | #REF! | #REF! | #REF! | #REF! | #REF! | #REF! | #REF! | #REF! | #REF! | #REF! | #REF! | #REF! | #REF! | #REF! | #REF!
| DEMIN WATER |  |  | #REF! | #REF! | #REF! | #REF! | #REF! | #REF! | #REF! | #REF! | #REF! | #REF! | #REF! | #REF! | #REF! | #REF! | #REF! | #REF! | #REF! | #REF! | #REF! | #REF! | #REF! | #REF! | #REF! | #REF! | #REF! | #REF! | #REF! | #REF! | #REF! | #REF! | #REF!
| CYCLE CHEM FEED |  |  | #REF! | #REF! | #REF! | #REF! | #REF! | #REF! | #REF! | #REF! | #REF! | #REF! | #REF! | #REF! | #REF! | #REF! | #REF! | #REF! | #REF! | #REF! | #REF! | #REF! | #REF! | #REF! | #REF! | #REF! | #REF! | #REF! | #REF! | #REF! | #REF! | #REF! | #REF!
| STARTUP FUEL |  |  | #REF! | #REF! | #REF! | #REF! | #REF! | #REF! | #REF! | #REF! | #REF! | #REF! | #REF! | #REF! | #REF! | #REF! | #REF! | #REF! | #REF! | #REF! | #REF! | #REF! | #REF! | #REF! | #REF! | #REF! | #REF! | #REF! | #REF! | #REF! | #REF! | #REF! | #REF!
| WASTE WTR TRTM |  |  | #REF! | #REF! | #REF! | #REF! | #REF! | #REF! | #REF! | #REF! | #REF! | #REF! | #REF! | #REF! | #REF! | #REF! | #REF! | #REF! | #REF! | #REF! | #REF! | #REF! | #REF! | #REF! | #REF! | #REF! | #REF! | #REF! | #REF! | #REF! | #REF! | #REF! | #REF!
| NOx |  |  | #REF! | #REF! | #REF! | #REF! | #REF! | #REF! | #REF! | #REF! | #REF! | #REF! | #REF! | #REF! | #REF! | #REF! | #REF! | #REF! | #REF! | #REF! | #REF! | #REF! | #REF! | #REF! | #REF! | #REF! | #REF! | #REF! | #REF! | #REF! | #REF! | #REF! | #REF!
| OZONE NOx |  |  | #REF! | #REF! | #REF! | #REF! | #REF! | #REF! | #REF! | #REF! | #REF! | #REF! | #REF! | #REF! | #REF! | #REF! | #REF! | #REF! | #REF! | #REF! | #REF! | #REF! | #REF! | #REF! | #REF! | #REF! | #REF! | #REF! | #REF! | #REF! | #REF! | #REF! | #REF!
| SOx |  |  | #REF! | #REF! | #REF! | #REF! | #REF! | #REF! | #REF! | #REF! | #REF! | #REF! | #REF! | #REF! | #REF! | #REF! | #REF! | #REF! | #REF! | #REF! | #REF! | #REF! | #REF! | #REF! | #REF! | #REF! | #REF! | #REF! | #REF! | #REF! | #REF! | #REF! | #REF!
| TOTAL CONSUMABLE COSTS |  |  | #REF! | #REF! | #REF! | #REF! | #REF! | #REF! | #REF! | #REF! | #REF! | #REF! | #REF! | #REF! | #REF! | #REF! | #REF! | #REF! | #REF! | #REF! | #REF! | #REF! | #REF! | #REF! | #REF! | #REF! | #REF! | #REF! | #REF! | #REF! | #REF! | #REF! | #REF!
SPARE PARTS |  | -1000 |  |  |  | #REF! | #REF! | #REF! | #REF! | #REF! | #REF! | #REF! | #REF! | #REF! | #REF! | #REF! | #REF! | #REF! | #REF! | #REF! | #REF! | #REF! | #REF! | #REF! | #REF! | #REF! | #REF! | #REF! | #REF! | #REF! | #REF! | #REF! | #REF! | #REF!
| INVENTORY |  |  | #REF! | 1156 | #REF! | #REF! | #REF! | #REF! | #REF! | #REF! | #REF! | #REF! | #REF! | #REF! | #REF! | #REF! | #REF! | #REF! | #REF! | #REF! | #REF! | #REF! | #REF! | #REF! | #REF! | #REF! | #REF! | #REF! | #REF! | #REF! | #REF! | #REF! | #REF!
MAINTENANCE PARTS AND LABOR COSTS |  | -1000
| ESCALATION RATE | (%) |  |  |  | #REF! | #REF! | #REF! | #REF! | #REF! | #REF! | #REF! | #REF! | #REF! | #REF! | #REF! | #REF! | #REF! | #REF! | #REF! | #REF! | #REF! | #REF! | #REF! | #REF! | #REF! | #REF! | #REF! | #REF! | #REF! | #REF! | #REF! | #REF! | #REF!
Levelized
| COMBUSTION TURBINE |  |  | #REF! | #REF! | #REF! | #REF! | #REF! | #REF! | #REF! | #REF! | #REF! | #REF! | #REF! | #REF! | #REF! | #REF! | #REF! | #REF! | #REF! | #REF! | #REF! | #REF! | #REF! | #REF! | #REF! | #REF! | #REF! | #REF! | #REF! | #REF! | #REF! | #REF! | #REF!
| FIXED (ONE TIME PAYMENT) |  |  | #REF! | 2016 1: #REF!
| FIXED |  |  | #REF! | #REF! | #REF! | #REF! | #REF! | #REF! | #REF! | #REF! | #REF! | #REF! | #REF! | #REF! | #REF! | #REF! | #REF! | #REF! | #REF! | #REF! | #REF! | #REF! | #REF! | #REF! | #REF! | #REF! | #REF! | #REF! | #REF! | #REF! | #REF! | #REF! | #REF!
| VARIABLE (ONE TIME PAYMENT) |  |  | #REF! | 2017 2: #REF!
| VARIABLE |  |  | #REF! | #REF! | #REF! | #REF! | #REF! | #REF! | #REF! | #REF! | #REF! | #REF! | #REF! | #REF! | #REF! | #REF! | #REF! | #REF! | #REF! | #REF! | #REF! | #REF! | #REF! | #REF! | #REF! | #REF! | #REF! | #REF! | #REF! | #REF! | #REF! | #REF! | #REF!
| STEAM TURBINE |  |  | #REF! | #REF! | #REF! | #REF! | #REF! | #REF! | #REF! | #REF! | #REF! | #REF! | #REF! | #REF! | #REF! | #REF! | #REF! | #REF! | #REF! | #REF! | #REF! | #REF! | #REF! | #REF! | #REF! | #REF! | #REF! | #REF! | #REF! | #REF! | #REF! | #REF! | #REF!
| FIXED |  |  | #REF! | #REF! | #REF! | #REF! | #REF! | #REF! | #REF! | #REF! | #REF! | #REF! | #REF! | #REF! | #REF! | #REF! | #REF! | #REF! | #REF! | #REF! | #REF! | #REF! | #REF! | #REF! | #REF! | #REF! | #REF! | #REF! | #REF! | #REF! | #REF! | #REF! | #REF!
| VARIABLE |  |  | #REF! | #REF! | #REF! | #REF! | #REF! | #REF! | #REF! | #REF! | #REF! | #REF! | #REF! | #REF! | #REF! | #REF! | #REF! | #REF! | #REF! | #REF! | #REF! | #REF! | #REF! | #REF! | #REF! | #REF! | #REF! | #REF! | #REF! | #REF! | #REF! | #REF! | #REF!
| HRSG |  |  | #REF! | 206 | #REF! | #REF! | #REF! | #REF! | #REF! | #REF! | #REF! | #REF! | #REF! | #REF! | #REF! | #REF! | #REF! | #REF! | #REF! | #REF! | #REF! | #REF! | #REF! | #REF! | #REF! | #REF! | #REF! | #REF! | #REF! | #REF! | #REF! | #REF! | #REF!
| FIXED |  |  | #REF! | 206 | #REF! | #REF! | #REF! | #REF! | #REF! | #REF! | #REF! | #REF! | #REF! | #REF! | #REF! | #REF! | #REF! | #REF! | #REF! | #REF! | #REF! | #REF! | #REF! | #REF! | #REF! | #REF! | #REF! | #REF! | #REF! | #REF! | #REF! | #REF! | #REF!
| VARIABLE |  |  | #REF! | 0 | #REF! | #REF! | #REF! | #REF! | #REF! | #REF! | #REF! | #REF! | #REF! | #REF! | #REF! | #REF! | #REF! | #REF! | #REF! | #REF! | #REF! | #REF! | #REF! | #REF! | #REF! | #REF! | #REF! | #REF! | #REF! | #REF! | #REF! | #REF! | #REF!
| SCR CATALYST |  |  | #REF! | 0 | #REF! | #REF! | #REF! | #REF! | #REF! | #REF! | #REF! | #REF! | #REF! | #REF! | #REF! | #REF! | #REF! | #REF! | #REF! | #REF! | #REF! | #REF! | #REF! | #REF! | #REF! | #REF! | #REF! | #REF! | #REF! | #REF! | #REF! | #REF! | #REF!
| FIXED |  |  | #REF! | 0 | #REF! | #REF! | #REF! | #REF! | #REF! | #REF! | #REF! | #REF! | #REF! | #REF! | #REF! | #REF! | #REF! | #REF! | #REF! | #REF! | #REF! | #REF! | #REF! | #REF! | #REF! | #REF! | #REF! | #REF! | #REF! | #REF! | #REF! | #REF! | #REF!
| VARIABLE |  |  | #REF! | 0 | #REF! | #REF! | #REF! | 1048 | #REF! | #REF! | #REF! | #REF! | #REF! | #REF! | #REF! | #REF! | #REF! | #REF! | #REF! | #REF! | #REF! | #REF! | #REF! | #REF! | #REF! | #REF! | #REF! | #REF! | #REF! | #REF! | #REF! | #REF! | #REF!
| BOP |  |  | #REF! | 50 | #REF! | #REF! | #REF! | #REF! | #REF! | #REF! | #REF! | #REF! | #REF! | #REF! | #REF! | #REF! | #REF! | #REF! | #REF! | #REF! | #REF! | #REF! | #REF! | #REF! | #REF! | #REF! | #REF! | #REF! | #REF! | #REF! | #REF! | #REF! | #REF!
| FIXED MAINTENANCE |  |  | #REF! | #REF! | #REF! | #REF! | #REF! | #REF! | #REF! | #REF! | #REF! | #REF! | #REF! | #REF! | #REF! | #REF! | #REF! | #REF! | #REF! | #REF! | #REF! | #REF! | #REF! | #REF! | #REF! | #REF! | #REF! | #REF! | #REF! | #REF! | #REF! | #REF! | #REF!
| VARIABLE MAINTENANCE |  |  | #REF! | #REF! | #REF! | #REF! | #REF! | #REF! | #REF! | #REF! | #REF! | #REF! | #REF! | #REF! | #REF! | #REF! | #REF! | #REF! | #REF! | #REF! | #REF! | #REF! | #REF! | #REF! | #REF! | #REF! | #REF! | #REF! | #REF! | #REF! | #REF! | #REF! | #REF!
| TOTAL MAINTENANCE |  |  | #REF! | #REF! | #REF! | #REF! | #REF! | #REF! | #REF! | #REF! | #REF! | #REF! | #REF! | #REF! | #REF! | #REF! | #REF! | #REF! | #REF! | #REF! | #REF! | #REF! | #REF! | #REF! | #REF! | #REF! | #REF! | #REF! | #REF! | #REF! | #REF! | #REF! | #REF!
STAFF LABOR COSTS
| FACILITY DEPARTMENT |  |  |  | 2016 1: TOTAL
| QUANTITY OF SALARIED STAFF |  |  |  | 2016 1: #REF!
| QUANTITY OF HOURLY STAFF |  |  |  | 2016 1: #REF!
| QUANTITY OF CORPORATE STAFF |  |  |  | 2016 1: 0
| COST OF SALARIED STAFF |  | ($/YR) |  | 2016 1: #REF!
| COST OF HOURLY STAFF |  | ($/YR) |  | 2016 1: #REF!
| COST OF CORPORATE STAFF |  | ($/YR) |  | 2016 1: 0
| SALARY ESCALATION |  |  |  |  | #REF! | #REF! | #REF! | #REF! | #REF! | #REF! | #REF! | #REF! | #REF! | #REF! | #REF! | #REF! | #REF! | #REF! | #REF! | #REF! | #REF! | #REF! | #REF! | #REF! | #REF! | #REF! | #REF! | #REF! | #REF! | #REF! | #REF! | #REF! | #REF!
| COST OF SALARIED STAFF |  | -1000 |  | #REF! | #REF! | #REF! | #REF! | #REF! | #REF! | #REF! | #REF! | #REF! | #REF! | #REF! | #REF! | #REF! | #REF! | #REF! | #REF! | #REF! | #REF! | #REF! | #REF! | #REF! | #REF! | #REF! | #REF! | #REF! | #REF! | #REF! | #REF! | #REF! | #REF!
| COST OF HOURLY STAFF |  | -1000 |  | #REF! | #REF! | #REF! | #REF! | #REF! | #REF! | #REF! | #REF! | #REF! | #REF! | #REF! | #REF! | #REF! | #REF! | #REF! | #REF! | #REF! | #REF! | #REF! | #REF! | #REF! | #REF! | #REF! | #REF! | #REF! | #REF! | #REF! | #REF! | #REF! | #REF!
| COST OF CORPORATE STAFF |  | -1000 |  | 0 | #REF! | #REF! | #REF! | #REF! | #REF! | #REF! | #REF! | #REF! | #REF! | #REF! | #REF! | #REF! | #REF! | #REF! | #REF! | #REF! | #REF! | #REF! | #REF! | #REF! | #REF! | #REF! | #REF! | #REF! | #REF! | #REF! | #REF! | #REF! | #REF!
Levelized
| TOTAL STAFF LABOR COSTS |  | -1000 | #REF! | #REF! | #REF! | #REF! | #REF! | #REF! | #REF! | #REF! | #REF! | #REF! | #REF! | #REF! | #REF! | #REF! | #REF! | #REF! | #REF! | #REF! | #REF! | #REF! | #REF! | #REF! | #REF! | #REF! | #REF! | #REF! | #REF! | #REF! | #REF! | #REF! | #REF!
MISC. COSTS |  | -1000
| COST ESCALATION |  |  |  |  | #REF! | #REF! | #REF! | #REF! | #REF! | #REF! | #REF! | #REF! | #REF! | #REF! | #REF! | #REF! | #REF! | #REF! | #REF! | #REF! | #REF! | #REF! | #REF! | #REF! | #REF! | #REF! | #REF! | #REF! | #REF! | #REF! | #REF! | #REF! | #REF!
| ANNUAL SITE & BUILDING MAINTENANCE |  |  |  | #REF! | #REF! | #REF! | #REF! | #REF! | #REF! | #REF! | #REF! | #REF! | #REF! | #REF! | #REF! | #REF! | #REF! | #REF! | #REF! | #REF! | #REF! | #REF! | #REF! | #REF! | #REF! | #REF! | #REF! | #REF! | #REF! | #REF! | #REF! | #REF! | #REF!
| INSURANCES |  | #REF! |  | #REF! | #REF! | #REF! | #REF! | #REF! | #REF! | #REF! | #REF! | #REF! | #REF! | #REF! | #REF! | #REF! | #REF! | #REF! | #REF! | #REF! | #REF! | #REF! | #REF! | #REF! | #REF! | #REF! | #REF! | #REF! | #REF! | #REF! | #REF! | #REF! | #REF!
| PROPERTY TAX |  | #REF! |  | #REF! | #REF! | #REF! | #REF! | #REF! | #REF! | #REF! | #REF! | #REF! | #REF! | #REF! | #REF! | #REF! | #REF! | #REF! | #REF! | #REF! | #REF! | #REF! | #REF! | #REF! | #REF! | #REF! | #REF! | #REF! | #REF! | #REF! | #REF! | #REF! | #REF!
Levelized
| TOTAL MISC. COSTS |  |  | #REF! | #REF! | #REF! | #REF! | #REF! | #REF! | #REF! | #REF! | #REF! | #REF! | #REF! | #REF! | #REF! | #REF! | #REF! | #REF! | #REF! | #REF! | #REF! | #REF! | #REF! | #REF! | #REF! | #REF! | #REF! | #REF! | #REF! | #REF! | #REF! | #REF! | #REF!

## Option 9 Master (hidden)
HDR
#REF!
PROJECT: | 140423 | LG&E 2017 CC
DATE: | #REF!
FILE: |  | SHEET 1
PLANT DESIGN:
[8 empty] | CAPITAL COST CATEGORIES: |  |  | -1000 |  |  | FINANCE STRUCTURE:
PLANT GROSS CAPACITY |  | NEW & CLEAN |  | #REF! | KW
NET CONTRACT DEMAND |  |  |  | #REF! | KW |  |  | HARD COSTS: | [5 empty] | DEBT |  |  | AVG DCR | #REF!
[9 empty] | EPC PLANT | [5 empty] | PERCENT |  | #REF! | #REF!
HEAT RATE - GROSS HHV |  |  |  | #REF! | BTU/KWH | [9 empty] | RATE |  |  | #REF!
HEAT RATE - NET HHV |  |  |  | #REF! | BTU/KWH | [9 empty] | TERM | 20 YR |  | 80
[15 empty] | PAYMENT - QUARTER |  |  | #REF!
EQUITY
[8 empty] | SOFT COSTS: | [6 empty] | PERCENT |  | #REF! | #REF!
[9 empty] | TOTAL OWNER INDIRECTS | [5 empty] | POST-TAX RETURN |  | (TARGET) | 9.73%
[9 empty] | OWNER CONTINGENCY | [5 empty] | EQUITY PAYMENT |  |  | #REF! | GOAL SEEK IRR=7.77% UNLEVERED
[17 empty] | IRR | #VALUE!
[17 empty] | NPV | #REF!
[9 empty] | PROJECT MANAGEMENT |  |  | 0
[9 empty] | ENGINEERING SUPPORT |  |  | 0
[9 empty] | FINANCE FEE |  | 0.015 | #REF!
[9 empty] | AFUDC |  | #REF! | #REF!
[9 empty] | CONSTRUCTION MNGMT |  |  | 0
[9 empty] | OWNER CONTINGENCY |  | 0.1 | 0
[9 empty] | PLANT OPS |  |  | 0
[9 empty] | INSURANCE |  | CONST | 0
[9 empty] | ESCALATION ALLOWANCE |  |  | 0
| DEPRECIATION | NEW PLANT - UTILITY |  | #REF! | YR MACRS
[9 empty] | SUB-TOTAL |  | #DIV/0! | 0
| AMORTIZATION |  |  | #REF! | YRS |  |  | TOTAL PROJECT COST |  |  |  | 0
| DISCOUNT RATE |  |  | #REF! |  |  |  | INSTALLED POWER PLANT COST ($/KW) |  |  |  | #REF!
PRO FORMA ANALYSIS:
YEAR |  |  |  | 2016 | 2017 | 2018 | 2019 | 2020 | 2021 | 2022 | 2023 | 2024 | 2025 | 2026 | 2027 | 2028 | 2029 | 2030 | 2031 | 2032 | 2033 | 2034 | 2035 | 2036 | 2037 | 2038 | 2039 | 2040 | 2041 | 2042 | 2043 | 2044 | 2045 | 2046
|  |  |  | 0 | 1 | 2 | 3 | 4 | 5 | 6 | 7 | 8 | 9 | 10 | 11 | 12 | 13 | 14 | 15 | 16 | 17 | 18 | 19 | 20 | 21 | 22 | 23 | 24 | 25 | 26 | 27 | 28 | 29 | 30
ESCALATORS:
| PARTS |  |  |  | #REF! | #REF! | #REF! | #REF! | #REF! | #REF! | #REF! | #REF! | #REF! | #REF! | #REF! | #REF! | #REF! | #REF! | #REF! | #REF! | #REF! | #REF! | #REF! | #REF! | #REF! | #REF! | #REF! | #REF! | #REF! | #REF! | #REF! | #REF! | #REF! | #REF!
| CONSUMABLE ESC. |  |  |  | #REF! | #REF! | #REF! | #REF! | #REF! | #REF! | #REF! | #REF! | #REF! | #REF! | #REF! | #REF! | #REF! | #REF! | #REF! | #REF! | #REF! | #REF! | #REF! | #REF! | #REF! | #REF! | #REF! | #REF! | #REF! | #REF! | #REF! | #REF! | #REF! | #REF!
UNIT COST DATA:
FUEL
| NATURAL GAS | ($/MMBTU) |  | #REF! | #REF! | #REF! | #REF! | #REF! | #REF! | #REF! | #REF! | #REF! | #REF! | #REF! | #REF! | #REF! | #REF! | #REF! | #REF! | #REF! | #REF! | #REF! | #REF! | #REF! | #REF! | #REF! | #REF! | #REF! | #REF! | #REF! | #REF! | #REF! | #REF! | #REF!
| NATURAL GAS ANNUAL DEMAND CHARGE |  |  | -1000 | 15421.2792 | 15421.2792 | 15421.2792 | 15421.2792 | 15421.2792 | 15421.2792 | 15421.2792 | 15421.2792 | 15421.2792 | 15421.2792 | 15421.2792 | 15421.2792 | 15421.2792 | 15421.2792 | 15421.2792 | 15421.2792 | 15421.2792 | 15421.2792 | 15421.2792 | 15421.2792 | 15421.2792 | 15421.2792 | 15421.2792 | 15421.2792 | 15421.2792 | 15421.2792 | 15421.2792 | 15421.2792 | 15421.2792 | 15421.2792
0 | PRICING OPTIONS | MARGINAL
#REF! | POWER | CAPITAL RECOVERY |  | ($/MWH) | #REF! | #REF! | #REF! | #REF! | #REF! | #REF! | #REF! | #REF! | #REF! | #REF! | #REF! | #REF! | #REF! | #REF! | #REF! | #REF! | #REF! | #REF! | #REF! | #REF! | #REF! | #REF! | #REF! | #REF! | #REF! | #REF! | #REF! | #REF! | #REF! | #REF!
|  | FIXED CAPACITY-DB |  | ($/KW-MO) | #REF! | #REF! | #REF! | #REF! | #REF! | #REF! | #REF! | #REF! | #REF! | #REF! | #REF! | #REF! | #REF! | #REF! | #REF! | #REF! | #REF! | #REF! | #REF! | #REF! | #REF! | #REF! | #REF! | #REF! | #REF! | #REF! | #REF! | #REF! | #REF! | #REF!
|  | FIXED CAPACITY-EQ |  | ($/KW-MO) | #REF! | #REF! | #REF! | #REF! | #REF! | #REF! | #REF! | #REF! | #REF! | #REF! | #REF! | #REF! | #REF! | #REF! | #REF! | #REF! | #REF! | #REF! | #REF! | #REF! | #REF! | #REF! | #REF! | #REF! | #REF! | #REF! | #REF! | #REF! | #REF! | #REF!
#REF! |  | OP COST |  | ($/MWH) | #REF! | #REF! | #REF! | #REF! | #REF! | #REF! | #REF! | #REF! | #REF! | #REF! | #REF! | #REF! | #REF! | #REF! | #REF! | #REF! | #REF! | #REF! | #REF! | #REF! | #REF! | #REF! | #REF! | #REF! | #REF! | #REF! | #REF! | #REF! | #REF! | #REF!
#REF! |  | EMISSIONS ALLOWANCE |  | ($/MWH) | #REF! | #REF! | #REF! | #REF! | #REF! | #REF! | #REF! | #REF! | #REF! | #REF! | #REF! | #REF! | #REF! | #REF! | #REF! | #REF! | #REF! | #REF! | #REF! | #REF! | #REF! | #REF! | #REF! | #REF! | #REF! | #REF! | #REF! | #REF! | #REF! | #REF!
#REF! | 30 YR - LEVELIZED | FUEL COST POWER |  | ($/MWH) | #REF! | #REF! | #REF! | #REF! | #REF! | #REF! | #REF! | #REF! | #REF! | #REF! | #REF! | #REF! | #REF! | #REF! | #REF! | #REF! | #REF! | #REF! | #REF! | #REF! | #REF! | #REF! | #REF! | #REF! | #REF! | #REF! | #REF! | #REF! | #REF! | #REF!
| #REF! | TOTAL COST |  | ($/MWH) | #REF! | #REF! | #REF! | #REF! | #REF! | #REF! | #REF! | #REF! | #REF! | #REF! | #REF! | #REF! | #REF! | #REF! | #REF! | #REF! | #REF! | #REF! | #REF! | #REF! | #REF! | #REF! | #REF! | #REF! | #REF! | #REF! | #REF! | #REF! | #REF! | #REF!
| #REF! | TOLLED COST |  | ($/MWH) | #REF! | #REF! | #REF! | #REF! | #REF! | #REF! | #REF! | #REF! | #REF! | #REF! | #REF! | #REF! | #REF! | #REF! | #REF! | #REF! | #REF! | #REF! | #REF! | #REF! | #REF! | #REF! | #REF! | #REF! | #REF! | #REF! | #REF! | #REF! | #REF! | #REF!
PRODUCTION DATA: |  |  |  | 2016 0: AVERAGE
| ELECTRIC ENERGY | (MWH) |  | #REF! | #REF! | #REF! | #REF! | #REF! | #REF! | #REF! | #REF! | #REF! | #REF! | #REF! | #REF! | #REF! | #REF! | #REF! | #REF! | #REF! | #REF! | #REF! | #REF! | #REF! | #REF! | #REF! | #REF! | #REF! | #REF! | #REF! | #REF! | #REF! | #REF! | #REF!
| TOTAL ELECTRIC | (MWH) |  | #REF! | #REF! | #REF! | #REF! | #REF! | #REF! | #REF! | #REF! | #REF! | #REF! | #REF! | #REF! | #REF! | #REF! | #REF! | #REF! | #REF! | #REF! | #REF! | #REF! | #REF! | #REF! | #REF! | #REF! | #REF! | #REF! | #REF! | #REF! | #REF! | #REF! | #REF!
| FCP FUEL | (MMBTU) |  | #REF! | #REF! | #REF! | #REF! | #REF! | #REF! | #REF! | #REF! | #REF! | #REF! | #REF! | #REF! | #REF! | #REF! | #REF! | #REF! | #REF! | #REF! | #REF! | #REF! | #REF! | #REF! | #REF! | #REF! | #REF! | #REF! | #REF! | #REF! | #REF! | #REF! | #REF!
| TOTAL | (MMBTU) |  | #REF! | #REF! | #REF! | #REF! | #REF! | #REF! | #REF! | #REF! | #REF! | #REF! | #REF! | #REF! | #REF! | #REF! | #REF! | #REF! | #REF! | #REF! | #REF! | #REF! | #REF! | #REF! | #REF! | #REF! | #REF! | #REF! | #REF! | #REF! | #REF! | #REF! | #REF!
| AVG HEAT RATE | (BTU/KWH) |  |  | #REF! | #REF! | #REF! | #REF! | #REF! | #REF! | #REF! | #REF! | #REF! | #REF! | #REF! | #REF! | #REF! | #REF! | #REF! | #REF! | #REF! | #REF! | #REF! | #REF! | #REF! | #REF! | #REF! | #REF! | #REF! | #REF! | #REF! | #REF! | #REF! | #REF!
| AVG OUTPUT | (KW) |  |  | #REF! | #REF! | #REF! | #REF! | #REF! | #REF! | #REF! | #REF! | #REF! | #REF! | #REF! | #REF! | #REF! | #REF! | #REF! | #REF! | #REF! | #REF! | #REF! | #REF! | #REF! | #REF! | #REF! | #REF! | #REF! | #REF! | #REF! | #REF! | #REF! | #REF!
| CAPACITY FACTOR | (%) | FIRM | #REF! | #REF! | #REF! | #REF! | #REF! | #REF! | #REF! | #REF! | #REF! | #REF! | #REF! | #REF! | #REF! | #REF! | #REF! | #REF! | #REF! | #REF! | #REF! | #REF! | #REF! | #REF! | #REF! | #REF! | #REF! | #REF! | #REF! | #REF! | #REF! | #REF! | #REF!
| AMMONIA | (TON) |  |  | #REF! | #REF! | #REF! | #REF! | #REF! | #REF! | #REF! | #REF! | #REF! | #REF! | #REF! | #REF! | #REF! | #REF! | #REF! | #REF! | #REF! | #REF! | #REF! | #REF! | #REF! | #REF! | #REF! | #REF! | #REF! | #REF! | #REF! | #REF! | #REF! | #REF!
| MAKEUP WATER | (K-GALLONS) |  |  | #REF! | #REF! | #REF! | #REF! | #REF! | #REF! | #REF! | #REF! | #REF! | #REF! | #REF! | #REF! | #REF! | #REF! | #REF! | #REF! | #REF! | #REF! | #REF! | #REF! | #REF! | #REF! | #REF! | #REF! | #REF! | #REF! | #REF! | #REF! | #REF! | #REF!
| TOWER MAKEUP | (K-GALLONS) |  |  | #REF! | #REF! | #REF! | #REF! | #REF! | #REF! | #REF! | #REF! | #REF! | #REF! | #REF! | #REF! | #REF! | #REF! | #REF! | #REF! | #REF! | #REF! | #REF! | #REF! | #REF! | #REF! | #REF! | #REF! | #REF! | #REF! | #REF! | #REF! | #REF! | #REF!
| WASTE WATER | (K-GALLONS) |  |  | #REF! | #REF! | #REF! | #REF! | #REF! | #REF! | #REF! | #REF! | #REF! | #REF! | #REF! | #REF! | #REF! | #REF! | #REF! | #REF! | #REF! | #REF! | #REF! | #REF! | #REF! | #REF! | #REF! | #REF! | #REF! | #REF! | #REF! | #REF! | #REF! | #REF!
| NOx | (TON) |  |  | #REF! | #REF! | #REF! | #REF! | #REF! | #REF! | #REF! | #REF! | #REF! | #REF! | #REF! | #REF! | #REF! | #REF! | #REF! | #REF! | #REF! | #REF! | #REF! | #REF! | #REF! | #REF! | #REF! | #REF! | #REF! | #REF! | #REF! | #REF! | #REF! | #REF!
| SOx | (TON) |  |  | #REF! | #REF! | #REF! | #REF! | #REF! | #REF! | #REF! | #REF! | #REF! | #REF! | #REF! | #REF! | #REF! | #REF! | #REF! | #REF! | #REF! | #REF! | #REF! | #REF! | #REF! | #REF! | #REF! | #REF! | #REF! | #REF! | #REF! | #REF! | #REF! | #REF!
HDR
#REF!
PROJECT: | 140423 | LG&E 2017 CC
DATE: | #REF!
FILE: | 0 | SHEET 2
REVENUE: |  | -1000
| CAPACITY FIXED |  |  | #REF! | #REF! | #REF! | #REF! | #REF! | #REF! | #REF! | #REF! | #REF! | #REF! | #REF! | #REF! | #REF! | #REF! | #REF! | #REF! | #REF! | #REF! | #REF! | #REF! | #REF! | #REF! | #REF! | #REF! | #REF! | #REF! | #REF! | #REF! | #REF! | #REF! | #REF!
ENERGY
|  | VARIABLE ENERGY |  |  | #REF! | #REF! | #REF! | #REF! | #REF! | #REF! | #REF! | #REF! | #REF! | #REF! | #REF! | #REF! | #REF! | #REF! | #REF! | #REF! | #REF! | #REF! | #REF! | #REF! | #REF! | #REF! | #REF! | #REF! | #REF! | #REF! | #REF! | #REF! | #REF! | #REF!
|  | FUEL |  |  | #REF! | #REF! | #REF! | #REF! | #REF! | #REF! | #REF! | #REF! | #REF! | #REF! | #REF! | #REF! | #REF! | #REF! | #REF! | #REF! | #REF! | #REF! | #REF! | #REF! | #REF! | #REF! | #REF! | #REF! | #REF! | #REF! | #REF! | #REF! | #REF! | #REF!
| TOTAL REVENUE |  |  | #REF! | #REF! | #REF! | #REF! | #REF! | #REF! | #REF! | #REF! | #REF! | #REF! | #REF! | #REF! | #REF! | #REF! | #REF! | #REF! | #REF! | #REF! | #REF! | #REF! | #REF! | #REF! | #REF! | #REF! | #REF! | #REF! | #REF! | #REF! | #REF! | #REF! | #REF!
PRO FORMA ANALYSIS:
YEAR |  |  |  | 2016 | 2017 | 2018 | 2019 | 2020 | 2021 | 2022 | 2023 | 2024 | 2025 | 2026 | 2027 | 2028 | 2029 | 2030 | 2031 | 2032 | 2033 | 2034 | 2035 | 2036 | 2037 | 2038 | 2039 | 2040 | 2041 | 2042 | 2043 | 2044 | 2045 | 2046
|  |  |  | 0 | 1 | 2 | 3 | 4 | 5 | 6 | 7 | 8 | 9 | 10 | 11 | 12 | 13 | 14 | 15 | 16 | 17 | 18 | 19 | 20 | 21 | 22 | 23 | 24 | 25 | 26 | 27 | 28 | 29 | 30
EXPENSES: |  | -1000
| NATURAL GAS CONSUMPTION |  |  |  | #REF! | #REF! | #REF! | #REF! | #REF! | #REF! | #REF! | #REF! | #REF! | #REF! | #REF! | #REF! | #REF! | #REF! | #REF! | #REF! | #REF! | #REF! | #REF! | #REF! | #REF! | #REF! | #REF! | #REF! | #REF! | #REF! | #REF! | #REF! | #REF! | #REF!
| NATURAL GAS ANNUAL DEMAND CHARGE |  |  |  | 15421.2792 | 15421.2792 | 15421.2792 | 15421.2792 | 15421.2792 | 15421.2792 | 15421.2792 | 15421.2792 | 15421.2792 | 15421.2792 | 15421.2792 | 15421.2792 | 15421.2792 | 15421.2792 | 15421.2792 | 15421.2792 | 15421.2792 | 15421.2792 | 15421.2792 | 15421.2792 | 15421.2792 | 15421.2792 | 15421.2792 | 15421.2792 | 15421.2792 | 15421.2792 | 15421.2792 | 15421.2792 | 15421.2792 | 15421.2792
| UNIT COST ($/MWH) |  |  |  | #REF! | #REF! | #REF! | #REF! | #REF! | #REF! | #REF! | #REF! | #REF! | #REF! | #REF! | #REF! | #REF! | #REF! | #REF! | #REF! | #REF! | #REF! | #REF! | #REF! | #REF! | #REF! | #REF! | #REF! | #REF! | #REF! | #REF! | #REF! | #REF! | #REF!
| AMMONIA |  |  |  | #REF! | #REF! | #REF! | #REF! | #REF! | #REF! | #REF! | #REF! | #REF! | #REF! | #REF! | #REF! | #REF! | #REF! | #REF! | #REF! | #REF! | #REF! | #REF! | #REF! | #REF! | #REF! | #REF! | #REF! | #REF! | #REF! | #REF! | #REF! | #REF! | #REF!
| CLARIFIED WATER |  |  |  | #REF! | #REF! | #REF! | #REF! | #REF! | #REF! | #REF! | #REF! | #REF! | #REF! | #REF! | #REF! | #REF! | #REF! | #REF! | #REF! | #REF! | #REF! | #REF! | #REF! | #REF! | #REF! | #REF! | #REF! | #REF! | #REF! | #REF! | #REF! | #REF! | #REF!
| DEMIN WATER |  |  |  | #REF! | #REF! | #REF! | #REF! | #REF! | #REF! | #REF! | #REF! | #REF! | #REF! | #REF! | #REF! | #REF! | #REF! | #REF! | #REF! | #REF! | #REF! | #REF! | #REF! | #REF! | #REF! | #REF! | #REF! | #REF! | #REF! | #REF! | #REF! | #REF! | #REF!
| CHEMICAL FEED |  |  |  | #REF! | #REF! | #REF! | #REF! | #REF! | #REF! | #REF! | #REF! | #REF! | #REF! | #REF! | #REF! | #REF! | #REF! | #REF! | #REF! | #REF! | #REF! | #REF! | #REF! | #REF! | #REF! | #REF! | #REF! | #REF! | #REF! | #REF! | #REF! | #REF! | #REF!
| STARTUP FUEL |  |  |  | #REF! | #REF! | #REF! | #REF! | #REF! | #REF! | #REF! | #REF! | #REF! | #REF! | #REF! | #REF! | #REF! | #REF! | #REF! | #REF! | #REF! | #REF! | #REF! | #REF! | #REF! | #REF! | #REF! | #REF! | #REF! | #REF! | #REF! | #REF! | #REF! | #REF!
| WASTEWATER TREATMENT |  |  |  | #REF! | #REF! | #REF! | #REF! | #REF! | #REF! | #REF! | #REF! | #REF! | #REF! | #REF! | #REF! | #REF! | #REF! | #REF! | #REF! | #REF! | #REF! | #REF! | #REF! | #REF! | #REF! | #REF! | #REF! | #REF! | #REF! | #REF! | #REF! | #REF! | #REF!
| SPARE PARTS |  |  |  | 1156 | #REF! | #REF! | #REF! | #REF! | #REF! | #REF! | #REF! | #REF! | #REF! | #REF! | #REF! | #REF! | #REF! | #REF! | #REF! | #REF! | #REF! | #REF! | #REF! | #REF! | #REF! | #REF! | #REF! | #REF! | #REF! | #REF! | #REF! | #REF! | #REF!
| VARIABLE MAINTENANCE PARTS AND LABOR |  |  |  | #REF! | #REF! | #REF! | #REF! | #REF! | #REF! | #REF! | #REF! | #REF! | #REF! | #REF! | #REF! | #REF! | #REF! | #REF! | #REF! | #REF! | #REF! | #REF! | #REF! | #REF! | #REF! | #REF! | #REF! | #REF! | #REF! | #REF! | #REF! | #REF! | #REF!
| FIXED MAINTENANCE PARTS AND LABOR |  |  |  | #REF! | #REF! | #REF! | #REF! | #REF! | #REF! | #REF! | #REF! | #REF! | #REF! | #REF! | #REF! | #REF! | #REF! | #REF! | #REF! | #REF! | #REF! | #REF! | #REF! | #REF! | #REF! | #REF! | #REF! | #REF! | #REF! | #REF! | #REF! | #REF! | #REF!
| FIXED O&M | #REF! | #REF! |  | #REF! | #REF! | #REF! | #REF! | #REF! | #REF! | #REF! | #REF! | #REF! | #REF! | #REF! | #REF! | #REF! | #REF! | #REF! | #REF! | #REF! | #REF! | #REF! | #REF! | #REF! | #REF! | #REF! | #REF! | #REF! | #REF! | #REF! | #REF! | #REF! | #REF!
| MISC EXPENSES |  |  |  | #REF! | #REF! | #REF! | #REF! | #REF! | #REF! | #REF! | #REF! | #REF! | #REF! | #REF! | #REF! | #REF! | #REF! | #REF! | #REF! | #REF! | #REF! | #REF! | #REF! | #REF! | #REF! | #REF! | #REF! | #REF! | #REF! | #REF! | #REF! | #REF! | #REF!
| INSURANCES |  |  |  | #REF! | #REF! | #REF! | #REF! | #REF! | #REF! | #REF! | #REF! | #REF! | #REF! | #REF! | #REF! | #REF! | #REF! | #REF! | #REF! | #REF! | #REF! | #REF! | #REF! | #REF! | #REF! | #REF! | #REF! | #REF! | #REF! | #REF! | #REF! | #REF! | #REF!
| PROPERTY TAXES |  |  |  | #REF! | #REF! | #REF! | #REF! | #REF! | #REF! | #REF! | #REF! | #REF! | #REF! | #REF! | #REF! | #REF! | #REF! | #REF! | #REF! | #REF! | #REF! | #REF! | #REF! | #REF! | #REF! | #REF! | #REF! | #REF! | #REF! | #REF! | #REF! | #REF! | #REF!
| LAND LEASE |  |  |  | 0 | 0 | 0 | 0 | 0 | 0 | 0 | 0 | 0 | 0 | 0 | 0 | 0 | 0 | 0 | 0 | 0 | 0 | 0 | 0 | 0 | 0 | 0 | 0 | 0 | 0 | 0 | 0 | 0 | 0
LEVELIZED
| Fixed ($/MWH) |  |  | #REF! | #REF! | #REF! | #REF! | #REF! | #REF! | #REF! | #REF! | #REF! | #REF! | #REF! | #REF! | #REF! | #REF! | #REF! | #REF! | #REF! | #REF! | #REF! | #REF! | #REF! | #REF! | #REF! | #REF! | #REF! | #REF! | #REF! | #REF! | #REF! | #REF! | #REF!
| Variable ($/MWH) |  |  | #REF! | #REF! | #REF! | #REF! | #REF! | #REF! | #REF! | #REF! | #REF! | #REF! | #REF! | #REF! | #REF! | #REF! | #REF! | #REF! | #REF! | #REF! | #REF! | #REF! | #REF! | #REF! | #REF! | #REF! | #REF! | #REF! | #REF! | #REF! | #REF! | #REF! | #REF!
| Consumables ($/MWH) |  |  | #REF! | #REF! | #REF! | #REF! | #REF! | #REF! | #REF! | #REF! | #REF! | #REF! | #REF! | #REF! | #REF! | #REF! | #REF! | #REF! | #REF! | #REF! | #REF! | #REF! | #REF! | #REF! | #REF! | #REF! | #REF! | #REF! | #REF! | #REF! | #REF! | #REF! | #REF!
NPV
| TOTAL OPERATING COST |  |  | #REF! | #REF! | #REF! | #REF! | #REF! | #REF! | #REF! | #REF! | #REF! | #REF! | #REF! | #REF! | #REF! | #REF! | #REF! | #REF! | #REF! | #REF! | #REF! | #REF! | #REF! | #REF! | #REF! | #REF! | #REF! | #REF! | #REF! | #REF! | #REF! | #REF! | #REF!
| UNIT COST ($/MWH) |  |  | #REF! | #REF! | #REF! | #REF! | #REF! | #REF! | #REF! | #REF! | #REF! | #REF! | #REF! | #REF! | #REF! | #REF! | #REF! | #REF! | #REF! | #REF! | #REF! | #REF! | #REF! | #REF! | #REF! | #REF! | #REF! | #REF! | #REF! | #REF! | #REF! | #REF! | #REF!
LEVELIZED
| NOx |  |  | #REF! | #REF! | #REF! | #REF! | #REF! | #REF! | #REF! | #REF! | #REF! | #REF! | #REF! | #REF! | #REF! | #REF! | #REF! | #REF! | #REF! | #REF! | #REF! | #REF! | #REF! | #REF! | #REF! | #REF! | #REF! | #REF! | #REF! | #REF! | #REF! | #REF! | #REF!
| OZONE NOx |  |  | #REF! | #REF! | #REF! | #REF! | #REF! | #REF! | #REF! | #REF! | #REF! | #REF! | #REF! | #REF! | #REF! | #REF! | #REF! | #REF! | #REF! | #REF! | #REF! | #REF! | #REF! | #REF! | #REF! | #REF! | #REF! | #REF! | #REF! | #REF! | #REF! | #REF! | #REF!
| SO2 |  |  | #REF! | #REF! | #REF! | #REF! | #REF! | #REF! | #REF! | #REF! | #REF! | #REF! | #REF! | #REF! | #REF! | #REF! | #REF! | #REF! | #REF! | #REF! | #REF! | #REF! | #REF! | #REF! | #REF! | #REF! | #REF! | #REF! | #REF! | #REF! | #REF! | #REF! | #REF!
NET OPERATING INCOME |  |  |  | #REF! | #REF! | #REF! | #REF! | #REF! | #REF! | #REF! | #REF! | #REF! | #REF! | #REF! | #REF! | #REF! | #REF! | #REF! | #REF! | #REF! | #REF! | #REF! | #REF! | #REF! | #REF! | #REF! | #REF! | #REF! | #REF! | #REF! | #REF! | #REF! | #REF! | #REF!
| DEPRECIATION |  |  | 100% | 0 | 0 | 0 | 0 | 0 | 0 | 0 | 0 | 0 | 0 | 0 | 0 | 0 | 0 | 0 | 0 | 0 | 0 | 0 | 0 | 0 | 0 | 0 | 0 | 0 | 0 | 0 | 0 | 0 | 0
| AMORTIZATION |  |  |  | #REF! | #REF! | #REF! | #REF! | #REF! | #REF! | #REF! | #REF! | #REF! | #REF! | #REF! | #REF! | #REF! | #REF! | #REF! | #REF! | #REF! | #REF! | #REF! | #REF! | #REF! | #REF! | #REF! | #REF! | #REF! | #REF! | #REF! | #REF! | #REF! | #REF!
| BOOK DEPRECIATION |  |  |  | #REF! | #REF! | #REF! | #REF! | #REF! | #REF! | #REF! | #REF! | #REF! | #REF! | #REF! | #REF! | #REF! | #REF! | #REF! | #REF! | #REF! | #REF! | #REF! | #REF! | #REF! | #REF! | #REF! | #REF! | #REF! | #REF! | #REF! | #REF! | #REF! | #REF!
| TOTAL CUMULATIVE DEP/AMORT |  |  |  | #REF! | #REF! | #REF! | #REF! | #REF! | #REF! | #REF! | #REF! | #REF! | #REF! | #REF! | #REF! | #REF! | #REF! | #REF! | #REF! | #REF! | #REF! | #REF! | #REF! | #REF! | #REF! | #REF! | #REF! | #REF! | #REF! | #REF! | #REF! | #REF! | #REF!
| NET BOOK VALUE |  |  |  | #REF! | #REF! | #REF! | #REF! | #REF! | #REF! | #REF! | #REF! | #REF! | #REF! | #REF! | #REF! | #REF! | #REF! | #REF! | #REF! | #REF! | #REF! | #REF! | #REF! | #REF! | #REF! | #REF! | #REF! | #REF! | #REF! | #REF! | #REF! | #REF! | #REF!
| TOTAL NON-CASH CHARGES |  |  |  | #REF! | #REF! | #REF! | #REF! | #REF! | #REF! | #REF! | #REF! | #REF! | #REF! | #REF! | #REF! | #REF! | #REF! | #REF! | #REF! | #REF! | #REF! | #REF! | #REF! | #REF! | #REF! | #REF! | #REF! | #REF! | #REF! | #REF! | #REF! | #REF! | #REF!
| UNIT COST ($/MWH) |  | EXPENSE |  | #REF! | #REF! | #REF! | #REF! | #REF! | #REF! | #REF! | #REF! | #REF! | #REF! | #REF! | #REF! | #REF! | #REF! | #REF! | #REF! | #REF! | #REF! | #REF! | #REF! | #REF! | #REF! | #REF! | #REF! | #REF! | #REF! | #REF! | #REF! | #REF! | #REF!
EARNINGS BEFORE INTEREST & TAXES (EBIT) |  |  |  |  | #REF! | #REF! | #REF! | #REF! | #REF! | #REF! | #REF! | #REF! | #REF! | #REF! | #REF! | #REF! | #REF! | #REF! | #REF! | #REF! | #REF! | #REF! | #REF! | #REF! | #REF! | #REF! | #REF! | #REF! | #REF! | #REF! | #REF! | #REF! | #REF! | #REF!
DEBT SERVICE: |  |  |  | 2026 10: 10 YR; 2031 15: 15 YR; 2036 20: 20 YR; 2041 25: 25 YR; 2046 30: 30 YR
| TOTAL PAYMENT |  |  |  | #REF! | #REF! | #REF! | #REF! | #REF! | #REF! | #REF! | #REF! | #REF! | #REF! | #REF! | #REF! | #REF! | #REF! | #REF! | #REF! | #REF! | #REF! | #REF! | #REF! | 0 | 0 | 0 | 0 | 0 | 0 | 0 | 0 | 0 | 0
| INTEREST PAYMENT |  |  |  | #REF! | #REF! | #REF! | #REF! | #REF! | #REF! | #REF! | #REF! | #REF! | #REF! | #REF! | #REF! | #REF! | #REF! | #REF! | #REF! | #REF! | #REF! | #REF! | #REF! | 0 | 0 | 0 | 0 | 0 | 0 | 0 | 0 | 0 | 0
| PRINCIPAL PAYMENTS |  |  |  | #REF! | #REF! | #REF! | #REF! | #REF! | #REF! | #REF! | #REF! | #REF! | #REF! | #REF! | #REF! | #REF! | #REF! | #REF! | #REF! | #REF! | #REF! | #REF! | #REF! | 0 | 0 | 0 | 0 | 0 | 0 | 0 | 0 | 0 | 0
TAX BASIS |  |  |  |  | #REF! | #REF! | #REF! | #REF! | #REF! | #REF! | #REF! | #REF! | #REF! | #REF! | #REF! | #REF! | #REF! | #REF! | #REF! | #REF! | #REF! | #REF! | #REF! | #REF! | #REF! | #REF! | #REF! | #REF! | #REF! | #REF! | #REF! | #REF! | #REF! | #REF!
INCOME TAXES
| US |  | #REF! |  | #REF! | #REF! | #REF! | #REF! | #REF! | #REF! | #REF! | #REF! | #REF! | #REF! | #REF! | #REF! | #REF! | #REF! | #REF! | #REF! | #REF! | #REF! | #REF! | #REF! | #REF! | #REF! | #REF! | #REF! | #REF! | #REF! | #REF! | #REF! | #REF! | #REF!
| GROSS RECIEPTS |  | 0% |  | #REF! | #REF! | #REF! | #REF! | #REF! | #REF! | #REF! | #REF! | #REF! | #REF! | #REF! | #REF! | #REF! | #REF! | #REF! | #REF! | #REF! | #REF! | #REF! | #REF! | #REF! | #REF! | #REF! | #REF! | #REF! | #REF! | #REF! | #REF! | #REF! | #REF!
CASH BASIS:
| NET OPERATING INCOME (NOI) |  |  |  | #REF! | #REF! | #REF! | #REF! | #REF! | #REF! | #REF! | #REF! | #REF! | #REF! | #REF! | #REF! | #REF! | #REF! | #REF! | #REF! | #REF! | #REF! | #REF! | #REF! | #REF! | #REF! | #REF! | #REF! | #REF! | #REF! | #REF! | #REF! | #REF! | #REF!
NPV
| NET BEFORE TAX CASHFLOW |  |  | #REF! | #REF! | #REF! | #REF! | #REF! | #REF! | #REF! | #REF! | #REF! | #REF! | #REF! | #REF! | #REF! | #REF! | #REF! | #REF! | #REF! | #REF! | #REF! | #REF! | #REF! | #REF! | #REF! | #REF! | #REF! | #REF! | #REF! | #REF! | #REF! | #REF! | #REF!
NPV
| LESS TAXES |  |  | #REF! | #REF! | #REF! | #REF! | #REF! | #REF! | #REF! | #REF! | #REF! | #REF! | #REF! | #REF! | #REF! | #REF! | #REF! | #REF! | #REF! | #REF! | #REF! | #REF! | #REF! | #REF! | #REF! | #REF! | #REF! | #REF! | #REF! | #REF! | #REF! | #REF! | #REF!
| NET AFTER TAX CASH |  |  | #REF! | #REF! | #REF! | #REF! | #REF! | #REF! | #REF! | #REF! | #REF! | #REF! | #REF! | #REF! | #REF! | #REF! | #REF! | #REF! | #REF! | #REF! | #REF! | #REF! | #REF! | #REF! | #REF! | #REF! | #REF! | #REF! | #REF! | #REF! | #REF! | #REF! | #REF!
|  |  | NPV | 2016 0: #REF!
|  |  | IRR | 2016 0: #VALUE!
| DEBT SERVICE COVERAGE |  |  | 2016 0: AVERAGE
|  | AFTER TAX |  | #REF! | #REF! | #REF! | #REF! | #REF! | #REF! | #REF! | #REF! | #REF! | #REF! | #REF! | #REF! | #REF! | #REF! | #REF! | #REF! | #REF! | #REF! | #REF! | #REF! | #REF! | #REF! | #REF! | #REF! | #REF! | #REF! | #REF! | #REF! | #REF! | #REF! | #REF!
|  | BEFORE TAX |  | #REF! | #REF! | #REF! | #REF! | #REF! | #REF! | #REF! | #REF! | #REF! | #REF! | #REF! | #REF! | #REF! | #REF! | #REF! | #REF! | #REF! | #REF! | #REF! | #REF! | #REF! | #REF! | #REF! | #REF! | #REF! | #REF! | #REF! | #REF! | #REF! | #REF! | #REF!
| EQUITY RETURN: | 100%
|  | PRE-TAX |  |  | #REF! | #REF! | #REF! | #REF! | #REF! | #REF! | #REF! | #REF! | #REF! | #REF! | #REF! | #REF! | #REF! | #REF! | #REF! | #REF! | #REF! | #REF! | #REF! | #REF! | #REF! | #REF! | #REF! | #REF! | #REF! | #REF! | #REF! | #REF! | #REF! | #REF!
|  |  | AVG | 2016 0: ROIC; 2017 1: #REF!
|  | POST-TAX |  |  | #REF! | #REF! | #REF! | #REF! | #REF! | #REF! | #REF! | #REF! | #REF! | #REF! | #REF! | #REF! | #REF! | #REF! | #REF! | #REF! | #REF! | #REF! | #REF! | #REF! | #REF! | #REF! | #REF! | #REF! | #REF! | #REF! | #REF! | #REF! | #REF! | #REF!
|  |  | AVG | 2016 0: ROIC; 2017 1: #REF!
HDR |  |  |  | ROA | #REF! | #REF! | #REF! | #REF! | #REF! | #REF! | #REF! | #REF! | #REF! | #REF! | #REF! | #REF! | #REF! | #REF! | #REF! | #REF! | #REF! | #REF! | #REF! | #REF! | #REF! | #REF! | #REF! | #REF! | #REF! | #REF! | #REF! | #REF! | #REF! | #REF!
#REF! |  |  |  | 2016 0: 20 YR - AVG; 2017 1: #REF!
PROJECT: | 140423 | LG&E 2017 CC |  | 2016 0: 40 YR - AVG; 2017 1: #REF!
DATE: | #REF!
FILE: | 0
DEBT SCHEDULE:
[5 empty] | PERIOD | PRINCIP | INTEREST | PAYMENT |  | PERIOD | PRINCIP | INTEREST | PAYMT
#REF!
[5 empty] | 1 | #REF! | #REF! | #REF! |  | 61 | #REF! | #REF! | #REF!
[5 empty] | 2 | #REF! | #REF! | #REF! |  | 62 | #REF! | #REF! | #REF!
[5 empty] | 3 | #REF! | #REF! | #REF! |  | 63 | #REF! | #REF! | #REF!
[5 empty] | 4 | #REF! | #REF! | #REF! | #REF! | 64 | #REF! | #REF! | #REF! | #REF!
[5 empty] | 5 | #REF! | #REF! | #REF! |  | 65 | #REF! | #REF! | #REF!
[5 empty] | 6 | #REF! | #REF! | #REF! |  | 66 | #REF! | #REF! | #REF!
[5 empty] | 7 | #REF! | #REF! | #REF! |  | 67 | #REF! | #REF! | #REF!
[5 empty] | 8 | #REF! | #REF! | #REF! | #REF! | 68 | #REF! | #REF! | #REF! | #REF!
[5 empty] | 9 | #REF! | #REF! | #REF! |  | 69 | #REF! | #REF! | #REF!
[5 empty] | 10 | #REF! | #REF! | #REF! |  | 70 | #REF! | #REF! | #REF!
[5 empty] | 11 | #REF! | #REF! | #REF! |  | 71 | #REF! | #REF! | #REF!
[5 empty] | 12 | #REF! | #REF! | #REF! | #REF! | 72 | #REF! | #REF! | #REF! | #REF!
[5 empty] | 13 | #REF! | #REF! | #REF! |  | 73 | #REF! | #REF! | #REF!
[5 empty] | 14 | #REF! | #REF! | #REF! |  | 74 | #REF! | #REF! | #REF!
[5 empty] | 15 | #REF! | #REF! | #REF! |  | 75 | #REF! | #REF! | #REF!
[5 empty] | 16 | #REF! | #REF! | #REF! | #REF! | 76 | #REF! | #REF! | #REF! | #REF!
[5 empty] | 17 | #REF! | #REF! | #REF! |  | 77 | #REF! | #REF! | #REF!
[5 empty] | 18 | #REF! | #REF! | #REF! |  | 78 | #REF! | #REF! | #REF!
[5 empty] | 19 | #REF! | #REF! | #REF! |  | 79 | #REF! | #REF! | #REF!
[5 empty] | 20 | #REF! | #REF! | #REF! | #REF! | 80 | #REF! | #REF! | #REF! | #REF!
[5 empty] | 21 | #REF! | #REF! | #REF! |  | 81 | #REF! | #REF! | #REF!
[5 empty] | 22 | #REF! | #REF! | #REF! |  | 82 | #REF! | #REF! | #REF!
[5 empty] | 23 | #REF! | #REF! | #REF! |  | 83 | #REF! | #REF! | #REF!
[5 empty] | 24 | #REF! | #REF! | #REF! | #REF! | 84 | #REF! | #REF! | #REF! | #REF!
[5 empty] | 25 | #REF! | #REF! | #REF! |  | 85 | #REF! | #REF! | #REF!
[5 empty] | 26 | #REF! | #REF! | #REF! |  | 86 | #REF! | #REF! | #REF!
[5 empty] | 27 | #REF! | #REF! | #REF! |  | 87 | #REF! | #REF! | #REF!
[5 empty] | 28 | #REF! | #REF! | #REF! | #REF! | 88 | #REF! | #REF! | #REF! | #REF!
[5 empty] | 29 | #REF! | #REF! | #REF! |  | 89 | #REF! | #REF! | #REF!
[5 empty] | 30 | #REF! | #REF! | #REF! |  | 90 | #REF! | #REF! | #REF!
[5 empty] | 31 | #REF! | #REF! | #REF! |  | 91 | #REF! | #REF! | #REF!
[5 empty] | 32 | #REF! | #REF! | #REF! | #REF! | 92 | #REF! | #REF! | #REF! | #REF!
[5 empty] | 33 | #REF! | #REF! | #REF! |  | 93 | #REF! | #REF! | #REF!
[5 empty] | 34 | #REF! | #REF! | #REF! |  | 94 | #REF! | #REF! | #REF!
[5 empty] | 35 | #REF! | #REF! | #REF! |  | 95 | #REF! | #REF! | #REF!
[5 empty] | 36 | #REF! | #REF! | #REF! | #REF! | 96 | #REF! | #REF! | #REF! | #REF!
[5 empty] | 37 | #REF! | #REF! | #REF! |  | 97 | #REF! | #REF! | #REF!
[5 empty] | 38 | #REF! | #REF! | #REF! |  | 98 | #REF! | #REF! | #REF!
[5 empty] | 39 | #REF! | #REF! | #REF! |  | 99 | #REF! | #REF! | #REF!
[5 empty] | 40 | #REF! | #REF! | #REF! | #REF! | 100 | #REF! | #REF! | #REF! | #REF!
[5 empty] | 41 | #REF! | #REF! | #REF!
[5 empty] | 42 | #REF! | #REF! | #REF!
[5 empty] | 43 | #REF! | #REF! | #REF!
[5 empty] | 44 | #REF! | #REF! | #REF! | #REF!
[5 empty] | 45 | #REF! | #REF! | #REF!
[5 empty] | 46 | #REF! | #REF! | #REF!
[5 empty] | 47 | #REF! | #REF! | #REF!
[5 empty] | 48 | #REF! | #REF! | #REF! | #REF!
[5 empty] | 49 | #REF! | #REF! | #REF!
[5 empty] | 50 | #REF! | #REF! | #REF!
[5 empty] | 51 | #REF! | #REF! | #REF!
[5 empty] | 52 | #REF! | #REF! | #REF! | #REF!
[5 empty] | 53 | #REF! | #REF! | #REF!
[5 empty] | 54 | #REF! | #REF! | #REF!
[5 empty] | 55 | #REF! | #REF! | #REF!
[5 empty] | 56 | #REF! | #REF! | #REF! | #REF!
[5 empty] | 57 | #REF! | #REF! | #REF!
[5 empty] | 58 | #REF! | #REF! | #REF!
[5 empty] | 59 | #REF! | #REF! | #REF!
[5 empty] | 60 | #REF! | #REF! | #REF! | #REF!

## Option 9 Dispatch (hidden)
HDR
#REF!
PROJECT: | 140423 | CANE RUN CC
DATE: | #REF!
FILE: | 0 | SHEET 4
PERFORMANCE & OPERATING COST SUMMARY: |  |  | 0
YEAR |  |  |  |  | 2016 | 2017 | 2018 | 2019 | 2020 | 2021 | 2022 | 2023 | 2024 | 2025 | 2026 | 2027 | 2028 | 2029 | 2030 | 2031 | 2032 | 2033 | 2034 | 2035 | 2036 | 2037 | 2038 | 2039 | 2040 | 2041 | 2042 | 2043 | 2044 | 2045
YEAR |  |  |  |  | 1 | 2 | 3 | 4 | 5 | 6 | 7 | 8 | 9 | 10 | 11 | 12 | 13 | 14 | 15 | 16 | 17 | 18 | 19 | 20 | 21 | 22 | 23 | 24 | 25 | 26 | 27 | 28 | 29 | 30
OPERATIONAL SCHEDULE:
| MAJOR MAINT |  | (DAYS/YR) |  | 6 | 6 | 15 | 6 | 25 | 6 | 6 | 15 | 6 | 25 | 6 | 6 | 15 | 6 | 25 | 6 | 6 | 15 | 6 | 25 | 6 | 6 | 15 | 6 | 25 | 6 | 6 | 15 | 6 | 25
| STARTS |  | (ANNUAL HOT) |  | #REF! | #REF! | #REF! | #REF! | #REF! | #REF! | #REF! | #REF! | #REF! | #REF! | #REF! | #REF! | #REF! | #REF! | #REF! | #REF! | #REF! | #REF! | #REF! | #REF! | #REF! | #REF! | #REF! | #REF! | #REF! | #REF! | #REF! | #REF! | #REF! | #REF!
|  |  | (ANNUAL COLD) |  | #REF! | #REF! | #REF! | #REF! | #REF! | #REF! | #REF! | #REF! | #REF! | #REF! | #REF! | #REF! | #REF! | #REF! | #REF! | #REF! | #REF! | #REF! | #REF! | #REF! | #REF! | #REF! | #REF! | #REF! | #REF! | #REF! | #REF! | #REF! | #REF! | #REF!
| SCH OUTAGE |  | (HOURS) |  | 144 | 144 | 360 | 144 | 600 | 144 | 144 | 360 | 144 | 600 | 144 | 144 | 360 | 144 | 600 | 144 | 144 | 360 | 144 | 600 | 144 | 144 | 360 | 144 | 600 | 144 | 144 | 360 | 144 | 600
| FO RATE |  | (%) |  | #REF! | #REF! | #REF! | #REF! | #REF! | #REF! | #REF! | #REF! | #REF! | #REF! | #REF! | #REF! | #REF! | #REF! | #REF! | #REF! | #REF! | #REF! | #REF! | #REF! | #REF! | #REF! | #REF! | #REF! | #REF! | #REF! | #REF! | #REF! | #REF! | #REF!
| FORCED OUTAGE |  | (HOURS) |  | #REF! | #REF! | #REF! | #REF! | #REF! | #REF! | #REF! | #REF! | #REF! | #REF! | #REF! | #REF! | #REF! | #REF! | #REF! | #REF! | #REF! | #REF! | #REF! | #REF! | #REF! | #REF! | #REF! | #REF! | #REF! | #REF! | #REF! | #REF! | #REF! | #REF!
| TOTAL OUTAGE |  | (HOURS) |  | #REF! | #REF! | #REF! | #REF! | #REF! | #REF! | #REF! | #REF! | #REF! | #REF! | #REF! | #REF! | #REF! | #REF! | #REF! | #REF! | #REF! | #REF! | #REF! | #REF! | #REF! | #REF! | #REF! | #REF! | #REF! | #REF! | #REF! | #REF! | #REF! | #REF!
| AVAILABLE HOURS |  | (ANNUAL) |  | #REF! | #REF! | #REF! | #REF! | #REF! | #REF! | #REF! | #REF! | #REF! | #REF! | #REF! | #REF! | #REF! | #REF! | #REF! | #REF! | #REF! | #REF! | #REF! | #REF! | #REF! | #REF! | #REF! | #REF! | #REF! | #REF! | #REF! | #REF! | #REF! | #REF!
| COMBINED CAPACITY FACTOR | BASE | (%) |  | #REF! | #REF! | #REF! | #REF! | #REF! | #REF! | #REF! | #REF! | #REF! | #REF! | #REF! | #REF! | #REF! | #REF! | #REF! | #REF! | #REF! | #REF! | #REF! | #REF! | #REF! | #REF! | #REF! | #REF! | #REF! | #REF! | #REF! | #REF! | #REF! | #REF!
| COMBINED CAPACITY FACTOR | PT LOAD | (%) | bar: 2016 1 to 2045 30
| BASE LOAD HOURS | #REF! | (HOURS) | #REF! | #REF! | #REF! | #REF! | #REF! | #REF! | #REF! | #REF! | #REF! | #REF! | #REF! | #REF! | #REF! | #REF! | #REF! | #REF! | #REF! | #REF! | #REF! | #REF! | #REF! | #REF! | #REF! | #REF! | #REF! | #REF! | #REF! | #REF! | #REF! | #REF! | #REF!
| PART LOAD HOURS | 0% | (HOURS) | 0 | 0 | 0 | 0 | 0 | 0 | 0 | 0 | 0 | 0 | 0 | 0 | 0 | 0 | 0 | 0 | 0 | 0 | 0 | 0 | 0 | 0 | 0 | 0 | 0 | 0 | 0 | 0 | 0 | 0 | 0
|  |  | BASE CAPACITY |  | 2016 1: #REF!; 2017 2: KW; 2018 3: PER UNIT; 2020 5: PART LD CAPACITY; 2023 8: KW; 2024 9: STG
PERFORMANCE DATA: |  |  |  |  | 2016 1: #REF!; 2017 2: BTU/KWH; 2018 3: HR -GROSS; 2023 8: BTU/KWH; 2024 9: HR-GROSS
|  |  | HP STEAM PRODUCTION |  | 2016 1: #REF!; 2017 2: T/HR; 2020 5: FUEL HEATING VALUE; 2022 7: #REF!; 2023 8: btu/lb
BASE LOAD
UNITS OPERATING | bar: 2016 1 to 2045 30
| DEGRADATION-OUTPUT |  | (%) |  | 1.6% | 2.17% | 2.625% | 1.9% | 2.376% | 2.05% | 2.532% | 2.894% | 2.2% | 2.64% | 2.2% | 2.64% | 2.948% | 2.2% | 2.64% | 2.2% | 2.64% | 2.948% | 2.2% | 2.64% | 2.2% | 2.64% | 2.948% | 2.2% | 2.64% | 2.2% | 2.64% | 2.948% | 2.2% | 2.64%
| DEGRADATION-THERMAL |  | (%) |  | 0.96% | 1.302% | 1.575% | 1.14% | 1.426% | 1.23% | 1.519% | 1.737% | 1.32% | 1.584% | 1.32% | 1.584% | 1.769% | 1.32% | 1.584% | 1.32% | 1.584% | 1.769% | 1.32% | 1.584% | 1.32% | 1.584% | 1.769% | 1.32% | 1.584% | 1.32% | 1.584% | 1.769% | 1.32% | 1.584%
| OUTPUT - GROSS | TOTAL | KW |  | #REF! | #REF! | #REF! | #REF! | #REF! | #REF! | #REF! | #REF! | #REF! | #REF! | #REF! | #REF! | #REF! | #REF! | #REF! | #REF! | #REF! | #REF! | #REF! | #REF! | #REF! | #REF! | #REF! | #REF! | #REF! | #REF! | #REF! | #REF! | #REF! | #REF!
| OUTPUT - NET |  | KW | #REF! | #REF! | #REF! | #REF! | #REF! | #REF! | #REF! | #REF! | #REF! | #REF! | #REF! | #REF! | #REF! | #REF! | #REF! | #REF! | #REF! | #REF! | #REF! | #REF! | #REF! | #REF! | #REF! | #REF! | #REF! | #REF! | #REF! | #REF! | #REF! | #REF! | #REF!
| FUEL RATE |  | (MMBTU/HR) |  | #REF! | #REF! | #REF! | #REF! | #REF! | #REF! | #REF! | #REF! | #REF! | #REF! | #REF! | #REF! | #REF! | #REF! | #REF! | #REF! | #REF! | #REF! | #REF! | #REF! | #REF! | #REF! | #REF! | #REF! | #REF! | #REF! | #REF! | #REF! | #REF! | #REF!
| HEAT RATE - NET |  | (BTU/KWH) | #REF! | #REF! | #REF! | #REF! | #REF! | #REF! | #REF! | #REF! | #REF! | #REF! | #REF! | #REF! | #REF! | #REF! | #REF! | #REF! | #REF! | #REF! | #REF! | #REF! | #REF! | #REF! | #REF! | #REF! | #REF! | #REF! | #REF! | #REF! | #REF! | #REF! | #REF!
CONSUMABLE RATES:
| AMMONIA |  | LB/LB FUEL |  | 2016 1: #REF!
| CLARIFIED WATER |  | GALLONS/MWH |  | 2016 1: #REF!
| DEMINERALIZED WTR |  | GALLONS/MWH |  | 2016 1: #REF!
| STARTUP FUEL |  | MMBTU/HOT START |  | 2016 1: #REF!
| STARTUP FUEL |  | MMBTU/COLD START |  | 2016 1: #REF!
PRODUCTION RATES:
| WASTE WATER |  | GALLONS/MWH |  | 2016 1: #REF!
| NOx |  | LB/MMBTU |  | 2016 1: #REF!
| SOx |  | LB/MMBTU |  | 2016 1: #REF!
PRODUCTION/USAGE DATA: |  | (ANNUAL)
| GROSS GENERATION |  | (MWH) |  | #REF! | #REF! | #REF! | #REF! | #REF! | #REF! | #REF! | #REF! | #REF! | #REF! | #REF! | #REF! | #REF! | #REF! | #REF! | #REF! | #REF! | #REF! | #REF! | #REF! | #REF! | #REF! | #REF! | #REF! | #REF! | #REF! | #REF! | #REF! | #REF! | #REF!
| NET GENERATION |  | (MWH) |  | #REF! | #REF! | #REF! | #REF! | #REF! | #REF! | #REF! | #REF! | #REF! | #REF! | #REF! | #REF! | #REF! | #REF! | #REF! | #REF! | #REF! | #REF! | #REF! | #REF! | #REF! | #REF! | #REF! | #REF! | #REF! | #REF! | #REF! | #REF! | #REF! | #REF!
| TOTAL NET GENERATION |  | (MWH) | #REF! | #REF! | #REF! | #REF! | #REF! | #REF! | #REF! | #REF! | #REF! | #REF! | #REF! | #REF! | #REF! | #REF! | #REF! | #REF! | #REF! | #REF! | #REF! | #REF! | #REF! | #REF! | #REF! | #REF! | #REF! | #REF! | #REF! | #REF! | #REF! | #REF! | #REF!
| STARTUP FUEL |  | (MMBTU) |  | #REF! | #REF! | #REF! | #REF! | #REF! | #REF! | #REF! | #REF! | #REF! | #REF! | #REF! | #REF! | #REF! | #REF! | #REF! | #REF! | #REF! | #REF! | #REF! | #REF! | #REF! | #REF! | #REF! | #REF! | #REF! | #REF! | #REF! | #REF! | #REF! | #REF!
| OPERATING FUEL |  | (MMBTU) |  | #REF! | #REF! | #REF! | #REF! | #REF! | #REF! | #REF! | #REF! | #REF! | #REF! | #REF! | #REF! | #REF! | #REF! | #REF! | #REF! | #REF! | #REF! | #REF! | #REF! | #REF! | #REF! | #REF! | #REF! | #REF! | #REF! | #REF! | #REF! | #REF! | #REF!
| OPERATING FUEL |  | (TON) |  | #REF! | #REF! | #REF! | #REF! | #REF! | #REF! | #REF! | #REF! | #REF! | #REF! | #REF! | #REF! | #REF! | #REF! | #REF! | #REF! | #REF! | #REF! | #REF! | #REF! | #REF! | #REF! | #REF! | #REF! | #REF! | #REF! | #REF! | #REF! | #REF! | #REF!
| TOTAL OPERATING FUEL |  | (MMBTU) |  | #REF! | #REF! | #REF! | #REF! | #REF! | #REF! | #REF! | #REF! | #REF! | #REF! | #REF! | #REF! | #REF! | #REF! | #REF! | #REF! | #REF! | #REF! | #REF! | #REF! | #REF! | #REF! | #REF! | #REF! | #REF! | #REF! | #REF! | #REF! | #REF! | #REF!
| TOTAL OPERATING FUEL |  | (TON) |  | #REF! | #REF! | #REF! | #REF! | #REF! | #REF! | #REF! | #REF! | #REF! | #REF! | #REF! | #REF! | #REF! | #REF! | #REF! | #REF! | #REF! | #REF! | #REF! | #REF! | #REF! | #REF! | #REF! | #REF! | #REF! | #REF! | #REF! | #REF! | #REF! | #REF!
| AMMONIA (as 19% AQUEOUS) |  | (TON) |  | #REF! | #REF! | #REF! | #REF! | #REF! | #REF! | #REF! | #REF! | #REF! | #REF! | #REF! | #REF! | #REF! | #REF! | #REF! | #REF! | #REF! | #REF! | #REF! | #REF! | #REF! | #REF! | #REF! | #REF! | #REF! | #REF! | #REF! | #REF! | #REF! | #REF!
| CLARIFIED WATER |  | (K-GALLONS) |  | #REF! | #REF! | #REF! | #REF! | #REF! | #REF! | #REF! | #REF! | #REF! | #REF! | #REF! | #REF! | #REF! | #REF! | #REF! | #REF! | #REF! | #REF! | #REF! | #REF! | #REF! | #REF! | #REF! | #REF! | #REF! | #REF! | #REF! | #REF! | #REF! | #REF!
| DEMIN WATER |  | (K-GALLONS) |  | #REF! | #REF! | #REF! | #REF! | #REF! | #REF! | #REF! | #REF! | #REF! | #REF! | #REF! | #REF! | #REF! | #REF! | #REF! | #REF! | #REF! | #REF! | #REF! | #REF! | #REF! | #REF! | #REF! | #REF! | #REF! | #REF! | #REF! | #REF! | #REF! | #REF!
| WASTE WATER |  | (K-GALLONS) |  | #REF! | #REF! | #REF! | #REF! | #REF! | #REF! | #REF! | #REF! | #REF! | #REF! | #REF! | #REF! | #REF! | #REF! | #REF! | #REF! | #REF! | #REF! | #REF! | #REF! | #REF! | #REF! | #REF! | #REF! | #REF! | #REF! | #REF! | #REF! | #REF! | #REF!
| NOx |  | (TON) |  | #REF! | #REF! | #REF! | #REF! | #REF! | #REF! | #REF! | #REF! | #REF! | #REF! | #REF! | #REF! | #REF! | #REF! | #REF! | #REF! | #REF! | #REF! | #REF! | #REF! | #REF! | #REF! | #REF! | #REF! | #REF! | #REF! | #REF! | #REF! | #REF! | #REF!
| SOx |  | (TON) |  | #REF! | #REF! | #REF! | #REF! | #REF! | #REF! | #REF! | #REF! | #REF! | #REF! | #REF! | #REF! | #REF! | #REF! | #REF! | #REF! | #REF! | #REF! | #REF! | #REF! | #REF! | #REF! | #REF! | #REF! | #REF! | #REF! | #REF! | #REF! | #REF! | #REF!
UNIT COSTS:
| CPI | % |  |  |  | #REF! | #REF! | #REF! | #REF! | #REF! | #REF! | #REF! | #REF! | #REF! | #REF! | #REF! | #REF! | #REF! | #REF! | #REF! | #REF! | #REF! | #REF! | #REF! | #REF! | #REF! | #REF! | #REF! | #REF! | #REF! | #REF! | #REF! | #REF! | #REF!
| WACOF | % | bar: 2017 2 to 2045 30
| FUEL | ($/MMBTU) |  |  | #REF! | #REF! | #REF! | #REF! | #REF! | #REF! | #REF! | #REF! | #REF! | #REF! | #REF! | #REF! | #REF! | #REF! | #REF! | #REF! | #REF! | #REF! | #REF! | #REF! | #REF! | #REF! | #REF! | #REF! | #REF! | #REF! | #REF! | #REF! | #REF! | #REF!
| AMMONIA | ($/TON) |  |  | #REF! | #REF! | #REF! | #REF! | #REF! | #REF! | #REF! | #REF! | #REF! | #REF! | #REF! | #REF! | #REF! | #REF! | #REF! | #REF! | #REF! | #REF! | #REF! | #REF! | #REF! | #REF! | #REF! | #REF! | #REF! | #REF! | #REF! | #REF! | #REF! | #REF!
| CLARIFIED WATER | ($/K-GALLONS) |  |  | #REF! | #REF! | #REF! | #REF! | #REF! | #REF! | #REF! | #REF! | #REF! | #REF! | #REF! | #REF! | #REF! | #REF! | #REF! | #REF! | #REF! | #REF! | #REF! | #REF! | #REF! | #REF! | #REF! | #REF! | #REF! | #REF! | #REF! | #REF! | #REF! | #REF!
| DEMIN WATER | ($/K-GALLONS) |  |  | #REF! | #REF! | #REF! | #REF! | #REF! | #REF! | #REF! | #REF! | #REF! | #REF! | #REF! | #REF! | #REF! | #REF! | #REF! | #REF! | #REF! | #REF! | #REF! | #REF! | #REF! | #REF! | #REF! | #REF! | #REF! | #REF! | #REF! | #REF! | #REF! | #REF!
| CYCLE CHEM FEED | ($/TON STM) |  |  | #REF! | #REF! | #REF! | #REF! | #REF! | #REF! | #REF! | #REF! | #REF! | #REF! | #REF! | #REF! | #REF! | #REF! | #REF! | #REF! | #REF! | #REF! | #REF! | #REF! | #REF! | #REF! | #REF! | #REF! | #REF! | #REF! | #REF! | #REF! | #REF! | #REF!
| STARTUP FUEL | ($/MMBTU) |  |  | #REF! | #REF! | #REF! | #REF! | #REF! | #REF! | #REF! | #REF! | #REF! | #REF! | #REF! | #REF! | #REF! | #REF! | #REF! | #REF! | #REF! | #REF! | #REF! | #REF! | #REF! | #REF! | #REF! | #REF! | #REF! | #REF! | #REF! | #REF! | #REF! | #REF!
| WASTE WATER TRT | ($/K-GALLONS) |  |  | #REF! | #REF! | #REF! | #REF! | #REF! | #REF! | #REF! | #REF! | #REF! | #REF! | #REF! | #REF! | #REF! | #REF! | #REF! | #REF! | #REF! | #REF! | #REF! | #REF! | #REF! | #REF! | #REF! | #REF! | #REF! | #REF! | #REF! | #REF! | #REF! | #REF!
| NOx | ($/TON) |  |  | #REF! | #REF! | #REF! | #REF! | #REF! | #REF! | #REF! | #REF! | #REF! | #REF! | #REF! | #REF! | #REF! | #REF! | #REF! | #REF! | #REF! | #REF! | #REF! | #REF! | #REF! | #REF! | #REF! | #REF! | #REF! | #REF! | #REF! | #REF! | #REF! | #REF!
| OZONE NOx | ($/TON) |  |  | #REF! | #REF! | #REF! | #REF! | #REF! | #REF! | #REF! | #REF! | #REF! | #REF! | #REF! | #REF! | #REF! | #REF! | #REF! | #REF! | #REF! | #REF! | #REF! | #REF! | #REF! | #REF! | #REF! | #REF! | #REF! | #REF! | #REF! | #REF! | #REF! | #REF!
| SOx | ($/TON) |  |  | #REF! | #REF! | #REF! | #REF! | #REF! | #REF! | #REF! | #REF! | #REF! | #REF! | #REF! | #REF! | #REF! | #REF! | #REF! | #REF! | #REF! | #REF! | #REF! | #REF! | #REF! | #REF! | #REF! | #REF! | #REF! | #REF! | #REF! | #REF! | #REF! | #REF!
CONSUMABLE COSTS |  | -1000
Levelized
| AMMONIA |  |  | #REF! | #REF! | #REF! | #REF! | #REF! | #REF! | #REF! | #REF! | #REF! | #REF! | #REF! | #REF! | #REF! | #REF! | #REF! | #REF! | #REF! | #REF! | #REF! | #REF! | #REF! | #REF! | #REF! | #REF! | #REF! | #REF! | #REF! | #REF! | #REF! | #REF! | #REF!
| CLARIFIED WATER |  |  | #REF! | #REF! | #REF! | #REF! | #REF! | #REF! | #REF! | #REF! | #REF! | #REF! | #REF! | #REF! | #REF! | #REF! | #REF! | #REF! | #REF! | #REF! | #REF! | #REF! | #REF! | #REF! | #REF! | #REF! | #REF! | #REF! | #REF! | #REF! | #REF! | #REF! | #REF!
| DEMIN WATER |  |  | #REF! | #REF! | #REF! | #REF! | #REF! | #REF! | #REF! | #REF! | #REF! | #REF! | #REF! | #REF! | #REF! | #REF! | #REF! | #REF! | #REF! | #REF! | #REF! | #REF! | #REF! | #REF! | #REF! | #REF! | #REF! | #REF! | #REF! | #REF! | #REF! | #REF! | #REF!
| CYCLE CHEM FEED |  |  | #REF! | #REF! | #REF! | #REF! | #REF! | #REF! | #REF! | #REF! | #REF! | #REF! | #REF! | #REF! | #REF! | #REF! | #REF! | #REF! | #REF! | #REF! | #REF! | #REF! | #REF! | #REF! | #REF! | #REF! | #REF! | #REF! | #REF! | #REF! | #REF! | #REF! | #REF!
| STARTUP FUEL |  |  | #REF! | #REF! | #REF! | #REF! | #REF! | #REF! | #REF! | #REF! | #REF! | #REF! | #REF! | #REF! | #REF! | #REF! | #REF! | #REF! | #REF! | #REF! | #REF! | #REF! | #REF! | #REF! | #REF! | #REF! | #REF! | #REF! | #REF! | #REF! | #REF! | #REF! | #REF!
| WASTE WTR TRTM |  |  | #REF! | #REF! | #REF! | #REF! | #REF! | #REF! | #REF! | #REF! | #REF! | #REF! | #REF! | #REF! | #REF! | #REF! | #REF! | #REF! | #REF! | #REF! | #REF! | #REF! | #REF! | #REF! | #REF! | #REF! | #REF! | #REF! | #REF! | #REF! | #REF! | #REF! | #REF!
| NOx |  |  | #REF! | #REF! | #REF! | #REF! | #REF! | #REF! | #REF! | #REF! | #REF! | #REF! | #REF! | #REF! | #REF! | #REF! | #REF! | #REF! | #REF! | #REF! | #REF! | #REF! | #REF! | #REF! | #REF! | #REF! | #REF! | #REF! | #REF! | #REF! | #REF! | #REF! | #REF!
| OZONE NOx |  |  | #REF! | #REF! | #REF! | #REF! | #REF! | #REF! | #REF! | #REF! | #REF! | #REF! | #REF! | #REF! | #REF! | #REF! | #REF! | #REF! | #REF! | #REF! | #REF! | #REF! | #REF! | #REF! | #REF! | #REF! | #REF! | #REF! | #REF! | #REF! | #REF! | #REF! | #REF!
| SOx |  |  | #REF! | #REF! | #REF! | #REF! | #REF! | #REF! | #REF! | #REF! | #REF! | #REF! | #REF! | #REF! | #REF! | #REF! | #REF! | #REF! | #REF! | #REF! | #REF! | #REF! | #REF! | #REF! | #REF! | #REF! | #REF! | #REF! | #REF! | #REF! | #REF! | #REF! | #REF!
| TOTAL CONSUMABLE COSTS |  |  | #REF! | #REF! | #REF! | #REF! | #REF! | #REF! | #REF! | #REF! | #REF! | #REF! | #REF! | #REF! | #REF! | #REF! | #REF! | #REF! | #REF! | #REF! | #REF! | #REF! | #REF! | #REF! | #REF! | #REF! | #REF! | #REF! | #REF! | #REF! | #REF! | #REF! | #REF!
SPARE PARTS |  | -1000 |  |  |  | #REF! | #REF! | #REF! | #REF! | #REF! | #REF! | #REF! | #REF! | #REF! | #REF! | #REF! | #REF! | #REF! | #REF! | #REF! | #REF! | #REF! | #REF! | #REF! | #REF! | #REF! | #REF! | #REF! | #REF! | #REF! | #REF! | #REF! | #REF! | #REF!
| INVENTORY |  |  | #REF! | 1156 | #REF! | #REF! | #REF! | #REF! | #REF! | #REF! | #REF! | #REF! | #REF! | #REF! | #REF! | #REF! | #REF! | #REF! | #REF! | #REF! | #REF! | #REF! | #REF! | #REF! | #REF! | #REF! | #REF! | #REF! | #REF! | #REF! | #REF! | #REF! | #REF!
MAINTENANCE PARTS AND LABOR COSTS |  | -1000
| ESCALATION RATE | (%) |  |  |  | #REF! | #REF! | #REF! | #REF! | #REF! | #REF! | #REF! | #REF! | #REF! | #REF! | #REF! | #REF! | #REF! | #REF! | #REF! | #REF! | #REF! | #REF! | #REF! | #REF! | #REF! | #REF! | #REF! | #REF! | #REF! | #REF! | #REF! | #REF! | #REF!
Levelized
| COMBUSTION TURBINE |  |  | #REF! | #REF! | #REF! | #REF! | #REF! | #REF! | #REF! | #REF! | #REF! | #REF! | #REF! | #REF! | #REF! | #REF! | #REF! | #REF! | #REF! | #REF! | #REF! | #REF! | #REF! | #REF! | #REF! | #REF! | #REF! | #REF! | #REF! | #REF! | #REF! | #REF! | #REF!
| FIXED (ONE TIME PAYMENT) |  |  | #REF! | 2016 1: #REF!
| FIXED |  |  | #REF! | #REF! | #REF! | #REF! | #REF! | #REF! | #REF! | #REF! | #REF! | #REF! | #REF! | #REF! | #REF! | #REF! | #REF! | #REF! | #REF! | #REF! | #REF! | #REF! | #REF! | #REF! | #REF! | #REF! | #REF! | #REF! | #REF! | #REF! | #REF! | #REF! | #REF!
| VARIABLE (ONE TIME PAYMENT) |  |  | #REF! | 2017 2: #REF!
| VARIABLE |  |  | #REF! | #REF! | #REF! | #REF! | #REF! | #REF! | #REF! | #REF! | #REF! | #REF! | #REF! | #REF! | #REF! | #REF! | #REF! | #REF! | #REF! | #REF! | #REF! | #REF! | #REF! | #REF! | #REF! | #REF! | #REF! | #REF! | #REF! | #REF! | #REF! | #REF! | #REF!
| STEAM TURBINE |  |  | #REF! | #REF! | #REF! | #REF! | #REF! | #REF! | #REF! | #REF! | #REF! | #REF! | #REF! | #REF! | #REF! | #REF! | #REF! | #REF! | #REF! | #REF! | #REF! | #REF! | #REF! | #REF! | #REF! | #REF! | #REF! | #REF! | #REF! | #REF! | #REF! | #REF! | #REF!
| FIXED |  |  | #REF! | #REF! | #REF! | #REF! | #REF! | #REF! | #REF! | #REF! | #REF! | #REF! | #REF! | #REF! | #REF! | #REF! | #REF! | #REF! | #REF! | #REF! | #REF! | #REF! | #REF! | #REF! | #REF! | #REF! | #REF! | #REF! | #REF! | #REF! | #REF! | #REF! | #REF!
| VARIABLE |  |  | #REF! | #REF! | #REF! | #REF! | #REF! | #REF! | #REF! | #REF! | #REF! | #REF! | #REF! | #REF! | #REF! | #REF! | #REF! | #REF! | #REF! | #REF! | #REF! | #REF! | #REF! | #REF! | #REF! | #REF! | #REF! | #REF! | #REF! | #REF! | #REF! | #REF! | #REF!
| HRSG |  |  | #REF! | 206 | #REF! | #REF! | #REF! | #REF! | #REF! | #REF! | #REF! | #REF! | #REF! | #REF! | #REF! | #REF! | #REF! | #REF! | #REF! | #REF! | #REF! | #REF! | #REF! | #REF! | #REF! | #REF! | #REF! | #REF! | #REF! | #REF! | #REF! | #REF! | #REF!
| FIXED |  |  | #REF! | 206 | #REF! | #REF! | #REF! | #REF! | #REF! | #REF! | #REF! | #REF! | #REF! | #REF! | #REF! | #REF! | #REF! | #REF! | #REF! | #REF! | #REF! | #REF! | #REF! | #REF! | #REF! | #REF! | #REF! | #REF! | #REF! | #REF! | #REF! | #REF! | #REF!
| VARIABLE |  |  | #REF! | 0 | #REF! | #REF! | #REF! | #REF! | #REF! | #REF! | #REF! | #REF! | #REF! | #REF! | #REF! | #REF! | #REF! | #REF! | #REF! | #REF! | #REF! | #REF! | #REF! | #REF! | #REF! | #REF! | #REF! | #REF! | #REF! | #REF! | #REF! | #REF! | #REF!
| SCR CATALYST |  |  | #REF! | 0 | #REF! | #REF! | #REF! | #REF! | #REF! | #REF! | #REF! | #REF! | #REF! | #REF! | #REF! | #REF! | #REF! | #REF! | #REF! | #REF! | #REF! | #REF! | #REF! | #REF! | #REF! | #REF! | #REF! | #REF! | #REF! | #REF! | #REF! | #REF! | #REF!
| FIXED |  |  | #REF! | 0 | #REF! | #REF! | #REF! | #REF! | #REF! | #REF! | #REF! | #REF! | #REF! | #REF! | #REF! | #REF! | #REF! | #REF! | #REF! | #REF! | #REF! | #REF! | #REF! | #REF! | #REF! | #REF! | #REF! | #REF! | #REF! | #REF! | #REF! | #REF! | #REF!
| VARIABLE |  |  | #REF! | 0 | #REF! | #REF! | #REF! | 1048 | #REF! | #REF! | #REF! | #REF! | #REF! | #REF! | #REF! | #REF! | #REF! | #REF! | #REF! | #REF! | #REF! | #REF! | #REF! | #REF! | #REF! | #REF! | #REF! | #REF! | #REF! | #REF! | #REF! | #REF! | #REF!
| BOP |  |  | #REF! | 50 | #REF! | #REF! | #REF! | #REF! | #REF! | #REF! | #REF! | #REF! | #REF! | #REF! | #REF! | #REF! | #REF! | #REF! | #REF! | #REF! | #REF! | #REF! | #REF! | #REF! | #REF! | #REF! | #REF! | #REF! | #REF! | #REF! | #REF! | #REF! | #REF!
| FIXED MAINTENANCE |  |  | #REF! | #REF! | #REF! | #REF! | #REF! | #REF! | #REF! | #REF! | #REF! | #REF! | #REF! | #REF! | #REF! | #REF! | #REF! | #REF! | #REF! | #REF! | #REF! | #REF! | #REF! | #REF! | #REF! | #REF! | #REF! | #REF! | #REF! | #REF! | #REF! | #REF! | #REF!
| VARIABLE MAINTENANCE |  |  | #REF! | #REF! | #REF! | #REF! | #REF! | #REF! | #REF! | #REF! | #REF! | #REF! | #REF! | #REF! | #REF! | #REF! | #REF! | #REF! | #REF! | #REF! | #REF! | #REF! | #REF! | #REF! | #REF! | #REF! | #REF! | #REF! | #REF! | #REF! | #REF! | #REF! | #REF!
| TOTAL MAINTENANCE |  |  | #REF! | #REF! | #REF! | #REF! | #REF! | #REF! | #REF! | #REF! | #REF! | #REF! | #REF! | #REF! | #REF! | #REF! | #REF! | #REF! | #REF! | #REF! | #REF! | #REF! | #REF! | #REF! | #REF! | #REF! | #REF! | #REF! | #REF! | #REF! | #REF! | #REF! | #REF!
STAFF LABOR COSTS
| FACILITY DEPARTMENT |  |  |  | 2016 1: TOTAL
| QUANTITY OF SALARIED STAFF |  |  |  | 2016 1: #REF!
| QUANTITY OF HOURLY STAFF |  |  |  | 2016 1: #REF!
| QUANTITY OF CORPORATE STAFF |  |  |  | 2016 1: 0
| COST OF SALARIED STAFF |  | ($/YR) |  | 2016 1: #REF!
| COST OF HOURLY STAFF |  | ($/YR) |  | 2016 1: #REF!
| COST OF CORPORATE STAFF |  | ($/YR) |  | 2016 1: 0
| SALARY ESCALATION |  |  |  |  | #REF! | #REF! | #REF! | #REF! | #REF! | #REF! | #REF! | #REF! | #REF! | #REF! | #REF! | #REF! | #REF! | #REF! | #REF! | #REF! | #REF! | #REF! | #REF! | #REF! | #REF! | #REF! | #REF! | #REF! | #REF! | #REF! | #REF! | #REF! | #REF!
| COST OF SALARIED STAFF |  | -1000 |  | #REF! | #REF! | #REF! | #REF! | #REF! | #REF! | #REF! | #REF! | #REF! | #REF! | #REF! | #REF! | #REF! | #REF! | #REF! | #REF! | #REF! | #REF! | #REF! | #REF! | #REF! | #REF! | #REF! | #REF! | #REF! | #REF! | #REF! | #REF! | #REF! | #REF!
| COST OF HOURLY STAFF |  | -1000 |  | #REF! | #REF! | #REF! | #REF! | #REF! | #REF! | #REF! | #REF! | #REF! | #REF! | #REF! | #REF! | #REF! | #REF! | #REF! | #REF! | #REF! | #REF! | #REF! | #REF! | #REF! | #REF! | #REF! | #REF! | #REF! | #REF! | #REF! | #REF! | #REF! | #REF!
| COST OF CORPORATE STAFF |  | -1000 |  | 0 | #REF! | #REF! | #REF! | #REF! | #REF! | #REF! | #REF! | #REF! | #REF! | #REF! | #REF! | #REF! | #REF! | #REF! | #REF! | #REF! | #REF! | #REF! | #REF! | #REF! | #REF! | #REF! | #REF! | #REF! | #REF! | #REF! | #REF! | #REF! | #REF!
Levelized
| TOTAL STAFF LABOR COSTS |  | -1000 | #REF! | #REF! | #REF! | #REF! | #REF! | #REF! | #REF! | #REF! | #REF! | #REF! | #REF! | #REF! | #REF! | #REF! | #REF! | #REF! | #REF! | #REF! | #REF! | #REF! | #REF! | #REF! | #REF! | #REF! | #REF! | #REF! | #REF! | #REF! | #REF! | #REF! | #REF!
MISC. COSTS |  | -1000
| COST ESCALATION |  |  |  |  | #REF! | #REF! | #REF! | #REF! | #REF! | #REF! | #REF! | #REF! | #REF! | #REF! | #REF! | #REF! | #REF! | #REF! | #REF! | #REF! | #REF! | #REF! | #REF! | #REF! | #REF! | #REF! | #REF! | #REF! | #REF! | #REF! | #REF! | #REF! | #REF!
| ANNUAL SITE & BUILDING MAINTENANCE |  |  |  | #REF! | #REF! | #REF! | #REF! | #REF! | #REF! | #REF! | #REF! | #REF! | #REF! | #REF! | #REF! | #REF! | #REF! | #REF! | #REF! | #REF! | #REF! | #REF! | #REF! | #REF! | #REF! | #REF! | #REF! | #REF! | #REF! | #REF! | #REF! | #REF! | #REF!
| INSURANCES |  | #REF! |  | #REF! | #REF! | #REF! | #REF! | #REF! | #REF! | #REF! | #REF! | #REF! | #REF! | #REF! | #REF! | #REF! | #REF! | #REF! | #REF! | #REF! | #REF! | #REF! | #REF! | #REF! | #REF! | #REF! | #REF! | #REF! | #REF! | #REF! | #REF! | #REF! | #REF!
| PROPERTY TAX |  | #REF! |  | #REF! | #REF! | #REF! | #REF! | #REF! | #REF! | #REF! | #REF! | #REF! | #REF! | #REF! | #REF! | #REF! | #REF! | #REF! | #REF! | #REF! | #REF! | #REF! | #REF! | #REF! | #REF! | #REF! | #REF! | #REF! | #REF! | #REF! | #REF! | #REF! | #REF!
Levelized
| TOTAL MISC. COSTS |  |  | #REF! | #REF! | #REF! | #REF! | #REF! | #REF! | #REF! | #REF! | #REF! | #REF! | #REF! | #REF! | #REF! | #REF! | #REF! | #REF! | #REF! | #REF! | #REF! | #REF! | #REF! | #REF! | #REF! | #REF! | #REF! | #REF! | #REF! | #REF! | #REF! | #REF! | #REF!