## 10MW PV Solar Master
HDR
LG&E - KU
PROJECT: | 221566 | EW BROWN SOLAR
DATE: | 2014-02-12 09:32
FILE: |  | SHEET 1
PLANT DESIGN: |  | 10 MW PV Solar - Multicrrystalline Standard Efficiency
[8 empty] | CAPITAL COST CATEGORIES: |  |  | -1000 |  |  | FINANCE STRUCTURE:
PLANT GROSS CAPACITY |  | NEW & CLEAN |  | 6500 | KW-AC | 8125 | kW - DC
NET CONTRACT DEMAND |  |  |  | 6500 | KW-AC |  |  | HARD COSTS: | [5 empty] | DEBT |  |  | AVG DCR | 1.9411
[9 empty] | EPC PLANT |  |  | 25000 |  |  | PERCENT |  | 14463.689 | 45.67%
HEAT RATE - GROSS HHV |  |  |  | 0 | BTU/KWH | [9 empty] | RATE |  |  | 3.73%
HEAT RATE - NET HHV |  |  |  | 0 | BTU/KWH | [9 empty] | TERM | 20 YR |  | 80
[15 empty] | PAYMENT - QUARTER |  |  | 257.3448
EQUITY
[8 empty] | SOFT COSTS: | [6 empty] | PERCENT |  | 17206.311 | 54.33%
[9 empty] | TOTAL OWNER INDIRECTS |  |  | 2920 |  |  | POST-TAX RETURN |  | (TARGET) | 5.24%
[9 empty] | OWNER CONTINGENCY |  |  | 3750 |  |  | EQUITY PAYMENT |  |  | 901.6107 | GOAL SEEK IRR=3.73% UNLEVERED
[17 empty] | IRR | 6.581%
[17 empty] | NPV | -185.8363
[9 empty] | PROJECT MANAGEMENT |  |  | 0
[9 empty] | ENGINEERING SUPPORT |  |  | 0
[9 empty] | FINANCE FEE |  | 0.015 | 0
[9 empty] | AFUDC |  | 0.040408 | 0
[9 empty] | CONSTRUCTION MNGMT |  |  | 0
[9 empty] | OWNER CONTINGENCY |  | 0.1 | 0
[9 empty] | PLANT OPS |  |  | 0
[9 empty] | INSURANCE |  | CONST | 0
[9 empty] | ESCALATION ALLOWANCE |  |  | 0
| DEPRECIATION | NEW PLANT - UTILITY |  | 20 | YR MACRS
[9 empty] | SUB-TOTAL |  | 21.06% | 6670
| AMORTIZATION |  |  | 30 | YRS |  |  | TOTAL PROJECT COST |  |  |  | 31670
| DISCOUNT RATE |  |  | 6.75% |  |  |  | INSTALLED POWER PLANT COST ($/KW) |  |  |  | 3897.8462 | $/kW-DC
| PROJECT LIFE |  |  | 30 | YRS
4872.3077
PRO FORMA ANALYSIS:
YEAR |  |  |  | 2015 | 2016 | 2017 | 2018 | 2019 | 2020 | 2021 | 2022 | 2023 | 2024 | 2025 | 2026 | 2027 | 2028 | 2029 | 2030 | 2031 | 2032 | 2033 | 2034 | 2035 | 2036 | 2037 | 2038 | 2039 | 2040 | 2041 | 2042 | 2043 | 2044 | 2045
|  |  |  | 0 | 1 | 2 | 3 | 4 | 5 | 6 | 7 | 8 | 9 | 10 | 11 | 12 | 13 | 14 | 15 | 16 | 17 | 18 | 19 | 20 | 21 | 22 | 23 | 24 | 25 | 26 | 27 | 28 | 29 | 30
ESCALATORS:
| PARTS |  |  |  | 2.4% | 2.4% | 2.4% | 2.4% | 2.4% | 2.4% | 2.4% | 2.4% | 2.4% | 2.4% | 2.4% | 2.4% | 2.4% | 2.4% | 2.4% | 2.4% | 2.4% | 2.4% | 2.4% | 2.4% | 2.4% | 2.4% | 2.4% | 2.4% | 2.4% | 2.4% | 2.4% | 2.4% | 2.4% | 2.4%
| CONSUMABLE ESC. |  |  |  | 0.9% | 0.9% | 0.9% | 0.9% | 0.9% | 0.9% | 0.9% | 0.9% | 0.9% | 0.9% | 0.9% | 0.9% | 0.9% | 0.9% | 0.9% | 0.9% | 0.9% | 0.9% | 0.9% | 0.9% | 0.9% | 0.9% | 0.9% | 0.9% | 0.9% | 0.9% | 0.9% | 0.9% | 0.9% | 0.9%
UNIT COST DATA:
FUEL
| NATURAL GAS | ($/MMBTU) |  | 11.6985 | 4.96 | 5.31 | 5.66 | 6.06 | 6.53 | 6.91 | 7.22 | 7.59 | 7.93 | 8.32 | 8.62 | 8.99 | 9.38 | 9.8 | 10.28 | 10.68 | 11.46 | 12.23 | 12.84 | 13.48 | 14.15 | 14.85 | 15.6 | 16.37 | 17.19 | 17.9 | 18.7664 | 19.6706 | 20.6142 | 21.5943
| NATURAL GAS ANNUAL DEMAND CHARGE |  |  | -1000 | 0 | 0 | 0 | 0 | 0 | 0 | 0 | 0 | 0 | 0 | 0 | 0 | 0 | 0 | 0 | 0 | 0 | 0 | 0 | 0 | 0 | 0 | 0 | 0 | 0 | 0 | 0 | 0 | 0 | 0
0 | PRICING OPTIONS | MARGINAL
216.9372 | POWER | CAPITAL RECOVERY |  | ($/MWH) | 216.9372 | 216.9372 | 216.9372 | 216.9372 | 216.9372 | 216.9372 | 216.9372 | 216.9372 | 216.9372 | 216.9372 | 216.9372 | 216.9372 | 216.9372 | 216.9372 | 216.9372 | 216.9372 | 216.9372 | 216.9372 | 216.9372 | 216.9372 | 216.9372 | 216.9372 | 216.9372 | 216.9372 | 216.9372 | 216.9372 | 216.9372 | 216.9372 | 216.9372 | 216.9372
|  | FIXED CAPACITY-DB |  | ($/KW-MO) | 13.1972 | 13.1972 | 13.1972 | 13.1972 | 13.1972 | 13.1972 | 13.1972 | 13.1972 | 13.1972 | 13.1972 | 13.1972 | 13.1972 | 13.1972 | 13.1972 | 13.1972 | 13.1972 | 13.1972 | 13.1972 | 13.1972 | 13.1972 | 13.1972 | 13.1972 | 13.1972 | 13.1972 | 13.1972 | 13.1972 | 13.1972 | 13.1972 | 13.1972 | 13.1972
|  | FIXED CAPACITY-EQ |  | ($/KW-MO) | 11.5591 | 11.5591 | 11.5591 | 11.5591 | 11.5591 | 11.5591 | 11.5591 | 11.5591 | 11.5591 | 11.5591 | 11.5591 | 11.5591 | 11.5591 | 11.5591 | 11.5591 | 11.5591 | 11.5591 | 11.5591 | 11.5591 | 11.5591 | 11.5591 | 11.5591 | 11.5591 | 11.5591 | 11.5591 | 11.5591 | 11.5591 | 11.5591 | 11.5591 | 11.5591
9.5392 |  | OP COST |  | ($/MWH) | 9.6808 | 9.661 | 9.6417 | 9.6229 | 9.6046 | 9.5868 | 9.5696 | 9.5531 | 9.5372 | 9.5221 | 9.5077 | 9.4941 | 9.4815 | 9.4697 | 9.459 | 9.4494 | 9.4409 | 9.4336 | 9.4276 | 9.423 | 9.4199 | 9.4184 | 9.4185 | 9.4204 | 9.4242 | 9.43 | 9.438 | 9.4482 | 9.4609 | 9.4761
0 |  | EMISSIONS ALLOWANCE |  | ($/MWH) | 0 | 0 | 0 | 0 | 0 | 0 | 0 | 0 | 0 | 0 | 0 | 0 | 0 | 0 | 0 | 0 | 0 | 0 | 0 | 0 | 0 | 0 | 0 | 0 | 0 | 0 | 0 | 0 | 0 | 0
0 | 30 YR - LEVELIZED | FUEL COST POWER |  | ($/MWH) | 0 | 0 | 0 | 0 | 0 | 0 | 0 | 0 | 0 | 0 | 0 | 0 | 0 | 0 | 0 | 0 | 0 | 0 | 0 | 0 | 0 | 0 | 0 | 0 | 0 | 0 | 0 | 0 | 0 | 0
61.5306 | 226.4765 | TOTAL COST |  | ($/MWH) | 226.618 | 226.5983 | 226.579 | 226.5601 | 226.5418 | 226.5241 | 226.5069 | 226.4903 | 226.4745 | 226.4593 | 226.4449 | 226.4314 | 226.4187 | 226.407 | 226.3963 | 226.3866 | 226.3781 | 226.3708 | 226.3649 | 226.3603 | 226.3572 | 226.3556 | 226.3557 | 226.3576 | 226.3614 | 226.3672 | 226.3752 | 226.3854 | 226.3981 | 226.4134
| 226.4765 | TOLLED COST |  | ($/MWH) | 226.618 | 226.5983 | 226.579 | 226.5601 | 226.5418 | 226.5241 | 226.5069 | 226.4903 | 226.4745 | 226.4593 | 226.4449 | 226.4314 | 226.4187 | 226.407 | 226.3963 | 226.3866 | 226.3781 | 226.3708 | 226.3649 | 226.3603 | 226.3572 | 226.3556 | 226.3557 | 226.3576 | 226.3614 | 226.3672 | 226.3752 | 226.3854 | 226.3981 | 226.4134
PRODUCTION DATA: |  |  |  | 2015 0: AVERAGE; 2016 1: 0.22662
| ELECTRIC ENERGY | (MWH) |  | 8901.1455 | 10428.561 | 10323.222 | 10217.883 | 10112.544 | 10007.205 | 9901.866 | 9796.527 | 9691.188 | 9585.849 | 9480.51 | 9375.171 | 9269.832 | 9164.493 | 9059.154 | 8953.815 | 8848.476 | 8743.137 | 8637.798 | 8532.459 | 8427.12 | 8321.781 | 8216.442 | 8111.103 | 8005.764 | 7900.425 | 7795.086 | 7689.747 | 7584.408 | 7479.069 | 7373.73
| TOTAL ELECTRIC | (MWH) |  | 8901.1455 | 10428.561 | 10323.222 | 10217.883 | 10112.544 | 10007.205 | 9901.866 | 9796.527 | 9691.188 | 9585.849 | 9480.51 | 9375.171 | 9269.832 | 9164.493 | 9059.154 | 8953.815 | 8848.476 | 8743.137 | 8637.798 | 8532.459 | 8427.12 | 8321.781 | 8216.442 | 8111.103 | 8005.764 | 7900.425 | 7795.086 | 7689.747 | 7584.408 | 7479.069 | 7373.73
| FCP FUEL | (MMBTU) |  | 0 | 0 | 0 | 0 | 0 | 0 | 0 | 0 | 0 | 0 | 0 | 0 | 0 | 0 | 0 | 0 | 0 | 0 | 0 | 0 | 0 | 0 | 0 | 0 | 0 | 0 | 0 | 0 | 0 | 0 | 0
| TOTAL | (MMBTU) |  | 0 | 0 | 0 | 0 | 0 | 0 | 0 | 0 | 0 | 0 | 0 | 0 | 0 | 0 | 0 | 0 | 0 | 0 | 0 | 0 | 0 | 0 | 0 | 0 | 0 | 0 | 0 | 0 | 0 | 0 | 0
| AVG HEAT RATE | (BTU/KWH) |  |  | 0 | 0 | 0 | 0 | 0 | 0 | 0 | 0 | 0 | 0 | 0 | 0 | 0 | 0 | 0 | 0 | 0 | 0 | 0 | 0 | 0 | 0 | 0 | 0 | 0 | 0 | 0 | 0 | 0 | 0
| AVG OUTPUT | (KW) |  |  | 1190.475 | 1178.45 | 1166.425 | 1154.4 | 1142.375 | 1130.35 | 1118.325 | 1106.3 | 1094.275 | 1082.25 | 1070.225 | 1058.2 | 1046.175 | 1034.15 | 1022.125 | 1010.1 | 998.075 | 986.05 | 974.025 | 962 | 949.975 | 937.95 | 925.925 | 913.9 | 901.875 | 889.85 | 877.825 | 865.8 | 853.775 | 841.75
| CAPACITY FACTOR | (%) | FIRM | 15.63% | 18.32% | 18.13% | 17.95% | 17.76% | 17.58% | 17.39% | 17.21% | 17.02% | 16.84% | 16.65% | 16.47% | 16.28% | 16.1% | 15.91% | 15.73% | 15.54% | 15.36% | 15.17% | 14.99% | 14.8% | 14.62% | 14.43% | 14.24% | 14.06% | 13.88% | 13.69% | 13.51% | 13.32% | 13.14% | 12.95%
| AMMONIA | (TON) |  |  | 0 | 0 | 0 | 0 | 0 | 0 | 0 | 0 | 0 | 0 | 0 | 0 | 0 | 0 | 0 | 0 | 0 | 0 | 0 | 0 | 0 | 0 | 0 | 0 | 0 | 0 | 0 | 0 | 0 | 0
| MAKEUP WATER | (K-GALLONS) |  |  | 0 | 0 | 0 | 0 | 0 | 0 | 0 | 0 | 0 | 0 | 0 | 0 | 0 | 0 | 0 | 0 | 0 | 0 | 0 | 0 | 0 | 0 | 0 | 0 | 0 | 0 | 0 | 0 | 0 | 0
| TOWER MAKEUP | (K-GALLONS) |  |  | 0 | 0 | 0 | 0 | 0 | 0 | 0 | 0 | 0 | 0 | 0 | 0 | 0 | 0 | 0 | 0 | 0 | 0 | 0 | 0 | 0 | 0 | 0 | 0 | 0 | 0 | 0 | 0 | 0 | 0
| WASTE WATER | (K-GALLONS) |  |  | 0 | 0 | 0 | 0 | 0 | 0 | 0 | 0 | 0 | 0 | 0 | 0 | 0 | 0 | 0 | 0 | 0 | 0 | 0 | 0 | 0 | 0 | 0 | 0 | 0 | 0 | 0 | 0 | 0 | 0
| NOx | (TON) |  |  | 0 | 0 | 0 | 0 | 0 | 0 | 0 | 0 | 0 | 0 | 0 | 0 | 0 | 0 | 0 | 0 | 0 | 0 | 0 | 0 | 0 | 0 | 0 | 0 | 0 | 0 | 0 | 0 | 0 | 0
| SOx | (TON) |  |  | 0 | 0 | 0 | 0 | 0 | 0 | 0 | 0 | 0 | 0 | 0 | 0 | 0 | 0 | 0 | 0 | 0 | 0 | 0 | 0 | 0 | 0 | 0 | 0 | 0 | 0 | 0 | 0 | 0 | 0
HDR
LG&E - KU
PROJECT: | 221566 | EW BROWN SOLAR
DATE: | 2014-02-12 09:32
FILE: | 0 | SHEET 2
REVENUE: |  | -1000
| CAPACITY FIXED |  |  | 24.7563 | 1930.99 | 1930.99 | 1930.99 | 1930.99 | 1930.99 | 1930.99 | 1930.99 | 1930.99 | 1930.99 | 1930.99 | 1930.99 | 1930.99 | 1930.99 | 1930.99 | 1930.99 | 1930.99 | 1930.99 | 1930.99 | 1930.99 | 1930.99 | 1930.99 | 1930.99 | 1930.99 | 1930.99 | 1930.99 | 1930.99 | 1930.99 | 1930.99 | 1930.99 | 1930.99
ENERGY
|  | VARIABLE ENERGY |  |  | 100.9564 | 99.7329 | 98.518 | 97.312 | 96.115 | 94.9273 | 93.7492 | 92.5807 | 91.4222 | 90.274 | 89.1361 | 88.009 | 86.8928 | 85.7878 | 84.6943 | 83.6126 | 82.5429 | 81.4855 | 80.4408 | 79.409 | 78.3904 | 77.3854 | 76.3943 | 75.4174 | 74.4551 | 73.5076 | 72.5755 | 71.6589 | 70.7584 | 69.8742
|  | FUEL |  |  | 0 | 0 | 0 | 0 | 0 | 0 | 0 | 0 | 0 | 0 | 0 | 0 | 0 | 0 | 0 | 0 | 0 | 0 | 0 | 0 | 0 | 0 | 0 | 0 | 0 | 0 | 0 | 0 | 0 | 0
| TOTAL REVENUE |  |  | 25716.4375 | 2031.9464 | 2030.7229 | 2029.508 | 2028.302 | 2027.105 | 2025.9174 | 2024.7392 | 2023.5707 | 2022.4122 | 2021.264 | 2020.1261 | 2018.999 | 2017.8828 | 2016.7778 | 2015.6843 | 2014.6026 | 2013.5329 | 2012.4755 | 2011.4308 | 2010.399 | 2009.3804 | 2008.3754 | 2007.3843 | 2006.4074 | 2005.4451 | 2004.4976 | 2003.5655 | 2002.6489 | 2001.7484 | 2000.8643
PRO FORMA ANALYSIS:
YEAR |  |  |  | 2015 | 2016 | 2017 | 2018 | 2019 | 2020 | 2021 | 2022 | 2023 | 2024 | 2025 | 2026 | 2027 | 2028 | 2029 | 2030 | 2031 | 2032 | 2033 | 2034 | 2035 | 2036 | 2037 | 2038 | 2039 | 2040 | 2041 | 2042 | 2043 | 2044 | 2045
|  |  |  | 0 | 1 | 2 | 3 | 4 | 5 | 6 | 7 | 8 | 9 | 10 | 11 | 12 | 13 | 14 | 15 | 16 | 17 | 18 | 19 | 20 | 21 | 22 | 23 | 24 | 25 | 26 | 27 | 28 | 29 | 30
EXPENSES: |  | -1000
| NATURAL GAS CONSUMPTION |  |  |  | 0 | 0 | 0 | 0 | 0 | 0 | 0 | 0 | 0 | 0 | 0 | 0 | 0 | 0 | 0 | 0 | 0 | 0 | 0 | 0 | 0 | 0 | 0 | 0 | 0 | 0 | 0 | 0 | 0 | 0
| NATURAL GAS ANNUAL DEMAND CHARGE |  |  |  | 0 | 0 | 0 | 0 | 0 | 0 | 0 | 0 | 0 | 0 | 0 | 0 | 0 | 0 | 0 | 0 | 0 | 0 | 0 | 0 | 0 | 0 | 0 | 0 | 0 | 0 | 0 | 0 | 0 | 0
| UNIT COST ($/MWH) |  |  |  | 0 | 0 | 0 | 0 | 0 | 0 | 0 | 0 | 0 | 0 | 0 | 0 | 0 | 0 | 0 | 0 | 0 | 0 | 0 | 0 | 0 | 0 | 0 | 0 | 0 | 0 | 0 | 0 | 0 | 0
| AMMONIA |  |  |  | 0 | 0 | 0 | 0 | 0 | 0 | 0 | 0 | 0 | 0 | 0 | 0 | 0 | 0 | 0 | 0 | 0 | 0 | 0 | 0 | 0 | 0 | 0 | 0 | 0 | 0 | 0 | 0 | 0 | 0
| CLARIFIED WATER |  |  |  | 0 | 0 | 0 | 0 | 0 | 0 | 0 | 0 | 0 | 0 | 0 | 0 | 0 | 0 | 0 | 0 | 0 | 0 | 0 | 0 | 0 | 0 | 0 | 0 | 0 | 0 | 0 | 0 | 0 | 0
| DEMIN WATER |  |  |  | 0 | 0 | 0 | 0 | 0 | 0 | 0 | 0 | 0 | 0 | 0 | 0 | 0 | 0 | 0 | 0 | 0 | 0 | 0 | 0 | 0 | 0 | 0 | 0 | 0 | 0 | 0 | 0 | 0 | 0
| CHEMICAL FEED |  |  |  | 0.01985 | 0.01985 | 0.01985 | 0.01985 | 0.01985 | 0.01985 | 0.01985 | 0.01985 | 0.01985 | 0.01985 | 0.01985 | 0.01985 | 0.01985 | 0.01985 | 0.01985 | 0.01985 | 0.01985 | 0.01985 | 0.01985 | 0.01985 | 0.01985 | 0.01985 | 0.01985 | 0.01985 | 0.01985 | 0.01985 | 0.01985 | 0.01985 | 0.01985 | 0.01985
| STARTUP FUEL |  |  |  | 0 | 0 | 0 | 0 | 0 | 0 | 0 | 0 | 0 | 0 | 0 | 0 | 0 | 0 | 0 | 0 | 0 | 0 | 0 | 0 | 0 | 0 | 0 | 0 | 0 | 0 | 0 | 0 | 0 | 0
| WASTEWATER TREATMENT |  |  |  | 0 | 0 | 0 | 0 | 0 | 0 | 0 | 0 | 0 | 0 | 0 | 0 | 0 | 0 | 0 | 0 | 0 | 0 | 0 | 0 | 0 | 0 | 0 | 0 | 0 | 0 | 0 | 0 | 0 | 0
| SPARE PARTS |  |  |  | 0 | 0 | 0 | 0 | 0 | 0 | 0 | 0 | 0 | 0 | 0 | 0 | 0 | 0 | 0 | 0 | 0 | 0 | 0 | 0 | 0 | 0 | 0 | 0 | 0 | 0 | 0 | 0 | 0 | 0
| VARIABLE MAINTENANCE PARTS AND LABOR |  |  |  | 15 | 15.36 | 15.7286 | 16.1061 | 16.4927 | 16.8885 | 17.2938 | 17.7089 | 18.1339 | 18.5691 | 19.0148 | 19.4711 | 19.9384 | 20.4169 | 20.9069 | 21.4087 | 21.9225 | 22.4487 | 22.9874 | 23.5391 | 24.1041 | 24.6826 | 25.275 | 25.8815 | 26.5027 | 27.1388 | 27.7901 | 28.4571 | 29.14 | 29.8394
| FIXED MAINTENANCE PARTS AND LABOR |  |  |  | 0 | 0 | 0 | 0 | 0 | 0 | 0 | 0 | 0 | 0 | 0 | 0 | 0 | 0 | 0 | 0 | 0 | 0 | 0 | 0 | 0 | 0 | 0 | 0 | 0 | 0 | 0 | 0 | 0 | 0
| FIXED O&M | 0 | 0 |  | 0 | 0 | 0 | 0 | 0 | 0 | 0 | 0 | 0 | 0 | 0 | 0 | 0 | 0 | 0 | 0 | 0 | 0 | 0 | 0 | 0 | 0 | 0 | 0 | 0 | 0 | 0 | 0 | 0 | 0
| MISC EXPENSES |  |  |  | 0 | 0 | 0 | 0 | 0 | 0 | 0 | 0 | 0 | 0 | 0 | 0 | 0 | 0 | 0 | 0 | 0 | 0 | 0 | 0 | 0 | 0 | 0 | 0 | 0 | 0 | 0 | 0 | 0 | 0
| INSURANCES |  |  |  | 40.015 | 40.015 | 40.015 | 40.015 | 40.015 | 40.015 | 40.015 | 40.015 | 40.015 | 40.015 | 40.015 | 40.015 | 40.015 | 40.015 | 40.015 | 40.015 | 40.015 | 40.015 | 40.015 | 40.015 | 40.015 | 40.015 | 40.015 | 40.015 | 40.015 | 40.015 | 40.015 | 40.015 | 40.015 | 40.015
| PROPERTY TAXES |  |  |  | 45.9215 | 44.338 | 42.7545 | 41.171 | 39.5875 | 38.004 | 36.4205 | 34.837 | 33.2535 | 31.67 | 30.0865 | 28.503 | 26.9195 | 25.336 | 23.7525 | 22.169 | 20.5855 | 19.002 | 17.4185 | 15.835 | 14.2515 | 12.668 | 11.0845 | 9.501 | 7.9175 | 6.334 | 4.7505 | 3.167 | 1.5835 | 0
| LAND LEASE |  |  |  | 0 | 0 | 0 | 0 | 0 | 0 | 0 | 0 | 0 | 0 | 0 | 0 | 0 | 0 | 0 | 0 | 0 | 0 | 0 | 0 | 0 | 0 | 0 | 0 | 0 | 0 | 0 | 0 | 0 | 0
LEVELIZED
| Fixed ($/MWH) |  | 13.221 | 7.4222 | 8.2405 | 8.1712 | 8.1005 | 8.0282 | 7.9545 | 7.8792 | 7.8023 | 7.7237 | 7.6434 | 7.5613 | 7.4774 | 7.3915 | 7.3037 | 7.2138 | 7.1218 | 7.0277 | 6.9312 | 6.8324 | 6.7312 | 6.6274 | 6.521 | 6.4119 | 6.2999 | 6.185 | 6.0671 | 5.9459 | 5.8215 | 5.6935 | 5.562 | 5.4267
| Variable ($/MWH) |  | 2.3077 | 2.1149 | 1.4384 | 1.4879 | 1.5393 | 1.5927 | 1.6481 | 1.7056 | 1.7653 | 1.8273 | 1.8917 | 1.9587 | 2.0282 | 2.1005 | 2.1756 | 2.2537 | 2.335 | 2.4195 | 2.5074 | 2.5989 | 2.6941 | 2.7933 | 2.8965 | 3.004 | 3.1161 | 3.2329 | 3.3546 | 3.4815 | 3.6139 | 3.752 | 3.8962 | 4.0467
| Consumables ($/MWH) |  |  | 0.0021328 | 0.0019034 | 0.0019229 | 0.0019427 | 0.0019629 | 0.0019836 | 0.0020047 | 0.0020262 | 0.0020483 | 0.0020708 | 0.0020938 | 0.0021173 | 0.0021414 | 0.002166 | 0.0021912 | 0.0022169 | 0.0022433 | 0.0022704 | 0.002298 | 0.0023264 | 0.0023555 | 0.0023853 | 0.0024159 | 0.0024473 | 0.0024795 | 0.0025125 | 0.0025465 | 0.0025814 | 0.0026172 | 0.0026541 | 0.002692
NPV
| TOTAL OPERATING COST |  |  | 1140.4282 | 100.9564 | 99.7329 | 98.518 | 97.312 | 96.115 | 94.9273 | 93.7492 | 92.5807 | 91.4222 | 90.274 | 89.1361 | 88.009 | 86.8928 | 85.7878 | 84.6943 | 83.6126 | 82.5429 | 81.4855 | 80.4408 | 79.409 | 78.3904 | 77.3854 | 76.3943 | 75.4174 | 74.4551 | 73.5076 | 72.5755 | 71.6589 | 70.7584 | 69.8742
| UNIT COST ($/MWH) |  |  | 9.5392 | 9.6808 | 9.661 | 9.6417 | 9.6229 | 9.6046 | 9.5868 | 9.5696 | 9.5531 | 9.5372 | 9.5221 | 9.5077 | 9.4941 | 9.4815 | 9.4697 | 9.459 | 9.4494 | 9.4409 | 9.4336 | 9.4276 | 9.423 | 9.4199 | 9.4184 | 9.4185 | 9.4204 | 9.4242 | 9.43 | 9.438 | 9.4482 | 9.4609 | 9.4761
LEVELIZED
| NOx |  |  | 0 | 0 | 0 | 0 | 0 | 0 | 0 | 0 | 0 | 0 | 0 | 0 | 0 | 0 | 0 | 0 | 0 | 0 | 0 | 0 | 0 | 0 | 0 | 0 | 0 | 0 | 0 | 0 | 0 | 0 | 0
| OZONE NOx |  |  | 0 | 0 | 0 | 0 | 0 | 0 | 0 | 0 | 0 | 0 | 0 | 0 | 0 | 0 | 0 | 0 | 0 | 0 | 0 | 0 | 0 | 0 | 0 | 0 | 0 | 0 | 0 | 0 | 0 | 0 | 0
| SO2 |  |  | 0 | 0 | 0 | 0 | 0 | 0 | 0 | 0 | 0 | 0 | 0 | 0 | 0 | 0 | 0 | 0 | 0 | 0 | 0 | 0 | 0 | 0 | 0 | 0 | 0 | 0 | 0 | 0 | 0 | 0 | 0
NET OPERATING INCOME |  |  |  | 24576.0093 | 1930.99 | 1930.99 | 1930.99 | 1930.99 | 1930.99 | 1930.99 | 1930.99 | 1930.99 | 1930.99 | 1930.99 | 1930.99 | 1930.99 | 1930.99 | 1930.99 | 1930.99 | 1930.99 | 1930.99 | 1930.99 | 1930.99 | 1930.99 | 1930.99 | 1930.99 | 1930.99 | 1930.99 | 1930.99 | 1930.99 | 1930.99 | 1930.99 | 1930.99 | 1930.99
| 20 YR DEPRECIATION |  | 0 | 0% | 0 | 0 | 0 | 0 | 0 | 0 | 0 | 0 | 0 | 0 | 0 | 0 | 0 | 0 | 0 | 0 | 0 | 0 | 0 | 0 | 0 | 0 | 0 | 0 | 0 | 0 | 0 | 0 | 0 | 0
| 5 YR ACCELERATED DEPRECIATION |  | 25075.75 | 2015 0: 100%; 2016 1: 5000; 2017 2: 8075; 2018 3: 4800; 2019 4: 2880; 2020 5: 2880; 2021 6: 1440.75
* Note, if 30% ITC is applied, then only 85 % of the project can be applied to this depreciation schedule and 15% is applied to 20 yr depreciation | bar: 2015 0 to 2021 6
| AMORTIZATION |  | 25075.75 |  | 222.3333 | 222.3333 | 222.3333 | 222.3333 | 222.3333 | 222.3333 | 222.3333 | 222.3333 | 222.3333 | 222.3333 | 222.3333 | 222.3333 | 222.3333 | 222.3333 | 222.3333 | 222.3333 | 222.3333 | 222.3333 | 222.3333 | 222.3333 | 222.3333 | 222.3333 | 222.3333 | 222.3333 | 222.3333 | 222.3333 | 222.3333 | 222.3333 | 222.3333 | 222.3333
| BOOK DEPRECIATION |  |  |  | 1055.6667 | 1055.6667 | 1055.6667 | 1055.6667 | 1055.6667 | 1055.6667 | 1055.6667 | 1055.6667 | 1055.6667 | 1055.6667 | 1055.6667 | 1055.6667 | 1055.6667 | 1055.6667 | 1055.6667 | 1055.6667 | 1055.6667 | 1055.6667 | 1055.6667 | 1055.6667 | 1055.6667 | 1055.6667 | 1055.6667 | 1055.6667 | 1055.6667 | 1055.6667 | 1055.6667 | 1055.6667 | 1055.6667 | 1055.6667
| TOTAL CUMULATIVE DEP/AMORT |  |  |  | 1055.6667 | 2111.3333 | 3167 | 4222.6667 | 5278.3333 | 6334 | 7389.6667 | 8445.3333 | 9501 | 10556.6667 | 11612.3333 | 12668 | 13723.6667 | 14779.3333 | 15835 | 16890.6667 | 17946.3333 | 19002 | 20057.6667 | 21113.3333 | 22169 | 23224.6667 | 24280.3333 | 25336 | 26391.6667 | 27447.3333 | 28503 | 29558.6667 | 30614.3333 | 31670
| NET BOOK VALUE |  |  |  | 30614.3333 | 29558.6667 | 28503 | 27447.3333 | 26391.6667 | 25336 | 24280.3333 | 23224.6667 | 22169 | 21113.3333 | 20057.6667 | 19002 | 17946.3333 | 16890.6667 | 15835 | 14779.3333 | 13723.6667 | 12668 | 11612.3333 | 10556.6667 | 9501 | 8445.3333 | 7389.6667 | 6334 | 5278.3333 | 4222.6667 | 3167 | 2111.3333 | 1055.6667 | 0
| TOTAL NON-CASH CHARGES |  |  |  | 5222.3333 | 8297.3333 | 5022.3333 | 3102.3333 | 3102.3333 | 1663.0833 | 222.3333 | 222.3333 | 222.3333 | 222.3333 | 222.3333 | 222.3333 | 222.3333 | 222.3333 | 222.3333 | 222.3333 | 222.3333 | 222.3333 | 222.3333 | 222.3333 | 222.3333 | 222.3333 | 222.3333 | 222.3333 | 222.3333 | 222.3333 | 222.3333 | 222.3333 | 222.3333 | 222.3333
| UNIT COST ($/MWH) |  | EXPENSE |  | 500.7722 | 803.7542 | 491.5239 | 306.7807 | 310.01 | 167.9566 | 22.6951 | 22.9418 | 23.1939 | 23.4516 | 23.7151 | 23.9846 | 24.2603 | 24.5424 | 24.8311 | 25.1267 | 25.4295 | 25.7396 | 26.0574 | 26.3831 | 26.717 | 27.0596 | 27.411 | 27.7717 | 28.1419 | 28.5222 | 28.913 | 29.3145 | 29.7274 | 30.1521
EARNINGS BEFORE INTEREST & TAXES (EBIT) |  |  |  |  | -3291.3433 | -6366.3433 | -3091.3433 | -1171.3433 | -1171.3433 | 267.9067 | 1708.6567 | 1708.6567 | 1708.6567 | 1708.6567 | 1708.6567 | 1708.6567 | 1708.6567 | 1708.6567 | 1708.6567 | 1708.6567 | 1708.6567 | 1708.6567 | 1708.6567 | 1708.6567 | 1708.6567 | 1708.6567 | 1708.6567 | 1708.6567 | 1708.6567 | 1708.6567 | 1708.6567 | 1708.6567 | 1708.6567 | 1708.6567
DEBT SERVICE: |  |  |  | 2025 10: 10 YR; 2030 15: 15 YR; 2035 20: 20 YR; 2040 25: 25 YR; 2045 30: 30 YR
| TOTAL PAYMENT |  |  |  | 1029.3793 | 1029.3793 | 1029.3793 | 1029.3793 | 1029.3793 | 1029.3793 | 1029.3793 | 1029.3793 | 1029.3793 | 1029.3793 | 1029.3793 | 1029.3793 | 1029.3793 | 1029.3793 | 1029.3793 | 1029.3793 | 1029.3793 | 1029.3793 | 1029.3793 | 1029.3793 | 0 | 0 | 0 | 0 | 0 | 0 | 0 | 0 | 0 | 0
| INTEREST PAYMENT |  |  |  | 532.6007 | 513.81 | 494.3086 | 474.0696 | 453.065 | 431.2659 | 408.6423 | 385.1629 | 360.7954 | 335.5063 | 309.2605 | 282.022 | 253.7533 | 224.4152 | 193.9675 | 162.368 | 129.5733 | 95.5382 | 60.2157 | 23.557 | 0 | 0 | 0 | 0 | 0 | 0 | 0 | 0 | 0 | 0
| PRINCIPAL PAYMENTS |  |  |  | 496.7787 | 515.5693 | 535.0707 | 555.3097 | 576.3143 | 598.1134 | 620.737 | 644.2164 | 668.5839 | 693.8731 | 720.1188 | 747.3573 | 775.6261 | 804.9641 | 835.4119 | 867.0113 | 899.806 | 933.8411 | 969.1637 | 1005.8223 | 0 | 0 | 0 | 0 | 0 | 0 | 0 | 0 | 0 | 0
TAX BASIS |  |  |  |  | -3823.944 | -6880.1533 | -3585.6519 | -1645.4129 | -1624.4083 | -163.3592 | 1300.0144 | 1323.4938 | 1347.8612 | 1373.1504 | 1399.3962 | 1426.6346 | 1454.9034 | 1484.2415 | 1514.6892 | 1546.2887 | 1579.0834 | 1613.1185 | 1648.441 | 1685.0996 | 1708.6567 | 1708.6567 | 1708.6567 | 1708.6567 | 1708.6567 | 1708.6567 | 1708.6567 | 1708.6567 | 1708.6567 | 1708.6567
INCOME TAXES
| US |  | 38.9% |  | -1487.5142 | -2676.3796 | -1394.8186 | -640.0656 | -631.8948 | -63.5467 | 505.7056 | 514.8391 | 524.318 | 534.1555 | 544.3651 | 554.9609 | 565.9574 | 577.3699 | 589.2141 | 601.5063 | 614.2634 | 627.5031 | 641.2436 | 655.5038 | 664.6674 | 664.6674 | 664.6674 | 664.6674 | 664.6674 | 664.6674 | 664.6674 | 664.6674 | 664.6674 | 664.6674
| GROSS RECIEPTS |  | 0% |  | 0 | 0 | 0 | 0 | 0 | 0 | 0 | 0 | 0 | 0 | 0 | 0 | 0 | 0 | 0 | 0 | 0 | 0 | 0 | 0 | 0 | 0 | 0 | 0 | 0 | 0 | 0 | 0 | 0 | 0
| ITC |  | 10% | 2016 1: -2500
CASH BASIS:
| NET OPERATING INCOME (NOI) |  |  |  | 901.6107 | 901.6107 | 901.6107 | 901.6107 | 901.6107 | 901.6107 | 901.6107 | 901.6107 | 901.6107 | 901.6107 | 901.6107 | 901.6107 | 901.6107 | 901.6107 | 901.6107 | 901.6107 | 901.6107 | 901.6107 | 901.6107 | 901.6107 | 1930.99 | 1930.99 | 1930.99 | 1930.99 | 1930.99 | 1930.99 | 1930.99 | 1930.99 | 1930.99 | 1930.99
NPV
| NET BEFORE TAX CASHFLOW |  |  | 13455.6025 | 901.6107 | 901.6107 | 901.6107 | 901.6107 | 901.6107 | 901.6107 | 901.6107 | 901.6107 | 901.6107 | 901.6107 | 901.6107 | 901.6107 | 901.6107 | 901.6107 | 901.6107 | 901.6107 | 901.6107 | 901.6107 | 901.6107 | 901.6107 | 1930.99 | 1930.99 | 1930.99 | 1930.99 | 1930.99 | 1930.99 | 1930.99 | 1930.99 | 1930.99 | 1930.99
NPV
| LESS TAXES |  |  | 3564.8722 | 3987.5142 | 2676.3796 | 1394.8186 | 640.0656 | 631.8948 | 63.5467 | -505.7056 | -514.8391 | -524.318 | -534.1555 | -544.3651 | -554.9609 | -565.9574 | -577.3699 | -589.2141 | -601.5063 | -614.2634 | -627.5031 | -641.2436 | -655.5038 | -664.6674 | -664.6674 | -664.6674 | -664.6674 | -664.6674 | -664.6674 | -664.6674 | -664.6674 | -664.6674 | -664.6674
| NET AFTER TAX CASH |  |  | -17206.311 | 4889.1249 | 3577.9903 | 2296.4293 | 1541.6763 | 1533.5055 | 965.1574 | 395.9051 | 386.7716 | 377.2927 | 367.4552 | 357.2456 | 346.6498 | 335.6533 | 324.2408 | 312.3966 | 300.1044 | 287.3473 | 274.1076 | 260.3671 | 246.1069 | 1266.3226 | 1266.3226 | 1266.3226 | 1266.3226 | 1266.3226 | 1266.3226 | 1266.3226 | 1266.3226 | 1266.3226 | 1266.3226
|  |  | NPV | 2015 0: -185.8363
|  |  | IRR | 2015 0: 6.581%
| DEBT SERVICE COVERAGE |  |  | 2015 0: AVERAGE
|  | AFTER TAX |  | 1.9411 | 5.7496 | 4.4759 | 3.2309 | 2.4977 | 2.4897 | 1.9376 | 1.3846 | 1.3757 | 1.3665 | 1.357 | 1.347 | 1.3368 | 1.3261 | 1.315 | 1.3035 | 1.2915 | 1.2791 | 1.2663 | 1.2529 | 1.2391 | #DIV/0! | #DIV/0! | #DIV/0! | #DIV/0! | #DIV/0! | #DIV/0! | #DIV/0! | #DIV/0! | #DIV/0! | #DIV/0!
|  | BEFORE TAX |  | 1.8759 | 1.8759 | 1.8759 | 1.8759 | 1.8759 | 1.8759 | 1.8759 | 1.8759 | 1.8759 | 1.8759 | 1.8759 | 1.8759 | 1.8759 | 1.8759 | 1.8759 | 1.8759 | 1.8759 | 1.8759 | 1.8759 | 1.8759 | 1.8759 | #DIV/0! | #DIV/0! | #DIV/0! | #DIV/0! | #DIV/0! | #DIV/0! | #DIV/0! | #DIV/0! | #DIV/0! | #DIV/0!
| EQUITY RETURN: | 100%
|  | PRE-TAX |  |  | 5.24% | 5.24% | 5.24% | 5.24% | 5.24% | 5.24% | 5.24% | 5.24% | 5.24% | 5.24% | 5.24% | 5.24% | 5.24% | 5.24% | 5.24% | 5.24% | 5.24% | 5.24% | 5.24% | 5.24% | 11.22% | 11.22% | 11.22% | 11.22% | 11.22% | 11.22% | 11.22% | 11.22% | 11.22% | 11.22%
|  |  | AVG | 2015 0: ROIC; 2016 1: 7.234%
|  | POST-TAX |  |  | 28.41% | 20.79% | 13.35% | 8.96% | 8.912% | 5.609% | 2.301% | 2.248% | 2.193% | 2.136% | 2.076% | 2.015% | 1.951% | 1.884% | 1.816% | 1.744% | 1.67% | 1.593% | 1.513% | 1.43% | 7.36% | 7.36% | 7.36% | 7.36% | 7.36% | 7.36% | 7.36% | 7.36% | 7.36% | 7.36%
|  |  | AVG | 2015 0: ROIC; 2016 1: 6.207%
HDR |  |  |  | ROA | 18.49% | 15.31% | 8.618% | 5.397% | 5.368% | 3.216% | 1.259% | 1.23% | 1.2% | 1.168% | 1.136% | 1.102% | 1.067% | 1.031% | 0.9934% | 0.9543% | 0.9137% | 0.8716% | 0.8279% | 0.7826% | 4.027% | 4.027% | 4.027% | 4.027% | 4.027% | 4.027% | 4.027% | 4.027% | 4.027% | 4.027%
LG&E - KU |  |  |  | 2015 0: 20 YR - AVG; 2016 1: 3.547%
PROJECT: | 221566 | EW BROWN SOLAR |  | 2015 0: 40 YR - AVG; 2016 1: 3.707%
DATE: | 2014-02-12 09:32
FILE: | 0
DEBT SCHEDULE:
[5 empty] | PERIOD | PRINCIP | INTEREST | PAYMENT |  | PERIOD | PRINCIP | INTEREST | PAYMT
14463.689
[5 empty] | 1 | 14341.2181 | 134.8739 | 257.3448 |  | 61 | 4461.8999 | 43.6004 | 257.3448
[5 empty] | 2 | 14217.6051 | 133.7319 | 257.3448 |  | 62 | 4246.1623 | 41.6072 | 257.3448
[5 empty] | 3 | 14092.8394 | 132.5792 | 257.3448 |  | 63 | 4028.4129 | 39.5955 | 257.3448
[5 empty] | 4 | 13966.9103 | 131.4157 | 257.3448 | 532.6007 | 64 | 3808.633 | 37.565 | 257.3448 | 162.368
[5 empty] | 5 | 13839.807 | 130.2414 | 257.3448 |  | 65 | 3586.8037 | 35.5155 | 257.3448
[5 empty] | 6 | 13711.5183 | 129.0562 | 257.3448 |  | 66 | 3362.9058 | 33.4469 | 257.3448
[5 empty] | 7 | 13582.0334 | 127.8599 | 257.3448 |  | 67 | 3136.9201 | 31.3591 | 257.3448
[5 empty] | 8 | 13451.341 | 126.6525 | 257.3448 | 513.81 | 68 | 2908.8271 | 29.2518 | 257.3448 | 129.5733
[5 empty] | 9 | 13319.43 | 125.4338 | 257.3448 |  | 69 | 2678.607 | 27.1248 | 257.3448
[5 empty] | 10 | 13186.2888 | 124.2037 | 257.3448 |  | 70 | 2446.2402 | 24.978 | 257.3448
[5 empty] | 11 | 13051.9061 | 122.9621 | 257.3448 |  | 71 | 2211.7066 | 22.8112 | 257.3448
[5 empty] | 12 | 12916.2703 | 121.709 | 257.3448 | 494.3086 | 72 | 1974.9859 | 20.6242 | 257.3448 | 95.5382
[5 empty] | 13 | 12779.3697 | 120.4442 | 257.3448 |  | 73 | 1736.0578 | 18.4167 | 257.3448
[5 empty] | 14 | 12641.1925 | 119.1676 | 257.3448 |  | 74 | 1494.9018 | 16.1887 | 257.3448
[5 empty] | 15 | 12501.7268 | 117.8791 | 257.3448 |  | 75 | 1251.4969 | 13.94 | 257.3448
[5 empty] | 16 | 12360.9606 | 116.5786 | 257.3448 | 474.0696 | 76 | 1005.8223 | 11.6702 | 257.3448 | 60.2157
[5 empty] | 17 | 12218.8817 | 115.266 | 257.3448 |  | 77 | 757.8567 | 9.3793 | 257.3448
[5 empty] | 18 | 12075.478 | 113.9411 | 257.3448 |  | 78 | 507.5789 | 7.067 | 257.3448
[5 empty] | 19 | 11930.737 | 112.6038 | 257.3448 |  | 79 | 254.9673 | 4.7332 | 257.3448
[5 empty] | 20 | 11784.6463 | 111.2541 | 257.3448 | 453.065 | 80 | 1.4057e-10 | 2.3776 | 257.3448 | 23.557
[5 empty] | 21 | 11637.1933 | 109.8918 | 257.3448 |  | 81 | 1.4188e-10 | 1.3109e-12 | 0
[5 empty] | 22 | 11488.3653 | 108.5168 | 257.3448 |  | 82 | 1.4321e-10 | 1.3231e-12 | 0
[5 empty] | 23 | 11338.1494 | 107.129 | 257.3448 |  | 83 | 1.4454e-10 | 1.3354e-12 | 0
[5 empty] | 24 | 11186.5328 | 105.7282 | 257.3448 | 431.2659 | 84 | 1.4589e-10 | 1.3479e-12 | 0 | 5.3172e-12
[5 empty] | 25 | 11033.5024 | 104.3144 | 257.3448 |  | 85 | 1.4725e-10 | 1.3604e-12 | 0
[5 empty] | 26 | 10879.045 | 102.8874 | 257.3448 |  | 86 | 1.4862e-10 | 1.3731e-12 | 0
[5 empty] | 27 | 10723.1473 | 101.4471 | 257.3448 |  | 87 | 1.5001e-10 | 1.3859e-12 | 0
[5 empty] | 28 | 10565.7958 | 99.9933 | 257.3448 | 408.6423 | 88 | 1.5141e-10 | 1.3988e-12 | 0 | 5.5183e-12
[5 empty] | 29 | 10406.977 | 98.526 | 257.3448 |  | 89 | 1.5282e-10 | 1.4119e-12 | 0
[5 empty] | 30 | 10246.6773 | 97.0451 | 257.3448 |  | 90 | 1.5425e-10 | 1.4251e-12 | 0
[5 empty] | 31 | 10084.8827 | 95.5503 | 257.3448 |  | 91 | 1.5568e-10 | 1.4383e-12 | 0
[5 empty] | 32 | 9921.5794 | 94.0415 | 257.3448 | 385.1629 | 92 | 1.5714e-10 | 1.4518e-12 | 0 | 5.7271e-12
[5 empty] | 33 | 9756.7533 | 92.5187 | 257.3448 |  | 93 | 1.586e-10 | 1.4653e-12 | 0
[5 empty] | 34 | 9590.3902 | 90.9817 | 257.3448 |  | 94 | 1.6008e-10 | 1.479e-12 | 0
[5 empty] | 35 | 9422.4758 | 89.4304 | 257.3448 |  | 95 | 1.6157e-10 | 1.4928e-12 | 0
[5 empty] | 36 | 9252.9955 | 87.8646 | 257.3448 | 360.7954 | 96 | 1.6308e-10 | 1.5067e-12 | 0 | 5.9437e-12
[5 empty] | 37 | 9081.9349 | 86.2842 | 257.3448 |  | 97 | 1.646e-10 | 1.5207e-12 | 0
[5 empty] | 38 | 8909.2791 | 84.689 | 257.3448 |  | 98 | 1.6614e-10 | 1.5349e-12 | 0
[5 empty] | 39 | 8735.0133 | 83.079 | 257.3448 |  | 99 | 1.6768e-10 | 1.5492e-12 | 0
[5 empty] | 40 | 8559.1224 | 81.454 | 257.3448 | 335.5063 | 100 | 1.6925e-10 | 1.5637e-12 | 0 | 6.1685e-12
[5 empty] | 41 | 8381.5914 | 79.8138 | 257.3448
[5 empty] | 42 | 8202.4049 | 78.1583 | 257.3448
[5 empty] | 43 | 8021.5475 | 76.4874 | 257.3448
[5 empty] | 44 | 7839.0036 | 74.8009 | 257.3448 | 309.2605
[5 empty] | 45 | 7654.7575 | 73.0987 | 257.3448
[5 empty] | 46 | 7468.7933 | 71.3806 | 257.3448
[5 empty] | 47 | 7281.095 | 69.6465 | 257.3448
[5 empty] | 48 | 7091.6464 | 67.8962 | 257.3448 | 282.022
[5 empty] | 49 | 6900.4311 | 66.1296 | 257.3448
[5 empty] | 50 | 6707.4328 | 64.3465 | 257.3448
[5 empty] | 51 | 6512.6348 | 62.5468 | 257.3448
[5 empty] | 52 | 6316.0203 | 60.7303 | 257.3448 | 253.7533
[5 empty] | 53 | 6117.5724 | 58.8969 | 257.3448
[5 empty] | 54 | 5917.2739 | 57.0464 | 257.3448
[5 empty] | 55 | 5715.1077 | 55.1786 | 257.3448
[5 empty] | 56 | 5511.0562 | 53.2934 | 257.3448 | 224.4152
[5 empty] | 57 | 5305.102 | 51.3906 | 257.3448
[5 empty] | 58 | 5097.2272 | 49.4701 | 257.3448
[5 empty] | 59 | 4887.414 | 47.5316 | 257.3448
[5 empty] | 60 | 4675.6443 | 45.5751 | 257.3448 | 193.9675

## 10MW PV Solar Dispatch
HDR
LG&E - KU
PROJECT: | 221566 | EW BROWN SOLAR
DATE: | 2014-02-12 09:32
FILE: | 0 | SHEET 4
PERFORMANCE & OPERATING COST SUMMARY: |  |  | 10 MW PV Solar - Multicrrystalline Standard Efficiency
YEAR |  |  |  |  | 2018 | 2019 | 2020 | 2021 | 2022 | 2023 | 2024 | 2025 | 2026 | 2027 | 2028 | 2029 | 2030 | 2031 | 2032 | 2033 | 2034 | 2035 | 2036 | 2037 | 2038 | 2039 | 2040 | 2041 | 2042 | 2043 | 2044 | 2045 | 2046 | 2047
YEAR |  |  |  |  | 1 | 2 | 3 | 4 | 5 | 6 | 7 | 8 | 9 | 10 | 11 | 12 | 13 | 14 | 15 | 16 | 17 | 18 | 19 | 20 | 21 | 22 | 23 | 24 | 25 | 26 | 27 | 28 | 29 | 30
OPERATIONAL SCHEDULE:
| MAJOR MAINT |  | (DAYS/YR)
| STARTS |  | (ANNUAL HOT) |  |  | 0 | 0 | 0 | 0 | 0 | 0 | 0 | 0 | 0 | 0 | 0 | 0 | 0 | 0 | 0 | 0 | 0 | 0 | 0 | 0 | 0 | 0 | 0 | 0 | 0 | 0 | 0 | 0 | 0
|  |  | (ANNUAL COLD) |  |  | 0 | 0 | 0 | 0 | 0 | 0 | 0 | 0 | 0 | 0 | 0 | 0 | 0 | 0 | 0 | 0 | 0 | 0 | 0 | 0 | 0 | 0 | 0 | 0 | 0 | 0 | 0 | 0 | 0
| SCH OUTAGE |  | (HOURS) |  | 0 | 0 | 0 | 0 | 0 | 0 | 0 | 0 | 0 | 0 | 0 | 0 | 0 | 0 | 0 | 0 | 0 | 0 | 0 | 0 | 0 | 0 | 0 | 0 | 0 | 0 | 0 | 0 | 0 | 0
| FO RATE |  | (%) |  | 81.5% | 81.5% | 81.5% | 81.5% | 81.5% | 81.5% | 81.5% | 81.5% | 81.5% | 81.5% | 81.5% | 81.5% | 81.5% | 81.5% | 81.5% | 81.5% | 81.5% | 81.5% | 81.5% | 81.5% | 81.5% | 81.5% | 81.5% | 81.5% | 81.5% | 81.5% | 81.5% | 81.5% | 81.5% | 81.5%
| FORCED OUTAGE |  | (HOURS) |  | 7139.4 | 7139.4 | 7139.4 | 7139.4 | 7139.4 | 7139.4 | 7139.4 | 7139.4 | 7139.4 | 7139.4 | 7139.4 | 7139.4 | 7139.4 | 7139.4 | 7139.4 | 7139.4 | 7139.4 | 7139.4 | 7139.4 | 7139.4 | 7139.4 | 7139.4 | 7139.4 | 7139.4 | 7139.4 | 7139.4 | 7139.4 | 7139.4 | 7139.4 | 7139.4
| TOTAL OUTAGE |  | (HOURS) |  | 7139.4 | 7139.4 | 7139.4 | 7139.4 | 7139.4 | 7139.4 | 7139.4 | 7139.4 | 7139.4 | 7139.4 | 7139.4 | 7139.4 | 7139.4 | 7139.4 | 7139.4 | 7139.4 | 7139.4 | 7139.4 | 7139.4 | 7139.4 | 7139.4 | 7139.4 | 7139.4 | 7139.4 | 7139.4 | 7139.4 | 7139.4 | 7139.4 | 7139.4 | 7139.4
| AVAILABLE HOURS |  | (ANNUAL) |  | 1620.6 | 1620.6 | 1620.6 | 1620.6 | 1620.6 | 1620.6 | 1620.6 | 1620.6 | 1620.6 | 1620.6 | 1620.6 | 1620.6 | 1620.6 | 1620.6 | 1620.6 | 1620.6 | 1620.6 | 1620.6 | 1620.6 | 1620.6 | 1620.6 | 1620.6 | 1620.6 | 1620.6 | 1620.6 | 1620.6 | 1620.6 | 1620.6 | 1620.6 | 1620.6
| COMBINED CAPACITY FACTOR | BASE | (%) |  | 18.5% | 18.5% | 18.5% | 18.5% | 18.5% | 18.5% | 18.5% | 18.5% | 18.5% | 18.5% | 18.5% | 18.5% | 18.5% | 18.5% | 18.5% | 18.5% | 18.5% | 18.5% | 18.5% | 18.5% | 18.5% | 18.5% | 18.5% | 18.5% | 18.5% | 18.5% | 18.5% | 18.5% | 18.5% | 18.5%
| COMBINED CAPACITY FACTOR | PT LOAD | (%) | bar: 2018 1 to 2047 30
| BASE LOAD HOURS | 18.5% | (HOURS) | 1620.6 | 1620.6 | 1620.6 | 1620.6 | 1620.6 | 1620.6 | 1620.6 | 1620.6 | 1620.6 | 1620.6 | 1620.6 | 1620.6 | 1620.6 | 1620.6 | 1620.6 | 1620.6 | 1620.6 | 1620.6 | 1620.6 | 1620.6 | 1620.6 | 1620.6 | 1620.6 | 1620.6 | 1620.6 | 1620.6 | 1620.6 | 1620.6 | 1620.6 | 1620.6 | 1620.6
| PART LOAD HOURS | 0% | (HOURS) | 0 | 0 | 0 | 0 | 0 | 0 | 0 | 0 | 0 | 0 | 0 | 0 | 0 | 0 | 0 | 0 | 0 | 0 | 0 | 0 | 0 | 0 | 0 | 0 | 0 | 0 | 0 | 0 | 0 | 0 | 0
|  |  | BASE CAPACITY |  | 2018 1: 6500; 2019 2: KW; 2020 3: PER UNIT
PERFORMANCE DATA: |  |  |  |  | 2018 1: 0
[5 empty] | 1 | [5 empty] | 1 |  |  | 1
BASE LOAD
UNITS OPERATING | bar: 2018 1 to 2047 30
| DEGRADATION-OUTPUT |  | (%) |  | 1% | 2% | 3% | 4% | 5% | 6% | 7% | 8% | 9% | 10% | 11% | 12% | 13% | 14% | 15% | 16% | 17% | 18% | 19% | 20% | 21% | 22% | 23% | 24% | 25% | 26% | 27% | 28% | 29% | 30%
| DEGRADATION-THERMAL |  | (%) | bar: 1% to 30%
| OUTPUT - GROSS | TOTAL | KW |  | 6435 | 6370 | 6305 | 6240 | 6175 | 6110 | 6045 | 5980 | 5915 | 5850 | 5785 | 5720 | 5655 | 5590 | 5525 | 5460 | 5395 | 5330 | 5265 | 5200 | 5135 | 5070 | 5005 | 4940 | 4875 | 4810 | 4745 | 4680 | 4615 | 4550
| OUTPUT - NET |  | KW | 0% | 6435 | 6370 | 6305 | 6240 | 6175 | 6110 | 6045 | 5980 | 5915 | 5850 | 5785 | 5720 | 5655 | 5590 | 5525 | 5460 | 5395 | 5330 | 5265 | 5200 | 5135 | 5070 | 5005 | 4940 | 4875 | 4810 | 4745 | 4680 | 4615 | 4550
| FUEL RATE |  | (MMBTU/HR) |  | 0 | 0 | 0 | 0 | 0 | 0 | 0 | 0 | 0 | 0 | 0 | 0 | 0 | 0 | 0 | 0 | 0 | 0 | 0 | 0 | 0 | 0 | 0 | 0 | 0 | 0 | 0 | 0 | 0 | 0
| HEAT RATE - NET |  | (BTU/KWH) | 0 | 0 | 0 | 0 | 0 | 0 | 0 | 0 | 0 | 0 | 0 | 0 | 0 | 0 | 0 | 0 | 0 | 0 | 0 | 0 | 0 | 0 | 0 | 0 | 0 | 0 | 0 | 0 | 0 | 0 | 0
CONSUMABLE RATES:
| AMMONIA |  | LB/LB FUEL |  | 1%: 0
| CLARIFIED WATER |  | GALLONS/MWH |  | 1%: 0
| DEMINERALIZED WTR |  | GALLONS/MWH |  | 1%: 0
| STARTUP FUEL |  | MMBTU/HOT START |  | 1%: 0
| STARTUP FUEL |  | MMBTU/COLD START |  | 1%: 0
PRODUCTION RATES: |  |  |  |  | 1%: WET
| WASTE WATER |  | GALLONS/MWH |  | 1%: 0
| NOx |  | LB/MMBTU |  | 1%: 0
| SOx |  | LB/MMBTU |  | 1%: 0
PRODUCTION/USAGE DATA: |  | (ANNUAL)
| GROSS GENERATION |  | (MWH) |  | 10428.561 | 10323.222 | 10217.883 | 10112.544 | 10007.205 | 9901.866 | 9796.527 | 9691.188 | 9585.849 | 9480.51 | 9375.171 | 9269.832 | 9164.493 | 9059.154 | 8953.815 | 8848.476 | 8743.137 | 8637.798 | 8532.459 | 8427.12 | 8321.781 | 8216.442 | 8111.103 | 8005.764 | 7900.425 | 7795.086 | 7689.747 | 7584.408 | 7479.069 | 7373.73
| NET GENERATION |  | (MWH) |  | 10428.561 | 10323.222 | 10217.883 | 10112.544 | 10007.205 | 9901.866 | 9796.527 | 9691.188 | 9585.849 | 9480.51 | 9375.171 | 9269.832 | 9164.493 | 9059.154 | 8953.815 | 8848.476 | 8743.137 | 8637.798 | 8532.459 | 8427.12 | 8321.781 | 8216.442 | 8111.103 | 8005.764 | 7900.425 | 7795.086 | 7689.747 | 7584.408 | 7479.069 | 7373.73
| TOTAL NET GENERATION |  | (MWH) | 8901.1455 | 10428.561 | 10323.222 | 10217.883 | 10112.544 | 10007.205 | 9901.866 | 9796.527 | 9691.188 | 9585.849 | 9480.51 | 9375.171 | 9269.832 | 9164.493 | 9059.154 | 8953.815 | 8848.476 | 8743.137 | 8637.798 | 8532.459 | 8427.12 | 8321.781 | 8216.442 | 8111.103 | 8005.764 | 7900.425 | 7795.086 | 7689.747 | 7584.408 | 7479.069 | 7373.73
| STARTUP FUEL |  | (MMBTU) |  | 0 | 0 | 0 | 0 | 0 | 0 | 0 | 0 | 0 | 0 | 0 | 0 | 0 | 0 | 0 | 0 | 0 | 0 | 0 | 0 | 0 | 0 | 0 | 0 | 0 | 0 | 0 | 0 | 0 | 0
| OPERATING FUEL |  | (MMBTU) | 29602464.0085 | 0 | 0 | 0 | 0 | 0 | 0 | 0 | 0 | 0 | 0 | 0 | 0 | 0 | 0 | 0 | 0 | 0 | 0 | 0 | 0 | 0 | 0 | 0 | 0 | 0 | 0 | 0 | 0 | 0 | 0
| OPERATING FUEL |  | (TON) |  | 0 | 0 | 0 | 0 | 0 | 0 | 0 | 0 | 0 | 0 | 0 | 0 | 0 | 0 | 0 | 0 | 0 | 0 | 0 | 0 | 0 | 0 | 0 | 0 | 0 | 0 | 0 | 0 | 0 | 0
| TOTAL OPERATING FUEL |  | (MMBTU) |  | 0 | 0 | 0 | 0 | 0 | 0 | 0 | 0 | 0 | 0 | 0 | 0 | 0 | 0 | 0 | 0 | 0 | 0 | 0 | 0 | 0 | 0 | 0 | 0 | 0 | 0 | 0 | 0 | 0 | 0
| TOTAL OPERATING FUEL |  | (TON) |  | 0 | 0 | 0 | 0 | 0 | 0 | 0 | 0 | 0 | 0 | 0 | 0 | 0 | 0 | 0 | 0 | 0 | 0 | 0 | 0 | 0 | 0 | 0 | 0 | 0 | 0 | 0 | 0 | 0 | 0
| AMMONIA (as 19% AQUEOUS) |  | (TON) |  | 0 | 0 | 0 | 0 | 0 | 0 | 0 | 0 | 0 | 0 | 0 | 0 | 0 | 0 | 0 | 0 | 0 | 0 | 0 | 0 | 0 | 0 | 0 | 0 | 0 | 0 | 0 | 0 | 0 | 0
| CLARIFIED WATER |  | (K-GALLONS) |  | 0 | 0 | 0 | 0 | 0 | 0 | 0 | 0 | 0 | 0 | 0 | 0 | 0 | 0 | 0 | 0 | 0 | 0 | 0 | 0 | 0 | 0 | 0 | 0 | 0 | 0 | 0 | 0 | 0 | 0
| DEMIN WATER |  | (K-GALLONS) |  | 0 | 0 | 0 | 0 | 0 | 0 | 0 | 0 | 0 | 0 | 0 | 0 | 0 | 0 | 0 | 0 | 0 | 0 | 0 | 0 | 0 | 0 | 0 | 0 | 0 | 0 | 0 | 0 | 0 | 0
| WASTE WATER |  | (K-GALLONS) |  | 0 | 0 | 0 | 0 | 0 | 0 | 0 | 0 | 0 | 0 | 0 | 0 | 0 | 0 | 0 | 0 | 0 | 0 | 0 | 0 | 0 | 0 | 0 | 0 | 0 | 0 | 0 | 0 | 0 | 0
| NOx |  | (TON) |  | 0 | 0 | 0 | 0 | 0 | 0 | 0 | 0 | 0 | 0 | 0 | 0 | 0 | 0 | 0 | 0 | 0 | 0 | 0 | 0 | 0 | 0 | 0 | 0 | 0 | 0 | 0 | 0 | 0 | 0
| SOx |  | (TON) |  | 0 | 0 | 0 | 0 | 0 | 0 | 0 | 0 | 0 | 0 | 0 | 0 | 0 | 0 | 0 | 0 | 0 | 0 | 0 | 0 | 0 | 0 | 0 | 0 | 0 | 0 | 0 | 0 | 0 | 0
UNIT COSTS:
| CPI | % |  |  |  | 2.4% | 2.4% | 2.4% | 2.4% | 2.4% | 2.4% | 2.4% | 2.4% | 2.4% | 2.4% | 2.4% | 2.4% | 2.4% | 2.4% | 2.4% | 2.4% | 2.4% | 2.4% | 2.4% | 2.4% | 2.4% | 2.4% | 2.4% | 2.4% | 2.4% | 2.4% | 2.4% | 2.4% | 2.4%
| WACOF | % | bar: 2% to 30%
| FUEL | ($/MMBTU) |  |  | 4.96 | 5.31 | 5.66 | 6.06 | 6.53 | 6.91 | 7.22 | 7.59 | 7.93 | 8.32 | 8.62 | 8.99 | 9.38 | 9.8 | 10.28 | 10.68 | 11.46 | 12.23 | 12.84 | 13.48 | 14.15 | 14.85 | 15.6 | 16.37 | 17.19 | 17.9 | 18.7664 | 19.6706 | 20.6142 | 21.5943
| AMMONIA | ($/TON) |  |  | 165.6927 | 165.6927 | 165.6927 | 165.6927 | 165.6927 | 165.6927 | 165.6927 | 165.6927 | 165.6927 | 165.6927 | 165.6927 | 165.6927 | 165.6927 | 165.6927 | 165.6927 | 165.6927 | 165.6927 | 165.6927 | 165.6927 | 165.6927 | 165.6927 | 165.6927 | 165.6927 | 165.6927 | 165.6927 | 165.6927 | 165.6927 | 165.6927 | 165.6927 | 165.6927
| CLARIFIED WATER | ($/K-GALLONS) |  |  | 1.4864 | 1.4864 | 1.4864 | 1.4864 | 1.4864 | 1.4864 | 1.4864 | 1.4864 | 1.4864 | 1.4864 | 1.4864 | 1.4864 | 1.4864 | 1.4864 | 1.4864 | 1.4864 | 1.4864 | 1.4864 | 1.4864 | 1.4864 | 1.4864 | 1.4864 | 1.4864 | 1.4864 | 1.4864 | 1.4864 | 1.4864 | 1.4864 | 1.4864 | 1.4864
| DEMIN WATER | ($/K-GALLONS) |  |  | 4.6832 | 4.6832 | 4.6832 | 4.6832 | 4.6832 | 4.6832 | 4.6832 | 4.6832 | 4.6832 | 4.6832 | 4.6832 | 4.6832 | 4.6832 | 4.6832 | 4.6832 | 4.6832 | 4.6832 | 4.6832 | 4.6832 | 4.6832 | 4.6832 | 4.6832 | 4.6832 | 4.6832 | 4.6832 | 4.6832 | 4.6832 | 4.6832 | 4.6832 | 4.6832
| CYCLE CHEM FEED | ($/TON STM) |  |  | 0.012249 | 0.012249 | 0.012249 | 0.012249 | 0.012249 | 0.012249 | 0.012249 | 0.012249 | 0.012249 | 0.012249 | 0.012249 | 0.012249 | 0.012249 | 0.012249 | 0.012249 | 0.012249 | 0.012249 | 0.012249 | 0.012249 | 0.012249 | 0.012249 | 0.012249 | 0.012249 | 0.012249 | 0.012249 | 0.012249 | 0.012249 | 0.012249 | 0.012249 | 0.012249
| STARTUP FUEL | ($/MMBTU) |  |  | 4.96 | 5.31 | 5.66 | 6.06 | 6.53 | 6.91 | 7.22 | 7.59 | 7.93 | 8.32 | 8.62 | 8.99 | 9.38 | 9.8 | 10.28 | 10.68 | 11.46 | 12.23 | 12.84 | 13.48 | 14.15 | 14.85 | 15.6 | 16.37 | 17.19 | 17.9 | 18.7664 | 19.6706 | 20.6142 | 21.5943
| WASTE WATER TRT | ($/K-GALLONS) |  |  | 0 | 0 | 0 | 0 | 0 | 0 | 0 | 0 | 0 | 0 | 0 | 0 | 0 | 0 | 0 | 0 | 0 | 0 | 0 | 0 | 0 | 0 | 0 | 0 | 0 | 0 | 0 | 0 | 0 | 0
| NOx | ($/TON) |  |  | 0 | 0 | 0 | 0 | 0 | 0 | 0 | 0 | 0 | 0 | 0 | 0 | 0 | 0 | 0 | 0 | 0 | 0 | 0 | 0 | 0 | 0 | 0 | 0 | 0 | 0 | 0 | 0 | 0 | 0
| OZONE NOx | ($/TON) |  |  | 0 | 0 | 0 | 0 | 0 | 0 | 0 | 0 | 0 | 0 | 0 | 0 | 0 | 0 | 0 | 0 | 0 | 0 | 0 | 0 | 0 | 0 | 0 | 0 | 0 | 0 | 0 | 0 | 0 | 0
| SOx | ($/TON) |  |  | 0 | 0 | 0 | 0 | 0 | 0 | 0 | 0 | 0 | 0 | 0 | 0 | 0 | 0 | 0 | 0 | 0 | 0 | 0 | 0 | 0 | 0 | 0 | 0 | 0 | 0 | 0 | 0 | 0 | 0
CONSUMABLE COSTS |  | -1000
Levelized
| AMMONIA |  |  | 0 | 0 | 0 | 0 | 0 | 0 | 0 | 0 | 0 | 0 | 0 | 0 | 0 | 0 | 0 | 0 | 0 | 0 | 0 | 0 | 0 | 0 | 0 | 0 | 0 | 0 | 0 | 0 | 0 | 0 | 0
| CLARIFIED WATER |  |  | 0 | 0 | 0 | 0 | 0 | 0 | 0 | 0 | 0 | 0 | 0 | 0 | 0 | 0 | 0 | 0 | 0 | 0 | 0 | 0 | 0 | 0 | 0 | 0 | 0 | 0 | 0 | 0 | 0 | 0 | 0
| DEMIN WATER |  |  | 0 | 0 | 0 | 0 | 0 | 0 | 0 | 0 | 0 | 0 | 0 | 0 | 0 | 0 | 0 | 0 | 0 | 0 | 0 | 0 | 0 | 0 | 0 | 0 | 0 | 0 | 0 | 0 | 0 | 0 | 0
| CYCLE CHEM FEED |  |  | 0.01985 | 0.01985 | 0.01985 | 0.01985 | 0.01985 | 0.01985 | 0.01985 | 0.01985 | 0.01985 | 0.01985 | 0.01985 | 0.01985 | 0.01985 | 0.01985 | 0.01985 | 0.01985 | 0.01985 | 0.01985 | 0.01985 | 0.01985 | 0.01985 | 0.01985 | 0.01985 | 0.01985 | 0.01985 | 0.01985 | 0.01985 | 0.01985 | 0.01985 | 0.01985 | 0.01985
| STARTUP FUEL |  |  | 0 | 0 | 0 | 0 | 0 | 0 | 0 | 0 | 0 | 0 | 0 | 0 | 0 | 0 | 0 | 0 | 0 | 0 | 0 | 0 | 0 | 0 | 0 | 0 | 0 | 0 | 0 | 0 | 0 | 0 | 0
| WASTE WTR TRTM |  |  | 0 | 0 | 0 | 0 | 0 | 0 | 0 | 0 | 0 | 0 | 0 | 0 | 0 | 0 | 0 | 0 | 0 | 0 | 0 | 0 | 0 | 0 | 0 | 0 | 0 | 0 | 0 | 0 | 0 | 0 | 0
| NOx |  |  | 0 | 0 | 0 | 0 | 0 | 0 | 0 | 0 | 0 | 0 | 0 | 0 | 0 | 0 | 0 | 0 | 0 | 0 | 0 | 0 | 0 | 0 | 0 | 0 | 0 | 0 | 0 | 0 | 0 | 0 | 0
| OZONE NOx |  |  | 0 | 0 | 0 | 0 | 0 | 0 | 0 | 0 | 0 | 0 | 0 | 0 | 0 | 0 | 0 | 0 | 0 | 0 | 0 | 0 | 0 | 0 | 0 | 0 | 0 | 0 | 0 | 0 | 0 | 0 | 0
| SOx |  |  | 0 | 0 | 0 | 0 | 0 | 0 | 0 | 0 | 0 | 0 | 0 | 0 | 0 | 0 | 0 | 0 | 0 | 0 | 0 | 0 | 0 | 0 | 0 | 0 | 0 | 0 | 0 | 0 | 0 | 0 | 0
| TOTAL CONSUMABLE COSTS |  |  | 0.01985 | 0.01985 | 0.01985 | 0.01985 | 0.01985 | 0.01985 | 0.01985 | 0.01985 | 0.01985 | 0.01985 | 0.01985 | 0.01985 | 0.01985 | 0.01985 | 0.01985 | 0.01985 | 0.01985 | 0.01985 | 0.01985 | 0.01985 | 0.01985 | 0.01985 | 0.01985 | 0.01985 | 0.01985 | 0.01985 | 0.01985 | 0.01985 | 0.01985 | 0.01985 | 0.01985
SPARE PARTS |  | -1000 |  |  |  | 2.4% | 2.4% | 2.4% | 2.4% | 2.4% | 2.4% | 2.4% | 2.4% | 2.4% | 2.4% | 2.4% | 2.4% | 2.4% | 2.4% | 2.4% | 2.4% | 2.4% | 2.4% | 2.4% | 2.4% | 2.4% | 2.4% | 2.4% | 2.4% | 2.4% | 2.4% | 2.4% | 2.4% | 2.4%
| INVENTORY |  |  | 0 | 0 | 0 | 0 | 0 | 0 | 0 | 0 | 0 | 0 | 0 | 0 | 0 | 0 | 0 | 0 | 0 | 0 | 0 | 0 | 0 | 0 | 0 | 0 | 0 | 0 | 0 | 0 | 0 | 0 | 0
MAINTENANCE PARTS AND LABOR COSTS |  | -1000
| ESCALATION RATE | (%) |  |  |  | 2.4% | 2.4% | 2.4% | 2.4% | 2.4% | 2.4% | 2.4% | 2.4% | 2.4% | 2.4% | 2.4% | 2.4% | 2.4% | 2.4% | 2.4% | 2.4% | 2.4% | 2.4% | 2.4% | 2.4% | 2.4% | 2.4% | 2.4% | 2.4% | 2.4% | 2.4% | 2.4% | 2.4% | 2.4%
Levelized
| PV |  |  | 19.3165 | 15 | 15.36 | 15.7286 | 16.1061 | 16.4927 | 16.8885 | 17.2938 | 17.7089 | 18.1339 | 18.5691 | 19.0148 | 19.4711 | 19.9384 | 20.4169 | 20.9069 | 21.4087 | 21.9225 | 22.4487 | 22.9874 | 23.5391 | 24.1041 | 24.6826 | 25.275 | 25.8815 | 26.5027 | 27.1388 | 27.7901 | 28.4571 | 29.14 | 29.8394
|  |  |  | 19.3165 | 15 | 15.36 | 15.7286 | 16.1061 | 16.4927 | 16.8885 | 17.2938 | 17.7089 | 18.1339 | 18.5691 | 19.0148 | 19.4711 | 19.9384 | 20.4169 | 20.9069 | 21.4087 | 21.9225 | 22.4487 | 22.9874 | 23.5391 | 24.1041 | 24.6826 | 25.275 | 25.8815 | 26.5027 | 27.1388 | 27.7901 | 28.4571 | 29.14 | 29.8394
STAFF LABOR COSTS
| FACILITY DEPARTMENT |  |  |  | 1%: TOTAL
| QUANTITY OF SALARIED STAFF |  |  |  | 1%: 0
| QUANTITY OF HOURLY STAFF |  |  |  | 1%: 0
| QUANTITY OF CORPORATE STAFF |  |  |  | 1%: 0
| COST OF SALARIED STAFF |  | ($/YR) |  | 1%: 126585.5759
| COST OF HOURLY STAFF |  | ($/YR) |  | 1%: 101268.4607
| COST OF CORPORATE STAFF |  | ($/YR) |  | 1%: 0
| SALARY ESCALATION |  |  |  |  | 0.9% | 0.9% | 0.9% | 0.9% | 0.9% | 0.9% | 0.9% | 0.9% | 0.9% | 0.9% | 0.9% | 0.9% | 0.9% | 0.9% | 0.9% | 0.9% | 0.9% | 0.9% | 0.9% | 0.9% | 0.9% | 0.9% | 0.9% | 0.9% | 0.9% | 0.9% | 0.9% | 0.9% | 0.9%
| COST OF SALARIED STAFF |  | -1000 |  | 0 | 0 | 0 | 0 | 0 | 0 | 0 | 0 | 0 | 0 | 0 | 0 | 0 | 0 | 0 | 0 | 0 | 0 | 0 | 0 | 0 | 0 | 0 | 0 | 0 | 0 | 0 | 0 | 0 | 0
| COST OF HOURLY STAFF |  | -1000 |  | 0 | 0 | 0 | 0 | 0 | 0 | 0 | 0 | 0 | 0 | 0 | 0 | 0 | 0 | 0 | 0 | 0 | 0 | 0 | 0 | 0 | 0 | 0 | 0 | 0 | 0 | 0 | 0 | 0 | 0
| COST OF CORPORATE STAFF |  | -1000 |  | 0 | 0 | 0 | 0 | 0 | 0 | 0 | 0 | 0 | 0 | 0 | 0 | 0 | 0 | 0 | 0 | 0 | 0 | 0 | 0 | 0 | 0 | 0 | 0 | 0 | 0 | 0 | 0 | 0 | 0
Levelized
| TOTAL STAFF LABOR COSTS |  | -1000 | 0 | 0 | 0 | 0 | 0 | 0 | 0 | 0 | 0 | 0 | 0 | 0 | 0 | 0 | 0 | 0 | 0 | 0 | 0 | 0 | 0 | 0 | 0 | 0 | 0 | 0 | 0 | 0 | 0 | 0 | 0
MISC. COSTS |  | -1000
| COST ESCALATION |  |  |  |  | 0.9% | 0.9% | 0.9% | 0.9% | 0.9% | 0.9% | 0.9% | 0.9% | 0.9% | 0.9% | 0.9% | 0.9% | 0.9% | 0.9% | 0.9% | 0.9% | 0.9% | 0.9% | 0.9% | 0.9% | 0.9% | 0.9% | 0.9% | 0.9% | 0.9% | 0.9% | 0.9% | 0.9% | 0.9%
| ANNUAL SITE & BUILDING MAINTENANCE |  |  |  |  | 0 | 0 | 0 | 0 | 0 | 0 | 0 | 0 | 0 | 0 | 0 | 0 | 0 | 0 | 0 | 0 | 0 | 0 | 0 | 0 | 0 | 0 | 0 | 0 | 0 | 0 | 0 | 0 | 0
| INSURANCES |  | 0.106% |  | 40.015 | 40.015 | 40.015 | 40.015 | 40.015 | 40.015 | 40.015 | 40.015 | 40.015 | 40.015 | 40.015 | 40.015 | 40.015 | 40.015 | 40.015 | 40.015 | 40.015 | 40.015 | 40.015 | 40.015 | 40.015 | 40.015 | 40.015 | 40.015 | 40.015 | 40.015 | 40.015 | 40.015 | 40.015 | 40.015
| PROPERTY TAX |  | 0.15% |  | 45.9215 | 44.338 | 42.7545 | 41.171 | 39.5875 | 38.004 | 36.4205 | 34.837 | 33.2535 | 31.67 | 30.0865 | 28.503 | 26.9195 | 25.336 | 23.7525 | 22.169 | 20.5855 | 19.002 | 17.4185 | 15.835 | 14.2515 | 12.668 | 11.0845 | 9.501 | 7.9175 | 6.334 | 4.7505 | 3.167 | 1.5835 | 0
Levelized
| TOTAL MISC. COSTS |  |  | 70.2696 | 85.9365 | 84.353 | 82.7695 | 81.186 | 79.6025 | 78.019 | 76.4355 | 74.852 | 73.2685 | 71.685 | 70.1015 | 68.518 | 66.9345 | 65.351 | 63.7675 | 62.184 | 60.6005 | 59.017 | 57.4335 | 55.85 | 54.2665 | 52.683 | 51.0995 | 49.516 | 47.9325 | 46.349 | 44.7655 | 43.182 | 41.5985 | 40.015

## Option 8 Master (hidden)
HDR
#REF!
PROJECT: | 140423 | LG&E 2017 CC
DATE: | #REF!
FILE: |  | SHEET 1
PLANT DESIGN:
[8 empty] | CAPITAL COST CATEGORIES: |  |  | -1000 |  |  | FINANCE STRUCTURE:
PLANT GROSS CAPACITY |  | NEW & CLEAN |  | #REF! | KW
NET CONTRACT DEMAND |  |  |  | #REF! | KW |  |  | HARD COSTS: | [5 empty] | DEBT |  |  | AVG DCR | #REF!
[9 empty] | EPC PLANT | [5 empty] | PERCENT |  | #REF! | #REF!
HEAT RATE - GROSS HHV |  |  |  | #REF! | BTU/KWH | [9 empty] | RATE |  |  | #REF!
HEAT RATE - NET HHV |  |  |  | #REF! | BTU/KWH | [9 empty] | TERM | 20 YR |  | 80
[15 empty] | PAYMENT - QUARTER |  |  | #REF!
EQUITY
[8 empty] | SOFT COSTS: | [6 empty] | PERCENT |  | #REF! | #REF!
[9 empty] | TOTAL OWNER INDIRECTS | [5 empty] | POST-TAX RETURN |  | (TARGET) | 9.73%
[9 empty] | OWNER CONTINGENCY | [5 empty] | EQUITY PAYMENT |  |  | #REF! | GOAL SEEK IRR=7.77% UNLEVERED
[17 empty] | IRR | #VALUE!
[17 empty] | NPV | #REF!
[9 empty] | PROJECT MANAGEMENT |  |  | 0
[9 empty] | ENGINEERING SUPPORT |  |  | 0
[9 empty] | FINANCE FEE |  | 0.015 | #REF!
[9 empty] | AFUDC |  | #REF! | #REF!
[9 empty] | CONSTRUCTION MNGMT |  |  | 0
[9 empty] | OWNER CONTINGENCY |  | 0.1 | 0
[9 empty] | PLANT OPS |  |  | 0
[9 empty] | INSURANCE |  | CONST | 0
[9 empty] | ESCALATION ALLOWANCE |  |  | 0
| DEPRECIATION | NEW PLANT - UTILITY |  | #REF! | YR MACRS
[9 empty] | SUB-TOTAL |  | #DIV/0! | 0
| AMORTIZATION |  |  | #REF! | YRS |  |  | TOTAL PROJECT COST |  |  |  | 0
| DISCOUNT RATE |  |  | #REF! |  |  |  | INSTALLED POWER PLANT COST ($/KW) |  |  |  | #REF!
PRO FORMA ANALYSIS:
YEAR |  |  |  | 2016 | 2017 | 2018 | 2019 | 2020 | 2021 | 2022 | 2023 | 2024 | 2025 | 2026 | 2027 | 2028 | 2029 | 2030 | 2031 | 2032 | 2033 | 2034 | 2035 | 2036 | 2037 | 2038 | 2039 | 2040 | 2041 | 2042 | 2043 | 2044 | 2045 | 2046
|  |  |  | 0 | 1 | 2 | 3 | 4 | 5 | 6 | 7 | 8 | 9 | 10 | 11 | 12 | 13 | 14 | 15 | 16 | 17 | 18 | 19 | 20 | 21 | 22 | 23 | 24 | 25 | 26 | 27 | 28 | 29 | 30
ESCALATORS:
| PARTS |  |  |  | #REF! | #REF! | #REF! | #REF! | #REF! | #REF! | #REF! | #REF! | #REF! | #REF! | #REF! | #REF! | #REF! | #REF! | #REF! | #REF! | #REF! | #REF! | #REF! | #REF! | #REF! | #REF! | #REF! | #REF! | #REF! | #REF! | #REF! | #REF! | #REF! | #REF!
| CONSUMABLE ESC. |  |  |  | #REF! | #REF! | #REF! | #REF! | #REF! | #REF! | #REF! | #REF! | #REF! | #REF! | #REF! | #REF! | #REF! | #REF! | #REF! | #REF! | #REF! | #REF! | #REF! | #REF! | #REF! | #REF! | #REF! | #REF! | #REF! | #REF! | #REF! | #REF! | #REF! | #REF!
UNIT COST DATA:
FUEL
| NATURAL GAS | ($/MMBTU) |  | #REF! | #REF! | #REF! | #REF! | #REF! | #REF! | #REF! | #REF! | #REF! | #REF! | #REF! | #REF! | #REF! | #REF! | #REF! | #REF! | #REF! | #REF! | #REF! | #REF! | #REF! | #REF! | #REF! | #REF! | #REF! | #REF! | #REF! | #REF! | #REF! | #REF! | #REF!
| NATURAL GAS ANNUAL DEMAND CHARGE |  |  | -1000 | 15421.2792 | 15421.2792 | 15421.2792 | 15421.2792 | 15421.2792 | 15421.2792 | 15421.2792 | 15421.2792 | 15421.2792 | 15421.2792 | 15421.2792 | 15421.2792 | 15421.2792 | 15421.2792 | 15421.2792 | 15421.2792 | 15421.2792 | 15421.2792 | 15421.2792 | 15421.2792 | 15421.2792 | 15421.2792 | 15421.2792 | 15421.2792 | 15421.2792 | 15421.2792 | 15421.2792 | 15421.2792 | 15421.2792 | 15421.2792
0 | PRICING OPTIONS | MARGINAL
#REF! | POWER | CAPITAL RECOVERY |  | ($/MWH) | #REF! | #REF! | #REF! | #REF! | #REF! | #REF! | #REF! | #REF! | #REF! | #REF! | #REF! | #REF! | #REF! | #REF! | #REF! | #REF! | #REF! | #REF! | #REF! | #REF! | #REF! | #REF! | #REF! | #REF! | #REF! | #REF! | #REF! | #REF! | #REF! | #REF!
|  | FIXED CAPACITY-DB |  | ($/KW-MO) | #REF! | #REF! | #REF! | #REF! | #REF! | #REF! | #REF! | #REF! | #REF! | #REF! | #REF! | #REF! | #REF! | #REF! | #REF! | #REF! | #REF! | #REF! | #REF! | #REF! | #REF! | #REF! | #REF! | #REF! | #REF! | #REF! | #REF! | #REF! | #REF! | #REF!
|  | FIXED CAPACITY-EQ |  | ($/KW-MO) | #REF! | #REF! | #REF! | #REF! | #REF! | #REF! | #REF! | #REF! | #REF! | #REF! | #REF! | #REF! | #REF! | #REF! | #REF! | #REF! | #REF! | #REF! | #REF! | #REF! | #REF! | #REF! | #REF! | #REF! | #REF! | #REF! | #REF! | #REF! | #REF! | #REF!
#REF! |  | OP COST |  | ($/MWH) | #REF! | #REF! | #REF! | #REF! | #REF! | #REF! | #REF! | #REF! | #REF! | #REF! | #REF! | #REF! | #REF! | #REF! | #REF! | #REF! | #REF! | #REF! | #REF! | #REF! | #REF! | #REF! | #REF! | #REF! | #REF! | #REF! | #REF! | #REF! | #REF! | #REF!
#REF! |  | EMISSIONS ALLOWANCE |  | ($/MWH) | #REF! | #REF! | #REF! | #REF! | #REF! | #REF! | #REF! | #REF! | #REF! | #REF! | #REF! | #REF! | #REF! | #REF! | #REF! | #REF! | #REF! | #REF! | #REF! | #REF! | #REF! | #REF! | #REF! | #REF! | #REF! | #REF! | #REF! | #REF! | #REF! | #REF!
#REF! | 30 YR - LEVELIZED | FUEL COST POWER |  | ($/MWH) | #REF! | #REF! | #REF! | #REF! | #REF! | #REF! | #REF! | #REF! | #REF! | #REF! | #REF! | #REF! | #REF! | #REF! | #REF! | #REF! | #REF! | #REF! | #REF! | #REF! | #REF! | #REF! | #REF! | #REF! | #REF! | #REF! | #REF! | #REF! | #REF! | #REF!
| #REF! | TOTAL COST |  | ($/MWH) | #REF! | #REF! | #REF! | #REF! | #REF! | #REF! | #REF! | #REF! | #REF! | #REF! | #REF! | #REF! | #REF! | #REF! | #REF! | #REF! | #REF! | #REF! | #REF! | #REF! | #REF! | #REF! | #REF! | #REF! | #REF! | #REF! | #REF! | #REF! | #REF! | #REF!
| #REF! | TOLLED COST |  | ($/MWH) | #REF! | #REF! | #REF! | #REF! | #REF! | #REF! | #REF! | #REF! | #REF! | #REF! | #REF! | #REF! | #REF! | #REF! | #REF! | #REF! | #REF! | #REF! | #REF! | #REF! | #REF! | #REF! | #REF! | #REF! | #REF! | #REF! | #REF! | #REF! | #REF! | #REF!
PRODUCTION DATA: |  |  |  | 2016 0: AVERAGE
| ELECTRIC ENERGY | (MWH) |  | #REF! | #REF! | #REF! | #REF! | #REF! | #REF! | #REF! | #REF! | #REF! | #REF! | #REF! | #REF! | #REF! | #REF! | #REF! | #REF! | #REF! | #REF! | #REF! | #REF! | #REF! | #REF! | #REF! | #REF! | #REF! | #REF! | #REF! | #REF! | #REF! | #REF! | #REF!
| TOTAL ELECTRIC | (MWH) |  | #REF! | #REF! | #REF! | #REF! | #REF! | #REF! | #REF! | #REF! | #REF! | #REF! | #REF! | #REF! | #REF! | #REF! | #REF! | #REF! | #REF! | #REF! | #REF! | #REF! | #REF! | #REF! | #REF! | #REF! | #REF! | #REF! | #REF! | #REF! | #REF! | #REF! | #REF!
| FCP FUEL | (MMBTU) |  | #REF! | #REF! | #REF! | #REF! | #REF! | #REF! | #REF! | #REF! | #REF! | #REF! | #REF! | #REF! | #REF! | #REF! | #REF! | #REF! | #REF! | #REF! | #REF! | #REF! | #REF! | #REF! | #REF! | #REF! | #REF! | #REF! | #REF! | #REF! | #REF! | #REF! | #REF!
| TOTAL | (MMBTU) |  | #REF! | #REF! | #REF! | #REF! | #REF! | #REF! | #REF! | #REF! | #REF! | #REF! | #REF! | #REF! | #REF! | #REF! | #REF! | #REF! | #REF! | #REF! | #REF! | #REF! | #REF! | #REF! | #REF! | #REF! | #REF! | #REF! | #REF! | #REF! | #REF! | #REF! | #REF!
| AVG HEAT RATE | (BTU/KWH) |  |  | #REF! | #REF! | #REF! | #REF! | #REF! | #REF! | #REF! | #REF! | #REF! | #REF! | #REF! | #REF! | #REF! | #REF! | #REF! | #REF! | #REF! | #REF! | #REF! | #REF! | #REF! | #REF! | #REF! | #REF! | #REF! | #REF! | #REF! | #REF! | #REF! | #REF!
| AVG OUTPUT | (KW) |  |  | #REF! | #REF! | #REF! | #REF! | #REF! | #REF! | #REF! | #REF! | #REF! | #REF! | #REF! | #REF! | #REF! | #REF! | #REF! | #REF! | #REF! | #REF! | #REF! | #REF! | #REF! | #REF! | #REF! | #REF! | #REF! | #REF! | #REF! | #REF! | #REF! | #REF!
| CAPACITY FACTOR | (%) | FIRM | #REF! | #REF! | #REF! | #REF! | #REF! | #REF! | #REF! | #REF! | #REF! | #REF! | #REF! | #REF! | #REF! | #REF! | #REF! | #REF! | #REF! | #REF! | #REF! | #REF! | #REF! | #REF! | #REF! | #REF! | #REF! | #REF! | #REF! | #REF! | #REF! | #REF! | #REF!
| AMMONIA | (TON) |  |  | #REF! | #REF! | #REF! | #REF! | #REF! | #REF! | #REF! | #REF! | #REF! | #REF! | #REF! | #REF! | #REF! | #REF! | #REF! | #REF! | #REF! | #REF! | #REF! | #REF! | #REF! | #REF! | #REF! | #REF! | #REF! | #REF! | #REF! | #REF! | #REF! | #REF!
| MAKEUP WATER | (K-GALLONS) |  |  | #REF! | #REF! | #REF! | #REF! | #REF! | #REF! | #REF! | #REF! | #REF! | #REF! | #REF! | #REF! | #REF! | #REF! | #REF! | #REF! | #REF! | #REF! | #REF! | #REF! | #REF! | #REF! | #REF! | #REF! | #REF! | #REF! | #REF! | #REF! | #REF! | #REF!
| TOWER MAKEUP | (K-GALLONS) |  |  | #REF! | #REF! | #REF! | #REF! | #REF! | #REF! | #REF! | #REF! | #REF! | #REF! | #REF! | #REF! | #REF! | #REF! | #REF! | #REF! | #REF! | #REF! | #REF! | #REF! | #REF! | #REF! | #REF! | #REF! | #REF! | #REF! | #REF! | #REF! | #REF! | #REF!
| WASTE WATER | (K-GALLONS) |  |  | #REF! | #REF! | #REF! | #REF! | #REF! | #REF! | #REF! | #REF! | #REF! | #REF! | #REF! | #REF! | #REF! | #REF! | #REF! | #REF! | #REF! | #REF! | #REF! | #REF! | #REF! | #REF! | #REF! | #REF! | #REF! | #REF! | #REF! | #REF! | #REF! | #REF!
| NOx | (TON) |  |  | #REF! | #REF! | #REF! | #REF! | #REF! | #REF! | #REF! | #REF! | #REF! | #REF! | #REF! | #REF! | #REF! | #REF! | #REF! | #REF! | #REF! | #REF! | #REF! | #REF! | #REF! | #REF! | #REF! | #REF! | #REF! | #REF! | #REF! | #REF! | #REF! | #REF!
| SOx | (TON) |  |  | #REF! | #REF! | #REF! | #REF! | #REF! | #REF! | #REF! | #REF! | #REF! | #REF! | #REF! | #REF! | #REF! | #REF! | #REF! | #REF! | #REF! | #REF! | #REF! | #REF! | #REF! | #REF! | #REF! | #REF! | #REF! | #REF! | #REF! | #REF! | #REF! | #REF!
HDR
#REF!
PROJECT: | 140423 | LG&E 2017 CC
DATE: | #REF!
FILE: | 0 | SHEET 2
REVENUE: |  | -1000
| CAPACITY FIXED |  |  | #REF! | #REF! | #REF! | #REF! | #REF! | #REF! | #REF! | #REF! | #REF! | #REF! | #REF! | #REF! | #REF! | #REF! | #REF! | #REF! | #REF! | #REF! | #REF! | #REF! | #REF! | #REF! | #REF! | #REF! | #REF! | #REF! | #REF! | #REF! | #REF! | #REF! | #REF!
ENERGY
|  | VARIABLE ENERGY |  |  | #REF! | #REF! | #REF! | #REF! | #REF! | #REF! | #REF! | #REF! | #REF! | #REF! | #REF! | #REF! | #REF! | #REF! | #REF! | #REF! | #REF! | #REF! | #REF! | #REF! | #REF! | #REF! | #REF! | #REF! | #REF! | #REF! | #REF! | #REF! | #REF! | #REF!
|  | FUEL |  |  | #REF! | #REF! | #REF! | #REF! | #REF! | #REF! | #REF! | #REF! | #REF! | #REF! | #REF! | #REF! | #REF! | #REF! | #REF! | #REF! | #REF! | #REF! | #REF! | #REF! | #REF! | #REF! | #REF! | #REF! | #REF! | #REF! | #REF! | #REF! | #REF! | #REF!
| TOTAL REVENUE |  |  | #REF! | #REF! | #REF! | #REF! | #REF! | #REF! | #REF! | #REF! | #REF! | #REF! | #REF! | #REF! | #REF! | #REF! | #REF! | #REF! | #REF! | #REF! | #REF! | #REF! | #REF! | #REF! | #REF! | #REF! | #REF! | #REF! | #REF! | #REF! | #REF! | #REF! | #REF!
PRO FORMA ANALYSIS:
YEAR |  |  |  | 2016 | 2017 | 2018 | 2019 | 2020 | 2021 | 2022 | 2023 | 2024 | 2025 | 2026 | 2027 | 2028 | 2029 | 2030 | 2031 | 2032 | 2033 | 2034 | 2035 | 2036 | 2037 | 2038 | 2039 | 2040 | 2041 | 2042 | 2043 | 2044 | 2045 | 2046
|  |  |  | 0 | 1 | 2 | 3 | 4 | 5 | 6 | 7 | 8 | 9 | 10 | 11 | 12 | 13 | 14 | 15 | 16 | 17 | 18 | 19 | 20 | 21 | 22 | 23 | 24 | 25 | 26 | 27 | 28 | 29 | 30
EXPENSES: |  | -1000
| NATURAL GAS CONSUMPTION |  |  |  | #REF! | #REF! | #REF! | #REF! | #REF! | #REF! | #REF! | #REF! | #REF! | #REF! | #REF! | #REF! | #REF! | #REF! | #REF! | #REF! | #REF! | #REF! | #REF! | #REF! | #REF! | #REF! | #REF! | #REF! | #REF! | #REF! | #REF! | #REF! | #REF! | #REF!
| NATURAL GAS ANNUAL DEMAND CHARGE |  |  |  | 15421.2792 | 15421.2792 | 15421.2792 | 15421.2792 | 15421.2792 | 15421.2792 | 15421.2792 | 15421.2792 | 15421.2792 | 15421.2792 | 15421.2792 | 15421.2792 | 15421.2792 | 15421.2792 | 15421.2792 | 15421.2792 | 15421.2792 | 15421.2792 | 15421.2792 | 15421.2792 | 15421.2792 | 15421.2792 | 15421.2792 | 15421.2792 | 15421.2792 | 15421.2792 | 15421.2792 | 15421.2792 | 15421.2792 | 15421.2792
| UNIT COST ($/MWH) |  |  |  | #REF! | #REF! | #REF! | #REF! | #REF! | #REF! | #REF! | #REF! | #REF! | #REF! | #REF! | #REF! | #REF! | #REF! | #REF! | #REF! | #REF! | #REF! | #REF! | #REF! | #REF! | #REF! | #REF! | #REF! | #REF! | #REF! | #REF! | #REF! | #REF! | #REF!
| AMMONIA |  |  |  | #REF! | #REF! | #REF! | #REF! | #REF! | #REF! | #REF! | #REF! | #REF! | #REF! | #REF! | #REF! | #REF! | #REF! | #REF! | #REF! | #REF! | #REF! | #REF! | #REF! | #REF! | #REF! | #REF! | #REF! | #REF! | #REF! | #REF! | #REF! | #REF! | #REF!
| CLARIFIED WATER |  |  |  | #REF! | #REF! | #REF! | #REF! | #REF! | #REF! | #REF! | #REF! | #REF! | #REF! | #REF! | #REF! | #REF! | #REF! | #REF! | #REF! | #REF! | #REF! | #REF! | #REF! | #REF! | #REF! | #REF! | #REF! | #REF! | #REF! | #REF! | #REF! | #REF! | #REF!
| DEMIN WATER |  |  |  | #REF! | #REF! | #REF! | #REF! | #REF! | #REF! | #REF! | #REF! | #REF! | #REF! | #REF! | #REF! | #REF! | #REF! | #REF! | #REF! | #REF! | #REF! | #REF! | #REF! | #REF! | #REF! | #REF! | #REF! | #REF! | #REF! | #REF! | #REF! | #REF! | #REF!
| CHEMICAL FEED |  |  |  | #REF! | #REF! | #REF! | #REF! | #REF! | #REF! | #REF! | #REF! | #REF! | #REF! | #REF! | #REF! | #REF! | #REF! | #REF! | #REF! | #REF! | #REF! | #REF! | #REF! | #REF! | #REF! | #REF! | #REF! | #REF! | #REF! | #REF! | #REF! | #REF! | #REF!
| STARTUP FUEL |  |  |  | #REF! | #REF! | #REF! | #REF! | #REF! | #REF! | #REF! | #REF! | #REF! | #REF! | #REF! | #REF! | #REF! | #REF! | #REF! | #REF! | #REF! | #REF! | #REF! | #REF! | #REF! | #REF! | #REF! | #REF! | #REF! | #REF! | #REF! | #REF! | #REF! | #REF!
| WASTEWATER TREATMENT |  |  |  | #REF! | #REF! | #REF! | #REF! | #REF! | #REF! | #REF! | #REF! | #REF! | #REF! | #REF! | #REF! | #REF! | #REF! | #REF! | #REF! | #REF! | #REF! | #REF! | #REF! | #REF! | #REF! | #REF! | #REF! | #REF! | #REF! | #REF! | #REF! | #REF! | #REF!
| SPARE PARTS |  |  |  | 1156 | #REF! | #REF! | #REF! | #REF! | #REF! | #REF! | #REF! | #REF! | #REF! | #REF! | #REF! | #REF! | #REF! | #REF! | #REF! | #REF! | #REF! | #REF! | #REF! | #REF! | #REF! | #REF! | #REF! | #REF! | #REF! | #REF! | #REF! | #REF! | #REF!
| VARIABLE MAINTENANCE PARTS AND LABOR |  |  |  | #REF! | #REF! | #REF! | #REF! | #REF! | #REF! | #REF! | #REF! | #REF! | #REF! | #REF! | #REF! | #REF! | #REF! | #REF! | #REF! | #REF! | #REF! | #REF! | #REF! | #REF! | #REF! | #REF! | #REF! | #REF! | #REF! | #REF! | #REF! | #REF! | #REF!
| FIXED MAINTENANCE PARTS AND LABOR |  |  |  | #REF! | #REF! | #REF! | #REF! | #REF! | #REF! | #REF! | #REF! | #REF! | #REF! | #REF! | #REF! | #REF! | #REF! | #REF! | #REF! | #REF! | #REF! | #REF! | #REF! | #REF! | #REF! | #REF! | #REF! | #REF! | #REF! | #REF! | #REF! | #REF! | #REF!
| FIXED O&M | #REF! | #REF! |  | #REF! | #REF! | #REF! | #REF! | #REF! | #REF! | #REF! | #REF! | #REF! | #REF! | #REF! | #REF! | #REF! | #REF! | #REF! | #REF! | #REF! | #REF! | #REF! | #REF! | #REF! | #REF! | #REF! | #REF! | #REF! | #REF! | #REF! | #REF! | #REF! | #REF!
| MISC EXPENSES |  |  |  | #REF! | #REF! | #REF! | #REF! | #REF! | #REF! | #REF! | #REF! | #REF! | #REF! | #REF! | #REF! | #REF! | #REF! | #REF! | #REF! | #REF! | #REF! | #REF! | #REF! | #REF! | #REF! | #REF! | #REF! | #REF! | #REF! | #REF! | #REF! | #REF! | #REF!
| INSURANCES |  |  |  | #REF! | #REF! | #REF! | #REF! | #REF! | #REF! | #REF! | #REF! | #REF! | #REF! | #REF! | #REF! | #REF! | #REF! | #REF! | #REF! | #REF! | #REF! | #REF! | #REF! | #REF! | #REF! | #REF! | #REF! | #REF! | #REF! | #REF! | #REF! | #REF! | #REF!
| PROPERTY TAXES |  |  |  | #REF! | #REF! | #REF! | #REF! | #REF! | #REF! | #REF! | #REF! | #REF! | #REF! | #REF! | #REF! | #REF! | #REF! | #REF! | #REF! | #REF! | #REF! | #REF! | #REF! | #REF! | #REF! | #REF! | #REF! | #REF! | #REF! | #REF! | #REF! | #REF! | #REF!
| LAND LEASE |  |  |  | 0 | 0 | 0 | 0 | 0 | 0 | 0 | 0 | 0 | 0 | 0 | 0 | 0 | 0 | 0 | 0 | 0 | 0 | 0 | 0 | 0 | 0 | 0 | 0 | 0 | 0 | 0 | 0 | 0 | 0
LEVELIZED
| Fixed ($/MWH) |  |  | #REF! | #REF! | #REF! | #REF! | #REF! | #REF! | #REF! | #REF! | #REF! | #REF! | #REF! | #REF! | #REF! | #REF! | #REF! | #REF! | #REF! | #REF! | #REF! | #REF! | #REF! | #REF! | #REF! | #REF! | #REF! | #REF! | #REF! | #REF! | #REF! | #REF! | #REF!
| Variable ($/MWH) |  |  | #REF! | #REF! | #REF! | #REF! | #REF! | #REF! | #REF! | #REF! | #REF! | #REF! | #REF! | #REF! | #REF! | #REF! | #REF! | #REF! | #REF! | #REF! | #REF! | #REF! | #REF! | #REF! | #REF! | #REF! | #REF! | #REF! | #REF! | #REF! | #REF! | #REF! | #REF!
| Consumables ($/MWH) |  |  | #REF! | #REF! | #REF! | #REF! | #REF! | #REF! | #REF! | #REF! | #REF! | #REF! | #REF! | #REF! | #REF! | #REF! | #REF! | #REF! | #REF! | #REF! | #REF! | #REF! | #REF! | #REF! | #REF! | #REF! | #REF! | #REF! | #REF! | #REF! | #REF! | #REF! | #REF!
NPV
| TOTAL OPERATING COST |  |  | #REF! | #REF! | #REF! | #REF! | #REF! | #REF! | #REF! | #REF! | #REF! | #REF! | #REF! | #REF! | #REF! | #REF! | #REF! | #REF! | #REF! | #REF! | #REF! | #REF! | #REF! | #REF! | #REF! | #REF! | #REF! | #REF! | #REF! | #REF! | #REF! | #REF! | #REF!
| UNIT COST ($/MWH) |  |  | #REF! | #REF! | #REF! | #REF! | #REF! | #REF! | #REF! | #REF! | #REF! | #REF! | #REF! | #REF! | #REF! | #REF! | #REF! | #REF! | #REF! | #REF! | #REF! | #REF! | #REF! | #REF! | #REF! | #REF! | #REF! | #REF! | #REF! | #REF! | #REF! | #REF! | #REF!
LEVELIZED
| NOx |  |  | #REF! | #REF! | #REF! | #REF! | #REF! | #REF! | #REF! | #REF! | #REF! | #REF! | #REF! | #REF! | #REF! | #REF! | #REF! | #REF! | #REF! | #REF! | #REF! | #REF! | #REF! | #REF! | #REF! | #REF! | #REF! | #REF! | #REF! | #REF! | #REF! | #REF! | #REF!
| OZONE NOx |  |  | #REF! | #REF! | #REF! | #REF! | #REF! | #REF! | #REF! | #REF! | #REF! | #REF! | #REF! | #REF! | #REF! | #REF! | #REF! | #REF! | #REF! | #REF! | #REF! | #REF! | #REF! | #REF! | #REF! | #REF! | #REF! | #REF! | #REF! | #REF! | #REF! | #REF! | #REF!
| SO2 |  |  | #REF! | #REF! | #REF! | #REF! | #REF! | #REF! | #REF! | #REF! | #REF! | #REF! | #REF! | #REF! | #REF! | #REF! | #REF! | #REF! | #REF! | #REF! | #REF! | #REF! | #REF! | #REF! | #REF! | #REF! | #REF! | #REF! | #REF! | #REF! | #REF! | #REF! | #REF!
NET OPERATING INCOME |  |  |  | #REF! | #REF! | #REF! | #REF! | #REF! | #REF! | #REF! | #REF! | #REF! | #REF! | #REF! | #REF! | #REF! | #REF! | #REF! | #REF! | #REF! | #REF! | #REF! | #REF! | #REF! | #REF! | #REF! | #REF! | #REF! | #REF! | #REF! | #REF! | #REF! | #REF! | #REF!
| DEPRECIATION |  |  | 100% | 0 | 0 | 0 | 0 | 0 | 0 | 0 | 0 | 0 | 0 | 0 | 0 | 0 | 0 | 0 | 0 | 0 | 0 | 0 | 0 | 0 | 0 | 0 | 0 | 0 | 0 | 0 | 0 | 0 | 0
| AMORTIZATION |  |  |  | #REF! | #REF! | #REF! | #REF! | #REF! | #REF! | #REF! | #REF! | #REF! | #REF! | #REF! | #REF! | #REF! | #REF! | #REF! | #REF! | #REF! | #REF! | #REF! | #REF! | #REF! | #REF! | #REF! | #REF! | #REF! | #REF! | #REF! | #REF! | #REF! | #REF!
| BOOK DEPRECIATION |  |  |  | #REF! | #REF! | #REF! | #REF! | #REF! | #REF! | #REF! | #REF! | #REF! | #REF! | #REF! | #REF! | #REF! | #REF! | #REF! | #REF! | #REF! | #REF! | #REF! | #REF! | #REF! | #REF! | #REF! | #REF! | #REF! | #REF! | #REF! | #REF! | #REF! | #REF!
| TOTAL CUMULATIVE DEP/AMORT |  |  |  | #REF! | #REF! | #REF! | #REF! | #REF! | #REF! | #REF! | #REF! | #REF! | #REF! | #REF! | #REF! | #REF! | #REF! | #REF! | #REF! | #REF! | #REF! | #REF! | #REF! | #REF! | #REF! | #REF! | #REF! | #REF! | #REF! | #REF! | #REF! | #REF! | #REF!
| NET BOOK VALUE |  |  |  | #REF! | #REF! | #REF! | #REF! | #REF! | #REF! | #REF! | #REF! | #REF! | #REF! | #REF! | #REF! | #REF! | #REF! | #REF! | #REF! | #REF! | #REF! | #REF! | #REF! | #REF! | #REF! | #REF! | #REF! | #REF! | #REF! | #REF! | #REF! | #REF! | #REF!
| TOTAL NON-CASH CHARGES |  |  |  | #REF! | #REF! | #REF! | #REF! | #REF! | #REF! | #REF! | #REF! | #REF! | #REF! | #REF! | #REF! | #REF! | #REF! | #REF! | #REF! | #REF! | #REF! | #REF! | #REF! | #REF! | #REF! | #REF! | #REF! | #REF! | #REF! | #REF! | #REF! | #REF! | #REF!
| UNIT COST ($/MWH) |  | EXPENSE |  | #REF! | #REF! | #REF! | #REF! | #REF! | #REF! | #REF! | #REF! | #REF! | #REF! | #REF! | #REF! | #REF! | #REF! | #REF! | #REF! | #REF! | #REF! | #REF! | #REF! | #REF! | #REF! | #REF! | #REF! | #REF! | #REF! | #REF! | #REF! | #REF! | #REF!
EARNINGS BEFORE INTEREST & TAXES (EBIT) |  |  |  |  | #REF! | #REF! | #REF! | #REF! | #REF! | #REF! | #REF! | #REF! | #REF! | #REF! | #REF! | #REF! | #REF! | #REF! | #REF! | #REF! | #REF! | #REF! | #REF! | #REF! | #REF! | #REF! | #REF! | #REF! | #REF! | #REF! | #REF! | #REF! | #REF! | #REF!
DEBT SERVICE: |  |  |  | 2026 10: 10 YR; 2031 15: 15 YR; 2036 20: 20 YR; 2041 25: 25 YR; 2046 30: 30 YR
| TOTAL PAYMENT |  |  |  | #REF! | #REF! | #REF! | #REF! | #REF! | #REF! | #REF! | #REF! | #REF! | #REF! | #REF! | #REF! | #REF! | #REF! | #REF! | #REF! | #REF! | #REF! | #REF! | #REF! | 0 | 0 | 0 | 0 | 0 | 0 | 0 | 0 | 0 | 0
| INTEREST PAYMENT |  |  |  | #REF! | #REF! | #REF! | #REF! | #REF! | #REF! | #REF! | #REF! | #REF! | #REF! | #REF! | #REF! | #REF! | #REF! | #REF! | #REF! | #REF! | #REF! | #REF! | #REF! | 0 | 0 | 0 | 0 | 0 | 0 | 0 | 0 | 0 | 0
| PRINCIPAL PAYMENTS |  |  |  | #REF! | #REF! | #REF! | #REF! | #REF! | #REF! | #REF! | #REF! | #REF! | #REF! | #REF! | #REF! | #REF! | #REF! | #REF! | #REF! | #REF! | #REF! | #REF! | #REF! | 0 | 0 | 0 | 0 | 0 | 0 | 0 | 0 | 0 | 0
TAX BASIS |  |  |  |  | #REF! | #REF! | #REF! | #REF! | #REF! | #REF! | #REF! | #REF! | #REF! | #REF! | #REF! | #REF! | #REF! | #REF! | #REF! | #REF! | #REF! | #REF! | #REF! | #REF! | #REF! | #REF! | #REF! | #REF! | #REF! | #REF! | #REF! | #REF! | #REF! | #REF!
INCOME TAXES
| US |  | #REF! |  | #REF! | #REF! | #REF! | #REF! | #REF! | #REF! | #REF! | #REF! | #REF! | #REF! | #REF! | #REF! | #REF! | #REF! | #REF! | #REF! | #REF! | #REF! | #REF! | #REF! | #REF! | #REF! | #REF! | #REF! | #REF! | #REF! | #REF! | #REF! | #REF! | #REF!
| GROSS RECIEPTS |  | 0% |  | #REF! | #REF! | #REF! | #REF! | #REF! | #REF! | #REF! | #REF! | #REF! | #REF! | #REF! | #REF! | #REF! | #REF! | #REF! | #REF! | #REF! | #REF! | #REF! | #REF! | #REF! | #REF! | #REF! | #REF! | #REF! | #REF! | #REF! | #REF! | #REF! | #REF!
CASH BASIS:
| NET OPERATING INCOME (NOI) |  |  |  | #REF! | #REF! | #REF! | #REF! | #REF! | #REF! | #REF! | #REF! | #REF! | #REF! | #REF! | #REF! | #REF! | #REF! | #REF! | #REF! | #REF! | #REF! | #REF! | #REF! | #REF! | #REF! | #REF! | #REF! | #REF! | #REF! | #REF! | #REF! | #REF! | #REF!
NPV
| NET BEFORE TAX CASHFLOW |  |  | #REF! | #REF! | #REF! | #REF! | #REF! | #REF! | #REF! | #REF! | #REF! | #REF! | #REF! | #REF! | #REF! | #REF! | #REF! | #REF! | #REF! | #REF! | #REF! | #REF! | #REF! | #REF! | #REF! | #REF! | #REF! | #REF! | #REF! | #REF! | #REF! | #REF! | #REF!
NPV
| LESS TAXES |  |  | #REF! | #REF! | #REF! | #REF! | #REF! | #REF! | #REF! | #REF! | #REF! | #REF! | #REF! | #REF! | #REF! | #REF! | #REF! | #REF! | #REF! | #REF! | #REF! | #REF! | #REF! | #REF! | #REF! | #REF! | #REF! | #REF! | #REF! | #REF! | #REF! | #REF! | #REF!
| NET AFTER TAX CASH |  |  | #REF! | #REF! | #REF! | #REF! | #REF! | #REF! | #REF! | #REF! | #REF! | #REF! | #REF! | #REF! | #REF! | #REF! | #REF! | #REF! | #REF! | #REF! | #REF! | #REF! | #REF! | #REF! | #REF! | #REF! | #REF! | #REF! | #REF! | #REF! | #REF! | #REF! | #REF!
|  |  | NPV | 2016 0: #REF!
|  |  | IRR | 2016 0: #VALUE!
| DEBT SERVICE COVERAGE |  |  | 2016 0: AVERAGE
|  | AFTER TAX |  | #REF! | #REF! | #REF! | #REF! | #REF! | #REF! | #REF! | #REF! | #REF! | #REF! | #REF! | #REF! | #REF! | #REF! | #REF! | #REF! | #REF! | #REF! | #REF! | #REF! | #REF! | #REF! | #REF! | #REF! | #REF! | #REF! | #REF! | #REF! | #REF! | #REF! | #REF!
|  | BEFORE TAX |  | #REF! | #REF! | #REF! | #REF! | #REF! | #REF! | #REF! | #REF! | #REF! | #REF! | #REF! | #REF! | #REF! | #REF! | #REF! | #REF! | #REF! | #REF! | #REF! | #REF! | #REF! | #REF! | #REF! | #REF! | #REF! | #REF! | #REF! | #REF! | #REF! | #REF! | #REF!
| EQUITY RETURN: | 100%
|  | PRE-TAX |  |  | #REF! | #REF! | #REF! | #REF! | #REF! | #REF! | #REF! | #REF! | #REF! | #REF! | #REF! | #REF! | #REF! | #REF! | #REF! | #REF! | #REF! | #REF! | #REF! | #REF! | #REF! | #REF! | #REF! | #REF! | #REF! | #REF! | #REF! | #REF! | #REF! | #REF!
|  |  | AVG | 2016 0: ROIC; 2017 1: #REF!
|  | POST-TAX |  |  | #REF! | #REF! | #REF! | #REF! | #REF! | #REF! | #REF! | #REF! | #REF! | #REF! | #REF! | #REF! | #REF! | #REF! | #REF! | #REF! | #REF! | #REF! | #REF! | #REF! | #REF! | #REF! | #REF! | #REF! | #REF! | #REF! | #REF! | #REF! | #REF! | #REF!
|  |  | AVG | 2016 0: ROIC; 2017 1: #REF!
HDR |  |  |  | ROA | #REF! | #REF! | #REF! | #REF! | #REF! | #REF! | #REF! | #REF! | #REF! | #REF! | #REF! | #REF! | #REF! | #REF! | #REF! | #REF! | #REF! | #REF! | #REF! | #REF! | #REF! | #REF! | #REF! | #REF! | #REF! | #REF! | #REF! | #REF! | #REF! | #REF!
#REF! |  |  |  | 2016 0: 20 YR - AVG; 2017 1: #REF!
PROJECT: | 140423 | LG&E 2017 CC |  | 2016 0: 40 YR - AVG; 2017 1: #REF!
DATE: | #REF!
FILE: | 0
DEBT SCHEDULE:
[5 empty] | PERIOD | PRINCIP | INTEREST | PAYMENT |  | PERIOD | PRINCIP | INTEREST | PAYMT
#REF!
[5 empty] | 1 | #REF! | #REF! | #REF! |  | 61 | #REF! | #REF! | #REF!
[5 empty] | 2 | #REF! | #REF! | #REF! |  | 62 | #REF! | #REF! | #REF!
[5 empty] | 3 | #REF! | #REF! | #REF! |  | 63 | #REF! | #REF! | #REF!
[5 empty] | 4 | #REF! | #REF! | #REF! | #REF! | 64 | #REF! | #REF! | #REF! | #REF!
[5 empty] | 5 | #REF! | #REF! | #REF! |  | 65 | #REF! | #REF! | #REF!
[5 empty] | 6 | #REF! | #REF! | #REF! |  | 66 | #REF! | #REF! | #REF!
[5 empty] | 7 | #REF! | #REF! | #REF! |  | 67 | #REF! | #REF! | #REF!
[5 empty] | 8 | #REF! | #REF! | #REF! | #REF! | 68 | #REF! | #REF! | #REF! | #REF!
[5 empty] | 9 | #REF! | #REF! | #REF! |  | 69 | #REF! | #REF! | #REF!
[5 empty] | 10 | #REF! | #REF! | #REF! |  | 70 | #REF! | #REF! | #REF!
[5 empty] | 11 | #REF! | #REF! | #REF! |  | 71 | #REF! | #REF! | #REF!
[5 empty] | 12 | #REF! | #REF! | #REF! | #REF! | 72 | #REF! | #REF! | #REF! | #REF!
[5 empty] | 13 | #REF! | #REF! | #REF! |  | 73 | #REF! | #REF! | #REF!
[5 empty] | 14 | #REF! | #REF! | #REF! |  | 74 | #REF! | #REF! | #REF!
[5 empty] | 15 | #REF! | #REF! | #REF! |  | 75 | #REF! | #REF! | #REF!
[5 empty] | 16 | #REF! | #REF! | #REF! | #REF! | 76 | #REF! | #REF! | #REF! | #REF!
[5 empty] | 17 | #REF! | #REF! | #REF! |  | 77 | #REF! | #REF! | #REF!
[5 empty] | 18 | #REF! | #REF! | #REF! |  | 78 | #REF! | #REF! | #REF!
[5 empty] | 19 | #REF! | #REF! | #REF! |  | 79 | #REF! | #REF! | #REF!
[5 empty] | 20 | #REF! | #REF! | #REF! | #REF! | 80 | #REF! | #REF! | #REF! | #REF!
[5 empty] | 21 | #REF! | #REF! | #REF! |  | 81 | #REF! | #REF! | #REF!
[5 empty] | 22 | #REF! | #REF! | #REF! |  | 82 | #REF! | #REF! | #REF!
[5 empty] | 23 | #REF! | #REF! | #REF! |  | 83 | #REF! | #REF! | #REF!
[5 empty] | 24 | #REF! | #REF! | #REF! | #REF! | 84 | #REF! | #REF! | #REF! | #REF!
[5 empty] | 25 | #REF! | #REF! | #REF! |  | 85 | #REF! | #REF! | #REF!
[5 empty] | 26 | #REF! | #REF! | #REF! |  | 86 | #REF! | #REF! | #REF!
[5 empty] | 27 | #REF! | #REF! | #REF! |  | 87 | #REF! | #REF! | #REF!
[5 empty] | 28 | #REF! | #REF! | #REF! | #REF! | 88 | #REF! | #REF! | #REF! | #REF!
[5 empty] | 29 | #REF! | #REF! | #REF! |  | 89 | #REF! | #REF! | #REF!
[5 empty] | 30 | #REF! | #REF! | #REF! |  | 90 | #REF! | #REF! | #REF!
[5 empty] | 31 | #REF! | #REF! | #REF! |  | 91 | #REF! | #REF! | #REF!
[5 empty] | 32 | #REF! | #REF! | #REF! | #REF! | 92 | #REF! | #REF! | #REF! | #REF!
[5 empty] | 33 | #REF! | #REF! | #REF! |  | 93 | #REF! | #REF! | #REF!
[5 empty] | 34 | #REF! | #REF! | #REF! |  | 94 | #REF! | #REF! | #REF!
[5 empty] | 35 | #REF! | #REF! | #REF! |  | 95 | #REF! | #REF! | #REF!
[5 empty] | 36 | #REF! | #REF! | #REF! | #REF! | 96 | #REF! | #REF! | #REF! | #REF!
[5 empty] | 37 | #REF! | #REF! | #REF! |  | 97 | #REF! | #REF! | #REF!
[5 empty] | 38 | #REF! | #REF! | #REF! |  | 98 | #REF! | #REF! | #REF!
[5 empty] | 39 | #REF! | #REF! | #REF! |  | 99 | #REF! | #REF! | #REF!
[5 empty] | 40 | #REF! | #REF! | #REF! | #REF! | 100 | #REF! | #REF! | #REF! | #REF!
[5 empty] | 41 | #REF! | #REF! | #REF!
[5 empty] | 42 | #REF! | #REF! | #REF!
[5 empty] | 43 | #REF! | #REF! | #REF!
[5 empty] | 44 | #REF! | #REF! | #REF! | #REF!
[5 empty] | 45 | #REF! | #REF! | #REF!
[5 empty] | 46 | #REF! | #REF! | #REF!
[5 empty] | 47 | #REF! | #REF! | #REF!
[5 empty] | 48 | #REF! | #REF! | #REF! | #REF!
[5 empty] | 49 | #REF! | #REF! | #REF!
[5 empty] | 50 | #REF! | #REF! | #REF!
[5 empty] | 51 | #REF! | #REF! | #REF!
[5 empty] | 52 | #REF! | #REF! | #REF! | #REF!
[5 empty] | 53 | #REF! | #REF! | #REF!
[5 empty] | 54 | #REF! | #REF! | #REF!
[5 empty] | 55 | #REF! | #REF! | #REF!
[5 empty] | 56 | #REF! | #REF! | #REF! | #REF!
[5 empty] | 57 | #REF! | #REF! | #REF!
[5 empty] | 58 | #REF! | #REF! | #REF!
[5 empty] | 59 | #REF! | #REF! | #REF!
[5 empty] | 60 | #REF! | #REF! | #REF! | #REF!

## Option 8 Dispatch (hidden)
HDR
#REF!
PROJECT: | 140423 | CANE RUN CC
DATE: | #REF!
FILE: | 0 | SHEET 4
PERFORMANCE & OPERATING COST SUMMARY: |  |  | 0
YEAR |  |  |  |  | 2016 | 2017 | 2018 | 2019 | 2020 | 2021 | 2022 | 2023 | 2024 | 2025 | 2026 | 2027 | 2028 | 2029 | 2030 | 2031 | 2032 | 2033 | 2034 | 2035 | 2036 | 2037 | 2038 | 2039 | 2040 | 2041 | 2042 | 2043 | 2044 | 2045
YEAR |  |  |  |  | 1 | 2 | 3 | 4 | 5 | 6 | 7 | 8 | 9 | 10 | 11 | 12 | 13 | 14 | 15 | 16 | 17 | 18 | 19 | 20 | 21 | 22 | 23 | 24 | 25 | 26 | 27 | 28 | 29 | 30
OPERATIONAL SCHEDULE:
| MAJOR MAINT |  | (DAYS/YR) |  | 6 | 6 | 15 | 6 | 25 | 6 | 6 | 15 | 6 | 25 | 6 | 6 | 15 | 6 | 25 | 6 | 6 | 15 | 6 | 25 | 6 | 6 | 15 | 6 | 25 | 6 | 6 | 15 | 6 | 25
| STARTS |  | (ANNUAL HOT) |  | #REF! | #REF! | #REF! | #REF! | #REF! | #REF! | #REF! | #REF! | #REF! | #REF! | #REF! | #REF! | #REF! | #REF! | #REF! | #REF! | #REF! | #REF! | #REF! | #REF! | #REF! | #REF! | #REF! | #REF! | #REF! | #REF! | #REF! | #REF! | #REF! | #REF!
|  |  | (ANNUAL COLD) |  | #REF! | #REF! | #REF! | #REF! | #REF! | #REF! | #REF! | #REF! | #REF! | #REF! | #REF! | #REF! | #REF! | #REF! | #REF! | #REF! | #REF! | #REF! | #REF! | #REF! | #REF! | #REF! | #REF! | #REF! | #REF! | #REF! | #REF! | #REF! | #REF! | #REF!
| SCH OUTAGE |  | (HOURS) |  | 144 | 144 | 360 | 144 | 600 | 144 | 144 | 360 | 144 | 600 | 144 | 144 | 360 | 144 | 600 | 144 | 144 | 360 | 144 | 600 | 144 | 144 | 360 | 144 | 600 | 144 | 144 | 360 | 144 | 600
| FO RATE |  | (%) |  | #REF! | #REF! | #REF! | #REF! | #REF! | #REF! | #REF! | #REF! | #REF! | #REF! | #REF! | #REF! | #REF! | #REF! | #REF! | #REF! | #REF! | #REF! | #REF! | #REF! | #REF! | #REF! | #REF! | #REF! | #REF! | #REF! | #REF! | #REF! | #REF! | #REF!
| FORCED OUTAGE |  | (HOURS) |  | #REF! | #REF! | #REF! | #REF! | #REF! | #REF! | #REF! | #REF! | #REF! | #REF! | #REF! | #REF! | #REF! | #REF! | #REF! | #REF! | #REF! | #REF! | #REF! | #REF! | #REF! | #REF! | #REF! | #REF! | #REF! | #REF! | #REF! | #REF! | #REF! | #REF!
| TOTAL OUTAGE |  | (HOURS) |  | #REF! | #REF! | #REF! | #REF! | #REF! | #REF! | #REF! | #REF! | #REF! | #REF! | #REF! | #REF! | #REF! | #REF! | #REF! | #REF! | #REF! | #REF! | #REF! | #REF! | #REF! | #REF! | #REF! | #REF! | #REF! | #REF! | #REF! | #REF! | #REF! | #REF!
| AVAILABLE HOURS |  | (ANNUAL) |  | #REF! | #REF! | #REF! | #REF! | #REF! | #REF! | #REF! | #REF! | #REF! | #REF! | #REF! | #REF! | #REF! | #REF! | #REF! | #REF! | #REF! | #REF! | #REF! | #REF! | #REF! | #REF! | #REF! | #REF! | #REF! | #REF! | #REF! | #REF! | #REF! | #REF!
| COMBINED CAPACITY FACTOR | BASE | (%) |  | #REF! | #REF! | #REF! | #REF! | #REF! | #REF! | #REF! | #REF! | #REF! | #REF! | #REF! | #REF! | #REF! | #REF! | #REF! | #REF! | #REF! | #REF! | #REF! | #REF! | #REF! | #REF! | #REF! | #REF! | #REF! | #REF! | #REF! | #REF! | #REF! | #REF!
| COMBINED CAPACITY FACTOR | PT LOAD | (%) | bar: 2016 1 to 2045 30
| BASE LOAD HOURS | #REF! | (HOURS) | #REF! | #REF! | #REF! | #REF! | #REF! | #REF! | #REF! | #REF! | #REF! | #REF! | #REF! | #REF! | #REF! | #REF! | #REF! | #REF! | #REF! | #REF! | #REF! | #REF! | #REF! | #REF! | #REF! | #REF! | #REF! | #REF! | #REF! | #REF! | #REF! | #REF! | #REF!
| PART LOAD HOURS | 0% | (HOURS) | 0 | 0 | 0 | 0 | 0 | 0 | 0 | 0 | 0 | 0 | 0 | 0 | 0 | 0 | 0 | 0 | 0 | 0 | 0 | 0 | 0 | 0 | 0 | 0 | 0 | 0 | 0 | 0 | 0 | 0 | 0
|  |  | BASE CAPACITY |  | 2016 1: #REF!; 2017 2: KW; 2018 3: PER UNIT; 2020 5: PART LD CAPACITY; 2023 8: KW; 2024 9: STG
PERFORMANCE DATA: |  |  |  |  | 2016 1: #REF!; 2017 2: BTU/KWH; 2018 3: HR -GROSS; 2023 8: BTU/KWH; 2024 9: HR-GROSS
|  |  | HP STEAM PRODUCTION |  | 2016 1: #REF!; 2017 2: T/HR; 2020 5: FUEL HEATING VALUE; 2022 7: #REF!; 2023 8: btu/lb
BASE LOAD
UNITS OPERATING | bar: 2016 1 to 2045 30
| DEGRADATION-OUTPUT |  | (%) |  | 1.6% | 2.17% | 2.625% | 1.9% | 2.376% | 2.05% | 2.532% | 2.894% | 2.2% | 2.64% | 2.2% | 2.64% | 2.948% | 2.2% | 2.64% | 2.2% | 2.64% | 2.948% | 2.2% | 2.64% | 2.2% | 2.64% | 2.948% | 2.2% | 2.64% | 2.2% | 2.64% | 2.948% | 2.2% | 2.64%
| DEGRADATION-THERMAL |  | (%) |  | 0.96% | 1.302% | 1.575% | 1.14% | 1.426% | 1.23% | 1.519% | 1.737% | 1.32% | 1.584% | 1.32% | 1.584% | 1.769% | 1.32% | 1.584% | 1.32% | 1.584% | 1.769% | 1.32% | 1.584% | 1.32% | 1.584% | 1.769% | 1.32% | 1.584% | 1.32% | 1.584% | 1.769% | 1.32% | 1.584%
| OUTPUT - GROSS | TOTAL | KW |  | #REF! | #REF! | #REF! | #REF! | #REF! | #REF! | #REF! | #REF! | #REF! | #REF! | #REF! | #REF! | #REF! | #REF! | #REF! | #REF! | #REF! | #REF! | #REF! | #REF! | #REF! | #REF! | #REF! | #REF! | #REF! | #REF! | #REF! | #REF! | #REF! | #REF!
| OUTPUT - NET |  | KW | #REF! | #REF! | #REF! | #REF! | #REF! | #REF! | #REF! | #REF! | #REF! | #REF! | #REF! | #REF! | #REF! | #REF! | #REF! | #REF! | #REF! | #REF! | #REF! | #REF! | #REF! | #REF! | #REF! | #REF! | #REF! | #REF! | #REF! | #REF! | #REF! | #REF! | #REF!
| FUEL RATE |  | (MMBTU/HR) |  | #REF! | #REF! | #REF! | #REF! | #REF! | #REF! | #REF! | #REF! | #REF! | #REF! | #REF! | #REF! | #REF! | #REF! | #REF! | #REF! | #REF! | #REF! | #REF! | #REF! | #REF! | #REF! | #REF! | #REF! | #REF! | #REF! | #REF! | #REF! | #REF! | #REF!
| HEAT RATE - NET |  | (BTU/KWH) | #REF! | #REF! | #REF! | #REF! | #REF! | #REF! | #REF! | #REF! | #REF! | #REF! | #REF! | #REF! | #REF! | #REF! | #REF! | #REF! | #REF! | #REF! | #REF! | #REF! | #REF! | #REF! | #REF! | #REF! | #REF! | #REF! | #REF! | #REF! | #REF! | #REF! | #REF!
CONSUMABLE RATES:
| AMMONIA |  | LB/LB FUEL |  | 2016 1: #REF!
| CLARIFIED WATER |  | GALLONS/MWH |  | 2016 1: #REF!
| DEMINERALIZED WTR |  | GALLONS/MWH |  | 2016 1: #REF!
| STARTUP FUEL |  | MMBTU/HOT START |  | 2016 1: #REF!
| STARTUP FUEL |  | MMBTU/COLD START |  | 2016 1: #REF!
PRODUCTION RATES:
| WASTE WATER |  | GALLONS/MWH |  | 2016 1: #REF!
| NOx |  | LB/MMBTU |  | 2016 1: #REF!
| SOx |  | LB/MMBTU |  | 2016 1: #REF!
PRODUCTION/USAGE DATA: |  | (ANNUAL)
| GROSS GENERATION |  | (MWH) |  | #REF! | #REF! | #REF! | #REF! | #REF! | #REF! | #REF! | #REF! | #REF! | #REF! | #REF! | #REF! | #REF! | #REF! | #REF! | #REF! | #REF! | #REF! | #REF! | #REF! | #REF! | #REF! | #REF! | #REF! | #REF! | #REF! | #REF! | #REF! | #REF! | #REF!
| NET GENERATION |  | (MWH) |  | #REF! | #REF! | #REF! | #REF! | #REF! | #REF! | #REF! | #REF! | #REF! | #REF! | #REF! | #REF! | #REF! | #REF! | #REF! | #REF! | #REF! | #REF! | #REF! | #REF! | #REF! | #REF! | #REF! | #REF! | #REF! | #REF! | #REF! | #REF! | #REF! | #REF!
| TOTAL NET GENERATION |  | (MWH) | #REF! | #REF! | #REF! | #REF! | #REF! | #REF! | #REF! | #REF! | #REF! | #REF! | #REF! | #REF! | #REF! | #REF! | #REF! | #REF! | #REF! | #REF! | #REF! | #REF! | #REF! | #REF! | #REF! | #REF! | #REF! | #REF! | #REF! | #REF! | #REF! | #REF! | #REF!
| STARTUP FUEL |  | (MMBTU) |  | #REF! | #REF! | #REF! | #REF! | #REF! | #REF! | #REF! | #REF! | #REF! | #REF! | #REF! | #REF! | #REF! | #REF! | #REF! | #REF! | #REF! | #REF! | #REF! | #REF! | #REF! | #REF! | #REF! | #REF! | #REF! | #REF! | #REF! | #REF! | #REF! | #REF!
| OPERATING FUEL |  | (MMBTU) |  | #REF! | #REF! | #REF! | #REF! | #REF! | #REF! | #REF! | #REF! | #REF! | #REF! | #REF! | #REF! | #REF! | #REF! | #REF! | #REF! | #REF! | #REF! | #REF! | #REF! | #REF! | #REF! | #REF! | #REF! | #REF! | #REF! | #REF! | #REF! | #REF! | #REF!
| OPERATING FUEL |  | (TON) |  | #REF! | #REF! | #REF! | #REF! | #REF! | #REF! | #REF! | #REF! | #REF! | #REF! | #REF! | #REF! | #REF! | #REF! | #REF! | #REF! | #REF! | #REF! | #REF! | #REF! | #REF! | #REF! | #REF! | #REF! | #REF! | #REF! | #REF! | #REF! | #REF! | #REF!
| TOTAL OPERATING FUEL |  | (MMBTU) |  | #REF! | #REF! | #REF! | #REF! | #REF! | #REF! | #REF! | #REF! | #REF! | #REF! | #REF! | #REF! | #REF! | #REF! | #REF! | #REF! | #REF! | #REF! | #REF! | #REF! | #REF! | #REF! | #REF! | #REF! | #REF! | #REF! | #REF! | #REF! | #REF! | #REF!
| TOTAL OPERATING FUEL |  | (TON) |  | #REF! | #REF! | #REF! | #REF! | #REF! | #REF! | #REF! | #REF! | #REF! | #REF! | #REF! | #REF! | #REF! | #REF! | #REF! | #REF! | #REF! | #REF! | #REF! | #REF! | #REF! | #REF! | #REF! | #REF! | #REF! | #REF! | #REF! | #REF! | #REF! | #REF!
| AMMONIA (as 19% AQUEOUS) |  | (TON) |  | #REF! | #REF! | #REF! | #REF! | #REF! | #REF! | #REF! | #REF! | #REF! | #REF! | #REF! | #REF! | #REF! | #REF! | #REF! | #REF! | #REF! | #REF! | #REF! | #REF! | #REF! | #REF! | #REF! | #REF! | #REF! | #REF! | #REF! | #REF! | #REF! | #REF!
| CLARIFIED WATER |  | (K-GALLONS) |  | #REF! | #REF! | #REF! | #REF! | #REF! | #REF! | #REF! | #REF! | #REF! | #REF! | #REF! | #REF! | #REF! | #REF! | #REF! | #REF! | #REF! | #REF! | #REF! | #REF! | #REF! | #REF! | #REF! | #REF! | #REF! | #REF! | #REF! | #REF! | #REF! | #REF!
| DEMIN WATER |  | (K-GALLONS) |  | #REF! | #REF! | #REF! | #REF! | #REF! | #REF! | #REF! | #REF! | #REF! | #REF! | #REF! | #REF! | #REF! | #REF! | #REF! | #REF! | #REF! | #REF! | #REF! | #REF! | #REF! | #REF! | #REF! | #REF! | #REF! | #REF! | #REF! | #REF! | #REF! | #REF!
| WASTE WATER |  | (K-GALLONS) |  | #REF! | #REF! | #REF! | #REF! | #REF! | #REF! | #REF! | #REF! | #REF! | #REF! | #REF! | #REF! | #REF! | #REF! | #REF! | #REF! | #REF! | #REF! | #REF! | #REF! | #REF! | #REF! | #REF! | #REF! | #REF! | #REF! | #REF! | #REF! | #REF! | #REF!
| NOx |  | (TON) |  | #REF! | #REF! | #REF! | #REF! | #REF! | #REF! | #REF! | #REF! | #REF! | #REF! | #REF! | #REF! | #REF! | #REF! | #REF! | #REF! | #REF! | #REF! | #REF! | #REF! | #REF! | #REF! | #REF! | #REF! | #REF! | #REF! | #REF! | #REF! | #REF! | #REF!
| SOx |  | (TON) |  | #REF! | #REF! | #REF! | #REF! | #REF! | #REF! | #REF! | #REF! | #REF! | #REF! | #REF! | #REF! | #REF! | #REF! | #REF! | #REF! | #REF! | #REF! | #REF! | #REF! | #REF! | #REF! | #REF! | #REF! | #REF! | #REF! | #REF! | #REF! | #REF! | #REF!
UNIT COSTS:
| CPI | % |  |  |  | #REF! | #REF! | #REF! | #REF! | #REF! | #REF! | #REF! | #REF! | #REF! | #REF! | #REF! | #REF! | #REF! | #REF! | #REF! | #REF! | #REF! | #REF! | #REF! | #REF! | #REF! | #REF! | #REF! | #REF! | #REF! | #REF! | #REF! | #REF! | #REF!
| WACOF | % | bar: 2017 2 to 2045 30
| FUEL | ($/MMBTU) |  |  | #REF! | #REF! | #REF! | #REF! | #REF! | #REF! | #REF! | #REF! | #REF! | #REF! | #REF! | #REF! | #REF! | #REF! | #REF! | #REF! | #REF! | #REF! | #REF! | #REF! | #REF! | #REF! | #REF! | #REF! | #REF! | #REF! | #REF! | #REF! | #REF! | #REF!
| AMMONIA | ($/TON) |  |  | #REF! | #REF! | #REF! | #REF! | #REF! | #REF! | #REF! | #REF! | #REF! | #REF! | #REF! | #REF! | #REF! | #REF! | #REF! | #REF! | #REF! | #REF! | #REF! | #REF! | #REF! | #REF! | #REF! | #REF! | #REF! | #REF! | #REF! | #REF! | #REF! | #REF!
| CLARIFIED WATER | ($/K-GALLONS) |  |  | #REF! | #REF! | #REF! | #REF! | #REF! | #REF! | #REF! | #REF! | #REF! | #REF! | #REF! | #REF! | #REF! | #REF! | #REF! | #REF! | #REF! | #REF! | #REF! | #REF! | #REF! | #REF! | #REF! | #REF! | #REF! | #REF! | #REF! | #REF! | #REF! | #REF!
| DEMIN WATER | ($/K-GALLONS) |  |  | #REF! | #REF! | #REF! | #REF! | #REF! | #REF! | #REF! | #REF! | #REF! | #REF! | #REF! | #REF! | #REF! | #REF! | #REF! | #REF! | #REF! | #REF! | #REF! | #REF! | #REF! | #REF! | #REF! | #REF! | #REF! | #REF! | #REF! | #REF! | #REF! | #REF!
| CYCLE CHEM FEED | ($/TON STM) |  |  | #REF! | #REF! | #REF! | #REF! | #REF! | #REF! | #REF! | #REF! | #REF! | #REF! | #REF! | #REF! | #REF! | #REF! | #REF! | #REF! | #REF! | #REF! | #REF! | #REF! | #REF! | #REF! | #REF! | #REF! | #REF! | #REF! | #REF! | #REF! | #REF! | #REF!
| STARTUP FUEL | ($/MMBTU) |  |  | #REF! | #REF! | #REF! | #REF! | #REF! | #REF! | #REF! | #REF! | #REF! | #REF! | #REF! | #REF! | #REF! | #REF! | #REF! | #REF! | #REF! | #REF! | #REF! | #REF! | #REF! | #REF! | #REF! | #REF! | #REF! | #REF! | #REF! | #REF! | #REF! | #REF!
| WASTE WATER TRT | ($/K-GALLONS) |  |  | #REF! | #REF! | #REF! | #REF! | #REF! | #REF! | #REF! | #REF! | #REF! | #REF! | #REF! | #REF! | #REF! | #REF! | #REF! | #REF! | #REF! | #REF! | #REF! | #REF! | #REF! | #REF! | #REF! | #REF! | #REF! | #REF! | #REF! | #REF! | #REF! | #REF!
| NOx | ($/TON) |  |  | #REF! | #REF! | #REF! | #REF! | #REF! | #REF! | #REF! | #REF! | #REF! | #REF! | #REF! | #REF! | #REF! | #REF! | #REF! | #REF! | #REF! | #REF! | #REF! | #REF! | #REF! | #REF! | #REF! | #REF! | #REF! | #REF! | #REF! | #REF! | #REF! | #REF!
| OZONE NOx | ($/TON) |  |  | #REF! | #REF! | #REF! | #REF! | #REF! | #REF! | #REF! | #REF! | #REF! | #REF! | #REF! | #REF! | #REF! | #REF! | #REF! | #REF! | #REF! | #REF! | #REF! | #REF! | #REF! | #REF! | #REF! | #REF! | #REF! | #REF! | #REF! | #REF! | #REF! | #REF!
| SOx | ($/TON) |  |  | #REF! | #REF! | #REF! | #REF! | #REF! | #REF! | #REF! | #REF! | #REF! | #REF! | #REF! | #REF! | #REF! | #REF! | #REF! | #REF! | #REF! | #REF! | #REF! | #REF! | #REF! | #REF! | #REF! | #REF! | #REF! | #REF! | #REF! | #REF! | #REF! | #REF!
CONSUMABLE COSTS |  | -1000
Levelized
| AMMONIA |  |  | #REF! | #REF! | #REF! | #REF! | #REF! | #REF! | #REF! | #REF! | #REF! | #REF! | #REF! | #REF! | #REF! | #REF! | #REF! | #REF! | #REF! | #REF! | #REF! | #REF! | #REF! | #REF! | #REF! | #REF! | #REF! | #REF! | #REF! | #REF! | #REF! | #REF! | #REF!
| CLARIFIED WATER |  |  | #REF! | #REF! | #REF! | #REF! | #REF! | #REF! | #REF! | #REF! | #REF! | #REF! | #REF! | #REF! | #REF! | #REF! | #REF! | #REF! | #REF! | #REF! | #REF! | #REF! | #REF! | #REF! | #REF! | #REF! | #REF! | #REF! | #REF! | #REF! | #REF! | #REF! | #REF!
| DEMIN WATER |  |  | #REF! | #REF! | #REF! | #REF! | #REF! | #REF! | #REF! | #REF! | #REF! | #REF! | #REF! | #REF! | #REF! | #REF! | #REF! | #REF! | #REF! | #REF! | #REF! | #REF! | #REF! | #REF! | #REF! | #REF! | #REF! | #REF! | #REF! | #REF! | #REF! | #REF! | #REF!
| CYCLE CHEM FEED |  |  | #REF! | #REF! | #REF! | #REF! | #REF! | #REF! | #REF! | #REF! | #REF! | #REF! | #REF! | #REF! | #REF! | #REF! | #REF! | #REF! | #REF! | #REF! | #REF! | #REF! | #REF! | #REF! | #REF! | #REF! | #REF! | #REF! | #REF! | #REF! | #REF! | #REF! | #REF!
| STARTUP FUEL |  |  | #REF! | #REF! | #REF! | #REF! | #REF! | #REF! | #REF! | #REF! | #REF! | #REF! | #REF! | #REF! | #REF! | #REF! | #REF! | #REF! | #REF! | #REF! | #REF! | #REF! | #REF! | #REF! | #REF! | #REF! | #REF! | #REF! | #REF! | #REF! | #REF! | #REF! | #REF!
| WASTE WTR TRTM |  |  | #REF! | #REF! | #REF! | #REF! | #REF! | #REF! | #REF! | #REF! | #REF! | #REF! | #REF! | #REF! | #REF! | #REF! | #REF! | #REF! | #REF! | #REF! | #REF! | #REF! | #REF! | #REF! | #REF! | #REF! | #REF! | #REF! | #REF! | #REF! | #REF! | #REF! | #REF!
| NOx |  |  | #REF! | #REF! | #REF! | #REF! | #REF! | #REF! | #REF! | #REF! | #REF! | #REF! | #REF! | #REF! | #REF! | #REF! | #REF! | #REF! | #REF! | #REF! | #REF! | #REF! | #REF! | #REF! | #REF! | #REF! | #REF! | #REF! | #REF! | #REF! | #REF! | #REF! | #REF!
| OZONE NOx |  |  | #REF! | #REF! | #REF! | #REF! | #REF! | #REF! | #REF! | #REF! | #REF! | #REF! | #REF! | #REF! | #REF! | #REF! | #REF! | #REF! | #REF! | #REF! | #REF! | #REF! | #REF! | #REF! | #REF! | #REF! | #REF! | #REF! | #REF! | #REF! | #REF! | #REF! | #REF!
| SOx |  |  | #REF! | #REF! | #REF! | #REF! | #REF! | #REF! | #REF! | #REF! | #REF! | #REF! | #REF! | #REF! | #REF! | #REF! | #REF! | #REF! | #REF! | #REF! | #REF! | #REF! | #REF! | #REF! | #REF! | #REF! | #REF! | #REF! | #REF! | #REF! | #REF! | #REF! | #REF!
| TOTAL CONSUMABLE COSTS |  |  | #REF! | #REF! | #REF! | #REF! | #REF! | #REF! | #REF! | #REF! | #REF! | #REF! | #REF! | #REF! | #REF! | #REF! | #REF! | #REF! | #REF! | #REF! | #REF! | #REF! | #REF! | #REF! | #REF! | #REF! | #REF! | #REF! | #REF! | #REF! | #REF! | #REF! | #REF!
SPARE PARTS |  | -1000 |  |  |  | #REF! | #REF! | #REF! | #REF! | #REF! | #REF! | #REF! | #REF! | #REF! | #REF! | #REF! | #REF! | #REF! | #REF! | #REF! | #REF! | #REF! | #REF! | #REF! | #REF! | #REF! | #REF! | #REF! | #REF! | #REF! | #REF! | #REF! | #REF! | #REF!
| INVENTORY |  |  | #REF! | 1156 | #REF! | #REF! | #REF! | #REF! | #REF! | #REF! | #REF! | #REF! | #REF! | #REF! | #REF! | #REF! | #REF! | #REF! | #REF! | #REF! | #REF! | #REF! | #REF! | #REF! | #REF! | #REF! | #REF! | #REF! | #REF! | #REF! | #REF! | #REF! | #REF!
MAINTENANCE PARTS AND LABOR COSTS |  | -1000
| ESCALATION RATE | (%) |  |  |  | #REF! | #REF! | #REF! | #REF! | #REF! | #REF! | #REF! | #REF! | #REF! | #REF! | #REF! | #REF! | #REF! | #REF! | #REF! | #REF! | #REF! | #REF! | #REF! | #REF! | #REF! | #REF! | #REF! | #REF! | #REF! | #REF! | #REF! | #REF! | #REF!
Levelized
| COMBUSTION TURBINE |  |  | #REF! | #REF! | #REF! | #REF! | #REF! | #REF! | #REF! | #REF! | #REF! | #REF! | #REF! | #REF! | #REF! | #REF! | #REF! | #REF! | #REF! | #REF! | #REF! | #REF! | #REF! | #REF! | #REF! | #REF! | #REF! | #REF! | #REF! | #REF! | #REF! | #REF! | #REF!
| FIXED (ONE TIME PAYMENT) |  |  | #REF! | 2016 1: #REF!
| FIXED |  |  | #REF! | #REF! | #REF! | #REF! | #REF! | #REF! | #REF! | #REF! | #REF! | #REF! | #REF! | #REF! | #REF! | #REF! | #REF! | #REF! | #REF! | #REF! | #REF! | #REF! | #REF! | #REF! | #REF! | #REF! | #REF! | #REF! | #REF! | #REF! | #REF! | #REF! | #REF!
| VARIABLE (ONE TIME PAYMENT) |  |  | #REF! | 2017 2: #REF!
| VARIABLE |  |  | #REF! | #REF! | #REF! | #REF! | #REF! | #REF! | #REF! | #REF! | #REF! | #REF! | #REF! | #REF! | #REF! | #REF! | #REF! | #REF! | #REF! | #REF! | #REF! | #REF! | #REF! | #REF! | #REF! | #REF! | #REF! | #REF! | #REF! | #REF! | #REF! | #REF! | #REF!
| STEAM TURBINE |  |  | #REF! | #REF! | #REF! | #REF! | #REF! | #REF! | #REF! | #REF! | #REF! | #REF! | #REF! | #REF! | #REF! | #REF! | #REF! | #REF! | #REF! | #REF! | #REF! | #REF! | #REF! | #REF! | #REF! | #REF! | #REF! | #REF! | #REF! | #REF! | #REF! | #REF! | #REF!
| FIXED |  |  | #REF! | #REF! | #REF! | #REF! | #REF! | #REF! | #REF! | #REF! | #REF! | #REF! | #REF! | #REF! | #REF! | #REF! | #REF! | #REF! | #REF! | #REF! | #REF! | #REF! | #REF! | #REF! | #REF! | #REF! | #REF! | #REF! | #REF! | #REF! | #REF! | #REF! | #REF!
| VARIABLE |  |  | #REF! | #REF! | #REF! | #REF! | #REF! | #REF! | #REF! | #REF! | #REF! | #REF! | #REF! | #REF! | #REF! | #REF! | #REF! | #REF! | #REF! | #REF! | #REF! | #REF! | #REF! | #REF! | #REF! | #REF! | #REF! | #REF! | #REF! | #REF! | #REF! | #REF! | #REF!
| HRSG |  |  | #REF! | 206 | #REF! | #REF! | #REF! | #REF! | #REF! | #REF! | #REF! | #REF! | #REF! | #REF! | #REF! | #REF! | #REF! | #REF! | #REF! | #REF! | #REF! | #REF! | #REF! | #REF! | #REF! | #REF! | #REF! | #REF! | #REF! | #REF! | #REF! | #REF! | #REF!
| FIXED |  |  | #REF! | 206 | #REF! | #REF! | #REF! | #REF! | #REF! | #REF! | #REF! | #REF! | #REF! | #REF! | #REF! | #REF! | #REF! | #REF! | #REF! | #REF! | #REF! | #REF! | #REF! | #REF! | #REF! | #REF! | #REF! | #REF! | #REF! | #REF! | #REF! | #REF! | #REF!
| VARIABLE |  |  | #REF! | 0 | #REF! | #REF! | #REF! | #REF! | #REF! | #REF! | #REF! | #REF! | #REF! | #REF! | #REF! | #REF! | #REF! | #REF! | #REF! | #REF! | #REF! | #REF! | #REF! | #REF! | #REF! | #REF! | #REF! | #REF! | #REF! | #REF! | #REF! | #REF! | #REF!
| SCR CATALYST |  |  | #REF! | 0 | #REF! | #REF! | #REF! | #REF! | #REF! | #REF! | #REF! | #REF! | #REF! | #REF! | #REF! | #REF! | #REF! | #REF! | #REF! | #REF! | #REF! | #REF! | #REF! | #REF! | #REF! | #REF! | #REF! | #REF! | #REF! | #REF! | #REF! | #REF! | #REF!
| FIXED |  |  | #REF! | 0 | #REF! | #REF! | #REF! | #REF! | #REF! | #REF! | #REF! | #REF! | #REF! | #REF! | #REF! | #REF! | #REF! | #REF! | #REF! | #REF! | #REF! | #REF! | #REF! | #REF! | #REF! | #REF! | #REF! | #REF! | #REF! | #REF! | #REF! | #REF! | #REF!
| VARIABLE |  |  | #REF! | 0 | #REF! | #REF! | #REF! | 1048 | #REF! | #REF! | #REF! | #REF! | #REF! | #REF! | #REF! | #REF! | #REF! | #REF! | #REF! | #REF! | #REF! | #REF! | #REF! | #REF! | #REF! | #REF! | #REF! | #REF! | #REF! | #REF! | #REF! | #REF! | #REF!
| BOP |  |  | #REF! | 50 | #REF! | #REF! | #REF! | #REF! | #REF! | #REF! | #REF! | #REF! | #REF! | #REF! | #REF! | #REF! | #REF! | #REF! | #REF! | #REF! | #REF! | #REF! | #REF! | #REF! | #REF! | #REF! | #REF! | #REF! | #REF! | #REF! | #REF! | #REF! | #REF!
| FIXED MAINTENANCE |  |  | #REF! | #REF! | #REF! | #REF! | #REF! | #REF! | #REF! | #REF! | #REF! | #REF! | #REF! | #REF! | #REF! | #REF! | #REF! | #REF! | #REF! | #REF! | #REF! | #REF! | #REF! | #REF! | #REF! | #REF! | #REF! | #REF! | #REF! | #REF! | #REF! | #REF! | #REF!
| VARIABLE MAINTENANCE |  |  | #REF! | #REF! | #REF! | #REF! | #REF! | #REF! | #REF! | #REF! | #REF! | #REF! | #REF! | #REF! | #REF! | #REF! | #REF! | #REF! | #REF! | #REF! | #REF! | #REF! | #REF! | #REF! | #REF! | #REF! | #REF! | #REF! | #REF! | #REF! | #REF! | #REF! | #REF!
| TOTAL MAINTENANCE |  |  | #REF! | #REF! | #REF! | #REF! | #REF! | #REF! | #REF! | #REF! | #REF! | #REF! | #REF! | #REF! | #REF! | #REF! | #REF! | #REF! | #REF! | #REF! | #REF! | #REF! | #REF! | #REF! | #REF! | #REF! | #REF! | #REF! | #REF! | #REF! | #REF! | #REF! | #REF!
STAFF LABOR COSTS
| FACILITY DEPARTMENT |  |  |  | 2016 1: TOTAL
| QUANTITY OF SALARIED STAFF |  |  |  | 2016 1: #REF!
| QUANTITY OF HOURLY STAFF |  |  |  | 2016 1: #REF!
| QUANTITY OF CORPORATE STAFF |  |  |  | 2016 1: 0
| COST OF SALARIED STAFF |  | ($/YR) |  | 2016 1: #REF!
| COST OF HOURLY STAFF |  | ($/YR) |  | 2016 1: #REF!
| COST OF CORPORATE STAFF |  | ($/YR) |  | 2016 1: 0
| SALARY ESCALATION |  |  |  |  | #REF! | #REF! | #REF! | #REF! | #REF! | #REF! | #REF! | #REF! | #REF! | #REF! | #REF! | #REF! | #REF! | #REF! | #REF! | #REF! | #REF! | #REF! | #REF! | #REF! | #REF! | #REF! | #REF! | #REF! | #REF! | #REF! | #REF! | #REF! | #REF!
| COST OF SALARIED STAFF |  | -1000 |  | #REF! | #REF! | #REF! | #REF! | #REF! | #REF! | #REF! | #REF! | #REF! | #REF! | #REF! | #REF! | #REF! | #REF! | #REF! | #REF! | #REF! | #REF! | #REF! | #REF! | #REF! | #REF! | #REF! | #REF! | #REF! | #REF! | #REF! | #REF! | #REF! | #REF!
| COST OF HOURLY STAFF |  | -1000 |  | #REF! | #REF! | #REF! | #REF! | #REF! | #REF! | #REF! | #REF! | #REF! | #REF! | #REF! | #REF! | #REF! | #REF! | #REF! | #REF! | #REF! | #REF! | #REF! | #REF! | #REF! | #REF! | #REF! | #REF! | #REF! | #REF! | #REF! | #REF! | #REF! | #REF!
| COST OF CORPORATE STAFF |  | -1000 |  | 0 | #REF! | #REF! | #REF! | #REF! | #REF! | #REF! | #REF! | #REF! | #REF! | #REF! | #REF! | #REF! | #REF! | #REF! | #REF! | #REF! | #REF! | #REF! | #REF! | #REF! | #REF! | #REF! | #REF! | #REF! | #REF! | #REF! | #REF! | #REF! | #REF!
Levelized
| TOTAL STAFF LABOR COSTS |  | -1000 | #REF! | #REF! | #REF! | #REF! | #REF! | #REF! | #REF! | #REF! | #REF! | #REF! | #REF! | #REF! | #REF! | #REF! | #REF! | #REF! | #REF! | #REF! | #REF! | #REF! | #REF! | #REF! | #REF! | #REF! | #REF! | #REF! | #REF! | #REF! | #REF! | #REF! | #REF!
MISC. COSTS |  | -1000
| COST ESCALATION |  |  |  |  | #REF! | #REF! | #REF! | #REF! | #REF! | #REF! | #REF! | #REF! | #REF! | #REF! | #REF! | #REF! | #REF! | #REF! | #REF! | #REF! | #REF! | #REF! | #REF! | #REF! | #REF! | #REF! | #REF! | #REF! | #REF! | #REF! | #REF! | #REF! | #REF!
| ANNUAL SITE & BUILDING MAINTENANCE |  |  |  | #REF! | #REF! | #REF! | #REF! | #REF! | #REF! | #REF! | #REF! | #REF! | #REF! | #REF! | #REF! | #REF! | #REF! | #REF! | #REF! | #REF! | #REF! | #REF! | #REF! | #REF! | #REF! | #REF! | #REF! | #REF! | #REF! | #REF! | #REF! | #REF! | #REF!
| INSURANCES |  | #REF! |  | #REF! | #REF! | #REF! | #REF! | #REF! | #REF! | #REF! | #REF! | #REF! | #REF! | #REF! | #REF! | #REF! | #REF! | #REF! | #REF! | #REF! | #REF! | #REF! | #REF! | #REF! | #REF! | #REF! | #REF! | #REF! | #REF! | #REF! | #REF! | #REF! | #REF!
| PROPERTY TAX |  | #REF! |  | #REF! | #REF! | #REF! | #REF! | #REF! | #REF! | #REF! | #REF! | #REF! | #REF! | #REF! | #REF! | #REF! | #REF! | #REF! | #REF! | #REF! | #REF! | #REF! | #REF! | #REF! | #REF! | #REF! | #REF! | #REF! | #REF! | #REF! | #REF! | #REF! | #REF!
Levelized
| TOTAL MISC. COSTS |  |  | #REF! | #REF! | #REF! | #REF! | #REF! | #REF! | #REF! | #REF! | #REF! | #REF! | #REF! | #REF! | #REF! | #REF! | #REF! | #REF! | #REF! | #REF! | #REF! | #REF! | #REF! | #REF! | #REF! | #REF! | #REF! | #REF! | #REF! | #REF! | #REF! | #REF! | #REF!

## Option 9 Master (hidden)
HDR
#REF!
PROJECT: | 140423 | LG&E 2017 CC
DATE: | #REF!
FILE: |  | SHEET 1
PLANT DESIGN:
[8 empty] | CAPITAL COST CATEGORIES: |  |  | -1000 |  |  | FINANCE STRUCTURE:
PLANT GROSS CAPACITY |  | NEW & CLEAN |  | #REF! | KW
NET CONTRACT DEMAND |  |  |  | #REF! | KW |  |  | HARD COSTS: | [5 empty] | DEBT |  |  | AVG DCR | #REF!
[9 empty] | EPC PLANT | [5 empty] | PERCENT |  | #REF! | #REF!
HEAT RATE - GROSS HHV |  |  |  | #REF! | BTU/KWH | [9 empty] | RATE |  |  | #REF!
HEAT RATE - NET HHV |  |  |  | #REF! | BTU/KWH | [9 empty] | TERM | 20 YR |  | 80
[15 empty] | PAYMENT - QUARTER |  |  | #REF!
EQUITY
[8 empty] | SOFT COSTS: | [6 empty] | PERCENT |  | #REF! | #REF!
[9 empty] | TOTAL OWNER INDIRECTS | [5 empty] | POST-TAX RETURN |  | (TARGET) | 9.73%
[9 empty] | OWNER CONTINGENCY | [5 empty] | EQUITY PAYMENT |  |  | #REF! | GOAL SEEK IRR=7.77% UNLEVERED
[17 empty] | IRR | #VALUE!
[17 empty] | NPV | #REF!
[9 empty] | PROJECT MANAGEMENT |  |  | 0
[9 empty] | ENGINEERING SUPPORT |  |  | 0
[9 empty] | FINANCE FEE |  | 0.015 | #REF!
[9 empty] | AFUDC |  | #REF! | #REF!
[9 empty] | CONSTRUCTION MNGMT |  |  | 0
[9 empty] | OWNER CONTINGENCY |  | 0.1 | 0
[9 empty] | PLANT OPS |  |  | 0
[9 empty] | INSURANCE |  | CONST | 0
[9 empty] | ESCALATION ALLOWANCE |  |  | 0
| DEPRECIATION | NEW PLANT - UTILITY |  | #REF! | YR MACRS
[9 empty] | SUB-TOTAL |  | #DIV/0! | 0
| AMORTIZATION |  |  | #REF! | YRS |  |  | TOTAL PROJECT COST |  |  |  | 0
| DISCOUNT RATE |  |  | #REF! |  |  |  | INSTALLED POWER PLANT COST ($/KW) |  |  |  | #REF!
PRO FORMA ANALYSIS:
YEAR |  |  |  | 2016 | 2017 | 2018 | 2019 | 2020 | 2021 | 2022 | 2023 | 2024 | 2025 | 2026 | 2027 | 2028 | 2029 | 2030 | 2031 | 2032 | 2033 | 2034 | 2035 | 2036 | 2037 | 2038 | 2039 | 2040 | 2041 | 2042 | 2043 | 2044 | 2045 | 2046
|  |  |  | 0 | 1 | 2 | 3 | 4 | 5 | 6 | 7 | 8 | 9 | 10 | 11 | 12 | 13 | 14 | 15 | 16 | 17 | 18 | 19 | 20 | 21 | 22 | 23 | 24 | 25 | 26 | 27 | 28 | 29 | 30
ESCALATORS:
| PARTS |  |  |  | #REF! | #REF! | #REF! | #REF! | #REF! | #REF! | #REF! | #REF! | #REF! | #REF! | #REF! | #REF! | #REF! | #REF! | #REF! | #REF! | #REF! | #REF! | #REF! | #REF! | #REF! | #REF! | #REF! | #REF! | #REF! | #REF! | #REF! | #REF! | #REF! | #REF!
| CONSUMABLE ESC. |  |  |  | #REF! | #REF! | #REF! | #REF! | #REF! | #REF! | #REF! | #REF! | #REF! | #REF! | #REF! | #REF! | #REF! | #REF! | #REF! | #REF! | #REF! | #REF! | #REF! | #REF! | #REF! | #REF! | #REF! | #REF! | #REF! | #REF! | #REF! | #REF! | #REF! | #REF!
UNIT COST DATA:
FUEL
| NATURAL GAS | ($/MMBTU) |  | #REF! | #REF! | #REF! | #REF! | #REF! | #REF! | #REF! | #REF! | #REF! | #REF! | #REF! | #REF! | #REF! | #REF! | #REF! | #REF! | #REF! | #REF! | #REF! | #REF! | #REF! | #REF! | #REF! | #REF! | #REF! | #REF! | #REF! | #REF! | #REF! | #REF! | #REF!
| NATURAL GAS ANNUAL DEMAND CHARGE |  |  | -1000 | 15421.2792 | 15421.2792 | 15421.2792 | 15421.2792 | 15421.2792 | 15421.2792 | 15421.2792 | 15421.2792 | 15421.2792 | 15421.2792 | 15421.2792 | 15421.2792 | 15421.2792 | 15421.2792 | 15421.2792 | 15421.2792 | 15421.2792 | 15421.2792 | 15421.2792 | 15421.2792 | 15421.2792 | 15421.2792 | 15421.2792 | 15421.2792 | 15421.2792 | 15421.2792 | 15421.2792 | 15421.2792 | 15421.2792 | 15421.2792
0 | PRICING OPTIONS | MARGINAL
#REF! | POWER | CAPITAL RECOVERY |  | ($/MWH) | #REF! | #REF! | #REF! | #REF! | #REF! | #REF! | #REF! | #REF! | #REF! | #REF! | #REF! | #REF! | #REF! | #REF! | #REF! | #REF! | #REF! | #REF! | #REF! | #REF! | #REF! | #REF! | #REF! | #REF! | #REF! | #REF! | #REF! | #REF! | #REF! | #REF!
|  | FIXED CAPACITY-DB |  | ($/KW-MO) | #REF! | #REF! | #REF! | #REF! | #REF! | #REF! | #REF! | #REF! | #REF! | #REF! | #REF! | #REF! | #REF! | #REF! | #REF! | #REF! | #REF! | #REF! | #REF! | #REF! | #REF! | #REF! | #REF! | #REF! | #REF! | #REF! | #REF! | #REF! | #REF! | #REF!
|  | FIXED CAPACITY-EQ |  | ($/KW-MO) | #REF! | #REF! | #REF! | #REF! | #REF! | #REF! | #REF! | #REF! | #REF! | #REF! | #REF! | #REF! | #REF! | #REF! | #REF! | #REF! | #REF! | #REF! | #REF! | #REF! | #REF! | #REF! | #REF! | #REF! | #REF! | #REF! | #REF! | #REF! | #REF! | #REF!
#REF! |  | OP COST |  | ($/MWH) | #REF! | #REF! | #REF! | #REF! | #REF! | #REF! | #REF! | #REF! | #REF! | #REF! | #REF! | #REF! | #REF! | #REF! | #REF! | #REF! | #REF! | #REF! | #REF! | #REF! | #REF! | #REF! | #REF! | #REF! | #REF! | #REF! | #REF! | #REF! | #REF! | #REF!
#REF! |  | EMISSIONS ALLOWANCE |  | ($/MWH) | #REF! | #REF! | #REF! | #REF! | #REF! | #REF! | #REF! | #REF! | #REF! | #REF! | #REF! | #REF! | #REF! | #REF! | #REF! | #REF! | #REF! | #REF! | #REF! | #REF! | #REF! | #REF! | #REF! | #REF! | #REF! | #REF! | #REF! | #REF! | #REF! | #REF!
#REF! | 30 YR - LEVELIZED | FUEL COST POWER |  | ($/MWH) | #REF! | #REF! | #REF! | #REF! | #REF! | #REF! | #REF! | #REF! | #REF! | #REF! | #REF! | #REF! | #REF! | #REF! | #REF! | #REF! | #REF! | #REF! | #REF! | #REF! | #REF! | #REF! | #REF! | #REF! | #REF! | #REF! | #REF! | #REF! | #REF! | #REF!
| #REF! | TOTAL COST |  | ($/MWH) | #REF! | #REF! | #REF! | #REF! | #REF! | #REF! | #REF! | #REF! | #REF! | #REF! | #REF! | #REF! | #REF! | #REF! | #REF! | #REF! | #REF! | #REF! | #REF! | #REF! | #REF! | #REF! | #REF! | #REF! | #REF! | #REF! | #REF! | #REF! | #REF! | #REF!
| #REF! | TOLLED COST |  | ($/MWH) | #REF! | #REF! | #REF! | #REF! | #REF! | #REF! | #REF! | #REF! | #REF! | #REF! | #REF! | #REF! | #REF! | #REF! | #REF! | #REF! | #REF! | #REF! | #REF! | #REF! | #REF! | #REF! | #REF! | #REF! | #REF! | #REF! | #REF! | #REF! | #REF! | #REF!
PRODUCTION DATA: |  |  |  | 2016 0: AVERAGE
| ELECTRIC ENERGY | (MWH) |  | #REF! | #REF! | #REF! | #REF! | #REF! | #REF! | #REF! | #REF! | #REF! | #REF! | #REF! | #REF! | #REF! | #REF! | #REF! | #REF! | #REF! | #REF! | #REF! | #REF! | #REF! | #REF! | #REF! | #REF! | #REF! | #REF! | #REF! | #REF! | #REF! | #REF! | #REF!
| TOTAL ELECTRIC | (MWH) |  | #REF! | #REF! | #REF! | #REF! | #REF! | #REF! | #REF! | #REF! | #REF! | #REF! | #REF! | #REF! | #REF! | #REF! | #REF! | #REF! | #REF! | #REF! | #REF! | #REF! | #REF! | #REF! | #REF! | #REF! | #REF! | #REF! | #REF! | #REF! | #REF! | #REF! | #REF!
| FCP FUEL | (MMBTU) |  | #REF! | #REF! | #REF! | #REF! | #REF! | #REF! | #REF! | #REF! | #REF! | #REF! | #REF! | #REF! | #REF! | #REF! | #REF! | #REF! | #REF! | #REF! | #REF! | #REF! | #REF! | #REF! | #REF! | #REF! | #REF! | #REF! | #REF! | #REF! | #REF! | #REF! | #REF!
| TOTAL | (MMBTU) |  | #REF! | #REF! | #REF! | #REF! | #REF! | #REF! | #REF! | #REF! | #REF! | #REF! | #REF! | #REF! | #REF! | #REF! | #REF! | #REF! | #REF! | #REF! | #REF! | #REF! | #REF! | #REF! | #REF! | #REF! | #REF! | #REF! | #REF! | #REF! | #REF! | #REF! | #REF!
| AVG HEAT RATE | (BTU/KWH) |  |  | #REF! | #REF! | #REF! | #REF! | #REF! | #REF! | #REF! | #REF! | #REF! | #REF! | #REF! | #REF! | #REF! | #REF! | #REF! | #REF! | #REF! | #REF! | #REF! | #REF! | #REF! | #REF! | #REF! | #REF! | #REF! | #REF! | #REF! | #REF! | #REF! | #REF!
| AVG OUTPUT | (KW) |  |  | #REF! | #REF! | #REF! | #REF! | #REF! | #REF! | #REF! | #REF! | #REF! | #REF! | #REF! | #REF! | #REF! | #REF! | #REF! | #REF! | #REF! | #REF! | #REF! | #REF! | #REF! | #REF! | #REF! | #REF! | #REF! | #REF! | #REF! | #REF! | #REF! | #REF!
| CAPACITY FACTOR | (%) | FIRM | #REF! | #REF! | #REF! | #REF! | #REF! | #REF! | #REF! | #REF! | #REF! | #REF! | #REF! | #REF! | #REF! | #REF! | #REF! | #REF! | #REF! | #REF! | #REF! | #REF! | #REF! | #REF! | #REF! | #REF! | #REF! | #REF! | #REF! | #REF! | #REF! | #REF! | #REF!
| AMMONIA | (TON) |  |  | #REF! | #REF! | #REF! | #REF! | #REF! | #REF! | #REF! | #REF! | #REF! | #REF! | #REF! | #REF! | #REF! | #REF! | #REF! | #REF! | #REF! | #REF! | #REF! | #REF! | #REF! | #REF! | #REF! | #REF! | #REF! | #REF! | #REF! | #REF! | #REF! | #REF!
| MAKEUP WATER | (K-GALLONS) |  |  | #REF! | #REF! | #REF! | #REF! | #REF! | #REF! | #REF! | #REF! | #REF! | #REF! | #REF! | #REF! | #REF! | #REF! | #REF! | #REF! | #REF! | #REF! | #REF! | #REF! | #REF! | #REF! | #REF! | #REF! | #REF! | #REF! | #REF! | #REF! | #REF! | #REF!
| TOWER MAKEUP | (K-GALLONS) |  |  | #REF! | #REF! | #REF! | #REF! | #REF! | #REF! | #REF! | #REF! | #REF! | #REF! | #REF! | #REF! | #REF! | #REF! | #REF! | #REF! | #REF! | #REF! | #REF! | #REF! | #REF! | #REF! | #REF! | #REF! | #REF! | #REF! | #REF! | #REF! | #REF! | #REF!
| WASTE WATER | (K-GALLONS) |  |  | #REF! | #REF! | #REF! | #REF! | #REF! | #REF! | #REF! | #REF! | #REF! | #REF! | #REF! | #REF! | #REF! | #REF! | #REF! | #REF! | #REF! | #REF! | #REF! | #REF! | #REF! | #REF! | #REF! | #REF! | #REF! | #REF! | #REF! | #REF! | #REF! | #REF!
| NOx | (TON) |  |  | #REF! | #REF! | #REF! | #REF! | #REF! | #REF! | #REF! | #REF! | #REF! | #REF! | #REF! | #REF! | #REF! | #REF! | #REF! | #REF! | #REF! | #REF! | #REF! | #REF! | #REF! | #REF! | #REF! | #REF! | #REF! | #REF! | #REF! | #REF! | #REF! | #REF!
| SOx | (TON) |  |  | #REF! | #REF! | #REF! | #REF! | #REF! | #REF! | #REF! | #REF! | #REF! | #REF! | #REF! | #REF! | #REF! | #REF! | #REF! | #REF! | #REF! | #REF! | #REF! | #REF! | #REF! | #REF! | #REF! | #REF! | #REF! | #REF! | #REF! | #REF! | #REF! | #REF!
HDR
#REF!
PROJECT: | 140423 | LG&E 2017 CC
DATE: | #REF!
FILE: | 0 | SHEET 2
REVENUE: |  | -1000
| CAPACITY FIXED |  |  | #REF! | #REF! | #REF! | #REF! | #REF! | #REF! | #REF! | #REF! | #REF! | #REF! | #REF! | #REF! | #REF! | #REF! | #REF! | #REF! | #REF! | #REF! | #REF! | #REF! | #REF! | #REF! | #REF! | #REF! | #REF! | #REF! | #REF! | #REF! | #REF! | #REF! | #REF!
ENERGY
|  | VARIABLE ENERGY |  |  | #REF! | #REF! | #REF! | #REF! | #REF! | #REF! | #REF! | #REF! | #REF! | #REF! | #REF! | #REF! | #REF! | #REF! | #REF! | #REF! | #REF! | #REF! | #REF! | #REF! | #REF! | #REF! | #REF! | #REF! | #REF! | #REF! | #REF! | #REF! | #REF! | #REF!
|  | FUEL |  |  | #REF! | #REF! | #REF! | #REF! | #REF! | #REF! | #REF! | #REF! | #REF! | #REF! | #REF! | #REF! | #REF! | #REF! | #REF! | #REF! | #REF! | #REF! | #REF! | #REF! | #REF! | #REF! | #REF! | #REF! | #REF! | #REF! | #REF! | #REF! | #REF! | #REF!
| TOTAL REVENUE |  |  | #REF! | #REF! | #REF! | #REF! | #REF! | #REF! | #REF! | #REF! | #REF! | #REF! | #REF! | #REF! | #REF! | #REF! | #REF! | #REF! | #REF! | #REF! | #REF! | #REF! | #REF! | #REF! | #REF! | #REF! | #REF! | #REF! | #REF! | #REF! | #REF! | #REF! | #REF!
PRO FORMA ANALYSIS:
YEAR |  |  |  | 2016 | 2017 | 2018 | 2019 | 2020 | 2021 | 2022 | 2023 | 2024 | 2025 | 2026 | 2027 | 2028 | 2029 | 2030 | 2031 | 2032 | 2033 | 2034 | 2035 | 2036 | 2037 | 2038 | 2039 | 2040 | 2041 | 2042 | 2043 | 2044 | 2045 | 2046
|  |  |  | 0 | 1 | 2 | 3 | 4 | 5 | 6 | 7 | 8 | 9 | 10 | 11 | 12 | 13 | 14 | 15 | 16 | 17 | 18 | 19 | 20 | 21 | 22 | 23 | 24 | 25 | 26 | 27 | 28 | 29 | 30
EXPENSES: |  | -1000
| NATURAL GAS CONSUMPTION |  |  |  | #REF! | #REF! | #REF! | #REF! | #REF! | #REF! | #REF! | #REF! | #REF! | #REF! | #REF! | #REF! | #REF! | #REF! | #REF! | #REF! | #REF! | #REF! | #REF! | #REF! | #REF! | #REF! | #REF! | #REF! | #REF! | #REF! | #REF! | #REF! | #REF! | #REF!
| NATURAL GAS ANNUAL DEMAND CHARGE |  |  |  | 15421.2792 | 15421.2792 | 15421.2792 | 15421.2792 | 15421.2792 | 15421.2792 | 15421.2792 | 15421.2792 | 15421.2792 | 15421.2792 | 15421.2792 | 15421.2792 | 15421.2792 | 15421.2792 | 15421.2792 | 15421.2792 | 15421.2792 | 15421.2792 | 15421.2792 | 15421.2792 | 15421.2792 | 15421.2792 | 15421.2792 | 15421.2792 | 15421.2792 | 15421.2792 | 15421.2792 | 15421.2792 | 15421.2792 | 15421.2792
| UNIT COST ($/MWH) |  |  |  | #REF! | #REF! | #REF! | #REF! | #REF! | #REF! | #REF! | #REF! | #REF! | #REF! | #REF! | #REF! | #REF! | #REF! | #REF! | #REF! | #REF! | #REF! | #REF! | #REF! | #REF! | #REF! | #REF! | #REF! | #REF! | #REF! | #REF! | #REF! | #REF! | #REF!
| AMMONIA |  |  |  | #REF! | #REF! | #REF! | #REF! | #REF! | #REF! | #REF! | #REF! | #REF! | #REF! | #REF! | #REF! | #REF! | #REF! | #REF! | #REF! | #REF! | #REF! | #REF! | #REF! | #REF! | #REF! | #REF! | #REF! | #REF! | #REF! | #REF! | #REF! | #REF! | #REF!
| CLARIFIED WATER |  |  |  | #REF! | #REF! | #REF! | #REF! | #REF! | #REF! | #REF! | #REF! | #REF! | #REF! | #REF! | #REF! | #REF! | #REF! | #REF! | #REF! | #REF! | #REF! | #REF! | #REF! | #REF! | #REF! | #REF! | #REF! | #REF! | #REF! | #REF! | #REF! | #REF! | #REF!
| DEMIN WATER |  |  |  | #REF! | #REF! | #REF! | #REF! | #REF! | #REF! | #REF! | #REF! | #REF! | #REF! | #REF! | #REF! | #REF! | #REF! | #REF! | #REF! | #REF! | #REF! | #REF! | #REF! | #REF! | #REF! | #REF! | #REF! | #REF! | #REF! | #REF! | #REF! | #REF! | #REF!
| CHEMICAL FEED |  |  |  | #REF! | #REF! | #REF! | #REF! | #REF! | #REF! | #REF! | #REF! | #REF! | #REF! | #REF! | #REF! | #REF! | #REF! | #REF! | #REF! | #REF! | #REF! | #REF! | #REF! | #REF! | #REF! | #REF! | #REF! | #REF! | #REF! | #REF! | #REF! | #REF! | #REF!
| STARTUP FUEL |  |  |  | #REF! | #REF! | #REF! | #REF! | #REF! | #REF! | #REF! | #REF! | #REF! | #REF! | #REF! | #REF! | #REF! | #REF! | #REF! | #REF! | #REF! | #REF! | #REF! | #REF! | #REF! | #REF! | #REF! | #REF! | #REF! | #REF! | #REF! | #REF! | #REF! | #REF!
| WASTEWATER TREATMENT |  |  |  | #REF! | #REF! | #REF! | #REF! | #REF! | #REF! | #REF! | #REF! | #REF! | #REF! | #REF! | #REF! | #REF! | #REF! | #REF! | #REF! | #REF! | #REF! | #REF! | #REF! | #REF! | #REF! | #REF! | #REF! | #REF! | #REF! | #REF! | #REF! | #REF! | #REF!
| SPARE PARTS |  |  |  | 1156 | #REF! | #REF! | #REF! | #REF! | #REF! | #REF! | #REF! | #REF! | #REF! | #REF! | #REF! | #REF! | #REF! | #REF! | #REF! | #REF! | #REF! | #REF! | #REF! | #REF! | #REF! | #REF! | #REF! | #REF! | #REF! | #REF! | #REF! | #REF! | #REF!
| VARIABLE MAINTENANCE PARTS AND LABOR |  |  |  | #REF! | #REF! | #REF! | #REF! | #REF! | #REF! | #REF! | #REF! | #REF! | #REF! | #REF! | #REF! | #REF! | #REF! | #REF! | #REF! | #REF! | #REF! | #REF! | #REF! | #REF! | #REF! | #REF! | #REF! | #REF! | #REF! | #REF! | #REF! | #REF! | #REF!
| FIXED MAINTENANCE PARTS AND LABOR |  |  |  | #REF! | #REF! | #REF! | #REF! | #REF! | #REF! | #REF! | #REF! | #REF! | #REF! | #REF! | #REF! | #REF! | #REF! | #REF! | #REF! | #REF! | #REF! | #REF! | #REF! | #REF! | #REF! | #REF! | #REF! | #REF! | #REF! | #REF! | #REF! | #REF! | #REF!
| FIXED O&M | #REF! | #REF! |  | #REF! | #REF! | #REF! | #REF! | #REF! | #REF! | #REF! | #REF! | #REF! | #REF! | #REF! | #REF! | #REF! | #REF! | #REF! | #REF! | #REF! | #REF! | #REF! | #REF! | #REF! | #REF! | #REF! | #REF! | #REF! | #REF! | #REF! | #REF! | #REF! | #REF!
| MISC EXPENSES |  |  |  | #REF! | #REF! | #REF! | #REF! | #REF! | #REF! | #REF! | #REF! | #REF! | #REF! | #REF! | #REF! | #REF! | #REF! | #REF! | #REF! | #REF! | #REF! | #REF! | #REF! | #REF! | #REF! | #REF! | #REF! | #REF! | #REF! | #REF! | #REF! | #REF! | #REF!
| INSURANCES |  |  |  | #REF! | #REF! | #REF! | #REF! | #REF! | #REF! | #REF! | #REF! | #REF! | #REF! | #REF! | #REF! | #REF! | #REF! | #REF! | #REF! | #REF! | #REF! | #REF! | #REF! | #REF! | #REF! | #REF! | #REF! | #REF! | #REF! | #REF! | #REF! | #REF! | #REF!
| PROPERTY TAXES |  |  |  | #REF! | #REF! | #REF! | #REF! | #REF! | #REF! | #REF! | #REF! | #REF! | #REF! | #REF! | #REF! | #REF! | #REF! | #REF! | #REF! | #REF! | #REF! | #REF! | #REF! | #REF! | #REF! | #REF! | #REF! | #REF! | #REF! | #REF! | #REF! | #REF! | #REF!
| LAND LEASE |  |  |  | 0 | 0 | 0 | 0 | 0 | 0 | 0 | 0 | 0 | 0 | 0 | 0 | 0 | 0 | 0 | 0 | 0 | 0 | 0 | 0 | 0 | 0 | 0 | 0 | 0 | 0 | 0 | 0 | 0 | 0
LEVELIZED
| Fixed ($/MWH) |  |  | #REF! | #REF! | #REF! | #REF! | #REF! | #REF! | #REF! | #REF! | #REF! | #REF! | #REF! | #REF! | #REF! | #REF! | #REF! | #REF! | #REF! | #REF! | #REF! | #REF! | #REF! | #REF! | #REF! | #REF! | #REF! | #REF! | #REF! | #REF! | #REF! | #REF! | #REF!
| Variable ($/MWH) |  |  | #REF! | #REF! | #REF! | #REF! | #REF! | #REF! | #REF! | #REF! | #REF! | #REF! | #REF! | #REF! | #REF! | #REF! | #REF! | #REF! | #REF! | #REF! | #REF! | #REF! | #REF! | #REF! | #REF! | #REF! | #REF! | #REF! | #REF! | #REF! | #REF! | #REF! | #REF!
| Consumables ($/MWH) |  |  | #REF! | #REF! | #REF! | #REF! | #REF! | #REF! | #REF! | #REF! | #REF! | #REF! | #REF! | #REF! | #REF! | #REF! | #REF! | #REF! | #REF! | #REF! | #REF! | #REF! | #REF! | #REF! | #REF! | #REF! | #REF! | #REF! | #REF! | #REF! | #REF! | #REF! | #REF!
NPV
| TOTAL OPERATING COST |  |  | #REF! | #REF! | #REF! | #REF! | #REF! | #REF! | #REF! | #REF! | #REF! | #REF! | #REF! | #REF! | #REF! | #REF! | #REF! | #REF! | #REF! | #REF! | #REF! | #REF! | #REF! | #REF! | #REF! | #REF! | #REF! | #REF! | #REF! | #REF! | #REF! | #REF! | #REF!
| UNIT COST ($/MWH) |  |  | #REF! | #REF! | #REF! | #REF! | #REF! | #REF! | #REF! | #REF! | #REF! | #REF! | #REF! | #REF! | #REF! | #REF! | #REF! | #REF! | #REF! | #REF! | #REF! | #REF! | #REF! | #REF! | #REF! | #REF! | #REF! | #REF! | #REF! | #REF! | #REF! | #REF! | #REF!
LEVELIZED
| NOx |  |  | #REF! | #REF! | #REF! | #REF! | #REF! | #REF! | #REF! | #REF! | #REF! | #REF! | #REF! | #REF! | #REF! | #REF! | #REF! | #REF! | #REF! | #REF! | #REF! | #REF! | #REF! | #REF! | #REF! | #REF! | #REF! | #REF! | #REF! | #REF! | #REF! | #REF! | #REF!
| OZONE NOx |  |  | #REF! | #REF! | #REF! | #REF! | #REF! | #REF! | #REF! | #REF! | #REF! | #REF! | #REF! | #REF! | #REF! | #REF! | #REF! | #REF! | #REF! | #REF! | #REF! | #REF! | #REF! | #REF! | #REF! | #REF! | #REF! | #REF! | #REF! | #REF! | #REF! | #REF! | #REF!
| SO2 |  |  | #REF! | #REF! | #REF! | #REF! | #REF! | #REF! | #REF! | #REF! | #REF! | #REF! | #REF! | #REF! | #REF! | #REF! | #REF! | #REF! | #REF! | #REF! | #REF! | #REF! | #REF! | #REF! | #REF! | #REF! | #REF! | #REF! | #REF! | #REF! | #REF! | #REF! | #REF!
NET OPERATING INCOME |  |  |  | #REF! | #REF! | #REF! | #REF! | #REF! | #REF! | #REF! | #REF! | #REF! | #REF! | #REF! | #REF! | #REF! | #REF! | #REF! | #REF! | #REF! | #REF! | #REF! | #REF! | #REF! | #REF! | #REF! | #REF! | #REF! | #REF! | #REF! | #REF! | #REF! | #REF! | #REF!
| DEPRECIATION |  |  | 100% | 0 | 0 | 0 | 0 | 0 | 0 | 0 | 0 | 0 | 0 | 0 | 0 | 0 | 0 | 0 | 0 | 0 | 0 | 0 | 0 | 0 | 0 | 0 | 0 | 0 | 0 | 0 | 0 | 0 | 0
| AMORTIZATION |  |  |  | #REF! | #REF! | #REF! | #REF! | #REF! | #REF! | #REF! | #REF! | #REF! | #REF! | #REF! | #REF! | #REF! | #REF! | #REF! | #REF! | #REF! | #REF! | #REF! | #REF! | #REF! | #REF! | #REF! | #REF! | #REF! | #REF! | #REF! | #REF! | #REF! | #REF!
| BOOK DEPRECIATION |  |  |  | #REF! | #REF! | #REF! | #REF! | #REF! | #REF! | #REF! | #REF! | #REF! | #REF! | #REF! | #REF! | #REF! | #REF! | #REF! | #REF! | #REF! | #REF! | #REF! | #REF! | #REF! | #REF! | #REF! | #REF! | #REF! | #REF! | #REF! | #REF! | #REF! | #REF!
| TOTAL CUMULATIVE DEP/AMORT |  |  |  | #REF! | #REF! | #REF! | #REF! | #REF! | #REF! | #REF! | #REF! | #REF! | #REF! | #REF! | #REF! | #REF! | #REF! | #REF! | #REF! | #REF! | #REF! | #REF! | #REF! | #REF! | #REF! | #REF! | #REF! | #REF! | #REF! | #REF! | #REF! | #REF! | #REF!
| NET BOOK VALUE |  |  |  | #REF! | #REF! | #REF! | #REF! | #REF! | #REF! | #REF! | #REF! | #REF! | #REF! | #REF! | #REF! | #REF! | #REF! | #REF! | #REF! | #REF! | #REF! | #REF! | #REF! | #REF! | #REF! | #REF! | #REF! | #REF! | #REF! | #REF! | #REF! | #REF! | #REF!
| TOTAL NON-CASH CHARGES |  |  |  | #REF! | #REF! | #REF! | #REF! | #REF! | #REF! | #REF! | #REF! | #REF! | #REF! | #REF! | #REF! | #REF! | #REF! | #REF! | #REF! | #REF! | #REF! | #REF! | #REF! | #REF! | #REF! | #REF! | #REF! | #REF! | #REF! | #REF! | #REF! | #REF! | #REF!
| UNIT COST ($/MWH) |  | EXPENSE |  | #REF! | #REF! | #REF! | #REF! | #REF! | #REF! | #REF! | #REF! | #REF! | #REF! | #REF! | #REF! | #REF! | #REF! | #REF! | #REF! | #REF! | #REF! | #REF! | #REF! | #REF! | #REF! | #REF! | #REF! | #REF! | #REF! | #REF! | #REF! | #REF! | #REF!
EARNINGS BEFORE INTEREST & TAXES (EBIT) |  |  |  |  | #REF! | #REF! | #REF! | #REF! | #REF! | #REF! | #REF! | #REF! | #REF! | #REF! | #REF! | #REF! | #REF! | #REF! | #REF! | #REF! | #REF! | #REF! | #REF! | #REF! | #REF! | #REF! | #REF! | #REF! | #REF! | #REF! | #REF! | #REF! | #REF! | #REF!
DEBT SERVICE: |  |  |  | 2026 10: 10 YR; 2031 15: 15 YR; 2036 20: 20 YR; 2041 25: 25 YR; 2046 30: 30 YR
| TOTAL PAYMENT |  |  |  | #REF! | #REF! | #REF! | #REF! | #REF! | #REF! | #REF! | #REF! | #REF! | #REF! | #REF! | #REF! | #REF! | #REF! | #REF! | #REF! | #REF! | #REF! | #REF! | #REF! | 0 | 0 | 0 | 0 | 0 | 0 | 0 | 0 | 0 | 0
| INTEREST PAYMENT |  |  |  | #REF! | #REF! | #REF! | #REF! | #REF! | #REF! | #REF! | #REF! | #REF! | #REF! | #REF! | #REF! | #REF! | #REF! | #REF! | #REF! | #REF! | #REF! | #REF! | #REF! | 0 | 0 | 0 | 0 | 0 | 0 | 0 | 0 | 0 | 0
| PRINCIPAL PAYMENTS |  |  |  | #REF! | #REF! | #REF! | #REF! | #REF! | #REF! | #REF! | #REF! | #REF! | #REF! | #REF! | #REF! | #REF! | #REF! | #REF! | #REF! | #REF! | #REF! | #REF! | #REF! | 0 | 0 | 0 | 0 | 0 | 0 | 0 | 0 | 0 | 0
TAX BASIS |  |  |  |  | #REF! | #REF! | #REF! | #REF! | #REF! | #REF! | #REF! | #REF! | #REF! | #REF! | #REF! | #REF! | #REF! | #REF! | #REF! | #REF! | #REF! | #REF! | #REF! | #REF! | #REF! | #REF! | #REF! | #REF! | #REF! | #REF! | #REF! | #REF! | #REF! | #REF!
INCOME TAXES
| US |  | #REF! |  | #REF! | #REF! | #REF! | #REF! | #REF! | #REF! | #REF! | #REF! | #REF! | #REF! | #REF! | #REF! | #REF! | #REF! | #REF! | #REF! | #REF! | #REF! | #REF! | #REF! | #REF! | #REF! | #REF! | #REF! | #REF! | #REF! | #REF! | #REF! | #REF! | #REF!
| GROSS RECIEPTS |  | 0% |  | #REF! | #REF! | #REF! | #REF! | #REF! | #REF! | #REF! | #REF! | #REF! | #REF! | #REF! | #REF! | #REF! | #REF! | #REF! | #REF! | #REF! | #REF! | #REF! | #REF! | #REF! | #REF! | #REF! | #REF! | #REF! | #REF! | #REF! | #REF! | #REF! | #REF!
CASH BASIS:
| NET OPERATING INCOME (NOI) |  |  |  | #REF! | #REF! | #REF! | #REF! | #REF! | #REF! | #REF! | #REF! | #REF! | #REF! | #REF! | #REF! | #REF! | #REF! | #REF! | #REF! | #REF! | #REF! | #REF! | #REF! | #REF! | #REF! | #REF! | #REF! | #REF! | #REF! | #REF! | #REF! | #REF! | #REF!
NPV
| NET BEFORE TAX CASHFLOW |  |  | #REF! | #REF! | #REF! | #REF! | #REF! | #REF! | #REF! | #REF! | #REF! | #REF! | #REF! | #REF! | #REF! | #REF! | #REF! | #REF! | #REF! | #REF! | #REF! | #REF! | #REF! | #REF! | #REF! | #REF! | #REF! | #REF! | #REF! | #REF! | #REF! | #REF! | #REF!
NPV
| LESS TAXES |  |  | #REF! | #REF! | #REF! | #REF! | #REF! | #REF! | #REF! | #REF! | #REF! | #REF! | #REF! | #REF! | #REF! | #REF! | #REF! | #REF! | #REF! | #REF! | #REF! | #REF! | #REF! | #REF! | #REF! | #REF! | #REF! | #REF! | #REF! | #REF! | #REF! | #REF! | #REF!
| NET AFTER TAX CASH |  |  | #REF! | #REF! | #REF! | #REF! | #REF! | #REF! | #REF! | #REF! | #REF! | #REF! | #REF! | #REF! | #REF! | #REF! | #REF! | #REF! | #REF! | #REF! | #REF! | #REF! | #REF! | #REF! | #REF! | #REF! | #REF! | #REF! | #REF! | #REF! | #REF! | #REF! | #REF!
|  |  | NPV | 2016 0: #REF!
|  |  | IRR | 2016 0: #VALUE!
| DEBT SERVICE COVERAGE |  |  | 2016 0: AVERAGE
|  | AFTER TAX |  | #REF! | #REF! | #REF! | #REF! | #REF! | #REF! | #REF! | #REF! | #REF! | #REF! | #REF! | #REF! | #REF! | #REF! | #REF! | #REF! | #REF! | #REF! | #REF! | #REF! | #REF! | #REF! | #REF! | #REF! | #REF! | #REF! | #REF! | #REF! | #REF! | #REF! | #REF!
|  | BEFORE TAX |  | #REF! | #REF! | #REF! | #REF! | #REF! | #REF! | #REF! | #REF! | #REF! | #REF! | #REF! | #REF! | #REF! | #REF! | #REF! | #REF! | #REF! | #REF! | #REF! | #REF! | #REF! | #REF! | #REF! | #REF! | #REF! | #REF! | #REF! | #REF! | #REF! | #REF! | #REF!
| EQUITY RETURN: | 100%
|  | PRE-TAX |  |  | #REF! | #REF! | #REF! | #REF! | #REF! | #REF! | #REF! | #REF! | #REF! | #REF! | #REF! | #REF! | #REF! | #REF! | #REF! | #REF! | #REF! | #REF! | #REF! | #REF! | #REF! | #REF! | #REF! | #REF! | #REF! | #REF! | #REF! | #REF! | #REF! | #REF!
|  |  | AVG | 2016 0: ROIC; 2017 1: #REF!
|  | POST-TAX |  |  | #REF! | #REF! | #REF! | #REF! | #REF! | #REF! | #REF! | #REF! | #REF! | #REF! | #REF! | #REF! | #REF! | #REF! | #REF! | #REF! | #REF! | #REF! | #REF! | #REF! | #REF! | #REF! | #REF! | #REF! | #REF! | #REF! | #REF! | #REF! | #REF! | #REF!
|  |  | AVG | 2016 0: ROIC; 2017 1: #REF!
HDR |  |  |  | ROA | #REF! | #REF! | #REF! | #REF! | #REF! | #REF! | #REF! | #REF! | #REF! | #REF! | #REF! | #REF! | #REF! | #REF! | #REF! | #REF! | #REF! | #REF! | #REF! | #REF! | #REF! | #REF! | #REF! | #REF! | #REF! | #REF! | #REF! | #REF! | #REF! | #REF!
#REF! |  |  |  | 2016 0: 20 YR - AVG; 2017 1: #REF!
PROJECT: | 140423 | LG&E 2017 CC |  | 2016 0: 40 YR - AVG; 2017 1: #REF!
DATE: | #REF!
FILE: | 0
DEBT SCHEDULE:
[5 empty] | PERIOD | PRINCIP | INTEREST | PAYMENT |  | PERIOD | PRINCIP | INTEREST | PAYMT
#REF!
[5 empty] | 1 | #REF! | #REF! | #REF! |  | 61 | #REF! | #REF! | #REF!
[5 empty] | 2 | #REF! | #REF! | #REF! |  | 62 | #REF! | #REF! | #REF!
[5 empty] | 3 | #REF! | #REF! | #REF! |  | 63 | #REF! | #REF! | #REF!
[5 empty] | 4 | #REF! | #REF! | #REF! | #REF! | 64 | #REF! | #REF! | #REF! | #REF!
[5 empty] | 5 | #REF! | #REF! | #REF! |  | 65 | #REF! | #REF! | #REF!
[5 empty] | 6 | #REF! | #REF! | #REF! |  | 66 | #REF! | #REF! | #REF!
[5 empty] | 7 | #REF! | #REF! | #REF! |  | 67 | #REF! | #REF! | #REF!
[5 empty] | 8 | #REF! | #REF! | #REF! | #REF! | 68 | #REF! | #REF! | #REF! | #REF!
[5 empty] | 9 | #REF! | #REF! | #REF! |  | 69 | #REF! | #REF! | #REF!
[5 empty] | 10 | #REF! | #REF! | #REF! |  | 70 | #REF! | #REF! | #REF!
[5 empty] | 11 | #REF! | #REF! | #REF! |  | 71 | #REF! | #REF! | #REF!
[5 empty] | 12 | #REF! | #REF! | #REF! | #REF! | 72 | #REF! | #REF! | #REF! | #REF!
[5 empty] | 13 | #REF! | #REF! | #REF! |  | 73 | #REF! | #REF! | #REF!
[5 empty] | 14 | #REF! | #REF! | #REF! |  | 74 | #REF! | #REF! | #REF!
[5 empty] | 15 | #REF! | #REF! | #REF! |  | 75 | #REF! | #REF! | #REF!
[5 empty] | 16 | #REF! | #REF! | #REF! | #REF! | 76 | #REF! | #REF! | #REF! | #REF!
[5 empty] | 17 | #REF! | #REF! | #REF! |  | 77 | #REF! | #REF! | #REF!
[5 empty] | 18 | #REF! | #REF! | #REF! |  | 78 | #REF! | #REF! | #REF!
[5 empty] | 19 | #REF! | #REF! | #REF! |  | 79 | #REF! | #REF! | #REF!
[5 empty] | 20 | #REF! | #REF! | #REF! | #REF! | 80 | #REF! | #REF! | #REF! | #REF!
[5 empty] | 21 | #REF! | #REF! | #REF! |  | 81 | #REF! | #REF! | #REF!
[5 empty] | 22 | #REF! | #REF! | #REF! |  | 82 | #REF! | #REF! | #REF!
[5 empty] | 23 | #REF! | #REF! | #REF! |  | 83 | #REF! | #REF! | #REF!
[5 empty] | 24 | #REF! | #REF! | #REF! | #REF! | 84 | #REF! | #REF! | #REF! | #REF!
[5 empty] | 25 | #REF! | #REF! | #REF! |  | 85 | #REF! | #REF! | #REF!
[5 empty] | 26 | #REF! | #REF! | #REF! |  | 86 | #REF! | #REF! | #REF!
[5 empty] | 27 | #REF! | #REF! | #REF! |  | 87 | #REF! | #REF! | #REF!
[5 empty] | 28 | #REF! | #REF! | #REF! | #REF! | 88 | #REF! | #REF! | #REF! | #REF!
[5 empty] | 29 | #REF! | #REF! | #REF! |  | 89 | #REF! | #REF! | #REF!
[5 empty] | 30 | #REF! | #REF! | #REF! |  | 90 | #REF! | #REF! | #REF!
[5 empty] | 31 | #REF! | #REF! | #REF! |  | 91 | #REF! | #REF! | #REF!
[5 empty] | 32 | #REF! | #REF! | #REF! | #REF! | 92 | #REF! | #REF! | #REF! | #REF!
[5 empty] | 33 | #REF! | #REF! | #REF! |  | 93 | #REF! | #REF! | #REF!
[5 empty] | 34 | #REF! | #REF! | #REF! |  | 94 | #REF! | #REF! | #REF!
[5 empty] | 35 | #REF! | #REF! | #REF! |  | 95 | #REF! | #REF! | #REF!
[5 empty] | 36 | #REF! | #REF! | #REF! | #REF! | 96 | #REF! | #REF! | #REF! | #REF!
[5 empty] | 37 | #REF! | #REF! | #REF! |  | 97 | #REF! | #REF! | #REF!
[5 empty] | 38 | #REF! | #REF! | #REF! |  | 98 | #REF! | #REF! | #REF!
[5 empty] | 39 | #REF! | #REF! | #REF! |  | 99 | #REF! | #REF! | #REF!
[5 empty] | 40 | #REF! | #REF! | #REF! | #REF! | 100 | #REF! | #REF! | #REF! | #REF!
[5 empty] | 41 | #REF! | #REF! | #REF!
[5 empty] | 42 | #REF! | #REF! | #REF!
[5 empty] | 43 | #REF! | #REF! | #REF!
[5 empty] | 44 | #REF! | #REF! | #REF! | #REF!
[5 empty] | 45 | #REF! | #REF! | #REF!
[5 empty] | 46 | #REF! | #REF! | #REF!
[5 empty] | 47 | #REF! | #REF! | #REF!
[5 empty] | 48 | #REF! | #REF! | #REF! | #REF!
[5 empty] | 49 | #REF! | #REF! | #REF!
[5 empty] | 50 | #REF! | #REF! | #REF!
[5 empty] | 51 | #REF! | #REF! | #REF!
[5 empty] | 52 | #REF! | #REF! | #REF! | #REF!
[5 empty] | 53 | #REF! | #REF! | #REF!
[5 empty] | 54 | #REF! | #REF! | #REF!
[5 empty] | 55 | #REF! | #REF! | #REF!
[5 empty] | 56 | #REF! | #REF! | #REF! | #REF!
[5 empty] | 57 | #REF! | #REF! | #REF!
[5 empty] | 58 | #REF! | #REF! | #REF!
[5 empty] | 59 | #REF! | #REF! | #REF!
[5 empty] | 60 | #REF! | #REF! | #REF! | #REF!

## Option 9 Dispatch (hidden)
HDR
#REF!
PROJECT: | 140423 | CANE RUN CC
DATE: | #REF!
FILE: | 0 | SHEET 4
PERFORMANCE & OPERATING COST SUMMARY: |  |  | 0
YEAR |  |  |  |  | 2016 | 2017 | 2018 | 2019 | 2020 | 2021 | 2022 | 2023 | 2024 | 2025 | 2026 | 2027 | 2028 | 2029 | 2030 | 2031 | 2032 | 2033 | 2034 | 2035 | 2036 | 2037 | 2038 | 2039 | 2040 | 2041 | 2042 | 2043 | 2044 | 2045
YEAR |  |  |  |  | 1 | 2 | 3 | 4 | 5 | 6 | 7 | 8 | 9 | 10 | 11 | 12 | 13 | 14 | 15 | 16 | 17 | 18 | 19 | 20 | 21 | 22 | 23 | 24 | 25 | 26 | 27 | 28 | 29 | 30
OPERATIONAL SCHEDULE:
| MAJOR MAINT |  | (DAYS/YR) |  | 6 | 6 | 15 | 6 | 25 | 6 | 6 | 15 | 6 | 25 | 6 | 6 | 15 | 6 | 25 | 6 | 6 | 15 | 6 | 25 | 6 | 6 | 15 | 6 | 25 | 6 | 6 | 15 | 6 | 25
| STARTS |  | (ANNUAL HOT) |  | #REF! | #REF! | #REF! | #REF! | #REF! | #REF! | #REF! | #REF! | #REF! | #REF! | #REF! | #REF! | #REF! | #REF! | #REF! | #REF! | #REF! | #REF! | #REF! | #REF! | #REF! | #REF! | #REF! | #REF! | #REF! | #REF! | #REF! | #REF! | #REF! | #REF!
|  |  | (ANNUAL COLD) |  | #REF! | #REF! | #REF! | #REF! | #REF! | #REF! | #REF! | #REF! | #REF! | #REF! | #REF! | #REF! | #REF! | #REF! | #REF! | #REF! | #REF! | #REF! | #REF! | #REF! | #REF! | #REF! | #REF! | #REF! | #REF! | #REF! | #REF! | #REF! | #REF! | #REF!
| SCH OUTAGE |  | (HOURS) |  | 144 | 144 | 360 | 144 | 600 | 144 | 144 | 360 | 144 | 600 | 144 | 144 | 360 | 144 | 600 | 144 | 144 | 360 | 144 | 600 | 144 | 144 | 360 | 144 | 600 | 144 | 144 | 360 | 144 | 600
| FO RATE |  | (%) |  | #REF! | #REF! | #REF! | #REF! | #REF! | #REF! | #REF! | #REF! | #REF! | #REF! | #REF! | #REF! | #REF! | #REF! | #REF! | #REF! | #REF! | #REF! | #REF! | #REF! | #REF! | #REF! | #REF! | #REF! | #REF! | #REF! | #REF! | #REF! | #REF! | #REF!
| FORCED OUTAGE |  | (HOURS) |  | #REF! | #REF! | #REF! | #REF! | #REF! | #REF! | #REF! | #REF! | #REF! | #REF! | #REF! | #REF! | #REF! | #REF! | #REF! | #REF! | #REF! | #REF! | #REF! | #REF! | #REF! | #REF! | #REF! | #REF! | #REF! | #REF! | #REF! | #REF! | #REF! | #REF!
| TOTAL OUTAGE |  | (HOURS) |  | #REF! | #REF! | #REF! | #REF! | #REF! | #REF! | #REF! | #REF! | #REF! | #REF! | #REF! | #REF! | #REF! | #REF! | #REF! | #REF! | #REF! | #REF! | #REF! | #REF! | #REF! | #REF! | #REF! | #REF! | #REF! | #REF! | #REF! | #REF! | #REF! | #REF!
| AVAILABLE HOURS |  | (ANNUAL) |  | #REF! | #REF! | #REF! | #REF! | #REF! | #REF! | #REF! | #REF! | #REF! | #REF! | #REF! | #REF! | #REF! | #REF! | #REF! | #REF! | #REF! | #REF! | #REF! | #REF! | #REF! | #REF! | #REF! | #REF! | #REF! | #REF! | #REF! | #REF! | #REF! | #REF!
| COMBINED CAPACITY FACTOR | BASE | (%) |  | #REF! | #REF! | #REF! | #REF! | #REF! | #REF! | #REF! | #REF! | #REF! | #REF! | #REF! | #REF! | #REF! | #REF! | #REF! | #REF! | #REF! | #REF! | #REF! | #REF! | #REF! | #REF! | #REF! | #REF! | #REF! | #REF! | #REF! | #REF! | #REF! | #REF!
| COMBINED CAPACITY FACTOR | PT LOAD | (%) | bar: 2016 1 to 2045 30
| BASE LOAD HOURS | #REF! | (HOURS) | #REF! | #REF! | #REF! | #REF! | #REF! | #REF! | #REF! | #REF! | #REF! | #REF! | #REF! | #REF! | #REF! | #REF! | #REF! | #REF! | #REF! | #REF! | #REF! | #REF! | #REF! | #REF! | #REF! | #REF! | #REF! | #REF! | #REF! | #REF! | #REF! | #REF! | #REF!
| PART LOAD HOURS | 0% | (HOURS) | 0 | 0 | 0 | 0 | 0 | 0 | 0 | 0 | 0 | 0 | 0 | 0 | 0 | 0 | 0 | 0 | 0 | 0 | 0 | 0 | 0 | 0 | 0 | 0 | 0 | 0 | 0 | 0 | 0 | 0 | 0
|  |  | BASE CAPACITY |  | 2016 1: #REF!; 2017 2: KW; 2018 3: PER UNIT; 2020 5: PART LD CAPACITY; 2023 8: KW; 2024 9: STG
PERFORMANCE DATA: |  |  |  |  | 2016 1: #REF!; 2017 2: BTU/KWH; 2018 3: HR -GROSS; 2023 8: BTU/KWH; 2024 9: HR-GROSS
|  |  | HP STEAM PRODUCTION |  | 2016 1: #REF!; 2017 2: T/HR; 2020 5: FUEL HEATING VALUE; 2022 7: #REF!; 2023 8: btu/lb
BASE LOAD
UNITS OPERATING | bar: 2016 1 to 2045 30
| DEGRADATION-OUTPUT |  | (%) |  | 1.6% | 2.17% | 2.625% | 1.9% | 2.376% | 2.05% | 2.532% | 2.894% | 2.2% | 2.64% | 2.2% | 2.64% | 2.948% | 2.2% | 2.64% | 2.2% | 2.64% | 2.948% | 2.2% | 2.64% | 2.2% | 2.64% | 2.948% | 2.2% | 2.64% | 2.2% | 2.64% | 2.948% | 2.2% | 2.64%
| DEGRADATION-THERMAL |  | (%) |  | 0.96% | 1.302% | 1.575% | 1.14% | 1.426% | 1.23% | 1.519% | 1.737% | 1.32% | 1.584% | 1.32% | 1.584% | 1.769% | 1.32% | 1.584% | 1.32% | 1.584% | 1.769% | 1.32% | 1.584% | 1.32% | 1.584% | 1.769% | 1.32% | 1.584% | 1.32% | 1.584% | 1.769% | 1.32% | 1.584%
| OUTPUT - GROSS | TOTAL | KW |  | #REF! | #REF! | #REF! | #REF! | #REF! | #REF! | #REF! | #REF! | #REF! | #REF! | #REF! | #REF! | #REF! | #REF! | #REF! | #REF! | #REF! | #REF! | #REF! | #REF! | #REF! | #REF! | #REF! | #REF! | #REF! | #REF! | #REF! | #REF! | #REF! | #REF!
| OUTPUT - NET |  | KW | #REF! | #REF! | #REF! | #REF! | #REF! | #REF! | #REF! | #REF! | #REF! | #REF! | #REF! | #REF! | #REF! | #REF! | #REF! | #REF! | #REF! | #REF! | #REF! | #REF! | #REF! | #REF! | #REF! | #REF! | #REF! | #REF! | #REF! | #REF! | #REF! | #REF! | #REF!
| FUEL RATE |  | (MMBTU/HR) |  | #REF! | #REF! | #REF! | #REF! | #REF! | #REF! | #REF! | #REF! | #REF! | #REF! | #REF! | #REF! | #REF! | #REF! | #REF! | #REF! | #REF! | #REF! | #REF! | #REF! | #REF! | #REF! | #REF! | #REF! | #REF! | #REF! | #REF! | #REF! | #REF! | #REF!
| HEAT RATE - NET |  | (BTU/KWH) | #REF! | #REF! | #REF! | #REF! | #REF! | #REF! | #REF! | #REF! | #REF! | #REF! | #REF! | #REF! | #REF! | #REF! | #REF! | #REF! | #REF! | #REF! | #REF! | #REF! | #REF! | #REF! | #REF! | #REF! | #REF! | #REF! | #REF! | #REF! | #REF! | #REF! | #REF!
CONSUMABLE RATES:
| AMMONIA |  | LB/LB FUEL |  | 2016 1: #REF!
| CLARIFIED WATER |  | GALLONS/MWH |  | 2016 1: #REF!
| DEMINERALIZED WTR |  | GALLONS/MWH |  | 2016 1: #REF!
| STARTUP FUEL |  | MMBTU/HOT START |  | 2016 1: #REF!
| STARTUP FUEL |  | MMBTU/COLD START |  | 2016 1: #REF!
PRODUCTION RATES:
| WASTE WATER |  | GALLONS/MWH |  | 2016 1: #REF!
| NOx |  | LB/MMBTU |  | 2016 1: #REF!
| SOx |  | LB/MMBTU |  | 2016 1: #REF!
PRODUCTION/USAGE DATA: |  | (ANNUAL)
| GROSS GENERATION |  | (MWH) |  | #REF! | #REF! | #REF! | #REF! | #REF! | #REF! | #REF! | #REF! | #REF! | #REF! | #REF! | #REF! | #REF! | #REF! | #REF! | #REF! | #REF! | #REF! | #REF! | #REF! | #REF! | #REF! | #REF! | #REF! | #REF! | #REF! | #REF! | #REF! | #REF! | #REF!
| NET GENERATION |  | (MWH) |  | #REF! | #REF! | #REF! | #REF! | #REF! | #REF! | #REF! | #REF! | #REF! | #REF! | #REF! | #REF! | #REF! | #REF! | #REF! | #REF! | #REF! | #REF! | #REF! | #REF! | #REF! | #REF! | #REF! | #REF! | #REF! | #REF! | #REF! | #REF! | #REF! | #REF!
| TOTAL NET GENERATION |  | (MWH) | #REF! | #REF! | #REF! | #REF! | #REF! | #REF! | #REF! | #REF! | #REF! | #REF! | #REF! | #REF! | #REF! | #REF! | #REF! | #REF! | #REF! | #REF! | #REF! | #REF! | #REF! | #REF! | #REF! | #REF! | #REF! | #REF! | #REF! | #REF! | #REF! | #REF! | #REF!
| STARTUP FUEL |  | (MMBTU) |  | #REF! | #REF! | #REF! | #REF! | #REF! | #REF! | #REF! | #REF! | #REF! | #REF! | #REF! | #REF! | #REF! | #REF! | #REF! | #REF! | #REF! | #REF! | #REF! | #REF! | #REF! | #REF! | #REF! | #REF! | #REF! | #REF! | #REF! | #REF! | #REF! | #REF!
| OPERATING FUEL |  | (MMBTU) |  | #REF! | #REF! | #REF! | #REF! | #REF! | #REF! | #REF! | #REF! | #REF! | #REF! | #REF! | #REF! | #REF! | #REF! | #REF! | #REF! | #REF! | #REF! | #REF! | #REF! | #REF! | #REF! | #REF! | #REF! | #REF! | #REF! | #REF! | #REF! | #REF! | #REF!
| OPERATING FUEL |  | (TON) |  | #REF! | #REF! | #REF! | #REF! | #REF! | #REF! | #REF! | #REF! | #REF! | #REF! | #REF! | #REF! | #REF! | #REF! | #REF! | #REF! | #REF! | #REF! | #REF! | #REF! | #REF! | #REF! | #REF! | #REF! | #REF! | #REF! | #REF! | #REF! | #REF! | #REF!
| TOTAL OPERATING FUEL |  | (MMBTU) |  | #REF! | #REF! | #REF! | #REF! | #REF! | #REF! | #REF! | #REF! | #REF! | #REF! | #REF! | #REF! | #REF! | #REF! | #REF! | #REF! | #REF! | #REF! | #REF! | #REF! | #REF! | #REF! | #REF! | #REF! | #REF! | #REF! | #REF! | #REF! | #REF! | #REF!
| TOTAL OPERATING FUEL |  | (TON) |  | #REF! | #REF! | #REF! | #REF! | #REF! | #REF! | #REF! | #REF! | #REF! | #REF! | #REF! | #REF! | #REF! | #REF! | #REF! | #REF! | #REF! | #REF! | #REF! | #REF! | #REF! | #REF! | #REF! | #REF! | #REF! | #REF! | #REF! | #REF! | #REF! | #REF!
| AMMONIA (as 19% AQUEOUS) |  | (TON) |  | #REF! | #REF! | #REF! | #REF! | #REF! | #REF! | #REF! | #REF! | #REF! | #REF! | #REF! | #REF! | #REF! | #REF! | #REF! | #REF! | #REF! | #REF! | #REF! | #REF! | #REF! | #REF! | #REF! | #REF! | #REF! | #REF! | #REF! | #REF! | #REF! | #REF!
| CLARIFIED WATER |  | (K-GALLONS) |  | #REF! | #REF! | #REF! | #REF! | #REF! | #REF! | #REF! | #REF! | #REF! | #REF! | #REF! | #REF! | #REF! | #REF! | #REF! | #REF! | #REF! | #REF! | #REF! | #REF! | #REF! | #REF! | #REF! | #REF! | #REF! | #REF! | #REF! | #REF! | #REF! | #REF!
| DEMIN WATER |  | (K-GALLONS) |  | #REF! | #REF! | #REF! | #REF! | #REF! | #REF! | #REF! | #REF! | #REF! | #REF! | #REF! | #REF! | #REF! | #REF! | #REF! | #REF! | #REF! | #REF! | #REF! | #REF! | #REF! | #REF! | #REF! | #REF! | #REF! | #REF! | #REF! | #REF! | #REF! | #REF!
| WASTE WATER |  | (K-GALLONS) |  | #REF! | #REF! | #REF! | #REF! | #REF! | #REF! | #REF! | #REF! | #REF! | #REF! | #REF! | #REF! | #REF! | #REF! | #REF! | #REF! | #REF! | #REF! | #REF! | #REF! | #REF! | #REF! | #REF! | #REF! | #REF! | #REF! | #REF! | #REF! | #REF! | #REF!
| NOx |  | (TON) |  | #REF! | #REF! | #REF! | #REF! | #REF! | #REF! | #REF! | #REF! | #REF! | #REF! | #REF! | #REF! | #REF! | #REF! | #REF! | #REF! | #REF! | #REF! | #REF! | #REF! | #REF! | #REF! | #REF! | #REF! | #REF! | #REF! | #REF! | #REF! | #REF! | #REF!
| SOx |  | (TON) |  | #REF! | #REF! | #REF! | #REF! | #REF! | #REF! | #REF! | #REF! | #REF! | #REF! | #REF! | #REF! | #REF! | #REF! | #REF! | #REF! | #REF! | #REF! | #REF! | #REF! | #REF! | #REF! | #REF! | #REF! | #REF! | #REF! | #REF! | #REF! | #REF! | #REF!
UNIT COSTS:
| CPI | % |  |  |  | #REF! | #REF! | #REF! | #REF! | #REF! | #REF! | #REF! | #REF! | #REF! | #REF! | #REF! | #REF! | #REF! | #REF! | #REF! | #REF! | #REF! | #REF! | #REF! | #REF! | #REF! | #REF! | #REF! | #REF! | #REF! | #REF! | #REF! | #REF! | #REF!
| WACOF | % | bar: 2017 2 to 2045 30
| FUEL | ($/MMBTU) |  |  | #REF! | #REF! | #REF! | #REF! | #REF! | #REF! | #REF! | #REF! | #REF! | #REF! | #REF! | #REF! | #REF! | #REF! | #REF! | #REF! | #REF! | #REF! | #REF! | #REF! | #REF! | #REF! | #REF! | #REF! | #REF! | #REF! | #REF! | #REF! | #REF! | #REF!
| AMMONIA | ($/TON) |  |  | #REF! | #REF! | #REF! | #REF! | #REF! | #REF! | #REF! | #REF! | #REF! | #REF! | #REF! | #REF! | #REF! | #REF! | #REF! | #REF! | #REF! | #REF! | #REF! | #REF! | #REF! | #REF! | #REF! | #REF! | #REF! | #REF! | #REF! | #REF! | #REF! | #REF!
| CLARIFIED WATER | ($/K-GALLONS) |  |  | #REF! | #REF! | #REF! | #REF! | #REF! | #REF! | #REF! | #REF! | #REF! | #REF! | #REF! | #REF! | #REF! | #REF! | #REF! | #REF! | #REF! | #REF! | #REF! | #REF! | #REF! | #REF! | #REF! | #REF! | #REF! | #REF! | #REF! | #REF! | #REF! | #REF!
| DEMIN WATER | ($/K-GALLONS) |  |  | #REF! | #REF! | #REF! | #REF! | #REF! | #REF! | #REF! | #REF! | #REF! | #REF! | #REF! | #REF! | #REF! | #REF! | #REF! | #REF! | #REF! | #REF! | #REF! | #REF! | #REF! | #REF! | #REF! | #REF! | #REF! | #REF! | #REF! | #REF! | #REF! | #REF!
| CYCLE CHEM FEED | ($/TON STM) |  |  | #REF! | #REF! | #REF! | #REF! | #REF! | #REF! | #REF! | #REF! | #REF! | #REF! | #REF! | #REF! | #REF! | #REF! | #REF! | #REF! | #REF! | #REF! | #REF! | #REF! | #REF! | #REF! | #REF! | #REF! | #REF! | #REF! | #REF! | #REF! | #REF! | #REF!
| STARTUP FUEL | ($/MMBTU) |  |  | #REF! | #REF! | #REF! | #REF! | #REF! | #REF! | #REF! | #REF! | #REF! | #REF! | #REF! | #REF! | #REF! | #REF! | #REF! | #REF! | #REF! | #REF! | #REF! | #REF! | #REF! | #REF! | #REF! | #REF! | #REF! | #REF! | #REF! | #REF! | #REF! | #REF!
| WASTE WATER TRT | ($/K-GALLONS) |  |  | #REF! | #REF! | #REF! | #REF! | #REF! | #REF! | #REF! | #REF! | #REF! | #REF! | #REF! | #REF! | #REF! | #REF! | #REF! | #REF! | #REF! | #REF! | #REF! | #REF! | #REF! | #REF! | #REF! | #REF! | #REF! | #REF! | #REF! | #REF! | #REF! | #REF!
| NOx | ($/TON) |  |  | #REF! | #REF! | #REF! | #REF! | #REF! | #REF! | #REF! | #REF! | #REF! | #REF! | #REF! | #REF! | #REF! | #REF! | #REF! | #REF! | #REF! | #REF! | #REF! | #REF! | #REF! | #REF! | #REF! | #REF! | #REF! | #REF! | #REF! | #REF! | #REF! | #REF!
| OZONE NOx | ($/TON) |  |  | #REF! | #REF! | #REF! | #REF! | #REF! | #REF! | #REF! | #REF! | #REF! | #REF! | #REF! | #REF! | #REF! | #REF! | #REF! | #REF! | #REF! | #REF! | #REF! | #REF! | #REF! | #REF! | #REF! | #REF! | #REF! | #REF! | #REF! | #REF! | #REF! | #REF!
| SOx | ($/TON) |  |  | #REF! | #REF! | #REF! | #REF! | #REF! | #REF! | #REF! | #REF! | #REF! | #REF! | #REF! | #REF! | #REF! | #REF! | #REF! | #REF! | #REF! | #REF! | #REF! | #REF! | #REF! | #REF! | #REF! | #REF! | #REF! | #REF! | #REF! | #REF! | #REF! | #REF!
CONSUMABLE COSTS |  | -1000
Levelized
| AMMONIA |  |  | #REF! | #REF! | #REF! | #REF! | #REF! | #REF! | #REF! | #REF! | #REF! | #REF! | #REF! | #REF! | #REF! | #REF! | #REF! | #REF! | #REF! | #REF! | #REF! | #REF! | #REF! | #REF! | #REF! | #REF! | #REF! | #REF! | #REF! | #REF! | #REF! | #REF! | #REF!
| CLARIFIED WATER |  |  | #REF! | #REF! | #REF! | #REF! | #REF! | #REF! | #REF! | #REF! | #REF! | #REF! | #REF! | #REF! | #REF! | #REF! | #REF! | #REF! | #REF! | #REF! | #REF! | #REF! | #REF! | #REF! | #REF! | #REF! | #REF! | #REF! | #REF! | #REF! | #REF! | #REF! | #REF!
| DEMIN WATER |  |  | #REF! | #REF! | #REF! | #REF! | #REF! | #REF! | #REF! | #REF! | #REF! | #REF! | #REF! | #REF! | #REF! | #REF! | #REF! | #REF! | #REF! | #REF! | #REF! | #REF! | #REF! | #REF! | #REF! | #REF! | #REF! | #REF! | #REF! | #REF! | #REF! | #REF! | #REF!
| CYCLE CHEM FEED |  |  | #REF! | #REF! | #REF! | #REF! | #REF! | #REF! | #REF! | #REF! | #REF! | #REF! | #REF! | #REF! | #REF! | #REF! | #REF! | #REF! | #REF! | #REF! | #REF! | #REF! | #REF! | #REF! | #REF! | #REF! | #REF! | #REF! | #REF! | #REF! | #REF! | #REF! | #REF!
| STARTUP FUEL |  |  | #REF! | #REF! | #REF! | #REF! | #REF! | #REF! | #REF! | #REF! | #REF! | #REF! | #REF! | #REF! | #REF! | #REF! | #REF! | #REF! | #REF! | #REF! | #REF! | #REF! | #REF! | #REF! | #REF! | #REF! | #REF! | #REF! | #REF! | #REF! | #REF! | #REF! | #REF!
| WASTE WTR TRTM |  |  | #REF! | #REF! | #REF! | #REF! | #REF! | #REF! | #REF! | #REF! | #REF! | #REF! | #REF! | #REF! | #REF! | #REF! | #REF! | #REF! | #REF! | #REF! | #REF! | #REF! | #REF! | #REF! | #REF! | #REF! | #REF! | #REF! | #REF! | #REF! | #REF! | #REF! | #REF!
| NOx |  |  | #REF! | #REF! | #REF! | #REF! | #REF! | #REF! | #REF! | #REF! | #REF! | #REF! | #REF! | #REF! | #REF! | #REF! | #REF! | #REF! | #REF! | #REF! | #REF! | #REF! | #REF! | #REF! | #REF! | #REF! | #REF! | #REF! | #REF! | #REF! | #REF! | #REF! | #REF!
| OZONE NOx |  |  | #REF! | #REF! | #REF! | #REF! | #REF! | #REF! | #REF! | #REF! | #REF! | #REF! | #REF! | #REF! | #REF! | #REF! | #REF! | #REF! | #REF! | #REF! | #REF! | #REF! | #REF! | #REF! | #REF! | #REF! | #REF! | #REF! | #REF! | #REF! | #REF! | #REF! | #REF!
| SOx |  |  | #REF! | #REF! | #REF! | #REF! | #REF! | #REF! | #REF! | #REF! | #REF! | #REF! | #REF! | #REF! | #REF! | #REF! | #REF! | #REF! | #REF! | #REF! | #REF! | #REF! | #REF! | #REF! | #REF! | #REF! | #REF! | #REF! | #REF! | #REF! | #REF! | #REF! | #REF!
| TOTAL CONSUMABLE COSTS |  |  | #REF! | #REF! | #REF! | #REF! | #REF! | #REF! | #REF! | #REF! | #REF! | #REF! | #REF! | #REF! | #REF! | #REF! | #REF! | #REF! | #REF! | #REF! | #REF! | #REF! | #REF! | #REF! | #REF! | #REF! | #REF! | #REF! | #REF! | #REF! | #REF! | #REF! | #REF!
SPARE PARTS |  | -1000 |  |  |  | #REF! | #REF! | #REF! | #REF! | #REF! | #REF! | #REF! | #REF! | #REF! | #REF! | #REF! | #REF! | #REF! | #REF! | #REF! | #REF! | #REF! | #REF! | #REF! | #REF! | #REF! | #REF! | #REF! | #REF! | #REF! | #REF! | #REF! | #REF! | #REF!
| INVENTORY |  |  | #REF! | 1156 | #REF! | #REF! | #REF! | #REF! | #REF! | #REF! | #REF! | #REF! | #REF! | #REF! | #REF! | #REF! | #REF! | #REF! | #REF! | #REF! | #REF! | #REF! | #REF! | #REF! | #REF! | #REF! | #REF! | #REF! | #REF! | #REF! | #REF! | #REF! | #REF!
MAINTENANCE PARTS AND LABOR COSTS |  | -1000
| ESCALATION RATE | (%) |  |  |  | #REF! | #REF! | #REF! | #REF! | #REF! | #REF! | #REF! | #REF! | #REF! | #REF! | #REF! | #REF! | #REF! | #REF! | #REF! | #REF! | #REF! | #REF! | #REF! | #REF! | #REF! | #REF! | #REF! | #REF! | #REF! | #REF! | #REF! | #REF! | #REF!
Levelized
| COMBUSTION TURBINE |  |  | #REF! | #REF! | #REF! | #REF! | #REF! | #REF! | #REF! | #REF! | #REF! | #REF! | #REF! | #REF! | #REF! | #REF! | #REF! | #REF! | #REF! | #REF! | #REF! | #REF! | #REF! | #REF! | #REF! | #REF! | #REF! | #REF! | #REF! | #REF! | #REF! | #REF! | #REF!
| FIXED (ONE TIME PAYMENT) |  |  | #REF! | 2016 1: #REF!
| FIXED |  |  | #REF! | #REF! | #REF! | #REF! | #REF! | #REF! | #REF! | #REF! | #REF! | #REF! | #REF! | #REF! | #REF! | #REF! | #REF! | #REF! | #REF! | #REF! | #REF! | #REF! | #REF! | #REF! | #REF! | #REF! | #REF! | #REF! | #REF! | #REF! | #REF! | #REF! | #REF!
| VARIABLE (ONE TIME PAYMENT) |  |  | #REF! | 2017 2: #REF!
| VARIABLE |  |  | #REF! | #REF! | #REF! | #REF! | #REF! | #REF! | #REF! | #REF! | #REF! | #REF! | #REF! | #REF! | #REF! | #REF! | #REF! | #REF! | #REF! | #REF! | #REF! | #REF! | #REF! | #REF! | #REF! | #REF! | #REF! | #REF! | #REF! | #REF! | #REF! | #REF! | #REF!
| STEAM TURBINE |  |  | #REF! | #REF! | #REF! | #REF! | #REF! | #REF! | #REF! | #REF! | #REF! | #REF! | #REF! | #REF! | #REF! | #REF! | #REF! | #REF! | #REF! | #REF! | #REF! | #REF! | #REF! | #REF! | #REF! | #REF! | #REF! | #REF! | #REF! | #REF! | #REF! | #REF! | #REF!
| FIXED |  |  | #REF! | #REF! | #REF! | #REF! | #REF! | #REF! | #REF! | #REF! | #REF! | #REF! | #REF! | #REF! | #REF! | #REF! | #REF! | #REF! | #REF! | #REF! | #REF! | #REF! | #REF! | #REF! | #REF! | #REF! | #REF! | #REF! | #REF! | #REF! | #REF! | #REF! | #REF!
| VARIABLE |  |  | #REF! | #REF! | #REF! | #REF! | #REF! | #REF! | #REF! | #REF! | #REF! | #REF! | #REF! | #REF! | #REF! | #REF! | #REF! | #REF! | #REF! | #REF! | #REF! | #REF! | #REF! | #REF! | #REF! | #REF! | #REF! | #REF! | #REF! | #REF! | #REF! | #REF! | #REF!
| HRSG |  |  | #REF! | 206 | #REF! | #REF! | #REF! | #REF! | #REF! | #REF! | #REF! | #REF! | #REF! | #REF! | #REF! | #REF! | #REF! | #REF! | #REF! | #REF! | #REF! | #REF! | #REF! | #REF! | #REF! | #REF! | #REF! | #REF! | #REF! | #REF! | #REF! | #REF! | #REF!
| FIXED |  |  | #REF! | 206 | #REF! | #REF! | #REF! | #REF! | #REF! | #REF! | #REF! | #REF! | #REF! | #REF! | #REF! | #REF! | #REF! | #REF! | #REF! | #REF! | #REF! | #REF! | #REF! | #REF! | #REF! | #REF! | #REF! | #REF! | #REF! | #REF! | #REF! | #REF! | #REF!
| VARIABLE |  |  | #REF! | 0 | #REF! | #REF! | #REF! | #REF! | #REF! | #REF! | #REF! | #REF! | #REF! | #REF! | #REF! | #REF! | #REF! | #REF! | #REF! | #REF! | #REF! | #REF! | #REF! | #REF! | #REF! | #REF! | #REF! | #REF! | #REF! | #REF! | #REF! | #REF! | #REF!
| SCR CATALYST |  |  | #REF! | 0 | #REF! | #REF! | #REF! | #REF! | #REF! | #REF! | #REF! | #REF! | #REF! | #REF! | #REF! | #REF! | #REF! | #REF! | #REF! | #REF! | #REF! | #REF! | #REF! | #REF! | #REF! | #REF! | #REF! | #REF! | #REF! | #REF! | #REF! | #REF! | #REF!
| FIXED |  |  | #REF! | 0 | #REF! | #REF! | #REF! | #REF! | #REF! | #REF! | #REF! | #REF! | #REF! | #REF! | #REF! | #REF! | #REF! | #REF! | #REF! | #REF! | #REF! | #REF! | #REF! | #REF! | #REF! | #REF! | #REF! | #REF! | #REF! | #REF! | #REF! | #REF! | #REF!
| VARIABLE |  |  | #REF! | 0 | #REF! | #REF! | #REF! | 1048 | #REF! | #REF! | #REF! | #REF! | #REF! | #REF! | #REF! | #REF! | #REF! | #REF! | #REF! | #REF! | #REF! | #REF! | #REF! | #REF! | #REF! | #REF! | #REF! | #REF! | #REF! | #REF! | #REF! | #REF! | #REF!
| BOP |  |  | #REF! | 50 | #REF! | #REF! | #REF! | #REF! | #REF! | #REF! | #REF! | #REF! | #REF! | #REF! | #REF! | #REF! | #REF! | #REF! | #REF! | #REF! | #REF! | #REF! | #REF! | #REF! | #REF! | #REF! | #REF! | #REF! | #REF! | #REF! | #REF! | #REF! | #REF!
| FIXED MAINTENANCE |  |  | #REF! | #REF! | #REF! | #REF! | #REF! | #REF! | #REF! | #REF! | #REF! | #REF! | #REF! | #REF! | #REF! | #REF! | #REF! | #REF! | #REF! | #REF! | #REF! | #REF! | #REF! | #REF! | #REF! | #REF! | #REF! | #REF! | #REF! | #REF! | #REF! | #REF! | #REF!
| VARIABLE MAINTENANCE |  |  | #REF! | #REF! | #REF! | #REF! | #REF! | #REF! | #REF! | #REF! | #REF! | #REF! | #REF! | #REF! | #REF! | #REF! | #REF! | #REF! | #REF! | #REF! | #REF! | #REF! | #REF! | #REF! | #REF! | #REF! | #REF! | #REF! | #REF! | #REF! | #REF! | #REF! | #REF!
| TOTAL MAINTENANCE |  |  | #REF! | #REF! | #REF! | #REF! | #REF! | #REF! | #REF! | #REF! | #REF! | #REF! | #REF! | #REF! | #REF! | #REF! | #REF! | #REF! | #REF! | #REF! | #REF! | #REF! | #REF! | #REF! | #REF! | #REF! | #REF! | #REF! | #REF! | #REF! | #REF! | #REF! | #REF!
STAFF LABOR COSTS
| FACILITY DEPARTMENT |  |  |  | 2016 1: TOTAL
| QUANTITY OF SALARIED STAFF |  |  |  | 2016 1: #REF!
| QUANTITY OF HOURLY STAFF |  |  |  | 2016 1: #REF!
| QUANTITY OF CORPORATE STAFF |  |  |  | 2016 1: 0
| COST OF SALARIED STAFF |  | ($/YR) |  | 2016 1: #REF!
| COST OF HOURLY STAFF |  | ($/YR) |  | 2016 1: #REF!
| COST OF CORPORATE STAFF |  | ($/YR) |  | 2016 1: 0
| SALARY ESCALATION |  |  |  |  | #REF! | #REF! | #REF! | #REF! | #REF! | #REF! | #REF! | #REF! | #REF! | #REF! | #REF! | #REF! | #REF! | #REF! | #REF! | #REF! | #REF! | #REF! | #REF! | #REF! | #REF! | #REF! | #REF! | #REF! | #REF! | #REF! | #REF! | #REF! | #REF!
| COST OF SALARIED STAFF |  | -1000 |  | #REF! | #REF! | #REF! | #REF! | #REF! | #REF! | #REF! | #REF! | #REF! | #REF! | #REF! | #REF! | #REF! | #REF! | #REF! | #REF! | #REF! | #REF! | #REF! | #REF! | #REF! | #REF! | #REF! | #REF! | #REF! | #REF! | #REF! | #REF! | #REF! | #REF!
| COST OF HOURLY STAFF |  | -1000 |  | #REF! | #REF! | #REF! | #REF! | #REF! | #REF! | #REF! | #REF! | #REF! | #REF! | #REF! | #REF! | #REF! | #REF! | #REF! | #REF! | #REF! | #REF! | #REF! | #REF! | #REF! | #REF! | #REF! | #REF! | #REF! | #REF! | #REF! | #REF! | #REF! | #REF!
| COST OF CORPORATE STAFF |  | -1000 |  | 0 | #REF! | #REF! | #REF! | #REF! | #REF! | #REF! | #REF! | #REF! | #REF! | #REF! | #REF! | #REF! | #REF! | #REF! | #REF! | #REF! | #REF! | #REF! | #REF! | #REF! | #REF! | #REF! | #REF! | #REF! | #REF! | #REF! | #REF! | #REF! | #REF!
Levelized
| TOTAL STAFF LABOR COSTS |  | -1000 | #REF! | #REF! | #REF! | #REF! | #REF! | #REF! | #REF! | #REF! | #REF! | #REF! | #REF! | #REF! | #REF! | #REF! | #REF! | #REF! | #REF! | #REF! | #REF! | #REF! | #REF! | #REF! | #REF! | #REF! | #REF! | #REF! | #REF! | #REF! | #REF! | #REF! | #REF!
MISC. COSTS |  | -1000
| COST ESCALATION |  |  |  |  | #REF! | #REF! | #REF! | #REF! | #REF! | #REF! | #REF! | #REF! | #REF! | #REF! | #REF! | #REF! | #REF! | #REF! | #REF! | #REF! | #REF! | #REF! | #REF! | #REF! | #REF! | #REF! | #REF! | #REF! | #REF! | #REF! | #REF! | #REF! | #REF!
| ANNUAL SITE & BUILDING MAINTENANCE |  |  |  | #REF! | #REF! | #REF! | #REF! | #REF! | #REF! | #REF! | #REF! | #REF! | #REF! | #REF! | #REF! | #REF! | #REF! | #REF! | #REF! | #REF! | #REF! | #REF! | #REF! | #REF! | #REF! | #REF! | #REF! | #REF! | #REF! | #REF! | #REF! | #REF! | #REF!
| INSURANCES |  | #REF! |  | #REF! | #REF! | #REF! | #REF! | #REF! | #REF! | #REF! | #REF! | #REF! | #REF! | #REF! | #REF! | #REF! | #REF! | #REF! | #REF! | #REF! | #REF! | #REF! | #REF! | #REF! | #REF! | #REF! | #REF! | #REF! | #REF! | #REF! | #REF! | #REF! | #REF!
| PROPERTY TAX |  | #REF! |  | #REF! | #REF! | #REF! | #REF! | #REF! | #REF! | #REF! | #REF! | #REF! | #REF! | #REF! | #REF! | #REF! | #REF! | #REF! | #REF! | #REF! | #REF! | #REF! | #REF! | #REF! | #REF! | #REF! | #REF! | #REF! | #REF! | #REF! | #REF! | #REF! | #REF!
Levelized
| TOTAL MISC. COSTS |  |  | #REF! | #REF! | #REF! | #REF! | #REF! | #REF! | #REF! | #REF! | #REF! | #REF! | #REF! | #REF! | #REF! | #REF! | #REF! | #REF! | #REF! | #REF! | #REF! | #REF! | #REF! | #REF! | #REF! | #REF! | #REF! | #REF! | #REF! | #REF! | #REF! | #REF! | #REF!