## 10MW PV Solar Master
HDR
LG&E - KU
PROJECT: | 221566 | EW BROWN SOLAR
DATE: | 2014-02-12 09:34
FILE: |  | SHEET 1
PLANT DESIGN: |  | 10 MW PV Solar - Multicrrystalline Standard Efficiency
[8 empty] | CAPITAL COST CATEGORIES: |  |  | -1000 |  |  | FINANCE STRUCTURE:
PLANT GROSS CAPACITY |  | NEW & CLEAN |  | 10000 | KW-AC | 12500 | kW - DC
NET CONTRACT DEMAND |  |  |  | 10000 | KW-AC |  |  | HARD COSTS: | [5 empty] | DEBT |  |  | AVG DCR | 1.9447
[9 empty] | EPC PLANT |  |  | 29000 |  |  | PERCENT |  | 16564.509 | 45.67%
HEAT RATE - GROSS HHV |  |  |  | 0 | BTU/KWH | [9 empty] | RATE |  |  | 3.73%
HEAT RATE - NET HHV |  |  |  | 0 | BTU/KWH | [9 empty] | TERM | 20 YR |  | 80
[15 empty] | PAYMENT - QUARTER |  |  | 294.7236
EQUITY
[8 empty] | SOFT COSTS: | [6 empty] | PERCENT |  | 19705.491 | 54.33%
[9 empty] | TOTAL OWNER INDIRECTS |  |  | 2920 |  |  | POST-TAX RETURN |  | (TARGET) | 5.24%
[9 empty] | OWNER CONTINGENCY |  |  | 4350 |  |  | EQUITY PAYMENT |  |  | 1032.5677 | GOAL SEEK IRR=3.73% UNLEVERED
[17 empty] | IRR | 6.655%
[17 empty] | NPV | -118.7211
[9 empty] | PROJECT MANAGEMENT |  |  | 0
[9 empty] | ENGINEERING SUPPORT |  |  | 0
[9 empty] | FINANCE FEE |  | 0.015 | 0
[9 empty] | AFUDC |  | 0.040408 | 0
[9 empty] | CONSTRUCTION MNGMT |  |  | 0
[9 empty] | OWNER CONTINGENCY |  | 0.1 | 0
[9 empty] | PLANT OPS |  |  | 0
[9 empty] | INSURANCE |  | CONST | 0
[9 empty] | ESCALATION ALLOWANCE |  |  | 0
| DEPRECIATION | NEW PLANT - UTILITY |  | 20 | YR MACRS
[9 empty] | SUB-TOTAL |  | 20.04% | 7270
| AMORTIZATION |  |  | 30 | YRS |  |  | TOTAL PROJECT COST |  |  |  | 36270
| DISCOUNT RATE |  |  | 6.75% |  |  |  | INSTALLED POWER PLANT COST ($/KW) |  |  |  | 2901.6 | $/kW-DC
| PROJECT LIFE |  |  | 30 | YRS
3627
PRO FORMA ANALYSIS:
YEAR |  |  |  | 2015 | 2016 | 2017 | 2018 | 2019 | 2020 | 2021 | 2022 | 2023 | 2024 | 2025 | 2026 | 2027 | 2028 | 2029 | 2030 | 2031 | 2032 | 2033 | 2034 | 2035 | 2036 | 2037 | 2038 | 2039 | 2040 | 2041 | 2042 | 2043 | 2044 | 2045
|  |  |  | 0 | 1 | 2 | 3 | 4 | 5 | 6 | 7 | 8 | 9 | 10 | 11 | 12 | 13 | 14 | 15 | 16 | 17 | 18 | 19 | 20 | 21 | 22 | 23 | 24 | 25 | 26 | 27 | 28 | 29 | 30
ESCALATORS:
| PARTS |  |  |  | 2.4% | 2.4% | 2.4% | 2.4% | 2.4% | 2.4% | 2.4% | 2.4% | 2.4% | 2.4% | 2.4% | 2.4% | 2.4% | 2.4% | 2.4% | 2.4% | 2.4% | 2.4% | 2.4% | 2.4% | 2.4% | 2.4% | 2.4% | 2.4% | 2.4% | 2.4% | 2.4% | 2.4% | 2.4% | 2.4%
| CONSUMABLE ESC. |  |  |  | 0.9% | 0.9% | 0.9% | 0.9% | 0.9% | 0.9% | 0.9% | 0.9% | 0.9% | 0.9% | 0.9% | 0.9% | 0.9% | 0.9% | 0.9% | 0.9% | 0.9% | 0.9% | 0.9% | 0.9% | 0.9% | 0.9% | 0.9% | 0.9% | 0.9% | 0.9% | 0.9% | 0.9% | 0.9% | 0.9%
UNIT COST DATA:
FUEL
| NATURAL GAS | ($/MMBTU) |  | 11.6985 | 4.96 | 5.31 | 5.66 | 6.06 | 6.53 | 6.91 | 7.22 | 7.59 | 7.93 | 8.32 | 8.62 | 8.99 | 9.38 | 9.8 | 10.28 | 10.68 | 11.46 | 12.23 | 12.84 | 13.48 | 14.15 | 14.85 | 15.6 | 16.37 | 17.19 | 17.9 | 18.7664 | 19.6706 | 20.6142 | 21.5943
| NATURAL GAS ANNUAL DEMAND CHARGE |  |  | -1000 | 0 | 0 | 0 | 0 | 0 | 0 | 0 | 0 | 0 | 0 | 0 | 0 | 0 | 0 | 0 | 0 | 0 | 0 | 0 | 0 | 0 | 0 | 0 | 0 | 0 | 0 | 0 | 0 | 0 | 0
0 | PRICING OPTIONS | MARGINAL
170.2321 | POWER | CAPITAL RECOVERY |  | ($/MWH) | 170.2321 | 170.2321 | 170.2321 | 170.2321 | 170.2321 | 170.2321 | 170.2321 | 170.2321 | 170.2321 | 170.2321 | 170.2321 | 170.2321 | 170.2321 | 170.2321 | 170.2321 | 170.2321 | 170.2321 | 170.2321 | 170.2321 | 170.2321 | 170.2321 | 170.2321 | 170.2321 | 170.2321 | 170.2321 | 170.2321 | 170.2321 | 170.2321 | 170.2321 | 170.2321
|  | FIXED CAPACITY-DB |  | ($/KW-MO) | 9.8241 | 9.8241 | 9.8241 | 9.8241 | 9.8241 | 9.8241 | 9.8241 | 9.8241 | 9.8241 | 9.8241 | 9.8241 | 9.8241 | 9.8241 | 9.8241 | 9.8241 | 9.8241 | 9.8241 | 9.8241 | 9.8241 | 9.8241 | 9.8241 | 9.8241 | 9.8241 | 9.8241 | 9.8241 | 9.8241 | 9.8241 | 9.8241 | 9.8241 | 9.8241
|  | FIXED CAPACITY-EQ |  | ($/KW-MO) | 8.6047 | 8.6047 | 8.6047 | 8.6047 | 8.6047 | 8.6047 | 8.6047 | 8.6047 | 8.6047 | 8.6047 | 8.6047 | 8.6047 | 8.6047 | 8.6047 | 8.6047 | 8.6047 | 8.6047 | 8.6047 | 8.6047 | 8.6047 | 8.6047 | 8.6047 | 8.6047 | 8.6047 | 8.6047 | 8.6047 | 8.6047 | 8.6047 | 8.6047 | 8.6047
6.8469 |  | OP COST |  | ($/MWH) | 7.0713 | 7.047 | 7.0227 | 6.9986 | 6.9745 | 6.9506 | 6.9269 | 6.9033 | 6.8799 | 6.8568 | 6.8338 | 6.8112 | 6.7888 | 6.7668 | 6.7451 | 6.7238 | 6.703 | 6.6826 | 6.6628 | 6.6434 | 6.6247 | 6.6067 | 6.5893 | 6.5727 | 6.557 | 6.5421 | 6.5281 | 6.5152 | 6.5034 | 6.4928
0 |  | EMISSIONS ALLOWANCE |  | ($/MWH) | 0 | 0 | 0 | 0 | 0 | 0 | 0 | 0 | 0 | 0 | 0 | 0 | 0 | 0 | 0 | 0 | 0 | 0 | 0 | 0 | 0 | 0 | 0 | 0 | 0 | 0 | 0 | 0 | 0 | 0
0 | 30 YR - LEVELIZED | FUEL COST POWER |  | ($/MWH) | 0 | 0 | 0 | 0 | 0 | 0 | 0 | 0 | 0 | 0 | 0 | 0 | 0 | 0 | 0 | 0 | 0 | 0 | 0 | 0 | 0 | 0 | 0 | 0 | 0 | 0 | 0 | 0 | 0 | 0
61.5306 | 177.079 | TOTAL COST |  | ($/MWH) | 177.3034 | 177.2791 | 177.2549 | 177.2307 | 177.2067 | 177.1828 | 177.159 | 177.1355 | 177.1121 | 177.0889 | 177.066 | 177.0433 | 177.021 | 176.9989 | 176.9773 | 176.956 | 176.9351 | 176.9148 | 176.8949 | 176.8756 | 176.8569 | 176.8388 | 176.8215 | 176.8049 | 176.7891 | 176.7742 | 176.7603 | 176.7474 | 176.7356 | 176.7249
| 177.079 | TOLLED COST |  | ($/MWH) | 177.3034 | 177.2791 | 177.2549 | 177.2307 | 177.2067 | 177.1828 | 177.159 | 177.1355 | 177.1121 | 177.0889 | 177.066 | 177.0433 | 177.021 | 176.9989 | 176.9773 | 176.956 | 176.9351 | 176.9148 | 176.8949 | 176.8756 | 176.8569 | 176.8388 | 176.8215 | 176.8049 | 176.7891 | 176.7742 | 176.7603 | 176.7474 | 176.7356 | 176.7249
PRODUCTION DATA: |  |  |  | 2015 0: AVERAGE; 2016 1: 0.1773
| ELECTRIC ENERGY | (MWH) |  | 12990.861 | 15220.062 | 15066.324 | 14912.586 | 14758.848 | 14605.11 | 14451.372 | 14297.634 | 14143.896 | 13990.158 | 13836.42 | 13682.682 | 13528.944 | 13375.206 | 13221.468 | 13067.73 | 12913.992 | 12760.254 | 12606.516 | 12452.778 | 12299.04 | 12145.302 | 11991.564 | 11837.826 | 11684.088 | 11530.35 | 11376.612 | 11222.874 | 11069.136 | 10915.398 | 10761.66
| TOTAL ELECTRIC | (MWH) |  | 12990.861 | 15220.062 | 15066.324 | 14912.586 | 14758.848 | 14605.11 | 14451.372 | 14297.634 | 14143.896 | 13990.158 | 13836.42 | 13682.682 | 13528.944 | 13375.206 | 13221.468 | 13067.73 | 12913.992 | 12760.254 | 12606.516 | 12452.778 | 12299.04 | 12145.302 | 11991.564 | 11837.826 | 11684.088 | 11530.35 | 11376.612 | 11222.874 | 11069.136 | 10915.398 | 10761.66
| FCP FUEL | (MMBTU) |  | 0 | 0 | 0 | 0 | 0 | 0 | 0 | 0 | 0 | 0 | 0 | 0 | 0 | 0 | 0 | 0 | 0 | 0 | 0 | 0 | 0 | 0 | 0 | 0 | 0 | 0 | 0 | 0 | 0 | 0 | 0
| TOTAL | (MMBTU) |  | 0 | 0 | 0 | 0 | 0 | 0 | 0 | 0 | 0 | 0 | 0 | 0 | 0 | 0 | 0 | 0 | 0 | 0 | 0 | 0 | 0 | 0 | 0 | 0 | 0 | 0 | 0 | 0 | 0 | 0 | 0
| AVG HEAT RATE | (BTU/KWH) |  |  | 0 | 0 | 0 | 0 | 0 | 0 | 0 | 0 | 0 | 0 | 0 | 0 | 0 | 0 | 0 | 0 | 0 | 0 | 0 | 0 | 0 | 0 | 0 | 0 | 0 | 0 | 0 | 0 | 0 | 0
| AVG OUTPUT | (KW) |  |  | 1737.45 | 1719.9 | 1702.35 | 1684.8 | 1667.25 | 1649.7 | 1632.15 | 1614.6 | 1597.05 | 1579.5 | 1561.95 | 1544.4 | 1526.85 | 1509.3 | 1491.75 | 1474.2 | 1456.65 | 1439.1 | 1421.55 | 1404 | 1386.45 | 1368.9 | 1351.35 | 1333.8 | 1316.25 | 1298.7 | 1281.15 | 1263.6 | 1246.05 | 1228.5
| CAPACITY FACTOR | (%) | FIRM | 14.83% | 17.37% | 17.2% | 17.02% | 16.85% | 16.67% | 16.5% | 16.32% | 16.15% | 15.97% | 15.8% | 15.62% | 15.44% | 15.27% | 15.09% | 14.92% | 14.74% | 14.57% | 14.39% | 14.22% | 14.04% | 13.86% | 13.69% | 13.51% | 13.34% | 13.16% | 12.99% | 12.81% | 12.64% | 12.46% | 12.29%
| AMMONIA | (TON) |  |  | 0 | 0 | 0 | 0 | 0 | 0 | 0 | 0 | 0 | 0 | 0 | 0 | 0 | 0 | 0 | 0 | 0 | 0 | 0 | 0 | 0 | 0 | 0 | 0 | 0 | 0 | 0 | 0 | 0 | 0
| MAKEUP WATER | (K-GALLONS) |  |  | 0 | 0 | 0 | 0 | 0 | 0 | 0 | 0 | 0 | 0 | 0 | 0 | 0 | 0 | 0 | 0 | 0 | 0 | 0 | 0 | 0 | 0 | 0 | 0 | 0 | 0 | 0 | 0 | 0 | 0
| TOWER MAKEUP | (K-GALLONS) |  |  | 0 | 0 | 0 | 0 | 0 | 0 | 0 | 0 | 0 | 0 | 0 | 0 | 0 | 0 | 0 | 0 | 0 | 0 | 0 | 0 | 0 | 0 | 0 | 0 | 0 | 0 | 0 | 0 | 0 | 0
| WASTE WATER | (K-GALLONS) |  |  | 0 | 0 | 0 | 0 | 0 | 0 | 0 | 0 | 0 | 0 | 0 | 0 | 0 | 0 | 0 | 0 | 0 | 0 | 0 | 0 | 0 | 0 | 0 | 0 | 0 | 0 | 0 | 0 | 0 | 0
| NOx | (TON) |  |  | 0 | 0 | 0 | 0 | 0 | 0 | 0 | 0 | 0 | 0 | 0 | 0 | 0 | 0 | 0 | 0 | 0 | 0 | 0 | 0 | 0 | 0 | 0 | 0 | 0 | 0 | 0 | 0 | 0 | 0
| SOx | (TON) |  |  | 0 | 0 | 0 | 0 | 0 | 0 | 0 | 0 | 0 | 0 | 0 | 0 | 0 | 0 | 0 | 0 | 0 | 0 | 0 | 0 | 0 | 0 | 0 | 0 | 0 | 0 | 0 | 0 | 0 | 0
HDR
LG&E - KU
PROJECT: | 221566 | EW BROWN SOLAR
DATE: | 2014-02-12 09:34
FILE: | 0 | SHEET 2
REVENUE: |  | -1000
| CAPACITY FIXED |  |  | 18.4289 | 2211.4622 | 2211.4622 | 2211.4622 | 2211.4622 | 2211.4622 | 2211.4622 | 2211.4622 | 2211.4622 | 2211.4622 | 2211.4622 | 2211.4622 | 2211.4622 | 2211.4622 | 2211.4622 | 2211.4622 | 2211.4622 | 2211.4622 | 2211.4622 | 2211.4622 | 2211.4622 | 2211.4622 | 2211.4622 | 2211.4622 | 2211.4622 | 2211.4622 | 2211.4622 | 2211.4622 | 2211.4622 | 2211.4622 | 2211.4622
ENERGY
|  | VARIABLE ENERGY |  |  | 107.6253 | 106.1718 | 104.727 | 103.291 | 101.864 | 100.4463 | 99.0382 | 97.6397 | 96.2512 | 94.8729 | 93.5051 | 92.1479 | 90.8018 | 89.4668 | 88.1433 | 86.8315 | 85.5319 | 84.2445 | 82.9698 | 81.708 | 80.4594 | 79.2244 | 78.0033 | 76.7964 | 75.604 | 74.4266 | 73.2644 | 72.1179 | 70.9874 | 69.8732
|  | FUEL |  |  | 0 | 0 | 0 | 0 | 0 | 0 | 0 | 0 | 0 | 0 | 0 | 0 | 0 | 0 | 0 | 0 | 0 | 0 | 0 | 0 | 0 | 0 | 0 | 0 | 0 | 0 | 0 | 0 | 0 | 0
| TOTAL REVENUE |  |  | 29341.9659 | 2319.0875 | 2317.634 | 2316.1892 | 2314.7532 | 2313.3262 | 2311.9085 | 2310.5003 | 2309.1019 | 2307.7134 | 2306.3351 | 2304.9673 | 2303.6101 | 2302.2639 | 2300.929 | 2299.6055 | 2298.2937 | 2296.994 | 2295.7067 | 2294.432 | 2293.1702 | 2291.9216 | 2290.6866 | 2289.4655 | 2288.2586 | 2287.0662 | 2285.8888 | 2284.7266 | 2283.5801 | 2282.4496 | 2281.3354
PRO FORMA ANALYSIS:
YEAR |  |  |  | 2015 | 2016 | 2017 | 2018 | 2019 | 2020 | 2021 | 2022 | 2023 | 2024 | 2025 | 2026 | 2027 | 2028 | 2029 | 2030 | 2031 | 2032 | 2033 | 2034 | 2035 | 2036 | 2037 | 2038 | 2039 | 2040 | 2041 | 2042 | 2043 | 2044 | 2045
|  |  |  | 0 | 1 | 2 | 3 | 4 | 5 | 6 | 7 | 8 | 9 | 10 | 11 | 12 | 13 | 14 | 15 | 16 | 17 | 18 | 19 | 20 | 21 | 22 | 23 | 24 | 25 | 26 | 27 | 28 | 29 | 30
EXPENSES: |  | -1000
| NATURAL GAS CONSUMPTION |  |  |  | 0 | 0 | 0 | 0 | 0 | 0 | 0 | 0 | 0 | 0 | 0 | 0 | 0 | 0 | 0 | 0 | 0 | 0 | 0 | 0 | 0 | 0 | 0 | 0 | 0 | 0 | 0 | 0 | 0 | 0
| NATURAL GAS ANNUAL DEMAND CHARGE |  |  |  | 0 | 0 | 0 | 0 | 0 | 0 | 0 | 0 | 0 | 0 | 0 | 0 | 0 | 0 | 0 | 0 | 0 | 0 | 0 | 0 | 0 | 0 | 0 | 0 | 0 | 0 | 0 | 0 | 0 | 0
| UNIT COST ($/MWH) |  |  |  | 0 | 0 | 0 | 0 | 0 | 0 | 0 | 0 | 0 | 0 | 0 | 0 | 0 | 0 | 0 | 0 | 0 | 0 | 0 | 0 | 0 | 0 | 0 | 0 | 0 | 0 | 0 | 0 | 0 | 0
| AMMONIA |  |  |  | 0 | 0 | 0 | 0 | 0 | 0 | 0 | 0 | 0 | 0 | 0 | 0 | 0 | 0 | 0 | 0 | 0 | 0 | 0 | 0 | 0 | 0 | 0 | 0 | 0 | 0 | 0 | 0 | 0 | 0
| CLARIFIED WATER |  |  |  | 0 | 0 | 0 | 0 | 0 | 0 | 0 | 0 | 0 | 0 | 0 | 0 | 0 | 0 | 0 | 0 | 0 | 0 | 0 | 0 | 0 | 0 | 0 | 0 | 0 | 0 | 0 | 0 | 0 | 0
| DEMIN WATER |  |  |  | 0 | 0 | 0 | 0 | 0 | 0 | 0 | 0 | 0 | 0 | 0 | 0 | 0 | 0 | 0 | 0 | 0 | 0 | 0 | 0 | 0 | 0 | 0 | 0 | 0 | 0 | 0 | 0 | 0 | 0
| CHEMICAL FEED |  |  |  | 0.018831 | 0.018831 | 0.018831 | 0.018831 | 0.018831 | 0.018831 | 0.018831 | 0.018831 | 0.018831 | 0.018831 | 0.018831 | 0.018831 | 0.018831 | 0.018831 | 0.018831 | 0.018831 | 0.018831 | 0.018831 | 0.018831 | 0.018831 | 0.018831 | 0.018831 | 0.018831 | 0.018831 | 0.018831 | 0.018831 | 0.018831 | 0.018831 | 0.018831 | 0.018831
| STARTUP FUEL |  |  |  | 0 | 0 | 0 | 0 | 0 | 0 | 0 | 0 | 0 | 0 | 0 | 0 | 0 | 0 | 0 | 0 | 0 | 0 | 0 | 0 | 0 | 0 | 0 | 0 | 0 | 0 | 0 | 0 | 0 | 0
| WASTEWATER TREATMENT |  |  |  | 0 | 0 | 0 | 0 | 0 | 0 | 0 | 0 | 0 | 0 | 0 | 0 | 0 | 0 | 0 | 0 | 0 | 0 | 0 | 0 | 0 | 0 | 0 | 0 | 0 | 0 | 0 | 0 | 0 | 0
| SPARE PARTS |  |  |  | 0 | 0 | 0 | 0 | 0 | 0 | 0 | 0 | 0 | 0 | 0 | 0 | 0 | 0 | 0 | 0 | 0 | 0 | 0 | 0 | 0 | 0 | 0 | 0 | 0 | 0 | 0 | 0 | 0 | 0
| VARIABLE MAINTENANCE PARTS AND LABOR |  |  |  | 15 | 15.36 | 15.7286 | 16.1061 | 16.4927 | 16.8885 | 17.2938 | 17.7089 | 18.1339 | 18.5691 | 19.0148 | 19.4711 | 19.9384 | 20.4169 | 20.9069 | 21.4087 | 21.9225 | 22.4487 | 22.9874 | 23.5391 | 24.1041 | 24.6826 | 25.275 | 25.8815 | 26.5027 | 27.1388 | 27.7901 | 28.4571 | 29.14 | 29.8394
| FIXED MAINTENANCE PARTS AND LABOR |  |  |  | 0 | 0 | 0 | 0 | 0 | 0 | 0 | 0 | 0 | 0 | 0 | 0 | 0 | 0 | 0 | 0 | 0 | 0 | 0 | 0 | 0 | 0 | 0 | 0 | 0 | 0 | 0 | 0 | 0 | 0
| FIXED O&M | 0 | 0 |  | 0 | 0 | 0 | 0 | 0 | 0 | 0 | 0 | 0 | 0 | 0 | 0 | 0 | 0 | 0 | 0 | 0 | 0 | 0 | 0 | 0 | 0 | 0 | 0 | 0 | 0 | 0 | 0 | 0 | 0
| MISC EXPENSES |  |  |  | 0 | 0 | 0 | 0 | 0 | 0 | 0 | 0 | 0 | 0 | 0 | 0 | 0 | 0 | 0 | 0 | 0 | 0 | 0 | 0 | 0 | 0 | 0 | 0 | 0 | 0 | 0 | 0 | 0 | 0
| INSURANCES |  |  |  | 40.015 | 40.015 | 40.015 | 40.015 | 40.015 | 40.015 | 40.015 | 40.015 | 40.015 | 40.015 | 40.015 | 40.015 | 40.015 | 40.015 | 40.015 | 40.015 | 40.015 | 40.015 | 40.015 | 40.015 | 40.015 | 40.015 | 40.015 | 40.015 | 40.015 | 40.015 | 40.015 | 40.015 | 40.015 | 40.015
| PROPERTY TAXES |  |  |  | 52.5915 | 50.778 | 48.9645 | 47.151 | 45.3375 | 43.524 | 41.7105 | 39.897 | 38.0835 | 36.27 | 34.4565 | 32.643 | 30.8295 | 29.016 | 27.2025 | 25.389 | 23.5755 | 21.762 | 19.9485 | 18.135 | 16.3215 | 14.508 | 12.6945 | 10.881 | 9.0675 | 7.254 | 5.4405 | 3.627 | 1.8135 | 0
| LAND LEASE |  |  |  | 0 | 0 | 0 | 0 | 0 | 0 | 0 | 0 | 0 | 0 | 0 | 0 | 0 | 0 | 0 | 0 | 0 | 0 | 0 | 0 | 0 | 0 | 0 | 0 | 0 | 0 | 0 | 0 | 0 | 0
LEVELIZED
| Fixed ($/MWH) |  | 9.2607 | 5.3963 | 6.0845 | 6.0262 | 5.9667 | 5.906 | 5.844 | 5.7807 | 5.716 | 5.6499 | 5.5824 | 5.5133 | 5.4428 | 5.3706 | 5.2967 | 5.2211 | 5.1438 | 5.0646 | 4.9835 | 4.9004 | 4.8153 | 4.728 | 4.6385 | 4.5468 | 4.4526 | 4.356 | 4.2568 | 4.1549 | 4.0503 | 3.9427 | 3.8321 | 3.7183
| Variable ($/MWH) |  | 1.5 | 1.4491 | 0.98554 | 1.0195 | 1.0547 | 1.0913 | 1.1292 | 1.1686 | 1.2096 | 1.2521 | 1.2962 | 1.342 | 1.3897 | 1.4392 | 1.4907 | 1.5442 | 1.5999 | 1.6578 | 1.718 | 1.7807 | 1.846 | 1.9139 | 1.9846 | 2.0583 | 2.1351 | 2.2151 | 2.2985 | 2.3855 | 2.4762 | 2.5708 | 2.6696 | 2.7728
| Consumables ($/MWH) |  |  | 0.0013863 | 0.0012372 | 0.0012499 | 0.0012627 | 0.0012759 | 0.0012893 | 0.001303 | 0.0013171 | 0.0013314 | 0.001346 | 0.001361 | 0.0013762 | 0.0013919 | 0.0014079 | 0.0014243 | 0.001441 | 0.0014582 | 0.0014757 | 0.0014937 | 0.0015122 | 0.0015311 | 0.0015505 | 0.0015703 | 0.0015907 | 0.0016117 | 0.0016331 | 0.0016552 | 0.0016779 | 0.0017012 | 0.0017252 | 0.0017498
NPV
| TOTAL OPERATING COST |  |  | 1196.3436 | 107.6253 | 106.1718 | 104.727 | 103.291 | 101.864 | 100.4463 | 99.0382 | 97.6397 | 96.2512 | 94.8729 | 93.5051 | 92.1479 | 90.8018 | 89.4668 | 88.1433 | 86.8315 | 85.5319 | 84.2445 | 82.9698 | 81.708 | 80.4594 | 79.2244 | 78.0033 | 76.7964 | 75.604 | 74.4266 | 73.2644 | 72.1179 | 70.9874 | 69.8732
| UNIT COST ($/MWH) |  |  | 6.8469 | 7.0713 | 7.047 | 7.0227 | 6.9986 | 6.9745 | 6.9506 | 6.9269 | 6.9033 | 6.8799 | 6.8568 | 6.8338 | 6.8112 | 6.7888 | 6.7668 | 6.7451 | 6.7238 | 6.703 | 6.6826 | 6.6628 | 6.6434 | 6.6247 | 6.6067 | 6.5893 | 6.5727 | 6.557 | 6.5421 | 6.5281 | 6.5152 | 6.5034 | 6.4928
LEVELIZED
| NOx |  |  | 0 | 0 | 0 | 0 | 0 | 0 | 0 | 0 | 0 | 0 | 0 | 0 | 0 | 0 | 0 | 0 | 0 | 0 | 0 | 0 | 0 | 0 | 0 | 0 | 0 | 0 | 0 | 0 | 0 | 0 | 0
| OZONE NOx |  |  | 0 | 0 | 0 | 0 | 0 | 0 | 0 | 0 | 0 | 0 | 0 | 0 | 0 | 0 | 0 | 0 | 0 | 0 | 0 | 0 | 0 | 0 | 0 | 0 | 0 | 0 | 0 | 0 | 0 | 0 | 0
| SO2 |  |  | 0 | 0 | 0 | 0 | 0 | 0 | 0 | 0 | 0 | 0 | 0 | 0 | 0 | 0 | 0 | 0 | 0 | 0 | 0 | 0 | 0 | 0 | 0 | 0 | 0 | 0 | 0 | 0 | 0 | 0 | 0
NET OPERATING INCOME |  |  |  | 28145.6223 | 2211.4622 | 2211.4622 | 2211.4622 | 2211.4622 | 2211.4622 | 2211.4622 | 2211.4622 | 2211.4622 | 2211.4622 | 2211.4622 | 2211.4622 | 2211.4622 | 2211.4622 | 2211.4622 | 2211.4622 | 2211.4622 | 2211.4622 | 2211.4622 | 2211.4622 | 2211.4622 | 2211.4622 | 2211.4622 | 2211.4622 | 2211.4622 | 2211.4622 | 2211.4622 | 2211.4622 | 2211.4622 | 2211.4622 | 2211.4622
| 20 YR DEPRECIATION |  | 0 | 0% | 0 | 0 | 0 | 0 | 0 | 0 | 0 | 0 | 0 | 0 | 0 | 0 | 0 | 0 | 0 | 0 | 0 | 0 | 0 | 0 | 0 | 0 | 0 | 0 | 0 | 0 | 0 | 0 | 0 | 0
| 5 YR ACCELERATED DEPRECIATION |  | 29087.87 | 2015 0: 100%; 2016 1: 5800; 2017 2: 9367; 2018 3: 5568; 2019 4: 3340.8; 2020 5: 3340.8; 2021 6: 1671.27
* Note, if 30% ITC is applied, then only 85 % of the project can be applied to this depreciation schedule and 15% is applied to 20 yr depreciation | bar: 2015 0 to 2021 6
| AMORTIZATION |  | 29087.87 |  | 242.3333 | 242.3333 | 242.3333 | 242.3333 | 242.3333 | 242.3333 | 242.3333 | 242.3333 | 242.3333 | 242.3333 | 242.3333 | 242.3333 | 242.3333 | 242.3333 | 242.3333 | 242.3333 | 242.3333 | 242.3333 | 242.3333 | 242.3333 | 242.3333 | 242.3333 | 242.3333 | 242.3333 | 242.3333 | 242.3333 | 242.3333 | 242.3333 | 242.3333 | 242.3333
| BOOK DEPRECIATION |  |  |  | 1209 | 1209 | 1209 | 1209 | 1209 | 1209 | 1209 | 1209 | 1209 | 1209 | 1209 | 1209 | 1209 | 1209 | 1209 | 1209 | 1209 | 1209 | 1209 | 1209 | 1209 | 1209 | 1209 | 1209 | 1209 | 1209 | 1209 | 1209 | 1209 | 1209
| TOTAL CUMULATIVE DEP/AMORT |  |  |  | 1209 | 2418 | 3627 | 4836 | 6045 | 7254 | 8463 | 9672 | 10881 | 12090 | 13299 | 14508 | 15717 | 16926 | 18135 | 19344 | 20553 | 21762 | 22971 | 24180 | 25389 | 26598 | 27807 | 29016 | 30225 | 31434 | 32643 | 33852 | 35061 | 36270
| NET BOOK VALUE |  |  |  | 35061 | 33852 | 32643 | 31434 | 30225 | 29016 | 27807 | 26598 | 25389 | 24180 | 22971 | 21762 | 20553 | 19344 | 18135 | 16926 | 15717 | 14508 | 13299 | 12090 | 10881 | 9672 | 8463 | 7254 | 6045 | 4836 | 3627 | 2418 | 1209 | 0
| TOTAL NON-CASH CHARGES |  |  |  | 6042.3333 | 9609.3333 | 5810.3333 | 3583.1333 | 3583.1333 | 1913.6033 | 242.3333 | 242.3333 | 242.3333 | 242.3333 | 242.3333 | 242.3333 | 242.3333 | 242.3333 | 242.3333 | 242.3333 | 242.3333 | 242.3333 | 242.3333 | 242.3333 | 242.3333 | 242.3333 | 242.3333 | 242.3333 | 242.3333 | 242.3333 | 242.3333 | 242.3333 | 242.3333 | 242.3333
| UNIT COST ($/MWH) |  | EXPENSE |  | 396.9979 | 637.8021 | 389.6261 | 242.7787 | 245.3342 | 132.4167 | 16.9492 | 17.1334 | 17.3217 | 17.5142 | 17.711 | 17.9122 | 18.1181 | 18.3288 | 18.5444 | 18.7652 | 18.9913 | 19.2229 | 19.4602 | 19.7034 | 19.9528 | 20.2087 | 20.4711 | 20.7405 | 21.017 | 21.301 | 21.5928 | 21.8927 | 22.2011 | 22.5182
EARNINGS BEFORE INTEREST & TAXES (EBIT) |  |  |  |  | -3830.8711 | -7397.8711 | -3598.8711 | -1371.6711 | -1371.6711 | 297.8589 | 1969.1289 | 1969.1289 | 1969.1289 | 1969.1289 | 1969.1289 | 1969.1289 | 1969.1289 | 1969.1289 | 1969.1289 | 1969.1289 | 1969.1289 | 1969.1289 | 1969.1289 | 1969.1289 | 1969.1289 | 1969.1289 | 1969.1289 | 1969.1289 | 1969.1289 | 1969.1289 | 1969.1289 | 1969.1289 | 1969.1289 | 1969.1289
DEBT SERVICE: |  |  |  | 2025 10: 10 YR; 2030 15: 15 YR; 2035 20: 20 YR; 2040 25: 25 YR; 2045 30: 30 YR
| TOTAL PAYMENT |  |  |  | 1178.8945 | 1178.8945 | 1178.8945 | 1178.8945 | 1178.8945 | 1178.8945 | 1178.8945 | 1178.8945 | 1178.8945 | 1178.8945 | 1178.8945 | 1178.8945 | 1178.8945 | 1178.8945 | 1178.8945 | 1178.8945 | 1178.8945 | 1178.8945 | 1178.8945 | 1178.8945 | 0 | 0 | 0 | 0 | 0 | 0 | 0 | 0 | 0 | 0
| INTEREST PAYMENT |  |  |  | 609.9598 | 588.4398 | 566.1059 | 542.9272 | 518.8717 | 493.9064 | 467.9967 | 441.107 | 413.2002 | 384.2378 | 354.1799 | 322.9851 | 290.6104 | 257.011 | 222.1408 | 185.9516 | 148.3936 | 109.4149 | 68.9618 | 26.9787 | 0 | 0 | 0 | 0 | 0 | 0 | 0 | 0 | 0 | 0
| PRINCIPAL PAYMENTS |  |  |  | 568.9347 | 590.4546 | 612.7886 | 635.9673 | 660.0228 | 684.9881 | 710.8978 | 737.7875 | 765.6943 | 794.6566 | 824.7145 | 855.9093 | 888.2841 | 921.8834 | 956.7536 | 992.9428 | 1030.5009 | 1069.4796 | 1109.9326 | 1151.9158 | 0 | 0 | 0 | 0 | 0 | 0 | 0 | 0 | 0 | 0
TAX BASIS |  |  |  |  | -4440.8309 | -7986.311 | -4164.977 | -1914.5983 | -1890.5428 | -196.0475 | 1501.1322 | 1528.0219 | 1555.9287 | 1584.891 | 1614.9489 | 1646.1437 | 1678.5185 | 1712.1178 | 1746.988 | 1783.1772 | 1820.7353 | 1859.714 | 1900.167 | 1942.1502 | 1969.1289 | 1969.1289 | 1969.1289 | 1969.1289 | 1969.1289 | 1969.1289 | 1969.1289 | 1969.1289 | 1969.1289 | 1969.1289
INCOME TAXES
| US |  | 38.9% |  | -1727.4832 | -3106.675 | -1620.1761 | -744.7787 | -735.4212 | -76.2625 | 583.9404 | 594.4005 | 605.2563 | 616.5226 | 628.2151 | 640.3499 | 652.9437 | 666.0138 | 679.5783 | 693.6559 | 708.266 | 723.4287 | 739.165 | 755.4964 | 765.9911 | 765.9911 | 765.9911 | 765.9911 | 765.9911 | 765.9911 | 765.9911 | 765.9911 | 765.9911 | 765.9911
| GROSS RECIEPTS |  | 0% |  | 0 | 0 | 0 | 0 | 0 | 0 | 0 | 0 | 0 | 0 | 0 | 0 | 0 | 0 | 0 | 0 | 0 | 0 | 0 | 0 | 0 | 0 | 0 | 0 | 0 | 0 | 0 | 0 | 0 | 0
| ITC |  | 10% | 2016 1: -2900
CASH BASIS:
| NET OPERATING INCOME (NOI) |  |  |  | 1032.5677 | 1032.5677 | 1032.5677 | 1032.5677 | 1032.5677 | 1032.5677 | 1032.5677 | 1032.5677 | 1032.5677 | 1032.5677 | 1032.5677 | 1032.5677 | 1032.5677 | 1032.5677 | 1032.5677 | 1032.5677 | 1032.5677 | 1032.5677 | 1032.5677 | 1032.5677 | 2211.4622 | 2211.4622 | 2211.4622 | 2211.4622 | 2211.4622 | 2211.4622 | 2211.4622 | 2211.4622 | 2211.4622 | 2211.4622
NPV
| NET BEFORE TAX CASHFLOW |  |  | 15410.0001 | 1032.5677 | 1032.5677 | 1032.5677 | 1032.5677 | 1032.5677 | 1032.5677 | 1032.5677 | 1032.5677 | 1032.5677 | 1032.5677 | 1032.5677 | 1032.5677 | 1032.5677 | 1032.5677 | 1032.5677 | 1032.5677 | 1032.5677 | 1032.5677 | 1032.5677 | 1032.5677 | 2211.4622 | 2211.4622 | 2211.4622 | 2211.4622 | 2211.4622 | 2211.4622 | 2211.4622 | 2211.4622 | 2211.4622 | 2211.4622
NPV
| LESS TAXES |  |  | 4176.7699 | 4627.4832 | 3106.675 | 1620.1761 | 744.7787 | 735.4212 | 76.2625 | -583.9404 | -594.4005 | -605.2563 | -616.5226 | -628.2151 | -640.3499 | -652.9437 | -666.0138 | -679.5783 | -693.6559 | -708.266 | -723.4287 | -739.165 | -755.4964 | -765.9911 | -765.9911 | -765.9911 | -765.9911 | -765.9911 | -765.9911 | -765.9911 | -765.9911 | -765.9911 | -765.9911
| NET AFTER TAX CASH |  |  | -19705.491 | 5660.051 | 4139.2427 | 2652.7438 | 1777.3465 | 1767.9889 | 1108.8302 | 448.6273 | 438.1672 | 427.3115 | 416.0451 | 404.3526 | 392.2178 | 379.624 | 366.5539 | 352.9894 | 338.9118 | 324.3017 | 309.139 | 293.4028 | 277.0713 | 1445.4711 | 1445.4711 | 1445.4711 | 1445.4711 | 1445.4711 | 1445.4711 | 1445.4711 | 1445.4711 | 1445.4711 | 1445.4711
|  |  | NPV | 2015 0: -118.7211
|  |  | IRR | 2015 0: 6.655%
| DEBT SERVICE COVERAGE |  |  | 2015 0: AVERAGE
|  | AFTER TAX |  | 1.9447 | 5.8012 | 4.5111 | 3.2502 | 2.5076 | 2.4997 | 1.9406 | 1.3805 | 1.3717 | 1.3625 | 1.3529 | 1.343 | 1.3327 | 1.322 | 1.3109 | 1.2994 | 1.2875 | 1.2751 | 1.2622 | 1.2489 | 1.235 | #DIV/0! | #DIV/0! | #DIV/0! | #DIV/0! | #DIV/0! | #DIV/0! | #DIV/0! | #DIV/0! | #DIV/0! | #DIV/0!
|  | BEFORE TAX |  | 1.8759 | 1.8759 | 1.8759 | 1.8759 | 1.8759 | 1.8759 | 1.8759 | 1.8759 | 1.8759 | 1.8759 | 1.8759 | 1.8759 | 1.8759 | 1.8759 | 1.8759 | 1.8759 | 1.8759 | 1.8759 | 1.8759 | 1.8759 | 1.8759 | #DIV/0! | #DIV/0! | #DIV/0! | #DIV/0! | #DIV/0! | #DIV/0! | #DIV/0! | #DIV/0! | #DIV/0! | #DIV/0!
| EQUITY RETURN: | 100%
|  | PRE-TAX |  |  | 5.24% | 5.24% | 5.24% | 5.24% | 5.24% | 5.24% | 5.24% | 5.24% | 5.24% | 5.24% | 5.24% | 5.24% | 5.24% | 5.24% | 5.24% | 5.24% | 5.24% | 5.24% | 5.24% | 5.24% | 11.22% | 11.22% | 11.22% | 11.22% | 11.22% | 11.22% | 11.22% | 11.22% | 11.22% | 11.22%
|  |  | AVG | 2015 0: ROIC; 2016 1: 7.234%
|  | POST-TAX |  |  | 28.72% | 21.01% | 13.46% | 9.02% | 8.972% | 5.627% | 2.277% | 2.224% | 2.168% | 2.111% | 2.052% | 1.99% | 1.926% | 1.86% | 1.791% | 1.72% | 1.646% | 1.569% | 1.489% | 1.406% | 7.335% | 7.335% | 7.335% | 7.335% | 7.335% | 7.335% | 7.335% | 7.335% | 7.335% | 7.335%
|  |  | AVG | 2015 0: ROIC; 2016 1: 6.213%
HDR |  |  |  | ROA | 18.72% | 15.53% | 8.709% | 5.437% | 5.409% | 3.227% | 1.245% | 1.216% | 1.186% | 1.155% | 1.122% | 1.089% | 1.054% | 1.017% | 0.9798% | 0.9407% | 0.9001% | 0.8581% | 0.8144% | 0.7691% | 4.012% | 4.012% | 4.012% | 4.012% | 4.012% | 4.012% | 4.012% | 4.012% | 4.012% | 4.012%
LG&E - KU |  |  |  | 2015 0: 20 YR - AVG; 2016 1: 3.569%
PROJECT: | 221566 | EW BROWN SOLAR |  | 2015 0: 40 YR - AVG; 2016 1: 3.717%
DATE: | 2014-02-12 09:34
FILE: | 0
DEBT SCHEDULE:
[5 empty] | PERIOD | PRINCIP | INTEREST | PAYMENT |  | PERIOD | PRINCIP | INTEREST | PAYMT
16564.509
[5 empty] | 1 | 16424.2494 | 154.464 | 294.7236 |  | 61 | 5109.9814 | 49.9332 | 294.7236
[5 empty] | 2 | 16282.6819 | 153.1561 | 294.7236 |  | 62 | 4862.9083 | 47.6506 | 294.7236
[5 empty] | 3 | 16139.7943 | 151.836 | 294.7236 |  | 63 | 4613.5313 | 45.3466 | 294.7236
[5 empty] | 4 | 15995.5743 | 150.5036 | 294.7236 | 609.9598 | 64 | 4361.8289 | 43.0212 | 294.7236 | 185.9516
[5 empty] | 5 | 15850.0094 | 149.1587 | 294.7236 |  | 65 | 4107.7793 | 40.6741 | 294.7236
[5 empty] | 6 | 15703.0871 | 147.8013 | 294.7236 |  | 66 | 3851.3607 | 38.305 | 294.7236
[5 empty] | 7 | 15554.7948 | 146.4313 | 294.7236 |  | 67 | 3592.5511 | 35.9139 | 294.7236
[5 empty] | 8 | 15405.1197 | 145.0485 | 294.7236 | 588.4398 | 68 | 3331.328 | 33.5005 | 294.7236 | 148.3936
[5 empty] | 9 | 15254.0488 | 143.6527 | 294.7236 |  | 69 | 3067.669 | 31.0646 | 294.7236
[5 empty] | 10 | 15101.5692 | 142.244 | 294.7236 |  | 70 | 2801.5514 | 28.606 | 294.7236
[5 empty] | 11 | 14947.6677 | 140.8221 | 294.7236 |  | 71 | 2532.9523 | 26.1245 | 294.7236
[5 empty] | 12 | 14792.3311 | 139.387 | 294.7236 | 566.1059 | 72 | 2261.8484 | 23.6198 | 294.7236 | 109.4149
[5 empty] | 13 | 14635.5459 | 137.9385 | 294.7236 |  | 73 | 1988.2165 | 21.0917 | 294.7236
[5 empty] | 14 | 14477.2988 | 136.4765 | 294.7236 |  | 74 | 1712.033 | 18.5401 | 294.7236
[5 empty] | 15 | 14317.576 | 135.0008 | 294.7236 |  | 75 | 1433.2741 | 15.9647 | 294.7236
[5 empty] | 16 | 14156.3638 | 133.5114 | 294.7236 | 542.9272 | 76 | 1151.9158 | 13.3653 | 294.7236 | 68.9618
[5 empty] | 17 | 13993.6482 | 132.0081 | 294.7236 |  | 77 | 867.9338 | 10.7416 | 294.7236
[5 empty] | 18 | 13829.4154 | 130.4908 | 294.7236 |  | 78 | 581.3037 | 8.0935 | 294.7236
[5 empty] | 19 | 13663.6511 | 128.9593 | 294.7236 |  | 79 | 292.0007 | 5.4207 | 294.7236
[5 empty] | 20 | 13496.341 | 127.4135 | 294.7236 | 518.8717 | 80 | 1.5717e-10 | 2.7229 | 294.7236 | 26.9787
[5 empty] | 21 | 13327.4708 | 125.8534 | 294.7236 |  | 81 | 1.5864e-10 | 1.4656e-12 | 0
[5 empty] | 22 | 13157.0258 | 124.2787 | 294.7236 |  | 82 | 1.6012e-10 | 1.4793e-12 | 0
[5 empty] | 23 | 12984.9915 | 122.6893 | 294.7236 |  | 83 | 1.6161e-10 | 1.4931e-12 | 0
[5 empty] | 24 | 12811.3529 | 121.085 | 294.7236 | 493.9064 | 84 | 1.6312e-10 | 1.507e-12 | 0 | 5.945e-12
[5 empty] | 25 | 12636.0951 | 119.4659 | 294.7236 |  | 85 | 1.6464e-10 | 1.5211e-12 | 0
[5 empty] | 26 | 12459.2031 | 117.8316 | 294.7236 |  | 86 | 1.6617e-10 | 1.5353e-12 | 0
[5 empty] | 27 | 12280.6616 | 116.1821 | 294.7236 |  | 87 | 1.6772e-10 | 1.5496e-12 | 0
[5 empty] | 28 | 12100.4551 | 114.5172 | 294.7236 | 467.9967 | 88 | 1.6929e-10 | 1.564e-12 | 0 | 6.1699e-12
[5 empty] | 29 | 11918.5683 | 112.8367 | 294.7236 |  | 89 | 1.7087e-10 | 1.5786e-12 | 0
[5 empty] | 30 | 11734.9853 | 111.1406 | 294.7236 |  | 90 | 1.7246e-10 | 1.5933e-12 | 0
[5 empty] | 31 | 11549.6904 | 109.4287 | 294.7236 |  | 91 | 1.7407e-10 | 1.6082e-12 | 0
[5 empty] | 32 | 11362.6677 | 107.7009 | 294.7236 | 441.107 | 92 | 1.7569e-10 | 1.6232e-12 | 0 | 6.4033e-12
[5 empty] | 33 | 11173.9009 | 105.9569 | 294.7236 |  | 93 | 1.7733e-10 | 1.6383e-12 | 0
[5 empty] | 34 | 10983.3739 | 104.1966 | 294.7236 |  | 94 | 1.7898e-10 | 1.6536e-12 | 0
[5 empty] | 35 | 10791.0703 | 102.42 | 294.7236 |  | 95 | 1.8065e-10 | 1.669e-12 | 0
[5 empty] | 36 | 10596.9734 | 100.6267 | 294.7236 | 413.2002 | 96 | 1.8234e-10 | 1.6846e-12 | 0 | 6.6455e-12
[5 empty] | 37 | 10401.0665 | 98.8168 | 294.7236 |  | 97 | 1.8404e-10 | 1.7003e-12 | 0
[5 empty] | 38 | 10203.3329 | 96.9899 | 294.7236 |  | 98 | 1.8575e-10 | 1.7161e-12 | 0
[5 empty] | 39 | 10003.7553 | 95.1461 | 294.7236 |  | 99 | 1.8748e-10 | 1.7321e-12 | 0
[5 empty] | 40 | 9802.3167 | 93.285 | 294.7236 | 384.2378 | 100 | 1.8923e-10 | 1.7483e-12 | 0 | 6.8968e-12
[5 empty] | 41 | 9598.9997 | 91.4066 | 294.7236
[5 empty] | 42 | 9393.7868 | 89.5107 | 294.7236
[5 empty] | 43 | 9186.6602 | 87.5971 | 294.7236
[5 empty] | 44 | 8977.6022 | 85.6656 | 294.7236 | 354.1799
[5 empty] | 45 | 8766.5947 | 83.7161 | 294.7236
[5 empty] | 46 | 8553.6196 | 81.7485 | 294.7236
[5 empty] | 47 | 8338.6585 | 79.7625 | 294.7236
[5 empty] | 48 | 8121.6929 | 77.758 | 294.7236 | 322.9851
[5 empty] | 49 | 7902.7041 | 75.7348 | 294.7236
[5 empty] | 50 | 7681.6732 | 73.6927 | 294.7236
[5 empty] | 51 | 7458.5811 | 71.6316 | 294.7236
[5 empty] | 52 | 7233.4088 | 69.5513 | 294.7236 | 290.6104
[5 empty] | 53 | 7006.1367 | 67.4515 | 294.7236
[5 empty] | 54 | 6776.7453 | 65.3322 | 294.7236
[5 empty] | 55 | 6545.2149 | 63.1932 | 294.7236
[5 empty] | 56 | 6311.5254 | 61.0341 | 294.7236 | 257.011
[5 empty] | 57 | 6075.6567 | 58.855 | 294.7236
[5 empty] | 58 | 5837.5886 | 56.6555 | 294.7236
[5 empty] | 59 | 5597.3005 | 54.4355 | 294.7236
[5 empty] | 60 | 5354.7717 | 52.1948 | 294.7236 | 222.1408

## 10MW PV Solar Dispatch
HDR
LG&E - KU
PROJECT: | 221566 | EW BROWN SOLAR
DATE: | 2014-02-12 09:34
FILE: | 0 | SHEET 4
PERFORMANCE & OPERATING COST SUMMARY: |  |  | 10 MW PV Solar - Multicrrystalline Standard Efficiency
YEAR |  |  |  |  | 2018 | 2019 | 2020 | 2021 | 2022 | 2023 | 2024 | 2025 | 2026 | 2027 | 2028 | 2029 | 2030 | 2031 | 2032 | 2033 | 2034 | 2035 | 2036 | 2037 | 2038 | 2039 | 2040 | 2041 | 2042 | 2043 | 2044 | 2045 | 2046 | 2047
YEAR |  |  |  |  | 1 | 2 | 3 | 4 | 5 | 6 | 7 | 8 | 9 | 10 | 11 | 12 | 13 | 14 | 15 | 16 | 17 | 18 | 19 | 20 | 21 | 22 | 23 | 24 | 25 | 26 | 27 | 28 | 29 | 30
OPERATIONAL SCHEDULE:
| MAJOR MAINT |  | (DAYS/YR)
| STARTS |  | (ANNUAL HOT) |  |  | 0 | 0 | 0 | 0 | 0 | 0 | 0 | 0 | 0 | 0 | 0 | 0 | 0 | 0 | 0 | 0 | 0 | 0 | 0 | 0 | 0 | 0 | 0 | 0 | 0 | 0 | 0 | 0 | 0
|  |  | (ANNUAL COLD) |  |  | 0 | 0 | 0 | 0 | 0 | 0 | 0 | 0 | 0 | 0 | 0 | 0 | 0 | 0 | 0 | 0 | 0 | 0 | 0 | 0 | 0 | 0 | 0 | 0 | 0 | 0 | 0 | 0 | 0
| SCH OUTAGE |  | (HOURS) |  | 0 | 0 | 0 | 0 | 0 | 0 | 0 | 0 | 0 | 0 | 0 | 0 | 0 | 0 | 0 | 0 | 0 | 0 | 0 | 0 | 0 | 0 | 0 | 0 | 0 | 0 | 0 | 0 | 0 | 0
| FO RATE |  | (%) |  | 82.45% | 82.45% | 82.45% | 82.45% | 82.45% | 82.45% | 82.45% | 82.45% | 82.45% | 82.45% | 82.45% | 82.45% | 82.45% | 82.45% | 82.45% | 82.45% | 82.45% | 82.45% | 82.45% | 82.45% | 82.45% | 82.45% | 82.45% | 82.45% | 82.45% | 82.45% | 82.45% | 82.45% | 82.45% | 82.45%
| FORCED OUTAGE |  | (HOURS) |  | 7222.62 | 7222.62 | 7222.62 | 7222.62 | 7222.62 | 7222.62 | 7222.62 | 7222.62 | 7222.62 | 7222.62 | 7222.62 | 7222.62 | 7222.62 | 7222.62 | 7222.62 | 7222.62 | 7222.62 | 7222.62 | 7222.62 | 7222.62 | 7222.62 | 7222.62 | 7222.62 | 7222.62 | 7222.62 | 7222.62 | 7222.62 | 7222.62 | 7222.62 | 7222.62
| TOTAL OUTAGE |  | (HOURS) |  | 7222.62 | 7222.62 | 7222.62 | 7222.62 | 7222.62 | 7222.62 | 7222.62 | 7222.62 | 7222.62 | 7222.62 | 7222.62 | 7222.62 | 7222.62 | 7222.62 | 7222.62 | 7222.62 | 7222.62 | 7222.62 | 7222.62 | 7222.62 | 7222.62 | 7222.62 | 7222.62 | 7222.62 | 7222.62 | 7222.62 | 7222.62 | 7222.62 | 7222.62 | 7222.62
| AVAILABLE HOURS |  | (ANNUAL) |  | 1537.38 | 1537.38 | 1537.38 | 1537.38 | 1537.38 | 1537.38 | 1537.38 | 1537.38 | 1537.38 | 1537.38 | 1537.38 | 1537.38 | 1537.38 | 1537.38 | 1537.38 | 1537.38 | 1537.38 | 1537.38 | 1537.38 | 1537.38 | 1537.38 | 1537.38 | 1537.38 | 1537.38 | 1537.38 | 1537.38 | 1537.38 | 1537.38 | 1537.38 | 1537.38
| COMBINED CAPACITY FACTOR | BASE | (%) |  | 17.55% | 17.55% | 17.55% | 17.55% | 17.55% | 17.55% | 17.55% | 17.55% | 17.55% | 17.55% | 17.55% | 17.55% | 17.55% | 17.55% | 17.55% | 17.55% | 17.55% | 17.55% | 17.55% | 17.55% | 17.55% | 17.55% | 17.55% | 17.55% | 17.55% | 17.55% | 17.55% | 17.55% | 17.55% | 17.55%
| COMBINED CAPACITY FACTOR | PT LOAD | (%) | bar: 2018 1 to 2047 30
| BASE LOAD HOURS | 17.55% | (HOURS) | 1537.38 | 1537.38 | 1537.38 | 1537.38 | 1537.38 | 1537.38 | 1537.38 | 1537.38 | 1537.38 | 1537.38 | 1537.38 | 1537.38 | 1537.38 | 1537.38 | 1537.38 | 1537.38 | 1537.38 | 1537.38 | 1537.38 | 1537.38 | 1537.38 | 1537.38 | 1537.38 | 1537.38 | 1537.38 | 1537.38 | 1537.38 | 1537.38 | 1537.38 | 1537.38 | 1537.38
| PART LOAD HOURS | 0% | (HOURS) | 0 | 0 | 0 | 0 | 0 | 0 | 0 | 0 | 0 | 0 | 0 | 0 | 0 | 0 | 0 | 0 | 0 | 0 | 0 | 0 | 0 | 0 | 0 | 0 | 0 | 0 | 0 | 0 | 0 | 0 | 0
|  |  | BASE CAPACITY |  | 2018 1: 10000; 2019 2: KW; 2020 3: PER UNIT
PERFORMANCE DATA: |  |  |  |  | 2018 1: 0
[5 empty] | 1 | [5 empty] | 1 |  |  | 1
BASE LOAD
UNITS OPERATING | bar: 2018 1 to 2047 30
| DEGRADATION-OUTPUT |  | (%) |  | 1% | 2% | 3% | 4% | 5% | 6% | 7% | 8% | 9% | 10% | 11% | 12% | 13% | 14% | 15% | 16% | 17% | 18% | 19% | 20% | 21% | 22% | 23% | 24% | 25% | 26% | 27% | 28% | 29% | 30%
| DEGRADATION-THERMAL |  | (%) | bar: 1% to 30%
| OUTPUT - GROSS | TOTAL | KW |  | 9900 | 9800 | 9700 | 9600 | 9500 | 9400 | 9300 | 9200 | 9100 | 9000 | 8900 | 8800 | 8700 | 8600 | 8500 | 8400 | 8300 | 8200 | 8100 | 8000 | 7900 | 7800 | 7700 | 7600 | 7500 | 7400 | 7300 | 7200 | 7100 | 7000
| OUTPUT - NET |  | KW | 0% | 9900 | 9800 | 9700 | 9600 | 9500 | 9400 | 9300 | 9200 | 9100 | 9000 | 8900 | 8800 | 8700 | 8600 | 8500 | 8400 | 8300 | 8200 | 8100 | 8000 | 7900 | 7800 | 7700 | 7600 | 7500 | 7400 | 7300 | 7200 | 7100 | 7000
| FUEL RATE |  | (MMBTU/HR) |  | 0 | 0 | 0 | 0 | 0 | 0 | 0 | 0 | 0 | 0 | 0 | 0 | 0 | 0 | 0 | 0 | 0 | 0 | 0 | 0 | 0 | 0 | 0 | 0 | 0 | 0 | 0 | 0 | 0 | 0
| HEAT RATE - NET |  | (BTU/KWH) | 0 | 0 | 0 | 0 | 0 | 0 | 0 | 0 | 0 | 0 | 0 | 0 | 0 | 0 | 0 | 0 | 0 | 0 | 0 | 0 | 0 | 0 | 0 | 0 | 0 | 0 | 0 | 0 | 0 | 0 | 0
CONSUMABLE RATES:
| AMMONIA |  | LB/LB FUEL |  | 1%: 0
| CLARIFIED WATER |  | GALLONS/MWH |  | 1%: 0
| DEMINERALIZED WTR |  | GALLONS/MWH |  | 1%: 0
| STARTUP FUEL |  | MMBTU/HOT START |  | 1%: 0
| STARTUP FUEL |  | MMBTU/COLD START |  | 1%: 0
PRODUCTION RATES: |  |  |  |  | 1%: WET
| WASTE WATER |  | GALLONS/MWH |  | 1%: 0
| NOx |  | LB/MMBTU |  | 1%: 0
| SOx |  | LB/MMBTU |  | 1%: 0
PRODUCTION/USAGE DATA: |  | (ANNUAL)
| GROSS GENERATION |  | (MWH) |  | 15220.062 | 15066.324 | 14912.586 | 14758.848 | 14605.11 | 14451.372 | 14297.634 | 14143.896 | 13990.158 | 13836.42 | 13682.682 | 13528.944 | 13375.206 | 13221.468 | 13067.73 | 12913.992 | 12760.254 | 12606.516 | 12452.778 | 12299.04 | 12145.302 | 11991.564 | 11837.826 | 11684.088 | 11530.35 | 11376.612 | 11222.874 | 11069.136 | 10915.398 | 10761.66
| NET GENERATION |  | (MWH) |  | 15220.062 | 15066.324 | 14912.586 | 14758.848 | 14605.11 | 14451.372 | 14297.634 | 14143.896 | 13990.158 | 13836.42 | 13682.682 | 13528.944 | 13375.206 | 13221.468 | 13067.73 | 12913.992 | 12760.254 | 12606.516 | 12452.778 | 12299.04 | 12145.302 | 11991.564 | 11837.826 | 11684.088 | 11530.35 | 11376.612 | 11222.874 | 11069.136 | 10915.398 | 10761.66
| TOTAL NET GENERATION |  | (MWH) | 12990.861 | 15220.062 | 15066.324 | 14912.586 | 14758.848 | 14605.11 | 14451.372 | 14297.634 | 14143.896 | 13990.158 | 13836.42 | 13682.682 | 13528.944 | 13375.206 | 13221.468 | 13067.73 | 12913.992 | 12760.254 | 12606.516 | 12452.778 | 12299.04 | 12145.302 | 11991.564 | 11837.826 | 11684.088 | 11530.35 | 11376.612 | 11222.874 | 11069.136 | 10915.398 | 10761.66
| STARTUP FUEL |  | (MMBTU) |  | 0 | 0 | 0 | 0 | 0 | 0 | 0 | 0 | 0 | 0 | 0 | 0 | 0 | 0 | 0 | 0 | 0 | 0 | 0 | 0 | 0 | 0 | 0 | 0 | 0 | 0 | 0 | 0 | 0 | 0
| OPERATING FUEL |  | (MMBTU) | 29602464.0085 | 0 | 0 | 0 | 0 | 0 | 0 | 0 | 0 | 0 | 0 | 0 | 0 | 0 | 0 | 0 | 0 | 0 | 0 | 0 | 0 | 0 | 0 | 0 | 0 | 0 | 0 | 0 | 0 | 0 | 0
| OPERATING FUEL |  | (TON) |  | 0 | 0 | 0 | 0 | 0 | 0 | 0 | 0 | 0 | 0 | 0 | 0 | 0 | 0 | 0 | 0 | 0 | 0 | 0 | 0 | 0 | 0 | 0 | 0 | 0 | 0 | 0 | 0 | 0 | 0
| TOTAL OPERATING FUEL |  | (MMBTU) |  | 0 | 0 | 0 | 0 | 0 | 0 | 0 | 0 | 0 | 0 | 0 | 0 | 0 | 0 | 0 | 0 | 0 | 0 | 0 | 0 | 0 | 0 | 0 | 0 | 0 | 0 | 0 | 0 | 0 | 0
| TOTAL OPERATING FUEL |  | (TON) |  | 0 | 0 | 0 | 0 | 0 | 0 | 0 | 0 | 0 | 0 | 0 | 0 | 0 | 0 | 0 | 0 | 0 | 0 | 0 | 0 | 0 | 0 | 0 | 0 | 0 | 0 | 0 | 0 | 0 | 0
| AMMONIA (as 19% AQUEOUS) |  | (TON) |  | 0 | 0 | 0 | 0 | 0 | 0 | 0 | 0 | 0 | 0 | 0 | 0 | 0 | 0 | 0 | 0 | 0 | 0 | 0 | 0 | 0 | 0 | 0 | 0 | 0 | 0 | 0 | 0 | 0 | 0
| CLARIFIED WATER |  | (K-GALLONS) |  | 0 | 0 | 0 | 0 | 0 | 0 | 0 | 0 | 0 | 0 | 0 | 0 | 0 | 0 | 0 | 0 | 0 | 0 | 0 | 0 | 0 | 0 | 0 | 0 | 0 | 0 | 0 | 0 | 0 | 0
| DEMIN WATER |  | (K-GALLONS) |  | 0 | 0 | 0 | 0 | 0 | 0 | 0 | 0 | 0 | 0 | 0 | 0 | 0 | 0 | 0 | 0 | 0 | 0 | 0 | 0 | 0 | 0 | 0 | 0 | 0 | 0 | 0 | 0 | 0 | 0
| WASTE WATER |  | (K-GALLONS) |  | 0 | 0 | 0 | 0 | 0 | 0 | 0 | 0 | 0 | 0 | 0 | 0 | 0 | 0 | 0 | 0 | 0 | 0 | 0 | 0 | 0 | 0 | 0 | 0 | 0 | 0 | 0 | 0 | 0 | 0
| NOx |  | (TON) |  | 0 | 0 | 0 | 0 | 0 | 0 | 0 | 0 | 0 | 0 | 0 | 0 | 0 | 0 | 0 | 0 | 0 | 0 | 0 | 0 | 0 | 0 | 0 | 0 | 0 | 0 | 0 | 0 | 0 | 0
| SOx |  | (TON) |  | 0 | 0 | 0 | 0 | 0 | 0 | 0 | 0 | 0 | 0 | 0 | 0 | 0 | 0 | 0 | 0 | 0 | 0 | 0 | 0 | 0 | 0 | 0 | 0 | 0 | 0 | 0 | 0 | 0 | 0
UNIT COSTS:
| CPI | % |  |  |  | 2.4% | 2.4% | 2.4% | 2.4% | 2.4% | 2.4% | 2.4% | 2.4% | 2.4% | 2.4% | 2.4% | 2.4% | 2.4% | 2.4% | 2.4% | 2.4% | 2.4% | 2.4% | 2.4% | 2.4% | 2.4% | 2.4% | 2.4% | 2.4% | 2.4% | 2.4% | 2.4% | 2.4% | 2.4%
| WACOF | % | bar: 2% to 30%
| FUEL | ($/MMBTU) |  |  | 4.96 | 5.31 | 5.66 | 6.06 | 6.53 | 6.91 | 7.22 | 7.59 | 7.93 | 8.32 | 8.62 | 8.99 | 9.38 | 9.8 | 10.28 | 10.68 | 11.46 | 12.23 | 12.84 | 13.48 | 14.15 | 14.85 | 15.6 | 16.37 | 17.19 | 17.9 | 18.7664 | 19.6706 | 20.6142 | 21.5943
| AMMONIA | ($/TON) |  |  | 165.6927 | 165.6927 | 165.6927 | 165.6927 | 165.6927 | 165.6927 | 165.6927 | 165.6927 | 165.6927 | 165.6927 | 165.6927 | 165.6927 | 165.6927 | 165.6927 | 165.6927 | 165.6927 | 165.6927 | 165.6927 | 165.6927 | 165.6927 | 165.6927 | 165.6927 | 165.6927 | 165.6927 | 165.6927 | 165.6927 | 165.6927 | 165.6927 | 165.6927 | 165.6927
| CLARIFIED WATER | ($/K-GALLONS) |  |  | 1.4864 | 1.4864 | 1.4864 | 1.4864 | 1.4864 | 1.4864 | 1.4864 | 1.4864 | 1.4864 | 1.4864 | 1.4864 | 1.4864 | 1.4864 | 1.4864 | 1.4864 | 1.4864 | 1.4864 | 1.4864 | 1.4864 | 1.4864 | 1.4864 | 1.4864 | 1.4864 | 1.4864 | 1.4864 | 1.4864 | 1.4864 | 1.4864 | 1.4864 | 1.4864
| DEMIN WATER | ($/K-GALLONS) |  |  | 4.6832 | 4.6832 | 4.6832 | 4.6832 | 4.6832 | 4.6832 | 4.6832 | 4.6832 | 4.6832 | 4.6832 | 4.6832 | 4.6832 | 4.6832 | 4.6832 | 4.6832 | 4.6832 | 4.6832 | 4.6832 | 4.6832 | 4.6832 | 4.6832 | 4.6832 | 4.6832 | 4.6832 | 4.6832 | 4.6832 | 4.6832 | 4.6832 | 4.6832 | 4.6832
| CYCLE CHEM FEED | ($/TON STM) |  |  | 0.012249 | 0.012249 | 0.012249 | 0.012249 | 0.012249 | 0.012249 | 0.012249 | 0.012249 | 0.012249 | 0.012249 | 0.012249 | 0.012249 | 0.012249 | 0.012249 | 0.012249 | 0.012249 | 0.012249 | 0.012249 | 0.012249 | 0.012249 | 0.012249 | 0.012249 | 0.012249 | 0.012249 | 0.012249 | 0.012249 | 0.012249 | 0.012249 | 0.012249 | 0.012249
| STARTUP FUEL | ($/MMBTU) |  |  | 4.96 | 5.31 | 5.66 | 6.06 | 6.53 | 6.91 | 7.22 | 7.59 | 7.93 | 8.32 | 8.62 | 8.99 | 9.38 | 9.8 | 10.28 | 10.68 | 11.46 | 12.23 | 12.84 | 13.48 | 14.15 | 14.85 | 15.6 | 16.37 | 17.19 | 17.9 | 18.7664 | 19.6706 | 20.6142 | 21.5943
| WASTE WATER TRT | ($/K-GALLONS) |  |  | 0 | 0 | 0 | 0 | 0 | 0 | 0 | 0 | 0 | 0 | 0 | 0 | 0 | 0 | 0 | 0 | 0 | 0 | 0 | 0 | 0 | 0 | 0 | 0 | 0 | 0 | 0 | 0 | 0 | 0
| NOx | ($/TON) |  |  | 0 | 0 | 0 | 0 | 0 | 0 | 0 | 0 | 0 | 0 | 0 | 0 | 0 | 0 | 0 | 0 | 0 | 0 | 0 | 0 | 0 | 0 | 0 | 0 | 0 | 0 | 0 | 0 | 0 | 0
| OZONE NOx | ($/TON) |  |  | 0 | 0 | 0 | 0 | 0 | 0 | 0 | 0 | 0 | 0 | 0 | 0 | 0 | 0 | 0 | 0 | 0 | 0 | 0 | 0 | 0 | 0 | 0 | 0 | 0 | 0 | 0 | 0 | 0 | 0
| SOx | ($/TON) |  |  | 0 | 0 | 0 | 0 | 0 | 0 | 0 | 0 | 0 | 0 | 0 | 0 | 0 | 0 | 0 | 0 | 0 | 0 | 0 | 0 | 0 | 0 | 0 | 0 | 0 | 0 | 0 | 0 | 0 | 0
CONSUMABLE COSTS |  | -1000
Levelized
| AMMONIA |  |  | 0 | 0 | 0 | 0 | 0 | 0 | 0 | 0 | 0 | 0 | 0 | 0 | 0 | 0 | 0 | 0 | 0 | 0 | 0 | 0 | 0 | 0 | 0 | 0 | 0 | 0 | 0 | 0 | 0 | 0 | 0
| CLARIFIED WATER |  |  | 0 | 0 | 0 | 0 | 0 | 0 | 0 | 0 | 0 | 0 | 0 | 0 | 0 | 0 | 0 | 0 | 0 | 0 | 0 | 0 | 0 | 0 | 0 | 0 | 0 | 0 | 0 | 0 | 0 | 0 | 0
| DEMIN WATER |  |  | 0 | 0 | 0 | 0 | 0 | 0 | 0 | 0 | 0 | 0 | 0 | 0 | 0 | 0 | 0 | 0 | 0 | 0 | 0 | 0 | 0 | 0 | 0 | 0 | 0 | 0 | 0 | 0 | 0 | 0 | 0
| CYCLE CHEM FEED |  |  | 0.018831 | 0.018831 | 0.018831 | 0.018831 | 0.018831 | 0.018831 | 0.018831 | 0.018831 | 0.018831 | 0.018831 | 0.018831 | 0.018831 | 0.018831 | 0.018831 | 0.018831 | 0.018831 | 0.018831 | 0.018831 | 0.018831 | 0.018831 | 0.018831 | 0.018831 | 0.018831 | 0.018831 | 0.018831 | 0.018831 | 0.018831 | 0.018831 | 0.018831 | 0.018831 | 0.018831
| STARTUP FUEL |  |  | 0 | 0 | 0 | 0 | 0 | 0 | 0 | 0 | 0 | 0 | 0 | 0 | 0 | 0 | 0 | 0 | 0 | 0 | 0 | 0 | 0 | 0 | 0 | 0 | 0 | 0 | 0 | 0 | 0 | 0 | 0
| WASTE WTR TRTM |  |  | 0 | 0 | 0 | 0 | 0 | 0 | 0 | 0 | 0 | 0 | 0 | 0 | 0 | 0 | 0 | 0 | 0 | 0 | 0 | 0 | 0 | 0 | 0 | 0 | 0 | 0 | 0 | 0 | 0 | 0 | 0
| NOx |  |  | 0 | 0 | 0 | 0 | 0 | 0 | 0 | 0 | 0 | 0 | 0 | 0 | 0 | 0 | 0 | 0 | 0 | 0 | 0 | 0 | 0 | 0 | 0 | 0 | 0 | 0 | 0 | 0 | 0 | 0 | 0
| OZONE NOx |  |  | 0 | 0 | 0 | 0 | 0 | 0 | 0 | 0 | 0 | 0 | 0 | 0 | 0 | 0 | 0 | 0 | 0 | 0 | 0 | 0 | 0 | 0 | 0 | 0 | 0 | 0 | 0 | 0 | 0 | 0 | 0
| SOx |  |  | 0 | 0 | 0 | 0 | 0 | 0 | 0 | 0 | 0 | 0 | 0 | 0 | 0 | 0 | 0 | 0 | 0 | 0 | 0 | 0 | 0 | 0 | 0 | 0 | 0 | 0 | 0 | 0 | 0 | 0 | 0
| TOTAL CONSUMABLE COSTS |  |  | 0.018831 | 0.018831 | 0.018831 | 0.018831 | 0.018831 | 0.018831 | 0.018831 | 0.018831 | 0.018831 | 0.018831 | 0.018831 | 0.018831 | 0.018831 | 0.018831 | 0.018831 | 0.018831 | 0.018831 | 0.018831 | 0.018831 | 0.018831 | 0.018831 | 0.018831 | 0.018831 | 0.018831 | 0.018831 | 0.018831 | 0.018831 | 0.018831 | 0.018831 | 0.018831 | 0.018831
SPARE PARTS |  | -1000 |  |  |  | 2.4% | 2.4% | 2.4% | 2.4% | 2.4% | 2.4% | 2.4% | 2.4% | 2.4% | 2.4% | 2.4% | 2.4% | 2.4% | 2.4% | 2.4% | 2.4% | 2.4% | 2.4% | 2.4% | 2.4% | 2.4% | 2.4% | 2.4% | 2.4% | 2.4% | 2.4% | 2.4% | 2.4% | 2.4%
| INVENTORY |  |  | 0 | 0 | 0 | 0 | 0 | 0 | 0 | 0 | 0 | 0 | 0 | 0 | 0 | 0 | 0 | 0 | 0 | 0 | 0 | 0 | 0 | 0 | 0 | 0 | 0 | 0 | 0 | 0 | 0 | 0 | 0
MAINTENANCE PARTS AND LABOR COSTS |  | -1000
| ESCALATION RATE | (%) |  |  |  | 2.4% | 2.4% | 2.4% | 2.4% | 2.4% | 2.4% | 2.4% | 2.4% | 2.4% | 2.4% | 2.4% | 2.4% | 2.4% | 2.4% | 2.4% | 2.4% | 2.4% | 2.4% | 2.4% | 2.4% | 2.4% | 2.4% | 2.4% | 2.4% | 2.4% | 2.4% | 2.4% | 2.4% | 2.4%
Levelized
| PV |  |  | 19.3165 | 15 | 15.36 | 15.7286 | 16.1061 | 16.4927 | 16.8885 | 17.2938 | 17.7089 | 18.1339 | 18.5691 | 19.0148 | 19.4711 | 19.9384 | 20.4169 | 20.9069 | 21.4087 | 21.9225 | 22.4487 | 22.9874 | 23.5391 | 24.1041 | 24.6826 | 25.275 | 25.8815 | 26.5027 | 27.1388 | 27.7901 | 28.4571 | 29.14 | 29.8394
|  |  |  | 19.3165 | 15 | 15.36 | 15.7286 | 16.1061 | 16.4927 | 16.8885 | 17.2938 | 17.7089 | 18.1339 | 18.5691 | 19.0148 | 19.4711 | 19.9384 | 20.4169 | 20.9069 | 21.4087 | 21.9225 | 22.4487 | 22.9874 | 23.5391 | 24.1041 | 24.6826 | 25.275 | 25.8815 | 26.5027 | 27.1388 | 27.7901 | 28.4571 | 29.14 | 29.8394
STAFF LABOR COSTS
| FACILITY DEPARTMENT |  |  |  | 1%: TOTAL
| QUANTITY OF SALARIED STAFF |  |  |  | 1%: 0
| QUANTITY OF HOURLY STAFF |  |  |  | 1%: 0
| QUANTITY OF CORPORATE STAFF |  |  |  | 1%: 0
| COST OF SALARIED STAFF |  | ($/YR) |  | 1%: 126585.5759
| COST OF HOURLY STAFF |  | ($/YR) |  | 1%: 101268.4607
| COST OF CORPORATE STAFF |  | ($/YR) |  | 1%: 0
| SALARY ESCALATION |  |  |  |  | 0.9% | 0.9% | 0.9% | 0.9% | 0.9% | 0.9% | 0.9% | 0.9% | 0.9% | 0.9% | 0.9% | 0.9% | 0.9% | 0.9% | 0.9% | 0.9% | 0.9% | 0.9% | 0.9% | 0.9% | 0.9% | 0.9% | 0.9% | 0.9% | 0.9% | 0.9% | 0.9% | 0.9% | 0.9%
| COST OF SALARIED STAFF |  | -1000 |  | 0 | 0 | 0 | 0 | 0 | 0 | 0 | 0 | 0 | 0 | 0 | 0 | 0 | 0 | 0 | 0 | 0 | 0 | 0 | 0 | 0 | 0 | 0 | 0 | 0 | 0 | 0 | 0 | 0 | 0
| COST OF HOURLY STAFF |  | -1000 |  | 0 | 0 | 0 | 0 | 0 | 0 | 0 | 0 | 0 | 0 | 0 | 0 | 0 | 0 | 0 | 0 | 0 | 0 | 0 | 0 | 0 | 0 | 0 | 0 | 0 | 0 | 0 | 0 | 0 | 0
| COST OF CORPORATE STAFF |  | -1000 |  | 0 | 0 | 0 | 0 | 0 | 0 | 0 | 0 | 0 | 0 | 0 | 0 | 0 | 0 | 0 | 0 | 0 | 0 | 0 | 0 | 0 | 0 | 0 | 0 | 0 | 0 | 0 | 0 | 0 | 0
Levelized
| TOTAL STAFF LABOR COSTS |  | -1000 | 0 | 0 | 0 | 0 | 0 | 0 | 0 | 0 | 0 | 0 | 0 | 0 | 0 | 0 | 0 | 0 | 0 | 0 | 0 | 0 | 0 | 0 | 0 | 0 | 0 | 0 | 0 | 0 | 0 | 0 | 0
MISC. COSTS |  | -1000
| COST ESCALATION |  |  |  |  | 0.9% | 0.9% | 0.9% | 0.9% | 0.9% | 0.9% | 0.9% | 0.9% | 0.9% | 0.9% | 0.9% | 0.9% | 0.9% | 0.9% | 0.9% | 0.9% | 0.9% | 0.9% | 0.9% | 0.9% | 0.9% | 0.9% | 0.9% | 0.9% | 0.9% | 0.9% | 0.9% | 0.9% | 0.9%
| ANNUAL SITE & BUILDING MAINTENANCE |  |  |  |  | 0 | 0 | 0 | 0 | 0 | 0 | 0 | 0 | 0 | 0 | 0 | 0 | 0 | 0 | 0 | 0 | 0 | 0 | 0 | 0 | 0 | 0 | 0 | 0 | 0 | 0 | 0 | 0 | 0
| INSURANCES |  | 0.106% |  | 40.015 | 40.015 | 40.015 | 40.015 | 40.015 | 40.015 | 40.015 | 40.015 | 40.015 | 40.015 | 40.015 | 40.015 | 40.015 | 40.015 | 40.015 | 40.015 | 40.015 | 40.015 | 40.015 | 40.015 | 40.015 | 40.015 | 40.015 | 40.015 | 40.015 | 40.015 | 40.015 | 40.015 | 40.015 | 40.015
| PROPERTY TAX |  | 0.15% |  | 52.5915 | 50.778 | 48.9645 | 47.151 | 45.3375 | 43.524 | 41.7105 | 39.897 | 38.0835 | 36.27 | 34.4565 | 32.643 | 30.8295 | 29.016 | 27.2025 | 25.389 | 23.5755 | 21.762 | 19.9485 | 18.135 | 16.3215 | 14.508 | 12.6945 | 10.881 | 9.0675 | 7.254 | 5.4405 | 3.627 | 1.8135 | 0
Levelized
| TOTAL MISC. COSTS |  |  | 74.664 | 92.6065 | 90.793 | 88.9795 | 87.166 | 85.3525 | 83.539 | 81.7255 | 79.912 | 78.0985 | 76.285 | 74.4715 | 72.658 | 70.8445 | 69.031 | 67.2175 | 65.404 | 63.5905 | 61.777 | 59.9635 | 58.15 | 56.3365 | 54.523 | 52.7095 | 50.896 | 49.0825 | 47.269 | 45.4555 | 43.642 | 41.8285 | 40.015

## Option 8 Master (hidden)
HDR
#REF!
PROJECT: | 140423 | LG&E 2017 CC
DATE: | #REF!
FILE: |  | SHEET 1
PLANT DESIGN:
[8 empty] | CAPITAL COST CATEGORIES: |  |  | -1000 |  |  | FINANCE STRUCTURE:
PLANT GROSS CAPACITY |  | NEW & CLEAN |  | #REF! | KW
NET CONTRACT DEMAND |  |  |  | #REF! | KW |  |  | HARD COSTS: | [5 empty] | DEBT |  |  | AVG DCR | #REF!
[9 empty] | EPC PLANT | [5 empty] | PERCENT |  | #REF! | #REF!
HEAT RATE - GROSS HHV |  |  |  | #REF! | BTU/KWH | [9 empty] | RATE |  |  | #REF!
HEAT RATE - NET HHV |  |  |  | #REF! | BTU/KWH | [9 empty] | TERM | 20 YR |  | 80
[15 empty] | PAYMENT - QUARTER |  |  | #REF!
EQUITY
[8 empty] | SOFT COSTS: | [6 empty] | PERCENT |  | #REF! | #REF!
[9 empty] | TOTAL OWNER INDIRECTS | [5 empty] | POST-TAX RETURN |  | (TARGET) | 9.73%
[9 empty] | OWNER CONTINGENCY | [5 empty] | EQUITY PAYMENT |  |  | #REF! | GOAL SEEK IRR=7.77% UNLEVERED
[17 empty] | IRR | #VALUE!
[17 empty] | NPV | #REF!
[9 empty] | PROJECT MANAGEMENT |  |  | 0
[9 empty] | ENGINEERING SUPPORT |  |  | 0
[9 empty] | FINANCE FEE |  | 0.015 | #REF!
[9 empty] | AFUDC |  | #REF! | #REF!
[9 empty] | CONSTRUCTION MNGMT |  |  | 0
[9 empty] | OWNER CONTINGENCY |  | 0.1 | 0
[9 empty] | PLANT OPS |  |  | 0
[9 empty] | INSURANCE |  | CONST | 0
[9 empty] | ESCALATION ALLOWANCE |  |  | 0
| DEPRECIATION | NEW PLANT - UTILITY |  | #REF! | YR MACRS
[9 empty] | SUB-TOTAL |  | #DIV/0! | 0
| AMORTIZATION |  |  | #REF! | YRS |  |  | TOTAL PROJECT COST |  |  |  | 0
| DISCOUNT RATE |  |  | #REF! |  |  |  | INSTALLED POWER PLANT COST ($/KW) |  |  |  | #REF!
PRO FORMA ANALYSIS:
YEAR |  |  |  | 2016 | 2017 | 2018 | 2019 | 2020 | 2021 | 2022 | 2023 | 2024 | 2025 | 2026 | 2027 | 2028 | 2029 | 2030 | 2031 | 2032 | 2033 | 2034 | 2035 | 2036 | 2037 | 2038 | 2039 | 2040 | 2041 | 2042 | 2043 | 2044 | 2045 | 2046
|  |  |  | 0 | 1 | 2 | 3 | 4 | 5 | 6 | 7 | 8 | 9 | 10 | 11 | 12 | 13 | 14 | 15 | 16 | 17 | 18 | 19 | 20 | 21 | 22 | 23 | 24 | 25 | 26 | 27 | 28 | 29 | 30
ESCALATORS:
| PARTS |  |  |  | #REF! | #REF! | #REF! | #REF! | #REF! | #REF! | #REF! | #REF! | #REF! | #REF! | #REF! | #REF! | #REF! | #REF! | #REF! | #REF! | #REF! | #REF! | #REF! | #REF! | #REF! | #REF! | #REF! | #REF! | #REF! | #REF! | #REF! | #REF! | #REF! | #REF!
| CONSUMABLE ESC. |  |  |  | #REF! | #REF! | #REF! | #REF! | #REF! | #REF! | #REF! | #REF! | #REF! | #REF! | #REF! | #REF! | #REF! | #REF! | #REF! | #REF! | #REF! | #REF! | #REF! | #REF! | #REF! | #REF! | #REF! | #REF! | #REF! | #REF! | #REF! | #REF! | #REF! | #REF!
UNIT COST DATA:
FUEL
| NATURAL GAS | ($/MMBTU) |  | #REF! | #REF! | #REF! | #REF! | #REF! | #REF! | #REF! | #REF! | #REF! | #REF! | #REF! | #REF! | #REF! | #REF! | #REF! | #REF! | #REF! | #REF! | #REF! | #REF! | #REF! | #REF! | #REF! | #REF! | #REF! | #REF! | #REF! | #REF! | #REF! | #REF! | #REF!
| NATURAL GAS ANNUAL DEMAND CHARGE |  |  | -1000 | 15421.2792 | 15421.2792 | 15421.2792 | 15421.2792 | 15421.2792 | 15421.2792 | 15421.2792 | 15421.2792 | 15421.2792 | 15421.2792 | 15421.2792 | 15421.2792 | 15421.2792 | 15421.2792 | 15421.2792 | 15421.2792 | 15421.2792 | 15421.2792 | 15421.2792 | 15421.2792 | 15421.2792 | 15421.2792 | 15421.2792 | 15421.2792 | 15421.2792 | 15421.2792 | 15421.2792 | 15421.2792 | 15421.2792 | 15421.2792
0 | PRICING OPTIONS | MARGINAL
#REF! | POWER | CAPITAL RECOVERY |  | ($/MWH) | #REF! | #REF! | #REF! | #REF! | #REF! | #REF! | #REF! | #REF! | #REF! | #REF! | #REF! | #REF! | #REF! | #REF! | #REF! | #REF! | #REF! | #REF! | #REF! | #REF! | #REF! | #REF! | #REF! | #REF! | #REF! | #REF! | #REF! | #REF! | #REF! | #REF!
|  | FIXED CAPACITY-DB |  | ($/KW-MO) | #REF! | #REF! | #REF! | #REF! | #REF! | #REF! | #REF! | #REF! | #REF! | #REF! | #REF! | #REF! | #REF! | #REF! | #REF! | #REF! | #REF! | #REF! | #REF! | #REF! | #REF! | #REF! | #REF! | #REF! | #REF! | #REF! | #REF! | #REF! | #REF! | #REF!
|  | FIXED CAPACITY-EQ |  | ($/KW-MO) | #REF! | #REF! | #REF! | #REF! | #REF! | #REF! | #REF! | #REF! | #REF! | #REF! | #REF! | #REF! | #REF! | #REF! | #REF! | #REF! | #REF! | #REF! | #REF! | #REF! | #REF! | #REF! | #REF! | #REF! | #REF! | #REF! | #REF! | #REF! | #REF! | #REF!
#REF! |  | OP COST |  | ($/MWH) | #REF! | #REF! | #REF! | #REF! | #REF! | #REF! | #REF! | #REF! | #REF! | #REF! | #REF! | #REF! | #REF! | #REF! | #REF! | #REF! | #REF! | #REF! | #REF! | #REF! | #REF! | #REF! | #REF! | #REF! | #REF! | #REF! | #REF! | #REF! | #REF! | #REF!
#REF! |  | EMISSIONS ALLOWANCE |  | ($/MWH) | #REF! | #REF! | #REF! | #REF! | #REF! | #REF! | #REF! | #REF! | #REF! | #REF! | #REF! | #REF! | #REF! | #REF! | #REF! | #REF! | #REF! | #REF! | #REF! | #REF! | #REF! | #REF! | #REF! | #REF! | #REF! | #REF! | #REF! | #REF! | #REF! | #REF!
#REF! | 30 YR - LEVELIZED | FUEL COST POWER |  | ($/MWH) | #REF! | #REF! | #REF! | #REF! | #REF! | #REF! | #REF! | #REF! | #REF! | #REF! | #REF! | #REF! | #REF! | #REF! | #REF! | #REF! | #REF! | #REF! | #REF! | #REF! | #REF! | #REF! | #REF! | #REF! | #REF! | #REF! | #REF! | #REF! | #REF! | #REF!
| #REF! | TOTAL COST |  | ($/MWH) | #REF! | #REF! | #REF! | #REF! | #REF! | #REF! | #REF! | #REF! | #REF! | #REF! | #REF! | #REF! | #REF! | #REF! | #REF! | #REF! | #REF! | #REF! | #REF! | #REF! | #REF! | #REF! | #REF! | #REF! | #REF! | #REF! | #REF! | #REF! | #REF! | #REF!
| #REF! | TOLLED COST |  | ($/MWH) | #REF! | #REF! | #REF! | #REF! | #REF! | #REF! | #REF! | #REF! | #REF! | #REF! | #REF! | #REF! | #REF! | #REF! | #REF! | #REF! | #REF! | #REF! | #REF! | #REF! | #REF! | #REF! | #REF! | #REF! | #REF! | #REF! | #REF! | #REF! | #REF! | #REF!
PRODUCTION DATA: |  |  |  | 2016 0: AVERAGE
| ELECTRIC ENERGY | (MWH) |  | #REF! | #REF! | #REF! | #REF! | #REF! | #REF! | #REF! | #REF! | #REF! | #REF! | #REF! | #REF! | #REF! | #REF! | #REF! | #REF! | #REF! | #REF! | #REF! | #REF! | #REF! | #REF! | #REF! | #REF! | #REF! | #REF! | #REF! | #REF! | #REF! | #REF! | #REF!
| TOTAL ELECTRIC | (MWH) |  | #REF! | #REF! | #REF! | #REF! | #REF! | #REF! | #REF! | #REF! | #REF! | #REF! | #REF! | #REF! | #REF! | #REF! | #REF! | #REF! | #REF! | #REF! | #REF! | #REF! | #REF! | #REF! | #REF! | #REF! | #REF! | #REF! | #REF! | #REF! | #REF! | #REF! | #REF!
| FCP FUEL | (MMBTU) |  | #REF! | #REF! | #REF! | #REF! | #REF! | #REF! | #REF! | #REF! | #REF! | #REF! | #REF! | #REF! | #REF! | #REF! | #REF! | #REF! | #REF! | #REF! | #REF! | #REF! | #REF! | #REF! | #REF! | #REF! | #REF! | #REF! | #REF! | #REF! | #REF! | #REF! | #REF!
| TOTAL | (MMBTU) |  | #REF! | #REF! | #REF! | #REF! | #REF! | #REF! | #REF! | #REF! | #REF! | #REF! | #REF! | #REF! | #REF! | #REF! | #REF! | #REF! | #REF! | #REF! | #REF! | #REF! | #REF! | #REF! | #REF! | #REF! | #REF! | #REF! | #REF! | #REF! | #REF! | #REF! | #REF!
| AVG HEAT RATE | (BTU/KWH) |  |  | #REF! | #REF! | #REF! | #REF! | #REF! | #REF! | #REF! | #REF! | #REF! | #REF! | #REF! | #REF! | #REF! | #REF! | #REF! | #REF! | #REF! | #REF! | #REF! | #REF! | #REF! | #REF! | #REF! | #REF! | #REF! | #REF! | #REF! | #REF! | #REF! | #REF!
| AVG OUTPUT | (KW) |  |  | #REF! | #REF! | #REF! | #REF! | #REF! | #REF! | #REF! | #REF! | #REF! | #REF! | #REF! | #REF! | #REF! | #REF! | #REF! | #REF! | #REF! | #REF! | #REF! | #REF! | #REF! | #REF! | #REF! | #REF! | #REF! | #REF! | #REF! | #REF! | #REF! | #REF!
| CAPACITY FACTOR | (%) | FIRM | #REF! | #REF! | #REF! | #REF! | #REF! | #REF! | #REF! | #REF! | #REF! | #REF! | #REF! | #REF! | #REF! | #REF! | #REF! | #REF! | #REF! | #REF! | #REF! | #REF! | #REF! | #REF! | #REF! | #REF! | #REF! | #REF! | #REF! | #REF! | #REF! | #REF! | #REF!
| AMMONIA | (TON) |  |  | #REF! | #REF! | #REF! | #REF! | #REF! | #REF! | #REF! | #REF! | #REF! | #REF! | #REF! | #REF! | #REF! | #REF! | #REF! | #REF! | #REF! | #REF! | #REF! | #REF! | #REF! | #REF! | #REF! | #REF! | #REF! | #REF! | #REF! | #REF! | #REF! | #REF!
| MAKEUP WATER | (K-GALLONS) |  |  | #REF! | #REF! | #REF! | #REF! | #REF! | #REF! | #REF! | #REF! | #REF! | #REF! | #REF! | #REF! | #REF! | #REF! | #REF! | #REF! | #REF! | #REF! | #REF! | #REF! | #REF! | #REF! | #REF! | #REF! | #REF! | #REF! | #REF! | #REF! | #REF! | #REF!
| TOWER MAKEUP | (K-GALLONS) |  |  | #REF! | #REF! | #REF! | #REF! | #REF! | #REF! | #REF! | #REF! | #REF! | #REF! | #REF! | #REF! | #REF! | #REF! | #REF! | #REF! | #REF! | #REF! | #REF! | #REF! | #REF! | #REF! | #REF! | #REF! | #REF! | #REF! | #REF! | #REF! | #REF! | #REF!
| WASTE WATER | (K-GALLONS) |  |  | #REF! | #REF! | #REF! | #REF! | #REF! | #REF! | #REF! | #REF! | #REF! | #REF! | #REF! | #REF! | #REF! | #REF! | #REF! | #REF! | #REF! | #REF! | #REF! | #REF! | #REF! | #REF! | #REF! | #REF! | #REF! | #REF! | #REF! | #REF! | #REF! | #REF!
| NOx | (TON) |  |  | #REF! | #REF! | #REF! | #REF! | #REF! | #REF! | #REF! | #REF! | #REF! | #REF! | #REF! | #REF! | #REF! | #REF! | #REF! | #REF! | #REF! | #REF! | #REF! | #REF! | #REF! | #REF! | #REF! | #REF! | #REF! | #REF! | #REF! | #REF! | #REF! | #REF!
| SOx | (TON) |  |  | #REF! | #REF! | #REF! | #REF! | #REF! | #REF! | #REF! | #REF! | #REF! | #REF! | #REF! | #REF! | #REF! | #REF! | #REF! | #REF! | #REF! | #REF! | #REF! | #REF! | #REF! | #REF! | #REF! | #REF! | #REF! | #REF! | #REF! | #REF! | #REF! | #REF!
HDR
#REF!
PROJECT: | 140423 | LG&E 2017 CC
DATE: | #REF!
FILE: | 0 | SHEET 2
REVENUE: |  | -1000
| CAPACITY FIXED |  |  | #REF! | #REF! | #REF! | #REF! | #REF! | #REF! | #REF! | #REF! | #REF! | #REF! | #REF! | #REF! | #REF! | #REF! | #REF! | #REF! | #REF! | #REF! | #REF! | #REF! | #REF! | #REF! | #REF! | #REF! | #REF! | #REF! | #REF! | #REF! | #REF! | #REF! | #REF!
ENERGY
|  | VARIABLE ENERGY |  |  | #REF! | #REF! | #REF! | #REF! | #REF! | #REF! | #REF! | #REF! | #REF! | #REF! | #REF! | #REF! | #REF! | #REF! | #REF! | #REF! | #REF! | #REF! | #REF! | #REF! | #REF! | #REF! | #REF! | #REF! | #REF! | #REF! | #REF! | #REF! | #REF! | #REF!
|  | FUEL |  |  | #REF! | #REF! | #REF! | #REF! | #REF! | #REF! | #REF! | #REF! | #REF! | #REF! | #REF! | #REF! | #REF! | #REF! | #REF! | #REF! | #REF! | #REF! | #REF! | #REF! | #REF! | #REF! | #REF! | #REF! | #REF! | #REF! | #REF! | #REF! | #REF! | #REF!
| TOTAL REVENUE |  |  | #REF! | #REF! | #REF! | #REF! | #REF! | #REF! | #REF! | #REF! | #REF! | #REF! | #REF! | #REF! | #REF! | #REF! | #REF! | #REF! | #REF! | #REF! | #REF! | #REF! | #REF! | #REF! | #REF! | #REF! | #REF! | #REF! | #REF! | #REF! | #REF! | #REF! | #REF!
PRO FORMA ANALYSIS:
YEAR |  |  |  | 2016 | 2017 | 2018 | 2019 | 2020 | 2021 | 2022 | 2023 | 2024 | 2025 | 2026 | 2027 | 2028 | 2029 | 2030 | 2031 | 2032 | 2033 | 2034 | 2035 | 2036 | 2037 | 2038 | 2039 | 2040 | 2041 | 2042 | 2043 | 2044 | 2045 | 2046
|  |  |  | 0 | 1 | 2 | 3 | 4 | 5 | 6 | 7 | 8 | 9 | 10 | 11 | 12 | 13 | 14 | 15 | 16 | 17 | 18 | 19 | 20 | 21 | 22 | 23 | 24 | 25 | 26 | 27 | 28 | 29 | 30
EXPENSES: |  | -1000
| NATURAL GAS CONSUMPTION |  |  |  | #REF! | #REF! | #REF! | #REF! | #REF! | #REF! | #REF! | #REF! | #REF! | #REF! | #REF! | #REF! | #REF! | #REF! | #REF! | #REF! | #REF! | #REF! | #REF! | #REF! | #REF! | #REF! | #REF! | #REF! | #REF! | #REF! | #REF! | #REF! | #REF! | #REF!
| NATURAL GAS ANNUAL DEMAND CHARGE |  |  |  | 15421.2792 | 15421.2792 | 15421.2792 | 15421.2792 | 15421.2792 | 15421.2792 | 15421.2792 | 15421.2792 | 15421.2792 | 15421.2792 | 15421.2792 | 15421.2792 | 15421.2792 | 15421.2792 | 15421.2792 | 15421.2792 | 15421.2792 | 15421.2792 | 15421.2792 | 15421.2792 | 15421.2792 | 15421.2792 | 15421.2792 | 15421.2792 | 15421.2792 | 15421.2792 | 15421.2792 | 15421.2792 | 15421.2792 | 15421.2792
| UNIT COST ($/MWH) |  |  |  | #REF! | #REF! | #REF! | #REF! | #REF! | #REF! | #REF! | #REF! | #REF! | #REF! | #REF! | #REF! | #REF! | #REF! | #REF! | #REF! | #REF! | #REF! | #REF! | #REF! | #REF! | #REF! | #REF! | #REF! | #REF! | #REF! | #REF! | #REF! | #REF! | #REF!
| AMMONIA |  |  |  | #REF! | #REF! | #REF! | #REF! | #REF! | #REF! | #REF! | #REF! | #REF! | #REF! | #REF! | #REF! | #REF! | #REF! | #REF! | #REF! | #REF! | #REF! | #REF! | #REF! | #REF! | #REF! | #REF! | #REF! | #REF! | #REF! | #REF! | #REF! | #REF! | #REF!
| CLARIFIED WATER |  |  |  | #REF! | #REF! | #REF! | #REF! | #REF! | #REF! | #REF! | #REF! | #REF! | #REF! | #REF! | #REF! | #REF! | #REF! | #REF! | #REF! | #REF! | #REF! | #REF! | #REF! | #REF! | #REF! | #REF! | #REF! | #REF! | #REF! | #REF! | #REF! | #REF! | #REF!
| DEMIN WATER |  |  |  | #REF! | #REF! | #REF! | #REF! | #REF! | #REF! | #REF! | #REF! | #REF! | #REF! | #REF! | #REF! | #REF! | #REF! | #REF! | #REF! | #REF! | #REF! | #REF! | #REF! | #REF! | #REF! | #REF! | #REF! | #REF! | #REF! | #REF! | #REF! | #REF! | #REF!
| CHEMICAL FEED |  |  |  | #REF! | #REF! | #REF! | #REF! | #REF! | #REF! | #REF! | #REF! | #REF! | #REF! | #REF! | #REF! | #REF! | #REF! | #REF! | #REF! | #REF! | #REF! | #REF! | #REF! | #REF! | #REF! | #REF! | #REF! | #REF! | #REF! | #REF! | #REF! | #REF! | #REF!
| STARTUP FUEL |  |  |  | #REF! | #REF! | #REF! | #REF! | #REF! | #REF! | #REF! | #REF! | #REF! | #REF! | #REF! | #REF! | #REF! | #REF! | #REF! | #REF! | #REF! | #REF! | #REF! | #REF! | #REF! | #REF! | #REF! | #REF! | #REF! | #REF! | #REF! | #REF! | #REF! | #REF!
| WASTEWATER TREATMENT |  |  |  | #REF! | #REF! | #REF! | #REF! | #REF! | #REF! | #REF! | #REF! | #REF! | #REF! | #REF! | #REF! | #REF! | #REF! | #REF! | #REF! | #REF! | #REF! | #REF! | #REF! | #REF! | #REF! | #REF! | #REF! | #REF! | #REF! | #REF! | #REF! | #REF! | #REF!
| SPARE PARTS |  |  |  | 1156 | #REF! | #REF! | #REF! | #REF! | #REF! | #REF! | #REF! | #REF! | #REF! | #REF! | #REF! | #REF! | #REF! | #REF! | #REF! | #REF! | #REF! | #REF! | #REF! | #REF! | #REF! | #REF! | #REF! | #REF! | #REF! | #REF! | #REF! | #REF! | #REF!
| VARIABLE MAINTENANCE PARTS AND LABOR |  |  |  | #REF! | #REF! | #REF! | #REF! | #REF! | #REF! | #REF! | #REF! | #REF! | #REF! | #REF! | #REF! | #REF! | #REF! | #REF! | #REF! | #REF! | #REF! | #REF! | #REF! | #REF! | #REF! | #REF! | #REF! | #REF! | #REF! | #REF! | #REF! | #REF! | #REF!
| FIXED MAINTENANCE PARTS AND LABOR |  |  |  | #REF! | #REF! | #REF! | #REF! | #REF! | #REF! | #REF! | #REF! | #REF! | #REF! | #REF! | #REF! | #REF! | #REF! | #REF! | #REF! | #REF! | #REF! | #REF! | #REF! | #REF! | #REF! | #REF! | #REF! | #REF! | #REF! | #REF! | #REF! | #REF! | #REF!
| FIXED O&M | #REF! | #REF! |  | #REF! | #REF! | #REF! | #REF! | #REF! | #REF! | #REF! | #REF! | #REF! | #REF! | #REF! | #REF! | #REF! | #REF! | #REF! | #REF! | #REF! | #REF! | #REF! | #REF! | #REF! | #REF! | #REF! | #REF! | #REF! | #REF! | #REF! | #REF! | #REF! | #REF!
| MISC EXPENSES |  |  |  | #REF! | #REF! | #REF! | #REF! | #REF! | #REF! | #REF! | #REF! | #REF! | #REF! | #REF! | #REF! | #REF! | #REF! | #REF! | #REF! | #REF! | #REF! | #REF! | #REF! | #REF! | #REF! | #REF! | #REF! | #REF! | #REF! | #REF! | #REF! | #REF! | #REF!
| INSURANCES |  |  |  | #REF! | #REF! | #REF! | #REF! | #REF! | #REF! | #REF! | #REF! | #REF! | #REF! | #REF! | #REF! | #REF! | #REF! | #REF! | #REF! | #REF! | #REF! | #REF! | #REF! | #REF! | #REF! | #REF! | #REF! | #REF! | #REF! | #REF! | #REF! | #REF! | #REF!
| PROPERTY TAXES |  |  |  | #REF! | #REF! | #REF! | #REF! | #REF! | #REF! | #REF! | #REF! | #REF! | #REF! | #REF! | #REF! | #REF! | #REF! | #REF! | #REF! | #REF! | #REF! | #REF! | #REF! | #REF! | #REF! | #REF! | #REF! | #REF! | #REF! | #REF! | #REF! | #REF! | #REF!
| LAND LEASE |  |  |  | 0 | 0 | 0 | 0 | 0 | 0 | 0 | 0 | 0 | 0 | 0 | 0 | 0 | 0 | 0 | 0 | 0 | 0 | 0 | 0 | 0 | 0 | 0 | 0 | 0 | 0 | 0 | 0 | 0 | 0
LEVELIZED
| Fixed ($/MWH) |  |  | #REF! | #REF! | #REF! | #REF! | #REF! | #REF! | #REF! | #REF! | #REF! | #REF! | #REF! | #REF! | #REF! | #REF! | #REF! | #REF! | #REF! | #REF! | #REF! | #REF! | #REF! | #REF! | #REF! | #REF! | #REF! | #REF! | #REF! | #REF! | #REF! | #REF! | #REF!
| Variable ($/MWH) |  |  | #REF! | #REF! | #REF! | #REF! | #REF! | #REF! | #REF! | #REF! | #REF! | #REF! | #REF! | #REF! | #REF! | #REF! | #REF! | #REF! | #REF! | #REF! | #REF! | #REF! | #REF! | #REF! | #REF! | #REF! | #REF! | #REF! | #REF! | #REF! | #REF! | #REF! | #REF!
| Consumables ($/MWH) |  |  | #REF! | #REF! | #REF! | #REF! | #REF! | #REF! | #REF! | #REF! | #REF! | #REF! | #REF! | #REF! | #REF! | #REF! | #REF! | #REF! | #REF! | #REF! | #REF! | #REF! | #REF! | #REF! | #REF! | #REF! | #REF! | #REF! | #REF! | #REF! | #REF! | #REF! | #REF!
NPV
| TOTAL OPERATING COST |  |  | #REF! | #REF! | #REF! | #REF! | #REF! | #REF! | #REF! | #REF! | #REF! | #REF! | #REF! | #REF! | #REF! | #REF! | #REF! | #REF! | #REF! | #REF! | #REF! | #REF! | #REF! | #REF! | #REF! | #REF! | #REF! | #REF! | #REF! | #REF! | #REF! | #REF! | #REF!
| UNIT COST ($/MWH) |  |  | #REF! | #REF! | #REF! | #REF! | #REF! | #REF! | #REF! | #REF! | #REF! | #REF! | #REF! | #REF! | #REF! | #REF! | #REF! | #REF! | #REF! | #REF! | #REF! | #REF! | #REF! | #REF! | #REF! | #REF! | #REF! | #REF! | #REF! | #REF! | #REF! | #REF! | #REF!
LEVELIZED
| NOx |  |  | #REF! | #REF! | #REF! | #REF! | #REF! | #REF! | #REF! | #REF! | #REF! | #REF! | #REF! | #REF! | #REF! | #REF! | #REF! | #REF! | #REF! | #REF! | #REF! | #REF! | #REF! | #REF! | #REF! | #REF! | #REF! | #REF! | #REF! | #REF! | #REF! | #REF! | #REF!
| OZONE NOx |  |  | #REF! | #REF! | #REF! | #REF! | #REF! | #REF! | #REF! | #REF! | #REF! | #REF! | #REF! | #REF! | #REF! | #REF! | #REF! | #REF! | #REF! | #REF! | #REF! | #REF! | #REF! | #REF! | #REF! | #REF! | #REF! | #REF! | #REF! | #REF! | #REF! | #REF! | #REF!
| SO2 |  |  | #REF! | #REF! | #REF! | #REF! | #REF! | #REF! | #REF! | #REF! | #REF! | #REF! | #REF! | #REF! | #REF! | #REF! | #REF! | #REF! | #REF! | #REF! | #REF! | #REF! | #REF! | #REF! | #REF! | #REF! | #REF! | #REF! | #REF! | #REF! | #REF! | #REF! | #REF!
NET OPERATING INCOME |  |  |  | #REF! | #REF! | #REF! | #REF! | #REF! | #REF! | #REF! | #REF! | #REF! | #REF! | #REF! | #REF! | #REF! | #REF! | #REF! | #REF! | #REF! | #REF! | #REF! | #REF! | #REF! | #REF! | #REF! | #REF! | #REF! | #REF! | #REF! | #REF! | #REF! | #REF! | #REF!
| DEPRECIATION |  |  | 100% | 0 | 0 | 0 | 0 | 0 | 0 | 0 | 0 | 0 | 0 | 0 | 0 | 0 | 0 | 0 | 0 | 0 | 0 | 0 | 0 | 0 | 0 | 0 | 0 | 0 | 0 | 0 | 0 | 0 | 0
| AMORTIZATION |  |  |  | #REF! | #REF! | #REF! | #REF! | #REF! | #REF! | #REF! | #REF! | #REF! | #REF! | #REF! | #REF! | #REF! | #REF! | #REF! | #REF! | #REF! | #REF! | #REF! | #REF! | #REF! | #REF! | #REF! | #REF! | #REF! | #REF! | #REF! | #REF! | #REF! | #REF!
| BOOK DEPRECIATION |  |  |  | #REF! | #REF! | #REF! | #REF! | #REF! | #REF! | #REF! | #REF! | #REF! | #REF! | #REF! | #REF! | #REF! | #REF! | #REF! | #REF! | #REF! | #REF! | #REF! | #REF! | #REF! | #REF! | #REF! | #REF! | #REF! | #REF! | #REF! | #REF! | #REF! | #REF!
| TOTAL CUMULATIVE DEP/AMORT |  |  |  | #REF! | #REF! | #REF! | #REF! | #REF! | #REF! | #REF! | #REF! | #REF! | #REF! | #REF! | #REF! | #REF! | #REF! | #REF! | #REF! | #REF! | #REF! | #REF! | #REF! | #REF! | #REF! | #REF! | #REF! | #REF! | #REF! | #REF! | #REF! | #REF! | #REF!
| NET BOOK VALUE |  |  |  | #REF! | #REF! | #REF! | #REF! | #REF! | #REF! | #REF! | #REF! | #REF! | #REF! | #REF! | #REF! | #REF! | #REF! | #REF! | #REF! | #REF! | #REF! | #REF! | #REF! | #REF! | #REF! | #REF! | #REF! | #REF! | #REF! | #REF! | #REF! | #REF! | #REF!
| TOTAL NON-CASH CHARGES |  |  |  | #REF! | #REF! | #REF! | #REF! | #REF! | #REF! | #REF! | #REF! | #REF! | #REF! | #REF! | #REF! | #REF! | #REF! | #REF! | #REF! | #REF! | #REF! | #REF! | #REF! | #REF! | #REF! | #REF! | #REF! | #REF! | #REF! | #REF! | #REF! | #REF! | #REF!
| UNIT COST ($/MWH) |  | EXPENSE |  | #REF! | #REF! | #REF! | #REF! | #REF! | #REF! | #REF! | #REF! | #REF! | #REF! | #REF! | #REF! | #REF! | #REF! | #REF! | #REF! | #REF! | #REF! | #REF! | #REF! | #REF! | #REF! | #REF! | #REF! | #REF! | #REF! | #REF! | #REF! | #REF! | #REF!
EARNINGS BEFORE INTEREST & TAXES (EBIT) |  |  |  |  | #REF! | #REF! | #REF! | #REF! | #REF! | #REF! | #REF! | #REF! | #REF! | #REF! | #REF! | #REF! | #REF! | #REF! | #REF! | #REF! | #REF! | #REF! | #REF! | #REF! | #REF! | #REF! | #REF! | #REF! | #REF! | #REF! | #REF! | #REF! | #REF! | #REF!
DEBT SERVICE: |  |  |  | 2026 10: 10 YR; 2031 15: 15 YR; 2036 20: 20 YR; 2041 25: 25 YR; 2046 30: 30 YR
| TOTAL PAYMENT |  |  |  | #REF! | #REF! | #REF! | #REF! | #REF! | #REF! | #REF! | #REF! | #REF! | #REF! | #REF! | #REF! | #REF! | #REF! | #REF! | #REF! | #REF! | #REF! | #REF! | #REF! | 0 | 0 | 0 | 0 | 0 | 0 | 0 | 0 | 0 | 0
| INTEREST PAYMENT |  |  |  | #REF! | #REF! | #REF! | #REF! | #REF! | #REF! | #REF! | #REF! | #REF! | #REF! | #REF! | #REF! | #REF! | #REF! | #REF! | #REF! | #REF! | #REF! | #REF! | #REF! | 0 | 0 | 0 | 0 | 0 | 0 | 0 | 0 | 0 | 0
| PRINCIPAL PAYMENTS |  |  |  | #REF! | #REF! | #REF! | #REF! | #REF! | #REF! | #REF! | #REF! | #REF! | #REF! | #REF! | #REF! | #REF! | #REF! | #REF! | #REF! | #REF! | #REF! | #REF! | #REF! | 0 | 0 | 0 | 0 | 0 | 0 | 0 | 0 | 0 | 0
TAX BASIS |  |  |  |  | #REF! | #REF! | #REF! | #REF! | #REF! | #REF! | #REF! | #REF! | #REF! | #REF! | #REF! | #REF! | #REF! | #REF! | #REF! | #REF! | #REF! | #REF! | #REF! | #REF! | #REF! | #REF! | #REF! | #REF! | #REF! | #REF! | #REF! | #REF! | #REF! | #REF!
INCOME TAXES
| US |  | #REF! |  | #REF! | #REF! | #REF! | #REF! | #REF! | #REF! | #REF! | #REF! | #REF! | #REF! | #REF! | #REF! | #REF! | #REF! | #REF! | #REF! | #REF! | #REF! | #REF! | #REF! | #REF! | #REF! | #REF! | #REF! | #REF! | #REF! | #REF! | #REF! | #REF! | #REF!
| GROSS RECIEPTS |  | 0% |  | #REF! | #REF! | #REF! | #REF! | #REF! | #REF! | #REF! | #REF! | #REF! | #REF! | #REF! | #REF! | #REF! | #REF! | #REF! | #REF! | #REF! | #REF! | #REF! | #REF! | #REF! | #REF! | #REF! | #REF! | #REF! | #REF! | #REF! | #REF! | #REF! | #REF!
CASH BASIS:
| NET OPERATING INCOME (NOI) |  |  |  | #REF! | #REF! | #REF! | #REF! | #REF! | #REF! | #REF! | #REF! | #REF! | #REF! | #REF! | #REF! | #REF! | #REF! | #REF! | #REF! | #REF! | #REF! | #REF! | #REF! | #REF! | #REF! | #REF! | #REF! | #REF! | #REF! | #REF! | #REF! | #REF! | #REF!
NPV
| NET BEFORE TAX CASHFLOW |  |  | #REF! | #REF! | #REF! | #REF! | #REF! | #REF! | #REF! | #REF! | #REF! | #REF! | #REF! | #REF! | #REF! | #REF! | #REF! | #REF! | #REF! | #REF! | #REF! | #REF! | #REF! | #REF! | #REF! | #REF! | #REF! | #REF! | #REF! | #REF! | #REF! | #REF! | #REF!
NPV
| LESS TAXES |  |  | #REF! | #REF! | #REF! | #REF! | #REF! | #REF! | #REF! | #REF! | #REF! | #REF! | #REF! | #REF! | #REF! | #REF! | #REF! | #REF! | #REF! | #REF! | #REF! | #REF! | #REF! | #REF! | #REF! | #REF! | #REF! | #REF! | #REF! | #REF! | #REF! | #REF! | #REF!
| NET AFTER TAX CASH |  |  | #REF! | #REF! | #REF! | #REF! | #REF! | #REF! | #REF! | #REF! | #REF! | #REF! | #REF! | #REF! | #REF! | #REF! | #REF! | #REF! | #REF! | #REF! | #REF! | #REF! | #REF! | #REF! | #REF! | #REF! | #REF! | #REF! | #REF! | #REF! | #REF! | #REF! | #REF!
|  |  | NPV | 2016 0: #REF!
|  |  | IRR | 2016 0: #VALUE!
| DEBT SERVICE COVERAGE |  |  | 2016 0: AVERAGE
|  | AFTER TAX |  | #REF! | #REF! | #REF! | #REF! | #REF! | #REF! | #REF! | #REF! | #REF! | #REF! | #REF! | #REF! | #REF! | #REF! | #REF! | #REF! | #REF! | #REF! | #REF! | #REF! | #REF! | #REF! | #REF! | #REF! | #REF! | #REF! | #REF! | #REF! | #REF! | #REF! | #REF!
|  | BEFORE TAX |  | #REF! | #REF! | #REF! | #REF! | #REF! | #REF! | #REF! | #REF! | #REF! | #REF! | #REF! | #REF! | #REF! | #REF! | #REF! | #REF! | #REF! | #REF! | #REF! | #REF! | #REF! | #REF! | #REF! | #REF! | #REF! | #REF! | #REF! | #REF! | #REF! | #REF! | #REF!
| EQUITY RETURN: | 100%
|  | PRE-TAX |  |  | #REF! | #REF! | #REF! | #REF! | #REF! | #REF! | #REF! | #REF! | #REF! | #REF! | #REF! | #REF! | #REF! | #REF! | #REF! | #REF! | #REF! | #REF! | #REF! | #REF! | #REF! | #REF! | #REF! | #REF! | #REF! | #REF! | #REF! | #REF! | #REF! | #REF!
|  |  | AVG | 2016 0: ROIC; 2017 1: #REF!
|  | POST-TAX |  |  | #REF! | #REF! | #REF! | #REF! | #REF! | #REF! | #REF! | #REF! | #REF! | #REF! | #REF! | #REF! | #REF! | #REF! | #REF! | #REF! | #REF! | #REF! | #REF! | #REF! | #REF! | #REF! | #REF! | #REF! | #REF! | #REF! | #REF! | #REF! | #REF! | #REF!
|  |  | AVG | 2016 0: ROIC; 2017 1: #REF!
HDR |  |  |  | ROA | #REF! | #REF! | #REF! | #REF! | #REF! | #REF! | #REF! | #REF! | #REF! | #REF! | #REF! | #REF! | #REF! | #REF! | #REF! | #REF! | #REF! | #REF! | #REF! | #REF! | #REF! | #REF! | #REF! | #REF! | #REF! | #REF! | #REF! | #REF! | #REF! | #REF!
#REF! |  |  |  | 2016 0: 20 YR - AVG; 2017 1: #REF!
PROJECT: | 140423 | LG&E 2017 CC |  | 2016 0: 40 YR - AVG; 2017 1: #REF!
DATE: | #REF!
FILE: | 0
DEBT SCHEDULE:
[5 empty] | PERIOD | PRINCIP | INTEREST | PAYMENT |  | PERIOD | PRINCIP | INTEREST | PAYMT
#REF!
[5 empty] | 1 | #REF! | #REF! | #REF! |  | 61 | #REF! | #REF! | #REF!
[5 empty] | 2 | #REF! | #REF! | #REF! |  | 62 | #REF! | #REF! | #REF!
[5 empty] | 3 | #REF! | #REF! | #REF! |  | 63 | #REF! | #REF! | #REF!
[5 empty] | 4 | #REF! | #REF! | #REF! | #REF! | 64 | #REF! | #REF! | #REF! | #REF!
[5 empty] | 5 | #REF! | #REF! | #REF! |  | 65 | #REF! | #REF! | #REF!
[5 empty] | 6 | #REF! | #REF! | #REF! |  | 66 | #REF! | #REF! | #REF!
[5 empty] | 7 | #REF! | #REF! | #REF! |  | 67 | #REF! | #REF! | #REF!
[5 empty] | 8 | #REF! | #REF! | #REF! | #REF! | 68 | #REF! | #REF! | #REF! | #REF!
[5 empty] | 9 | #REF! | #REF! | #REF! |  | 69 | #REF! | #REF! | #REF!
[5 empty] | 10 | #REF! | #REF! | #REF! |  | 70 | #REF! | #REF! | #REF!
[5 empty] | 11 | #REF! | #REF! | #REF! |  | 71 | #REF! | #REF! | #REF!
[5 empty] | 12 | #REF! | #REF! | #REF! | #REF! | 72 | #REF! | #REF! | #REF! | #REF!
[5 empty] | 13 | #REF! | #REF! | #REF! |  | 73 | #REF! | #REF! | #REF!
[5 empty] | 14 | #REF! | #REF! | #REF! |  | 74 | #REF! | #REF! | #REF!
[5 empty] | 15 | #REF! | #REF! | #REF! |  | 75 | #REF! | #REF! | #REF!
[5 empty] | 16 | #REF! | #REF! | #REF! | #REF! | 76 | #REF! | #REF! | #REF! | #REF!
[5 empty] | 17 | #REF! | #REF! | #REF! |  | 77 | #REF! | #REF! | #REF!
[5 empty] | 18 | #REF! | #REF! | #REF! |  | 78 | #REF! | #REF! | #REF!
[5 empty] | 19 | #REF! | #REF! | #REF! |  | 79 | #REF! | #REF! | #REF!
[5 empty] | 20 | #REF! | #REF! | #REF! | #REF! | 80 | #REF! | #REF! | #REF! | #REF!
[5 empty] | 21 | #REF! | #REF! | #REF! |  | 81 | #REF! | #REF! | #REF!
[5 empty] | 22 | #REF! | #REF! | #REF! |  | 82 | #REF! | #REF! | #REF!
[5 empty] | 23 | #REF! | #REF! | #REF! |  | 83 | #REF! | #REF! | #REF!
[5 empty] | 24 | #REF! | #REF! | #REF! | #REF! | 84 | #REF! | #REF! | #REF! | #REF!
[5 empty] | 25 | #REF! | #REF! | #REF! |  | 85 | #REF! | #REF! | #REF!
[5 empty] | 26 | #REF! | #REF! | #REF! |  | 86 | #REF! | #REF! | #REF!
[5 empty] | 27 | #REF! | #REF! | #REF! |  | 87 | #REF! | #REF! | #REF!
[5 empty] | 28 | #REF! | #REF! | #REF! | #REF! | 88 | #REF! | #REF! | #REF! | #REF!
[5 empty] | 29 | #REF! | #REF! | #REF! |  | 89 | #REF! | #REF! | #REF!
[5 empty] | 30 | #REF! | #REF! | #REF! |  | 90 | #REF! | #REF! | #REF!
[5 empty] | 31 | #REF! | #REF! | #REF! |  | 91 | #REF! | #REF! | #REF!
[5 empty] | 32 | #REF! | #REF! | #REF! | #REF! | 92 | #REF! | #REF! | #REF! | #REF!
[5 empty] | 33 | #REF! | #REF! | #REF! |  | 93 | #REF! | #REF! | #REF!
[5 empty] | 34 | #REF! | #REF! | #REF! |  | 94 | #REF! | #REF! | #REF!
[5 empty] | 35 | #REF! | #REF! | #REF! |  | 95 | #REF! | #REF! | #REF!
[5 empty] | 36 | #REF! | #REF! | #REF! | #REF! | 96 | #REF! | #REF! | #REF! | #REF!
[5 empty] | 37 | #REF! | #REF! | #REF! |  | 97 | #REF! | #REF! | #REF!
[5 empty] | 38 | #REF! | #REF! | #REF! |  | 98 | #REF! | #REF! | #REF!
[5 empty] | 39 | #REF! | #REF! | #REF! |  | 99 | #REF! | #REF! | #REF!
[5 empty] | 40 | #REF! | #REF! | #REF! | #REF! | 100 | #REF! | #REF! | #REF! | #REF!
[5 empty] | 41 | #REF! | #REF! | #REF!
[5 empty] | 42 | #REF! | #REF! | #REF!
[5 empty] | 43 | #REF! | #REF! | #REF!
[5 empty] | 44 | #REF! | #REF! | #REF! | #REF!
[5 empty] | 45 | #REF! | #REF! | #REF!
[5 empty] | 46 | #REF! | #REF! | #REF!
[5 empty] | 47 | #REF! | #REF! | #REF!
[5 empty] | 48 | #REF! | #REF! | #REF! | #REF!
[5 empty] | 49 | #REF! | #REF! | #REF!
[5 empty] | 50 | #REF! | #REF! | #REF!
[5 empty] | 51 | #REF! | #REF! | #REF!
[5 empty] | 52 | #REF! | #REF! | #REF! | #REF!
[5 empty] | 53 | #REF! | #REF! | #REF!
[5 empty] | 54 | #REF! | #REF! | #REF!
[5 empty] | 55 | #REF! | #REF! | #REF!
[5 empty] | 56 | #REF! | #REF! | #REF! | #REF!
[5 empty] | 57 | #REF! | #REF! | #REF!
[5 empty] | 58 | #REF! | #REF! | #REF!
[5 empty] | 59 | #REF! | #REF! | #REF!
[5 empty] | 60 | #REF! | #REF! | #REF! | #REF!

## Option 8 Dispatch (hidden)
HDR
#REF!
PROJECT: | 140423 | CANE RUN CC
DATE: | #REF!
FILE: | 0 | SHEET 4
PERFORMANCE & OPERATING COST SUMMARY: |  |  | 0
YEAR |  |  |  |  | 2016 | 2017 | 2018 | 2019 | 2020 | 2021 | 2022 | 2023 | 2024 | 2025 | 2026 | 2027 | 2028 | 2029 | 2030 | 2031 | 2032 | 2033 | 2034 | 2035 | 2036 | 2037 | 2038 | 2039 | 2040 | 2041 | 2042 | 2043 | 2044 | 2045
YEAR |  |  |  |  | 1 | 2 | 3 | 4 | 5 | 6 | 7 | 8 | 9 | 10 | 11 | 12 | 13 | 14 | 15 | 16 | 17 | 18 | 19 | 20 | 21 | 22 | 23 | 24 | 25 | 26 | 27 | 28 | 29 | 30
OPERATIONAL SCHEDULE:
| MAJOR MAINT |  | (DAYS/YR) |  | 6 | 6 | 15 | 6 | 25 | 6 | 6 | 15 | 6 | 25 | 6 | 6 | 15 | 6 | 25 | 6 | 6 | 15 | 6 | 25 | 6 | 6 | 15 | 6 | 25 | 6 | 6 | 15 | 6 | 25
| STARTS |  | (ANNUAL HOT) |  | #REF! | #REF! | #REF! | #REF! | #REF! | #REF! | #REF! | #REF! | #REF! | #REF! | #REF! | #REF! | #REF! | #REF! | #REF! | #REF! | #REF! | #REF! | #REF! | #REF! | #REF! | #REF! | #REF! | #REF! | #REF! | #REF! | #REF! | #REF! | #REF! | #REF!
|  |  | (ANNUAL COLD) |  | #REF! | #REF! | #REF! | #REF! | #REF! | #REF! | #REF! | #REF! | #REF! | #REF! | #REF! | #REF! | #REF! | #REF! | #REF! | #REF! | #REF! | #REF! | #REF! | #REF! | #REF! | #REF! | #REF! | #REF! | #REF! | #REF! | #REF! | #REF! | #REF! | #REF!
| SCH OUTAGE |  | (HOURS) |  | 144 | 144 | 360 | 144 | 600 | 144 | 144 | 360 | 144 | 600 | 144 | 144 | 360 | 144 | 600 | 144 | 144 | 360 | 144 | 600 | 144 | 144 | 360 | 144 | 600 | 144 | 144 | 360 | 144 | 600
| FO RATE |  | (%) |  | #REF! | #REF! | #REF! | #REF! | #REF! | #REF! | #REF! | #REF! | #REF! | #REF! | #REF! | #REF! | #REF! | #REF! | #REF! | #REF! | #REF! | #REF! | #REF! | #REF! | #REF! | #REF! | #REF! | #REF! | #REF! | #REF! | #REF! | #REF! | #REF! | #REF!
| FORCED OUTAGE |  | (HOURS) |  | #REF! | #REF! | #REF! | #REF! | #REF! | #REF! | #REF! | #REF! | #REF! | #REF! | #REF! | #REF! | #REF! | #REF! | #REF! | #REF! | #REF! | #REF! | #REF! | #REF! | #REF! | #REF! | #REF! | #REF! | #REF! | #REF! | #REF! | #REF! | #REF! | #REF!
| TOTAL OUTAGE |  | (HOURS) |  | #REF! | #REF! | #REF! | #REF! | #REF! | #REF! | #REF! | #REF! | #REF! | #REF! | #REF! | #REF! | #REF! | #REF! | #REF! | #REF! | #REF! | #REF! | #REF! | #REF! | #REF! | #REF! | #REF! | #REF! | #REF! | #REF! | #REF! | #REF! | #REF! | #REF!
| AVAILABLE HOURS |  | (ANNUAL) |  | #REF! | #REF! | #REF! | #REF! | #REF! | #REF! | #REF! | #REF! | #REF! | #REF! | #REF! | #REF! | #REF! | #REF! | #REF! | #REF! | #REF! | #REF! | #REF! | #REF! | #REF! | #REF! | #REF! | #REF! | #REF! | #REF! | #REF! | #REF! | #REF! | #REF!
| COMBINED CAPACITY FACTOR | BASE | (%) |  | #REF! | #REF! | #REF! | #REF! | #REF! | #REF! | #REF! | #REF! | #REF! | #REF! | #REF! | #REF! | #REF! | #REF! | #REF! | #REF! | #REF! | #REF! | #REF! | #REF! | #REF! | #REF! | #REF! | #REF! | #REF! | #REF! | #REF! | #REF! | #REF! | #REF!
| COMBINED CAPACITY FACTOR | PT LOAD | (%) | bar: 2016 1 to 2045 30
| BASE LOAD HOURS | #REF! | (HOURS) | #REF! | #REF! | #REF! | #REF! | #REF! | #REF! | #REF! | #REF! | #REF! | #REF! | #REF! | #REF! | #REF! | #REF! | #REF! | #REF! | #REF! | #REF! | #REF! | #REF! | #REF! | #REF! | #REF! | #REF! | #REF! | #REF! | #REF! | #REF! | #REF! | #REF! | #REF!
| PART LOAD HOURS | 0% | (HOURS) | 0 | 0 | 0 | 0 | 0 | 0 | 0 | 0 | 0 | 0 | 0 | 0 | 0 | 0 | 0 | 0 | 0 | 0 | 0 | 0 | 0 | 0 | 0 | 0 | 0 | 0 | 0 | 0 | 0 | 0 | 0
|  |  | BASE CAPACITY |  | 2016 1: #REF!; 2017 2: KW; 2018 3: PER UNIT; 2020 5: PART LD CAPACITY; 2023 8: KW; 2024 9: STG
PERFORMANCE DATA: |  |  |  |  | 2016 1: #REF!; 2017 2: BTU/KWH; 2018 3: HR -GROSS; 2023 8: BTU/KWH; 2024 9: HR-GROSS
|  |  | HP STEAM PRODUCTION |  | 2016 1: #REF!; 2017 2: T/HR; 2020 5: FUEL HEATING VALUE; 2022 7: #REF!; 2023 8: btu/lb
BASE LOAD
UNITS OPERATING | bar: 2016 1 to 2045 30
| DEGRADATION-OUTPUT |  | (%) |  | 1.6% | 2.17% | 2.625% | 1.9% | 2.376% | 2.05% | 2.532% | 2.894% | 2.2% | 2.64% | 2.2% | 2.64% | 2.948% | 2.2% | 2.64% | 2.2% | 2.64% | 2.948% | 2.2% | 2.64% | 2.2% | 2.64% | 2.948% | 2.2% | 2.64% | 2.2% | 2.64% | 2.948% | 2.2% | 2.64%
| DEGRADATION-THERMAL |  | (%) |  | 0.96% | 1.302% | 1.575% | 1.14% | 1.426% | 1.23% | 1.519% | 1.737% | 1.32% | 1.584% | 1.32% | 1.584% | 1.769% | 1.32% | 1.584% | 1.32% | 1.584% | 1.769% | 1.32% | 1.584% | 1.32% | 1.584% | 1.769% | 1.32% | 1.584% | 1.32% | 1.584% | 1.769% | 1.32% | 1.584%
| OUTPUT - GROSS | TOTAL | KW |  | #REF! | #REF! | #REF! | #REF! | #REF! | #REF! | #REF! | #REF! | #REF! | #REF! | #REF! | #REF! | #REF! | #REF! | #REF! | #REF! | #REF! | #REF! | #REF! | #REF! | #REF! | #REF! | #REF! | #REF! | #REF! | #REF! | #REF! | #REF! | #REF! | #REF!
| OUTPUT - NET |  | KW | #REF! | #REF! | #REF! | #REF! | #REF! | #REF! | #REF! | #REF! | #REF! | #REF! | #REF! | #REF! | #REF! | #REF! | #REF! | #REF! | #REF! | #REF! | #REF! | #REF! | #REF! | #REF! | #REF! | #REF! | #REF! | #REF! | #REF! | #REF! | #REF! | #REF! | #REF!
| FUEL RATE |  | (MMBTU/HR) |  | #REF! | #REF! | #REF! | #REF! | #REF! | #REF! | #REF! | #REF! | #REF! | #REF! | #REF! | #REF! | #REF! | #REF! | #REF! | #REF! | #REF! | #REF! | #REF! | #REF! | #REF! | #REF! | #REF! | #REF! | #REF! | #REF! | #REF! | #REF! | #REF! | #REF!
| HEAT RATE - NET |  | (BTU/KWH) | #REF! | #REF! | #REF! | #REF! | #REF! | #REF! | #REF! | #REF! | #REF! | #REF! | #REF! | #REF! | #REF! | #REF! | #REF! | #REF! | #REF! | #REF! | #REF! | #REF! | #REF! | #REF! | #REF! | #REF! | #REF! | #REF! | #REF! | #REF! | #REF! | #REF! | #REF!
CONSUMABLE RATES:
| AMMONIA |  | LB/LB FUEL |  | 2016 1: #REF!
| CLARIFIED WATER |  | GALLONS/MWH |  | 2016 1: #REF!
| DEMINERALIZED WTR |  | GALLONS/MWH |  | 2016 1: #REF!
| STARTUP FUEL |  | MMBTU/HOT START |  | 2016 1: #REF!
| STARTUP FUEL |  | MMBTU/COLD START |  | 2016 1: #REF!
PRODUCTION RATES:
| WASTE WATER |  | GALLONS/MWH |  | 2016 1: #REF!
| NOx |  | LB/MMBTU |  | 2016 1: #REF!
| SOx |  | LB/MMBTU |  | 2016 1: #REF!
PRODUCTION/USAGE DATA: |  | (ANNUAL)
| GROSS GENERATION |  | (MWH) |  | #REF! | #REF! | #REF! | #REF! | #REF! | #REF! | #REF! | #REF! | #REF! | #REF! | #REF! | #REF! | #REF! | #REF! | #REF! | #REF! | #REF! | #REF! | #REF! | #REF! | #REF! | #REF! | #REF! | #REF! | #REF! | #REF! | #REF! | #REF! | #REF! | #REF!
| NET GENERATION |  | (MWH) |  | #REF! | #REF! | #REF! | #REF! | #REF! | #REF! | #REF! | #REF! | #REF! | #REF! | #REF! | #REF! | #REF! | #REF! | #REF! | #REF! | #REF! | #REF! | #REF! | #REF! | #REF! | #REF! | #REF! | #REF! | #REF! | #REF! | #REF! | #REF! | #REF! | #REF!
| TOTAL NET GENERATION |  | (MWH) | #REF! | #REF! | #REF! | #REF! | #REF! | #REF! | #REF! | #REF! | #REF! | #REF! | #REF! | #REF! | #REF! | #REF! | #REF! | #REF! | #REF! | #REF! | #REF! | #REF! | #REF! | #REF! | #REF! | #REF! | #REF! | #REF! | #REF! | #REF! | #REF! | #REF! | #REF!
| STARTUP FUEL |  | (MMBTU) |  | #REF! | #REF! | #REF! | #REF! | #REF! | #REF! | #REF! | #REF! | #REF! | #REF! | #REF! | #REF! | #REF! | #REF! | #REF! | #REF! | #REF! | #REF! | #REF! | #REF! | #REF! | #REF! | #REF! | #REF! | #REF! | #REF! | #REF! | #REF! | #REF! | #REF!
| OPERATING FUEL |  | (MMBTU) |  | #REF! | #REF! | #REF! | #REF! | #REF! | #REF! | #REF! | #REF! | #REF! | #REF! | #REF! | #REF! | #REF! | #REF! | #REF! | #REF! | #REF! | #REF! | #REF! | #REF! | #REF! | #REF! | #REF! | #REF! | #REF! | #REF! | #REF! | #REF! | #REF! | #REF!
| OPERATING FUEL |  | (TON) |  | #REF! | #REF! | #REF! | #REF! | #REF! | #REF! | #REF! | #REF! | #REF! | #REF! | #REF! | #REF! | #REF! | #REF! | #REF! | #REF! | #REF! | #REF! | #REF! | #REF! | #REF! | #REF! | #REF! | #REF! | #REF! | #REF! | #REF! | #REF! | #REF! | #REF!
| TOTAL OPERATING FUEL |  | (MMBTU) |  | #REF! | #REF! | #REF! | #REF! | #REF! | #REF! | #REF! | #REF! | #REF! | #REF! | #REF! | #REF! | #REF! | #REF! | #REF! | #REF! | #REF! | #REF! | #REF! | #REF! | #REF! | #REF! | #REF! | #REF! | #REF! | #REF! | #REF! | #REF! | #REF! | #REF!
| TOTAL OPERATING FUEL |  | (TON) |  | #REF! | #REF! | #REF! | #REF! | #REF! | #REF! | #REF! | #REF! | #REF! | #REF! | #REF! | #REF! | #REF! | #REF! | #REF! | #REF! | #REF! | #REF! | #REF! | #REF! | #REF! | #REF! | #REF! | #REF! | #REF! | #REF! | #REF! | #REF! | #REF! | #REF!
| AMMONIA (as 19% AQUEOUS) |  | (TON) |  | #REF! | #REF! | #REF! | #REF! | #REF! | #REF! | #REF! | #REF! | #REF! | #REF! | #REF! | #REF! | #REF! | #REF! | #REF! | #REF! | #REF! | #REF! | #REF! | #REF! | #REF! | #REF! | #REF! | #REF! | #REF! | #REF! | #REF! | #REF! | #REF! | #REF!
| CLARIFIED WATER |  | (K-GALLONS) |  | #REF! | #REF! | #REF! | #REF! | #REF! | #REF! | #REF! | #REF! | #REF! | #REF! | #REF! | #REF! | #REF! | #REF! | #REF! | #REF! | #REF! | #REF! | #REF! | #REF! | #REF! | #REF! | #REF! | #REF! | #REF! | #REF! | #REF! | #REF! | #REF! | #REF!
| DEMIN WATER |  | (K-GALLONS) |  | #REF! | #REF! | #REF! | #REF! | #REF! | #REF! | #REF! | #REF! | #REF! | #REF! | #REF! | #REF! | #REF! | #REF! | #REF! | #REF! | #REF! | #REF! | #REF! | #REF! | #REF! | #REF! | #REF! | #REF! | #REF! | #REF! | #REF! | #REF! | #REF! | #REF!
| WASTE WATER |  | (K-GALLONS) |  | #REF! | #REF! | #REF! | #REF! | #REF! | #REF! | #REF! | #REF! | #REF! | #REF! | #REF! | #REF! | #REF! | #REF! | #REF! | #REF! | #REF! | #REF! | #REF! | #REF! | #REF! | #REF! | #REF! | #REF! | #REF! | #REF! | #REF! | #REF! | #REF! | #REF!
| NOx |  | (TON) |  | #REF! | #REF! | #REF! | #REF! | #REF! | #REF! | #REF! | #REF! | #REF! | #REF! | #REF! | #REF! | #REF! | #REF! | #REF! | #REF! | #REF! | #REF! | #REF! | #REF! | #REF! | #REF! | #REF! | #REF! | #REF! | #REF! | #REF! | #REF! | #REF! | #REF!
| SOx |  | (TON) |  | #REF! | #REF! | #REF! | #REF! | #REF! | #REF! | #REF! | #REF! | #REF! | #REF! | #REF! | #REF! | #REF! | #REF! | #REF! | #REF! | #REF! | #REF! | #REF! | #REF! | #REF! | #REF! | #REF! | #REF! | #REF! | #REF! | #REF! | #REF! | #REF! | #REF!
UNIT COSTS:
| CPI | % |  |  |  | #REF! | #REF! | #REF! | #REF! | #REF! | #REF! | #REF! | #REF! | #REF! | #REF! | #REF! | #REF! | #REF! | #REF! | #REF! | #REF! | #REF! | #REF! | #REF! | #REF! | #REF! | #REF! | #REF! | #REF! | #REF! | #REF! | #REF! | #REF! | #REF!
| WACOF | % | bar: 2017 2 to 2045 30
| FUEL | ($/MMBTU) |  |  | #REF! | #REF! | #REF! | #REF! | #REF! | #REF! | #REF! | #REF! | #REF! | #REF! | #REF! | #REF! | #REF! | #REF! | #REF! | #REF! | #REF! | #REF! | #REF! | #REF! | #REF! | #REF! | #REF! | #REF! | #REF! | #REF! | #REF! | #REF! | #REF! | #REF!
| AMMONIA | ($/TON) |  |  | #REF! | #REF! | #REF! | #REF! | #REF! | #REF! | #REF! | #REF! | #REF! | #REF! | #REF! | #REF! | #REF! | #REF! | #REF! | #REF! | #REF! | #REF! | #REF! | #REF! | #REF! | #REF! | #REF! | #REF! | #REF! | #REF! | #REF! | #REF! | #REF! | #REF!
| CLARIFIED WATER | ($/K-GALLONS) |  |  | #REF! | #REF! | #REF! | #REF! | #REF! | #REF! | #REF! | #REF! | #REF! | #REF! | #REF! | #REF! | #REF! | #REF! | #REF! | #REF! | #REF! | #REF! | #REF! | #REF! | #REF! | #REF! | #REF! | #REF! | #REF! | #REF! | #REF! | #REF! | #REF! | #REF!
| DEMIN WATER | ($/K-GALLONS) |  |  | #REF! | #REF! | #REF! | #REF! | #REF! | #REF! | #REF! | #REF! | #REF! | #REF! | #REF! | #REF! | #REF! | #REF! | #REF! | #REF! | #REF! | #REF! | #REF! | #REF! | #REF! | #REF! | #REF! | #REF! | #REF! | #REF! | #REF! | #REF! | #REF! | #REF!
| CYCLE CHEM FEED | ($/TON STM) |  |  | #REF! | #REF! | #REF! | #REF! | #REF! | #REF! | #REF! | #REF! | #REF! | #REF! | #REF! | #REF! | #REF! | #REF! | #REF! | #REF! | #REF! | #REF! | #REF! | #REF! | #REF! | #REF! | #REF! | #REF! | #REF! | #REF! | #REF! | #REF! | #REF! | #REF!
| STARTUP FUEL | ($/MMBTU) |  |  | #REF! | #REF! | #REF! | #REF! | #REF! | #REF! | #REF! | #REF! | #REF! | #REF! | #REF! | #REF! | #REF! | #REF! | #REF! | #REF! | #REF! | #REF! | #REF! | #REF! | #REF! | #REF! | #REF! | #REF! | #REF! | #REF! | #REF! | #REF! | #REF! | #REF!
| WASTE WATER TRT | ($/K-GALLONS) |  |  | #REF! | #REF! | #REF! | #REF! | #REF! | #REF! | #REF! | #REF! | #REF! | #REF! | #REF! | #REF! | #REF! | #REF! | #REF! | #REF! | #REF! | #REF! | #REF! | #REF! | #REF! | #REF! | #REF! | #REF! | #REF! | #REF! | #REF! | #REF! | #REF! | #REF!
| NOx | ($/TON) |  |  | #REF! | #REF! | #REF! | #REF! | #REF! | #REF! | #REF! | #REF! | #REF! | #REF! | #REF! | #REF! | #REF! | #REF! | #REF! | #REF! | #REF! | #REF! | #REF! | #REF! | #REF! | #REF! | #REF! | #REF! | #REF! | #REF! | #REF! | #REF! | #REF! | #REF!
| OZONE NOx | ($/TON) |  |  | #REF! | #REF! | #REF! | #REF! | #REF! | #REF! | #REF! | #REF! | #REF! | #REF! | #REF! | #REF! | #REF! | #REF! | #REF! | #REF! | #REF! | #REF! | #REF! | #REF! | #REF! | #REF! | #REF! | #REF! | #REF! | #REF! | #REF! | #REF! | #REF! | #REF!
| SOx | ($/TON) |  |  | #REF! | #REF! | #REF! | #REF! | #REF! | #REF! | #REF! | #REF! | #REF! | #REF! | #REF! | #REF! | #REF! | #REF! | #REF! | #REF! | #REF! | #REF! | #REF! | #REF! | #REF! | #REF! | #REF! | #REF! | #REF! | #REF! | #REF! | #REF! | #REF! | #REF!
CONSUMABLE COSTS |  | -1000
Levelized
| AMMONIA |  |  | #REF! | #REF! | #REF! | #REF! | #REF! | #REF! | #REF! | #REF! | #REF! | #REF! | #REF! | #REF! | #REF! | #REF! | #REF! | #REF! | #REF! | #REF! | #REF! | #REF! | #REF! | #REF! | #REF! | #REF! | #REF! | #REF! | #REF! | #REF! | #REF! | #REF! | #REF!
| CLARIFIED WATER |  |  | #REF! | #REF! | #REF! | #REF! | #REF! | #REF! | #REF! | #REF! | #REF! | #REF! | #REF! | #REF! | #REF! | #REF! | #REF! | #REF! | #REF! | #REF! | #REF! | #REF! | #REF! | #REF! | #REF! | #REF! | #REF! | #REF! | #REF! | #REF! | #REF! | #REF! | #REF!
| DEMIN WATER |  |  | #REF! | #REF! | #REF! | #REF! | #REF! | #REF! | #REF! | #REF! | #REF! | #REF! | #REF! | #REF! | #REF! | #REF! | #REF! | #REF! | #REF! | #REF! | #REF! | #REF! | #REF! | #REF! | #REF! | #REF! | #REF! | #REF! | #REF! | #REF! | #REF! | #REF! | #REF!
| CYCLE CHEM FEED |  |  | #REF! | #REF! | #REF! | #REF! | #REF! | #REF! | #REF! | #REF! | #REF! | #REF! | #REF! | #REF! | #REF! | #REF! | #REF! | #REF! | #REF! | #REF! | #REF! | #REF! | #REF! | #REF! | #REF! | #REF! | #REF! | #REF! | #REF! | #REF! | #REF! | #REF! | #REF!
| STARTUP FUEL |  |  | #REF! | #REF! | #REF! | #REF! | #REF! | #REF! | #REF! | #REF! | #REF! | #REF! | #REF! | #REF! | #REF! | #REF! | #REF! | #REF! | #REF! | #REF! | #REF! | #REF! | #REF! | #REF! | #REF! | #REF! | #REF! | #REF! | #REF! | #REF! | #REF! | #REF! | #REF!
| WASTE WTR TRTM |  |  | #REF! | #REF! | #REF! | #REF! | #REF! | #REF! | #REF! | #REF! | #REF! | #REF! | #REF! | #REF! | #REF! | #REF! | #REF! | #REF! | #REF! | #REF! | #REF! | #REF! | #REF! | #REF! | #REF! | #REF! | #REF! | #REF! | #REF! | #REF! | #REF! | #REF! | #REF!
| NOx |  |  | #REF! | #REF! | #REF! | #REF! | #REF! | #REF! | #REF! | #REF! | #REF! | #REF! | #REF! | #REF! | #REF! | #REF! | #REF! | #REF! | #REF! | #REF! | #REF! | #REF! | #REF! | #REF! | #REF! | #REF! | #REF! | #REF! | #REF! | #REF! | #REF! | #REF! | #REF!
| OZONE NOx |  |  | #REF! | #REF! | #REF! | #REF! | #REF! | #REF! | #REF! | #REF! | #REF! | #REF! | #REF! | #REF! | #REF! | #REF! | #REF! | #REF! | #REF! | #REF! | #REF! | #REF! | #REF! | #REF! | #REF! | #REF! | #REF! | #REF! | #REF! | #REF! | #REF! | #REF! | #REF!
| SOx |  |  | #REF! | #REF! | #REF! | #REF! | #REF! | #REF! | #REF! | #REF! | #REF! | #REF! | #REF! | #REF! | #REF! | #REF! | #REF! | #REF! | #REF! | #REF! | #REF! | #REF! | #REF! | #REF! | #REF! | #REF! | #REF! | #REF! | #REF! | #REF! | #REF! | #REF! | #REF!
| TOTAL CONSUMABLE COSTS |  |  | #REF! | #REF! | #REF! | #REF! | #REF! | #REF! | #REF! | #REF! | #REF! | #REF! | #REF! | #REF! | #REF! | #REF! | #REF! | #REF! | #REF! | #REF! | #REF! | #REF! | #REF! | #REF! | #REF! | #REF! | #REF! | #REF! | #REF! | #REF! | #REF! | #REF! | #REF!
SPARE PARTS |  | -1000 |  |  |  | #REF! | #REF! | #REF! | #REF! | #REF! | #REF! | #REF! | #REF! | #REF! | #REF! | #REF! | #REF! | #REF! | #REF! | #REF! | #REF! | #REF! | #REF! | #REF! | #REF! | #REF! | #REF! | #REF! | #REF! | #REF! | #REF! | #REF! | #REF! | #REF!
| INVENTORY |  |  | #REF! | 1156 | #REF! | #REF! | #REF! | #REF! | #REF! | #REF! | #REF! | #REF! | #REF! | #REF! | #REF! | #REF! | #REF! | #REF! | #REF! | #REF! | #REF! | #REF! | #REF! | #REF! | #REF! | #REF! | #REF! | #REF! | #REF! | #REF! | #REF! | #REF! | #REF!
MAINTENANCE PARTS AND LABOR COSTS |  | -1000
| ESCALATION RATE | (%) |  |  |  | #REF! | #REF! | #REF! | #REF! | #REF! | #REF! | #REF! | #REF! | #REF! | #REF! | #REF! | #REF! | #REF! | #REF! | #REF! | #REF! | #REF! | #REF! | #REF! | #REF! | #REF! | #REF! | #REF! | #REF! | #REF! | #REF! | #REF! | #REF! | #REF!
Levelized
| COMBUSTION TURBINE |  |  | #REF! | #REF! | #REF! | #REF! | #REF! | #REF! | #REF! | #REF! | #REF! | #REF! | #REF! | #REF! | #REF! | #REF! | #REF! | #REF! | #REF! | #REF! | #REF! | #REF! | #REF! | #REF! | #REF! | #REF! | #REF! | #REF! | #REF! | #REF! | #REF! | #REF! | #REF!
| FIXED (ONE TIME PAYMENT) |  |  | #REF! | 2016 1: #REF!
| FIXED |  |  | #REF! | #REF! | #REF! | #REF! | #REF! | #REF! | #REF! | #REF! | #REF! | #REF! | #REF! | #REF! | #REF! | #REF! | #REF! | #REF! | #REF! | #REF! | #REF! | #REF! | #REF! | #REF! | #REF! | #REF! | #REF! | #REF! | #REF! | #REF! | #REF! | #REF! | #REF!
| VARIABLE (ONE TIME PAYMENT) |  |  | #REF! | 2017 2: #REF!
| VARIABLE |  |  | #REF! | #REF! | #REF! | #REF! | #REF! | #REF! | #REF! | #REF! | #REF! | #REF! | #REF! | #REF! | #REF! | #REF! | #REF! | #REF! | #REF! | #REF! | #REF! | #REF! | #REF! | #REF! | #REF! | #REF! | #REF! | #REF! | #REF! | #REF! | #REF! | #REF! | #REF!
| STEAM TURBINE |  |  | #REF! | #REF! | #REF! | #REF! | #REF! | #REF! | #REF! | #REF! | #REF! | #REF! | #REF! | #REF! | #REF! | #REF! | #REF! | #REF! | #REF! | #REF! | #REF! | #REF! | #REF! | #REF! | #REF! | #REF! | #REF! | #REF! | #REF! | #REF! | #REF! | #REF! | #REF!
| FIXED |  |  | #REF! | #REF! | #REF! | #REF! | #REF! | #REF! | #REF! | #REF! | #REF! | #REF! | #REF! | #REF! | #REF! | #REF! | #REF! | #REF! | #REF! | #REF! | #REF! | #REF! | #REF! | #REF! | #REF! | #REF! | #REF! | #REF! | #REF! | #REF! | #REF! | #REF! | #REF!
| VARIABLE |  |  | #REF! | #REF! | #REF! | #REF! | #REF! | #REF! | #REF! | #REF! | #REF! | #REF! | #REF! | #REF! | #REF! | #REF! | #REF! | #REF! | #REF! | #REF! | #REF! | #REF! | #REF! | #REF! | #REF! | #REF! | #REF! | #REF! | #REF! | #REF! | #REF! | #REF! | #REF!
| HRSG |  |  | #REF! | 206 | #REF! | #REF! | #REF! | #REF! | #REF! | #REF! | #REF! | #REF! | #REF! | #REF! | #REF! | #REF! | #REF! | #REF! | #REF! | #REF! | #REF! | #REF! | #REF! | #REF! | #REF! | #REF! | #REF! | #REF! | #REF! | #REF! | #REF! | #REF! | #REF!
| FIXED |  |  | #REF! | 206 | #REF! | #REF! | #REF! | #REF! | #REF! | #REF! | #REF! | #REF! | #REF! | #REF! | #REF! | #REF! | #REF! | #REF! | #REF! | #REF! | #REF! | #REF! | #REF! | #REF! | #REF! | #REF! | #REF! | #REF! | #REF! | #REF! | #REF! | #REF! | #REF!
| VARIABLE |  |  | #REF! | 0 | #REF! | #REF! | #REF! | #REF! | #REF! | #REF! | #REF! | #REF! | #REF! | #REF! | #REF! | #REF! | #REF! | #REF! | #REF! | #REF! | #REF! | #REF! | #REF! | #REF! | #REF! | #REF! | #REF! | #REF! | #REF! | #REF! | #REF! | #REF! | #REF!
| SCR CATALYST |  |  | #REF! | 0 | #REF! | #REF! | #REF! | #REF! | #REF! | #REF! | #REF! | #REF! | #REF! | #REF! | #REF! | #REF! | #REF! | #REF! | #REF! | #REF! | #REF! | #REF! | #REF! | #REF! | #REF! | #REF! | #REF! | #REF! | #REF! | #REF! | #REF! | #REF! | #REF!
| FIXED |  |  | #REF! | 0 | #REF! | #REF! | #REF! | #REF! | #REF! | #REF! | #REF! | #REF! | #REF! | #REF! | #REF! | #REF! | #REF! | #REF! | #REF! | #REF! | #REF! | #REF! | #REF! | #REF! | #REF! | #REF! | #REF! | #REF! | #REF! | #REF! | #REF! | #REF! | #REF!
| VARIABLE |  |  | #REF! | 0 | #REF! | #REF! | #REF! | 1048 | #REF! | #REF! | #REF! | #REF! | #REF! | #REF! | #REF! | #REF! | #REF! | #REF! | #REF! | #REF! | #REF! | #REF! | #REF! | #REF! | #REF! | #REF! | #REF! | #REF! | #REF! | #REF! | #REF! | #REF! | #REF!
| BOP |  |  | #REF! | 50 | #REF! | #REF! | #REF! | #REF! | #REF! | #REF! | #REF! | #REF! | #REF! | #REF! | #REF! | #REF! | #REF! | #REF! | #REF! | #REF! | #REF! | #REF! | #REF! | #REF! | #REF! | #REF! | #REF! | #REF! | #REF! | #REF! | #REF! | #REF! | #REF!
| FIXED MAINTENANCE |  |  | #REF! | #REF! | #REF! | #REF! | #REF! | #REF! | #REF! | #REF! | #REF! | #REF! | #REF! | #REF! | #REF! | #REF! | #REF! | #REF! | #REF! | #REF! | #REF! | #REF! | #REF! | #REF! | #REF! | #REF! | #REF! | #REF! | #REF! | #REF! | #REF! | #REF! | #REF!
| VARIABLE MAINTENANCE |  |  | #REF! | #REF! | #REF! | #REF! | #REF! | #REF! | #REF! | #REF! | #REF! | #REF! | #REF! | #REF! | #REF! | #REF! | #REF! | #REF! | #REF! | #REF! | #REF! | #REF! | #REF! | #REF! | #REF! | #REF! | #REF! | #REF! | #REF! | #REF! | #REF! | #REF! | #REF!
| TOTAL MAINTENANCE |  |  | #REF! | #REF! | #REF! | #REF! | #REF! | #REF! | #REF! | #REF! | #REF! | #REF! | #REF! | #REF! | #REF! | #REF! | #REF! | #REF! | #REF! | #REF! | #REF! | #REF! | #REF! | #REF! | #REF! | #REF! | #REF! | #REF! | #REF! | #REF! | #REF! | #REF! | #REF!
STAFF LABOR COSTS
| FACILITY DEPARTMENT |  |  |  | 2016 1: TOTAL
| QUANTITY OF SALARIED STAFF |  |  |  | 2016 1: #REF!
| QUANTITY OF HOURLY STAFF |  |  |  | 2016 1: #REF!
| QUANTITY OF CORPORATE STAFF |  |  |  | 2016 1: 0
| COST OF SALARIED STAFF |  | ($/YR) |  | 2016 1: #REF!
| COST OF HOURLY STAFF |  | ($/YR) |  | 2016 1: #REF!
| COST OF CORPORATE STAFF |  | ($/YR) |  | 2016 1: 0
| SALARY ESCALATION |  |  |  |  | #REF! | #REF! | #REF! | #REF! | #REF! | #REF! | #REF! | #REF! | #REF! | #REF! | #REF! | #REF! | #REF! | #REF! | #REF! | #REF! | #REF! | #REF! | #REF! | #REF! | #REF! | #REF! | #REF! | #REF! | #REF! | #REF! | #REF! | #REF! | #REF!
| COST OF SALARIED STAFF |  | -1000 |  | #REF! | #REF! | #REF! | #REF! | #REF! | #REF! | #REF! | #REF! | #REF! | #REF! | #REF! | #REF! | #REF! | #REF! | #REF! | #REF! | #REF! | #REF! | #REF! | #REF! | #REF! | #REF! | #REF! | #REF! | #REF! | #REF! | #REF! | #REF! | #REF! | #REF!
| COST OF HOURLY STAFF |  | -1000 |  | #REF! | #REF! | #REF! | #REF! | #REF! | #REF! | #REF! | #REF! | #REF! | #REF! | #REF! | #REF! | #REF! | #REF! | #REF! | #REF! | #REF! | #REF! | #REF! | #REF! | #REF! | #REF! | #REF! | #REF! | #REF! | #REF! | #REF! | #REF! | #REF! | #REF!
| COST OF CORPORATE STAFF |  | -1000 |  | 0 | #REF! | #REF! | #REF! | #REF! | #REF! | #REF! | #REF! | #REF! | #REF! | #REF! | #REF! | #REF! | #REF! | #REF! | #REF! | #REF! | #REF! | #REF! | #REF! | #REF! | #REF! | #REF! | #REF! | #REF! | #REF! | #REF! | #REF! | #REF! | #REF!
Levelized
| TOTAL STAFF LABOR COSTS |  | -1000 | #REF! | #REF! | #REF! | #REF! | #REF! | #REF! | #REF! | #REF! | #REF! | #REF! | #REF! | #REF! | #REF! | #REF! | #REF! | #REF! | #REF! | #REF! | #REF! | #REF! | #REF! | #REF! | #REF! | #REF! | #REF! | #REF! | #REF! | #REF! | #REF! | #REF! | #REF!
MISC. COSTS |  | -1000
| COST ESCALATION |  |  |  |  | #REF! | #REF! | #REF! | #REF! | #REF! | #REF! | #REF! | #REF! | #REF! | #REF! | #REF! | #REF! | #REF! | #REF! | #REF! | #REF! | #REF! | #REF! | #REF! | #REF! | #REF! | #REF! | #REF! | #REF! | #REF! | #REF! | #REF! | #REF! | #REF!
| ANNUAL SITE & BUILDING MAINTENANCE |  |  |  | #REF! | #REF! | #REF! | #REF! | #REF! | #REF! | #REF! | #REF! | #REF! | #REF! | #REF! | #REF! | #REF! | #REF! | #REF! | #REF! | #REF! | #REF! | #REF! | #REF! | #REF! | #REF! | #REF! | #REF! | #REF! | #REF! | #REF! | #REF! | #REF! | #REF!
| INSURANCES |  | #REF! |  | #REF! | #REF! | #REF! | #REF! | #REF! | #REF! | #REF! | #REF! | #REF! | #REF! | #REF! | #REF! | #REF! | #REF! | #REF! | #REF! | #REF! | #REF! | #REF! | #REF! | #REF! | #REF! | #REF! | #REF! | #REF! | #REF! | #REF! | #REF! | #REF! | #REF!
| PROPERTY TAX |  | #REF! |  | #REF! | #REF! | #REF! | #REF! | #REF! | #REF! | #REF! | #REF! | #REF! | #REF! | #REF! | #REF! | #REF! | #REF! | #REF! | #REF! | #REF! | #REF! | #REF! | #REF! | #REF! | #REF! | #REF! | #REF! | #REF! | #REF! | #REF! | #REF! | #REF! | #REF!
Levelized
| TOTAL MISC. COSTS |  |  | #REF! | #REF! | #REF! | #REF! | #REF! | #REF! | #REF! | #REF! | #REF! | #REF! | #REF! | #REF! | #REF! | #REF! | #REF! | #REF! | #REF! | #REF! | #REF! | #REF! | #REF! | #REF! | #REF! | #REF! | #REF! | #REF! | #REF! | #REF! | #REF! | #REF! | #REF!

## Option 9 Master (hidden)
HDR
#REF!
PROJECT: | 140423 | LG&E 2017 CC
DATE: | #REF!
FILE: |  | SHEET 1
PLANT DESIGN:
[8 empty] | CAPITAL COST CATEGORIES: |  |  | -1000 |  |  | FINANCE STRUCTURE:
PLANT GROSS CAPACITY |  | NEW & CLEAN |  | #REF! | KW
NET CONTRACT DEMAND |  |  |  | #REF! | KW |  |  | HARD COSTS: | [5 empty] | DEBT |  |  | AVG DCR | #REF!
[9 empty] | EPC PLANT | [5 empty] | PERCENT |  | #REF! | #REF!
HEAT RATE - GROSS HHV |  |  |  | #REF! | BTU/KWH | [9 empty] | RATE |  |  | #REF!
HEAT RATE - NET HHV |  |  |  | #REF! | BTU/KWH | [9 empty] | TERM | 20 YR |  | 80
[15 empty] | PAYMENT - QUARTER |  |  | #REF!
EQUITY
[8 empty] | SOFT COSTS: | [6 empty] | PERCENT |  | #REF! | #REF!
[9 empty] | TOTAL OWNER INDIRECTS | [5 empty] | POST-TAX RETURN |  | (TARGET) | 9.73%
[9 empty] | OWNER CONTINGENCY | [5 empty] | EQUITY PAYMENT |  |  | #REF! | GOAL SEEK IRR=7.77% UNLEVERED
[17 empty] | IRR | #VALUE!
[17 empty] | NPV | #REF!
[9 empty] | PROJECT MANAGEMENT |  |  | 0
[9 empty] | ENGINEERING SUPPORT |  |  | 0
[9 empty] | FINANCE FEE |  | 0.015 | #REF!
[9 empty] | AFUDC |  | #REF! | #REF!
[9 empty] | CONSTRUCTION MNGMT |  |  | 0
[9 empty] | OWNER CONTINGENCY |  | 0.1 | 0
[9 empty] | PLANT OPS |  |  | 0
[9 empty] | INSURANCE |  | CONST | 0
[9 empty] | ESCALATION ALLOWANCE |  |  | 0
| DEPRECIATION | NEW PLANT - UTILITY |  | #REF! | YR MACRS
[9 empty] | SUB-TOTAL |  | #DIV/0! | 0
| AMORTIZATION |  |  | #REF! | YRS |  |  | TOTAL PROJECT COST |  |  |  | 0
| DISCOUNT RATE |  |  | #REF! |  |  |  | INSTALLED POWER PLANT COST ($/KW) |  |  |  | #REF!
PRO FORMA ANALYSIS:
YEAR |  |  |  | 2016 | 2017 | 2018 | 2019 | 2020 | 2021 | 2022 | 2023 | 2024 | 2025 | 2026 | 2027 | 2028 | 2029 | 2030 | 2031 | 2032 | 2033 | 2034 | 2035 | 2036 | 2037 | 2038 | 2039 | 2040 | 2041 | 2042 | 2043 | 2044 | 2045 | 2046
|  |  |  | 0 | 1 | 2 | 3 | 4 | 5 | 6 | 7 | 8 | 9 | 10 | 11 | 12 | 13 | 14 | 15 | 16 | 17 | 18 | 19 | 20 | 21 | 22 | 23 | 24 | 25 | 26 | 27 | 28 | 29 | 30
ESCALATORS:
| PARTS |  |  |  | #REF! | #REF! | #REF! | #REF! | #REF! | #REF! | #REF! | #REF! | #REF! | #REF! | #REF! | #REF! | #REF! | #REF! | #REF! | #REF! | #REF! | #REF! | #REF! | #REF! | #REF! | #REF! | #REF! | #REF! | #REF! | #REF! | #REF! | #REF! | #REF! | #REF!
| CONSUMABLE ESC. |  |  |  | #REF! | #REF! | #REF! | #REF! | #REF! | #REF! | #REF! | #REF! | #REF! | #REF! | #REF! | #REF! | #REF! | #REF! | #REF! | #REF! | #REF! | #REF! | #REF! | #REF! | #REF! | #REF! | #REF! | #REF! | #REF! | #REF! | #REF! | #REF! | #REF! | #REF!
UNIT COST DATA:
FUEL
| NATURAL GAS | ($/MMBTU) |  | #REF! | #REF! | #REF! | #REF! | #REF! | #REF! | #REF! | #REF! | #REF! | #REF! | #REF! | #REF! | #REF! | #REF! | #REF! | #REF! | #REF! | #REF! | #REF! | #REF! | #REF! | #REF! | #REF! | #REF! | #REF! | #REF! | #REF! | #REF! | #REF! | #REF! | #REF!
| NATURAL GAS ANNUAL DEMAND CHARGE |  |  | -1000 | 15421.2792 | 15421.2792 | 15421.2792 | 15421.2792 | 15421.2792 | 15421.2792 | 15421.2792 | 15421.2792 | 15421.2792 | 15421.2792 | 15421.2792 | 15421.2792 | 15421.2792 | 15421.2792 | 15421.2792 | 15421.2792 | 15421.2792 | 15421.2792 | 15421.2792 | 15421.2792 | 15421.2792 | 15421.2792 | 15421.2792 | 15421.2792 | 15421.2792 | 15421.2792 | 15421.2792 | 15421.2792 | 15421.2792 | 15421.2792
0 | PRICING OPTIONS | MARGINAL
#REF! | POWER | CAPITAL RECOVERY |  | ($/MWH) | #REF! | #REF! | #REF! | #REF! | #REF! | #REF! | #REF! | #REF! | #REF! | #REF! | #REF! | #REF! | #REF! | #REF! | #REF! | #REF! | #REF! | #REF! | #REF! | #REF! | #REF! | #REF! | #REF! | #REF! | #REF! | #REF! | #REF! | #REF! | #REF! | #REF!
|  | FIXED CAPACITY-DB |  | ($/KW-MO) | #REF! | #REF! | #REF! | #REF! | #REF! | #REF! | #REF! | #REF! | #REF! | #REF! | #REF! | #REF! | #REF! | #REF! | #REF! | #REF! | #REF! | #REF! | #REF! | #REF! | #REF! | #REF! | #REF! | #REF! | #REF! | #REF! | #REF! | #REF! | #REF! | #REF!
|  | FIXED CAPACITY-EQ |  | ($/KW-MO) | #REF! | #REF! | #REF! | #REF! | #REF! | #REF! | #REF! | #REF! | #REF! | #REF! | #REF! | #REF! | #REF! | #REF! | #REF! | #REF! | #REF! | #REF! | #REF! | #REF! | #REF! | #REF! | #REF! | #REF! | #REF! | #REF! | #REF! | #REF! | #REF! | #REF!
#REF! |  | OP COST |  | ($/MWH) | #REF! | #REF! | #REF! | #REF! | #REF! | #REF! | #REF! | #REF! | #REF! | #REF! | #REF! | #REF! | #REF! | #REF! | #REF! | #REF! | #REF! | #REF! | #REF! | #REF! | #REF! | #REF! | #REF! | #REF! | #REF! | #REF! | #REF! | #REF! | #REF! | #REF!
#REF! |  | EMISSIONS ALLOWANCE |  | ($/MWH) | #REF! | #REF! | #REF! | #REF! | #REF! | #REF! | #REF! | #REF! | #REF! | #REF! | #REF! | #REF! | #REF! | #REF! | #REF! | #REF! | #REF! | #REF! | #REF! | #REF! | #REF! | #REF! | #REF! | #REF! | #REF! | #REF! | #REF! | #REF! | #REF! | #REF!
#REF! | 30 YR - LEVELIZED | FUEL COST POWER |  | ($/MWH) | #REF! | #REF! | #REF! | #REF! | #REF! | #REF! | #REF! | #REF! | #REF! | #REF! | #REF! | #REF! | #REF! | #REF! | #REF! | #REF! | #REF! | #REF! | #REF! | #REF! | #REF! | #REF! | #REF! | #REF! | #REF! | #REF! | #REF! | #REF! | #REF! | #REF!
| #REF! | TOTAL COST |  | ($/MWH) | #REF! | #REF! | #REF! | #REF! | #REF! | #REF! | #REF! | #REF! | #REF! | #REF! | #REF! | #REF! | #REF! | #REF! | #REF! | #REF! | #REF! | #REF! | #REF! | #REF! | #REF! | #REF! | #REF! | #REF! | #REF! | #REF! | #REF! | #REF! | #REF! | #REF!
| #REF! | TOLLED COST |  | ($/MWH) | #REF! | #REF! | #REF! | #REF! | #REF! | #REF! | #REF! | #REF! | #REF! | #REF! | #REF! | #REF! | #REF! | #REF! | #REF! | #REF! | #REF! | #REF! | #REF! | #REF! | #REF! | #REF! | #REF! | #REF! | #REF! | #REF! | #REF! | #REF! | #REF! | #REF!
PRODUCTION DATA: |  |  |  | 2016 0: AVERAGE
| ELECTRIC ENERGY | (MWH) |  | #REF! | #REF! | #REF! | #REF! | #REF! | #REF! | #REF! | #REF! | #REF! | #REF! | #REF! | #REF! | #REF! | #REF! | #REF! | #REF! | #REF! | #REF! | #REF! | #REF! | #REF! | #REF! | #REF! | #REF! | #REF! | #REF! | #REF! | #REF! | #REF! | #REF! | #REF!
| TOTAL ELECTRIC | (MWH) |  | #REF! | #REF! | #REF! | #REF! | #REF! | #REF! | #REF! | #REF! | #REF! | #REF! | #REF! | #REF! | #REF! | #REF! | #REF! | #REF! | #REF! | #REF! | #REF! | #REF! | #REF! | #REF! | #REF! | #REF! | #REF! | #REF! | #REF! | #REF! | #REF! | #REF! | #REF!
| FCP FUEL | (MMBTU) |  | #REF! | #REF! | #REF! | #REF! | #REF! | #REF! | #REF! | #REF! | #REF! | #REF! | #REF! | #REF! | #REF! | #REF! | #REF! | #REF! | #REF! | #REF! | #REF! | #REF! | #REF! | #REF! | #REF! | #REF! | #REF! | #REF! | #REF! | #REF! | #REF! | #REF! | #REF!
| TOTAL | (MMBTU) |  | #REF! | #REF! | #REF! | #REF! | #REF! | #REF! | #REF! | #REF! | #REF! | #REF! | #REF! | #REF! | #REF! | #REF! | #REF! | #REF! | #REF! | #REF! | #REF! | #REF! | #REF! | #REF! | #REF! | #REF! | #REF! | #REF! | #REF! | #REF! | #REF! | #REF! | #REF!
| AVG HEAT RATE | (BTU/KWH) |  |  | #REF! | #REF! | #REF! | #REF! | #REF! | #REF! | #REF! | #REF! | #REF! | #REF! | #REF! | #REF! | #REF! | #REF! | #REF! | #REF! | #REF! | #REF! | #REF! | #REF! | #REF! | #REF! | #REF! | #REF! | #REF! | #REF! | #REF! | #REF! | #REF! | #REF!
| AVG OUTPUT | (KW) |  |  | #REF! | #REF! | #REF! | #REF! | #REF! | #REF! | #REF! | #REF! | #REF! | #REF! | #REF! | #REF! | #REF! | #REF! | #REF! | #REF! | #REF! | #REF! | #REF! | #REF! | #REF! | #REF! | #REF! | #REF! | #REF! | #REF! | #REF! | #REF! | #REF! | #REF!
| CAPACITY FACTOR | (%) | FIRM | #REF! | #REF! | #REF! | #REF! | #REF! | #REF! | #REF! | #REF! | #REF! | #REF! | #REF! | #REF! | #REF! | #REF! | #REF! | #REF! | #REF! | #REF! | #REF! | #REF! | #REF! | #REF! | #REF! | #REF! | #REF! | #REF! | #REF! | #REF! | #REF! | #REF! | #REF!
| AMMONIA | (TON) |  |  | #REF! | #REF! | #REF! | #REF! | #REF! | #REF! | #REF! | #REF! | #REF! | #REF! | #REF! | #REF! | #REF! | #REF! | #REF! | #REF! | #REF! | #REF! | #REF! | #REF! | #REF! | #REF! | #REF! | #REF! | #REF! | #REF! | #REF! | #REF! | #REF! | #REF!
| MAKEUP WATER | (K-GALLONS) |  |  | #REF! | #REF! | #REF! | #REF! | #REF! | #REF! | #REF! | #REF! | #REF! | #REF! | #REF! | #REF! | #REF! | #REF! | #REF! | #REF! | #REF! | #REF! | #REF! | #REF! | #REF! | #REF! | #REF! | #REF! | #REF! | #REF! | #REF! | #REF! | #REF! | #REF!
| TOWER MAKEUP | (K-GALLONS) |  |  | #REF! | #REF! | #REF! | #REF! | #REF! | #REF! | #REF! | #REF! | #REF! | #REF! | #REF! | #REF! | #REF! | #REF! | #REF! | #REF! | #REF! | #REF! | #REF! | #REF! | #REF! | #REF! | #REF! | #REF! | #REF! | #REF! | #REF! | #REF! | #REF! | #REF!
| WASTE WATER | (K-GALLONS) |  |  | #REF! | #REF! | #REF! | #REF! | #REF! | #REF! | #REF! | #REF! | #REF! | #REF! | #REF! | #REF! | #REF! | #REF! | #REF! | #REF! | #REF! | #REF! | #REF! | #REF! | #REF! | #REF! | #REF! | #REF! | #REF! | #REF! | #REF! | #REF! | #REF! | #REF!
| NOx | (TON) |  |  | #REF! | #REF! | #REF! | #REF! | #REF! | #REF! | #REF! | #REF! | #REF! | #REF! | #REF! | #REF! | #REF! | #REF! | #REF! | #REF! | #REF! | #REF! | #REF! | #REF! | #REF! | #REF! | #REF! | #REF! | #REF! | #REF! | #REF! | #REF! | #REF! | #REF!
| SOx | (TON) |  |  | #REF! | #REF! | #REF! | #REF! | #REF! | #REF! | #REF! | #REF! | #REF! | #REF! | #REF! | #REF! | #REF! | #REF! | #REF! | #REF! | #REF! | #REF! | #REF! | #REF! | #REF! | #REF! | #REF! | #REF! | #REF! | #REF! | #REF! | #REF! | #REF! | #REF!
HDR
#REF!
PROJECT: | 140423 | LG&E 2017 CC
DATE: | #REF!
FILE: | 0 | SHEET 2
REVENUE: |  | -1000
| CAPACITY FIXED |  |  | #REF! | #REF! | #REF! | #REF! | #REF! | #REF! | #REF! | #REF! | #REF! | #REF! | #REF! | #REF! | #REF! | #REF! | #REF! | #REF! | #REF! | #REF! | #REF! | #REF! | #REF! | #REF! | #REF! | #REF! | #REF! | #REF! | #REF! | #REF! | #REF! | #REF! | #REF!
ENERGY
|  | VARIABLE ENERGY |  |  | #REF! | #REF! | #REF! | #REF! | #REF! | #REF! | #REF! | #REF! | #REF! | #REF! | #REF! | #REF! | #REF! | #REF! | #REF! | #REF! | #REF! | #REF! | #REF! | #REF! | #REF! | #REF! | #REF! | #REF! | #REF! | #REF! | #REF! | #REF! | #REF! | #REF!
|  | FUEL |  |  | #REF! | #REF! | #REF! | #REF! | #REF! | #REF! | #REF! | #REF! | #REF! | #REF! | #REF! | #REF! | #REF! | #REF! | #REF! | #REF! | #REF! | #REF! | #REF! | #REF! | #REF! | #REF! | #REF! | #REF! | #REF! | #REF! | #REF! | #REF! | #REF! | #REF!
| TOTAL REVENUE |  |  | #REF! | #REF! | #REF! | #REF! | #REF! | #REF! | #REF! | #REF! | #REF! | #REF! | #REF! | #REF! | #REF! | #REF! | #REF! | #REF! | #REF! | #REF! | #REF! | #REF! | #REF! | #REF! | #REF! | #REF! | #REF! | #REF! | #REF! | #REF! | #REF! | #REF! | #REF!
PRO FORMA ANALYSIS:
YEAR |  |  |  | 2016 | 2017 | 2018 | 2019 | 2020 | 2021 | 2022 | 2023 | 2024 | 2025 | 2026 | 2027 | 2028 | 2029 | 2030 | 2031 | 2032 | 2033 | 2034 | 2035 | 2036 | 2037 | 2038 | 2039 | 2040 | 2041 | 2042 | 2043 | 2044 | 2045 | 2046
|  |  |  | 0 | 1 | 2 | 3 | 4 | 5 | 6 | 7 | 8 | 9 | 10 | 11 | 12 | 13 | 14 | 15 | 16 | 17 | 18 | 19 | 20 | 21 | 22 | 23 | 24 | 25 | 26 | 27 | 28 | 29 | 30
EXPENSES: |  | -1000
| NATURAL GAS CONSUMPTION |  |  |  | #REF! | #REF! | #REF! | #REF! | #REF! | #REF! | #REF! | #REF! | #REF! | #REF! | #REF! | #REF! | #REF! | #REF! | #REF! | #REF! | #REF! | #REF! | #REF! | #REF! | #REF! | #REF! | #REF! | #REF! | #REF! | #REF! | #REF! | #REF! | #REF! | #REF!
| NATURAL GAS ANNUAL DEMAND CHARGE |  |  |  | 15421.2792 | 15421.2792 | 15421.2792 | 15421.2792 | 15421.2792 | 15421.2792 | 15421.2792 | 15421.2792 | 15421.2792 | 15421.2792 | 15421.2792 | 15421.2792 | 15421.2792 | 15421.2792 | 15421.2792 | 15421.2792 | 15421.2792 | 15421.2792 | 15421.2792 | 15421.2792 | 15421.2792 | 15421.2792 | 15421.2792 | 15421.2792 | 15421.2792 | 15421.2792 | 15421.2792 | 15421.2792 | 15421.2792 | 15421.2792
| UNIT COST ($/MWH) |  |  |  | #REF! | #REF! | #REF! | #REF! | #REF! | #REF! | #REF! | #REF! | #REF! | #REF! | #REF! | #REF! | #REF! | #REF! | #REF! | #REF! | #REF! | #REF! | #REF! | #REF! | #REF! | #REF! | #REF! | #REF! | #REF! | #REF! | #REF! | #REF! | #REF! | #REF!
| AMMONIA |  |  |  | #REF! | #REF! | #REF! | #REF! | #REF! | #REF! | #REF! | #REF! | #REF! | #REF! | #REF! | #REF! | #REF! | #REF! | #REF! | #REF! | #REF! | #REF! | #REF! | #REF! | #REF! | #REF! | #REF! | #REF! | #REF! | #REF! | #REF! | #REF! | #REF! | #REF!
| CLARIFIED WATER |  |  |  | #REF! | #REF! | #REF! | #REF! | #REF! | #REF! | #REF! | #REF! | #REF! | #REF! | #REF! | #REF! | #REF! | #REF! | #REF! | #REF! | #REF! | #REF! | #REF! | #REF! | #REF! | #REF! | #REF! | #REF! | #REF! | #REF! | #REF! | #REF! | #REF! | #REF!
| DEMIN WATER |  |  |  | #REF! | #REF! | #REF! | #REF! | #REF! | #REF! | #REF! | #REF! | #REF! | #REF! | #REF! | #REF! | #REF! | #REF! | #REF! | #REF! | #REF! | #REF! | #REF! | #REF! | #REF! | #REF! | #REF! | #REF! | #REF! | #REF! | #REF! | #REF! | #REF! | #REF!
| CHEMICAL FEED |  |  |  | #REF! | #REF! | #REF! | #REF! | #REF! | #REF! | #REF! | #REF! | #REF! | #REF! | #REF! | #REF! | #REF! | #REF! | #REF! | #REF! | #REF! | #REF! | #REF! | #REF! | #REF! | #REF! | #REF! | #REF! | #REF! | #REF! | #REF! | #REF! | #REF! | #REF!
| STARTUP FUEL |  |  |  | #REF! | #REF! | #REF! | #REF! | #REF! | #REF! | #REF! | #REF! | #REF! | #REF! | #REF! | #REF! | #REF! | #REF! | #REF! | #REF! | #REF! | #REF! | #REF! | #REF! | #REF! | #REF! | #REF! | #REF! | #REF! | #REF! | #REF! | #REF! | #REF! | #REF!
| WASTEWATER TREATMENT |  |  |  | #REF! | #REF! | #REF! | #REF! | #REF! | #REF! | #REF! | #REF! | #REF! | #REF! | #REF! | #REF! | #REF! | #REF! | #REF! | #REF! | #REF! | #REF! | #REF! | #REF! | #REF! | #REF! | #REF! | #REF! | #REF! | #REF! | #REF! | #REF! | #REF! | #REF!
| SPARE PARTS |  |  |  | 1156 | #REF! | #REF! | #REF! | #REF! | #REF! | #REF! | #REF! | #REF! | #REF! | #REF! | #REF! | #REF! | #REF! | #REF! | #REF! | #REF! | #REF! | #REF! | #REF! | #REF! | #REF! | #REF! | #REF! | #REF! | #REF! | #REF! | #REF! | #REF! | #REF!
| VARIABLE MAINTENANCE PARTS AND LABOR |  |  |  | #REF! | #REF! | #REF! | #REF! | #REF! | #REF! | #REF! | #REF! | #REF! | #REF! | #REF! | #REF! | #REF! | #REF! | #REF! | #REF! | #REF! | #REF! | #REF! | #REF! | #REF! | #REF! | #REF! | #REF! | #REF! | #REF! | #REF! | #REF! | #REF! | #REF!
| FIXED MAINTENANCE PARTS AND LABOR |  |  |  | #REF! | #REF! | #REF! | #REF! | #REF! | #REF! | #REF! | #REF! | #REF! | #REF! | #REF! | #REF! | #REF! | #REF! | #REF! | #REF! | #REF! | #REF! | #REF! | #REF! | #REF! | #REF! | #REF! | #REF! | #REF! | #REF! | #REF! | #REF! | #REF! | #REF!
| FIXED O&M | #REF! | #REF! |  | #REF! | #REF! | #REF! | #REF! | #REF! | #REF! | #REF! | #REF! | #REF! | #REF! | #REF! | #REF! | #REF! | #REF! | #REF! | #REF! | #REF! | #REF! | #REF! | #REF! | #REF! | #REF! | #REF! | #REF! | #REF! | #REF! | #REF! | #REF! | #REF! | #REF!
| MISC EXPENSES |  |  |  | #REF! | #REF! | #REF! | #REF! | #REF! | #REF! | #REF! | #REF! | #REF! | #REF! | #REF! | #REF! | #REF! | #REF! | #REF! | #REF! | #REF! | #REF! | #REF! | #REF! | #REF! | #REF! | #REF! | #REF! | #REF! | #REF! | #REF! | #REF! | #REF! | #REF!
| INSURANCES |  |  |  | #REF! | #REF! | #REF! | #REF! | #REF! | #REF! | #REF! | #REF! | #REF! | #REF! | #REF! | #REF! | #REF! | #REF! | #REF! | #REF! | #REF! | #REF! | #REF! | #REF! | #REF! | #REF! | #REF! | #REF! | #REF! | #REF! | #REF! | #REF! | #REF! | #REF!
| PROPERTY TAXES |  |  |  | #REF! | #REF! | #REF! | #REF! | #REF! | #REF! | #REF! | #REF! | #REF! | #REF! | #REF! | #REF! | #REF! | #REF! | #REF! | #REF! | #REF! | #REF! | #REF! | #REF! | #REF! | #REF! | #REF! | #REF! | #REF! | #REF! | #REF! | #REF! | #REF! | #REF!
| LAND LEASE |  |  |  | 0 | 0 | 0 | 0 | 0 | 0 | 0 | 0 | 0 | 0 | 0 | 0 | 0 | 0 | 0 | 0 | 0 | 0 | 0 | 0 | 0 | 0 | 0 | 0 | 0 | 0 | 0 | 0 | 0 | 0
LEVELIZED
| Fixed ($/MWH) |  |  | #REF! | #REF! | #REF! | #REF! | #REF! | #REF! | #REF! | #REF! | #REF! | #REF! | #REF! | #REF! | #REF! | #REF! | #REF! | #REF! | #REF! | #REF! | #REF! | #REF! | #REF! | #REF! | #REF! | #REF! | #REF! | #REF! | #REF! | #REF! | #REF! | #REF! | #REF!
| Variable ($/MWH) |  |  | #REF! | #REF! | #REF! | #REF! | #REF! | #REF! | #REF! | #REF! | #REF! | #REF! | #REF! | #REF! | #REF! | #REF! | #REF! | #REF! | #REF! | #REF! | #REF! | #REF! | #REF! | #REF! | #REF! | #REF! | #REF! | #REF! | #REF! | #REF! | #REF! | #REF! | #REF!
| Consumables ($/MWH) |  |  | #REF! | #REF! | #REF! | #REF! | #REF! | #REF! | #REF! | #REF! | #REF! | #REF! | #REF! | #REF! | #REF! | #REF! | #REF! | #REF! | #REF! | #REF! | #REF! | #REF! | #REF! | #REF! | #REF! | #REF! | #REF! | #REF! | #REF! | #REF! | #REF! | #REF! | #REF!
NPV
| TOTAL OPERATING COST |  |  | #REF! | #REF! | #REF! | #REF! | #REF! | #REF! | #REF! | #REF! | #REF! | #REF! | #REF! | #REF! | #REF! | #REF! | #REF! | #REF! | #REF! | #REF! | #REF! | #REF! | #REF! | #REF! | #REF! | #REF! | #REF! | #REF! | #REF! | #REF! | #REF! | #REF! | #REF!
| UNIT COST ($/MWH) |  |  | #REF! | #REF! | #REF! | #REF! | #REF! | #REF! | #REF! | #REF! | #REF! | #REF! | #REF! | #REF! | #REF! | #REF! | #REF! | #REF! | #REF! | #REF! | #REF! | #REF! | #REF! | #REF! | #REF! | #REF! | #REF! | #REF! | #REF! | #REF! | #REF! | #REF! | #REF!
LEVELIZED
| NOx |  |  | #REF! | #REF! | #REF! | #REF! | #REF! | #REF! | #REF! | #REF! | #REF! | #REF! | #REF! | #REF! | #REF! | #REF! | #REF! | #REF! | #REF! | #REF! | #REF! | #REF! | #REF! | #REF! | #REF! | #REF! | #REF! | #REF! | #REF! | #REF! | #REF! | #REF! | #REF!
| OZONE NOx |  |  | #REF! | #REF! | #REF! | #REF! | #REF! | #REF! | #REF! | #REF! | #REF! | #REF! | #REF! | #REF! | #REF! | #REF! | #REF! | #REF! | #REF! | #REF! | #REF! | #REF! | #REF! | #REF! | #REF! | #REF! | #REF! | #REF! | #REF! | #REF! | #REF! | #REF! | #REF!
| SO2 |  |  | #REF! | #REF! | #REF! | #REF! | #REF! | #REF! | #REF! | #REF! | #REF! | #REF! | #REF! | #REF! | #REF! | #REF! | #REF! | #REF! | #REF! | #REF! | #REF! | #REF! | #REF! | #REF! | #REF! | #REF! | #REF! | #REF! | #REF! | #REF! | #REF! | #REF! | #REF!
NET OPERATING INCOME |  |  |  | #REF! | #REF! | #REF! | #REF! | #REF! | #REF! | #REF! | #REF! | #REF! | #REF! | #REF! | #REF! | #REF! | #REF! | #REF! | #REF! | #REF! | #REF! | #REF! | #REF! | #REF! | #REF! | #REF! | #REF! | #REF! | #REF! | #REF! | #REF! | #REF! | #REF! | #REF!
| DEPRECIATION |  |  | 100% | 0 | 0 | 0 | 0 | 0 | 0 | 0 | 0 | 0 | 0 | 0 | 0 | 0 | 0 | 0 | 0 | 0 | 0 | 0 | 0 | 0 | 0 | 0 | 0 | 0 | 0 | 0 | 0 | 0 | 0
| AMORTIZATION |  |  |  | #REF! | #REF! | #REF! | #REF! | #REF! | #REF! | #REF! | #REF! | #REF! | #REF! | #REF! | #REF! | #REF! | #REF! | #REF! | #REF! | #REF! | #REF! | #REF! | #REF! | #REF! | #REF! | #REF! | #REF! | #REF! | #REF! | #REF! | #REF! | #REF! | #REF!
| BOOK DEPRECIATION |  |  |  | #REF! | #REF! | #REF! | #REF! | #REF! | #REF! | #REF! | #REF! | #REF! | #REF! | #REF! | #REF! | #REF! | #REF! | #REF! | #REF! | #REF! | #REF! | #REF! | #REF! | #REF! | #REF! | #REF! | #REF! | #REF! | #REF! | #REF! | #REF! | #REF! | #REF!
| TOTAL CUMULATIVE DEP/AMORT |  |  |  | #REF! | #REF! | #REF! | #REF! | #REF! | #REF! | #REF! | #REF! | #REF! | #REF! | #REF! | #REF! | #REF! | #REF! | #REF! | #REF! | #REF! | #REF! | #REF! | #REF! | #REF! | #REF! | #REF! | #REF! | #REF! | #REF! | #REF! | #REF! | #REF! | #REF!
| NET BOOK VALUE |  |  |  | #REF! | #REF! | #REF! | #REF! | #REF! | #REF! | #REF! | #REF! | #REF! | #REF! | #REF! | #REF! | #REF! | #REF! | #REF! | #REF! | #REF! | #REF! | #REF! | #REF! | #REF! | #REF! | #REF! | #REF! | #REF! | #REF! | #REF! | #REF! | #REF! | #REF!
| TOTAL NON-CASH CHARGES |  |  |  | #REF! | #REF! | #REF! | #REF! | #REF! | #REF! | #REF! | #REF! | #REF! | #REF! | #REF! | #REF! | #REF! | #REF! | #REF! | #REF! | #REF! | #REF! | #REF! | #REF! | #REF! | #REF! | #REF! | #REF! | #REF! | #REF! | #REF! | #REF! | #REF! | #REF!
| UNIT COST ($/MWH) |  | EXPENSE |  | #REF! | #REF! | #REF! | #REF! | #REF! | #REF! | #REF! | #REF! | #REF! | #REF! | #REF! | #REF! | #REF! | #REF! | #REF! | #REF! | #REF! | #REF! | #REF! | #REF! | #REF! | #REF! | #REF! | #REF! | #REF! | #REF! | #REF! | #REF! | #REF! | #REF!
EARNINGS BEFORE INTEREST & TAXES (EBIT) |  |  |  |  | #REF! | #REF! | #REF! | #REF! | #REF! | #REF! | #REF! | #REF! | #REF! | #REF! | #REF! | #REF! | #REF! | #REF! | #REF! | #REF! | #REF! | #REF! | #REF! | #REF! | #REF! | #REF! | #REF! | #REF! | #REF! | #REF! | #REF! | #REF! | #REF! | #REF!
DEBT SERVICE: |  |  |  | 2026 10: 10 YR; 2031 15: 15 YR; 2036 20: 20 YR; 2041 25: 25 YR; 2046 30: 30 YR
| TOTAL PAYMENT |  |  |  | #REF! | #REF! | #REF! | #REF! | #REF! | #REF! | #REF! | #REF! | #REF! | #REF! | #REF! | #REF! | #REF! | #REF! | #REF! | #REF! | #REF! | #REF! | #REF! | #REF! | 0 | 0 | 0 | 0 | 0 | 0 | 0 | 0 | 0 | 0
| INTEREST PAYMENT |  |  |  | #REF! | #REF! | #REF! | #REF! | #REF! | #REF! | #REF! | #REF! | #REF! | #REF! | #REF! | #REF! | #REF! | #REF! | #REF! | #REF! | #REF! | #REF! | #REF! | #REF! | 0 | 0 | 0 | 0 | 0 | 0 | 0 | 0 | 0 | 0
| PRINCIPAL PAYMENTS |  |  |  | #REF! | #REF! | #REF! | #REF! | #REF! | #REF! | #REF! | #REF! | #REF! | #REF! | #REF! | #REF! | #REF! | #REF! | #REF! | #REF! | #REF! | #REF! | #REF! | #REF! | 0 | 0 | 0 | 0 | 0 | 0 | 0 | 0 | 0 | 0
TAX BASIS |  |  |  |  | #REF! | #REF! | #REF! | #REF! | #REF! | #REF! | #REF! | #REF! | #REF! | #REF! | #REF! | #REF! | #REF! | #REF! | #REF! | #REF! | #REF! | #REF! | #REF! | #REF! | #REF! | #REF! | #REF! | #REF! | #REF! | #REF! | #REF! | #REF! | #REF! | #REF!
INCOME TAXES
| US |  | #REF! |  | #REF! | #REF! | #REF! | #REF! | #REF! | #REF! | #REF! | #REF! | #REF! | #REF! | #REF! | #REF! | #REF! | #REF! | #REF! | #REF! | #REF! | #REF! | #REF! | #REF! | #REF! | #REF! | #REF! | #REF! | #REF! | #REF! | #REF! | #REF! | #REF! | #REF!
| GROSS RECIEPTS |  | 0% |  | #REF! | #REF! | #REF! | #REF! | #REF! | #REF! | #REF! | #REF! | #REF! | #REF! | #REF! | #REF! | #REF! | #REF! | #REF! | #REF! | #REF! | #REF! | #REF! | #REF! | #REF! | #REF! | #REF! | #REF! | #REF! | #REF! | #REF! | #REF! | #REF! | #REF!
CASH BASIS:
| NET OPERATING INCOME (NOI) |  |  |  | #REF! | #REF! | #REF! | #REF! | #REF! | #REF! | #REF! | #REF! | #REF! | #REF! | #REF! | #REF! | #REF! | #REF! | #REF! | #REF! | #REF! | #REF! | #REF! | #REF! | #REF! | #REF! | #REF! | #REF! | #REF! | #REF! | #REF! | #REF! | #REF! | #REF!
NPV
| NET BEFORE TAX CASHFLOW |  |  | #REF! | #REF! | #REF! | #REF! | #REF! | #REF! | #REF! | #REF! | #REF! | #REF! | #REF! | #REF! | #REF! | #REF! | #REF! | #REF! | #REF! | #REF! | #REF! | #REF! | #REF! | #REF! | #REF! | #REF! | #REF! | #REF! | #REF! | #REF! | #REF! | #REF! | #REF!
NPV
| LESS TAXES |  |  | #REF! | #REF! | #REF! | #REF! | #REF! | #REF! | #REF! | #REF! | #REF! | #REF! | #REF! | #REF! | #REF! | #REF! | #REF! | #REF! | #REF! | #REF! | #REF! | #REF! | #REF! | #REF! | #REF! | #REF! | #REF! | #REF! | #REF! | #REF! | #REF! | #REF! | #REF!
| NET AFTER TAX CASH |  |  | #REF! | #REF! | #REF! | #REF! | #REF! | #REF! | #REF! | #REF! | #REF! | #REF! | #REF! | #REF! | #REF! | #REF! | #REF! | #REF! | #REF! | #REF! | #REF! | #REF! | #REF! | #REF! | #REF! | #REF! | #REF! | #REF! | #REF! | #REF! | #REF! | #REF! | #REF!
|  |  | NPV | 2016 0: #REF!
|  |  | IRR | 2016 0: #VALUE!
| DEBT SERVICE COVERAGE |  |  | 2016 0: AVERAGE
|  | AFTER TAX |  | #REF! | #REF! | #REF! | #REF! | #REF! | #REF! | #REF! | #REF! | #REF! | #REF! | #REF! | #REF! | #REF! | #REF! | #REF! | #REF! | #REF! | #REF! | #REF! | #REF! | #REF! | #REF! | #REF! | #REF! | #REF! | #REF! | #REF! | #REF! | #REF! | #REF! | #REF!
|  | BEFORE TAX |  | #REF! | #REF! | #REF! | #REF! | #REF! | #REF! | #REF! | #REF! | #REF! | #REF! | #REF! | #REF! | #REF! | #REF! | #REF! | #REF! | #REF! | #REF! | #REF! | #REF! | #REF! | #REF! | #REF! | #REF! | #REF! | #REF! | #REF! | #REF! | #REF! | #REF! | #REF!
| EQUITY RETURN: | 100%
|  | PRE-TAX |  |  | #REF! | #REF! | #REF! | #REF! | #REF! | #REF! | #REF! | #REF! | #REF! | #REF! | #REF! | #REF! | #REF! | #REF! | #REF! | #REF! | #REF! | #REF! | #REF! | #REF! | #REF! | #REF! | #REF! | #REF! | #REF! | #REF! | #REF! | #REF! | #REF! | #REF!
|  |  | AVG | 2016 0: ROIC; 2017 1: #REF!
|  | POST-TAX |  |  | #REF! | #REF! | #REF! | #REF! | #REF! | #REF! | #REF! | #REF! | #REF! | #REF! | #REF! | #REF! | #REF! | #REF! | #REF! | #REF! | #REF! | #REF! | #REF! | #REF! | #REF! | #REF! | #REF! | #REF! | #REF! | #REF! | #REF! | #REF! | #REF! | #REF!
|  |  | AVG | 2016 0: ROIC; 2017 1: #REF!
HDR |  |  |  | ROA | #REF! | #REF! | #REF! | #REF! | #REF! | #REF! | #REF! | #REF! | #REF! | #REF! | #REF! | #REF! | #REF! | #REF! | #REF! | #REF! | #REF! | #REF! | #REF! | #REF! | #REF! | #REF! | #REF! | #REF! | #REF! | #REF! | #REF! | #REF! | #REF! | #REF!
#REF! |  |  |  | 2016 0: 20 YR - AVG; 2017 1: #REF!
PROJECT: | 140423 | LG&E 2017 CC |  | 2016 0: 40 YR - AVG; 2017 1: #REF!
DATE: | #REF!
FILE: | 0
DEBT SCHEDULE:
[5 empty] | PERIOD | PRINCIP | INTEREST | PAYMENT |  | PERIOD | PRINCIP | INTEREST | PAYMT
#REF!
[5 empty] | 1 | #REF! | #REF! | #REF! |  | 61 | #REF! | #REF! | #REF!
[5 empty] | 2 | #REF! | #REF! | #REF! |  | 62 | #REF! | #REF! | #REF!
[5 empty] | 3 | #REF! | #REF! | #REF! |  | 63 | #REF! | #REF! | #REF!
[5 empty] | 4 | #REF! | #REF! | #REF! | #REF! | 64 | #REF! | #REF! | #REF! | #REF!
[5 empty] | 5 | #REF! | #REF! | #REF! |  | 65 | #REF! | #REF! | #REF!
[5 empty] | 6 | #REF! | #REF! | #REF! |  | 66 | #REF! | #REF! | #REF!
[5 empty] | 7 | #REF! | #REF! | #REF! |  | 67 | #REF! | #REF! | #REF!
[5 empty] | 8 | #REF! | #REF! | #REF! | #REF! | 68 | #REF! | #REF! | #REF! | #REF!
[5 empty] | 9 | #REF! | #REF! | #REF! |  | 69 | #REF! | #REF! | #REF!
[5 empty] | 10 | #REF! | #REF! | #REF! |  | 70 | #REF! | #REF! | #REF!
[5 empty] | 11 | #REF! | #REF! | #REF! |  | 71 | #REF! | #REF! | #REF!
[5 empty] | 12 | #REF! | #REF! | #REF! | #REF! | 72 | #REF! | #REF! | #REF! | #REF!
[5 empty] | 13 | #REF! | #REF! | #REF! |  | 73 | #REF! | #REF! | #REF!
[5 empty] | 14 | #REF! | #REF! | #REF! |  | 74 | #REF! | #REF! | #REF!
[5 empty] | 15 | #REF! | #REF! | #REF! |  | 75 | #REF! | #REF! | #REF!
[5 empty] | 16 | #REF! | #REF! | #REF! | #REF! | 76 | #REF! | #REF! | #REF! | #REF!
[5 empty] | 17 | #REF! | #REF! | #REF! |  | 77 | #REF! | #REF! | #REF!
[5 empty] | 18 | #REF! | #REF! | #REF! |  | 78 | #REF! | #REF! | #REF!
[5 empty] | 19 | #REF! | #REF! | #REF! |  | 79 | #REF! | #REF! | #REF!
[5 empty] | 20 | #REF! | #REF! | #REF! | #REF! | 80 | #REF! | #REF! | #REF! | #REF!
[5 empty] | 21 | #REF! | #REF! | #REF! |  | 81 | #REF! | #REF! | #REF!
[5 empty] | 22 | #REF! | #REF! | #REF! |  | 82 | #REF! | #REF! | #REF!
[5 empty] | 23 | #REF! | #REF! | #REF! |  | 83 | #REF! | #REF! | #REF!
[5 empty] | 24 | #REF! | #REF! | #REF! | #REF! | 84 | #REF! | #REF! | #REF! | #REF!
[5 empty] | 25 | #REF! | #REF! | #REF! |  | 85 | #REF! | #REF! | #REF!
[5 empty] | 26 | #REF! | #REF! | #REF! |  | 86 | #REF! | #REF! | #REF!
[5 empty] | 27 | #REF! | #REF! | #REF! |  | 87 | #REF! | #REF! | #REF!
[5 empty] | 28 | #REF! | #REF! | #REF! | #REF! | 88 | #REF! | #REF! | #REF! | #REF!
[5 empty] | 29 | #REF! | #REF! | #REF! |  | 89 | #REF! | #REF! | #REF!
[5 empty] | 30 | #REF! | #REF! | #REF! |  | 90 | #REF! | #REF! | #REF!
[5 empty] | 31 | #REF! | #REF! | #REF! |  | 91 | #REF! | #REF! | #REF!
[5 empty] | 32 | #REF! | #REF! | #REF! | #REF! | 92 | #REF! | #REF! | #REF! | #REF!
[5 empty] | 33 | #REF! | #REF! | #REF! |  | 93 | #REF! | #REF! | #REF!
[5 empty] | 34 | #REF! | #REF! | #REF! |  | 94 | #REF! | #REF! | #REF!
[5 empty] | 35 | #REF! | #REF! | #REF! |  | 95 | #REF! | #REF! | #REF!
[5 empty] | 36 | #REF! | #REF! | #REF! | #REF! | 96 | #REF! | #REF! | #REF! | #REF!
[5 empty] | 37 | #REF! | #REF! | #REF! |  | 97 | #REF! | #REF! | #REF!
[5 empty] | 38 | #REF! | #REF! | #REF! |  | 98 | #REF! | #REF! | #REF!
[5 empty] | 39 | #REF! | #REF! | #REF! |  | 99 | #REF! | #REF! | #REF!
[5 empty] | 40 | #REF! | #REF! | #REF! | #REF! | 100 | #REF! | #REF! | #REF! | #REF!
[5 empty] | 41 | #REF! | #REF! | #REF!
[5 empty] | 42 | #REF! | #REF! | #REF!
[5 empty] | 43 | #REF! | #REF! | #REF!
[5 empty] | 44 | #REF! | #REF! | #REF! | #REF!
[5 empty] | 45 | #REF! | #REF! | #REF!
[5 empty] | 46 | #REF! | #REF! | #REF!
[5 empty] | 47 | #REF! | #REF! | #REF!
[5 empty] | 48 | #REF! | #REF! | #REF! | #REF!
[5 empty] | 49 | #REF! | #REF! | #REF!
[5 empty] | 50 | #REF! | #REF! | #REF!
[5 empty] | 51 | #REF! | #REF! | #REF!
[5 empty] | 52 | #REF! | #REF! | #REF! | #REF!
[5 empty] | 53 | #REF! | #REF! | #REF!
[5 empty] | 54 | #REF! | #REF! | #REF!
[5 empty] | 55 | #REF! | #REF! | #REF!
[5 empty] | 56 | #REF! | #REF! | #REF! | #REF!
[5 empty] | 57 | #REF! | #REF! | #REF!
[5 empty] | 58 | #REF! | #REF! | #REF!
[5 empty] | 59 | #REF! | #REF! | #REF!
[5 empty] | 60 | #REF! | #REF! | #REF! | #REF!

## Option 9 Dispatch (hidden)
HDR
#REF!
PROJECT: | 140423 | CANE RUN CC
DATE: | #REF!
FILE: | 0 | SHEET 4
PERFORMANCE & OPERATING COST SUMMARY: |  |  | 0
YEAR |  |  |  |  | 2016 | 2017 | 2018 | 2019 | 2020 | 2021 | 2022 | 2023 | 2024 | 2025 | 2026 | 2027 | 2028 | 2029 | 2030 | 2031 | 2032 | 2033 | 2034 | 2035 | 2036 | 2037 | 2038 | 2039 | 2040 | 2041 | 2042 | 2043 | 2044 | 2045
YEAR |  |  |  |  | 1 | 2 | 3 | 4 | 5 | 6 | 7 | 8 | 9 | 10 | 11 | 12 | 13 | 14 | 15 | 16 | 17 | 18 | 19 | 20 | 21 | 22 | 23 | 24 | 25 | 26 | 27 | 28 | 29 | 30
OPERATIONAL SCHEDULE:
| MAJOR MAINT |  | (DAYS/YR) |  | 6 | 6 | 15 | 6 | 25 | 6 | 6 | 15 | 6 | 25 | 6 | 6 | 15 | 6 | 25 | 6 | 6 | 15 | 6 | 25 | 6 | 6 | 15 | 6 | 25 | 6 | 6 | 15 | 6 | 25
| STARTS |  | (ANNUAL HOT) |  | #REF! | #REF! | #REF! | #REF! | #REF! | #REF! | #REF! | #REF! | #REF! | #REF! | #REF! | #REF! | #REF! | #REF! | #REF! | #REF! | #REF! | #REF! | #REF! | #REF! | #REF! | #REF! | #REF! | #REF! | #REF! | #REF! | #REF! | #REF! | #REF! | #REF!
|  |  | (ANNUAL COLD) |  | #REF! | #REF! | #REF! | #REF! | #REF! | #REF! | #REF! | #REF! | #REF! | #REF! | #REF! | #REF! | #REF! | #REF! | #REF! | #REF! | #REF! | #REF! | #REF! | #REF! | #REF! | #REF! | #REF! | #REF! | #REF! | #REF! | #REF! | #REF! | #REF! | #REF!
| SCH OUTAGE |  | (HOURS) |  | 144 | 144 | 360 | 144 | 600 | 144 | 144 | 360 | 144 | 600 | 144 | 144 | 360 | 144 | 600 | 144 | 144 | 360 | 144 | 600 | 144 | 144 | 360 | 144 | 600 | 144 | 144 | 360 | 144 | 600
| FO RATE |  | (%) |  | #REF! | #REF! | #REF! | #REF! | #REF! | #REF! | #REF! | #REF! | #REF! | #REF! | #REF! | #REF! | #REF! | #REF! | #REF! | #REF! | #REF! | #REF! | #REF! | #REF! | #REF! | #REF! | #REF! | #REF! | #REF! | #REF! | #REF! | #REF! | #REF! | #REF!
| FORCED OUTAGE |  | (HOURS) |  | #REF! | #REF! | #REF! | #REF! | #REF! | #REF! | #REF! | #REF! | #REF! | #REF! | #REF! | #REF! | #REF! | #REF! | #REF! | #REF! | #REF! | #REF! | #REF! | #REF! | #REF! | #REF! | #REF! | #REF! | #REF! | #REF! | #REF! | #REF! | #REF! | #REF!
| TOTAL OUTAGE |  | (HOURS) |  | #REF! | #REF! | #REF! | #REF! | #REF! | #REF! | #REF! | #REF! | #REF! | #REF! | #REF! | #REF! | #REF! | #REF! | #REF! | #REF! | #REF! | #REF! | #REF! | #REF! | #REF! | #REF! | #REF! | #REF! | #REF! | #REF! | #REF! | #REF! | #REF! | #REF!
| AVAILABLE HOURS |  | (ANNUAL) |  | #REF! | #REF! | #REF! | #REF! | #REF! | #REF! | #REF! | #REF! | #REF! | #REF! | #REF! | #REF! | #REF! | #REF! | #REF! | #REF! | #REF! | #REF! | #REF! | #REF! | #REF! | #REF! | #REF! | #REF! | #REF! | #REF! | #REF! | #REF! | #REF! | #REF!
| COMBINED CAPACITY FACTOR | BASE | (%) |  | #REF! | #REF! | #REF! | #REF! | #REF! | #REF! | #REF! | #REF! | #REF! | #REF! | #REF! | #REF! | #REF! | #REF! | #REF! | #REF! | #REF! | #REF! | #REF! | #REF! | #REF! | #REF! | #REF! | #REF! | #REF! | #REF! | #REF! | #REF! | #REF! | #REF!
| COMBINED CAPACITY FACTOR | PT LOAD | (%) | bar: 2016 1 to 2045 30
| BASE LOAD HOURS | #REF! | (HOURS) | #REF! | #REF! | #REF! | #REF! | #REF! | #REF! | #REF! | #REF! | #REF! | #REF! | #REF! | #REF! | #REF! | #REF! | #REF! | #REF! | #REF! | #REF! | #REF! | #REF! | #REF! | #REF! | #REF! | #REF! | #REF! | #REF! | #REF! | #REF! | #REF! | #REF! | #REF!
| PART LOAD HOURS | 0% | (HOURS) | 0 | 0 | 0 | 0 | 0 | 0 | 0 | 0 | 0 | 0 | 0 | 0 | 0 | 0 | 0 | 0 | 0 | 0 | 0 | 0 | 0 | 0 | 0 | 0 | 0 | 0 | 0 | 0 | 0 | 0 | 0
|  |  | BASE CAPACITY |  | 2016 1: #REF!; 2017 2: KW; 2018 3: PER UNIT; 2020 5: PART LD CAPACITY; 2023 8: KW; 2024 9: STG
PERFORMANCE DATA: |  |  |  |  | 2016 1: #REF!; 2017 2: BTU/KWH; 2018 3: HR -GROSS; 2023 8: BTU/KWH; 2024 9: HR-GROSS
|  |  | HP STEAM PRODUCTION |  | 2016 1: #REF!; 2017 2: T/HR; 2020 5: FUEL HEATING VALUE; 2022 7: #REF!; 2023 8: btu/lb
BASE LOAD
UNITS OPERATING | bar: 2016 1 to 2045 30
| DEGRADATION-OUTPUT |  | (%) |  | 1.6% | 2.17% | 2.625% | 1.9% | 2.376% | 2.05% | 2.532% | 2.894% | 2.2% | 2.64% | 2.2% | 2.64% | 2.948% | 2.2% | 2.64% | 2.2% | 2.64% | 2.948% | 2.2% | 2.64% | 2.2% | 2.64% | 2.948% | 2.2% | 2.64% | 2.2% | 2.64% | 2.948% | 2.2% | 2.64%
| DEGRADATION-THERMAL |  | (%) |  | 0.96% | 1.302% | 1.575% | 1.14% | 1.426% | 1.23% | 1.519% | 1.737% | 1.32% | 1.584% | 1.32% | 1.584% | 1.769% | 1.32% | 1.584% | 1.32% | 1.584% | 1.769% | 1.32% | 1.584% | 1.32% | 1.584% | 1.769% | 1.32% | 1.584% | 1.32% | 1.584% | 1.769% | 1.32% | 1.584%
| OUTPUT - GROSS | TOTAL | KW |  | #REF! | #REF! | #REF! | #REF! | #REF! | #REF! | #REF! | #REF! | #REF! | #REF! | #REF! | #REF! | #REF! | #REF! | #REF! | #REF! | #REF! | #REF! | #REF! | #REF! | #REF! | #REF! | #REF! | #REF! | #REF! | #REF! | #REF! | #REF! | #REF! | #REF!
| OUTPUT - NET |  | KW | #REF! | #REF! | #REF! | #REF! | #REF! | #REF! | #REF! | #REF! | #REF! | #REF! | #REF! | #REF! | #REF! | #REF! | #REF! | #REF! | #REF! | #REF! | #REF! | #REF! | #REF! | #REF! | #REF! | #REF! | #REF! | #REF! | #REF! | #REF! | #REF! | #REF! | #REF!
| FUEL RATE |  | (MMBTU/HR) |  | #REF! | #REF! | #REF! | #REF! | #REF! | #REF! | #REF! | #REF! | #REF! | #REF! | #REF! | #REF! | #REF! | #REF! | #REF! | #REF! | #REF! | #REF! | #REF! | #REF! | #REF! | #REF! | #REF! | #REF! | #REF! | #REF! | #REF! | #REF! | #REF! | #REF!
| HEAT RATE - NET |  | (BTU/KWH) | #REF! | #REF! | #REF! | #REF! | #REF! | #REF! | #REF! | #REF! | #REF! | #REF! | #REF! | #REF! | #REF! | #REF! | #REF! | #REF! | #REF! | #REF! | #REF! | #REF! | #REF! | #REF! | #REF! | #REF! | #REF! | #REF! | #REF! | #REF! | #REF! | #REF! | #REF!
CONSUMABLE RATES:
| AMMONIA |  | LB/LB FUEL |  | 2016 1: #REF!
| CLARIFIED WATER |  | GALLONS/MWH |  | 2016 1: #REF!
| DEMINERALIZED WTR |  | GALLONS/MWH |  | 2016 1: #REF!
| STARTUP FUEL |  | MMBTU/HOT START |  | 2016 1: #REF!
| STARTUP FUEL |  | MMBTU/COLD START |  | 2016 1: #REF!
PRODUCTION RATES:
| WASTE WATER |  | GALLONS/MWH |  | 2016 1: #REF!
| NOx |  | LB/MMBTU |  | 2016 1: #REF!
| SOx |  | LB/MMBTU |  | 2016 1: #REF!
PRODUCTION/USAGE DATA: |  | (ANNUAL)
| GROSS GENERATION |  | (MWH) |  | #REF! | #REF! | #REF! | #REF! | #REF! | #REF! | #REF! | #REF! | #REF! | #REF! | #REF! | #REF! | #REF! | #REF! | #REF! | #REF! | #REF! | #REF! | #REF! | #REF! | #REF! | #REF! | #REF! | #REF! | #REF! | #REF! | #REF! | #REF! | #REF! | #REF!
| NET GENERATION |  | (MWH) |  | #REF! | #REF! | #REF! | #REF! | #REF! | #REF! | #REF! | #REF! | #REF! | #REF! | #REF! | #REF! | #REF! | #REF! | #REF! | #REF! | #REF! | #REF! | #REF! | #REF! | #REF! | #REF! | #REF! | #REF! | #REF! | #REF! | #REF! | #REF! | #REF! | #REF!
| TOTAL NET GENERATION |  | (MWH) | #REF! | #REF! | #REF! | #REF! | #REF! | #REF! | #REF! | #REF! | #REF! | #REF! | #REF! | #REF! | #REF! | #REF! | #REF! | #REF! | #REF! | #REF! | #REF! | #REF! | #REF! | #REF! | #REF! | #REF! | #REF! | #REF! | #REF! | #REF! | #REF! | #REF! | #REF!
| STARTUP FUEL |  | (MMBTU) |  | #REF! | #REF! | #REF! | #REF! | #REF! | #REF! | #REF! | #REF! | #REF! | #REF! | #REF! | #REF! | #REF! | #REF! | #REF! | #REF! | #REF! | #REF! | #REF! | #REF! | #REF! | #REF! | #REF! | #REF! | #REF! | #REF! | #REF! | #REF! | #REF! | #REF!
| OPERATING FUEL |  | (MMBTU) |  | #REF! | #REF! | #REF! | #REF! | #REF! | #REF! | #REF! | #REF! | #REF! | #REF! | #REF! | #REF! | #REF! | #REF! | #REF! | #REF! | #REF! | #REF! | #REF! | #REF! | #REF! | #REF! | #REF! | #REF! | #REF! | #REF! | #REF! | #REF! | #REF! | #REF!
| OPERATING FUEL |  | (TON) |  | #REF! | #REF! | #REF! | #REF! | #REF! | #REF! | #REF! | #REF! | #REF! | #REF! | #REF! | #REF! | #REF! | #REF! | #REF! | #REF! | #REF! | #REF! | #REF! | #REF! | #REF! | #REF! | #REF! | #REF! | #REF! | #REF! | #REF! | #REF! | #REF! | #REF!
| TOTAL OPERATING FUEL |  | (MMBTU) |  | #REF! | #REF! | #REF! | #REF! | #REF! | #REF! | #REF! | #REF! | #REF! | #REF! | #REF! | #REF! | #REF! | #REF! | #REF! | #REF! | #REF! | #REF! | #REF! | #REF! | #REF! | #REF! | #REF! | #REF! | #REF! | #REF! | #REF! | #REF! | #REF! | #REF!
| TOTAL OPERATING FUEL |  | (TON) |  | #REF! | #REF! | #REF! | #REF! | #REF! | #REF! | #REF! | #REF! | #REF! | #REF! | #REF! | #REF! | #REF! | #REF! | #REF! | #REF! | #REF! | #REF! | #REF! | #REF! | #REF! | #REF! | #REF! | #REF! | #REF! | #REF! | #REF! | #REF! | #REF! | #REF!
| AMMONIA (as 19% AQUEOUS) |  | (TON) |  | #REF! | #REF! | #REF! | #REF! | #REF! | #REF! | #REF! | #REF! | #REF! | #REF! | #REF! | #REF! | #REF! | #REF! | #REF! | #REF! | #REF! | #REF! | #REF! | #REF! | #REF! | #REF! | #REF! | #REF! | #REF! | #REF! | #REF! | #REF! | #REF! | #REF!
| CLARIFIED WATER |  | (K-GALLONS) |  | #REF! | #REF! | #REF! | #REF! | #REF! | #REF! | #REF! | #REF! | #REF! | #REF! | #REF! | #REF! | #REF! | #REF! | #REF! | #REF! | #REF! | #REF! | #REF! | #REF! | #REF! | #REF! | #REF! | #REF! | #REF! | #REF! | #REF! | #REF! | #REF! | #REF!
| DEMIN WATER |  | (K-GALLONS) |  | #REF! | #REF! | #REF! | #REF! | #REF! | #REF! | #REF! | #REF! | #REF! | #REF! | #REF! | #REF! | #REF! | #REF! | #REF! | #REF! | #REF! | #REF! | #REF! | #REF! | #REF! | #REF! | #REF! | #REF! | #REF! | #REF! | #REF! | #REF! | #REF! | #REF!
| WASTE WATER |  | (K-GALLONS) |  | #REF! | #REF! | #REF! | #REF! | #REF! | #REF! | #REF! | #REF! | #REF! | #REF! | #REF! | #REF! | #REF! | #REF! | #REF! | #REF! | #REF! | #REF! | #REF! | #REF! | #REF! | #REF! | #REF! | #REF! | #REF! | #REF! | #REF! | #REF! | #REF! | #REF!
| NOx |  | (TON) |  | #REF! | #REF! | #REF! | #REF! | #REF! | #REF! | #REF! | #REF! | #REF! | #REF! | #REF! | #REF! | #REF! | #REF! | #REF! | #REF! | #REF! | #REF! | #REF! | #REF! | #REF! | #REF! | #REF! | #REF! | #REF! | #REF! | #REF! | #REF! | #REF! | #REF!
| SOx |  | (TON) |  | #REF! | #REF! | #REF! | #REF! | #REF! | #REF! | #REF! | #REF! | #REF! | #REF! | #REF! | #REF! | #REF! | #REF! | #REF! | #REF! | #REF! | #REF! | #REF! | #REF! | #REF! | #REF! | #REF! | #REF! | #REF! | #REF! | #REF! | #REF! | #REF! | #REF!
UNIT COSTS:
| CPI | % |  |  |  | #REF! | #REF! | #REF! | #REF! | #REF! | #REF! | #REF! | #REF! | #REF! | #REF! | #REF! | #REF! | #REF! | #REF! | #REF! | #REF! | #REF! | #REF! | #REF! | #REF! | #REF! | #REF! | #REF! | #REF! | #REF! | #REF! | #REF! | #REF! | #REF!
| WACOF | % | bar: 2017 2 to 2045 30
| FUEL | ($/MMBTU) |  |  | #REF! | #REF! | #REF! | #REF! | #REF! | #REF! | #REF! | #REF! | #REF! | #REF! | #REF! | #REF! | #REF! | #REF! | #REF! | #REF! | #REF! | #REF! | #REF! | #REF! | #REF! | #REF! | #REF! | #REF! | #REF! | #REF! | #REF! | #REF! | #REF! | #REF!
| AMMONIA | ($/TON) |  |  | #REF! | #REF! | #REF! | #REF! | #REF! | #REF! | #REF! | #REF! | #REF! | #REF! | #REF! | #REF! | #REF! | #REF! | #REF! | #REF! | #REF! | #REF! | #REF! | #REF! | #REF! | #REF! | #REF! | #REF! | #REF! | #REF! | #REF! | #REF! | #REF! | #REF!
| CLARIFIED WATER | ($/K-GALLONS) |  |  | #REF! | #REF! | #REF! | #REF! | #REF! | #REF! | #REF! | #REF! | #REF! | #REF! | #REF! | #REF! | #REF! | #REF! | #REF! | #REF! | #REF! | #REF! | #REF! | #REF! | #REF! | #REF! | #REF! | #REF! | #REF! | #REF! | #REF! | #REF! | #REF! | #REF!
| DEMIN WATER | ($/K-GALLONS) |  |  | #REF! | #REF! | #REF! | #REF! | #REF! | #REF! | #REF! | #REF! | #REF! | #REF! | #REF! | #REF! | #REF! | #REF! | #REF! | #REF! | #REF! | #REF! | #REF! | #REF! | #REF! | #REF! | #REF! | #REF! | #REF! | #REF! | #REF! | #REF! | #REF! | #REF!
| CYCLE CHEM FEED | ($/TON STM) |  |  | #REF! | #REF! | #REF! | #REF! | #REF! | #REF! | #REF! | #REF! | #REF! | #REF! | #REF! | #REF! | #REF! | #REF! | #REF! | #REF! | #REF! | #REF! | #REF! | #REF! | #REF! | #REF! | #REF! | #REF! | #REF! | #REF! | #REF! | #REF! | #REF! | #REF!
| STARTUP FUEL | ($/MMBTU) |  |  | #REF! | #REF! | #REF! | #REF! | #REF! | #REF! | #REF! | #REF! | #REF! | #REF! | #REF! | #REF! | #REF! | #REF! | #REF! | #REF! | #REF! | #REF! | #REF! | #REF! | #REF! | #REF! | #REF! | #REF! | #REF! | #REF! | #REF! | #REF! | #REF! | #REF!
| WASTE WATER TRT | ($/K-GALLONS) |  |  | #REF! | #REF! | #REF! | #REF! | #REF! | #REF! | #REF! | #REF! | #REF! | #REF! | #REF! | #REF! | #REF! | #REF! | #REF! | #REF! | #REF! | #REF! | #REF! | #REF! | #REF! | #REF! | #REF! | #REF! | #REF! | #REF! | #REF! | #REF! | #REF! | #REF!
| NOx | ($/TON) |  |  | #REF! | #REF! | #REF! | #REF! | #REF! | #REF! | #REF! | #REF! | #REF! | #REF! | #REF! | #REF! | #REF! | #REF! | #REF! | #REF! | #REF! | #REF! | #REF! | #REF! | #REF! | #REF! | #REF! | #REF! | #REF! | #REF! | #REF! | #REF! | #REF! | #REF!
| OZONE NOx | ($/TON) |  |  | #REF! | #REF! | #REF! | #REF! | #REF! | #REF! | #REF! | #REF! | #REF! | #REF! | #REF! | #REF! | #REF! | #REF! | #REF! | #REF! | #REF! | #REF! | #REF! | #REF! | #REF! | #REF! | #REF! | #REF! | #REF! | #REF! | #REF! | #REF! | #REF! | #REF!
| SOx | ($/TON) |  |  | #REF! | #REF! | #REF! | #REF! | #REF! | #REF! | #REF! | #REF! | #REF! | #REF! | #REF! | #REF! | #REF! | #REF! | #REF! | #REF! | #REF! | #REF! | #REF! | #REF! | #REF! | #REF! | #REF! | #REF! | #REF! | #REF! | #REF! | #REF! | #REF! | #REF!
CONSUMABLE COSTS |  | -1000
Levelized
| AMMONIA |  |  | #REF! | #REF! | #REF! | #REF! | #REF! | #REF! | #REF! | #REF! | #REF! | #REF! | #REF! | #REF! | #REF! | #REF! | #REF! | #REF! | #REF! | #REF! | #REF! | #REF! | #REF! | #REF! | #REF! | #REF! | #REF! | #REF! | #REF! | #REF! | #REF! | #REF! | #REF!
| CLARIFIED WATER |  |  | #REF! | #REF! | #REF! | #REF! | #REF! | #REF! | #REF! | #REF! | #REF! | #REF! | #REF! | #REF! | #REF! | #REF! | #REF! | #REF! | #REF! | #REF! | #REF! | #REF! | #REF! | #REF! | #REF! | #REF! | #REF! | #REF! | #REF! | #REF! | #REF! | #REF! | #REF!
| DEMIN WATER |  |  | #REF! | #REF! | #REF! | #REF! | #REF! | #REF! | #REF! | #REF! | #REF! | #REF! | #REF! | #REF! | #REF! | #REF! | #REF! | #REF! | #REF! | #REF! | #REF! | #REF! | #REF! | #REF! | #REF! | #REF! | #REF! | #REF! | #REF! | #REF! | #REF! | #REF! | #REF!
| CYCLE CHEM FEED |  |  | #REF! | #REF! | #REF! | #REF! | #REF! | #REF! | #REF! | #REF! | #REF! | #REF! | #REF! | #REF! | #REF! | #REF! | #REF! | #REF! | #REF! | #REF! | #REF! | #REF! | #REF! | #REF! | #REF! | #REF! | #REF! | #REF! | #REF! | #REF! | #REF! | #REF! | #REF!
| STARTUP FUEL |  |  | #REF! | #REF! | #REF! | #REF! | #REF! | #REF! | #REF! | #REF! | #REF! | #REF! | #REF! | #REF! | #REF! | #REF! | #REF! | #REF! | #REF! | #REF! | #REF! | #REF! | #REF! | #REF! | #REF! | #REF! | #REF! | #REF! | #REF! | #REF! | #REF! | #REF! | #REF!
| WASTE WTR TRTM |  |  | #REF! | #REF! | #REF! | #REF! | #REF! | #REF! | #REF! | #REF! | #REF! | #REF! | #REF! | #REF! | #REF! | #REF! | #REF! | #REF! | #REF! | #REF! | #REF! | #REF! | #REF! | #REF! | #REF! | #REF! | #REF! | #REF! | #REF! | #REF! | #REF! | #REF! | #REF!
| NOx |  |  | #REF! | #REF! | #REF! | #REF! | #REF! | #REF! | #REF! | #REF! | #REF! | #REF! | #REF! | #REF! | #REF! | #REF! | #REF! | #REF! | #REF! | #REF! | #REF! | #REF! | #REF! | #REF! | #REF! | #REF! | #REF! | #REF! | #REF! | #REF! | #REF! | #REF! | #REF!
| OZONE NOx |  |  | #REF! | #REF! | #REF! | #REF! | #REF! | #REF! | #REF! | #REF! | #REF! | #REF! | #REF! | #REF! | #REF! | #REF! | #REF! | #REF! | #REF! | #REF! | #REF! | #REF! | #REF! | #REF! | #REF! | #REF! | #REF! | #REF! | #REF! | #REF! | #REF! | #REF! | #REF!
| SOx |  |  | #REF! | #REF! | #REF! | #REF! | #REF! | #REF! | #REF! | #REF! | #REF! | #REF! | #REF! | #REF! | #REF! | #REF! | #REF! | #REF! | #REF! | #REF! | #REF! | #REF! | #REF! | #REF! | #REF! | #REF! | #REF! | #REF! | #REF! | #REF! | #REF! | #REF! | #REF!
| TOTAL CONSUMABLE COSTS |  |  | #REF! | #REF! | #REF! | #REF! | #REF! | #REF! | #REF! | #REF! | #REF! | #REF! | #REF! | #REF! | #REF! | #REF! | #REF! | #REF! | #REF! | #REF! | #REF! | #REF! | #REF! | #REF! | #REF! | #REF! | #REF! | #REF! | #REF! | #REF! | #REF! | #REF! | #REF!
SPARE PARTS |  | -1000 |  |  |  | #REF! | #REF! | #REF! | #REF! | #REF! | #REF! | #REF! | #REF! | #REF! | #REF! | #REF! | #REF! | #REF! | #REF! | #REF! | #REF! | #REF! | #REF! | #REF! | #REF! | #REF! | #REF! | #REF! | #REF! | #REF! | #REF! | #REF! | #REF! | #REF!
| INVENTORY |  |  | #REF! | 1156 | #REF! | #REF! | #REF! | #REF! | #REF! | #REF! | #REF! | #REF! | #REF! | #REF! | #REF! | #REF! | #REF! | #REF! | #REF! | #REF! | #REF! | #REF! | #REF! | #REF! | #REF! | #REF! | #REF! | #REF! | #REF! | #REF! | #REF! | #REF! | #REF!
MAINTENANCE PARTS AND LABOR COSTS |  | -1000
| ESCALATION RATE | (%) |  |  |  | #REF! | #REF! | #REF! | #REF! | #REF! | #REF! | #REF! | #REF! | #REF! | #REF! | #REF! | #REF! | #REF! | #REF! | #REF! | #REF! | #REF! | #REF! | #REF! | #REF! | #REF! | #REF! | #REF! | #REF! | #REF! | #REF! | #REF! | #REF! | #REF!
Levelized
| COMBUSTION TURBINE |  |  | #REF! | #REF! | #REF! | #REF! | #REF! | #REF! | #REF! | #REF! | #REF! | #REF! | #REF! | #REF! | #REF! | #REF! | #REF! | #REF! | #REF! | #REF! | #REF! | #REF! | #REF! | #REF! | #REF! | #REF! | #REF! | #REF! | #REF! | #REF! | #REF! | #REF! | #REF!
| FIXED (ONE TIME PAYMENT) |  |  | #REF! | 2016 1: #REF!
| FIXED |  |  | #REF! | #REF! | #REF! | #REF! | #REF! | #REF! | #REF! | #REF! | #REF! | #REF! | #REF! | #REF! | #REF! | #REF! | #REF! | #REF! | #REF! | #REF! | #REF! | #REF! | #REF! | #REF! | #REF! | #REF! | #REF! | #REF! | #REF! | #REF! | #REF! | #REF! | #REF!
| VARIABLE (ONE TIME PAYMENT) |  |  | #REF! | 2017 2: #REF!
| VARIABLE |  |  | #REF! | #REF! | #REF! | #REF! | #REF! | #REF! | #REF! | #REF! | #REF! | #REF! | #REF! | #REF! | #REF! | #REF! | #REF! | #REF! | #REF! | #REF! | #REF! | #REF! | #REF! | #REF! | #REF! | #REF! | #REF! | #REF! | #REF! | #REF! | #REF! | #REF! | #REF!
| STEAM TURBINE |  |  | #REF! | #REF! | #REF! | #REF! | #REF! | #REF! | #REF! | #REF! | #REF! | #REF! | #REF! | #REF! | #REF! | #REF! | #REF! | #REF! | #REF! | #REF! | #REF! | #REF! | #REF! | #REF! | #REF! | #REF! | #REF! | #REF! | #REF! | #REF! | #REF! | #REF! | #REF!
| FIXED |  |  | #REF! | #REF! | #REF! | #REF! | #REF! | #REF! | #REF! | #REF! | #REF! | #REF! | #REF! | #REF! | #REF! | #REF! | #REF! | #REF! | #REF! | #REF! | #REF! | #REF! | #REF! | #REF! | #REF! | #REF! | #REF! | #REF! | #REF! | #REF! | #REF! | #REF! | #REF!
| VARIABLE |  |  | #REF! | #REF! | #REF! | #REF! | #REF! | #REF! | #REF! | #REF! | #REF! | #REF! | #REF! | #REF! | #REF! | #REF! | #REF! | #REF! | #REF! | #REF! | #REF! | #REF! | #REF! | #REF! | #REF! | #REF! | #REF! | #REF! | #REF! | #REF! | #REF! | #REF! | #REF!
| HRSG |  |  | #REF! | 206 | #REF! | #REF! | #REF! | #REF! | #REF! | #REF! | #REF! | #REF! | #REF! | #REF! | #REF! | #REF! | #REF! | #REF! | #REF! | #REF! | #REF! | #REF! | #REF! | #REF! | #REF! | #REF! | #REF! | #REF! | #REF! | #REF! | #REF! | #REF! | #REF!
| FIXED |  |  | #REF! | 206 | #REF! | #REF! | #REF! | #REF! | #REF! | #REF! | #REF! | #REF! | #REF! | #REF! | #REF! | #REF! | #REF! | #REF! | #REF! | #REF! | #REF! | #REF! | #REF! | #REF! | #REF! | #REF! | #REF! | #REF! | #REF! | #REF! | #REF! | #REF! | #REF!
| VARIABLE |  |  | #REF! | 0 | #REF! | #REF! | #REF! | #REF! | #REF! | #REF! | #REF! | #REF! | #REF! | #REF! | #REF! | #REF! | #REF! | #REF! | #REF! | #REF! | #REF! | #REF! | #REF! | #REF! | #REF! | #REF! | #REF! | #REF! | #REF! | #REF! | #REF! | #REF! | #REF!
| SCR CATALYST |  |  | #REF! | 0 | #REF! | #REF! | #REF! | #REF! | #REF! | #REF! | #REF! | #REF! | #REF! | #REF! | #REF! | #REF! | #REF! | #REF! | #REF! | #REF! | #REF! | #REF! | #REF! | #REF! | #REF! | #REF! | #REF! | #REF! | #REF! | #REF! | #REF! | #REF! | #REF!
| FIXED |  |  | #REF! | 0 | #REF! | #REF! | #REF! | #REF! | #REF! | #REF! | #REF! | #REF! | #REF! | #REF! | #REF! | #REF! | #REF! | #REF! | #REF! | #REF! | #REF! | #REF! | #REF! | #REF! | #REF! | #REF! | #REF! | #REF! | #REF! | #REF! | #REF! | #REF! | #REF!
| VARIABLE |  |  | #REF! | 0 | #REF! | #REF! | #REF! | 1048 | #REF! | #REF! | #REF! | #REF! | #REF! | #REF! | #REF! | #REF! | #REF! | #REF! | #REF! | #REF! | #REF! | #REF! | #REF! | #REF! | #REF! | #REF! | #REF! | #REF! | #REF! | #REF! | #REF! | #REF! | #REF!
| BOP |  |  | #REF! | 50 | #REF! | #REF! | #REF! | #REF! | #REF! | #REF! | #REF! | #REF! | #REF! | #REF! | #REF! | #REF! | #REF! | #REF! | #REF! | #REF! | #REF! | #REF! | #REF! | #REF! | #REF! | #REF! | #REF! | #REF! | #REF! | #REF! | #REF! | #REF! | #REF!
| FIXED MAINTENANCE |  |  | #REF! | #REF! | #REF! | #REF! | #REF! | #REF! | #REF! | #REF! | #REF! | #REF! | #REF! | #REF! | #REF! | #REF! | #REF! | #REF! | #REF! | #REF! | #REF! | #REF! | #REF! | #REF! | #REF! | #REF! | #REF! | #REF! | #REF! | #REF! | #REF! | #REF! | #REF!
| VARIABLE MAINTENANCE |  |  | #REF! | #REF! | #REF! | #REF! | #REF! | #REF! | #REF! | #REF! | #REF! | #REF! | #REF! | #REF! | #REF! | #REF! | #REF! | #REF! | #REF! | #REF! | #REF! | #REF! | #REF! | #REF! | #REF! | #REF! | #REF! | #REF! | #REF! | #REF! | #REF! | #REF! | #REF!
| TOTAL MAINTENANCE |  |  | #REF! | #REF! | #REF! | #REF! | #REF! | #REF! | #REF! | #REF! | #REF! | #REF! | #REF! | #REF! | #REF! | #REF! | #REF! | #REF! | #REF! | #REF! | #REF! | #REF! | #REF! | #REF! | #REF! | #REF! | #REF! | #REF! | #REF! | #REF! | #REF! | #REF! | #REF!
STAFF LABOR COSTS
| FACILITY DEPARTMENT |  |  |  | 2016 1: TOTAL
| QUANTITY OF SALARIED STAFF |  |  |  | 2016 1: #REF!
| QUANTITY OF HOURLY STAFF |  |  |  | 2016 1: #REF!
| QUANTITY OF CORPORATE STAFF |  |  |  | 2016 1: 0
| COST OF SALARIED STAFF |  | ($/YR) |  | 2016 1: #REF!
| COST OF HOURLY STAFF |  | ($/YR) |  | 2016 1: #REF!
| COST OF CORPORATE STAFF |  | ($/YR) |  | 2016 1: 0
| SALARY ESCALATION |  |  |  |  | #REF! | #REF! | #REF! | #REF! | #REF! | #REF! | #REF! | #REF! | #REF! | #REF! | #REF! | #REF! | #REF! | #REF! | #REF! | #REF! | #REF! | #REF! | #REF! | #REF! | #REF! | #REF! | #REF! | #REF! | #REF! | #REF! | #REF! | #REF! | #REF!
| COST OF SALARIED STAFF |  | -1000 |  | #REF! | #REF! | #REF! | #REF! | #REF! | #REF! | #REF! | #REF! | #REF! | #REF! | #REF! | #REF! | #REF! | #REF! | #REF! | #REF! | #REF! | #REF! | #REF! | #REF! | #REF! | #REF! | #REF! | #REF! | #REF! | #REF! | #REF! | #REF! | #REF! | #REF!
| COST OF HOURLY STAFF |  | -1000 |  | #REF! | #REF! | #REF! | #REF! | #REF! | #REF! | #REF! | #REF! | #REF! | #REF! | #REF! | #REF! | #REF! | #REF! | #REF! | #REF! | #REF! | #REF! | #REF! | #REF! | #REF! | #REF! | #REF! | #REF! | #REF! | #REF! | #REF! | #REF! | #REF! | #REF!
| COST OF CORPORATE STAFF |  | -1000 |  | 0 | #REF! | #REF! | #REF! | #REF! | #REF! | #REF! | #REF! | #REF! | #REF! | #REF! | #REF! | #REF! | #REF! | #REF! | #REF! | #REF! | #REF! | #REF! | #REF! | #REF! | #REF! | #REF! | #REF! | #REF! | #REF! | #REF! | #REF! | #REF! | #REF!
Levelized
| TOTAL STAFF LABOR COSTS |  | -1000 | #REF! | #REF! | #REF! | #REF! | #REF! | #REF! | #REF! | #REF! | #REF! | #REF! | #REF! | #REF! | #REF! | #REF! | #REF! | #REF! | #REF! | #REF! | #REF! | #REF! | #REF! | #REF! | #REF! | #REF! | #REF! | #REF! | #REF! | #REF! | #REF! | #REF! | #REF!
MISC. COSTS |  | -1000
| COST ESCALATION |  |  |  |  | #REF! | #REF! | #REF! | #REF! | #REF! | #REF! | #REF! | #REF! | #REF! | #REF! | #REF! | #REF! | #REF! | #REF! | #REF! | #REF! | #REF! | #REF! | #REF! | #REF! | #REF! | #REF! | #REF! | #REF! | #REF! | #REF! | #REF! | #REF! | #REF!
| ANNUAL SITE & BUILDING MAINTENANCE |  |  |  | #REF! | #REF! | #REF! | #REF! | #REF! | #REF! | #REF! | #REF! | #REF! | #REF! | #REF! | #REF! | #REF! | #REF! | #REF! | #REF! | #REF! | #REF! | #REF! | #REF! | #REF! | #REF! | #REF! | #REF! | #REF! | #REF! | #REF! | #REF! | #REF! | #REF!
| INSURANCES |  | #REF! |  | #REF! | #REF! | #REF! | #REF! | #REF! | #REF! | #REF! | #REF! | #REF! | #REF! | #REF! | #REF! | #REF! | #REF! | #REF! | #REF! | #REF! | #REF! | #REF! | #REF! | #REF! | #REF! | #REF! | #REF! | #REF! | #REF! | #REF! | #REF! | #REF! | #REF!
| PROPERTY TAX |  | #REF! |  | #REF! | #REF! | #REF! | #REF! | #REF! | #REF! | #REF! | #REF! | #REF! | #REF! | #REF! | #REF! | #REF! | #REF! | #REF! | #REF! | #REF! | #REF! | #REF! | #REF! | #REF! | #REF! | #REF! | #REF! | #REF! | #REF! | #REF! | #REF! | #REF! | #REF!
Levelized
| TOTAL MISC. COSTS |  |  | #REF! | #REF! | #REF! | #REF! | #REF! | #REF! | #REF! | #REF! | #REF! | #REF! | #REF! | #REF! | #REF! | #REF! | #REF! | #REF! | #REF! | #REF! | #REF! | #REF! | #REF! | #REF! | #REF! | #REF! | #REF! | #REF! | #REF! | #REF! | #REF! | #REF! | #REF!