## NOTES
EKPC Method:
Tabs: Data, Calculations, Results data for pivot, Results Pivot.
Pulled necessary data to create an hourly energy balance into tab: “data”, see the descriptions for the source of the data items. In order to format the provided data, a full set hours were added to source data (cols b through i) and then a pivot table was created to insure no gaps in dates were included. The energy balance: GEN + PURCH = INTERNAL LOAD + (LOSS ADJ) + OSS . This data was used in the development of the fuel and purchase power cost allocation. The Calculations tab contains the assumptions between columns A through Z. Column AA (GRAY) is the native load, which is allocated the lowest fuel and purchase power cost. Across Row 2, I’ve blocked off the steps used to determine the allocations:
| 1) AF) | Avg Fuel Cost by Unit in Hour
| 2) AM) | Ranks – This ranks those costs least to greatest
| 3) AT) | Rearranges the Units in ranked least cost order
| 4) BC) | Look Up on Ranked Unit for Capacity Possible to allocated in that hour
| 5) BJ) | If test to allocated all of least cost resources up to load, and then fraction of last unit to meet load
| 6) BQ) | Take the Gen allocated / Gen Possible * Fuel Cost = Fuel Cost chosen
| 7) BX) | Summation of Gen Allocated to use as Check in Column BY
| 8) CA) | Sum of Allocated $
| 9) | Pivot table in Pivot Tab
After review of KIUC 1_16 attach 1 Forced Outage. It seems that the Company’s logic refunds customers $4,780 for the FO on Jan 1. And no other adjustments. This would only decrease the amount allocated to NL further.
Interest Calculation
Tabs: Interest Calc
Using the monthly difference between EKPC and KPCO allocation methods, half month convention was used to derive interest through Dec 2014.
Native load vs Minimum Capacity
Tabs: Gen vs Load vs. Min
This analysis repeats the use of the Generation, and Load with Marginal Loss as the “test” value to test against the gen, the economic min, and the emergency min. Used the minimums as provided in KPSC 2-4 att1, and created a test that labels a unit as
| “dispatch” |  | if it is above economic min.
| “below economic” | if it between economic and emergency
| “below emergency” | if its between emergency min and 0
| “0” |  |  | if has 0 gen.
The columns to the right of this, Y and Z, take these flags and sum up the emergency mins and the economic mins if the unit is labeled “dispatch.” This is to imply, that you can only back down a unit to a min, if it is running at a dispatchable level. We wouldn’t assume a unit in start up would be able to rise to min to “serve” load in that hour.
The following columns AB and AC count the hours where load < min. These are flagged as issues and counted. That’s the 868 = 30.1% calculation. And the following columns AE and AF count the MW’s in those flagged hours.

## Interest Calc
| Kentucky Power Company Fuel Adjustment Clause |  |  |  |  | Kollen page 30
Refund of Excess Fuel Costs Plus Interest at Weighted Cost of Capital
January 1, 2014 through April 30, 2014
|  |  | Excess Fuel | Interest @ | Total
| Month/Year |  | Refund | Wtd COC | Refund
| 1 | 2014 | 3700387.404 | 12457.9709
| 2 | 2014 | 2108574.1637 | 32098.6919
| 3 | 2014 | 1639056.0873 | 44931.8449
| 4 | 2014 | 5200088.1995 | 68259.5051
| 5 | 2014 |  | 86226.0827
| 6 | 2014 |  | 86806.6717
| 7 | 2014 |  | 87391.1699
| 8 | 2014 |  | 87979.6038
| 9 | 2014 |  | 88571.9998
| 10 | 2014 |  | 89168.3846
| 11 | 2014 |  | 89768.7851
| 12 | 2014 |  | 90373.2282
| Total Refund |  | 12648105.8545 | 864033.9385 | 13512139.7931
2015 | 1 |  |  | 90981.7413 | -12557124.1133
2015 | 2 |  |  | 91594.3517 | -12556511.5029
2015 | 3 |  |  | 92211.087 | -12555894.7676
2015 | 4 |  |  | 92831.975 | -12555273.8796
2015 | 5 |  |  | 93457.0436 | -12554648.811
2015 | 6 |  |  | 94086.321 | -12554019.5335
2015 | 7 |  |  | 94719.8356 | -12553386.019
2015 | 8 |  |  | 95357.6158 | -12552748.2387
2015 | 9 |  |  | 95999.6904 | -12552106.1641
2015 | 10 |  |  | 96646.0883 | -12551459.7662
2015 | 11 |  |  | 97296.8387 | -12550809.0159
2015 | 12 |  |  | 97951.9707 | -12550153.8838

## CHARTS FOR TESTIMONY
Hayet Page 14 | [12 empty] | Hayet Page 16 | [7 empty] | Hayet Page 17 |  |  |  |  | Results discussed page 30 Kollen testimony |  |  |  |  | Hayet Page 9
Kentucky Power Fuel Generated Fuel Cost Allocation
ALLOCATION $/MWh BY METHOD | [11 empty] | ALLOCATION OF FUEL COSTS AND PURCHASE POWER BY METHOD | [8 empty] | ALLOCATION OF |  |  |  |  | ALLOCATION OF |  |  |  |  | Native Load and Off-System Sales
[20 empty] | FUEL AND PURCHASE POWER COST |  |  |  |  | FUEL AND PURCHASE POWER COST | [5 empty] | ($/MWH)
KENTUCKY POWER COMPANY FILING | [11 empty] | KENTUCKY POWER COMPANY FILING
[22 empty] | KENTUCKY POWER |  | HOURLY RESTACK |  |  | KENTUCKY POWER |  | HOURLY RESTACK |  |  | Jan. 2014 | Feb. 2014 | Mar. 2014 | Apr. 2014
|  |  |  | Off-System Sales (OSS) |  |  | Native Load (NL) |  |  |  | Total |  | Month |  | OSS | NL | Total | OSS% | NL% |  |  | COMPANY FILING |  | (EKPC METHOD) |  |  | COMPANY FILING |  | (EKPC METHOD)
Month |  | Big Sandy | Mitchell | Rockport | Big Sandy | Mitchell | Rockport |  | Big Sandy | Mitchell | Rockport |  | 2014-01-01 | $ | 17742428.664 | 25621097.866 | 43363526.53 | 40.92% | 59.08% |  | Month |  |  |  |  | Month |  |  |  |  | Fuel Cost | 29.3845 | 29.3411 | 27.1834 | 27.8346
2014-01-01 | $/MWh | 25.5879 | 23.7962 | 22.029 | 35.2932 | 31.9333 | 25.4738 |  | 31.1775 | 30.2318 | 24.0796 |  | 2014-02-01 | $ | 14301190.072 | 20359584.158 | 34660774.23 | 41.26% | 58.74% |  | 2014-01-01 | 25621097.866 |  | 21920710.462 |  | 2014-01-01 | 25621097.866 |  | 21920710.462 | 3700387.404
2014-02-01 | $/MWh | 26.7949 | 24.915 | 23.4626 | 32.536 | 31.7362 | 28.7627 |  | 29.5351 | 30.8786 | 26.3097 |  | 2014-03-01 | $ | 12197122.938 | 17970489.292 | 30167612.23 | 40.43% | 59.57% |  | 2014-02-01 | 20359584.158 |  | 18251009.9943 |  | 2014-02-01 | 20359584.158 |  | 18251009.9943 | 2108574.1637 | Allocation to Off-
2014-03-01 | $/MWh | 26.2187 | 24.0816 | 22.2095 | 36.2537 | 29.4908 | 22.2126 |  | 31.3794 | 27.5613 | 22.2115 |  | 2014-04-01 | $ | 14808579.762 | 16377687.328 | 31186267.09 | 47.48% | 52.52% |  | 2014-03-01 | 17970489.292 |  | 16331433.2047 |  | 2014-03-01 | 17970489.292 |  | 16331433.2047 | 1639056.0873 | System Sales | 24.4211 | 25.9465 | 24.3872 | 22.3614
2014-04-01 | $/MWh | 24.7537 | 18.0958 | 22.7704 | 38.2651 | 32.6 | 29.7535 |  | 30.2217 | 25.8883 | 25.7178 |  | Jan-Apr | $ | 59049321.436 | 80328858.644 | 139378180.08 | 42.37% | 57.63% |  | 2014-04-01 | 16377687.328 |  | 11177599.1285 |  | 2014-04-01 | 16377687.328 |  | 11177599.1285 | 5200088.1995
Jan-Apr | $/MWh | 25.8094 | 21.768 | 22.5897 | 35.2492 | 31.35 | 25.6629 |  | 30.4903 | 28.48 | 24.3185 | [9 empty] | Jan-Apr | 80328858.644 |  | 67680752.7895 |  | Jan-Apr | 80328858.644 |  | 67680752.7895 |  | Allocation to
[12 empty] | HOURLY RESTACK (EKPC METHOD) SUMMARIZED MONTHLY | [18 empty] | Native Load | 32.1449 | 31.6088 | 28.9944 | 34.3978
HOURLY RESTACK (EKPC METHOD) SUMMARIZED MONTHLY | [22 empty] | Savings using EKPC Method | 12648107.0645 |  |  |  | Savings using EKPC Method | 12648107.0645 |  | Source: Kentucky Power Response to Staff 1-29, Attachment 1
[13 empty] | 2014-01-01 | $ | 20707183.8829 | 21920710.462 | 42627894.3448 | 48.58% | 51.42% |  |  |  | % reduction | 15.75% |  |  |  | % reduction | 15.75%
|  |  |  | Off-System Sales (OSS) |  |  | Native Load (NL) |  |  |  | Total |  | 2014-02-01 | $ | 16505340.8572 | 18251009.9943 | 34756350.8516 | 47.49% | 52.51%
Month |  | Big Sandy | Mitchell | Rockport | Big Sandy | Mitchell | Rockport |  | Big Sandy | Mitchell | Rockport |  | 2014-03-01 | $ | 14973760.6707 | 16331433.2047 | 31305193.8753 | 47.83% | 52.17% | [8 empty] | Interest through Dec. 2014 | 864033.9385
2014-01-01 | $/MWh | 30.7123 | 31.8754 | 34.3302 | 30.134 | 28.3069 | 23.9175 |  | 30.443 | 29.5515 | 23.9188 |  | 2014-04-01 | $ | 19445417.2135 | 11177599.1285 | 30623016.342 | 63.5% | 36.5% | [8 empty] | Total Recommended Refund | 13512141.0031
2014-02-01 | $/MWh | 30.8506 | 32.9773 | 51.1006 | 30.5331 | 28.8446 | 25.3219 |  | 30.7442 | 29.4705 | 25.3512 |  | Jan-Apr | $ | 71631702.6243 | 67680752.7895 | 139312455.4138 | 51.42% | 48.58%
2014-03-01 | $/MWh | 32.2718 | 29.3064 | 0 | 32.6756 | 27.8657 | 24.2043 |  | 32.2956 | 28.2665 | 24.2043
2014-04-01 | $/MWh | 31.7755 | 23.8518 | 25.4759 | 31.4155 | 22.4848 | 25.2848 |  | 31.761 | 22.5484 | 25.3819
Jan-Apr | $/MWh | 31.385 | 30.5914 | 25.533 | 30.4184 | 26.5297 | 24.4952 |  | 31.1314 | 27.3861 | 24.6081
Hayet Page 15
Used in Testimony, Rate Compare
ALLOCATION $/MWh BY METHOD | [8 empty] | 37.93% | 34.19% | 15.64%
Jan-Apr 2014 | [8 empty] | 21.43% | 27.38% | 22.59%
[9 empty] | 38.27% | 22.46% | 0.0142%
|  | Big Sandy | Mitchell | Rockport |  |  |  | Hayet Testimony Pg 14, Line 1 | 54.58% | 80.15% | 30.67%
[8 empty] | Hayet Testimony Pg 14, Line 4 | 36.58% | 44.02% | 13.6%
KPCO | OSS | 25.8094 | 21.768 | 22.5897
| NL | 35.2492 | 31.35 | 25.6629 | [6 empty] | Hayet Testimony, Page 14, line 9
| Range | 9.4398 | 9.5819 | 3.0732
EKPC | OSS | 31.385 | 30.5914 | 25.533
| NL | 30.4184 | 26.5297 | 24.4952
| Range | 0.96657 | 4.0618 | 1.0379

## RESULTS PIVOT
Column Labels
Values | 1-2014 | 2-2014 | 3-2014 | 4-2014 | Grand Total
Sum of Mitchell 1 KP TotGen MWh | 139494.5 | 52281 | 180246 | 217935 | 589956.5
Sum of Mitchell 2 KP TotGen MWh | 219535 | 249044 | 250451 | 150979 | 870009
Sum of Big Sandy 1 TotGen MWh | 141915 | 154971 | 149784 | 78200 | 524870
Sum of Big Sandy 2 TotGen MWh | 469235 | 425614 | 146071 | 399940 | 1440860
Sum of Rockport 1 KP AEG TotGen MWh | 135241.05 | 94746 | 143799.6 | 109938 | 483724.65
Sum of Rockport 2 KP AEG TotGen MWh | 128673.45 | 95240.1 | 138628.8 | 90024.15 | 452566.5
Sum of Grand Total NATIVE GENERATION MWh | 1234094 | 1071896.1 | 1008980.4 | 1047016.15 | 4361986.65
Sum of Mitchell 1 KP Tot $ | 4409767.9437 | 1726274.507 | 5320925.0132 | 4893995.5439 | 16350963.0078
Sum of Mitchell 2 KP Tot $ | 6200075.2933 | 7153922.4487 | 6853362.4152 | 3424436.6443 | 23631796.8015
Sum of Big Sandy 1 Tot $ | 4436047.3864 | 4883051.8896 | 4920562.8117 | 2551269.8199 | 16790931.9076
Sum of Big Sandy 2 Tot $ | 14169208.4413 | 12966561.9905 | 4634261.0033 | 12634943.5039 | 44404974.939
Sum of Rockport 1 KP AEG Tot $ | 3242146.2408 | 2409572.0812 | 3496605.4941 | 2800592.7961 | 11948916.6123
Sum of Rockport 2 KP AEG Tot $ | 3070364.5148 | 2406804.9329 | 3339385.2491 | 2274830.7056 | 11091385.4024
Sum of Tot Fuel Gen Cost $ | 35527609.8203 | 31546187.8499 | 28565101.9867 | 28580069.0138 | 124218968.6707
Sum of Mitchell 1 KPFuel Allocated to NL $ | 497483.0617 | 329284.567 | 2144575.1198 | 4843531.5993 | 7814874.3478
Sum of Mitchell 2 KPFuel Allocated to NL $ | 6121014.9135 | 7045963.1804 | 6518321.6227 | 3065499.1481 | 22750798.8648
Sum of Big Sandy 1Fuel Allocated to NL $ | 217697.95 | 467311.0582 | 570560.4896 | 33695.1627 | 1289264.6605
Sum of Big Sandy 2Fuel Allocated to NL $ | 8356213.9717 | 5472045.576 | 558.1729 | 570869.1671 | 14399686.8877
Sum of Rockport 1 KP AEGFuel Allocated to NL $ | 3242146.2408 | 2402755.5182 | 3496605.4941 | 1093489.5858 | 10234996.8389
Sum of Rockport 2 KP AEGFuel Allocated to NL $ | 3069298.5629 | 2402576.1032 | 3339385.2491 | 1394116.2376 | 10205376.1529
Sum of Total Fuel $ Allocated to Serve NL | 21503854.7007 | 18119936.003 | 16070006.1483 | 11001200.9006 | 66694997.7525
Sum of Mitchell 1 KPGEN MWh to NL MWh | 15985.529 | 10397.118 | 72746.162 | 215987.445 | 315116.254
Sum of Mitchell 2 KPGEN MWh to NL MWh | 217826.729 | 245291.902 | 238134.364 | 135762.168 | 837015.163
Sum of Big Sandy 1GEN MWh to NL MWh | 6809.8 | 14794.325 | 17460.641 | 1036.161 | 40100.927
Sum of Big Sandy 2GEN MWh to NL MWh | 277716.74 | 179727.809 | 17.783 | 18207.959 | 475670.291
Sum of Rockport 1 KP AEGGEN MWh to NL MWh | 135241.05 | 94620 | 143799.6 | 42887.65 | 416548.3
Sum of Rockport 2 KP AEGGEN MWh to NL MWh | 128642.4 | 95149.95 | 138628.8 | 55495.618 | 417916.768
Sum of Total Gen Allocated to Serve NL MWh | 782222.248 | 639981.104 | 610787.35 | 469377.001 | 2502367.703
Sum of Total OSS_MWH | 514028.308 | 486463.667 | 435872.826 | 626498.13 | 2062862.931
Sum of PurchaseGEN MWh to NL MWh | 13667.252 | 3302.391 | 4725.958 | 6775.812 | 28471.413
Sum of PurchaseFuel Allocated to NL $ | 416855.7613 | 131073.9914 | 261427.0563 | 176398.2279 | 985755.0369
Sum of Purchase Tot MWh | 75823.807 | 57851.082 | 42405.761 | 55634.781 | 231715.431
Sum of Purchase Tot $ | 7100284.5246 | 3210163.0016 | 2740091.8886 | 2042947.3283 | 15093486.7431
Values | 1-2014 | 2-2014 | 3-2014 | 4-2014 | Grand Total | NATIVE LOAD | 1-2014 | 2-2014 | 3-2014 | 4-2014 | Grand Total | OFF SYSTEM SALES | 1-2014 | 2-2014 | 3-2014 | 4-2014 | Grand Total
Sum of Mitchell 1 KP Tot $ | 4409767.9437 | 1726274.507 | 5320925.0132 | 4893995.5439 | 16350963.0078 | Sum of Mitchell 1 KPFuel Allocated to NL $ | 497483.0617 | 329284.567 | 2144575.1198 | 4843531.5993 | 7814874.3478 | Sum of Mitchell 1 KPFuel Allocated to OSS $ | 3912284.882 | 1396989.9399 | 3176349.8934 | 50463.9447 | 8536088.66
Sum of Mitchell 2 KP Tot $ | 6200075.2933 | 7153922.4487 | 6853362.4152 | 3424436.6443 | 23631796.8015 | Sum of Mitchell 2 KPFuel Allocated to NL $ | 6121014.9135 | 7045963.1804 | 6518321.6227 | 3065499.1481 | 22750798.8648 | Sum of Mitchell 2 KPFuel Allocated to OSS $ | 79060.3798 | 107959.2683 | 335040.7925 | 358937.4962 | 880997.9367
Sum of Big Sandy 1 Tot $ | 4436047.3864 | 4883051.8896 | 4920562.8117 | 2551269.8199 | 16790931.9076 | Sum of Big Sandy 1Fuel Allocated to NL $ | 217697.95 | 467311.0582 | 570560.4896 | 33695.1627 | 1289264.6605 | Sum of Big Sandy 1Fuel Allocated to OSS $ | 4218349.4364 | 4415740.8314 | 4350002.3221 | 2517574.6573 | 15501667.2472
Sum of Big Sandy 2 Tot $ | 14169208.4413 | 12966561.9905 | 4634261.0033 | 12634943.5039 | 44404974.939 | Sum of Big Sandy 2Fuel Allocated to NL $ | 8356213.9717 | 5472045.576 | 558.1729 | 570869.1671 | 14399686.8877 | Sum of Big Sandy 2Fuel Allocated to OSS $ | 5812994.4696 | 7494516.4145 | 4633702.8304 | 12064074.3368 | 30005288.0513
Sum of Rockport 1 KP AEG Tot $ | 3242146.2408 | 2409572.0812 | 3496605.4941 | 2800592.7961 | 11948916.6123 | Sum of Rockport 1 KP AEGFuel Allocated to NL $ | 3242146.2408 | 2402755.5182 | 3496605.4941 | 1093489.5858 | 10234996.8389 | Sum of Rockport 1 KP AEGFuel Allocated to OSS $ | 0 | 6816.563 | 0 | 1707103.2103 | 1713919.7734
Sum of Rockport 2 KP AEG Tot $ | 3070364.5148 | 2406804.9329 | 3339385.2491 | 2274830.7056 | 11091385.4024 | Sum of Rockport 2 KP AEGFuel Allocated to NL $ | 3069298.5629 | 2402576.1032 | 3339385.2491 | 1394116.2376 | 10205376.1529 | Sum of Rockport 2 KP AEGFuel Allocated to OSS $ | 1065.9518 | 4228.8297 | 0 | 880714.468 | 886009.2495
Sum of Tot Fuel Gen Cost $ | 35527609.8203 | 31546187.8499 | 28565101.9867 | 28580069.0138 | 124218968.6707 | Sum of Total Fuel $ Allocated to Serve NL | 21503854.7007 | 18119936.003 | 16070006.1483 | 11001200.9006 | 66694997.7525 | Sum of Total Fuel $ Allocated to Serve OSS | 14023755.1196 | 13426251.847 | 12495095.8384 | 17578868.1132 | 57523970.9181
Sum of Mitchell 1 KP TotGen MWh | 139494.5 | 52281 | 180246 | 217935 | 589956.5 | Sum of Mitchell 1 KPGEN MWh to NL MWh | 15985.529 | 10397.118 | 72746.162 | 215987.445 | 315116.254 | Sum of Mitchell 1 KPGEN MWh to OSS MWh | 123508.971 | 41883.882 | 107499.838 | 1947.555 | 274840.246
Sum of Mitchell 2 KP TotGen MWh | 219535 | 249044 | 250451 | 150979 | 870009 | Sum of Mitchell 2 KPGEN MWh to NL MWh | 217826.729 | 245291.902 | 238134.364 | 135762.168 | 837015.163 | Sum of Mitchell 2 KPGEN MWh to OSS MWh | 1708.271 | 3752.098 | 12316.636 | 15216.832 | 32993.837
Sum of Big Sandy 1 TotGen MWh | 141915 | 154971 | 149784 | 78200 | 524870 | Sum of Big Sandy 1GEN MWh to NL MWh | 6809.8 | 14794.325 | 17460.641 | 1036.161 | 40100.927 | Sum of Big Sandy 1GEN MWh to OSS MWh | 135105.2 | 140176.675 | 132323.359 | 77163.839 | 484769.073
Sum of Big Sandy 2 TotGen MWh | 469235 | 425614 | 146071 | 399940 | 1440860 | Sum of Big Sandy 2GEN MWh to NL MWh | 277716.74 | 179727.809 | 17.783 | 18207.959 | 475670.291 | Sum of Big Sandy 2GEN MWh to OSS MWh | 191518.26 | 245886.191 | 146053.217 | 381732.041 | 965189.709
Sum of Rockport 1 KP AEG TotGen MWh | 135241.05 | 94746 | 143799.6 | 109938 | 483724.65 | Sum of Rockport 1 KP AEGGEN MWh to NL MWh | 135241.05 | 94620 | 143799.6 | 42887.65 | 416548.3 | Sum of Rockport 1 KP AEGGEN MWh to OSS MWh | 0 | 126 | 0 | 67050.35 | 67176.35
Sum of Rockport 2 KP AEG TotGen MWh | 128673.45 | 95240.1 | 138628.8 | 90024.15 | 452566.5 | Sum of Rockport 2 KP AEGGEN MWh to NL MWh | 128642.4 | 95149.95 | 138628.8 | 55495.618 | 417916.768 | Sum of Rockport 2 KP AEGGEN MWh to OSS MWh | 31.05 | 90.15 | 0 | 34528.532 | 34649.732
Sum of Grand Total NATIVE GENERATION MWh | 1234094 | 1071896.1 | 1008980.4 | 1047016.15 | 4361986.65 | Sum of Total Gen Allocated to Serve NL MWh | 782222.248 | 639981.104 | 610787.35 | 469377.001 | 2502367.703 | Sum of Total Gen Allocated to Serve OSS MWh | 451871.752 | 431914.996 | 398193.05 | 577639.149 | 1859618.947
Sum of Mitchell 1 KP Tot $/MWh | 31.6125 | 33.0192 | 29.5204 | 22.4562 | 27.7155 | Sum of Mitchell 1 KPFuel Allocated to NL $/MWh | 31.1208 | 31.6708 | 29.4803 | 22.4251 | 24.8 | Sum of Mitchell 1 KPFuel Allocated to OSS $/MWh | 31.6761 | 33.3539 | 29.5475 | 25.9114 | 31.0584
Sum of Mitchell 2 KP Tot $/MWh | 28.2419 | 28.7255 | 27.3641 | 22.6815 | 27.1627 | Sum of Mitchell 2 KPFuel Allocated to NL $/MWh | 28.1004 | 28.7248 | 27.3725 | 22.5799 | 27.1809 | Sum of Mitchell 2 KPFuel Allocated to OSS $/MWh | 46.2809 | 28.773 | 27.2023 | 23.5882 | 26.7019
Sum of Big Sandy 1 Tot $/MWh | 31.2585 | 31.5095 | 32.8511 | 32.6249 | 31.9906 | Sum of Big Sandy 1Fuel Allocated to NL $/MWh | 31.9683 | 31.5872 | 32.6769 | 32.5192 | 32.1505 | Sum of Big Sandy 1Fuel Allocated to OSS $/MWh | 31.2227 | 31.5013 | 32.874 | 32.6264 | 31.9774
Sum of Big Sandy 2 Tot $/MWh | 30.1964 | 30.4655 | 31.7261 | 31.5921 | 30.8184 | Sum of Big Sandy 2Fuel Allocated to NL $/MWh | 30.089 | 30.4463 | 31.388 | 31.3527 | 30.2724 | Sum of Big Sandy 2Fuel Allocated to OSS $/MWh | 30.3522 | 30.4796 | 31.7261 | 31.6035 | 31.0875
Sum of Rockport 1 KP AEG Tot $/MWh | 23.9731 | 25.4319 | 24.3158 | 25.4743 | 24.7019 | Sum of Rockport 1 KP AEGFuel Allocated to NL $/MWh | 23.9731 | 25.3937 | 24.3158 | 25.4966 | 24.571 | Sum of Rockport 1 KP AEGFuel Allocated to OSS $/MWh | 0 | 54.0997 | 0 | 25.46 | 25.5137
Sum of Rockport 2 KP AEG Tot $/MWh | 23.8617 | 25.2709 | 24.0887 | 25.2691 | 24.5077 | Sum of Rockport 2 KP AEGFuel Allocated to NL $/MWh | 23.8592 | 25.2504 | 24.0887 | 25.1212 | 24.4196 | Sum of Rockport 2 KP AEGFuel Allocated to OSS $/MWh | 34.3302 | 46.9088 | 0 | 25.5069 | 25.5705
Sum of Tot Fuel Gen Cost $/MWh | 28.7884 | 29.4303 | 28.3109 | 27.2967 | 28.4776 | Sum of Total Fuel $ Allocated to Serve NL/MWh | 27.4907 | 28.3132 | 26.3103 | 23.4379 | 26.6528 | Sum of Total Fuel $ Allocated to Serve OSS/MWh | 31.0348 | 31.0854 | 31.3795 | 30.4323 | 30.9332
Values | 1-2014 | 2-2014 | 3-2014 | 4-2014 | Grand Total | NATIVE LOAD | 1-2014 | 2-2014 | 3-2014 | 4-2014 | Grand Total | OFF SYSTEM SALES | 1-2014 | 2-2014 | 3-2014 | 4-2014 | Grand Total
Mitchell Total $ | 10609843.237 | 8880196.9557 | 12174287.4284 | 8318432.1883 | 39982759.8093 | Mitchell Total $ NL | 6618497.9752 | 7375247.7475 | 8662896.7425 | 7909030.7474 | 30565673.2126 | Mitchell Total $ OSS | 3991345.2618 | 1504949.2082 | 3511390.6859 | 409401.4409 | 9417086.5967
Big Sandy Total $ | 18605255.8277 | 17849613.8801 | 9554823.815 | 15186213.3238 | 61195906.8467 | Big Sandy Total $ NL | 8573911.9217 | 5939356.6341 | 571118.6625 | 604564.3298 | 15688951.5482 | Big Sandy Total $ OSS | 10031343.906 | 11910257.2459 | 8983705.1525 | 14581648.994 | 45506955.2985
Rockport Total $ | 6312510.7556 | 4816377.0142 | 6835990.7432 | 5075423.5017 | 23040302.0147 | Rockport Total $ NL | 6311444.8038 | 4805331.6214 | 6835990.7432 | 2487605.8234 | 20440372.9918 | Rockport Total $ OSS | 1065.9518 | 11045.3928 | 0 | 2587817.6783 | 2599929.0229
Gen Total $ | 35527609.8203 | 31546187.8499 | 28565101.9867 | 28580069.0138 | 124218968.6707 | Gen Total $ NL | 21503854.7007 | 18119936.003 | 16070006.1483 | 11001200.9006 | 66694997.7525 | Gen Total $ OSS | 14023755.1196 | 13426251.847 | 12495095.8384 | 17578868.1132 | 57523970.9181
check | -6.7055e-08 | 0 | 0 | -7.0781e-08 | -1.4901e-07 | check NL | -4.4703e-08 | 0 | 0 | 0 | 0 | check OSS | -1.6764e-08 | -4.4703e-08 | 1.6764e-08 | -7.4506e-08 | -1.1921e-07
Mitchell Total MWh | 359029.5 | 301325 | 430697 | 368914 | 1459965.5 | Mitchell Total MWh NL | 233812.258 | 255689.02 | 310880.526 | 351749.613 | 1152131.417 | Mitchell Total MWh OSS | 125217.242 | 45635.98 | 119816.474 | 17164.387 | 307834.083
Big Sandy Total MWh | 611150 | 580585 | 295855 | 478140 | 1965730 | Big Sandy Total MWh NL | 284526.54 | 194522.134 | 17478.424 | 19244.12 | 515771.218 | Big Sandy Total MWh OSS | 326623.46 | 386062.866 | 278376.576 | 458895.88 | 1449958.782
Rockport Total MWh | 263914.5 | 189986.1 | 282428.4 | 199962.15 | 936291.15 | Rockport Total MWh NL | 263883.45 | 189769.95 | 282428.4 | 98383.268 | 834465.068 | Rockport Total MWh OSS | 31.05 | 216.15 | 0 | 101578.882 | 101826.082
Gen Total MWh | 1234094 | 1071896.1 | 1008980.4 | 1047016.15 | 4361986.65 | Gen Total MWh NL | 782222.248 | 639981.104 | 610787.35 | 469377.001 | 2502367.703 | Gen Total MWh OSS | 451871.752 | 431914.996 | 398193.05 | 577639.149 | 1859618.947
check | 0 | 0 | -1.6298e-09 | 0 | 0 | check NL | 0 | 0 | 0 | 0 | 0 | check OSS | 0 | -4.6566e-10 | -1.9209e-09 | 9.3132e-10 | 0
Mitchell Total $/MWh | 29.5515 | 29.4705 | 28.2665 | 22.5484 | 27.3861 | Mitchell Total $/MWh NL | 28.3069 | 28.8446 | 27.8657 | 22.4848 | 26.5297 | Mitchell Total $/MWh OSS | 31.8754 | 32.9773 | 29.3064 | 23.8518 | 30.5914
Big Sandy Total $/MWh | 30.443 | 30.7442 | 32.2956 | 31.761 | 31.1314 | Big Sandy Total $/MWh NL | 30.134 | 30.5331 | 32.6756 | 31.4155 | 30.4184 | Big Sandy Total $/MWh OSS | 30.7123 | 30.8506 | 32.2718 | 31.7755 | 31.385
Rockport Total $/MWh | 23.9188 | 25.3512 | 24.2043 | 25.3819 | 24.6081 | Rockport Total $/MWh NL | 23.9175 | 25.3219 | 24.2043 | 25.2848 | 24.4952 | Rockport Total $/MWh OSS | 34.3302 | 51.1006 | 0 | 25.4759 | 25.533
Gen Total $/MWh | 28.7884 | 29.4303 | 28.3109 | 27.2967 | 28.4776 | Gen Total $/MWh NL | 27.4907 | 28.3132 | 26.3103 | 23.4379 | 26.6528 | Gen Total $/MWh OSS | 31.0348 | 31.0854 | 31.3795 | 30.4323 | 30.9332
check | -7.4607e-14 | -3.1974e-14 | 6.0396e-14 | -8.1712e-14 | -3.5527e-14 | check NL | -7.816e-14 | 0 | 0 | 3.908e-14 | -2.8422e-14 | check OSS | -6.0396e-14 | -7.1054e-14 | 1.9185e-13 | -1.7764e-13 | -4.6185e-14
Values | 1-2014 | 2-2014 | 3-2014 | 4-2014 | Grand Total | NATIVE LOAD | 1-2014 | 2-2014 | 3-2014 | 4-2014 | Grand Total | OFF SYSTEM SALES | 1-2014 | 2-2014 | 3-2014 | 4-2014 | Grand Total
Sum of Purchase Tot $ | 7100284.5246 | 3210163.0016 | 2740091.8886 | 2042947.3283 | 15093486.7431 | Sum of PurchaseFuel Allocated to NL $ | 416855.7613 | 131073.9914 | 261427.0563 | 176398.2279 | 985755.0369 | Sum of PurchaseFuel Allocated to OSS $ | 6683428.7633 | 3079089.0103 | 2478664.8323 | 1866549.1003 | 14107731.7062
Sum of Purchase Tot MWh | 75823.807 | 57851.082 | 42405.761 | 55634.781 | 231715.431 | Sum of PurchaseGEN MWh to NL MWh | 13667.252 | 3302.391 | 4725.958 | 6775.812 | 28471.413 | Sum of PurchaseGEN MWh to OSS MWh | 62156.555 | 54548.691 | 37679.803 | 48858.969 | 203244.018
Purchase $/MWh | 93.6419 | 55.4901 | 64.616 | 36.7207 | 65.138 |  | 30.5003 | 39.6906 | 55.3173 | 26.0335 | 34.6226 |  | 107.5257 | 56.4466 | 65.7823 | 38.2028 | 69.4128
GEN + PURCH ALLOCATED MWh | 1309917.807 | 1129747.182 | 1051386.161 | 1102650.931 | 4593702.081 | GEN + PURCH ALLOCATED NL | 795889.5 | 643283.495 | 615513.308 | 476152.813 | 2530839.116 | GEN + PURCH ALLOCATED OSS | 514028.307 | 486463.687 | 435872.853 | 626498.118 | 2062862.965
Sum of Total OSS_MWH | 514028.308 | 486463.667 | 435872.826 | 626498.13 | 2062862.931 | [6 empty] | check | 514028.308 | 486463.667 | 435872.826 | 626498.13 | 2062862.931
GEN + PURCH ALLOCATED $ | 42627894.3448 | 34756350.8516 | 31305193.8753 | 30623016.342 | 139312455.4138 | GEN + PURCH ALLOCATED NL $ | 21920710.462 | 18251009.9943 | 16331433.2047 | 11177599.1285 | 67680752.7895 | GEN + PURCH ALLOCATED OSS $ | 20707183.8829 | 16505340.8572 | 14973760.6707 | 19445417.2135 | 71631702.6243

## RESULTS DATA FOR PIVOT - CONF
[6 empty] | CONF | CONF | CONF | CONF | CONF | CONF | CONF |  |  | CONF | CONF | CONF | CONF | CONF | CONF | CONF |  |  |  |  | Rockport 2 KP AEG | Rockport 1 KP AEG | Mitchell 2 KP | Big Sandy 2 | Big Sandy 1 | Purchase | Mitchell 1 KP | Rockport 2 KP AEG | Rockport 1 KP AEG | Mitchell 2 KP | Big Sandy 2 | Big Sandy 1 | Purchase | Mitchell 1 KP | [11 empty] | CONF | CONF | CONF | CONF | CONF | CONF | CONF | CONF | CONF | CONF | CONF | CONF | CONF | CONF
[51 empty] | CAPACITY SELECTED | [6 empty] | GEN $ ALLOCATED
offset MONTH-YEAR to capture end hour | Hour (EPT) | Y | M | D | H | Big Sandy 1 TotGen MWh | Big Sandy 2 TotGen MWh | Mitchell 1 KP TotGen MWh | Mitchell 2 KP TotGen MWh | Rockport 1 KP AEG TotGen MWh | Rockport 2 KP AEG TotGen MWh | Grand Total NATIVE GENERATION MWh | Purchase Tot MWh | Purchase Tot $ | Big Sandy 1 Tot $ | Big Sandy 2 Tot $ | Mitchell 1 KP Tot $ | Mitchell 2 KP Tot $ | Rockport 1 KP AEG Tot $ | Rockport 2 KP AEG Tot $ | Tot Fuel Gen Cost $ | Total OSS_MWH | InternalLoad before Loss (MWh) | Marginal Loss Adj (MWh) | NATIVE LOAD After Loss (ALLOCATED) MWh | Rockport 2 KP AEGFuel Allocated to NL $ | Rockport 1 KP AEGFuel Allocated to NL $ | Mitchell 2 KPFuel Allocated to NL $ | Big Sandy 2Fuel Allocated to NL $ | Big Sandy 1Fuel Allocated to NL $ | PurchaseFuel Allocated to NL $ | Mitchell 1 KPFuel Allocated to NL $ | Rockport 2 KP AEGGEN MWh to NL MWh | Rockport 1 KP AEGGEN MWh to NL MWh | Mitchell 2 KPGEN MWh to NL MWh | Big Sandy 2GEN MWh to NL MWh | Big Sandy 1GEN MWh to NL MWh | PurchaseGEN MWh to NL MWh | Mitchell 1 KPGEN MWh to NL MWh | Total Gen Allocated to Serve NL MWh | Total Purchase Allocated to Serve NL MWh | Total Fuel $ Allocated to Serve NL | Total Purch $ Allocated to Serve NL | 1 | 2 | 3 | 4 | 5 | 6 | 7 | 1 | 2 | 3 | 4 | 5 | 6 | 7 | 1 | 2 | 3 | 4 | 5 | 6 | 7
1-2014 | 2014-01-01 01:00 | 2014 | 1 | 1 | 1 | [7 empty] | 147.85 | 5278.245 | [7 empty] | 47.994 | 1022.86 | -30.054 | 992.806 | [15 empty] | 99.856 |  | 3564.8592
1-2014 | 2014-01-01 02:00 | 2014 | 1 | 1 | 2 | [7 empty] | 195.1 | 6204.18 | [7 empty] | 23.12 | 1012.805 | -31.825 | 980.98 | [15 empty] | 195.1 |  | 6204.18
1-2014 | 2014-01-01 03:00 | 2014 | 1 | 1 | 3 | [7 empty] | 288 | 9129.6 | [7 empty] | 53.337 | 1007.888 | -32.775 | 975.113 | [15 empty] | 288 |  | 9129.6
1-2014 | 2014-01-01 04:00 | 2014 | 1 | 1 | 4 | [7 empty] | 285.55 | 9051.935 | [7 empty] | 47.004 | 1011.135 | -33.789 | 977.346 | [15 empty] | 285.55 |  | 9051.935
1-2014 | 2014-01-01 05:00 | 2014 | 1 | 1 | 5 | [7 empty] | 247.32 | 7959.7816 | [7 empty] | 0 | 1012.418 | -33.598 | 978.82 | [15 empty] | 247.32 |  | 7959.7816
1-2014 | 2014-01-01 06:00 | 2014 | 1 | 1 | 6 | [7 empty] | 266.491 | 8593.6079 | [7 empty] | 0 | 1037.385 | -31.894 | 1005.491 | [15 empty] | 266.491 |  | 8593.6079
1-2014 | 2014-01-01 07:00 | 2014 | 1 | 1 | 7 | [7 empty] | 268.078 | 9089.7189 | [7 empty] | 0 | 1055.213 | -32.185 | 1023.028 | [15 empty] | 268.078 |  | 9089.7189
1-2014 | 2014-01-01 08:00 | 2014 | 1 | 1 | 8 | [7 empty] | 247.86 | 8894.8561 | [7 empty] | 0 | 1093.187 | -33.276 | 1059.911 | [15 empty] | 247.86 |  | 8894.8561
1-2014 | 2014-01-01 09:00 | 2014 | 1 | 1 | 9 | [7 empty] | 260.031 | 9482.6171 | [7 empty] | 0 | 1107.368 | -34.587 | 1072.781 | [15 empty] | 260.031 |  | 9482.6171
1-2014 | 2014-01-01 10:00 | 2014 | 1 | 1 | 10 | [7 empty] | 229.346 | 8263.603 | [7 empty] | 0 | 1093.786 | -34.19 | 1059.596 | [15 empty] | 229.346 |  | 8263.603
1-2014 | 2014-01-01 11:00 | 2014 | 1 | 1 | 11 | [7 empty] | 176.681 | 6267.9915 | [7 empty] | 0 | 1042.687 | -31.906 | 1010.781 | [15 empty] | 176.681 |  | 6267.9915
1-2014 | 2014-01-01 12:00 | 2014 | 1 | 1 | 12 | [7 empty] | 101.063 | 3498.1954 | [7 empty] | 0 | 969.466 | -29.303 | 940.163 | [15 empty] | 101.063 |  | 3498.1954
1-2014 | 2014-01-01 13:00 | 2014 | 1 | 1 | 13 | [7 empty] | 84.35 | 2769.2105 | [7 empty] | 49.89 | 912.142 | -27.081 | 885.061 | [15 empty] | 84.35 |  | 2769.2105
1-2014 | 2014-01-01 14:00 | 2014 | 1 | 1 | 14 | [7 empty] | 72.4 | 2329.108 | [7 empty] | 80.257 | 870.534 | -26.791 | 843.743 | [15 empty] | 72.4 |  | 2329.108
1-2014 | 2014-01-01 15:00 | 2014 | 1 | 1 | 15 | [7 empty] | 53.1 | 1679.553 | [7 empty] | 86.766 | 844.469 | -26.085 | 818.384 | [15 empty] | 53.1 |  | 1679.553
1-2014 | 2014-01-01 16:00 | 2014 | 1 | 1 | 16 | [7 empty] | 44.1 | 1412.964 | [7 empty] | 81.768 | 835.098 | -25.967 | 809.131 | [15 empty] | 44.1 |  | 1412.964
1-2014 | 2014-01-01 17:00 | 2014 | 1 | 1 | 17 | [7 empty] | 42.65 | 1440.2905 | [7 empty] | 36.244 | 857.09 | -25.433 | 831.657 | [15 empty] | 6.407 |  | 216.3644
1-2014 | 2014-01-01 18:00 | 2014 | 1 | 1 | 18 | [7 empty] | 103.18 | 4150.9314 | [7 empty] | 74.9 | 912.131 | -30.351 | 881.78 | [15 empty] | 28.28 |  | 1137.7044
1-2014 | 2014-01-01 19:00 | 2014 | 1 | 1 | 19 | [7 empty] | 64.699 | 2391.922 | [7 empty] | 36.9 | 948.198 | -28.449 | 919.749 | [15 empty] | 31.799 |  | 1175.609
1-2014 | 2014-01-01 20:00 | 2014 | 1 | 1 | 20 | [7 empty] | 67.002 | 2373.2108 | [7 empty] | 21.1 | 967.674 | -28.371 | 939.303 | [15 empty] | 48.903 |  | 1732.1443
1-2014 | 2014-01-01 21:00 | 2014 | 1 | 1 | 21 | [7 empty] | 9.8 | 443.548 | [7 empty] | 4.582 | 973.202 | -32.235 | 940.967 | [15 empty] | 9.8 |  | 443.548
1-2014 | 2014-01-01 22:00 | 2014 | 1 | 1 | 22 | [7 empty] | 53.7 | 2144.778 | [7 empty] | 87.114 | 985.648 | -33.161 | 952.487 | [15 empty] | 53.7 |  | 2144.778
1-2014 | 2014-01-01 23:00 | 2014 | 1 | 1 | 23 | [7 empty] | 117.3 | 3926.031 | [7 empty] | 158.263 | 968.526 | -29.889 | 938.637 | [15 empty] | 64.037 |  | 2143.3184
1-2014 | 2014-01-02 | 2014 | 1 | 2 | 0 | [7 empty] | 125.5 | 3960.78 | [7 empty] | 198.247 | 944.417 | -28.864 | 915.553 | [15 empty] | 125.5 |  | 3960.78
1-2014 | 2014-01-02 01:00 | 2014 | 1 | 2 | 1 | [7 empty] | 67.65 | 2134.3575 | [7 empty] | 251.391 | 927.993 | -29.935 | 898.058 | [15 empty] | 67.65 |  | 2134.3575
1-2014 | 2014-01-02 02:00 | 2014 | 1 | 2 | 2 | [7 empty] | 79.725 | 2432.4097 | [7 empty] | 403.986 | 920.04 | -29.651 | 890.389 | [15 empty] | 79.725 |  | 2432.4097
1-2014 | 2014-01-02 03:00 | 2014 | 1 | 2 | 3 | [7 empty] | 120.05 | 3627.911 | [7 empty] | 528.999 | 932.776 | -30.475 | 902.301 | [15 empty] | 120.05 |  | 3627.911
1-2014 | 2014-01-02 04:00 | 2014 | 1 | 2 | 4 | [7 empty] | 105.615 | 3177.9554 | [7 empty] | 491.67 | 935.497 | -30.152 | 905.345 | [15 empty] | 105.615 |  | 3177.9554
1-2014 | 2014-01-02 05:00 | 2014 | 1 | 2 | 5 | [7 empty] | 133.335 | 4134.7184 | [7 empty] | 547.792 | 944.806 | -30.063 | 914.743 | [15 empty] | 133.335 |  | 4134.7184
1-2014 | 2014-01-02 06:00 | 2014 | 1 | 2 | 6 | [7 empty] | 134.245 | 4395.1813 | [7 empty] | 547.138 | 966.795 | -29.338 | 937.457 | [15 empty] | 0 |  | 0
1-2014 | 2014-01-02 07:00 | 2014 | 1 | 2 | 7 | [7 empty] | 22.125 | 827.2537 | [7 empty] | 436.202 | 1004.953 | -33.53 | 971.423 | [15 empty] | 0 |  | 0
1-2014 | 2014-01-02 08:00 | 2014 | 1 | 2 | 8 | [7 empty] | 0 | 0 | [7 empty] | 489.997 | 1041.803 | -34.8 | 1007.003 | [15 empty] | 0 |  | 0
1-2014 | 2014-01-02 09:00 | 2014 | 1 | 2 | 9 | [7 empty] | 0 | 0 | [7 empty] | 568.712 | 1033.156 | -34.218 | 998.938 | [15 empty] | 0 |  | 0
1-2014 | 2014-01-02 10:00 | 2014 | 1 | 2 | 10 | [7 empty] | 0 | 0 | [7 empty] | 544.438 | 1016.476 | -35.064 | 981.412 | [15 empty] | 0 |  | 0
1-2014 | 2014-01-02 11:00 | 2014 | 1 | 2 | 11 | [7 empty] | 0 | 0 | [7 empty] | 589.974 | 1016.27 | -35.444 | 980.826 | [15 empty] | 0 |  | 0
1-2014 | 2014-01-02 12:00 | 2014 | 1 | 2 | 12 | [7 empty] | 0 | 0 | [7 empty] | 554.887 | 1019.105 | -35.542 | 983.563 | [15 empty] | 0 |  | 0
1-2014 | 2014-01-02 13:00 | 2014 | 1 | 2 | 13 | [7 empty] | 0 | 0 | [7 empty] | 639.546 | 1019.815 | -34.911 | 984.904 | [15 empty] | 0 |  | 0
1-2014 | 2014-01-02 14:00 | 2014 | 1 | 2 | 14 | [7 empty] | 0 | 0 | [7 empty] | 699.661 | 1032.875 | -35.436 | 997.439 | [15 empty] | 0 |  | 0
1-2014 | 2014-01-02 15:00 | 2014 | 1 | 2 | 15 | [7 empty] | 0 | 0 | [7 empty] | 714.008 | 1020.464 | -34.321 | 986.143 | [15 empty] | 0 |  | 0
1-2014 | 2014-01-02 16:00 | 2014 | 1 | 2 | 16 | [7 empty] | 0 | 0 | [7 empty] | 737.115 | 1030.983 | -35.398 | 995.585 | [15 empty] | 0 |  | 0
1-2014 | 2014-01-02 17:00 | 2014 | 1 | 2 | 17 | [7 empty] | 0 | 0 | [7 empty] | 717.705 | 1043.366 | -35.521 | 1007.845 | [15 empty] | 0 |  | 0
1-2014 | 2014-01-02 18:00 | 2014 | 1 | 2 | 18 | [7 empty] | 0 | 0 | [7 empty] | 660.566 | 1113.933 | -35.949 | 1077.984 | [15 empty] | 0 |  | 0
1-2014 | 2014-01-02 19:00 | 2014 | 1 | 2 | 19 | [7 empty] | 0 | 0 | [7 empty] | 635.762 | 1151.705 | -33.467 | 1118.238 | [15 empty] | 0 |  | 0
1-2014 | 2014-01-02 20:00 | 2014 | 1 | 2 | 20 | [7 empty] | 0 | 0 | [7 empty] | 622.88 | 1180.94 | -33.47 | 1147.47 | [15 empty] | 0 |  | 0
1-2014 | 2014-01-02 21:00 | 2014 | 1 | 2 | 21 | [7 empty] | 0 | 0 | [7 empty] | 600.363 | 1225.445 | -34.809 | 1190.636 | [15 empty] | 0 |  | 0
1-2014 | 2014-01-02 22:00 | 2014 | 1 | 2 | 22 | [7 empty] | 0 | 0 | [7 empty] | 576.92 | 1248.696 | -35.415 | 1213.281 | [15 empty] | 0 |  | 0
1-2014 | 2014-01-02 23:00 | 2014 | 1 | 2 | 23 | [7 empty] | 30.9 | 1187.487 | [7 empty] | 608.776 | 1232.523 | -35.849 | 1196.674 | [15 empty] | 0 |  | 0
1-2014 | 2014-01-03 | 2014 | 1 | 3 | 0 | [7 empty] | 140.3 | 4854.38 | [7 empty] | 732.322 | 1206.245 | -36.867 | 1169.378 | [15 empty] | 0 |  | 0
1-2014 | 2014-01-03 01:00 | 2014 | 1 | 3 | 1 | [7 empty] | 111.743 | 7577.2928 | [7 empty] | 711 | 1181.929 | -39.136 | 1142.793 | [15 empty] | 0 |  | 0
1-2014 | 2014-01-03 02:00 | 2014 | 1 | 3 | 2 | [7 empty] | 56.148 | 4181.3416 | [7 empty] | 699.4 | 1162.365 | -40.767 | 1121.598 | [15 empty] | 0 |  | 0
1-2014 | 2014-01-03 03:00 | 2014 | 1 | 3 | 3 | [7 empty] | 53.671 | 5052.5879 | [7 empty] | 677.6 | 1166.243 | -38.272 | 1127.971 | [15 empty] | 0 |  | 0
1-2014 | 2014-01-03 04:00 | 2014 | 1 | 3 | 4 | [7 empty] | 122.915 | 4877.2672 | [7 empty] | 700.3 | 1172.904 | -38.239 | 1134.665 | [15 empty] | 0 |  | 0
1-2014 | 2014-01-03 05:00 | 2014 | 1 | 3 | 5 | [7 empty] | 130.389 | 4731.8168 | [7 empty] | 673.6 | 1180.785 | -37.896 | 1142.889 | [15 empty] | 0 |  | 0
1-2014 | 2014-01-03 06:00 | 2014 | 1 | 3 | 6 | [7 empty] | 135.393 | 6157.6736 | [7 empty] | 622.3 | 1214.521 | -38.328 | 1176.193 | [15 empty] | 0 |  | 0
1-2014 | 2014-01-03 07:00 | 2014 | 1 | 3 | 7 | [7 empty] | 58.294 | 6436.2405 | [7 empty] | 550.3 | 1260.188 | -39.994 | 1220.194 | [15 empty] | 0 |  | 0
1-2014 | 2014-01-03 08:00 | 2014 | 1 | 3 | 8 | [7 empty] | 0 | 0 | [7 empty] | 502.474 | 1302.692 | -41.366 | 1261.326 | [15 empty] | 0 |  | 0
1-2014 | 2014-01-03 09:00 | 2014 | 1 | 3 | 9 | [7 empty] | 0 | 0 | [7 empty] | 500.42 | 1313.014 | -42.284 | 1270.73 | [15 empty] | 0 |  | 0
1-2014 | 2014-01-03 10:00 | 2014 | 1 | 3 | 10 | [7 empty] | 0 | 0 | [7 empty] | 514.899 | 1305.857 | -43.406 | 1262.451 | [15 empty] | 0 |  | 0
1-2014 | 2014-01-03 11:00 | 2014 | 1 | 3 | 11 | [7 empty] | 0 | 0 | [7 empty] | 539.161 | 1284.496 | -45.506 | 1238.99 | [15 empty] | 0 |  | 0
1-2014 | 2014-01-03 12:00 | 2014 | 1 | 3 | 12 | [7 empty] | 0 | 0 | [7 empty] | 590.997 | 1232.653 | -47.5 | 1185.153 | [15 empty] | 0 |  | 0
1-2014 | 2014-01-03 13:00 | 2014 | 1 | 3 | 13 | [7 empty] | 0 | 0 | [7 empty] | 625.971 | 1190.292 | -46.763 | 1143.529 | [15 empty] | 0 |  | 0
1-2014 | 2014-01-03 14:00 | 2014 | 1 | 3 | 14 | [7 empty] | 6.921 | 637.5625 | [7 empty] | 637.8 | 1156.286 | -45.015 | 1111.271 | [15 empty] | 0 |  | 0
1-2014 | 2014-01-03 15:00 | 2014 | 1 | 3 | 15 | [7 empty] | 0.383 | 25.42 | [7 empty] | 664.4 | 1121.385 | -41.752 | 1079.633 | [15 empty] | 0 |  | 0
1-2014 | 2014-01-03 16:00 | 2014 | 1 | 3 | 16 | [7 empty] | 9.346 | 612.2565 | [7 empty] | 678.7 | 1112.527 | -40.731 | 1071.796 | [15 empty] | 0 |  | 0
1-2014 | 2014-01-03 17:00 | 2014 | 1 | 3 | 17 | [7 empty] | 50.628 | 3927.7202 | [7 empty] | 663.8 | 1139.112 | -42.184 | 1096.928 | [15 empty] | 0 |  | 0
1-2014 | 2014-01-03 18:00 | 2014 | 1 | 3 | 18 | [7 empty] | 34.533 | 7886.6465 | [7 empty] | 615.2 | 1197.016 | -48.083 | 1148.933 | [15 empty] | 0 |  | 0
1-2014 | 2014-01-03 19:00 | 2014 | 1 | 3 | 19 | [7 empty] | 12.839 | 2036.137 | [7 empty] | 575 | 1245.742 | -45.454 | 1200.288 | [15 empty] | 0 |  | 0
1-2014 | 2014-01-03 20:00 | 2014 | 1 | 3 | 20 | [7 empty] | 24.947 | 3403.5192 | [7 empty] | 578.2 | 1257.428 | -49.081 | 1208.347 | [15 empty] | 0 |  | 0
1-2014 | 2014-01-03 21:00 | 2014 | 1 | 3 | 21 | [7 empty] | 23.852 | 4814.0492 | [7 empty] | 574.4 | 1267.136 | -50.484 | 1216.652 | [15 empty] | 0 |  | 0
1-2014 | 2014-01-03 22:00 | 2014 | 1 | 3 | 22 | [7 empty] | 61.329 | 12048.0821 | [7 empty] | 591.2 | 1266.172 | -48.893 | 1217.279 | [15 empty] | 0 |  | 0
1-2014 | 2014-01-03 23:00 | 2014 | 1 | 3 | 23 | [7 empty] | 50.55 | 5118.1875 | [7 empty] | 607.3 | 1259.609 | -50.759 | 1208.85 | [15 empty] | 0 |  | 0
1-2014 | 2014-01-04 | 2014 | 1 | 4 | 0 | [7 empty] | 75.677 | 7953.6527 | [7 empty] | 639.7 | 1239.749 | -49.772 | 1189.977 | [15 empty] | 0 |  | 0
1-2014 | 2014-01-04 01:00 | 2014 | 1 | 4 | 1 | [7 empty] | 0 | 0 | [7 empty] | 535.943 | 1233.631 | -54.524 | 1179.107 | [15 empty] | 0 |  | 0
1-2014 | 2014-01-04 02:00 | 2014 | 1 | 4 | 2 | [7 empty] | 0 | 0 | [7 empty] | 485.367 | 1232.403 | -57.07 | 1175.333 | [15 empty] | 0 |  | 0
1-2014 | 2014-01-04 03:00 | 2014 | 1 | 4 | 3 | [7 empty] | 0 | 0 | [7 empty] | 479.717 | 1225.458 | -57.875 | 1167.583 | [15 empty] | 0 |  | 0
1-2014 | 2014-01-04 04:00 | 2014 | 1 | 4 | 4 | [7 empty] | 0 | 0 | [7 empty] | 498.796 | 1234.081 | -56.777 | 1177.304 | [15 empty] | 0 |  | 0
1-2014 | 2014-01-04 05:00 | 2014 | 1 | 4 | 5 | [7 empty] | 5.075 | 1067.0695 | [7 empty] | 429.315 | 1244.037 | -53.027 | 1191.01 | [15 empty] | 0 |  | 0
1-2014 | 2014-01-04 06:00 | 2014 | 1 | 4 | 6 | [7 empty] | 45.757 | 5571.3723 | [7 empty] | 423.9 | 1249.523 | -50.815 | 1198.708 | [15 empty] | 0 |  | 0
1-2014 | 2014-01-04 07:00 | 2014 | 1 | 4 | 7 | [7 empty] | 106.384 | 7324.5384 | [7 empty] | 422.425 | 1277.581 | -46.722 | 1230.859 | [15 empty] | 0 |  | 0
1-2014 | 2014-01-04 08:00 | 2014 | 1 | 4 | 8 | [7 empty] | 129.807 | 9838.0725 | [7 empty] | 438.1 | 1298.806 | -46.899 | 1251.907 | [15 empty] | 0 |  | 0
1-2014 | 2014-01-04 09:00 | 2014 | 1 | 4 | 9 | [7 empty] | 95.446 | 11510.7876 | [7 empty] | 433.8 | 1303.524 | -50.328 | 1253.196 | [15 empty] | 0 |  | 0
1-2014 | 2014-01-04 10:00 | 2014 | 1 | 4 | 10 | [7 empty] | 118.232 | 10039.0791 | [7 empty] | 467.7 | 1270.954 | -46.272 | 1224.682 | [15 empty] | 0 |  | 0
1-2014 | 2014-01-04 11:00 | 2014 | 1 | 4 | 11 | [7 empty] | 92.033 | 6438.6287 | [7 empty] | 533.9 | 1187.824 | -43.491 | 1144.333 | [15 empty] | 0 |  | 0
1-2014 | 2014-01-04 12:00 | 2014 | 1 | 4 | 12 | [7 empty] | 0 | 0 | [7 empty] | 592.859 | 1085.882 | -43.991 | 1041.891 | [15 empty] | 0 |  | 0
1-2014 | 2014-01-04 13:00 | 2014 | 1 | 4 | 13 | [7 empty] | 0 | 0 | [7 empty] | 619.131 | 992.221 | -38.603 | 953.618 | [15 empty] | 0 |  | 0
1-2014 | 2014-01-04 14:00 | 2014 | 1 | 4 | 14 | [7 empty] | 0 | 0 | [7 empty] | 576.026 | 931.919 | -35.395 | 896.524 | [15 empty] | 0 |  | 0
1-2014 | 2014-01-04 15:00 | 2014 | 1 | 4 | 15 | [7 empty] | 0 | 0 | [7 empty] | 554.953 | 892.884 | -34.437 | 858.447 | [15 empty] | 0 |  | 0
1-2014 | 2014-01-04 16:00 | 2014 | 1 | 4 | 16 | [7 empty] | 0 | 0 | [7 empty] | 523.989 | 878.051 | -31.79 | 846.261 | [15 empty] | 0 |  | 0
1-2014 | 2014-01-04 17:00 | 2014 | 1 | 4 | 17 | [7 empty] | 0 | 0 | [7 empty] | 579.315 | 878.66 | -33.026 | 845.634 | [15 empty] | 0 |  | 0
1-2014 | 2014-01-04 18:00 | 2014 | 1 | 4 | 18 | [7 empty] | 91.652 | 3705.4904 | [7 empty] | 654 | 959.238 | -34.787 | 924.451 | [15 empty] | 0 |  | 0
1-2014 | 2014-01-04 19:00 | 2014 | 1 | 4 | 19 | [7 empty] | 92.489 | 3436.8912 | [7 empty] | 676.1 | 1016.437 | -36.048 | 980.389 | [15 empty] | 0 |  | 0
1-2014 | 2014-01-04 20:00 | 2014 | 1 | 4 | 20 | [7 empty] | 1.618 | 69.8652 | [7 empty] | 639.1 | 1033.977 | -39.559 | 994.418 | [15 empty] | 0 |  | 0
1-2014 | 2014-01-04 21:00 | 2014 | 1 | 4 | 21 | [7 empty] | 0 | 0 | [7 empty] | 687.793 | 1054.607 | -41.9 | 1012.707 | [15 empty] | 0 |  | 0
1-2014 | 2014-01-04 22:00 | 2014 | 1 | 4 | 22 | [7 empty] | 0 | 0 | [7 empty] | 658.436 | 1053.005 | -41.392 | 1011.613 | [15 empty] | 0 |  | 0
1-2014 | 2014-01-04 23:00 | 2014 | 1 | 4 | 23 | [7 empty] | 0 | 0 | [7 empty] | 680.483 | 1049.047 | -39.28 | 1009.767 | [15 empty] | 0 |  | 0
1-2014 | 2014-01-05 | 2014 | 1 | 5 | 0 | [7 empty] | 0 | 0 | [7 empty] | 598.589 | 1028.502 | -36.641 | 991.861 | [15 empty] | 0 |  | 0
1-2014 | 2014-01-05 01:00 | 2014 | 1 | 5 | 1 | [7 empty] | 302.277 | 9319.1999 | [7 empty] | 759.7 | 1015.929 | -35.202 | 980.727 | [15 empty] | 0 |  | 0
1-2014 | 2014-01-05 02:00 | 2014 | 1 | 5 | 2 | [7 empty] | 310.307 | 12480.5475 | [7 empty] | 725.6 | 1013.131 | -35.574 | 977.557 | [15 empty] | 0 |  | 0
1-2014 | 2014-01-05 03:00 | 2014 | 1 | 5 | 3 | [7 empty] | 145.314 | 6388.0034 | [7 empty] | 622 | 1011.933 | -36.569 | 975.364 | [15 empty] | 0 |  | 0
1-2014 | 2014-01-05 04:00 | 2014 | 1 | 5 | 4 | [7 empty] | 150.453 | 5852.6217 | [7 empty] | 596.7 | 1006.273 | -35.92 | 970.353 | [15 empty] | 0 |  | 0
1-2014 | 2014-01-05 05:00 | 2014 | 1 | 5 | 5 | [7 empty] | 188.519 | 6677.343 | [7 empty] | 603.1 | 1001.065 | -35.496 | 965.569 | [15 empty] | 0 |  | 0
1-2014 | 2014-01-05 06:00 | 2014 | 1 | 5 | 6 | [7 empty] | 209.96 | 9118.5628 | [7 empty] | 622.5 | 991.908 | -35.197 | 956.711 | [15 empty] | 0 |  | 0
1-2014 | 2014-01-05 07:00 | 2014 | 1 | 5 | 7 | [7 empty] | 180.851 | 8357.1247 | [7 empty] | 655.4 | 992.518 | -34.767 | 957.751 | [15 empty] | 0 |  | 0
1-2014 | 2014-01-05 08:00 | 2014 | 1 | 5 | 8 | [7 empty] | 83.022 | 2950.6019 | [7 empty] | 622.7 | 999.421 | -33.899 | 965.522 | [15 empty] | 0 |  | 0
1-2014 | 2014-01-05 09:00 | 2014 | 1 | 5 | 9 | [7 empty] | 165.461 | 8026.5131 | [7 empty] | 686.4 | 1006.633 | -34.022 | 972.611 | [15 empty] | 0 |  | 0
1-2014 | 2014-01-05 10:00 | 2014 | 1 | 5 | 10 | [7 empty] | 227.231 | 13243.0227 | [7 empty] | 751.8 | 1001.79 | -33.709 | 968.081 | [15 empty] | 0 |  | 0
1-2014 | 2014-01-05 11:00 | 2014 | 1 | 5 | 11 | [7 empty] | 227.002 | 13250.1067 | [7 empty] | 771.3 | 958.823 | -32.321 | 926.502 | [15 empty] | 0 |  | 0
1-2014 | 2014-01-05 12:00 | 2014 | 1 | 5 | 12 | [7 empty] | 242.975 | 12894.6833 | [7 empty] | 808.3 | 898.275 | -29.8 | 868.475 | [15 empty] | 0 |  | 0
1-2014 | 2014-01-05 13:00 | 2014 | 1 | 5 | 13 | [7 empty] | 150.418 | 7284.7437 | [7 empty] | 796.2 | 853.003 | -29.785 | 823.218 | [15 empty] | 0 |  | 0
1-2014 | 2014-01-05 14:00 | 2014 | 1 | 5 | 14 | [7 empty] | 29.062 | 1301.9776 | [7 empty] | 731.025 | 813.066 | -29.329 | 783.737 | [15 empty] | 0 |  | 0
1-2014 | 2014-01-05 15:00 | 2014 | 1 | 5 | 15 | [7 empty] | 0.082 | 3.9467 | [7 empty] | 681.6 | 790.523 | -27.891 | 762.632 | [15 empty] | 0 |  | 0
1-2014 | 2014-01-05 16:00 | 2014 | 1 | 5 | 16 | [7 empty] | 53.948 | 2493.4766 | [7 empty] | 661.05 | 785.11 | -25.012 | 760.098 | [15 empty] | 0 |  | 0
1-2014 | 2014-01-05 17:00 | 2014 | 1 | 5 | 17 | [7 empty] | 115.506 | 5648.2434 | [7 empty] | 773.125 | 794.572 | -26.64 | 767.932 | [15 empty] | 0 |  | 0
1-2014 | 2014-01-05 18:00 | 2014 | 1 | 5 | 18 | [7 empty] | 202.333 | 10806.6055 | [7 empty] | 907.9 | 831.406 | -27.623 | 803.783 | [15 empty] | 0 |  | 0
1-2014 | 2014-01-05 19:00 | 2014 | 1 | 5 | 19 | [7 empty] | 92.483 | 4282.8877 | [7 empty] | 925.3 | 857.486 | -27.453 | 830.033 | [15 empty] | 0 |  | 0
1-2014 | 2014-01-05 20:00 | 2014 | 1 | 5 | 20 | [7 empty] | 0 | 0 | [7 empty] | 988.519 | 851.322 | -27.89 | 823.432 | [15 empty] | 0 |  | 0
1-2014 | 2014-01-05 21:00 | 2014 | 1 | 5 | 21 | [7 empty] | 0 | 0 | [7 empty] | 980.422 | 840.073 | -27.194 | 812.879 | [15 empty] | 0 |  | 0
1-2014 | 2014-01-05 22:00 | 2014 | 1 | 5 | 22 | [7 empty] | 0 | 0 | [7 empty] | 950.405 | 825.284 | -26.039 | 799.245 | [15 empty] | 0 |  | 0
1-2014 | 2014-01-05 23:00 | 2014 | 1 | 5 | 23 | [7 empty] | 0 | 0 | [7 empty] | 913.446 | 814.23 | -25.226 | 789.004 | [15 empty] | 0 |  | 0
1-2014 | 2014-01-06 | 2014 | 1 | 6 | 0 | [7 empty] | 0 | 0 | [7 empty] | 839.512 | 807.084 | -24.546 | 782.538 | [15 empty] | 0 |  | 0
1-2014 | 2014-01-06 01:00 | 2014 | 1 | 6 | 1 | [7 empty] | 0 | 0 | [7 empty] | 647.253 | 824.559 | -23.162 | 801.397 | [15 empty] | 0 |  | 0
1-2014 | 2014-01-06 02:00 | 2014 | 1 | 6 | 2 | [7 empty] | 0 | 0 | [7 empty] | 460.838 | 868.919 | -21.307 | 847.612 | [15 empty] | 0 |  | 0
1-2014 | 2014-01-06 03:00 | 2014 | 1 | 6 | 3 | [7 empty] | 0 | 0 | [7 empty] | 358.304 | 900.644 | -21.048 | 879.596 | [15 empty] | 0 |  | 0
1-2014 | 2014-01-06 04:00 | 2014 | 1 | 6 | 4 | [7 empty] | 0 | 0 | [7 empty] | 309.964 | 912.977 | -20.141 | 892.836 | [15 empty] | 0 |  | 0
1-2014 | 2014-01-06 05:00 | 2014 | 1 | 6 | 5 | [7 empty] | 0 | 0 | [7 empty] | 331.36 | 967.936 | -21.547 | 946.389 | [15 empty] | 0 |  | 0
1-2014 | 2014-01-06 06:00 | 2014 | 1 | 6 | 6 | [7 empty] | 237.932 | 6569.3025 | [7 empty] | 613.24 | 1033.317 | -24.475 | 1008.842 | [15 empty] | 237.932 |  | 6569.3025
1-2014 | 2014-01-06 07:00 | 2014 | 1 | 6 | 7 | [7 empty] | 240.008 | 11124.3708 | [7 empty] | 686.2 | 1115.704 | -30.645 | 1085.059 | [15 empty] | 0 |  | 0
1-2014 | 2014-01-06 08:00 | 2014 | 1 | 6 | 8 | [7 empty] | 71.379 | 3508.9916 | [7 empty] | 620.4 | 1192.727 | -33.548 | 1159.179 | [15 empty] | 0 |  | 0
1-2014 | 2014-01-06 09:00 | 2014 | 1 | 6 | 9 | [7 empty] | 0 | 0 | [7 empty] | 690.398 | 1231.318 | -34.616 | 1196.702 | [15 empty] | 0 |  | 0
1-2014 | 2014-01-06 10:00 | 2014 | 1 | 6 | 10 | [7 empty] | 0 | 0 | [7 empty] | 767.493 | 1276.123 | -37.066 | 1239.057 | [15 empty] | 0 |  | 0
1-2014 | 2014-01-06 11:00 | 2014 | 1 | 6 | 11 | [7 empty] | 0 | 0 | [7 empty] | 771.832 | 1305.615 | -37.747 | 1267.868 | [15 empty] | 0 |  | 0
1-2014 | 2014-01-06 12:00 | 2014 | 1 | 6 | 12 | [7 empty] | 0 | 0 | [7 empty] | 780.236 | 1330.961 | -38.897 | 1292.064 | [15 empty] | 0 |  | 0
1-2014 | 2014-01-06 13:00 | 2014 | 1 | 6 | 13 | [7 empty] | 0 | 0 | [7 empty] | 779.629 | 1344.696 | -39.175 | 1305.521 | [15 empty] | 0 |  | 0
1-2014 | 2014-01-06 14:00 | 2014 | 1 | 6 | 14 | [7 empty] | 0 | 0 | [7 empty] | 761.469 | 1360.836 | -39.755 | 1321.081 | [15 empty] | 0 |  | 0
1-2014 | 2014-01-06 15:00 | 2014 | 1 | 6 | 15 | [7 empty] | 0 | 0 | [7 empty] | 729.845 | 1372.176 | -40.271 | 1331.905 | [15 empty] | 0 |  | 0
1-2014 | 2014-01-06 16:00 | 2014 | 1 | 6 | 16 | [7 empty] | 24.773 | 1472.7549 | [7 empty] | 695.3 | 1390.426 | -41.003 | 1349.423 | [15 empty] | 0 |  | 0
1-2014 | 2014-01-06 17:00 | 2014 | 1 | 6 | 17 | [7 empty] | 261.804 | 23418.3678 | [7 empty] | 869.1 | 1441.838 | -43.034 | 1398.804 | [15 empty] | 0 |  | 0
1-2014 | 2014-01-06 18:00 | 2014 | 1 | 6 | 18 | [7 empty] | 264.342 | 127153.7888 | [7 empty] | 875 | 1504.515 | -45.623 | 1458.892 | [15 empty] | 0 |  | 0
1-2014 | 2014-01-06 19:00 | 2014 | 1 | 6 | 19 | [7 empty] | 236.459 | 120159.0054 | [7 empty] | 854.1 | 1549.215 | -47.506 | 1501.709 | [15 empty] | 0 |  | 0
1-2014 | 2014-01-06 20:00 | 2014 | 1 | 6 | 20 | [7 empty] | 205.296 | 167603.6544 | [7 empty] | 818.1 | 1551.841 | -47.645 | 1504.196 | [15 empty] | 0 |  | 0
1-2014 | 2014-01-06 21:00 | 2014 | 1 | 6 | 21 | [7 empty] | 151.341 | 126005.0032 | [7 empty] | 761.4 | 1554.799 | -46.158 | 1508.641 | [15 empty] | 0 |  | 0
1-2014 | 2014-01-06 22:00 | 2014 | 1 | 6 | 22 | [7 empty] | 146.432 | 29532.4058 | [7 empty] | 746.5 | 1557.266 | -44.235 | 1513.031 | [15 empty] | 0 |  | 0
1-2014 | 2014-01-06 23:00 | 2014 | 1 | 6 | 23 | [7 empty] | 148.082 | 44963.6185 | [7 empty] | 746.6 | 1544.026 | -43.344 | 1500.682 | [15 empty] | 0 |  | 0
1-2014 | 2014-01-07 | 2014 | 1 | 7 | 0 | [7 empty] | 117.156 | 38872.3608 | [7 empty] | 749.8 | 1515.832 | -43.026 | 1472.806 | [15 empty] | 0 |  | 0
1-2014 | 2014-01-07 01:00 | 2014 | 1 | 7 | 1 | [7 empty] | 0 | 0 | [7 empty] | 672.574 | 1512.18 | -45.954 | 1466.226 | [15 empty] | 0 |  | 0
1-2014 | 2014-01-07 02:00 | 2014 | 1 | 7 | 2 | [7 empty] | 0 | 0 | [7 empty] | 658.696 | 1508.148 | -50.494 | 1457.654 | [15 empty] | 0 |  | 0
1-2014 | 2014-01-07 03:00 | 2014 | 1 | 7 | 3 | [7 empty] | 0 | 0 | [7 empty] | 610.64 | 1518.474 | -51.163 | 1467.311 | [15 empty] | 0 |  | 0
1-2014 | 2014-01-07 04:00 | 2014 | 1 | 7 | 4 | [7 empty] | 0 | 0 | [7 empty] | 578.377 | 1533.783 | -51.86 | 1481.923 | [15 empty] | 0 |  | 0
1-2014 | 2014-01-07 05:00 | 2014 | 1 | 7 | 5 | [7 empty] | 0 | 0 | [7 empty] | 583.455 | 1545.082 | -54.437 | 1490.645 | [15 empty] | 0 |  | 0
1-2014 | 2014-01-07 06:00 | 2014 | 1 | 7 | 6 | [7 empty] | 0 | 0 | [7 empty] | 601.627 | 1562.809 | -52.836 | 1509.973 | [15 empty] | 0 |  | 0
1-2014 | 2014-01-07 07:00 | 2014 | 1 | 7 | 7 | [7 empty] | 0 | 0 | [7 empty] | 545.842 | 1606.57 | -53.763 | 1552.807 | [15 empty] | 0 |  | 0
1-2014 | 2014-01-07 08:00 | 2014 | 1 | 7 | 8 | [7 empty] | 0 | 0 | [7 empty] | 443.567 | 1632.515 | -54.081 | 1578.434 | [15 empty] | 0 |  | 0
1-2014 | 2014-01-07 09:00 | 2014 | 1 | 7 | 9 | [7 empty] | 0 | 0 | [7 empty] | 336.539 | 1627.177 | -53.916 | 1573.261 | [15 empty] | 0 |  | 0
1-2014 | 2014-01-07 10:00 | 2014 | 1 | 7 | 10 | [7 empty] | 26.306 | 46883.0793 | [7 empty] | 297.2 | 1604.769 | -51.714 | 1553.055 | [15 empty] | 0 |  | 0
1-2014 | 2014-01-07 11:00 | 2014 | 1 | 7 | 11 | [7 empty] | 121.392 | 213845.3611 | [7 empty] | 362.5 | 1546.175 | -47.183 | 1498.992 | [15 empty] | 0 |  | 0
1-2014 | 2014-01-07 12:00 | 2014 | 1 | 7 | 12 | [7 empty] | 54.118 | 77018.0317 | [7 empty] | 423.5 | 1489.722 | -45.005 | 1444.717 | [15 empty] | 0 |  | 0
1-2014 | 2014-01-07 13:00 | 2014 | 1 | 7 | 13 | [7 empty] | 62.681 | 24056.341 | [7 empty] | 477.3 | 1431.495 | -44.964 | 1386.531 | [15 empty] | 0 |  | 0
1-2014 | 2014-01-07 14:00 | 2014 | 1 | 7 | 14 | [7 empty] | 73.847 | 35411.1134 | [7 empty] | 513.6 | 1380.353 | -46.255 | 1334.098 | [15 empty] | 0 |  | 0
1-2014 | 2014-01-07 15:00 | 2014 | 1 | 7 | 15 | [7 empty] | 10.067 | 2987.6843 | [7 empty] | 530.855 | 1334.058 | -45.995 | 1288.063 | [15 empty] | 0 |  | 0
1-2014 | 2014-01-07 16:00 | 2014 | 1 | 7 | 16 | [7 empty] | 0 | 0 | [7 empty] | 590.221 | 1321.889 | -48.16 | 1273.729 | [15 empty] | 0 |  | 0
1-2014 | 2014-01-07 17:00 | 2014 | 1 | 7 | 17 | [7 empty] | 22.138 | 5988.329 | [7 empty] | 516.245 | 1344.931 | -54.788 | 1290.143 | [15 empty] | 0 |  | 0
1-2014 | 2014-01-07 18:00 | 2014 | 1 | 7 | 18 | [7 empty] | 0 | 0 | [7 empty] | 460.683 | 1389.176 | -58.809 | 1330.367 | [15 empty] | 0 |  | 0
1-2014 | 2014-01-07 19:00 | 2014 | 1 | 7 | 19 | [7 empty] | 0 | 0 | [7 empty] | 459.81 | 1429.465 | -56.124 | 1373.341 | [15 empty] | 0 |  | 0
1-2014 | 2014-01-07 20:00 | 2014 | 1 | 7 | 20 | [7 empty] | 29.237 | 10602.5057 | [7 empty] | 456.5 | 1442.542 | -52.205 | 1390.337 | [15 empty] | 0 |  | 0
1-2014 | 2014-01-07 21:00 | 2014 | 1 | 7 | 21 | [7 empty] | 62.561 | 18484.2731 | [7 empty] | 472.2 | 1443.717 | -52.406 | 1391.311 | [15 empty] | 0 |  | 0
1-2014 | 2014-01-07 22:00 | 2014 | 1 | 7 | 22 | [7 empty] | 101.286 | 21455.4134 | [7 empty] | 509.1 | 1428.717 | -49.231 | 1379.486 | [15 empty] | 0 |  | 0
1-2014 | 2014-01-07 23:00 | 2014 | 1 | 7 | 23 | [7 empty] | 101.456 | 19038.2184 | [7 empty] | 537.4 | 1396.506 | -47.25 | 1349.256 | [15 empty] | 0 |  | 0
1-2014 | 2014-01-08 | 2014 | 1 | 8 | 0 | [7 empty] | 0 | 0 | [7 empty] | 457.338 | 1383.877 | -49.865 | 1334.012 | [15 empty] | 0 |  | 0
1-2014 | 2014-01-08 01:00 | 2014 | 1 | 8 | 1 | [7 empty] | 0 | 0 | [7 empty] | 540.284 | 1382.694 | -55.178 | 1327.516 | [15 empty] | 0 |  | 0
1-2014 | 2014-01-08 02:00 | 2014 | 1 | 8 | 2 | [7 empty] | 0 | 0 | [7 empty] | 589.331 | 1377.099 | -54.631 | 1322.468 | [15 empty] | 0 |  | 0
1-2014 | 2014-01-08 03:00 | 2014 | 1 | 8 | 3 | [7 empty] | 0 | 0 | [7 empty] | 600.002 | 1383.921 | -55.674 | 1328.247 | [15 empty] | 0 |  | 0
1-2014 | 2014-01-08 04:00 | 2014 | 1 | 8 | 4 | [7 empty] | 0 | 0 | [7 empty] | 583.135 | 1388.562 | -55.147 | 1333.415 | [15 empty] | 0 |  | 0
1-2014 | 2014-01-08 05:00 | 2014 | 1 | 8 | 5 | [7 empty] | 0 | 0 | [7 empty] | 589.1 | 1407.423 | -56.623 | 1350.8 | [15 empty] | 0 |  | 0
1-2014 | 2014-01-08 06:00 | 2014 | 1 | 8 | 6 | [7 empty] | 0 | 0 | [7 empty] | 600.703 | 1436.162 | -57.615 | 1378.547 | [15 empty] | 0 |  | 0
1-2014 | 2014-01-08 07:00 | 2014 | 1 | 8 | 7 | [7 empty] | 0 | 0 | [7 empty] | 606.47 | 1471.386 | -57.806 | 1413.58 | [15 empty] | 0 |  | 0
1-2014 | 2014-01-08 08:00 | 2014 | 1 | 8 | 8 | [7 empty] | 0 | 0 | [7 empty] | 698.821 | 1495.148 | -57.119 | 1438.029 | [15 empty] | 0 |  | 0
1-2014 | 2014-01-08 09:00 | 2014 | 1 | 8 | 9 | [7 empty] | 0 | 0 | [7 empty] | 770.048 | 1460.027 | -50.275 | 1409.752 | [15 empty] | 0 |  | 0
1-2014 | 2014-01-08 10:00 | 2014 | 1 | 8 | 10 | [7 empty] | 0 | 0 | [7 empty] | 769.567 | 1433.011 | -49.928 | 1383.083 | [15 empty] | 0 |  | 0
1-2014 | 2014-01-08 11:00 | 2014 | 1 | 8 | 11 | [7 empty] | 0 | 0 | [7 empty] | 806.376 | 1342.62 | -49.996 | 1292.624 | [15 empty] | 0 |  | 0
1-2014 | 2014-01-08 12:00 | 2014 | 1 | 8 | 12 | [7 empty] | 0 | 0 | [7 empty] | 898.996 | 1244.269 | -48.165 | 1196.104 | [15 empty] | 0 |  | 0
1-2014 | 2014-01-08 13:00 | 2014 | 1 | 8 | 13 | [7 empty] | 0 | 0 | [7 empty] | 946.12 | 1155.795 | -43.515 | 1112.28 | [15 empty] | 0 |  | 0
1-2014 | 2014-01-08 14:00 | 2014 | 1 | 8 | 14 | [7 empty] | 0 | 0 | [7 empty] | 984.594 | 1119.257 | -39.551 | 1079.706 | [15 empty] | 0 |  | 0
1-2014 | 2014-01-08 15:00 | 2014 | 1 | 8 | 15 | [7 empty] | 0 | 0 | [7 empty] | 1054.174 | 1087.969 | -39.493 | 1048.476 | [15 empty] | 0 |  | 0
1-2014 | 2014-01-08 16:00 | 2014 | 1 | 8 | 16 | [7 empty] | 0 | 0 | [7 empty] | 1109.837 | 1062.049 | -38.186 | 1023.863 | [15 empty] | 0 |  | 0
1-2014 | 2014-01-08 17:00 | 2014 | 1 | 8 | 17 | [7 empty] | 0 | 0 | [7 empty] | 1142.856 | 1067.294 | -39.6 | 1027.694 | [15 empty] | 0 |  | 0
1-2014 | 2014-01-08 18:00 | 2014 | 1 | 8 | 18 | [7 empty] | 0 | 0 | [7 empty] | 1130.657 | 1110.037 | -42.145 | 1067.892 | [15 empty] | 0 |  | 0
1-2014 | 2014-01-08 19:00 | 2014 | 1 | 8 | 19 | [7 empty] | 0 | 0 | [7 empty] | 1062.504 | 1158.495 | -39.649 | 1118.846 | [15 empty] | 0 |  | 0
1-2014 | 2014-01-08 20:00 | 2014 | 1 | 8 | 20 | [7 empty] | 0 | 0 | [7 empty] | 1048.468 | 1151.162 | -38.63 | 1112.532 | [15 empty] | 0 |  | 0
1-2014 | 2014-01-08 21:00 | 2014 | 1 | 8 | 21 | [7 empty] | 0 | 0 | [7 empty] | 1082.947 | 1148.235 | -40.132 | 1108.103 | [15 empty] | 0 |  | 0
1-2014 | 2014-01-08 22:00 | 2014 | 1 | 8 | 22 | [7 empty] | 0 | 0 | [7 empty] | 1097.652 | 1148.715 | -40.817 | 1107.898 | [15 empty] | 0 |  | 0
1-2014 | 2014-01-08 23:00 | 2014 | 1 | 8 | 23 | [7 empty] | 0 | 0 | [7 empty] | 1108.359 | 1129.805 | -40.914 | 1088.891 | [15 empty] | 0 |  | 0
1-2014 | 2014-01-09 | 2014 | 1 | 9 | 0 | [7 empty] | 0 | 0 | [7 empty] | 1100.398 | 1096.6 | -38.298 | 1058.302 | [15 empty] | 0 |  | 0
1-2014 | 2014-01-09 01:00 | 2014 | 1 | 9 | 1 | [7 empty] | 0 | 0 | [7 empty] | 1106.851 | 1071.951 | -41.102 | 1030.849 | [15 empty] | 0 |  | 0
1-2014 | 2014-01-09 02:00 | 2014 | 1 | 9 | 2 | [7 empty] | 0 | 0 | [7 empty] | 1063.237 | 1053.29 | -38.776 | 1014.514 | [15 empty] | 0 |  | 0
1-2014 | 2014-01-09 03:00 | 2014 | 1 | 9 | 3 | [7 empty] | 0 | 0 | [7 empty] | 951.437 | 1038.68 | -36.418 | 1002.262 | [15 empty] | 0 |  | 0
1-2014 | 2014-01-09 04:00 | 2014 | 1 | 9 | 4 | [7 empty] | 0 | 0 | [7 empty] | 910.769 | 1034.283 | -36.753 | 997.53 | [15 empty] | 0 |  | 0
1-2014 | 2014-01-09 05:00 | 2014 | 1 | 9 | 5 | [7 empty] | 0 | 0 | [7 empty] | 968.11 | 1045.072 | -37.432 | 1007.64 | [15 empty] | 0 |  | 0
1-2014 | 2014-01-09 06:00 | 2014 | 1 | 9 | 6 | [7 empty] | 0 | 0 | [7 empty] | 1032.269 | 1073.244 | -38.063 | 1035.181 | [15 empty] | 0 |  | 0
1-2014 | 2014-01-09 07:00 | 2014 | 1 | 9 | 7 | [7 empty] | 0 | 0 | [7 empty] | 1050.019 | 1123.248 | -44.366 | 1078.882 | [15 empty] | 0 |  | 0
1-2014 | 2014-01-09 08:00 | 2014 | 1 | 9 | 8 | [7 empty] | 0 | 0 | [7 empty] | 1041.15 | 1162.641 | -44.291 | 1118.35 | [15 empty] | 0 |  | 0
1-2014 | 2014-01-09 09:00 | 2014 | 1 | 9 | 9 | [7 empty] | 0 | 0 | [7 empty] | 1058.429 | 1159.782 | -42.211 | 1117.571 | [15 empty] | 0 |  | 0
1-2014 | 2014-01-09 10:00 | 2014 | 1 | 9 | 10 | [7 empty] | 0 | 0 | [7 empty] | 1121.117 | 1144.694 | -41.21 | 1103.484 | [15 empty] | 0 |  | 0
1-2014 | 2014-01-09 11:00 | 2014 | 1 | 9 | 11 | [7 empty] | 0 | 0 | [7 empty] | 1175.312 | 1096.568 | -38.98 | 1057.588 | [15 empty] | 0 |  | 0
1-2014 | 2014-01-09 12:00 | 2014 | 1 | 9 | 12 | [7 empty] | 0 | 0 | [7 empty] | 1213.275 | 1042.2 | -36.225 | 1005.975 | [15 empty] | 0 |  | 0
1-2014 | 2014-01-09 13:00 | 2014 | 1 | 9 | 13 | [7 empty] | 0 | 0 | [7 empty] | 1271.773 | 979.941 | -34.265 | 945.676 | [15 empty] | 0 |  | 0
1-2014 | 2014-01-09 14:00 | 2014 | 1 | 9 | 14 | [7 empty] | 0 | 0 | [7 empty] | 1248.848 | 958.923 | -34.221 | 924.702 | [15 empty] | 0 |  | 0
1-2014 | 2014-01-09 15:00 | 2014 | 1 | 9 | 15 | [7 empty] | 0 | 0 | [7 empty] | 1252.963 | 948.032 | -34.095 | 913.937 | [15 empty] | 0 |  | 0
1-2014 | 2014-01-09 16:00 | 2014 | 1 | 9 | 16 | [7 empty] | 0 | 0 | [7 empty] | 1228.711 | 944.187 | -33.298 | 910.889 | [15 empty] | 0 |  | 0
1-2014 | 2014-01-09 17:00 | 2014 | 1 | 9 | 17 | [7 empty] | 0 | 0 | [7 empty] | 1238.6 | 949.802 | -34.152 | 915.65 | [15 empty] | 0 |  | 0
1-2014 | 2014-01-09 18:00 | 2014 | 1 | 9 | 18 | [7 empty] | 0 | 0 | [7 empty] | 1200.935 | 998.212 | -38.947 | 959.265 | [15 empty] | 0 |  | 0
1-2014 | 2014-01-09 19:00 | 2014 | 1 | 9 | 19 | [7 empty] | 0 | 0 | [7 empty] | 1240.536 | 1012.091 | -35.776 | 976.315 | [15 empty] | 0 |  | 0
1-2014 | 2014-01-09 20:00 | 2014 | 1 | 9 | 20 | [7 empty] | 0 | 0 | [7 empty] | 1228.215 | 1018.18 | -36.094 | 982.086 | [15 empty] | 0 |  | 0
1-2014 | 2014-01-09 21:00 | 2014 | 1 | 9 | 21 | [7 empty] | 0 | 0 | [7 empty] | 1238.973 | 1023.772 | -37.245 | 986.527 | [15 empty] | 0 |  | 0
1-2014 | 2014-01-09 22:00 | 2014 | 1 | 9 | 22 | [7 empty] | 0 | 0 | [7 empty] | 1176.522 | 1018.332 | -36.554 | 981.778 | [15 empty] | 0 |  | 0
1-2014 | 2014-01-09 23:00 | 2014 | 1 | 9 | 23 | [7 empty] | 0 | 0 | [7 empty] | 1081.551 | 988.145 | -32.846 | 955.299 | [15 empty] | 0 |  | 0
1-2014 | 2014-01-10 | 2014 | 1 | 10 | 0 | [7 empty] | 0 | 0 | [7 empty] | 977.323 | 953.978 | -33.151 | 920.827 | [15 empty] | 0 |  | 0
1-2014 | 2014-01-10 01:00 | 2014 | 1 | 10 | 1 | [7 empty] | 0 | 0 | [7 empty] | 870.195 | 915.004 | -31.449 | 883.555 | [15 empty] | 0 |  | 0
1-2014 | 2014-01-10 02:00 | 2014 | 1 | 10 | 2 | [7 empty] | 0 | 0 | [7 empty] | 940.23 | 896.356 | -32.586 | 863.77 | [15 empty] | 0 |  | 0
1-2014 | 2014-01-10 03:00 | 2014 | 1 | 10 | 3 | [7 empty] | 0 | 0 | [7 empty] | 902.166 | 899.484 | -32.55 | 866.934 | [15 empty] | 0 |  | 0
1-2014 | 2014-01-10 04:00 | 2014 | 1 | 10 | 4 | [7 empty] | 0 | 0 | [7 empty] | 844.973 | 897.184 | -30.856 | 866.328 | [15 empty] | 0 |  | 0
1-2014 | 2014-01-10 05:00 | 2014 | 1 | 10 | 5 | [7 empty] | 0 | 0 | [7 empty] | 843.702 | 906.57 | -30.122 | 876.448 | [15 empty] | 0 |  | 0
1-2014 | 2014-01-10 06:00 | 2014 | 1 | 10 | 6 | [7 empty] | 0 | 0 | [7 empty] | 827.781 | 934.375 | -30.256 | 904.119 | [15 empty] | 0 |  | 0
1-2014 | 2014-01-10 07:00 | 2014 | 1 | 10 | 7 | [7 empty] | 107.73 | 4058.1891 | [7 empty] | 1014.025 | 980.56 | -33.105 | 947.455 | [15 empty] | 0 |  | 0
1-2014 | 2014-01-10 08:00 | 2014 | 1 | 10 | 8 | [7 empty] | 23.761 | 1002.239 | [7 empty] | 1089.8 | 1015.118 | -34.707 | 980.411 | [15 empty] | 0 |  | 0
1-2014 | 2014-01-10 09:00 | 2014 | 1 | 10 | 9 | [7 empty] | 0 | 0 | [7 empty] | 1171.943 | 1007.577 | -34.42 | 973.157 | [15 empty] | 0 |  | 0
1-2014 | 2014-01-10 10:00 | 2014 | 1 | 10 | 10 | [7 empty] | 0 | 0 | [7 empty] | 1220.084 | 1003.361 | -35.995 | 967.366 | [15 empty] | 0 |  | 0
1-2014 | 2014-01-10 11:00 | 2014 | 1 | 10 | 11 | [7 empty] | 0 | 0 | [7 empty] | 1225.491 | 985.74 | -36.082 | 949.658 | [15 empty] | 0 |  | 0
1-2014 | 2014-01-10 12:00 | 2014 | 1 | 10 | 12 | [7 empty] | 0 | 0 | [7 empty] | 1215.337 | 945.856 | -36.043 | 909.813 | [15 empty] | 0 |  | 0
1-2014 | 2014-01-10 13:00 | 2014 | 1 | 10 | 13 | [7 empty] | 0 | 0 | [7 empty] | 1291.302 | 909.616 | -35.369 | 874.247 | [15 empty] | 0 |  | 0
1-2014 | 2014-01-10 14:00 | 2014 | 1 | 10 | 14 | [7 empty] | 0 | 0 | [7 empty] | 1290.062 | 869.196 | -33.608 | 835.588 | [15 empty] | 0 |  | 0
1-2014 | 2014-01-10 15:00 | 2014 | 1 | 10 | 15 | [7 empty] | 0 | 0 | [7 empty] | 1168.982 | 842.636 | -31.068 | 811.568 | [15 empty] | 0 |  | 0
1-2014 | 2014-01-10 16:00 | 2014 | 1 | 10 | 16 | [7 empty] | 0 | 0 | [7 empty] | 1109.39 | 834.02 | -29.86 | 804.16 | [15 empty] | 0 |  | 0
1-2014 | 2014-01-10 17:00 | 2014 | 1 | 10 | 17 | [7 empty] | 0 | 0 | [7 empty] | 1161.549 | 829.433 | -30.632 | 798.801 | [15 empty] | 0 |  | 0
1-2014 | 2014-01-10 18:00 | 2014 | 1 | 10 | 18 | [7 empty] | 0.99 | 83.46 | [7 empty] | 1226.35 | 862.608 | -32.569 | 830.039 | [15 empty] | 0 |  | 0
1-2014 | 2014-01-10 19:00 | 2014 | 1 | 10 | 19 | [7 empty] | 109.862 | 4012.1602 | [7 empty] | 1271.655 | 888.476 | -28.469 | 860.007 | [15 empty] | 0 |  | 0
1-2014 | 2014-01-10 20:00 | 2014 | 1 | 10 | 20 | [7 empty] | 150.173 | 5605.9581 | [7 empty] | 1202.59 | 893.791 | -28.358 | 865.433 | [15 empty] | 0 |  | 0
1-2014 | 2014-01-10 21:00 | 2014 | 1 | 10 | 21 | [7 empty] | 90.584 | 3140.5473 | [7 empty] | 1045.725 | 893.538 | -27.679 | 865.859 | [15 empty] | 0 |  | 0
1-2014 | 2014-01-10 22:00 | 2014 | 1 | 10 | 22 | [7 empty] | 33.117 | 1064.0492 | [7 empty] | 849.775 | 891.624 | -27.782 | 863.842 | [15 empty] | 0 |  | 0
1-2014 | 2014-01-10 23:00 | 2014 | 1 | 10 | 23 | [7 empty] | 39.621 | 1180.3096 | [7 empty] | 753.35 | 872.56 | -25.339 | 847.221 | [15 empty] | 39.621 |  | 1180.3096
1-2014 | 2014-01-11 | 2014 | 1 | 11 | 0 | [7 empty] | 0 | 0 | [7 empty] | 750.375 | 835.472 | -24.547 | 810.925 | [15 empty] | 0 |  | 0
1-2014 | 2014-01-11 01:00 | 2014 | 1 | 11 | 1 | [7 empty] | 0 | 0 | [7 empty] | 739.773 | 797.433 | -23.006 | 774.427 | [15 empty] | 0 |  | 0
1-2014 | 2014-01-11 02:00 | 2014 | 1 | 11 | 2 | [7 empty] | 0 | 0 | [7 empty] | 705.206 | 757.548 | -25.103 | 732.445 | [15 empty] | 0 |  | 0
1-2014 | 2014-01-11 03:00 | 2014 | 1 | 11 | 3 | [7 empty] | 0 | 0 | [7 empty] | 719.833 | 726.91 | -23.393 | 703.517 | [15 empty] | 0 |  | 0
1-2014 | 2014-01-11 04:00 | 2014 | 1 | 11 | 4 | [7 empty] | 0 | 0 | [7 empty] | 631.801 | 743.278 | -24.679 | 718.599 | [15 empty] | 0 |  | 0
1-2014 | 2014-01-11 05:00 | 2014 | 1 | 11 | 5 | [7 empty] | 0 | 0 | [7 empty] | 447.488 | 732.845 | -24.883 | 707.962 | [15 empty] | 0 |  | 0
1-2014 | 2014-01-11 06:00 | 2014 | 1 | 11 | 6 | [7 empty] | 0 | 0 | [7 empty] | 556.499 | 742.735 | -27.034 | 715.701 | [15 empty] | 0 |  | 0
1-2014 | 2014-01-11 07:00 | 2014 | 1 | 11 | 7 | [7 empty] | 0 | 0 | [7 empty] | 483.81 | 774.582 | -25.942 | 748.64 | [15 empty] | 0 |  | 0
1-2014 | 2014-01-11 08:00 | 2014 | 1 | 11 | 8 | [7 empty] | 0 | 0 | [7 empty] | 524.669 | 795.909 | -25.378 | 770.531 | [15 empty] | 0 |  | 0
1-2014 | 2014-01-11 09:00 | 2014 | 1 | 11 | 9 | [7 empty] | 0 | 0 | [7 empty] | 528.516 | 808.009 | -28.726 | 779.283 | [15 empty] | 0 |  | 0
1-2014 | 2014-01-11 10:00 | 2014 | 1 | 11 | 10 | [7 empty] | 179.046 | 6780.472 | [7 empty] | 692.1 | 819.965 | -29.669 | 790.296 | [15 empty] | 0 |  | 0
1-2014 | 2014-01-11 11:00 | 2014 | 1 | 11 | 11 | [7 empty] | 223.934 | 11709.5089 | [7 empty] | 761.425 | 827.624 | -31.515 | 796.109 | [15 empty] | 0 |  | 0
1-2014 | 2014-01-11 12:00 | 2014 | 1 | 11 | 12 | [7 empty] | 158.069 | 7778.5755 | [7 empty] | 733.675 | 806.806 | -30.512 | 776.294 | [15 empty] | 0 |  | 0
1-2014 | 2014-01-11 13:00 | 2014 | 1 | 11 | 13 | [7 empty] | 5.14 | 181.4934 | [7 empty] | 576.625 | 787.81 | -28.645 | 759.165 | [15 empty] | 0 |  | 0
1-2014 | 2014-01-11 14:00 | 2014 | 1 | 11 | 14 | [7 empty] | 0 | 0 | [7 empty] | 562.128 | 769.215 | -27.093 | 742.122 | [15 empty] | 0 |  | 0
1-2014 | 2014-01-11 15:00 | 2014 | 1 | 11 | 15 | [7 empty] | 0 | 0 | [7 empty] | 631.012 | 746.697 | -25.459 | 721.238 | [15 empty] | 0 |  | 0
1-2014 | 2014-01-11 16:00 | 2014 | 1 | 11 | 16 | [7 empty] | 0 | 0 | [7 empty] | 620.263 | 744.484 | -25.047 | 719.437 | [15 empty] | 0 |  | 0
1-2014 | 2014-01-11 17:00 | 2014 | 1 | 11 | 17 | [7 empty] | 0 | 0 | [7 empty] | 616.094 | 756.735 | -26.629 | 730.106 | [15 empty] | 0 |  | 0
1-2014 | 2014-01-11 18:00 | 2014 | 1 | 11 | 18 | [7 empty] | 177.486 | 6623.7775 | [7 empty] | 861.76 | 801.256 | -29.43 | 771.826 | [15 empty] | 0 |  | 0
1-2014 | 2014-01-11 19:00 | 2014 | 1 | 11 | 19 | [7 empty] | 665.861 | 23511.5519 | [7 empty] | 1007.5 | 838.3 | -28.189 | 810.111 | [15 empty] | 0 |  | 0
1-2014 | 2014-01-11 20:00 | 2014 | 1 | 11 | 20 | [7 empty] | 646.096 | 20862.4398 | [7 empty] | 923.19 | 847.796 | -28.84 | 818.956 | [15 empty] | 0 |  | 0
1-2014 | 2014-01-11 21:00 | 2014 | 1 | 11 | 21 | [7 empty] | 537.455 | 16945.9562 | [7 empty] | 767.125 | 852.912 | -29.232 | 823.68 | [15 empty] | 0 |  | 0
1-2014 | 2014-01-11 22:00 | 2014 | 1 | 11 | 22 | [7 empty] | 395.097 | 11635.6066 | [7 empty] | 517.775 | 847.843 | -27.922 | 819.921 | [15 empty] | 395.097 |  | 11635.6066
1-2014 | 2014-01-11 23:00 | 2014 | 1 | 11 | 23 | [7 empty] | 368.762 | 10483.9037 | [7 empty] | 448.115 | 833.872 | -25.926 | 807.946 | [15 empty] | 368.762 |  | 10483.9037
1-2014 | 2014-01-12 | 2014 | 1 | 12 | 0 | [7 empty] | 202.714 | 5844.2446 | [7 empty] | 361.605 | 816.461 | -25.152 | 791.309 | [15 empty] | 202.714 |  | 5844.2446
1-2014 | 2014-01-12 01:00 | 2014 | 1 | 12 | 1 | [7 empty] | 277.819 | 7653.9135 | [7 empty] | 437.005 | 797.469 | -22.805 | 774.664 | [15 empty] | 277.819 |  | 7653.9135
1-2014 | 2014-01-12 02:00 | 2014 | 1 | 12 | 2 | [7 empty] | 246.391 | 6369.2073 | [7 empty] | 399.91 | 792.092 | -22.761 | 769.331 | [15 empty] | 246.391 |  | 6369.2073
1-2014 | 2014-01-12 03:00 | 2014 | 1 | 12 | 3 | [7 empty] | 317.337 | 7888.9978 | [7 empty] | 364.8 | 791.218 | -20.531 | 770.687 | [15 empty] | 317.337 |  | 7888.9978
1-2014 | 2014-01-12 04:00 | 2014 | 1 | 12 | 4 | [7 empty] | 339.044 | 8981.2756 | [7 empty] | 329.5 | 792.694 | -19.549 | 773.145 | [15 empty] | 339.044 |  | 8981.2756
1-2014 | 2014-01-12 05:00 | 2014 | 1 | 12 | 5 | [7 empty] | 288.116 | 7666.7668 | [7 empty] | 288.235 | 797.513 | -20.582 | 776.931 | [15 empty] | 288.116 |  | 7666.7668
1-2014 | 2014-01-12 06:00 | 2014 | 1 | 12 | 6 | [7 empty] | 295.292 | 8167.7767 | [7 empty] | 346.925 | 811.499 | -21.033 | 790.466 | [15 empty] | 295.292 |  | 8167.7767
1-2014 | 2014-01-12 07:00 | 2014 | 1 | 12 | 7 | [7 empty] | 279.781 | 7828.2724 | [7 empty] | 357.025 | 824.534 | -22.229 | 802.305 | [15 empty] | 279.781 |  | 7828.2724
1-2014 | 2014-01-12 08:00 | 2014 | 1 | 12 | 8 | [7 empty] | 282.747 | 8117.6664 | [7 empty] | 373.305 | 841.151 | -22.809 | 818.342 | [15 empty] | 282.747 |  | 8117.6664
1-2014 | 2014-01-12 09:00 | 2014 | 1 | 12 | 9 | [7 empty] | 258.556 | 7981.6237 | [7 empty] | 395.49 | 864.269 | -24.953 | 839.316 | [15 empty] | 0 |  | 0
1-2014 | 2014-01-12 10:00 | 2014 | 1 | 12 | 10 | [7 empty] | 275.137 | 8842.9032 | [7 empty] | 465.44 | 877.812 | -27.515 | 850.297 | [15 empty] | 0 |  | 0
1-2014 | 2014-01-12 11:00 | 2014 | 1 | 12 | 11 | [7 empty] | 249.946 | 8103.2493 | [7 empty] | 489.24 | 847.9 | -27.844 | 820.056 | [15 empty] | 0 |  | 0
1-2014 | 2014-01-12 12:00 | 2014 | 1 | 12 | 12 | [7 empty] | 256.926 | 8586.4669 | [7 empty] | 480.975 | 816.116 | -26.815 | 789.301 | [15 empty] | 0 |  | 0
1-2014 | 2014-01-12 13:00 | 2014 | 1 | 12 | 13 | [7 empty] | 214.826 | 6515.6726 | [7 empty] | 484.505 | 780.305 | -25.685 | 754.62 | [15 empty] | 0 |  | 0
1-2014 | 2014-01-12 14:00 | 2014 | 1 | 12 | 14 | [7 empty] | 207.883 | 6238.5688 | [7 empty] | 439.05 | 761.629 | -24.696 | 736.933 | [15 empty] | 207.883 |  | 6238.5688
1-2014 | 2014-01-12 15:00 | 2014 | 1 | 12 | 15 | [7 empty] | 242.254 | 7076.2393 | [7 empty] | 453.155 | 739.729 | -24.779 | 714.95 | [15 empty] | 242.254 |  | 7076.2393
1-2014 | 2014-01-12 16:00 | 2014 | 1 | 12 | 16 | [7 empty] | 236.192 | 6710.2147 | [7 empty] | 435.19 | 740.847 | -24.295 | 716.552 | [15 empty] | 236.192 |  | 6710.2147
1-2014 | 2014-01-12 17:00 | 2014 | 1 | 12 | 17 | [7 empty] | 307.607 | 9099.0151 | [7 empty] | 486.75 | 752.734 | -25.227 | 727.507 | [15 empty] | 307.607 |  | 9099.0151
1-2014 | 2014-01-12 18:00 | 2014 | 1 | 12 | 18 | [7 empty] | 637.977 | 40728.4517 | [7 empty] | 828.5 | 807.716 | -29.139 | 778.577 | [15 empty] | 0 |  | 0
1-2014 | 2014-01-12 19:00 | 2014 | 1 | 12 | 19 | [7 empty] | 711.437 | 39641.2696 | [7 empty] | 962.5 | 872.163 | -29.276 | 842.887 | [15 empty] | 0 |  | 0
1-2014 | 2014-01-12 20:00 | 2014 | 1 | 12 | 20 | [7 empty] | 736.157 | 28084.3895 | [7 empty] | 979.2 | 900.602 | -31.695 | 868.907 | [15 empty] | 0 |  | 0
1-2014 | 2014-01-12 21:00 | 2014 | 1 | 12 | 21 | [7 empty] | 595.344 | 23712.5515 | [7 empty] | 921.7 | 928.701 | -33.257 | 895.444 | [15 empty] | 0 |  | 0
1-2014 | 2014-01-12 22:00 | 2014 | 1 | 12 | 22 | [7 empty] | 424.88 | 16404.6168 | [7 empty] | 783.5 | 931.212 | -33.582 | 897.63 | [15 empty] | 0 |  | 0
1-2014 | 2014-01-12 23:00 | 2014 | 1 | 12 | 23 | [7 empty] | 275.855 | 9254.9353 | [7 empty] | 546.225 | 923.127 | -33.647 | 889.48 | [15 empty] | 0 |  | 0
1-2014 | 2014-01-13 | 2014 | 1 | 13 | 0 | [7 empty] | 276.524 | 8928.96 | [7 empty] | 481.915 | 909.098 | -35.14 | 873.958 | [15 empty] | 0 |  | 0
1-2014 | 2014-01-13 01:00 | 2014 | 1 | 13 | 1 | [7 empty] | 10.962 | 336.8623 | [7 empty] | 77.085 | 898.614 | -32.687 | 865.927 | [15 empty] | 10.962 |  | 336.8623
1-2014 | 2014-01-13 02:00 | 2014 | 1 | 13 | 2 | [7 empty] | 37.149 | 1119.2994 | [7 empty] | 53 | 905.85 | -31.351 | 874.499 | [15 empty] | 37.149 |  | 1119.2994
1-2014 | 2014-01-13 03:00 | 2014 | 1 | 13 | 3 | [7 empty] | 9.976 | 309.655 | [7 empty] | 45.59 | 905.369 | -30.983 | 874.386 | [15 empty] | 9.976 |  | 309.655
1-2014 | 2014-01-13 04:00 | 2014 | 1 | 13 | 4 | [7 empty] | 5.191 | 162.3226 | [7 empty] | 22.39 | 919.89 | -31.489 | 888.401 | [15 empty] | 5.191 |  | 162.3226
1-2014 | 2014-01-13 05:00 | 2014 | 1 | 13 | 5 | [7 empty] | 11.999 | 351.7407 | [7 empty] | 0 | 937.071 | -31.922 | 905.149 | [15 empty] | 11.999 |  | 351.7407
1-2014 | 2014-01-13 06:00 | 2014 | 1 | 13 | 6 | [7 empty] | 0 | 0 | [7 empty] | 48.416 | 977.626 | -34.142 | 943.484 | [15 empty] | 0 |  | 0
1-2014 | 2014-01-13 07:00 | 2014 | 1 | 13 | 7 | [7 empty] | 159.223 | 9121.8857 | [7 empty] | 244.33 | 1053.389 | -39.346 | 1014.043 | [15 empty] | 0 |  | 0
1-2014 | 2014-01-13 08:00 | 2014 | 1 | 13 | 8 | [7 empty] | 266.621 | 14456.1906 | [7 empty] | 414.4 | 1079.013 | -38.642 | 1040.371 | [15 empty] | 0 |  | 0
1-2014 | 2014-01-13 09:00 | 2014 | 1 | 13 | 9 | [7 empty] | 173.5 | 7382.425 | [7 empty] | 418.1 | 1060.265 | -39.765 | 1020.5 | [15 empty] | 0 |  | 0
1-2014 | 2014-01-13 10:00 | 2014 | 1 | 13 | 10 | [7 empty] | 141.515 | 5766.7362 | [7 empty] | 416.8 | 1037.637 | -36.672 | 1000.965 | [15 empty] | 0 |  | 0
1-2014 | 2014-01-13 11:00 | 2014 | 1 | 13 | 11 | [7 empty] | 154.102 | 5390.488 | [7 empty] | 449.8 | 991.001 | -34.649 | 956.352 | [15 empty] | 0 |  | 0
1-2014 | 2014-01-13 12:00 | 2014 | 1 | 13 | 12 | [7 empty] | 191.563 | 6469.0825 | [7 empty] | 462 | 949.882 | -31.47 | 918.412 | [15 empty] | 0 |  | 0
1-2014 | 2014-01-13 13:00 | 2014 | 1 | 13 | 13 | [7 empty] | 118.82 | 3684.6082 | [7 empty] | 335.59 | 918.88 | -29.801 | 889.079 | [15 empty] | 0 |  | 0
1-2014 | 2014-01-13 14:00 | 2014 | 1 | 13 | 14 | [7 empty] | 42.901 | 1307.6225 | [7 empty] | 242.175 | 910.454 | -29.578 | 880.876 | [15 empty] | 0 |  | 0
1-2014 | 2014-01-13 15:00 | 2014 | 1 | 13 | 15 | [7 empty] | 39.359 | 1162.2713 | [7 empty] | 201.195 | 908.321 | -29.507 | 878.814 | [15 empty] | 39.359 |  | 1162.2713
1-2014 | 2014-01-13 16:00 | 2014 | 1 | 13 | 16 | [7 empty] | 49.533 | 1435.4663 | [7 empty] | 202.015 | 903.808 | -29.29 | 874.518 | [15 empty] | 49.533 |  | 1435.4663
1-2014 | 2014-01-13 17:00 | 2014 | 1 | 13 | 17 | [7 empty] | 251.828 | 7491.883 | [7 empty] | 390.775 | 923.587 | -29.783 | 893.804 | [15 empty] | 251.828 |  | 7491.883
1-2014 | 2014-01-13 18:00 | 2014 | 1 | 13 | 18 | [7 empty] | 430.319 | 20306.7536 | [7 empty] | 577.9 | 945.2 | -30.43 | 914.77 | [15 empty] | 0 |  | 0
1-2014 | 2014-01-13 19:00 | 2014 | 1 | 13 | 19 | [7 empty] | 336.564 | 11342.2068 | [7 empty] | 551.4 | 950.443 | -27.179 | 923.264 | [15 empty] | 0 |  | 0
1-2014 | 2014-01-13 20:00 | 2014 | 1 | 13 | 20 | [7 empty] | 324.84 | 10885.3884 | [7 empty] | 540.1 | 937.492 | -27.903 | 909.589 | [15 empty] | 0 |  | 0
1-2014 | 2014-01-13 21:00 | 2014 | 1 | 13 | 21 | [7 empty] | 273.627 | 8501.5909 | [7 empty] | 511.5 | 922.816 | -29.089 | 893.727 | [15 empty] | 35.127 |  | 1091.3959
1-2014 | 2014-01-13 22:00 | 2014 | 1 | 13 | 22 | [7 empty] | 168.549 | 5019.3892 | [7 empty] | 406.1 | 902.486 | -27.287 | 875.199 | [15 empty] | 168.549 |  | 5019.3892
1-2014 | 2014-01-13 23:00 | 2014 | 1 | 13 | 23 | [7 empty] | 0 | 0 | [7 empty] | 312.943 | 868.787 | -23.83 | 844.957 | [15 empty] | 0 |  | 0
1-2014 | 2014-01-14 | 2014 | 1 | 14 | 0 | [7 empty] | 0 | 0 | [7 empty] | 316.826 | 824.511 | -21.037 | 803.474 | [15 empty] | 0 |  | 0
1-2014 | 2014-01-14 01:00 | 2014 | 1 | 14 | 1 | [7 empty] | 54.4 | 1536.256 | [7 empty] | 279.658 | 794.071 | -18.079 | 775.992 | [15 empty] | 54.4 |  | 1536.256
1-2014 | 2014-01-14 02:00 | 2014 | 1 | 14 | 2 | [7 empty] | 42.8 | 1189.412 | [7 empty] | 178.362 | 765.926 | -15.989 | 749.937 | [15 empty] | 42.8 |  | 1189.412
1-2014 | 2014-01-14 03:00 | 2014 | 1 | 14 | 3 | [7 empty] | 50.3 | 1366.651 | [7 empty] | 167.957 | 748.548 | -15.755 | 732.793 | [15 empty] | 50.3 |  | 1366.651
1-2014 | 2014-01-14 04:00 | 2014 | 1 | 14 | 4 | [7 empty] | 42.9 | 1179.75 | [7 empty] | 194.039 | 753.748 | -16.037 | 737.711 | [15 empty] | 42.9 |  | 1179.75
1-2014 | 2014-01-14 05:00 | 2014 | 1 | 14 | 5 | [7 empty] | 47.7 | 1325.583 | [7 empty] | 200.687 | 772.488 | -16.924 | 755.564 | [15 empty] | 47.7 |  | 1325.583
1-2014 | 2014-01-14 06:00 | 2014 | 1 | 14 | 6 | [7 empty] | 44.1 | 1289.043 | [7 empty] | 305.675 | 806.781 | -19.706 | 787.075 | [15 empty] | 44.1 |  | 1289.043
1-2014 | 2014-01-14 07:00 | 2014 | 1 | 14 | 7 | [7 empty] | 0 | 0 | [7 empty] | 314.086 | 874.053 | -23.44 | 850.613 | [15 empty] | 0 |  | 0
1-2014 | 2014-01-14 08:00 | 2014 | 1 | 14 | 8 | [7 empty] | 0 | 0 | [7 empty] | 424.296 | 905.103 | -22.849 | 882.254 | [15 empty] | 0 |  | 0
1-2014 | 2014-01-14 09:00 | 2014 | 1 | 14 | 9 | [7 empty] | 0 | 0 | [7 empty] | 432.817 | 902.396 | -23.263 | 879.133 | [15 empty] | 0 |  | 0
1-2014 | 2014-01-14 10:00 | 2014 | 1 | 14 | 10 | [7 empty] | 0 | 0 | [7 empty] | 468.546 | 893.372 | -26.118 | 867.254 | [15 empty] | 0 |  | 0
1-2014 | 2014-01-14 11:00 | 2014 | 1 | 14 | 11 | [7 empty] | 0 | 0 | [7 empty] | 584.887 | 878.886 | -27.373 | 851.513 | [15 empty] | 0 |  | 0
1-2014 | 2014-01-14 12:00 | 2014 | 1 | 14 | 12 | [7 empty] | 0 | 0 | [7 empty] | 553.352 | 857.71 | -25.662 | 832.048 | [15 empty] | 0 |  | 0
1-2014 | 2014-01-14 13:00 | 2014 | 1 | 14 | 13 | [7 empty] | 0 | 0 | [7 empty] | 517.823 | 842.936 | -25.559 | 817.377 | [15 empty] | 0 |  | 0
1-2014 | 2014-01-14 14:00 | 2014 | 1 | 14 | 14 | [7 empty] | 0 | 0 | [7 empty] | 519.061 | 800.739 | -24.2 | 776.539 | [15 empty] | 0 |  | 0
1-2014 | 2014-01-14 15:00 | 2014 | 1 | 14 | 15 | [7 empty] | 0 | 0 | [7 empty] | 478.215 | 781.455 | -22.42 | 759.035 | [15 empty] | 0 |  | 0
1-2014 | 2014-01-14 16:00 | 2014 | 1 | 14 | 16 | [7 empty] | 0 | 0 | [7 empty] | 457.561 | 760.579 | -21.74 | 738.839 | [15 empty] | 0 |  | 0
1-2014 | 2014-01-14 17:00 | 2014 | 1 | 14 | 17 | [7 empty] | 0 | 0 | [7 empty] | 412.357 | 803.608 | -22.916 | 780.692 | [15 empty] | 0 |  | 0
1-2014 | 2014-01-14 18:00 | 2014 | 1 | 14 | 18 | [7 empty] | 131.634 | 4164.8998 | [7 empty] | 511.45 | 838.453 | -24.469 | 813.984 | [15 empty] | 0 |  | 0
1-2014 | 2014-01-14 19:00 | 2014 | 1 | 14 | 19 | [7 empty] | 133.341 | 4178.9069 | [7 empty] | 529.7 | 903.051 | -24.76 | 878.291 | [15 empty] | 0 |  | 0
1-2014 | 2014-01-14 20:00 | 2014 | 1 | 14 | 20 | [7 empty] | 159.161 | 5115.4345 | [7 empty] | 518 | 927.291 | -27.229 | 900.062 | [15 empty] | 0 |  | 0
1-2014 | 2014-01-14 21:00 | 2014 | 1 | 14 | 21 | [7 empty] | 107.035 | 3515.0294 | [7 empty] | 478.575 | 940.077 | -27.467 | 912.61 | [15 empty] | 0 |  | 0
1-2014 | 2014-01-14 22:00 | 2014 | 1 | 14 | 22 | [7 empty] | 9.814 | 306.5894 | [7 empty] | 381.51 | 941.665 | -26.461 | 915.204 | [15 empty] | 0 |  | 0
1-2014 | 2014-01-14 23:00 | 2014 | 1 | 14 | 23 | [7 empty] | 0 | 0 | [7 empty] | 335.333 | 922.542 | -24.175 | 898.367 | [15 empty] | 0 |  | 0
1-2014 | 2014-01-15 | 2014 | 1 | 15 | 0 | [7 empty] | 21.735 | 660.744 | [7 empty] | 366.53 | 894.119 | -23.864 | 870.255 | [15 empty] | 21.735 |  | 660.744
1-2014 | 2014-01-15 01:00 | 2014 | 1 | 15 | 1 | [7 empty] | 0 | 0 | [7 empty] | 338.173 | 867.907 | -22.83 | 845.077 | [15 empty] | 0 |  | 0
1-2014 | 2014-01-15 02:00 | 2014 | 1 | 15 | 2 | [7 empty] | 0 | 0 | [7 empty] | 360.024 | 834.914 | -21.937 | 812.977 | [15 empty] | 0 |  | 0
1-2014 | 2014-01-15 03:00 | 2014 | 1 | 15 | 3 | [7 empty] | 0 | 0 | [7 empty] | 304.248 | 831.211 | -21.759 | 809.452 | [15 empty] | 0 |  | 0
1-2014 | 2014-01-15 04:00 | 2014 | 1 | 15 | 4 | [7 empty] | 0 | 0 | [7 empty] | 311.786 | 830.639 | -21.925 | 808.714 | [15 empty] | 0 |  | 0
1-2014 | 2014-01-15 05:00 | 2014 | 1 | 15 | 5 | [7 empty] | 0 | 0 | [7 empty] | 325.011 | 849.697 | -22.757 | 826.94 | [15 empty] | 0 |  | 0
1-2014 | 2014-01-15 06:00 | 2014 | 1 | 15 | 6 | [7 empty] | 0 | 0 | [7 empty] | 376.791 | 887.58 | -24.621 | 862.959 | [15 empty] | 0 |  | 0
1-2014 | 2014-01-15 07:00 | 2014 | 1 | 15 | 7 | [7 empty] | 201.833 | 7469.8393 | [7 empty] | 574.4 | 980.303 | -27.27 | 953.033 | [15 empty] | 0 |  | 0
1-2014 | 2014-01-15 08:00 | 2014 | 1 | 15 | 8 | [7 empty] | 260.484 | 12018.7318 | [7 empty] | 800.75 | 1031.099 | -28.315 | 1002.784 | [15 empty] | 0 |  | 0
1-2014 | 2014-01-15 09:00 | 2014 | 1 | 15 | 9 | [7 empty] | 80.309 | 3199.5106 | [7 empty] | 776 | 1039.743 | -28.134 | 1011.609 | [15 empty] | 0 |  | 0
1-2014 | 2014-01-15 10:00 | 2014 | 1 | 15 | 10 | [7 empty] | 0 | 0 | [7 empty] | 772.32 | 1045.402 | -28.572 | 1016.83 | [15 empty] | 0 |  | 0
1-2014 | 2014-01-15 11:00 | 2014 | 1 | 15 | 11 | [7 empty] | 0 | 0 | [7 empty] | 802.907 | 1030.82 | -29.427 | 1001.393 | [15 empty] | 0 |  | 0
1-2014 | 2014-01-15 12:00 | 2014 | 1 | 15 | 12 | [7 empty] | 0 | 0 | [7 empty] | 848.079 | 1003.097 | -30.176 | 972.921 | [15 empty] | 0 |  | 0
1-2014 | 2014-01-15 13:00 | 2014 | 1 | 15 | 13 | [7 empty] | 0 | 0 | [7 empty] | 755.239 | 998.074 | -30.312 | 967.762 | [15 empty] | 0 |  | 0
1-2014 | 2014-01-15 14:00 | 2014 | 1 | 15 | 14 | [7 empty] | 0 | 0 | [7 empty] | 724.33 | 984.675 | -30.305 | 954.37 | [15 empty] | 0 |  | 0
1-2014 | 2014-01-15 15:00 | 2014 | 1 | 15 | 15 | [7 empty] | 0 | 0 | [7 empty] | 751.546 | 973.475 | -29.171 | 944.304 | [15 empty] | 0 |  | 0
1-2014 | 2014-01-15 16:00 | 2014 | 1 | 15 | 16 | [7 empty] | 0 | 0 | [7 empty] | 775.031 | 962.693 | -28.875 | 933.818 | [15 empty] | 0 |  | 0
1-2014 | 2014-01-15 17:00 | 2014 | 1 | 15 | 17 | [7 empty] | 0 | 0 | [7 empty] | 741.657 | 988.404 | -29.661 | 958.743 | [15 empty] | 0 |  | 0
1-2014 | 2014-01-15 18:00 | 2014 | 1 | 15 | 18 | [7 empty] | 0 | 0 | [7 empty] | 752.974 | 1048.435 | -32.559 | 1015.876 | [15 empty] | 0 |  | 0
1-2014 | 2014-01-15 19:00 | 2014 | 1 | 15 | 19 | [7 empty] | 0 | 0 | [7 empty] | 791.164 | 1096.531 | -34.695 | 1061.836 | [15 empty] | 0 |  | 0
1-2014 | 2014-01-15 20:00 | 2014 | 1 | 15 | 20 | [7 empty] | 164.622 | 5919.8071 | [7 empty] | 704.1 | 1107.624 | -33.952 | 1073.672 | [15 empty] | 0 |  | 0
1-2014 | 2014-01-15 21:00 | 2014 | 1 | 15 | 21 | [7 empty] | 161.132 | 6048.8953 | [7 empty] | 698.8 | 1116.424 | -34.092 | 1082.332 | [15 empty] | 0 |  | 0
1-2014 | 2014-01-15 22:00 | 2014 | 1 | 15 | 22 | [7 empty] | 174.964 | 5955.7746 | [7 empty] | 714.6 | 1111.909 | -34.545 | 1077.364 | [15 empty] | 0 |  | 0
1-2014 | 2014-01-15 23:00 | 2014 | 1 | 15 | 23 | [7 empty] | 70.747 | 2116.7502 | [7 empty] | 576 | 1083.392 | -34.245 | 1049.147 | [15 empty] | 70.747 |  | 2116.7502
1-2014 | 2014-01-16 | 2014 | 1 | 16 | 0 | [7 empty] | 0 | 0 | [7 empty] | 456.762 | 1065.912 | -33.174 | 1032.738 | [15 empty] | 0 |  | 0
1-2014 | 2014-01-16 01:00 | 2014 | 1 | 16 | 1 | [7 empty] | 56.617 | 1704.1717 | [7 empty] | 484 | 1046.143 | -32.575 | 1013.568 | [15 empty] | 56.617 |  | 1704.1717
1-2014 | 2014-01-16 02:00 | 2014 | 1 | 16 | 2 | [7 empty] | 8.773 | 259.2421 | [7 empty] | 430.575 | 1052.56 | -33.512 | 1019.048 | [15 empty] | 8.773 |  | 259.2421
1-2014 | 2014-01-16 03:00 | 2014 | 1 | 16 | 3 | [7 empty] | 103.787 | 2955.8538 | [7 empty] | 459 | 1059.487 | -33.451 | 1026.036 | [15 empty] | 103.787 |  | 2955.8538
1-2014 | 2014-01-16 04:00 | 2014 | 1 | 16 | 4 | [7 empty] | 165.349 | 4910.8653 | [7 empty] | 448.3 | 1073.792 | -34.043 | 1039.749 | [15 empty] | 165.349 |  | 4910.8653
1-2014 | 2014-01-16 05:00 | 2014 | 1 | 16 | 5 | [7 empty] | 195.04 | 5613.2512 | [7 empty] | 465.6 | 1081.385 | -34.196 | 1047.189 | [15 empty] | 195.04 |  | 5613.2512
1-2014 | 2014-01-16 06:00 | 2014 | 1 | 16 | 6 | [7 empty] | 368.513 | 12477.8502 | [7 empty] | 603.89 | 1115.341 | -33.918 | 1081.423 | [15 empty] | 0 |  | 0
1-2014 | 2014-01-16 07:00 | 2014 | 1 | 16 | 7 | [7 empty] | 577.374 | 32488.835 | [7 empty] | 822 | 1178.524 | -37.25 | 1141.274 | [15 empty] | 0 |  | 0
1-2014 | 2014-01-16 08:00 | 2014 | 1 | 16 | 8 | [7 empty] | 566.689 | 40076.2461 | [7 empty] | 899.05 | 1212.301 | -38.162 | 1174.139 | [15 empty] | 0 |  | 0
1-2014 | 2014-01-16 09:00 | 2014 | 1 | 16 | 9 | [7 empty] | 512.479 | 19053.9692 | [7 empty] | 905.8 | 1198.444 | -37.815 | 1160.629 | [15 empty] | 0 |  | 0
1-2014 | 2014-01-16 10:00 | 2014 | 1 | 16 | 10 | [7 empty] | 423.568 | 18073.6466 | [7 empty] | 935 | 1171.856 | -40.138 | 1131.718 | [15 empty] | 0 |  | 0
1-2014 | 2014-01-16 11:00 | 2014 | 1 | 16 | 11 | [7 empty] | 387.844 | 17553.8194 | [7 empty] | 987.2 | 1114.732 | -39.438 | 1075.294 | [15 empty] | 0 |  | 0
1-2014 | 2014-01-16 12:00 | 2014 | 1 | 16 | 12 | [7 empty] | 380.703 | 15764.9112 | [7 empty] | 1028.615 | 1058.942 | -37.853 | 1021.089 | [15 empty] | 0 |  | 0
1-2014 | 2014-01-16 13:00 | 2014 | 1 | 16 | 13 | [7 empty] | 348.669 | 12356.8294 | [7 empty] | 1028.725 | 1007.643 | -35.549 | 972.094 | [15 empty] | 0 |  | 0
1-2014 | 2014-01-16 14:00 | 2014 | 1 | 16 | 14 | [7 empty] | 206.807 | 7089.344 | [7 empty] | 895.655 | 969.99 | -34.488 | 935.502 | [15 empty] | 0 |  | 0
1-2014 | 2014-01-16 15:00 | 2014 | 1 | 16 | 15 | [7 empty] | 141.093 | 4619.3848 | [7 empty] | 807.525 | 960.723 | -33.205 | 927.518 | [15 empty] | 0 |  | 0
1-2014 | 2014-01-16 16:00 | 2014 | 1 | 16 | 16 | [7 empty] | 144.59 | 4680.3783 | [7 empty] | 777.58 | 962.764 | -33.004 | 929.76 | [15 empty] | 0 |  | 0
1-2014 | 2014-01-16 17:00 | 2014 | 1 | 16 | 17 | [7 empty] | 358.548 | 13312.8872 | [7 empty] | 991.73 | 981.625 | -33.857 | 947.768 | [15 empty] | 0 |  | 0
1-2014 | 2014-01-16 18:00 | 2014 | 1 | 16 | 18 | [7 empty] | 470.508 | 18796.7946 | [7 empty] | 1199.8 | 1003.218 | -34.11 | 969.108 | [15 empty] | 0 |  | 0
1-2014 | 2014-01-16 19:00 | 2014 | 1 | 16 | 19 | [7 empty] | 353.802 | 15139.1876 | [7 empty] | 1183.3 | 1034.866 | -34.914 | 999.952 | [15 empty] | 0 |  | 0
1-2014 | 2014-01-16 20:00 | 2014 | 1 | 16 | 20 | [7 empty] | 348.828 | 16876.2986 | [7 empty] | 1178.1 | 1026.719 | -34.59 | 992.129 | [15 empty] | 0 |  | 0
1-2014 | 2014-01-16 21:00 | 2014 | 1 | 16 | 21 | [7 empty] | 267.597 | 11924.1223 | [7 empty] | 1131.8 | 1025.714 | -34.567 | 991.147 | [15 empty] | 0 |  | 0
1-2014 | 2014-01-16 22:00 | 2014 | 1 | 16 | 22 | [7 empty] | 206.677 | 8911.9122 | [7 empty] | 1104.9 | 1005.222 | -35.145 | 970.077 | [15 empty] | 0 |  | 0
1-2014 | 2014-01-16 23:00 | 2014 | 1 | 16 | 23 | [7 empty] | 0 | 0 | [7 empty] | 919.888 | 973.084 | -33.222 | 939.862 | [15 empty] | 0 |  | 0
1-2014 | 2014-01-17 | 2014 | 1 | 17 | 0 | [7 empty] | 0 | 0 | [7 empty] | 892.413 | 930.947 | -31.859 | 899.088 | [15 empty] | 0 |  | 0
1-2014 | 2014-01-17 01:00 | 2014 | 1 | 17 | 1 | [7 empty] | 0 | 0 | [7 empty] | 909.466 | 902.3 | -32.616 | 869.684 | [15 empty] | 0 |  | 0
1-2014 | 2014-01-17 02:00 | 2014 | 1 | 17 | 2 | [7 empty] | 0 | 0 | [7 empty] | 843.947 | 886.236 | -31.883 | 854.353 | [15 empty] | 0 |  | 0
1-2014 | 2014-01-17 03:00 | 2014 | 1 | 17 | 3 | [7 empty] | 0 | 0 | [7 empty] | 786.049 | 894.829 | -32.578 | 862.251 | [15 empty] | 0 |  | 0
1-2014 | 2014-01-17 04:00 | 2014 | 1 | 17 | 4 | [7 empty] | 0 | 0 | [7 empty] | 769.04 | 894.139 | -32.229 | 861.91 | [15 empty] | 0 |  | 0
1-2014 | 2014-01-17 05:00 | 2014 | 1 | 17 | 5 | [7 empty] | 0 | 0 | [7 empty] | 715.885 | 908.674 | -33.06 | 875.614 | [15 empty] | 0 |  | 0
1-2014 | 2014-01-17 06:00 | 2014 | 1 | 17 | 6 | [7 empty] | 45.087 | 1339.9856 | [7 empty] | 671.25 | 938.881 | -29.293 | 909.588 | [15 empty] | 45.087 |  | 1339.9856
1-2014 | 2014-01-17 07:00 | 2014 | 1 | 17 | 7 | [7 empty] | 155.718 | 9374.2236 | [7 empty] | 734.055 | 1013.374 | -31.411 | 981.963 | [15 empty] | 0 |  | 0
1-2014 | 2014-01-17 08:00 | 2014 | 1 | 17 | 8 | [7 empty] | 31.455 | 2573.3335 | [7 empty] | 702.1 | 1057.466 | -33.411 | 1024.055 | [15 empty] | 0 |  | 0
1-2014 | 2014-01-17 09:00 | 2014 | 1 | 17 | 9 | [7 empty] | 0 | 0 | [7 empty] | 800.418 | 1061.972 | -33.09 | 1028.882 | [15 empty] | 0 |  | 0
1-2014 | 2014-01-17 10:00 | 2014 | 1 | 17 | 10 | [7 empty] | 0 | 0 | [7 empty] | 903.014 | 1047.123 | -33.987 | 1013.136 | [15 empty] | 0 |  | 0
1-2014 | 2014-01-17 11:00 | 2014 | 1 | 17 | 11 | [7 empty] | 0 | 0 | [7 empty] | 927.737 | 1000.075 | -32.612 | 967.463 | [15 empty] | 0 |  | 0
1-2014 | 2014-01-17 12:00 | 2014 | 1 | 17 | 12 | [7 empty] | 0 | 0 | [7 empty] | 923.262 | 959.148 | -31.71 | 927.438 | [15 empty] | 0 |  | 0
1-2014 | 2014-01-17 13:00 | 2014 | 1 | 17 | 13 | [7 empty] | 0 | 0 | [7 empty] | 855.263 | 953.047 | -31.509 | 921.538 | [15 empty] | 0 |  | 0
1-2014 | 2014-01-17 14:00 | 2014 | 1 | 17 | 14 | [7 empty] | 0 | 0 | [7 empty] | 797.532 | 959.991 | -32.222 | 927.769 | [15 empty] | 0 |  | 0
1-2014 | 2014-01-17 15:00 | 2014 | 1 | 17 | 15 | [7 empty] | 17.895 | 548.8397 | [7 empty] | 713.7 | 979.288 | -31.793 | 947.495 | [15 empty] | 0 |  | 0
1-2014 | 2014-01-17 16:00 | 2014 | 1 | 17 | 16 | [7 empty] | 47.047 | 1432.5811 | [7 empty] | 689.5 | 1017.215 | -32.368 | 984.847 | [15 empty] | 47.047 |  | 1432.5811
1-2014 | 2014-01-17 17:00 | 2014 | 1 | 17 | 17 | [7 empty] | 86.771 | 2675.1499 | [7 empty] | 723.7 | 1042.539 | -32.468 | 1010.071 | [15 empty] | 0 |  | 0
1-2014 | 2014-01-17 18:00 | 2014 | 1 | 17 | 18 | [7 empty] | 32.858 | 1112.9005 | [7 empty] | 714.1 | 1082.316 | -33.408 | 1048.908 | [15 empty] | 0 |  | 0
1-2014 | 2014-01-17 19:00 | 2014 | 1 | 17 | 19 | [7 empty] | 0 | 0 | [7 empty] | 695.091 | 1119.129 | -33.77 | 1085.359 | [15 empty] | 0 |  | 0
1-2014 | 2014-01-17 20:00 | 2014 | 1 | 17 | 20 | [7 empty] | 0 | 0 | [7 empty] | 831.863 | 1141.554 | -34.117 | 1107.437 | [15 empty] | 0 |  | 0
1-2014 | 2014-01-17 21:00 | 2014 | 1 | 17 | 21 | [7 empty] | 0 | 0 | [7 empty] | 868.676 | 1160.747 | -35.823 | 1124.924 | [15 empty] | 0 |  | 0
1-2014 | 2014-01-17 22:00 | 2014 | 1 | 17 | 22 | [7 empty] | 0 | 0 | [7 empty] | 847.141 | 1161.121 | -35.962 | 1125.159 | [15 empty] | 0 |  | 0
1-2014 | 2014-01-17 23:00 | 2014 | 1 | 17 | 23 | [7 empty] | 0 | 0 | [7 empty] | 764.087 | 1134.844 | -33.781 | 1101.063 | [15 empty] | 0 |  | 0
1-2014 | 2014-01-18 | 2014 | 1 | 18 | 0 | [7 empty] | 0 | 0 | [7 empty] | 678.933 | 1125.05 | -33.583 | 1091.467 | [15 empty] | 0 |  | 0
1-2014 | 2014-01-18 01:00 | 2014 | 1 | 18 | 1 | [7 empty] | 301.411 | 9196.0496 | [7 empty] | 863.5 | 1103.27 | -34.109 | 1069.161 | [15 empty] | 0 |  | 0
1-2014 | 2014-01-18 02:00 | 2014 | 1 | 18 | 2 | [7 empty] | 41.96 | 1324.2576 | [7 empty] | 543.2 | 1090.604 | -34.845 | 1055.759 | [15 empty] | 0 |  | 0
1-2014 | 2014-01-18 03:00 | 2014 | 1 | 18 | 3 | [7 empty] | 73.206 | 2267.1898 | [7 empty] | 595.575 | 1091.745 | -34.215 | 1057.53 | [15 empty] | 0 |  | 0
1-2014 | 2014-01-18 04:00 | 2014 | 1 | 18 | 4 | [7 empty] | 111.021 | 3461.6348 | [7 empty] | 689.485 | 1103.087 | -35.951 | 1067.136 | [15 empty] | 0 |  | 0
1-2014 | 2014-01-18 05:00 | 2014 | 1 | 18 | 5 | [7 empty] | 163.37 | 5183.7301 | [7 empty] | 725.935 | 1112.717 | -36.683 | 1076.034 | [15 empty] | 0 |  | 0
1-2014 | 2014-01-18 06:00 | 2014 | 1 | 18 | 6 | [7 empty] | 122.57 | 3898.9517 | [7 empty] | 709.48 | 1135.003 | -37.963 | 1097.04 | [15 empty] | 0 |  | 0
1-2014 | 2014-01-18 07:00 | 2014 | 1 | 18 | 7 | [7 empty] | 135.18 | 4122.99 | [7 empty] | 690.87 | 1159.919 | -39.208 | 1120.711 | [15 empty] | 0 |  | 0
1-2014 | 2014-01-18 08:00 | 2014 | 1 | 18 | 8 | [7 empty] | 210.865 | 7266.4079 | [7 empty] | 754.075 | 1176.247 | -38.856 | 1137.391 | [15 empty] | 0 |  | 0
1-2014 | 2014-01-18 09:00 | 2014 | 1 | 18 | 9 | [7 empty] | 176.253 | 7425.5389 | [7 empty] | 766.655 | 1190.202 | -39.104 | 1151.098 | [15 empty] | 0 |  | 0
1-2014 | 2014-01-18 10:00 | 2014 | 1 | 18 | 10 | [7 empty] | 127.246 | 5948.7505 | [7 empty] | 792.545 | 1207.254 | -39.803 | 1167.451 | [15 empty] | 0 |  | 0
1-2014 | 2014-01-18 11:00 | 2014 | 1 | 18 | 11 | [7 empty] | 98.996 | 4356.814 | [7 empty] | 853.2 | 1193.116 | -40.57 | 1152.546 | [15 empty] | 0 |  | 0
1-2014 | 2014-01-18 12:00 | 2014 | 1 | 18 | 12 | [7 empty] | 122.398 | 5219.0507 | [7 empty] | 911.1 | 1170.473 | -41.525 | 1128.948 | [15 empty] | 0 |  | 0
1-2014 | 2014-01-18 13:00 | 2014 | 1 | 18 | 13 | [7 empty] | 53.739 | 1989.9552 | [7 empty] | 914.8 | 1119.818 | -41.629 | 1078.189 | [15 empty] | 0 |  | 0
1-2014 | 2014-01-18 14:00 | 2014 | 1 | 18 | 14 | [7 empty] | 0 | 0 | [7 empty] | 847.749 | 1061.592 | -40.541 | 1021.051 | [15 empty] | 0 |  | 0
1-2014 | 2014-01-18 15:00 | 2014 | 1 | 18 | 15 | [7 empty] | 0 | 0 | [7 empty] | 763.226 | 1018.669 | -39.144 | 979.525 | [15 empty] | 0 |  | 0
1-2014 | 2014-01-18 16:00 | 2014 | 1 | 18 | 16 | [7 empty] | 0 | 0 | [7 empty] | 746.705 | 1003.188 | -37.993 | 965.195 | [15 empty] | 0 |  | 0
1-2014 | 2014-01-18 17:00 | 2014 | 1 | 18 | 17 | [7 empty] | 111.819 | 3813.0279 | [7 empty] | 838.13 | 1007.489 | -36.85 | 970.639 | [15 empty] | 0 |  | 0
1-2014 | 2014-01-18 18:00 | 2014 | 1 | 18 | 18 | [7 empty] | 219.094 | 22012.3742 | [7 empty] | 982.8 | 1041.441 | -38.197 | 1003.244 | [15 empty] | 0 |  | 0
1-2014 | 2014-01-18 19:00 | 2014 | 1 | 18 | 19 | [7 empty] | 106.612 | 5612.0557 | [7 empty] | 949.7 | 1064.513 | -37.001 | 1027.512 | [15 empty] | 0 |  | 0
1-2014 | 2014-01-18 20:00 | 2014 | 1 | 18 | 20 | [7 empty] | 41.745 | 2911.7137 | [7 empty] | 961.1 | 1059.156 | -36.761 | 1022.395 | [15 empty] | 0 |  | 0
1-2014 | 2014-01-18 21:00 | 2014 | 1 | 18 | 21 | [7 empty] | 0 | 0 | [7 empty] | 983.273 | 1054.32 | -35.843 | 1018.477 | [15 empty] | 0 |  | 0
1-2014 | 2014-01-18 22:00 | 2014 | 1 | 18 | 22 | [7 empty] | 0 | 0 | [7 empty] | 1021.044 | 1031.832 | -36.126 | 995.706 | [15 empty] | 0 |  | 0
1-2014 | 2014-01-18 23:00 | 2014 | 1 | 18 | 23 | [7 empty] | 0 | 0 | [7 empty] | 1046.747 | 999.139 | -37.436 | 961.703 | [15 empty] | 0 |  | 0
1-2014 | 2014-01-19 | 2014 | 1 | 19 | 0 | [7 empty] | 0 | 0 | [7 empty] | 992.193 | 963.675 | -37.918 | 925.757 | [15 empty] | 0 |  | 0
1-2014 | 2014-01-19 01:00 | 2014 | 1 | 19 | 1 | [7 empty] | 53.006 | 2313.7119 | [7 empty] | 982.05 | 940.165 | -34.908 | 905.257 | [15 empty] | 0 |  | 0
1-2014 | 2014-01-19 02:00 | 2014 | 1 | 19 | 2 | [7 empty] | 0 | 0 | [7 empty] | 937.594 | 929.9 | -35.243 | 894.657 | [15 empty] | 0 |  | 0
1-2014 | 2014-01-19 03:00 | 2014 | 1 | 19 | 3 | [7 empty] | 0 | 0 | [7 empty] | 890.317 | 929.506 | -35.023 | 894.483 | [15 empty] | 0 |  | 0
1-2014 | 2014-01-19 04:00 | 2014 | 1 | 19 | 4 | [7 empty] | 0 | 0 | [7 empty] | 847.424 | 928.583 | -34.506 | 894.077 | [15 empty] | 0 |  | 0
1-2014 | 2014-01-19 05:00 | 2014 | 1 | 19 | 5 | [7 empty] | 0 | 0 | [7 empty] | 844.299 | 922.633 | -34.782 | 887.851 | [15 empty] | 0 |  | 0
1-2014 | 2014-01-19 06:00 | 2014 | 1 | 19 | 6 | [7 empty] | 0 | 0 | [7 empty] | 800.263 | 928.952 | -33.965 | 894.987 | [15 empty] | 0 |  | 0
1-2014 | 2014-01-19 07:00 | 2014 | 1 | 19 | 7 | [7 empty] | 0 | 0 | [7 empty] | 685.687 | 928.675 | -32.062 | 896.613 | [15 empty] | 0 |  | 0
1-2014 | 2014-01-19 08:00 | 2014 | 1 | 19 | 8 | [7 empty] | 0 | 0 | [7 empty] | 658.703 | 942.901 | -32.553 | 910.348 | [15 empty] | 0 |  | 0
1-2014 | 2014-01-19 09:00 | 2014 | 1 | 19 | 9 | [7 empty] | 13.266 | 569.9074 | [7 empty] | 681.785 | 962.349 | -35.118 | 927.231 | [15 empty] | 0 |  | 0
1-2014 | 2014-01-19 10:00 | 2014 | 1 | 19 | 10 | [7 empty] | 53.267 | 2085.9357 | [7 empty] | 709.975 | 971.903 | -34.861 | 937.042 | [15 empty] | 0 |  | 0
1-2014 | 2014-01-19 11:00 | 2014 | 1 | 19 | 11 | [7 empty] | 70.213 | 2543.1149 | [7 empty] | 692.62 | 957.597 | -35.204 | 922.393 | [15 empty] | 0 |  | 0
1-2014 | 2014-01-19 12:00 | 2014 | 1 | 19 | 12 | [7 empty] | 51.056 | 1727.2245 | [7 empty] | 696.8 | 941.038 | -35.732 | 905.306 | [15 empty] | 0 |  | 0
1-2014 | 2014-01-19 13:00 | 2014 | 1 | 19 | 13 | [7 empty] | 51.423 | 1561.7165 | [7 empty] | 676.865 | 912.62 | -34.312 | 878.308 | [15 empty] | 51.423 |  | 1561.7165
1-2014 | 2014-01-19 14:00 | 2014 | 1 | 19 | 14 | [7 empty] | 0 | 0 | [7 empty] | 654.1 | 882.001 | -34.601 | 847.4 | [15 empty] | 0 |  | 0
1-2014 | 2014-01-19 15:00 | 2014 | 1 | 19 | 15 | [7 empty] | 0 | 0 | [7 empty] | 622.57 | 853.375 | -31.545 | 821.83 | [15 empty] | 0 |  | 0
1-2014 | 2014-01-19 16:00 | 2014 | 1 | 19 | 16 | [7 empty] | 0 | 0 | [7 empty] | 591.743 | 840.016 | -28.659 | 811.357 | [15 empty] | 0 |  | 0
1-2014 | 2014-01-19 17:00 | 2014 | 1 | 19 | 17 | [7 empty] | 138.372 | 3619.8115 | [7 empty] | 633.485 | 850.939 | -26.702 | 824.237 | [15 empty] | 138.372 |  | 3619.8115
1-2014 | 2014-01-19 18:00 | 2014 | 1 | 19 | 18 | [7 empty] | 418.076 | 12609.1722 | [7 empty] | 936.895 | 897.857 | -30.076 | 867.781 | [15 empty] | 272.181 |  | 8208.979
1-2014 | 2014-01-19 19:00 | 2014 | 1 | 19 | 19 | [7 empty] | 426.114 | 18165.2398 | [7 empty] | 1018.51 | 962.045 | -31.891 | 930.154 | [15 empty] | 0 |  | 0
1-2014 | 2014-01-19 20:00 | 2014 | 1 | 19 | 20 | [7 empty] | 289.138 | 9769.973 | [7 empty] | 997.625 | 978.18 | -33.617 | 944.563 | [15 empty] | 0 |  | 0
1-2014 | 2014-01-19 21:00 | 2014 | 1 | 19 | 21 | [7 empty] | 316.339 | 11103.4989 | [7 empty] | 964.23 | 997.996 | -32.087 | 965.909 | [15 empty] | 0 |  | 0
1-2014 | 2014-01-19 22:00 | 2014 | 1 | 19 | 22 | [7 empty] | 259.029 | 7586.9594 | [7 empty] | 871.69 | 991.96 | -33.071 | 958.889 | [15 empty] | 259.029 |  | 7586.9594
1-2014 | 2014-01-19 23:00 | 2014 | 1 | 19 | 23 | [7 empty] | 65.978 | 1969.4433 | [7 empty] | 679.225 | 974.476 | -33.473 | 941.003 | [15 empty] | 65.978 |  | 1969.4433
1-2014 | 2014-01-20 | 2014 | 1 | 20 | 0 | [7 empty] | 0 | 0 | [7 empty] | 651.289 | 960.458 | -35.247 | 925.211 | [15 empty] | 0 |  | 0
1-2014 | 2014-01-20 01:00 | 2014 | 1 | 20 | 1 | [7 empty] | 0 | 0 | [7 empty] | 639.712 | 946.148 | -34.71 | 911.438 | [15 empty] | 0 |  | 0
1-2014 | 2014-01-20 02:00 | 2014 | 1 | 20 | 2 | [7 empty] | 0 | 0 | [7 empty] | 639.381 | 941.864 | -33.245 | 908.619 | [15 empty] | 0 |  | 0
1-2014 | 2014-01-20 03:00 | 2014 | 1 | 20 | 3 | [7 empty] | 0 | 0 | [7 empty] | 626.465 | 939.872 | -34.187 | 905.685 | [15 empty] | 0 |  | 0
1-2014 | 2014-01-20 04:00 | 2014 | 1 | 20 | 4 | [7 empty] | 0 | 0 | [7 empty] | 623.955 | 940.066 | -33.771 | 906.295 | [15 empty] | 0 |  | 0
1-2014 | 2014-01-20 05:00 | 2014 | 1 | 20 | 5 | [7 empty] | 0 | 0 | [7 empty] | 547.911 | 946.079 | -30.641 | 915.438 | [15 empty] | 0 |  | 0
1-2014 | 2014-01-20 06:00 | 2014 | 1 | 20 | 6 | [7 empty] | 0 | 0 | [7 empty] | 470.832 | 960.97 | -28.952 | 932.018 | [15 empty] | 0 |  | 0
1-2014 | 2014-01-20 07:00 | 2014 | 1 | 20 | 7 | [7 empty] | 163.856 | 5113.9458 | [7 empty] | 658.855 | 1014.038 | -31.887 | 982.151 | [15 empty] | 0 |  | 0
1-2014 | 2014-01-20 08:00 | 2014 | 1 | 20 | 8 | [7 empty] | 311.135 | 10833.7207 | [7 empty] | 910.555 | 1053.232 | -36.152 | 1017.08 | [15 empty] | 0 |  | 0
1-2014 | 2014-01-20 09:00 | 2014 | 1 | 20 | 9 | [7 empty] | 208.615 | 8156.8465 | [7 empty] | 969.12 | 1065.615 | -38.22 | 1027.395 | [15 empty] | 0 |  | 0
1-2014 | 2014-01-20 10:00 | 2014 | 1 | 20 | 10 | [7 empty] | 227.348 | 9637.2817 | [7 empty] | 1007.1 | 1045.207 | -38.559 | 1006.648 | [15 empty] | 0 |  | 0
1-2014 | 2014-01-20 11:00 | 2014 | 1 | 20 | 11 | [7 empty] | 248.532 | 10724.1558 | [7 empty] | 1031.5 | 993.797 | -37.516 | 956.281 | [15 empty] | 0 |  | 0
1-2014 | 2014-01-20 12:00 | 2014 | 1 | 20 | 12 | [7 empty] | 237.942 | 9529.5771 | [7 empty] | 1018.9 | 943.785 | -37.793 | 905.992 | [15 empty] | 0 |  | 0
1-2014 | 2014-01-20 13:00 | 2014 | 1 | 20 | 13 | [7 empty] | 223.733 | 8190.8651 | [7 empty] | 1016.6 | 892.246 | -33.313 | 858.933 | [15 empty] | 0 |  | 0
1-2014 | 2014-01-20 14:00 | 2014 | 1 | 20 | 14 | [7 empty] | 173.391 | 5529.439 | [7 empty] | 1001.1 | 865.037 | -33.896 | 831.141 | [15 empty] | 0 |  | 0
1-2014 | 2014-01-20 15:00 | 2014 | 1 | 20 | 15 | [7 empty] | 234.946 | 7405.4979 | [7 empty] | 1003.9 | 850.619 | -31.723 | 818.896 | [15 empty] | 0 |  | 0
1-2014 | 2014-01-20 16:00 | 2014 | 1 | 20 | 16 | [7 empty] | 222.477 | 6505.2275 | [7 empty] | 965.22 | 828.004 | -30.347 | 797.657 | [15 empty] | 146.257 |  | 4276.5547
1-2014 | 2014-01-20 17:00 | 2014 | 1 | 20 | 17 | [7 empty] | 302.024 | 10362.4434 | [7 empty] | 1025 | 834.062 | -31.439 | 802.623 | [15 empty] | 0 |  | 0
1-2014 | 2014-01-20 18:00 | 2014 | 1 | 20 | 18 | [7 empty] | 326.019 | 15508.7238 | [7 empty] | 1075.5 | 878.34 | -33.921 | 844.419 | [15 empty] | 0 |  | 0
1-2014 | 2014-01-20 19:00 | 2014 | 1 | 20 | 19 | [7 empty] | 260.6 | 11508.096 | [7 empty] | 1030.6 | 937.907 | -36.057 | 901.85 | [15 empty] | 0 |  | 0
1-2014 | 2014-01-20 20:00 | 2014 | 1 | 20 | 20 | [7 empty] | 245.669 | 8866.1942 | [7 empty] | 1012 | 972.382 | -37.863 | 934.519 | [15 empty] | 0 |  | 0
1-2014 | 2014-01-20 21:00 | 2014 | 1 | 20 | 21 | [7 empty] | 316.175 | 11572.005 | [7 empty] | 1005.2 | 996.816 | -39.042 | 957.774 | [15 empty] | 0 |  | 0
1-2014 | 2014-01-20 22:00 | 2014 | 1 | 20 | 22 | [7 empty] | 327.572 | 11160.378 | [7 empty] | 1015.9 | 996.46 | -38.188 | 958.272 | [15 empty] | 0 |  | 0
1-2014 | 2014-01-20 23:00 | 2014 | 1 | 20 | 23 | [7 empty] | 316.576 | 9041.4106 | [7 empty] | 926.2 | 986.554 | -36.378 | 950.176 | [15 empty] | 226.376 |  | 6465.2986
1-2014 | 2014-01-21 | 2014 | 1 | 21 | 0 | [7 empty] | 261.634 | 6629.8056 | [7 empty] | 660.625 | 968.471 | -35.512 | 932.959 | [15 empty] | 261.634 |  | 6629.8056
1-2014 | 2014-01-21 01:00 | 2014 | 1 | 21 | 1 | [7 empty] | 619.338 | 11501.1067 | [7 empty] | 894.945 | 941.3 | -32.657 | 908.643 | [15 empty] | 619.338 |  | 11501.1067
1-2014 | 2014-01-21 02:00 | 2014 | 1 | 21 | 2 | [7 empty] | 350.897 | 4417.7932 | [7 empty] | 661.02 | 925.904 | -32.627 | 893.277 | [15 empty] | 350.897 |  | 4417.7932
1-2014 | 2014-01-21 03:00 | 2014 | 1 | 21 | 3 | [7 empty] | 213.676 | 5457.285 | [7 empty] | 599.46 | 915.722 | -31.506 | 884.216 | [15 empty] | 213.676 |  | 5457.285
1-2014 | 2014-01-21 04:00 | 2014 | 1 | 21 | 4 | [7 empty] | 201.664 | 2272.7533 | [7 empty] | 614.77 | 924.055 | -30.661 | 893.394 | [15 empty] | 201.664 |  | 2272.7533
1-2014 | 2014-01-21 05:00 | 2014 | 1 | 21 | 5 | [7 empty] | 350.535 | 6043.2234 | [7 empty] | 690.65 | 968.97 | -28.885 | 940.085 | [15 empty] | 350.535 |  | 6043.2234
1-2014 | 2014-01-21 06:00 | 2014 | 1 | 21 | 6 | [7 empty] | 471.024 | 10386.0792 | [7 empty] | 838.325 | 1003.048 | -30.15 | 972.898 | [15 empty] | 471.024 |  | 10386.0792
1-2014 | 2014-01-21 07:00 | 2014 | 1 | 21 | 7 | [7 empty] | 591.124 | 23302.1081 | [7 empty] | 914.045 | 1022.269 | -33.19 | 989.079 | [15 empty] | 0 |  | 0
1-2014 | 2014-01-21 08:00 | 2014 | 1 | 21 | 8 | [7 empty] | 779.176 | 32959.1448 | [7 empty] | 967.295 | 1047.509 | -29.827 | 1017.682 | [15 empty] | 0 |  | 0
1-2014 | 2014-01-21 09:00 | 2014 | 1 | 21 | 9 | [7 empty] | 757.391 | 35885.1856 | [7 empty] | 956.3 | 1058.768 | -31.577 | 1027.191 | [15 empty] | 0 |  | 0
1-2014 | 2014-01-21 10:00 | 2014 | 1 | 21 | 10 | [7 empty] | 672.943 | 44333.4848 | [7 empty] | 944.1 | 1089.706 | -34.413 | 1055.293 | [15 empty] | 0 |  | 0
1-2014 | 2014-01-21 11:00 | 2014 | 1 | 21 | 11 | [7 empty] | 652.172 | 50706.373 | [7 empty] | 936.7 | 1119.407 | -37.235 | 1082.172 | [15 empty] | 0 |  | 0
1-2014 | 2014-01-21 12:00 | 2014 | 1 | 21 | 12 | [7 empty] | 525.477 | 36100.2699 | [7 empty] | 929.2 | 1157.691 | -39.915 | 1117.776 | [15 empty] | 0 |  | 0
1-2014 | 2014-01-21 13:00 | 2014 | 1 | 21 | 13 | [7 empty] | 390.184 | 23372.0216 | [7 empty] | 940.4 | 1172.338 | -40.704 | 1131.634 | [15 empty] | 0 |  | 0
1-2014 | 2014-01-21 14:00 | 2014 | 1 | 21 | 14 | [7 empty] | 279.772 | 14959.4088 | [7 empty] | 957 | 1181.083 | -41.711 | 1139.372 | [15 empty] | 0 |  | 0
1-2014 | 2014-01-21 15:00 | 2014 | 1 | 21 | 15 | [7 empty] | 286.764 | 17145.6196 | [7 empty] | 973 | 1181.553 | -40.339 | 1141.214 | [15 empty] | 0 |  | 0
1-2014 | 2014-01-21 16:00 | 2014 | 1 | 21 | 16 | [7 empty] | 315.537 | 20396.3117 | [7 empty] | 982.7 | 1204.116 | -43.829 | 1160.287 | [15 empty] | 0 |  | 0
1-2014 | 2014-01-21 17:00 | 2014 | 1 | 21 | 17 | [7 empty] | 326.526 | 21789.08 | [7 empty] | 967.4 | 1231.108 | -44.532 | 1186.576 | [15 empty] | 0 |  | 0
1-2014 | 2014-01-21 18:00 | 2014 | 1 | 21 | 18 | [7 empty] | 307.001 | 41021.4736 | [7 empty] | 914.2 | 1290.163 | -49.762 | 1240.401 | [15 empty] | 0 |  | 0
1-2014 | 2014-01-21 19:00 | 2014 | 1 | 21 | 19 | [7 empty] | 310.102 | 47594.455 | [7 empty] | 850 | 1332.964 | -44.712 | 1288.252 | [15 empty] | 0 |  | 0
1-2014 | 2014-01-21 20:00 | 2014 | 1 | 21 | 20 | [7 empty] | 288.08 | 16322.6128 | [7 empty] | 820.1 | 1333.403 | -44.673 | 1288.73 | [15 empty] | 0 |  | 0
1-2014 | 2014-01-21 21:00 | 2014 | 1 | 21 | 21 | [7 empty] | 257.555 | 19306.3228 | [7 empty] | 794.4 | 1327.616 | -45.861 | 1281.755 | [15 empty] | 0 |  | 0
1-2014 | 2014-01-21 22:00 | 2014 | 1 | 21 | 22 | [7 empty] | 254.929 | 18117.804 | [7 empty] | 796.9 | 1322.268 | -48.639 | 1273.629 | [15 empty] | 0 |  | 0
1-2014 | 2014-01-21 23:00 | 2014 | 1 | 21 | 23 | [7 empty] | 246.616 | 14984.3882 | [7 empty] | 810.6 | 1293.113 | -47.946 | 1245.167 | [15 empty] | 0 |  | 0
1-2014 | 2014-01-22 | 2014 | 1 | 22 | 0 | [7 empty] | 240.791 | 15073.5166 | [7 empty] | 832.2 | 1258.904 | -46.863 | 1212.041 | [15 empty] | 0 |  | 0
1-2014 | 2014-01-22 01:00 | 2014 | 1 | 22 | 1 | [7 empty] | 56.461 | 2783.5273 | [7 empty] | 541.725 | 1250.519 | -44.833 | 1205.686 | [15 empty] | 0 |  | 0
1-2014 | 2014-01-22 02:00 | 2014 | 1 | 22 | 2 | [7 empty] | 73.405 | 8857.7813 | [7 empty] | 517.515 | 1246.835 | -48.495 | 1198.34 | [15 empty] | 0 |  | 0
1-2014 | 2014-01-22 03:00 | 2014 | 1 | 22 | 3 | [7 empty] | 109.704 | 14400.8441 | [7 empty] | 489.36 | 1266.213 | -50.269 | 1215.944 | [15 empty] | 0 |  | 0
1-2014 | 2014-01-22 04:00 | 2014 | 1 | 22 | 4 | [7 empty] | 100.474 | 9905.7317 | [7 empty] | 464.02 | 1281.732 | -51.528 | 1230.204 | [15 empty] | 0 |  | 0
1-2014 | 2014-01-22 05:00 | 2014 | 1 | 22 | 5 | [7 empty] | 263.752 | 15695.8815 | [7 empty] | 445.685 | 1315.131 | -50.464 | 1264.667 | [15 empty] | 0 |  | 0
1-2014 | 2014-01-22 06:00 | 2014 | 1 | 22 | 6 | [7 empty] | 251.651 | 72669.2593 | [7 empty] | 384.355 | 1355.445 | -49.449 | 1305.996 | [15 empty] | 0 |  | 0
1-2014 | 2014-01-22 07:00 | 2014 | 1 | 22 | 7 | [7 empty] | 263.736 | 50560.8286 | [7 empty] | 354.8 | 1400.604 | -52.468 | 1348.136 | [15 empty] | 0 |  | 0
1-2014 | 2014-01-22 08:00 | 2014 | 1 | 22 | 8 | [7 empty] | 252.533 | 90177.009 | [7 empty] | 305.3 | 1449.986 | -55.703 | 1394.283 | [15 empty] | 0 |  | 0
1-2014 | 2014-01-22 09:00 | 2014 | 1 | 22 | 9 | [7 empty] | 246.042 | 77328.5402 | [7 empty] | 294.2 | 1460.055 | -58.863 | 1401.192 | [15 empty] | 0 |  | 0
1-2014 | 2014-01-22 10:00 | 2014 | 1 | 22 | 10 | [7 empty] | 250.938 | 47773.5764 | [7 empty] | 321.4 | 1443.542 | -58.704 | 1384.838 | [15 empty] | 0 |  | 0
1-2014 | 2014-01-22 11:00 | 2014 | 1 | 22 | 11 | [7 empty] | 247.684 | 89825.0794 | [7 empty] | 382.2 | 1374.873 | -59.039 | 1315.834 | [15 empty] | 0 |  | 0
1-2014 | 2014-01-22 12:00 | 2014 | 1 | 22 | 12 | [7 empty] | 243.87 | 79650.3807 | [7 empty] | 443.4 | 1314.369 | -56.25 | 1258.119 | [15 empty] | 0 |  | 0
1-2014 | 2014-01-22 13:00 | 2014 | 1 | 22 | 13 | [7 empty] | 242.471 | 61706.4448 | [7 empty] | 492.7 | 1272.656 | -54.835 | 1217.821 | [15 empty] | 0 |  | 0
1-2014 | 2014-01-22 14:00 | 2014 | 1 | 22 | 14 | [7 empty] | 255.423 | 38464.1496 | [7 empty] | 524.8 | 1237.989 | -51.516 | 1186.473 | [15 empty] | 0 |  | 0
1-2014 | 2014-01-22 15:00 | 2014 | 1 | 22 | 15 | [7 empty] | 248.156 | 39779.4068 | [7 empty] | 546.3 | 1218.094 | -50.588 | 1167.506 | [15 empty] | 0 |  | 0
1-2014 | 2014-01-22 16:00 | 2014 | 1 | 22 | 16 | [7 empty] | 278.236 | 74233.3648 | [7 empty] | 556.9 | 1234.52 | -53.735 | 1180.785 | [15 empty] | 0 |  | 0
1-2014 | 2014-01-22 17:00 | 2014 | 1 | 22 | 17 | [7 empty] | 291.083 | 38216.2871 | [7 empty] | 543.3 | 1255.5 | -54.866 | 1200.634 | [15 empty] | 0 |  | 0
1-2014 | 2014-01-22 18:00 | 2014 | 1 | 22 | 18 | [7 empty] | 269.974 | 153342.5323 | [7 empty] | 505.6 | 1287.828 | -57.754 | 1230.074 | [15 empty] | 0 |  | 0
1-2014 | 2014-01-22 19:00 | 2014 | 1 | 22 | 19 | [7 empty] | 293.532 | 131883.9276 | [7 empty] | 467.2 | 1313.101 | -54.77 | 1258.331 | [15 empty] | 0 |  | 0
1-2014 | 2014-01-22 20:00 | 2014 | 1 | 22 | 20 | [7 empty] | 280.751 | 123443.4072 | [7 empty] | 472.1 | 1299.491 | -56.69 | 1242.801 | [15 empty] | 0 |  | 0
1-2014 | 2014-01-22 21:00 | 2014 | 1 | 22 | 21 | [7 empty] | 253.286 | 115313.5172 | [7 empty] | 474.8 | 1282.937 | -56.001 | 1226.936 | [15 empty] | 0 |  | 0
1-2014 | 2014-01-22 22:00 | 2014 | 1 | 22 | 22 | [7 empty] | 241.978 | 72799.0813 | [7 empty] | 501.1 | 1265.017 | -55.089 | 1209.928 | [15 empty] | 0 |  | 0
1-2014 | 2014-01-22 23:00 | 2014 | 1 | 22 | 23 | [7 empty] | 252.049 | 69331.1184 | [7 empty] | 531.8 | 1242.902 | -54.403 | 1188.499 | [15 empty] | 0 |  | 0
1-2014 | 2014-01-23 | 2014 | 1 | 23 | 0 | [7 empty] | 198.257 | 37002.6865 | [7 empty] | 518.025 | 1208.578 | -52.595 | 1155.983 | [15 empty] | 0 |  | 0
1-2014 | 2014-01-23 01:00 | 2014 | 1 | 23 | 1 | [7 empty] | 0 | 0 | [7 empty] | 362.759 | 1176.684 | -47.593 | 1129.091 | [15 empty] | 0 |  | 0
1-2014 | 2014-01-23 02:00 | 2014 | 1 | 23 | 2 | [7 empty] | 0 | 0 | [7 empty] | 435.093 | 1166.539 | -49.582 | 1116.957 | [15 empty] | 0 |  | 0
1-2014 | 2014-01-23 03:00 | 2014 | 1 | 23 | 3 | [7 empty] | 0 | 0 | [7 empty] | 471.322 | 1159.733 | -49.604 | 1110.129 | [15 empty] | 0 |  | 0
1-2014 | 2014-01-23 04:00 | 2014 | 1 | 23 | 4 | [7 empty] | 0 | 0 | [7 empty] | 545.203 | 1167.844 | -50.096 | 1117.748 | [15 empty] | 0 |  | 0
1-2014 | 2014-01-23 05:00 | 2014 | 1 | 23 | 5 | [7 empty] | 0 | 0 | [7 empty] | 527.3 | 1191.096 | -50.997 | 1140.099 | [15 empty] | 0 |  | 0
1-2014 | 2014-01-23 06:00 | 2014 | 1 | 23 | 6 | [7 empty] | 0 | 0 | [7 empty] | 496.861 | 1221.201 | -50.013 | 1171.188 | [15 empty] | 0 |  | 0
1-2014 | 2014-01-23 07:00 | 2014 | 1 | 23 | 7 | [7 empty] | 0 | 0 | [7 empty] | 446.758 | 1282.745 | -52.253 | 1230.492 | [15 empty] | 0 |  | 0
1-2014 | 2014-01-23 08:00 | 2014 | 1 | 23 | 8 | [7 empty] | 0 | 0 | [7 empty] | 421.23 | 1330.148 | -48.127 | 1282.021 | [15 empty] | 0 |  | 0
1-2014 | 2014-01-23 09:00 | 2014 | 1 | 23 | 9 | [7 empty] | 0 | 0 | [7 empty] | 416.341 | 1348.392 | -48.683 | 1299.709 | [15 empty] | 0 |  | 0
1-2014 | 2014-01-23 10:00 | 2014 | 1 | 23 | 10 | [7 empty] | 11.5 | 4596.665 | [7 empty] | 423.913 | 1361.784 | -50.997 | 1310.787 | [15 empty] | 0 |  | 0
1-2014 | 2014-01-23 11:00 | 2014 | 1 | 23 | 11 | [7 empty] | 8.4 | 3846.024 | [7 empty] | 458.493 | 1358.952 | -55.345 | 1303.607 | [15 empty] | 0 |  | 0
1-2014 | 2014-01-23 12:00 | 2014 | 1 | 23 | 12 | [7 empty] | 0 | 0 | [7 empty] | 481.267 | 1347.76 | -57.177 | 1290.583 | [15 empty] | 0 |  | 0
1-2014 | 2014-01-23 13:00 | 2014 | 1 | 23 | 13 | [7 empty] | 0 | 0 | [7 empty] | 456.734 | 1330.048 | -51.331 | 1278.717 | [15 empty] | 0 |  | 0
1-2014 | 2014-01-23 14:00 | 2014 | 1 | 23 | 14 | [7 empty] | 0 | 0 | [7 empty] | 478.764 | 1314.741 | -51.605 | 1263.136 | [15 empty] | 0 |  | 0
1-2014 | 2014-01-23 15:00 | 2014 | 1 | 23 | 15 | [7 empty] | 0 | 0 | [7 empty] | 473.484 | 1297.745 | -48.928 | 1248.817 | [15 empty] | 0 |  | 0
1-2014 | 2014-01-23 16:00 | 2014 | 1 | 23 | 16 | [7 empty] | 0 | 0 | [7 empty] | 446.099 | 1295.161 | -48.96 | 1246.201 | [15 empty] | 0 |  | 0
1-2014 | 2014-01-23 17:00 | 2014 | 1 | 23 | 17 | [7 empty] | 0 | 0 | [7 empty] | 355.332 | 1321.966 | -47.398 | 1274.568 | [15 empty] | 0 |  | 0
1-2014 | 2014-01-23 18:00 | 2014 | 1 | 23 | 18 | [7 empty] | 0 | 0 | [7 empty] | 320.902 | 1377.464 | -50.316 | 1327.148 | [15 empty] | 0 |  | 0
1-2014 | 2014-01-23 19:00 | 2014 | 1 | 23 | 19 | [7 empty] | 32.6 | 20675.572 | [7 empty] | 429.524 | 1445.689 | -52.013 | 1393.676 | [15 empty] | 0 |  | 0
1-2014 | 2014-01-23 20:00 | 2014 | 1 | 23 | 20 | [7 empty] | 34.1 | 17587.757 | [7 empty] | 442.179 | 1463.845 | -54.624 | 1409.221 | [15 empty] | 0 |  | 0
1-2014 | 2014-01-23 21:00 | 2014 | 1 | 23 | 21 | [7 empty] | 35.9 | 18121.602 | [7 empty] | 436.437 | 1473.877 | -58.464 | 1415.413 | [15 empty] | 0 |  | 0
1-2014 | 2014-01-23 22:00 | 2014 | 1 | 23 | 22 | [7 empty] | 15 | 5763.45 | [7 empty] | 391.207 | 1484.742 | -60.149 | 1424.593 | [15 empty] | 0 |  | 0
1-2014 | 2014-01-23 23:00 | 2014 | 1 | 23 | 23 | [7 empty] | 0 | 0 | [7 empty] | 371.849 | 1474.428 | -59.127 | 1415.301 | [15 empty] | 0 |  | 0
1-2014 | 2014-01-24 | 2014 | 1 | 24 | 0 | [7 empty] | 0 | 0 | [7 empty] | 369.741 | 1469.145 | -59.786 | 1409.359 | [15 empty] | 0 |  | 0
1-2014 | 2014-01-24 01:00 | 2014 | 1 | 24 | 1 | [7 empty] | 32.752 | 8065.835 | [7 empty] | 399.7 | 1462.377 | -58.525 | 1403.852 | [15 empty] | 0 |  | 0
1-2014 | 2014-01-24 02:00 | 2014 | 1 | 24 | 2 | [7 empty] | 123.219 | 42349.1381 | [7 empty] | 330.5 | 1465.286 | -58.117 | 1407.169 | [15 empty] | 0 |  | 0
1-2014 | 2014-01-24 03:00 | 2014 | 1 | 24 | 3 | [7 empty] | 203.269 | 89210.6987 | [7 empty] | 323.2 | 1478.197 | -58.178 | 1420.019 | [15 empty] | 0 |  | 0
1-2014 | 2014-01-24 04:00 | 2014 | 1 | 24 | 4 | [7 empty] | 282.073 | 104713.9598 | [7 empty] | 343 | 1494.831 | -57.158 | 1437.673 | [15 empty] | 0 |  | 0
1-2014 | 2014-01-24 05:00 | 2014 | 1 | 24 | 5 | [7 empty] | 323.791 | 133741.8726 | [7 empty] | 320.7 | 1518.428 | -55.036 | 1463.392 | [15 empty] | 3.092 |  | 1277.1506
1-2014 | 2014-01-24 06:00 | 2014 | 1 | 24 | 6 | [7 empty] | 366.371 | 207783.6489 | [7 empty] | 352.145 | 1555.935 | -55.609 | 1500.326 | [15 empty] | 14.226 |  | 8068.1336
1-2014 | 2014-01-24 07:00 | 2014 | 1 | 24 | 7 | [7 empty] | 327.109 | 178931.8941 | [7 empty] | 280.33 | 1607.382 | -56.703 | 1550.679 | [15 empty] | 46.779 |  | 25588.5808
1-2014 | 2014-01-24 08:00 | 2014 | 1 | 24 | 8 | [7 empty] | 222.953 | 165179.1891 | [7 empty] | 241.2 | 1646.911 | -55.808 | 1591.103 | [15 empty] | 0 |  | 0
1-2014 | 2014-01-24 09:00 | 2014 | 1 | 24 | 9 | [7 empty] | 216.424 | 88885.3368 | [7 empty] | 257.45 | 1649.972 | -58.998 | 1590.974 | [15 empty] | 0 |  | 0
1-2014 | 2014-01-24 10:00 | 2014 | 1 | 24 | 10 | [7 empty] | 177.562 | 51698.9519 | [7 empty] | 298.95 | 1601.639 | -59.876 | 1541.763 | [15 empty] | 0 |  | 0
1-2014 | 2014-01-24 11:00 | 2014 | 1 | 24 | 11 | [7 empty] | 85.621 | 21503.7141 | [7 empty] | 359.64 | 1522.952 | -61.471 | 1461.481 | [15 empty] | 0 |  | 0
1-2014 | 2014-01-24 12:00 | 2014 | 1 | 24 | 12 | [7 empty] | 9.116 | 1772.2416 | [7 empty] | 439.03 | 1436.348 | -60.512 | 1375.836 | [15 empty] | 0 |  | 0
1-2014 | 2014-01-24 13:00 | 2014 | 1 | 24 | 13 | [7 empty] | 0 | 0 | [7 empty] | 574.728 | 1360.43 | -57.608 | 1302.822 | [15 empty] | 0 |  | 0
1-2014 | 2014-01-24 14:00 | 2014 | 1 | 24 | 14 | [7 empty] | 0 | 0 | [7 empty] | 700.821 | 1303.292 | -55.663 | 1247.629 | [15 empty] | 0 |  | 0
1-2014 | 2014-01-24 15:00 | 2014 | 1 | 24 | 15 | [7 empty] | 0 | 0 | [7 empty] | 710.304 | 1257.581 | -53.735 | 1203.846 | [15 empty] | 0 |  | 0
1-2014 | 2014-01-24 16:00 | 2014 | 1 | 24 | 16 | [7 empty] | 0 | 0 | [7 empty] | 705.084 | 1225.918 | -50.902 | 1175.016 | [15 empty] | 0 |  | 0
1-2014 | 2014-01-24 17:00 | 2014 | 1 | 24 | 17 | [7 empty] | 0 | 0 | [7 empty] | 694.931 | 1242.261 | -52.842 | 1189.419 | [15 empty] | 0 |  | 0
1-2014 | 2014-01-24 18:00 | 2014 | 1 | 24 | 18 | [7 empty] | 0 | 0 | [7 empty] | 674.32 | 1275.239 | -55.859 | 1219.38 | [15 empty] | 0 |  | 0
1-2014 | 2014-01-24 19:00 | 2014 | 1 | 24 | 19 | [7 empty] | 0 | 0 | [7 empty] | 624.015 | 1321.875 | -53.24 | 1268.635 | [15 empty] | 0 |  | 0
1-2014 | 2014-01-24 20:00 | 2014 | 1 | 24 | 20 | [7 empty] | 0 | 0 | [7 empty] | 629.311 | 1323.557 | -52.868 | 1270.689 | [15 empty] | 0 |  | 0
1-2014 | 2014-01-24 21:00 | 2014 | 1 | 24 | 21 | [7 empty] | 0 | 0 | [7 empty] | 656.263 | 1317.969 | -56.282 | 1261.687 | [15 empty] | 0 |  | 0
1-2014 | 2014-01-24 22:00 | 2014 | 1 | 24 | 22 | [7 empty] | 0 | 0 | [7 empty] | 671.945 | 1322.381 | -54.626 | 1267.755 | [15 empty] | 0 |  | 0
1-2014 | 2014-01-24 23:00 | 2014 | 1 | 24 | 23 | [7 empty] | 0 | 0 | [7 empty] | 720.977 | 1304.644 | -55.071 | 1249.573 | [15 empty] | 0 |  | 0
1-2014 | 2014-01-25 | 2014 | 1 | 25 | 0 | [7 empty] | 0 | 0 | [7 empty] | 693.466 | 1290.209 | -59.325 | 1230.884 | [15 empty] | 0 |  | 0
1-2014 | 2014-01-25 01:00 | 2014 | 1 | 25 | 1 | [7 empty] | 114.263 | 24525.4103 | [7 empty] | 813.195 | 1262.776 | -61.359 | 1201.417 | [15 empty] | 0 |  | 0
1-2014 | 2014-01-25 02:00 | 2014 | 1 | 25 | 2 | [7 empty] | 0 | 0 | [7 empty] | 694.858 | 1226.653 | -55.062 | 1171.591 | [15 empty] | 0 |  | 0
1-2014 | 2014-01-25 03:00 | 2014 | 1 | 25 | 3 | [7 empty] | 0 | 0 | [7 empty] | 859.78 | 1199.745 | -54.375 | 1145.37 | [15 empty] | 0 |  | 0
1-2014 | 2014-01-25 04:00 | 2014 | 1 | 25 | 4 | [7 empty] | 0 | 0 | [7 empty] | 945.864 | 1168.571 | -53.835 | 1114.736 | [15 empty] | 0 |  | 0
1-2014 | 2014-01-25 05:00 | 2014 | 1 | 25 | 5 | [7 empty] | 0 | 0 | [7 empty] | 975.102 | 1153.701 | -54.103 | 1099.598 | [15 empty] | 0 |  | 0
1-2014 | 2014-01-25 06:00 | 2014 | 1 | 25 | 6 | [7 empty] | 0 | 0 | [7 empty] | 977.329 | 1152.618 | -51.597 | 1101.021 | [15 empty] | 0 |  | 0
1-2014 | 2014-01-25 07:00 | 2014 | 1 | 25 | 7 | [7 empty] | 0 | 0 | [7 empty] | 984.943 | 1161.812 | -53.155 | 1108.657 | [15 empty] | 0 |  | 0
1-2014 | 2014-01-25 08:00 | 2014 | 1 | 25 | 8 | [7 empty] | 0 | 0 | [7 empty] | 977.555 | 1183.34 | -54.895 | 1128.445 | [15 empty] | 0 |  | 0
1-2014 | 2014-01-25 09:00 | 2014 | 1 | 25 | 9 | [7 empty] | 0 | 0 | [7 empty] | 969.494 | 1198.045 | -53.189 | 1144.856 | [15 empty] | 0 |  | 0
1-2014 | 2014-01-25 10:00 | 2014 | 1 | 25 | 10 | [7 empty] | 0 | 0 | [7 empty] | 963.057 | 1222.079 | -57.886 | 1164.193 | [15 empty] | 0 |  | 0
1-2014 | 2014-01-25 11:00 | 2014 | 1 | 25 | 11 | [7 empty] | 0 | 0 | [7 empty] | 941.22 | 1230.184 | -56.254 | 1173.93 | [15 empty] | 0 |  | 0
1-2014 | 2014-01-25 12:00 | 2014 | 1 | 25 | 12 | [7 empty] | 0 | 0 | [7 empty] | 930.119 | 1227.522 | -56.091 | 1171.431 | [15 empty] | 0 |  | 0
1-2014 | 2014-01-25 13:00 | 2014 | 1 | 25 | 13 | [7 empty] | 0 | 0 | [7 empty] | 959.187 | 1209.001 | -52.938 | 1156.063 | [15 empty] | 0 |  | 0
1-2014 | 2014-01-25 14:00 | 2014 | 1 | 25 | 14 | [7 empty] | 0 | 0 | [7 empty] | 961.967 | 1178.276 | -52.193 | 1126.083 | [15 empty] | 0 |  | 0
1-2014 | 2014-01-25 15:00 | 2014 | 1 | 25 | 15 | [7 empty] | 0 | 0 | [7 empty] | 881.743 | 1123.79 | -49.083 | 1074.707 | [15 empty] | 0 |  | 0
1-2014 | 2014-01-25 16:00 | 2014 | 1 | 25 | 16 | [7 empty] | 174.457 | 19444.9772 | [7 empty] | 905.62 | 1102.349 | -43.612 | 1058.737 | [15 empty] | 0 |  | 0
1-2014 | 2014-01-25 17:00 | 2014 | 1 | 25 | 17 | [7 empty] | 236.47 | 22838.2726 | [7 empty] | 933.43 | 1090.519 | -40.329 | 1050.19 | [15 empty] | 0 |  | 0
1-2014 | 2014-01-25 18:00 | 2014 | 1 | 25 | 18 | [7 empty] | 222.95 | 37908.1885 | [7 empty] | 945.47 | 1102.084 | -41.204 | 1060.88 | [15 empty] | 0 |  | 0
1-2014 | 2014-01-25 19:00 | 2014 | 1 | 25 | 19 | [7 empty] | 195.791 | 34296.7095 | [7 empty] | 985.445 | 1150.042 | -40.896 | 1109.146 | [15 empty] | 0 |  | 0
1-2014 | 2014-01-25 20:00 | 2014 | 1 | 25 | 20 | [7 empty] | 117.036 | 5098.0882 | [7 empty] | 929.465 | 1135.436 | -40.414 | 1095.022 | [15 empty] | 0 |  | 0
1-2014 | 2014-01-25 21:00 | 2014 | 1 | 25 | 21 | [7 empty] | 43.258 | 2291.3763 | [7 empty] | 920.9 | 1141.465 | -41.657 | 1099.808 | [15 empty] | 0 |  | 0
1-2014 | 2014-01-25 22:00 | 2014 | 1 | 25 | 22 | [7 empty] | 0 | 0 | [7 empty] | 938.925 | 1130.903 | -43.528 | 1087.375 | [15 empty] | 0 |  | 0
1-2014 | 2014-01-25 23:00 | 2014 | 1 | 25 | 23 | [7 empty] | 0 | 0 | [7 empty] | 892.364 | 1125.938 | -40.602 | 1085.336 | [15 empty] | 0 |  | 0
1-2014 | 2014-01-26 | 2014 | 1 | 26 | 0 | [7 empty] | 0 | 0 | [7 empty] | 893.535 | 1118.235 | -39.17 | 1079.065 | [15 empty] | 0 |  | 0
1-2014 | 2014-01-26 01:00 | 2014 | 1 | 26 | 1 | [7 empty] | 274.304 | 13994.9901 | [7 empty] | 983.6 | 1129.877 | -37.523 | 1092.354 | [15 empty] | 0 |  | 0
1-2014 | 2014-01-26 02:00 | 2014 | 1 | 26 | 2 | [7 empty] | 314.962 | 16403.221 | [7 empty] | 947.8 | 1144.275 | -37.413 | 1106.862 | [15 empty] | 0 |  | 0
1-2014 | 2014-01-26 03:00 | 2014 | 1 | 26 | 3 | [7 empty] | 335.081 | 17916.7811 | [7 empty] | 934.205 | 1177.145 | -39.569 | 1137.576 | [15 empty] | 0 |  | 0
1-2014 | 2014-01-26 04:00 | 2014 | 1 | 26 | 4 | [7 empty] | 350.855 | 16848.0571 | [7 empty] | 898.765 | 1211.671 | -43.031 | 1168.64 | [15 empty] | 0 |  | 0
1-2014 | 2014-01-26 05:00 | 2014 | 1 | 26 | 5 | [7 empty] | 353.624 | 17486.7068 | [7 empty] | 875.8 | 1235.515 | -44.991 | 1190.524 | [15 empty] | 0 |  | 0
1-2014 | 2014-01-26 06:00 | 2014 | 1 | 26 | 6 | [7 empty] | 307.656 | 18040.9478 | [7 empty] | 829.415 | 1245.844 | -46.653 | 1199.191 | [15 empty] | 0 |  | 0
1-2014 | 2014-01-26 07:00 | 2014 | 1 | 26 | 7 | [7 empty] | 248.48 | 21578.0032 | [7 empty] | 759.4 | 1260.368 | -49.288 | 1211.08 | [15 empty] | 0 |  | 0
1-2014 | 2014-01-26 08:00 | 2014 | 1 | 26 | 8 | [7 empty] | 218.926 | 22459.6183 | [7 empty] | 728.5 | 1258.283 | -51.557 | 1206.726 | [15 empty] | 0 |  | 0
1-2014 | 2014-01-26 09:00 | 2014 | 1 | 26 | 9 | [7 empty] | 215.418 | 29264.5353 | [7 empty] | 733.19 | 1252.59 | -55.162 | 1197.428 | [15 empty] | 0 |  | 0
1-2014 | 2014-01-26 10:00 | 2014 | 1 | 26 | 10 | [7 empty] | 210.906 | 10751.9879 | [7 empty] | 774.74 | 1218.999 | -51.833 | 1167.166 | [15 empty] | 0 |  | 0
1-2014 | 2014-01-26 11:00 | 2014 | 1 | 26 | 11 | [7 empty] | 273.817 | 13143.216 | [7 empty] | 881.95 | 1176.162 | -50.045 | 1126.117 | [15 empty] | 0 |  | 0
1-2014 | 2014-01-26 12:00 | 2014 | 1 | 26 | 12 | [7 empty] | 298.589 | 17625.7087 | [7 empty] | 948.735 | 1111.454 | -48.35 | 1063.104 | [15 empty] | 0 |  | 0
1-2014 | 2014-01-26 13:00 | 2014 | 1 | 26 | 13 | [7 empty] | 196.162 | 18890.4006 | [7 empty] | 971.535 | 1032.772 | -43.545 | 989.227 | [15 empty] | 0 |  | 0
1-2014 | 2014-01-26 14:00 | 2014 | 1 | 26 | 14 | [7 empty] | 13.105 | 803.3365 | [7 empty] | 931.22 | 958.29 | -43.805 | 914.485 | [15 empty] | 0 |  | 0
1-2014 | 2014-01-26 15:00 | 2014 | 1 | 26 | 15 | [7 empty] | 0 | 0 | [7 empty] | 930.09 | 892.771 | -39.311 | 853.46 | [15 empty] | 0 |  | 0
1-2014 | 2014-01-26 16:00 | 2014 | 1 | 26 | 16 | [7 empty] | 0 | 0 | [7 empty] | 976.143 | 870.928 | -38.071 | 832.857 | [15 empty] | 0 |  | 0
1-2014 | 2014-01-26 17:00 | 2014 | 1 | 26 | 17 | [7 empty] | 0 | 0 | [7 empty] | 967.183 | 883.12 | -36.253 | 846.867 | [15 empty] | 0 |  | 0
1-2014 | 2014-01-26 18:00 | 2014 | 1 | 26 | 18 | [7 empty] | 31.646 | 5075.069 | [7 empty] | 1077.365 | 910.378 | -40.547 | 869.831 | [15 empty] | 0 |  | 0
1-2014 | 2014-01-26 19:00 | 2014 | 1 | 26 | 19 | [7 empty] | 9.906 | 766.8235 | [7 empty] | 1077.3 | 977.713 | -41.157 | 936.556 | [15 empty] | 0 |  | 0
1-2014 | 2014-01-26 20:00 | 2014 | 1 | 26 | 20 | [7 empty] | 48.754 | 3438.6196 | [7 empty] | 1077.76 | 994.121 | -40.526 | 953.595 | [15 empty] | 0 |  | 0
1-2014 | 2014-01-26 21:00 | 2014 | 1 | 26 | 21 | [7 empty] | 65.169 | 5264.3518 | [7 empty] | 1051.385 | 995.948 | -42.614 | 953.334 | [15 empty] | 0 |  | 0
1-2014 | 2014-01-26 22:00 | 2014 | 1 | 26 | 22 | [7 empty] | 107.731 | 4884.5235 | [7 empty] | 1046.7 | 984.228 | -40.447 | 943.781 | [15 empty] | 0 |  | 0
1-2014 | 2014-01-26 23:00 | 2014 | 1 | 26 | 23 | [7 empty] | 0 | 0 | [7 empty] | 955.403 | 968.642 | -39.595 | 929.047 | [15 empty] | 0 |  | 0
1-2014 | 2014-01-27 | 2014 | 1 | 27 | 0 | [7 empty] | 0 | 0 | [7 empty] | 878.857 | 943.393 | -36.9 | 906.493 | [15 empty] | 0 |  | 0
1-2014 | 2014-01-27 01:00 | 2014 | 1 | 27 | 1 | [7 empty] | 0 | 0 | [7 empty] | 798.605 | 909.989 | -35.095 | 874.894 | [15 empty] | 0 |  | 0
1-2014 | 2014-01-27 02:00 | 2014 | 1 | 27 | 2 | [7 empty] | 0 | 0 | [7 empty] | 713.121 | 890.807 | -34.778 | 856.029 | [15 empty] | 0 |  | 0
1-2014 | 2014-01-27 03:00 | 2014 | 1 | 27 | 3 | [7 empty] | 0 | 0 | [7 empty] | 690.135 | 878.42 | -32.955 | 845.465 | [15 empty] | 0 |  | 0
1-2014 | 2014-01-27 04:00 | 2014 | 1 | 27 | 4 | [7 empty] | 0 | 0 | [7 empty] | 651.283 | 872.026 | -31.859 | 840.167 | [15 empty] | 0 |  | 0
1-2014 | 2014-01-27 05:00 | 2014 | 1 | 27 | 5 | [7 empty] | 0 | 0 | [7 empty] | 697.053 | 872.945 | -31.048 | 841.897 | [15 empty] | 0 |  | 0
1-2014 | 2014-01-27 06:00 | 2014 | 1 | 27 | 6 | [7 empty] | 0 | 0 | [7 empty] | 665.599 | 915.116 | -31.015 | 884.101 | [15 empty] | 0 |  | 0
1-2014 | 2014-01-27 07:00 | 2014 | 1 | 27 | 7 | [7 empty] | 0 | 0 | [7 empty] | 824.891 | 985.921 | -35.262 | 950.659 | [15 empty] | 0 |  | 0
1-2014 | 2014-01-27 08:00 | 2014 | 1 | 27 | 8 | [7 empty] | 0 | 0 | [7 empty] | 871.301 | 1066.512 | -38.363 | 1028.149 | [15 empty] | 0 |  | 0
1-2014 | 2014-01-27 09:00 | 2014 | 1 | 27 | 9 | [7 empty] | 0 | 0 | [7 empty] | 775.681 | 1112.121 | -38.152 | 1073.969 | [15 empty] | 0 |  | 0
1-2014 | 2014-01-27 10:00 | 2014 | 1 | 27 | 10 | [7 empty] | 0 | 0 | [7 empty] | 680.417 | 1148.86 | -37.927 | 1110.933 | [15 empty] | 0 |  | 0
1-2014 | 2014-01-27 11:00 | 2014 | 1 | 27 | 11 | [7 empty] | 0 | 0 | [7 empty] | 659.49 | 1163.737 | -37.426 | 1126.311 | [15 empty] | 0 |  | 0
1-2014 | 2014-01-27 12:00 | 2014 | 1 | 27 | 12 | [7 empty] | 0 | 0 | [7 empty] | 646.649 | 1164.724 | -37.223 | 1127.501 | [15 empty] | 0 |  | 0
1-2014 | 2014-01-27 13:00 | 2014 | 1 | 27 | 13 | [7 empty] | 0 | 0 | [7 empty] | 614.034 | 1144.822 | -37.755 | 1107.067 | [15 empty] | 0 |  | 0
1-2014 | 2014-01-27 14:00 | 2014 | 1 | 27 | 14 | [7 empty] | 0 | 0 | [7 empty] | 536.27 | 1138.207 | -35.677 | 1102.53 | [15 empty] | 0 |  | 0
1-2014 | 2014-01-27 15:00 | 2014 | 1 | 27 | 15 | [7 empty] | 6.017 | 254.4589 | [7 empty] | 545.2 | 1127.509 | -34.992 | 1092.517 | [15 empty] | 0 |  | 0
1-2014 | 2014-01-27 16:00 | 2014 | 1 | 27 | 16 | [7 empty] | 0 | 0 | [7 empty] | 582.128 | 1139.013 | -34.941 | 1104.072 | [15 empty] | 0 |  | 0
1-2014 | 2014-01-27 17:00 | 2014 | 1 | 27 | 17 | [7 empty] | 0 | 0 | [7 empty] | 585.445 | 1146.964 | -36.609 | 1110.355 | [15 empty] | 0 |  | 0
1-2014 | 2014-01-27 18:00 | 2014 | 1 | 27 | 18 | [7 empty] | 0 | 0 | [7 empty] | 632.015 | 1188.912 | -42.527 | 1146.385 | [15 empty] | 0 |  | 0
1-2014 | 2014-01-27 19:00 | 2014 | 1 | 27 | 19 | [7 empty] | 0 | 0 | [7 empty] | 678.395 | 1268.849 | -41.944 | 1226.905 | [15 empty] | 0 |  | 0
1-2014 | 2014-01-27 20:00 | 2014 | 1 | 27 | 20 | [7 empty] | 0 | 0 | [7 empty] | 758.383 | 1286.279 | -41.012 | 1245.267 | [15 empty] | 0 |  | 0
1-2014 | 2014-01-27 21:00 | 2014 | 1 | 27 | 21 | [7 empty] | 0 | 0 | [7 empty] | 804.171 | 1304.359 | -42.23 | 1262.129 | [15 empty] | 0 |  | 0
1-2014 | 2014-01-27 22:00 | 2014 | 1 | 27 | 22 | [7 empty] | 0 | 0 | [7 empty] | 783.092 | 1308.011 | -42.103 | 1265.908 | [15 empty] | 0 |  | 0
1-2014 | 2014-01-27 23:00 | 2014 | 1 | 27 | 23 | [7 empty] | 0 | 0 | [7 empty] | 768.503 | 1291.572 | -40.375 | 1251.197 | [15 empty] | 0 |  | 0
1-2014 | 2014-01-28 | 2014 | 1 | 28 | 0 | [7 empty] | 0 | 0 | [7 empty] | 758.785 | 1285.07 | -42.604 | 1242.466 | [15 empty] | 0 |  | 0
1-2014 | 2014-01-28 01:00 | 2014 | 1 | 28 | 1 | [7 empty] | 0 | 0 | [7 empty] | 645.135 | 1280.462 | -44.347 | 1236.115 | [15 empty] | 0 |  | 0
1-2014 | 2014-01-28 02:00 | 2014 | 1 | 28 | 2 | [7 empty] | 0 | 0 | [7 empty] | 481.552 | 1285.679 | -44.181 | 1241.498 | [15 empty] | 0 |  | 0
1-2014 | 2014-01-28 03:00 | 2014 | 1 | 28 | 3 | [7 empty] | 0 | 0 | [7 empty] | 477.182 | 1294.649 | -44.581 | 1250.068 | [15 empty] | 0 |  | 0
1-2014 | 2014-01-28 04:00 | 2014 | 1 | 28 | 4 | [7 empty] | 0 | 0 | [7 empty] | 425.657 | 1299.449 | -43.806 | 1255.643 | [15 empty] | 0 |  | 0
1-2014 | 2014-01-28 05:00 | 2014 | 1 | 28 | 5 | [7 empty] | 0 | 0 | [7 empty] | 434.205 | 1322.346 | -44.051 | 1278.295 | [15 empty] | 0 |  | 0
1-2014 | 2014-01-28 06:00 | 2014 | 1 | 28 | 6 | [7 empty] | 0 | 0 | [7 empty] | 519.424 | 1363.893 | -47.317 | 1316.576 | [15 empty] | 0 |  | 0
1-2014 | 2014-01-28 07:00 | 2014 | 1 | 28 | 7 | [7 empty] | 0 | 0 | [7 empty] | 606.025 | 1412.578 | -53.403 | 1359.175 | [15 empty] | 0 |  | 0
1-2014 | 2014-01-28 08:00 | 2014 | 1 | 28 | 8 | [7 empty] | 34.7 | 32398.696 | [7 empty] | 630.406 | 1459.336 | -49.992 | 1409.344 | [15 empty] | 0 |  | 0
1-2014 | 2014-01-28 09:00 | 2014 | 1 | 28 | 9 | [7 empty] | 45.8 | 41745.326 | [7 empty] | 672.911 | 1475.926 | -50.037 | 1425.889 | [15 empty] | 0 |  | 0
1-2014 | 2014-01-28 10:00 | 2014 | 1 | 28 | 10 | [7 empty] | 11.6 | 9357.256 | [7 empty] | 683.714 | 1478.198 | -52.412 | 1425.786 | [15 empty] | 0 |  | 0
1-2014 | 2014-01-28 11:00 | 2014 | 1 | 28 | 11 | [7 empty] | 0 | 0 | [7 empty] | 670.899 | 1458.464 | -49.763 | 1408.701 | [15 empty] | 0 |  | 0
1-2014 | 2014-01-28 12:00 | 2014 | 1 | 28 | 12 | [7 empty] | 0 | 0 | [7 empty] | 684.439 | 1434.192 | -49.781 | 1384.411 | [15 empty] | 0 |  | 0
1-2014 | 2014-01-28 13:00 | 2014 | 1 | 28 | 13 | [7 empty] | 0 | 0 | [7 empty] | 718.424 | 1410.484 | -49.758 | 1360.726 | [15 empty] | 0 |  | 0
1-2014 | 2014-01-28 14:00 | 2014 | 1 | 28 | 14 | [7 empty] | 0 | 0 | [7 empty] | 718.67 | 1382.933 | -50.954 | 1331.979 | [15 empty] | 0 |  | 0
1-2014 | 2014-01-28 15:00 | 2014 | 1 | 28 | 15 | [7 empty] | 0 | 0 | [7 empty] | 741.703 | 1367.295 | -51.697 | 1315.598 | [15 empty] | 0 |  | 0
1-2014 | 2014-01-28 16:00 | 2014 | 1 | 28 | 16 | [7 empty] | 0 | 0 | [7 empty] | 769.934 | 1369.156 | -51.64 | 1317.516 | [15 empty] | 0 |  | 0
1-2014 | 2014-01-28 17:00 | 2014 | 1 | 28 | 17 | [7 empty] | 0 | 0 | [7 empty] | 752.781 | 1382.786 | -53.117 | 1329.669 | [15 empty] | 0 |  | 0
1-2014 | 2014-01-28 18:00 | 2014 | 1 | 28 | 18 | [7 empty] | 0 | 0 | [7 empty] | 720.382 | 1422.549 | -55.631 | 1366.918 | [15 empty] | 0 |  | 0
1-2014 | 2014-01-28 19:00 | 2014 | 1 | 28 | 19 | [7 empty] | 0 | 0 | [7 empty] | 682.723 | 1452.128 | -52.701 | 1399.427 | [15 empty] | 0 |  | 0
1-2014 | 2014-01-28 20:00 | 2014 | 1 | 28 | 20 | [7 empty] | 0 | 0 | [7 empty] | 705.766 | 1447.052 | -51.218 | 1395.834 | [15 empty] | 0 |  | 0
1-2014 | 2014-01-28 21:00 | 2014 | 1 | 28 | 21 | [7 empty] | 0 | 0 | [7 empty] | 710.193 | 1440.135 | -49.878 | 1390.257 | [15 empty] | 0 |  | 0
1-2014 | 2014-01-28 22:00 | 2014 | 1 | 28 | 22 | [7 empty] | 0 | 0 | [7 empty] | 734.788 | 1429.123 | -47.761 | 1381.362 | [15 empty] | 0 |  | 0
1-2014 | 2014-01-28 23:00 | 2014 | 1 | 28 | 23 | [7 empty] | 0 | 0 | [7 empty] | 704.393 | 1431.694 | -49.787 | 1381.907 | [15 empty] | 0 |  | 0
1-2014 | 2014-01-29 | 2014 | 1 | 29 | 0 | [7 empty] | 39.498 | 2394.7637 | [7 empty] | 731.8 | 1435.444 | -52.146 | 1383.298 | [15 empty] | 0 |  | 0
1-2014 | 2014-01-29 01:00 | 2014 | 1 | 29 | 1 | [7 empty] | 41.818 | 5929.3742 | [7 empty] | 705.7 | 1442.407 | -56.839 | 1385.568 | [15 empty] | 0 |  | 0
1-2014 | 2014-01-29 02:00 | 2014 | 1 | 29 | 2 | [7 empty] | 114.406 | 24246.0636 | [7 empty] | 714.84 | 1529.243 | -61.777 | 1467.466 | [15 empty] | 0 |  | 0
1-2014 | 2014-01-29 03:00 | 2014 | 1 | 29 | 3 | [7 empty] | 64.736 | 12152.2419 | [7 empty] | 683.945 | 1466.964 | -58.473 | 1408.491 | [15 empty] | 0 |  | 0
1-2014 | 2014-01-29 04:00 | 2014 | 1 | 29 | 4 | [7 empty] | 69.987 | 9057.0177 | [7 empty] | 672.31 | 1491.734 | -59.307 | 1432.427 | [15 empty] | 0 |  | 0
1-2014 | 2014-01-29 05:00 | 2014 | 1 | 29 | 5 | [7 empty] | 78.217 | 10851.0444 | [7 empty] | 650.445 | 1523.712 | -59.791 | 1463.921 | [15 empty] | 0 |  | 0
1-2014 | 2014-01-29 06:00 | 2014 | 1 | 29 | 6 | [7 empty] | 76.086 | 4199.1863 | [7 empty] | 618.7 | 1543.184 | -57.248 | 1485.936 | [15 empty] | 0 |  | 0
1-2014 | 2014-01-29 07:00 | 2014 | 1 | 29 | 7 | [7 empty] | 101.174 | 11869.7337 | [7 empty] | 568.9 | 1601.761 | -57.937 | 1543.824 | [15 empty] | 0 |  | 0
1-2014 | 2014-01-29 08:00 | 2014 | 1 | 29 | 8 | [7 empty] | 20.899 | 2703.2856 | [7 empty] | 513 | 1621.518 | -55.119 | 1566.399 | [15 empty] | 0 |  | 0
1-2014 | 2014-01-29 09:00 | 2014 | 1 | 29 | 9 | [7 empty] | 19.202 | 3099.2028 | [7 empty] | 513.3 | 1629.329 | -57.227 | 1572.102 | [15 empty] | 0 |  | 0
1-2014 | 2014-01-29 10:00 | 2014 | 1 | 29 | 10 | [7 empty] | 0 | 0 | [7 empty] | 550.645 | 1585.428 | -57.773 | 1527.655 | [15 empty] | 0 |  | 0
1-2014 | 2014-01-29 11:00 | 2014 | 1 | 29 | 11 | [7 empty] | 0 | 0 | [7 empty] | 638.312 | 1501.956 | -55.918 | 1446.038 | [15 empty] | 0 |  | 0
1-2014 | 2014-01-29 12:00 | 2014 | 1 | 29 | 12 | [7 empty] | 0 | 0 | [7 empty] | 722.446 | 1405.408 | -53.804 | 1351.604 | [15 empty] | 0 |  | 0
1-2014 | 2014-01-29 13:00 | 2014 | 1 | 29 | 13 | [7 empty] | 14.988 | 1701.138 | [7 empty] | 768 | 1339.258 | -55.42 | 1283.838 | [15 empty] | 0 |  | 0
1-2014 | 2014-01-29 14:00 | 2014 | 1 | 29 | 14 | [7 empty] | 70.053 | 6697.0668 | [7 empty] | 814.5 | 1281.479 | -52.876 | 1228.603 | [15 empty] | 0 |  | 0
1-2014 | 2014-01-29 15:00 | 2014 | 1 | 29 | 15 | [7 empty] | 25.822 | 2941.6422 | [7 empty] | 833.795 | 1241.929 | -51.502 | 1190.427 | [15 empty] | 0 |  | 0
1-2014 | 2014-01-29 16:00 | 2014 | 1 | 29 | 16 | [7 empty] | 0 | 0 | [7 empty] | 818.78 | 1211.358 | -48.738 | 1162.62 | [15 empty] | 0 |  | 0
1-2014 | 2014-01-29 17:00 | 2014 | 1 | 29 | 17 | [7 empty] | 29.587 | 2010.1408 | [7 empty] | 801.69 | 1221.036 | -49.439 | 1171.597 | [15 empty] | 0 |  | 0
1-2014 | 2014-01-29 18:00 | 2014 | 1 | 29 | 18 | [7 empty] | 0 | 0 | [7 empty] | 807.149 | 1280.226 | -56.075 | 1224.151 | [15 empty] | 0 |  | 0
1-2014 | 2014-01-29 19:00 | 2014 | 1 | 29 | 19 | [7 empty] | 0 | 0 | [7 empty] | 777.867 | 1368.773 | -56.79 | 1311.983 | [15 empty] | 0 |  | 0
1-2014 | 2014-01-29 20:00 | 2014 | 1 | 29 | 20 | [7 empty] | 0 | 0 | [7 empty] | 754.874 | 1408.04 | -59.664 | 1348.376 | [15 empty] | 0 |  | 0
1-2014 | 2014-01-29 21:00 | 2014 | 1 | 29 | 21 | [7 empty] | 0 | 0 | [7 empty] | 736.136 | 1430.88 | -59.466 | 1371.414 | [15 empty] | 0 |  | 0
1-2014 | 2014-01-29 22:00 | 2014 | 1 | 29 | 22 | [7 empty] | 0.406 | 73.8701 | [7 empty] | 729.8 | 1439.374 | -55.619 | 1383.755 | [15 empty] | 0 |  | 0
1-2014 | 2014-01-29 23:00 | 2014 | 1 | 29 | 23 | [7 empty] | 15.77 | 1872.3721 | [7 empty] | 726.635 | 1437.182 | -55.847 | 1381.335 | [15 empty] | 0 |  | 0
1-2014 | 2014-01-30 | 2014 | 1 | 30 | 0 | [7 empty] | 0 | 0 | [7 empty] | 710.64 | 1429.78 | -60.67 | 1369.11 | [15 empty] | 0 |  | 0
1-2014 | 2014-01-30 01:00 | 2014 | 1 | 30 | 1 | [7 empty] | 0 | 0 | [7 empty] | 735.908 | 1418.931 | -63.039 | 1355.892 | [15 empty] | 0 |  | 0
1-2014 | 2014-01-30 02:00 | 2014 | 1 | 30 | 2 | [7 empty] | 0 | 0 | [7 empty] | 719.719 | 1421.574 | -63.793 | 1357.781 | [15 empty] | 0 |  | 0
1-2014 | 2014-01-30 03:00 | 2014 | 1 | 30 | 3 | [7 empty] | 0 | 0 | [7 empty] | 708.397 | 1444.035 | -66.882 | 1377.153 | [15 empty] | 0 |  | 0
1-2014 | 2014-01-30 04:00 | 2014 | 1 | 30 | 4 | [7 empty] | 0 | 0 | [7 empty] | 676.631 | 1460.894 | -66.875 | 1394.019 | [15 empty] | 0 |  | 0
1-2014 | 2014-01-30 05:00 | 2014 | 1 | 30 | 5 | [7 empty] | 0 | 0 | [7 empty] | 646.678 | 1485.062 | -68.989 | 1416.073 | [15 empty] | 0 |  | 0
1-2014 | 2014-01-30 06:00 | 2014 | 1 | 30 | 6 | [7 empty] | 6.013 | 2907.9529 | [7 empty] | 602.08 | 1529.468 | -68.386 | 1461.082 | [15 empty] | 0 |  | 0
1-2014 | 2014-01-30 07:00 | 2014 | 1 | 30 | 7 | [7 empty] | 30.918 | 23234.2586 | [7 empty] | 582.67 | 1593.943 | -69.395 | 1524.548 | [15 empty] | 0 |  | 0
1-2014 | 2014-01-30 08:00 | 2014 | 1 | 30 | 8 | [7 empty] | 24.419 | 7443.3996 | [7 empty] | 549.2 | 1620.007 | -66.688 | 1553.319 | [15 empty] | 0 |  | 0
1-2014 | 2014-01-30 09:00 | 2014 | 1 | 30 | 9 | [7 empty] | 45.054 | 7546.0945 | [7 empty] | 560.7 | 1627.69 | -66.386 | 1561.304 | [15 empty] | 0 |  | 0
1-2014 | 2014-01-30 10:00 | 2014 | 1 | 30 | 10 | [7 empty] | 103.943 | 8708.3445 | [7 empty] | 624.6 | 1556.12 | -61.127 | 1494.993 | [15 empty] | 0 |  | 0
1-2014 | 2014-01-30 11:00 | 2014 | 1 | 30 | 11 | [7 empty] | 64.558 | 6103.9589 | [7 empty] | 738.1 | 1427.955 | -56.947 | 1371.008 | [15 empty] | 0 |  | 0
1-2014 | 2014-01-30 12:00 | 2014 | 1 | 30 | 12 | [7 empty] | 21.994 | 1520.8851 | [7 empty] | 847.1 | 1305.267 | -54.973 | 1250.294 | [15 empty] | 0 |  | 0
1-2014 | 2014-01-30 13:00 | 2014 | 1 | 30 | 13 | [7 empty] | 0 | 0 | [7 empty] | 933.489 | 1199.963 | -52.802 | 1147.161 | [15 empty] | 0 |  | 0
1-2014 | 2014-01-30 14:00 | 2014 | 1 | 30 | 14 | [7 empty] | 0 | 0 | [7 empty] | 1017.462 | 1129.278 | -49.691 | 1079.587 | [15 empty] | 0 |  | 0
1-2014 | 2014-01-30 15:00 | 2014 | 1 | 30 | 15 | [7 empty] | 41.478 | 1635.0628 | [7 empty] | 983.67 | 1086.183 | -42.175 | 1044.008 | [15 empty] | 0 |  | 0
1-2014 | 2014-01-30 16:00 | 2014 | 1 | 30 | 16 | [7 empty] | 75.551 | 2717.5695 | [7 empty] | 982.975 | 1052.013 | -40.488 | 1011.525 | [15 empty] | 0 |  | 0
1-2014 | 2014-01-30 17:00 | 2014 | 1 | 30 | 17 | [7 empty] | 144.598 | 6502.5721 | [7 empty] | 1020.64 | 1023.071 | -45.063 | 978.008 | [15 empty] | 0 |  | 0
1-2014 | 2014-01-30 18:00 | 2014 | 1 | 30 | 18 | [7 empty] | 135.306 | 13307.3451 | [7 empty] | 998.1 | 1095.238 | -45.981 | 1049.257 | [15 empty] | 0 |  | 0
1-2014 | 2014-01-30 19:00 | 2014 | 1 | 30 | 19 | [7 empty] | 56.772 | 7797.6342 | [7 empty] | 945.4 | 1155.285 | -44.313 | 1110.972 | [15 empty] | 0 |  | 0
1-2014 | 2014-01-30 20:00 | 2014 | 1 | 30 | 20 | [7 empty] | 0 | 0 | [7 empty] | 949.311 | 1165.461 | -45.722 | 1119.739 | [15 empty] | 0 |  | 0
1-2014 | 2014-01-30 21:00 | 2014 | 1 | 30 | 21 | [7 empty] | 0 | 0 | [7 empty] | 975.379 | 1176.833 | -49.712 | 1127.121 | [15 empty] | 0 |  | 0
1-2014 | 2014-01-30 22:00 | 2014 | 1 | 30 | 22 | [7 empty] | 8.613 | 878.104 | [7 empty] | 917.8 | 1163.026 | -47.313 | 1115.713 | [15 empty] | 0 |  | 0
1-2014 | 2014-01-30 23:00 | 2014 | 1 | 30 | 23 | [7 empty] | 170.442 | 9624.8597 | [7 empty] | 924.585 | 1134.585 | -43.928 | 1090.657 | [15 empty] | 0 |  | 0
1-2014 | 2014-01-31 | 2014 | 1 | 31 | 0 | [7 empty] | 257.733 | 18520.6934 | [7 empty] | 873.06 | 1102.9 | -40.127 | 1062.773 | [15 empty] | 0 |  | 0
1-2014 | 2014-01-31 01:00 | 2014 | 1 | 31 | 1 | [7 empty] | 484.67 | 19973.2507 | [7 empty] | 1035.4 | 1074.549 | -40.379 | 1034.17 | [15 empty] | 0 |  | 0
1-2014 | 2014-01-31 02:00 | 2014 | 1 | 31 | 2 | [7 empty] | 453 | 18763.26 | [7 empty] | 976.2 | 1061.035 | -38.985 | 1022.05 | [15 empty] | 0 |  | 0
1-2014 | 2014-01-31 03:00 | 2014 | 1 | 31 | 3 | [7 empty] | 366.466 | 14354.4732 | [7 empty] | 910.6 | 1063.768 | -40.802 | 1022.966 | [15 empty] | 0 |  | 0
1-2014 | 2014-01-31 04:00 | 2014 | 1 | 31 | 4 | [7 empty] | 428.034 | 17284.0129 | [7 empty] | 924.8 | 1074.603 | -39.718 | 1034.885 | [15 empty] | 0 |  | 0
1-2014 | 2014-01-31 05:00 | 2014 | 1 | 31 | 5 | [7 empty] | 439.338 | 19787.7835 | [7 empty] | 990.3 | 1089.586 | -39.848 | 1049.738 | [15 empty] | 0 |  | 0
1-2014 | 2014-01-31 06:00 | 2014 | 1 | 31 | 6 | [7 empty] | 333.753 | 24137.017 | [7 empty] | 976.9 | 1114.137 | -38.584 | 1075.553 | [15 empty] | 0 |  | 0
1-2014 | 2014-01-31 07:00 | 2014 | 1 | 31 | 7 | [7 empty] | 194.903 | 22076.6628 | [7 empty] | 911.9 | 1168.202 | -41.199 | 1127.003 | [15 empty] | 0 |  | 0
1-2014 | 2014-01-31 08:00 | 2014 | 1 | 31 | 8 | [7 empty] | 145.476 | 10693.9408 | [7 empty] | 871.1 | 1209.764 | -38.688 | 1171.076 | [15 empty] | 0 |  | 0
1-2014 | 2014-01-31 09:00 | 2014 | 1 | 31 | 9 | [7 empty] | 149.98 | 14216.6042 | [7 empty] | 874.9 | 1209.063 | -37.283 | 1171.78 | [15 empty] | 0 |  | 0
1-2014 | 2014-01-31 10:00 | 2014 | 1 | 31 | 10 | [7 empty] | 143.147 | 9722.5442 | [7 empty] | 906.1 | 1171.079 | -37.032 | 1134.047 | [15 empty] | 0 |  | 0
1-2014 | 2014-01-31 11:00 | 2014 | 1 | 31 | 11 | [7 empty] | 133.675 | 14378.083 | [7 empty] | 969.6 | 1094.261 | -34.936 | 1059.325 | [15 empty] | 0 |  | 0
1-2014 | 2014-01-31 12:00 | 2014 | 1 | 31 | 12 | [7 empty] | 120.14 | 5162.4158 | [7 empty] | 1039.1 | 1010.701 | -34.711 | 975.99 | [15 empty] | 0 |  | 0
1-2014 | 2014-01-31 13:00 | 2014 | 1 | 31 | 13 | [7 empty] | 144.972 | 5752.489 | [7 empty] | 1090.3 | 971.303 | -33.531 | 937.772 | [15 empty] | 0 |  | 0
1-2014 | 2014-01-31 14:00 | 2014 | 1 | 31 | 14 | [7 empty] | 165.312 | 6432.2899 | [7 empty] | 1126.6 | 954.28 | -34.469 | 919.811 | [15 empty] | 0 |  | 0
1-2014 | 2014-01-31 15:00 | 2014 | 1 | 31 | 15 | [7 empty] | 211.509 | 7866.0197 | [7 empty] | 1157 | 939.104 | -32.146 | 906.958 | [15 empty] | 0 |  | 0
1-2014 | 2014-01-31 16:00 | 2014 | 1 | 31 | 16 | [7 empty] | 208.643 | 8057.7927 | [7 empty] | 1177.7 | 927.377 | -31.885 | 895.492 | [15 empty] | 0 |  | 0
1-2014 | 2014-01-31 17:00 | 2014 | 1 | 31 | 17 | [7 empty] | 208.83 | 8342.7585 | [7 empty] | 1174.5 | 939.34 | -33.16 | 906.18 | [15 empty] | 0 |  | 0
1-2014 | 2014-01-31 18:00 | 2014 | 1 | 31 | 18 | [7 empty] | 187.156 | 15406.6819 | [7 empty] | 1151 | 968.993 | -34.137 | 934.856 | [15 empty] | 0 |  | 0
1-2014 | 2014-01-31 19:00 | 2014 | 1 | 31 | 19 | [7 empty] | 191.344 | 11151.5283 | [7 empty] | 1116.8 | 1004.728 | -32.634 | 972.094 | [15 empty] | 0 |  | 0
1-2014 | 2014-01-31 20:00 | 2014 | 1 | 31 | 20 | [7 empty] | 191.626 | 11945.9648 | [7 empty] | 1109.5 | 1016.779 | -32.953 | 983.826 | [15 empty] | 0 |  | 0
1-2014 | 2014-01-31 21:00 | 2014 | 1 | 31 | 21 | [7 empty] | 175.546 | 10660.9086 | [7 empty] | 1098.5 | 1017.803 | -34.907 | 982.896 | [15 empty] | 0 |  | 0
1-2014 | 2014-01-31 22:00 | 2014 | 1 | 31 | 22 | [7 empty] | 179.996 | 8749.6056 | [7 empty] | 1101.5 | 1027.35 | -39.004 | 988.346 | [15 empty] | 0 |  | 0
1-2014 | 2014-01-31 23:00 | 2014 | 1 | 31 | 23 | [7 empty] | 168.346 | 8119.3276 | [7 empty] | 1109.1 | 1010.427 | -38.782 | 971.645 | [15 empty] | 0 |  | 0
1-2014 | 2014-02-01 | 2014 | 2 | 1 | 0 | [7 empty] | 109.177 | 5407.5368 | [7 empty] | 1076.1 | 983.697 | -38.37 | 945.327 | [15 empty] | 0 |  | 0
2-2014 | 2014-02-01 01:00 | 2014 | 2 | 1 | 1 | [7 empty] | 0 | 0 | [7 empty] | 892.045 | 960.082 | -37.427 | 922.655 | [15 empty] | 0 |  | 0
2-2014 | 2014-02-01 02:00 | 2014 | 2 | 1 | 2 | [7 empty] | 0 | 0 | [7 empty] | 793.916 | 940.06 | -37.275 | 902.785 | [15 empty] | 0 |  | 0
2-2014 | 2014-02-01 03:00 | 2014 | 2 | 1 | 3 | [7 empty] | 0 | 0 | [7 empty] | 788.896 | 940.7 | -38.346 | 902.354 | [15 empty] | 0 |  | 0
2-2014 | 2014-02-01 04:00 | 2014 | 2 | 1 | 4 | [7 empty] | 54.574 | 2671.943 | [7 empty] | 852.6 | 944.626 | -39.102 | 905.524 | [15 empty] | 0 |  | 0
2-2014 | 2014-02-01 05:00 | 2014 | 2 | 1 | 5 | [7 empty] | 39.133 | 1698.7635 | [7 empty] | 874.2 | 952.872 | -40.54 | 912.332 | [15 empty] | 0 |  | 0
2-2014 | 2014-02-01 06:00 | 2014 | 2 | 1 | 6 | [7 empty] | 0 | 0 | [7 empty] | 876.344 | 966.783 | -39.577 | 927.206 | [15 empty] | 0 |  | 0
2-2014 | 2014-02-01 07:00 | 2014 | 2 | 1 | 7 | [7 empty] | 0 | 0 | [7 empty] | 886.826 | 992.811 | -40.387 | 952.424 | [15 empty] | 0 |  | 0
2-2014 | 2014-02-01 08:00 | 2014 | 2 | 1 | 8 | [7 empty] | 0 | 0 | [7 empty] | 872.947 | 1013.342 | -40.588 | 972.754 | [15 empty] | 0 |  | 0
2-2014 | 2014-02-01 09:00 | 2014 | 2 | 1 | 9 | [7 empty] | 8.151 | 588.9098 | [7 empty] | 799.9 | 1019.301 | -38.05 | 981.251 | [15 empty] | 0 |  | 0
2-2014 | 2014-02-01 10:00 | 2014 | 2 | 1 | 10 | [7 empty] | 73.367 | 4611.8496 | [7 empty] | 835.9 | 1005.816 | -36.649 | 969.167 | [15 empty] | 0 |  | 0
2-2014 | 2014-02-01 11:00 | 2014 | 2 | 1 | 11 | [7 empty] | 88.599 | 5487.8221 | [7 empty] | 906.8 | 941.925 | -34.425 | 907.5 | [15 empty] | 0 |  | 0
2-2014 | 2014-02-01 12:00 | 2014 | 2 | 1 | 12 | [7 empty] | 90.275 | 3600.167 | [7 empty] | 980.8 | 868.891 | -31.866 | 837.025 | [15 empty] | 0 |  | 0
2-2014 | 2014-02-01 13:00 | 2014 | 2 | 1 | 13 | [7 empty] | 84.022 | 3366.7615 | [7 empty] | 1033.6 | 804.695 | -29.273 | 775.422 | [15 empty] | 0 |  | 0
2-2014 | 2014-02-01 14:00 | 2014 | 2 | 1 | 14 | [7 empty] | 49.171 | 1752.9461 | [7 empty] | 1036.2 | 767.764 | -27.943 | 739.821 | [15 empty] | 0 |  | 0
2-2014 | 2014-02-01 15:00 | 2014 | 2 | 1 | 15 | [7 empty] | 0 | 0 | [7 empty] | 1007.275 | 745.177 | -26.601 | 718.576 | [15 empty] | 0 |  | 0
2-2014 | 2014-02-01 16:00 | 2014 | 2 | 1 | 16 | [7 empty] | 0 | 0 | [7 empty] | 982.831 | 723.384 | -25.765 | 697.619 | [15 empty] | 0 |  | 0
2-2014 | 2014-02-01 17:00 | 2014 | 2 | 1 | 17 | [7 empty] | 5.818 | 210.3789 | [7 empty] | 987.1 | 729.222 | -25.503 | 703.719 | [15 empty] | 0 |  | 0
2-2014 | 2014-02-01 18:00 | 2014 | 2 | 1 | 18 | [7 empty] | 120.73 | 6108.938 | [7 empty] | 1093 | 753.256 | -25.677 | 727.579 | [15 empty] | 0 |  | 0
2-2014 | 2014-02-01 19:00 | 2014 | 2 | 1 | 19 | [7 empty] | 88.948 | 6552.7992 | [7 empty] | 1039.1 | 803.722 | -27.174 | 776.548 | [15 empty] | 0 |  | 0
2-2014 | 2014-02-01 20:00 | 2014 | 2 | 1 | 20 | [7 empty] | 44.576 | 1842.7718 | [7 empty] | 1012.4 | 831.245 | -28.919 | 802.326 | [15 empty] | 0 |  | 0
2-2014 | 2014-02-01 21:00 | 2014 | 2 | 1 | 21 | [7 empty] | 28.79 | 1161.3886 | [7 empty] | 1006.6 | 844.26 | -29.969 | 814.291 | [15 empty] | 0 |  | 0
2-2014 | 2014-02-01 22:00 | 2014 | 2 | 1 | 22 | [7 empty] | 0 | 0 | [7 empty] | 993.439 | 853.996 | -30.185 | 823.811 | [15 empty] | 0 |  | 0
2-2014 | 2014-02-01 23:00 | 2014 | 2 | 1 | 23 | [7 empty] | 0 | 0 | [7 empty] | 975.122 | 840.632 | -29.503 | 811.129 | [15 empty] | 0 |  | 0
2-2014 | 2014-02-02 | 2014 | 2 | 2 | 0 | [7 empty] | 18.543 | 631.0183 | [7 empty] | 933.6 | 827.111 | -27.418 | 799.693 | [15 empty] | 0 |  | 0
2-2014 | 2014-02-02 01:00 | 2014 | 2 | 2 | 1 | [7 empty] | 119.226 | 4176.4868 | [7 empty] | 983 | 801.68 | -26.555 | 775.125 | [15 empty] | 0 |  | 0
2-2014 | 2014-02-02 02:00 | 2014 | 2 | 2 | 2 | [7 empty] | 43.675 | 1424.2417 | [7 empty] | 718.7 | 786.056 | -24.581 | 761.475 | [15 empty] | 0 |  | 0
2-2014 | 2014-02-02 03:00 | 2014 | 2 | 2 | 3 | [7 empty] | 143.649 | 4723.1791 | [7 empty] | 671.2 | 770.757 | -23.307 | 747.45 | [15 empty] | 0 |  | 0
2-2014 | 2014-02-02 04:00 | 2014 | 2 | 2 | 4 | [7 empty] | 169.349 | 5596.9844 | [7 empty] | 742.8 | 772.798 | -24.249 | 748.549 | [15 empty] | 0 |  | 0
2-2014 | 2014-02-02 05:00 | 2014 | 2 | 2 | 5 | [7 empty] | 123.592 | 4184.8251 | [7 empty] | 779.7 | 771.508 | -23.615 | 747.893 | [15 empty] | 0 |  | 0
2-2014 | 2014-02-02 06:00 | 2014 | 2 | 2 | 6 | [7 empty] | 68.392 | 2496.308 | [7 empty] | 794.5 | 784.661 | -24.77 | 759.891 | [15 empty] | 0 |  | 0
2-2014 | 2014-02-02 07:00 | 2014 | 2 | 2 | 7 | [7 empty] | 124.864 | 4611.2275 | [7 empty] | 961.3 | 807.117 | -26.553 | 780.564 | [15 empty] | 0 |  | 0
2-2014 | 2014-02-02 08:00 | 2014 | 2 | 2 | 8 | [7 empty] | 121.402 | 4457.8814 | [7 empty] | 955.3 | 831.001 | -25.899 | 805.102 | [15 empty] | 0 |  | 0
2-2014 | 2014-02-02 09:00 | 2014 | 2 | 2 | 9 | [7 empty] | 183.598 | 6743.5545 | [7 empty] | 1024.6 | 845.111 | -26.113 | 818.998 | [15 empty] | 0 |  | 0
2-2014 | 2014-02-02 10:00 | 2014 | 2 | 2 | 10 | [7 empty] | 202.927 | 11536.4 | [7 empty] | 1016.2 | 867.224 | -24.497 | 842.727 | [15 empty] | 0 |  | 0
2-2014 | 2014-02-02 11:00 | 2014 | 2 | 2 | 11 | [7 empty] | 156.967 | 6302.2251 | [7 empty] | 1032.9 | 852.259 | -23.192 | 829.067 | [15 empty] | 0 |  | 0
2-2014 | 2014-02-02 12:00 | 2014 | 2 | 2 | 12 | [7 empty] | 115.77 | 4603.0152 | [7 empty] | 1019.1 | 823.911 | -22.241 | 801.67 | [15 empty] | 0 |  | 0
2-2014 | 2014-02-02 13:00 | 2014 | 2 | 2 | 13 | [7 empty] | 157.772 | 7483.126 | [7 empty] | 1066.8 | 818.592 | -22.62 | 795.972 | [15 empty] | 0 |  | 0
2-2014 | 2014-02-02 14:00 | 2014 | 2 | 2 | 14 | [7 empty] | 103.886 | 4345.5514 | [7 empty] | 1008.3 | 822.247 | -22.66 | 799.587 | [15 empty] | 0 |  | 0
2-2014 | 2014-02-02 15:00 | 2014 | 2 | 2 | 15 | [7 empty] | 31.741 | 1166.7992 | [7 empty] | 932.2 | 827.525 | -22.984 | 804.541 | [15 empty] | 0 |  | 0
2-2014 | 2014-02-02 16:00 | 2014 | 2 | 2 | 16 | [7 empty] | 45.021 | 1677.9327 | [7 empty] | 941.7 | 832.564 | -23.242 | 809.322 | [15 empty] | 0 |  | 0
2-2014 | 2014-02-02 17:00 | 2014 | 2 | 2 | 17 | [7 empty] | 192.765 | 8013.241 | [7 empty] | 1078.7 | 847.844 | -23.779 | 824.065 | [15 empty] | 0 |  | 0
2-2014 | 2014-02-02 18:00 | 2014 | 2 | 2 | 18 | [7 empty] | 261.178 | 21492.3376 | [7 empty] | 1097.6 | 899.234 | -24.656 | 874.578 | [15 empty] | 0 |  | 0
2-2014 | 2014-02-02 19:00 | 2014 | 2 | 2 | 19 | [7 empty] | 224.031 | 9144.9454 | [7 empty] | 1039.9 | 920.211 | -24.08 | 896.131 | [15 empty] | 0 |  | 0
2-2014 | 2014-02-02 20:00 | 2014 | 2 | 2 | 20 | [7 empty] | 193.455 | 8415.2925 | [7 empty] | 1007.6 | 920.808 | -23.954 | 896.854 | [15 empty] | 0 |  | 0
2-2014 | 2014-02-02 21:00 | 2014 | 2 | 2 | 21 | [7 empty] | 202.966 | 8865.5549 | [7 empty] | 999 | 941.945 | -24.978 | 916.967 | [15 empty] | 0 |  | 0
2-2014 | 2014-02-02 22:00 | 2014 | 2 | 2 | 22 | [7 empty] | 226.859 | 10204.1178 | [7 empty] | 1003 | 959.943 | -25.084 | 934.859 | [15 empty] | 0 |  | 0
2-2014 | 2014-02-02 23:00 | 2014 | 2 | 2 | 23 | [7 empty] | 225.353 | 9685.6719 | [7 empty] | 1012.6 | 953.748 | -24.995 | 928.753 | [15 empty] | 0 |  | 0
2-2014 | 2014-02-03 | 2014 | 2 | 3 | 0 | [7 empty] | 251.037 | 8467.478 | [7 empty] | 991.7 | 938.655 | -24.318 | 914.337 | [15 empty] | 0 |  | 0
2-2014 | 2014-02-03 01:00 | 2014 | 2 | 3 | 1 | [7 empty] | 223.014 | 7305.9386 | [7 empty] | 893 | 922.916 | -22.902 | 900.014 | [15 empty] | 0 |  | 0
2-2014 | 2014-02-03 02:00 | 2014 | 2 | 3 | 2 | [7 empty] | 285.174 | 9256.748 | [7 empty] | 857.6 | 915.091 | -23.517 | 891.574 | [15 empty] | 0 |  | 0
2-2014 | 2014-02-03 03:00 | 2014 | 2 | 3 | 3 | [7 empty] | 332.935 | 10780.4353 | [7 empty] | 843.1 | 924.411 | -23.577 | 900.834 | [15 empty] | 0 |  | 0
2-2014 | 2014-02-03 04:00 | 2014 | 2 | 3 | 4 | [7 empty] | 333.563 | 11004.2434 | [7 empty] | 851.4 | 932.46 | -24.297 | 908.163 | [15 empty] | 0 |  | 0
2-2014 | 2014-02-03 05:00 | 2014 | 2 | 3 | 5 | [7 empty] | 308.621 | 10338.8035 | [7 empty] | 850.2 | 950.075 | -24.654 | 925.421 | [15 empty] | 0 |  | 0
2-2014 | 2014-02-03 06:00 | 2014 | 2 | 3 | 6 | [7 empty] | 274.948 | 9790.8983 | [7 empty] | 805.3 | 980.613 | -23.965 | 956.648 | [15 empty] | 0 |  | 0
2-2014 | 2014-02-03 07:00 | 2014 | 2 | 3 | 7 | [7 empty] | 141.879 | 9495.9615 | [7 empty] | 715.5 | 1047.167 | -26.788 | 1020.379 | [15 empty] | 0 |  | 0
2-2014 | 2014-02-03 08:00 | 2014 | 2 | 3 | 8 | [7 empty] | 55.843 | 3181.9341 | [7 empty] | 665.2 | 1092.994 | -27.35 | 1065.644 | [15 empty] | 0 |  | 0
2-2014 | 2014-02-03 09:00 | 2014 | 2 | 3 | 9 | [7 empty] | 75.34 | 5767.277 | [7 empty] | 655.7 | 1126.696 | -29.055 | 1097.641 | [15 empty] | 0 |  | 0
2-2014 | 2014-02-03 10:00 | 2014 | 2 | 3 | 10 | [7 empty] | 83.558 | 6206.6882 | [7 empty] | 661.8 | 1115.384 | -28.626 | 1086.758 | [15 empty] | 0 |  | 0
2-2014 | 2014-02-03 11:00 | 2014 | 2 | 3 | 11 | [7 empty] | 85.223 | 8554.6847 | [7 empty] | 679.3 | 1102.467 | -29.544 | 1072.923 | [15 empty] | 0 |  | 0
2-2014 | 2014-02-03 12:00 | 2014 | 2 | 3 | 12 | [7 empty] | 88.398 | 8091.9529 | [7 empty] | 702.4 | 1090.704 | -30.706 | 1059.998 | [15 empty] | 0 |  | 0
2-2014 | 2014-02-03 13:00 | 2014 | 2 | 3 | 13 | [7 empty] | 93.009 | 7692.7744 | [7 empty] | 719.8 | 1091.863 | -31.654 | 1060.209 | [15 empty] | 0 |  | 0
2-2014 | 2014-02-03 14:00 | 2014 | 2 | 3 | 14 | [7 empty] | 84.25 | 4393.6375 | [7 empty] | 733 | 1073.452 | -32.202 | 1041.25 | [15 empty] | 0 |  | 0
2-2014 | 2014-02-03 15:00 | 2014 | 2 | 3 | 15 | [7 empty] | 94.124 | 9135.6754 | [7 empty] | 750.8 | 1068.843 | -30.519 | 1038.324 | [15 empty] | 0 |  | 0
2-2014 | 2014-02-03 16:00 | 2014 | 2 | 3 | 16 | [7 empty] | 110.675 | 5257.0625 | [7 empty] | 763.8 | 1068.368 | -30.492 | 1037.876 | [15 empty] | 0 |  | 0
2-2014 | 2014-02-03 17:00 | 2014 | 2 | 3 | 17 | [7 empty] | 103.192 | 6136.8282 | [7 empty] | 756.5 | 1071.718 | -30.025 | 1041.693 | [15 empty] | 0 |  | 0
2-2014 | 2014-02-03 18:00 | 2014 | 2 | 3 | 18 | [7 empty] | 101.919 | 5186.6579 | [7 empty] | 728.4 | 1101.141 | -32.622 | 1068.519 | [15 empty] | 0 |  | 0
2-2014 | 2014-02-03 19:00 | 2014 | 2 | 3 | 19 | [7 empty] | 76.548 | 8192.9324 | [7 empty] | 674.1 | 1120.635 | -31.187 | 1089.448 | [15 empty] | 0 |  | 0
2-2014 | 2014-02-03 20:00 | 2014 | 2 | 3 | 20 | [7 empty] | 53.633 | 3997.8038 | [7 empty] | 652.9 | 1116.902 | -29.17 | 1087.732 | [15 empty] | 0 |  | 0
2-2014 | 2014-02-03 21:00 | 2014 | 2 | 3 | 21 | [7 empty] | 38.889 | 2613.7297 | [7 empty] | 647 | 1106.173 | -29.285 | 1076.888 | [15 empty] | 0 |  | 0
2-2014 | 2014-02-03 22:00 | 2014 | 2 | 3 | 22 | [7 empty] | 34.184 | 1745.0932 | [7 empty] | 658 | 1092.715 | -28.53 | 1064.185 | [15 empty] | 0 |  | 0
2-2014 | 2014-02-03 23:00 | 2014 | 2 | 3 | 23 | [7 empty] | 24.34 | 961.1866 | [7 empty] | 678.9 | 1060.948 | -27.508 | 1033.44 | [15 empty] | 0 |  | 0
2-2014 | 2014-02-04 | 2014 | 2 | 4 | 0 | [7 empty] | 27.866 | 1025.4688 | [7 empty] | 709.3 | 1026.842 | -27.275 | 999.567 | [15 empty] | 0 |  | 0
2-2014 | 2014-02-04 01:00 | 2014 | 2 | 4 | 1 | [7 empty] | 0 | 0 | [7 empty] | 689.037 | 997.442 | -30.479 | 966.963 | [15 empty] | 0 |  | 0
2-2014 | 2014-02-04 02:00 | 2014 | 2 | 4 | 2 | [7 empty] | 0 | 0 | [7 empty] | 677.696 | 974.253 | -29.949 | 944.304 | [15 empty] | 0 |  | 0
2-2014 | 2014-02-04 03:00 | 2014 | 2 | 4 | 3 | [7 empty] | 0 | 0 | [7 empty] | 675.17 | 968.238 | -30.407 | 937.831 | [15 empty] | 0 |  | 0
2-2014 | 2014-02-04 04:00 | 2014 | 2 | 4 | 4 | [7 empty] | 0 | 0 | [7 empty] | 695.849 | 974.575 | -31.424 | 943.151 | [15 empty] | 0 |  | 0
2-2014 | 2014-02-04 05:00 | 2014 | 2 | 4 | 5 | [7 empty] | 0 | 0 | [7 empty] | 663.162 | 982.831 | -30.994 | 951.837 | [15 empty] | 0 |  | 0
2-2014 | 2014-02-04 06:00 | 2014 | 2 | 4 | 6 | [7 empty] | 0 | 0 | [7 empty] | 656.748 | 1010.815 | -31.564 | 979.251 | [15 empty] | 0 |  | 0
2-2014 | 2014-02-04 07:00 | 2014 | 2 | 4 | 7 | [7 empty] | 0 | 0 | [7 empty] | 593.513 | 1076.115 | -33.629 | 1042.486 | [15 empty] | 0 |  | 0
2-2014 | 2014-02-04 08:00 | 2014 | 2 | 4 | 8 | [7 empty] | 0 | 0 | [7 empty] | 554.754 | 1112.24 | -32.994 | 1079.246 | [15 empty] | 0 |  | 0
2-2014 | 2014-02-04 09:00 | 2014 | 2 | 4 | 9 | [7 empty] | 0 | 0 | [7 empty] | 560.623 | 1110.497 | -34.12 | 1076.377 | [15 empty] | 0 |  | 0
2-2014 | 2014-02-04 10:00 | 2014 | 2 | 4 | 10 | [7 empty] | 0 | 0 | [7 empty] | 561.374 | 1108.856 | -34.23 | 1074.626 | [15 empty] | 0 |  | 0
2-2014 | 2014-02-04 11:00 | 2014 | 2 | 4 | 11 | [7 empty] | 0 | 0 | [7 empty] | 560.696 | 1107.744 | -34.44 | 1073.304 | [15 empty] | 0 |  | 0
2-2014 | 2014-02-04 12:00 | 2014 | 2 | 4 | 12 | [7 empty] | 0 | 0 | [7 empty] | 585.642 | 1081.597 | -31.239 | 1050.358 | [15 empty] | 0 |  | 0
2-2014 | 2014-02-04 13:00 | 2014 | 2 | 4 | 13 | [7 empty] | 21.637 | 1180.2984 | [7 empty] | 582.4 | 1061.448 | -30.211 | 1031.237 | [15 empty] | 0 |  | 0
2-2014 | 2014-02-04 14:00 | 2014 | 2 | 4 | 14 | [7 empty] | 46.639 | 2182.2388 | [7 empty] | 612 | 1033.173 | -29.534 | 1003.639 | [15 empty] | 0 |  | 0
2-2014 | 2014-02-04 15:00 | 2014 | 2 | 4 | 15 | [7 empty] | 53.483 | 2196.012 | [7 empty] | 635.9 | 1013.593 | -29.01 | 984.583 | [15 empty] | 0 |  | 0
2-2014 | 2014-02-04 16:00 | 2014 | 2 | 4 | 16 | [7 empty] | 45.442 | 1802.2297 | [7 empty] | 653.8 | 1003.934 | -28.293 | 975.641 | [15 empty] | 0 |  | 0
2-2014 | 2014-02-04 17:00 | 2014 | 2 | 4 | 17 | [7 empty] | 58.46 | 2615.5004 | [7 empty] | 709.2 | 1011.696 | -29.436 | 982.26 | [15 empty] | 0 |  | 0
2-2014 | 2014-02-04 18:00 | 2014 | 2 | 4 | 18 | [7 empty] | 58.503 | 3898.6399 | [7 empty] | 683.7 | 1037.597 | -30.795 | 1006.802 | [15 empty] | 0 |  | 0
2-2014 | 2014-02-04 19:00 | 2014 | 2 | 4 | 19 | [7 empty] | 24.362 | 1225.6522 | [7 empty] | 631.8 | 1080.467 | -32.905 | 1047.562 | [15 empty] | 0 |  | 0
2-2014 | 2014-02-04 20:00 | 2014 | 2 | 4 | 20 | [7 empty] | 0 | 0 | [7 empty] | 633.199 | 1087.504 | -32.703 | 1054.801 | [15 empty] | 0 |  | 0
2-2014 | 2014-02-04 21:00 | 2014 | 2 | 4 | 21 | [7 empty] | 0 | 0 | [7 empty] | 623.73 | 1095.706 | -32.436 | 1063.27 | [15 empty] | 0 |  | 0
2-2014 | 2014-02-04 22:00 | 2014 | 2 | 4 | 22 | [7 empty] | 0 | 0 | [7 empty] | 649.001 | 1071.12 | -31.121 | 1039.999 | [15 empty] | 0 |  | 0
2-2014 | 2014-02-04 23:00 | 2014 | 2 | 4 | 23 | [7 empty] | 0 | 0 | [7 empty] | 683.088 | 1030.043 | -30.132 | 999.911 | [15 empty] | 0 |  | 0
2-2014 | 2014-02-05 | 2014 | 2 | 5 | 0 | [7 empty] | 0 | 0 | [7 empty] | 686.82 | 998.183 | -27.003 | 971.18 | [15 empty] | 0 |  | 0
2-2014 | 2014-02-05 01:00 | 2014 | 2 | 5 | 1 | [7 empty] | 64.471 | 2592.3789 | [7 empty] | 769.6 | 957.173 | -25.302 | 931.871 | [15 empty] | 0 |  | 0
2-2014 | 2014-02-05 02:00 | 2014 | 2 | 5 | 2 | [7 empty] | 0 | 0 | [7 empty] | 667.733 | 936.178 | -24.911 | 911.267 | [15 empty] | 0 |  | 0
2-2014 | 2014-02-05 03:00 | 2014 | 2 | 5 | 3 | [7 empty] | 39.478 | 1369.8866 | [7 empty] | 604.9 | 916.767 | -27.188 | 889.579 | [15 empty] | 0 |  | 0
2-2014 | 2014-02-05 04:00 | 2014 | 2 | 5 | 4 | [7 empty] | 85.484 | 3079.9885 | [7 empty] | 608.4 | 907.957 | -27.872 | 880.085 | [15 empty] | 0 |  | 0
2-2014 | 2014-02-05 05:00 | 2014 | 2 | 5 | 5 | [7 empty] | 148.523 | 5425.5452 | [7 empty] | 718.5 | 910.35 | -28.327 | 882.023 | [15 empty] | 0 |  | 0
2-2014 | 2014-02-05 06:00 | 2014 | 2 | 5 | 6 | [7 empty] | 153.34 | 6205.6698 | [7 empty] | 765 | 926.97 | -28.63 | 898.34 | [15 empty] | 0 |  | 0
2-2014 | 2014-02-05 07:00 | 2014 | 2 | 5 | 7 | [7 empty] | 102.709 | 3846.452 | [7 empty] | 691.5 | 990.945 | -29.736 | 961.209 | [15 empty] | 0 |  | 0
2-2014 | 2014-02-05 08:00 | 2014 | 2 | 5 | 8 | [7 empty] | 87.173 | 3215.812 | [7 empty] | 651.4 | 1009.422 | -28.649 | 980.773 | [15 empty] | 0 |  | 0
2-2014 | 2014-02-05 09:00 | 2014 | 2 | 5 | 9 | [7 empty] | 13.635 | 580.7147 | [7 empty] | 651.7 | 983.538 | -30.603 | 952.935 | [15 empty] | 0 |  | 0
2-2014 | 2014-02-05 10:00 | 2014 | 2 | 5 | 10 | [7 empty] | 52.222 | 2582.9001 | [7 empty] | 653.8 | 974.868 | -30.446 | 944.422 | [15 empty] | 0 |  | 0
2-2014 | 2014-02-05 11:00 | 2014 | 2 | 5 | 11 | [7 empty] | 114.852 | 7283.9138 | [7 empty] | 659.7 | 972.386 | -31.235 | 941.151 | [15 empty] | 0 |  | 0
2-2014 | 2014-02-05 12:00 | 2014 | 2 | 5 | 12 | [7 empty] | 124.429 | 8087.885 | [7 empty] | 666.5 | 976.759 | -31.83 | 944.929 | [15 empty] | 0 |  | 0
2-2014 | 2014-02-05 13:00 | 2014 | 2 | 5 | 13 | [7 empty] | 150.682 | 8745.5833 | [7 empty] | 677.4 | 993.85 | -32.568 | 961.282 | [15 empty] | 0 |  | 0
2-2014 | 2014-02-05 14:00 | 2014 | 2 | 5 | 14 | [7 empty] | 181.408 | 10594.2272 | [7 empty] | 690 | 1013.761 | -32.353 | 981.408 | [15 empty] | 0 |  | 0
2-2014 | 2014-02-05 15:00 | 2014 | 2 | 5 | 15 | [7 empty] | 201.568 | 9874.8163 | [7 empty] | 698.4 | 1027.399 | -32.231 | 995.168 | [15 empty] | 0 |  | 0
2-2014 | 2014-02-05 16:00 | 2014 | 2 | 5 | 16 | [7 empty] | 233.204 | 13152.7056 | [7 empty] | 710.2 | 1046.598 | -31.594 | 1015.004 | [15 empty] | 0 |  | 0
2-2014 | 2014-02-05 17:00 | 2014 | 2 | 5 | 17 | [7 empty] | 351.097 | 19886.1341 | [7 empty] | 691.5 | 1072.584 | -31.986 | 1040.598 | [15 empty] | 0 |  | 0
2-2014 | 2014-02-05 18:00 | 2014 | 2 | 5 | 18 | [7 empty] | 465.474 | 38015.2616 | [7 empty] | 657.4 | 1113.788 | -33.714 | 1080.074 | [15 empty] | 0 |  | 0
2-2014 | 2014-02-05 19:00 | 2014 | 2 | 5 | 19 | [7 empty] | 410.789 | 30800.9592 | [7 empty] | 577.2 | 1162.241 | -34.652 | 1127.589 | [15 empty] | 0 |  | 0
2-2014 | 2014-02-05 20:00 | 2014 | 2 | 5 | 20 | [7 empty] | 308.636 | 27632.1811 | [7 empty] | 545.6 | 1165.273 | -33.236 | 1132.037 | [15 empty] | 0 |  | 0
2-2014 | 2014-02-05 21:00 | 2014 | 2 | 5 | 21 | [7 empty] | 248.009 | 19176.0559 | [7 empty] | 521.3 | 1167.968 | -34.259 | 1133.709 | [15 empty] | 0 |  | 0
2-2014 | 2014-02-05 22:00 | 2014 | 2 | 5 | 22 | [7 empty] | 229.289 | 12422.878 | [7 empty] | 521.4 | 1148.653 | -32.764 | 1115.889 | [15 empty] | 0 |  | 0
2-2014 | 2014-02-05 23:00 | 2014 | 2 | 5 | 23 | [7 empty] | 217.24 | 10746.8628 | [7 empty] | 528.4 | 1133.295 | -33.455 | 1099.84 | [15 empty] | 0 |  | 0
2-2014 | 2014-02-06 | 2014 | 2 | 6 | 0 | [7 empty] | 238.869 | 10311.9747 | [7 empty] | 556.1 | 1120.24 | -33.471 | 1086.769 | [15 empty] | 0 |  | 0
2-2014 | 2014-02-06 01:00 | 2014 | 2 | 6 | 1 | [7 empty] | 201.785 | 11013.4253 | [7 empty] | 535.2 | 1095.6 | -33.015 | 1062.585 | [15 empty] | 0 |  | 0
2-2014 | 2014-02-06 02:00 | 2014 | 2 | 6 | 2 | [7 empty] | 192.592 | 9533.304 | [7 empty] | 544.8 | 1074.431 | -32.639 | 1041.792 | [15 empty] | 0 |  | 0
2-2014 | 2014-02-06 03:00 | 2014 | 2 | 6 | 3 | [7 empty] | 174.656 | 8158.1818 | [7 empty] | 539.4 | 1066.871 | -33.615 | 1033.256 | [15 empty] | 0 |  | 0
2-2014 | 2014-02-06 04:00 | 2014 | 2 | 6 | 4 | [7 empty] | 183.3 | 9155.835 | [7 empty] | 528.7 | 1067.854 | -33.255 | 1034.599 | [15 empty] | 0 |  | 0
2-2014 | 2014-02-06 05:00 | 2014 | 2 | 6 | 5 | [7 empty] | 184.824 | 8625.7361 | [7 empty] | 507.4 | 1076.884 | -34.461 | 1042.423 | [15 empty] | 0 |  | 0
2-2014 | 2014-02-06 06:00 | 2014 | 2 | 6 | 6 | [7 empty] | 177.511 | 8714.015 | [7 empty] | 460 | 1101.881 | -33.37 | 1068.511 | [15 empty] | 0 |  | 0
2-2014 | 2014-02-06 07:00 | 2014 | 2 | 6 | 7 | [7 empty] | 132.374 | 10711.7041 | [7 empty] | 385.6 | 1134.329 | -34.555 | 1099.774 | [15 empty] | 0 |  | 0
2-2014 | 2014-02-06 08:00 | 2014 | 2 | 6 | 8 | [7 empty] | 117.263 | 9253.2233 | [7 empty] | 342.1 | 1194.822 | -34.659 | 1160.163 | [15 empty] | 0 |  | 0
2-2014 | 2014-02-06 09:00 | 2014 | 2 | 6 | 9 | [7 empty] | 54.439 | 4830.9169 | [7 empty] | 344.9 | 1223.13 | -35.592 | 1187.538 | [15 empty] | 0 |  | 0
2-2014 | 2014-02-06 10:00 | 2014 | 2 | 6 | 10 | [7 empty] | 123.59 | 12934.9294 | [7 empty] | 369.9 | 1216.552 | -36.863 | 1179.689 | [15 empty] | 0 |  | 0
2-2014 | 2014-02-06 11:00 | 2014 | 2 | 6 | 11 | [7 empty] | 157.142 | 24509.4377 | [7 empty] | 412.2 | 1177.115 | -35.173 | 1141.942 | [15 empty] | 0 |  | 0
2-2014 | 2014-02-06 12:00 | 2014 | 2 | 6 | 12 | [7 empty] | 164.729 | 17329.4908 | [7 empty] | 451.4 | 1148.161 | -33.833 | 1114.328 | [15 empty] | 0 |  | 0
2-2014 | 2014-02-06 13:00 | 2014 | 2 | 6 | 13 | [7 empty] | 134.311 | 11133.0388 | [7 empty] | 480.5 | 1116.435 | -33.624 | 1082.811 | [15 empty] | 0 |  | 0
2-2014 | 2014-02-06 14:00 | 2014 | 2 | 6 | 14 | [7 empty] | 146.095 | 11211.3303 | [7 empty] | 500 | 1109.484 | -34.389 | 1075.095 | [15 empty] | 0 |  | 0
2-2014 | 2014-02-06 15:00 | 2014 | 2 | 6 | 15 | [7 empty] | 155.479 | 9118.8433 | [7 empty] | 520.9 | 1097.379 | -34.8 | 1062.579 | [15 empty] | 0 |  | 0
2-2014 | 2014-02-06 16:00 | 2014 | 2 | 6 | 16 | [7 empty] | 163.318 | 9874.2063 | [7 empty] | 535.7 | 1091.457 | -32.839 | 1058.618 | [15 empty] | 0 |  | 0
2-2014 | 2014-02-06 17:00 | 2014 | 2 | 6 | 17 | [7 empty] | 159.813 | 10349.4899 | [7 empty] | 527.3 | 1094.869 | -32.356 | 1062.513 | [15 empty] | 0 |  | 0
2-2014 | 2014-02-06 18:00 | 2014 | 2 | 6 | 18 | [7 empty] | 174.563 | 19582.4773 | [7 empty] | 499.8 | 1138.24 | -34.477 | 1103.763 | [15 empty] | 0 |  | 0
2-2014 | 2014-02-06 19:00 | 2014 | 2 | 6 | 19 | [7 empty] | 140.216 | 28072.6454 | [7 empty] | 441.9 | 1167.644 | -35.328 | 1132.316 | [15 empty] | 0 |  | 0
2-2014 | 2014-02-06 20:00 | 2014 | 2 | 6 | 20 | [7 empty] | 121.901 | 16902.7927 | [7 empty] | 428.1 | 1158.745 | -33.945 | 1124.8 | [15 empty] | 0 |  | 0
2-2014 | 2014-02-06 21:00 | 2014 | 2 | 6 | 21 | [7 empty] | 110.024 | 15309.8396 | [7 empty] | 425.4 | 1150.995 | -34.372 | 1116.623 | [15 empty] | 0 |  | 0
2-2014 | 2014-02-06 22:00 | 2014 | 2 | 6 | 22 | [7 empty] | 103.983 | 10353.5873 | [7 empty] | 438.4 | 1135.589 | -33.556 | 1102.033 | [15 empty] | 0 |  | 0
2-2014 | 2014-02-06 23:00 | 2014 | 2 | 6 | 23 | [7 empty] | 94.043 | 4754.8141 | [7 empty] | 458.6 | 1114.415 | -34.223 | 1080.192 | [15 empty] | 0 |  | 0
2-2014 | 2014-02-07 | 2014 | 2 | 7 | 0 | [7 empty] | 91.784 | 4259.6954 | [7 empty] | 491.6 | 1078.557 | -32.673 | 1045.884 | [15 empty] | 0 |  | 0
2-2014 | 2014-02-07 01:00 | 2014 | 2 | 7 | 1 | [7 empty] | 53.149 | 2165.8218 | [7 empty] | 466.5 | 1053.628 | -30.228 | 1023.4 | [15 empty] | 0 |  | 0
2-2014 | 2014-02-07 02:00 | 2014 | 2 | 7 | 2 | [7 empty] | 38.002 | 1623.0654 | [7 empty] | 474.4 | 1040.257 | -29.154 | 1011.103 | [15 empty] | 0 |  | 0
2-2014 | 2014-02-07 03:00 | 2014 | 2 | 7 | 3 | [7 empty] | 18.181 | 733.7852 | [7 empty] | 469.1 | 1037.509 | -29.628 | 1007.881 | [15 empty] | 0 |  | 0
2-2014 | 2014-02-07 04:00 | 2014 | 2 | 7 | 4 | [7 empty] | 0 | 0 | [7 empty] | 480.263 | 1048.912 | -30.375 | 1018.537 | [15 empty] | 0 |  | 0
2-2014 | 2014-02-07 05:00 | 2014 | 2 | 7 | 5 | [7 empty] | 0 | 0 | [7 empty] | 525.047 | 1074.006 | -31.553 | 1042.453 | [15 empty] | 0 |  | 0
2-2014 | 2014-02-07 06:00 | 2014 | 2 | 7 | 6 | [7 empty] | 0 | 0 | [7 empty] | 484.844 | 1097.447 | -31.291 | 1066.156 | [15 empty] | 0 |  | 0
2-2014 | 2014-02-07 07:00 | 2014 | 2 | 7 | 7 | [7 empty] | 0 | 0 | [7 empty] | 463.819 | 1178.539 | -33.208 | 1145.331 | [15 empty] | 0 |  | 0
2-2014 | 2014-02-07 08:00 | 2014 | 2 | 7 | 8 | [7 empty] | 0 | 0 | [7 empty] | 446.636 | 1211.113 | -34.599 | 1176.514 | [15 empty] | 0 |  | 0
2-2014 | 2014-02-07 09:00 | 2014 | 2 | 7 | 9 | [7 empty] | 0 | 0 | [7 empty] | 453.498 | 1213.275 | -34.173 | 1179.102 | [15 empty] | 0 |  | 0
2-2014 | 2014-02-07 10:00 | 2014 | 2 | 7 | 10 | [7 empty] | 0 | 0 | [7 empty] | 436.022 | 1230.732 | -34.154 | 1196.578 | [15 empty] | 0 |  | 0
2-2014 | 2014-02-07 11:00 | 2014 | 2 | 7 | 11 | [7 empty] | 0 | 0 | [7 empty] | 460.277 | 1199.617 | -34.545 | 1165.072 | [15 empty] | 0 |  | 0
2-2014 | 2014-02-07 12:00 | 2014 | 2 | 7 | 12 | [7 empty] | 0 | 0 | [7 empty] | 500.725 | 1158.687 | -32.861 | 1125.826 | [15 empty] | 0 |  | 0
2-2014 | 2014-02-07 13:00 | 2014 | 2 | 7 | 13 | [7 empty] | 0 | 0 | [7 empty] | 524.235 | 1137.156 | -32.542 | 1104.614 | [15 empty] | 0 |  | 0
2-2014 | 2014-02-07 14:00 | 2014 | 2 | 7 | 14 | [7 empty] | 0 | 0 | [7 empty] | 555.754 | 1105.16 | -31.264 | 1073.896 | [15 empty] | 0 |  | 0
2-2014 | 2014-02-07 15:00 | 2014 | 2 | 7 | 15 | [7 empty] | 0 | 0 | [7 empty] | 562.177 | 1069.854 | -29.482 | 1040.372 | [15 empty] | 0 |  | 0
2-2014 | 2014-02-07 16:00 | 2014 | 2 | 7 | 16 | [7 empty] | 0 | 0 | [7 empty] | 577.937 | 1057.131 | -27.768 | 1029.363 | [15 empty] | 0 |  | 0
2-2014 | 2014-02-07 17:00 | 2014 | 2 | 7 | 17 | [7 empty] | 0 | 0 | [7 empty] | 595.735 | 1058.688 | -26.973 | 1031.715 | [15 empty] | 0 |  | 0
2-2014 | 2014-02-07 18:00 | 2014 | 2 | 7 | 18 | [7 empty] | 0 | 0 | [7 empty] | 583.999 | 1077.159 | -28.858 | 1048.301 | [15 empty] | 0 |  | 0
2-2014 | 2014-02-07 19:00 | 2014 | 2 | 7 | 19 | [7 empty] | 0 | 0 | [7 empty] | 532.464 | 1137.725 | -32.039 | 1105.686 | [15 empty] | 0 |  | 0
2-2014 | 2014-02-07 20:00 | 2014 | 2 | 7 | 20 | [7 empty] | 0 | 0 | [7 empty] | 495.426 | 1160.822 | -32.798 | 1128.024 | [15 empty] | 0 |  | 0
2-2014 | 2014-02-07 21:00 | 2014 | 2 | 7 | 21 | [7 empty] | 0 | 0 | [7 empty] | 486.892 | 1168.874 | -33.166 | 1135.708 | [15 empty] | 0 |  | 0
2-2014 | 2014-02-07 22:00 | 2014 | 2 | 7 | 22 | [7 empty] | 0 | 0 | [7 empty] | 497.458 | 1162.395 | -31.853 | 1130.542 | [15 empty] | 0 |  | 0
2-2014 | 2014-02-07 23:00 | 2014 | 2 | 7 | 23 | [7 empty] | 0 | 0 | [7 empty] | 493.535 | 1152.565 | -29.65 | 1122.915 | [15 empty] | 0 |  | 0
2-2014 | 2014-02-08 | 2014 | 2 | 8 | 0 | [7 empty] | 0 | 0 | [7 empty] | 490.586 | 1133.303 | -29.739 | 1103.564 | [15 empty] | 0 |  | 0
2-2014 | 2014-02-08 01:00 | 2014 | 2 | 8 | 1 | [7 empty] | 0 | 0 | [7 empty] | 431.705 | 1106.478 | -30.583 | 1075.895 | [15 empty] | 0 |  | 0
2-2014 | 2014-02-08 02:00 | 2014 | 2 | 8 | 2 | [7 empty] | 0 | 0 | [7 empty] | 473.813 | 1082.287 | -30.25 | 1052.037 | [15 empty] | 0 |  | 0
2-2014 | 2014-02-08 03:00 | 2014 | 2 | 8 | 3 | [7 empty] | 0 | 0 | [7 empty] | 490.296 | 1070.315 | -31.11 | 1039.205 | [15 empty] | 0 |  | 0
2-2014 | 2014-02-08 04:00 | 2014 | 2 | 8 | 4 | [7 empty] | 0 | 0 | [7 empty] | 476.942 | 1068.542 | -29.533 | 1039.009 | [15 empty] | 0 |  | 0
2-2014 | 2014-02-08 05:00 | 2014 | 2 | 8 | 5 | [7 empty] | 0 | 0 | [7 empty] | 495.129 | 1088.65 | -30.679 | 1057.971 | [15 empty] | 0 |  | 0
2-2014 | 2014-02-08 06:00 | 2014 | 2 | 8 | 6 | [7 empty] | 0 | 0 | [7 empty] | 500.958 | 1104.567 | -30.575 | 1073.992 | [15 empty] | 0 |  | 0
2-2014 | 2014-02-08 07:00 | 2014 | 2 | 8 | 7 | [7 empty] | 0 | 0 | [7 empty] | 486.456 | 1130.144 | -30.5 | 1099.644 | [15 empty] | 0 |  | 0
2-2014 | 2014-02-08 08:00 | 2014 | 2 | 8 | 8 | [7 empty] | 0 | 0 | [7 empty] | 484.63 | 1149.777 | -32.307 | 1117.47 | [15 empty] | 0 |  | 0
2-2014 | 2014-02-08 09:00 | 2014 | 2 | 8 | 9 | [7 empty] | 0 | 0 | [7 empty] | 480.228 | 1159.56 | -32.538 | 1127.022 | [15 empty] | 0 |  | 0
2-2014 | 2014-02-08 10:00 | 2014 | 2 | 8 | 10 | [7 empty] | 0 | 0 | [7 empty] | 498.157 | 1140.945 | -32.302 | 1108.643 | [15 empty] | 0 |  | 0
2-2014 | 2014-02-08 11:00 | 2014 | 2 | 8 | 11 | [7 empty] | 0 | 0 | [7 empty] | 500.831 | 1136.11 | -33.841 | 1102.269 | [15 empty] | 0 |  | 0
2-2014 | 2014-02-08 12:00 | 2014 | 2 | 8 | 12 | [7 empty] | 0 | 0 | [7 empty] | 512.059 | 1110.867 | -34.126 | 1076.741 | [15 empty] | 0 |  | 0
2-2014 | 2014-02-08 13:00 | 2014 | 2 | 8 | 13 | [7 empty] | 19.935 | 1516.0567 | [7 empty] | 546.4 | 1084.841 | -33.206 | 1051.635 | [15 empty] | 0 |  | 0
2-2014 | 2014-02-08 14:00 | 2014 | 2 | 8 | 14 | [7 empty] | 4.303 | 337.48 | [7 empty] | 581.6 | 1037.338 | -32.685 | 1004.653 | [15 empty] | 0 |  | 0
2-2014 | 2014-02-08 15:00 | 2014 | 2 | 8 | 15 | [7 empty] | 0 | 0 | [7 empty] | 626.926 | 992.261 | -31.237 | 961.024 | [15 empty] | 0 |  | 0
2-2014 | 2014-02-08 16:00 | 2014 | 2 | 8 | 16 | [7 empty] | 0 | 0 | [7 empty] | 650.592 | 967.27 | -30.912 | 936.358 | [15 empty] | 0 |  | 0
2-2014 | 2014-02-08 17:00 | 2014 | 2 | 8 | 17 | [7 empty] | 0 | 0 | [7 empty] | 643.282 | 976.506 | -30.988 | 945.518 | [15 empty] | 0 |  | 0
2-2014 | 2014-02-08 18:00 | 2014 | 2 | 8 | 18 | [7 empty] | 0 | 0 | [7 empty] | 653.034 | 981.756 | -30.84 | 950.916 | [15 empty] | 0 |  | 0
2-2014 | 2014-02-08 19:00 | 2014 | 2 | 8 | 19 | [7 empty] | 0 | 0 | [7 empty] | 595.024 | 1019.758 | -29.983 | 989.775 | [15 empty] | 0 |  | 0
2-2014 | 2014-02-08 20:00 | 2014 | 2 | 8 | 20 | [7 empty] | 61.68 | 5025.6864 | [7 empty] | 568.1 | 1026.61 | -29.58 | 997.03 | [15 empty] | 0 |  | 0
2-2014 | 2014-02-08 21:00 | 2014 | 2 | 8 | 21 | [7 empty] | 51.53 | 4753.6425 | [7 empty] | 573.2 | 1026.216 | -30.336 | 995.88 | [15 empty] | 0 |  | 0
2-2014 | 2014-02-08 22:00 | 2014 | 2 | 8 | 22 | [7 empty] | 10.846 | 663.8837 | [7 empty] | 583.6 | 1005.79 | -30.595 | 975.195 | [15 empty] | 0 |  | 0
2-2014 | 2014-02-08 23:00 | 2014 | 2 | 8 | 23 | [7 empty] | 0 | 0 | [7 empty] | 640.746 | 982.552 | -30.048 | 952.504 | [15 empty] | 0 |  | 0
2-2014 | 2014-02-09 | 2014 | 2 | 9 | 0 | [7 empty] | 0 | 0 | [7 empty] | 685.338 | 955.24 | -31.478 | 923.762 | [15 empty] | 0 |  | 0
2-2014 | 2014-02-09 01:00 | 2014 | 2 | 9 | 1 | [7 empty] | 0 | 0 | [7 empty] | 593.753 | 934.284 | -30.788 | 903.496 | [15 empty] | 0 |  | 0
2-2014 | 2014-02-09 02:00 | 2014 | 2 | 9 | 2 | [7 empty] | 0 | 0 | [7 empty] | 500.162 | 924.475 | -29.987 | 894.488 | [15 empty] | 0 |  | 0
2-2014 | 2014-02-09 03:00 | 2014 | 2 | 9 | 3 | [7 empty] | 0 | 0 | [7 empty] | 452.207 | 914.578 | -29.285 | 885.293 | [15 empty] | 0 |  | 0
2-2014 | 2014-02-09 04:00 | 2014 | 2 | 9 | 4 | [7 empty] | 0 | 0 | [7 empty] | 442.986 | 913.144 | -29.779 | 883.365 | [15 empty] | 0 |  | 0
2-2014 | 2014-02-09 05:00 | 2014 | 2 | 9 | 5 | [7 empty] | 112.181 | 5156.9606 | [7 empty] | 548.4 | 929.105 | -32.124 | 896.981 | [15 empty] | 0 |  | 0
2-2014 | 2014-02-09 06:00 | 2014 | 2 | 9 | 6 | [7 empty] | 190.107 | 10001.5293 | [7 empty] | 692.7 | 935.889 | -32.082 | 903.807 | [15 empty] | 0 |  | 0
2-2014 | 2014-02-09 07:00 | 2014 | 2 | 9 | 7 | [7 empty] | 164.517 | 8372.2701 | [7 empty] | 740.9 | 957.772 | -32.205 | 925.567 | [15 empty] | 0 |  | 0
2-2014 | 2014-02-09 08:00 | 2014 | 2 | 9 | 8 | [7 empty] | 187.935 | 9569.6502 | [7 empty] | 788.3 | 971.363 | -31.428 | 939.935 | [15 empty] | 0 |  | 0
2-2014 | 2014-02-09 09:00 | 2014 | 2 | 9 | 9 | [7 empty] | 209.976 | 11872.043 | [7 empty] | 771.3 | 990.17 | -32.294 | 957.876 | [15 empty] | 0 |  | 0
2-2014 | 2014-02-09 10:00 | 2014 | 2 | 9 | 10 | [7 empty] | 246.731 | 14103.144 | [7 empty] | 780.2 | 999.38 | -33.449 | 965.931 | [15 empty] | 0 |  | 0
2-2014 | 2014-02-09 11:00 | 2014 | 2 | 9 | 11 | [7 empty] | 206.397 | 11426.1379 | [7 empty] | 817.1 | 983.642 | -32.995 | 950.647 | [15 empty] | 0 |  | 0
2-2014 | 2014-02-09 12:00 | 2014 | 2 | 9 | 12 | [7 empty] | 150.973 | 8617.5388 | [7 empty] | 854.1 | 956.768 | -32.095 | 924.673 | [15 empty] | 0 |  | 0
2-2014 | 2014-02-09 13:00 | 2014 | 2 | 9 | 13 | [7 empty] | 152.635 | 9202.3641 | [7 empty] | 872.9 | 952.516 | -31.73 | 920.786 | [15 empty] | 0 |  | 0
2-2014 | 2014-02-09 14:00 | 2014 | 2 | 9 | 14 | [7 empty] | 154.991 | 8123.0783 | [7 empty] | 890 | 957.327 | -31.386 | 925.941 | [15 empty] | 0 |  | 0
2-2014 | 2014-02-09 15:00 | 2014 | 2 | 9 | 15 | [7 empty] | 142.498 | 7295.8976 | [7 empty] | 906.4 | 961.084 | -31.336 | 929.748 | [15 empty] | 0 |  | 0
2-2014 | 2014-02-09 16:00 | 2014 | 2 | 9 | 16 | [7 empty] | 150.419 | 8276.0534 | [7 empty] | 916.7 | 965.68 | -32.26 | 933.42 | [15 empty] | 0 |  | 0
2-2014 | 2014-02-09 17:00 | 2014 | 2 | 9 | 17 | [7 empty] | 160.573 | 9430.4523 | [7 empty] | 915.6 | 979.661 | -33.688 | 945.973 | [15 empty] | 0 |  | 0
2-2014 | 2014-02-09 18:00 | 2014 | 2 | 9 | 18 | [7 empty] | 152.56 | 16392.572 | [7 empty] | 895 | 999.831 | -35.721 | 964.11 | [15 empty] | 0 |  | 0
2-2014 | 2014-02-09 19:00 | 2014 | 2 | 9 | 19 | [7 empty] | 131.341 | 9875.5298 | [7 empty] | 841.9 | 1041.295 | -34.604 | 1006.691 | [15 empty] | 0 |  | 0
2-2014 | 2014-02-09 20:00 | 2014 | 2 | 9 | 20 | [7 empty] | 112.616 | 13142.2872 | [7 empty] | 815.4 | 1047.137 | -32.021 | 1015.116 | [15 empty] | 0 |  | 0
2-2014 | 2014-02-09 21:00 | 2014 | 2 | 9 | 21 | [7 empty] | 80.989 | 5423.8333 | [7 empty] | 807.6 | 1036.943 | -32.954 | 1003.989 | [15 empty] | 0 |  | 0
2-2014 | 2014-02-09 22:00 | 2014 | 2 | 9 | 22 | [7 empty] | 67.199 | 5142.7395 | [7 empty] | 814.6 | 1036.464 | -33.015 | 1003.449 | [15 empty] | 0 |  | 0
2-2014 | 2014-02-09 23:00 | 2014 | 2 | 9 | 23 | [7 empty] | 40.444 | 2014.9201 | [7 empty] | 827.4 | 1045.029 | -34.885 | 1010.144 | [15 empty] | 0 |  | 0
2-2014 | 2014-02-10 | 2014 | 2 | 10 | 0 | [7 empty] | 33.849 | 1689.7421 | [7 empty] | 840.5 | 1047.105 | -36.357 | 1010.748 | [15 empty] | 0 |  | 0
2-2014 | 2014-02-10 01:00 | 2014 | 2 | 10 | 1 | [7 empty] | 0 | 0 | [7 empty] | 707.131 | 1027.363 | -35.194 | 992.169 | [15 empty] | 0 |  | 0
2-2014 | 2014-02-10 02:00 | 2014 | 2 | 10 | 2 | [7 empty] | 0 | 0 | [7 empty] | 595.444 | 1008.9 | -32.344 | 976.556 | [15 empty] | 0 |  | 0
2-2014 | 2014-02-10 03:00 | 2014 | 2 | 10 | 3 | [7 empty] | 0 | 0 | [7 empty] | 580.129 | 992.601 | -32.229 | 960.372 | [15 empty] | 0 |  | 0
2-2014 | 2014-02-10 04:00 | 2014 | 2 | 10 | 4 | [7 empty] | 0 | 0 | [7 empty] | 590.303 | 982.637 | -31.09 | 951.547 | [15 empty] | 0 |  | 0
2-2014 | 2014-02-10 05:00 | 2014 | 2 | 10 | 5 | [7 empty] | 0 | 0 | [7 empty] | 610.184 | 985.52 | -32.004 | 953.516 | [15 empty] | 0 |  | 0
2-2014 | 2014-02-10 06:00 | 2014 | 2 | 10 | 6 | [7 empty] | 48.162 | 2835.7786 | [7 empty] | 731.4 | 1021.479 | -33.167 | 988.312 | [15 empty] | 0 |  | 0
2-2014 | 2014-02-10 07:00 | 2014 | 2 | 10 | 7 | [7 empty] | 0 | 0 | [7 empty] | 730.888 | 1087.693 | -35.03 | 1052.663 | [15 empty] | 0 |  | 0
2-2014 | 2014-02-10 08:00 | 2014 | 2 | 10 | 8 | [7 empty] | 0 | 0 | [7 empty] | 724.247 | 1143.312 | -34.409 | 1108.903 | [15 empty] | 0 |  | 0
2-2014 | 2014-02-10 09:00 | 2014 | 2 | 10 | 9 | [7 empty] | 0 | 0 | [7 empty] | 714.316 | 1159.664 | -35.13 | 1124.534 | [15 empty] | 0 |  | 0
2-2014 | 2014-02-10 10:00 | 2014 | 2 | 10 | 10 | [7 empty] | 0 | 0 | [7 empty] | 707.764 | 1177.599 | -36.214 | 1141.385 | [15 empty] | 0 |  | 0
2-2014 | 2014-02-10 11:00 | 2014 | 2 | 10 | 11 | [7 empty] | 0 | 0 | [7 empty] | 712.415 | 1183.781 | -36.896 | 1146.885 | [15 empty] | 0 |  | 0
2-2014 | 2014-02-10 12:00 | 2014 | 2 | 10 | 12 | [7 empty] | 0 | 0 | [7 empty] | 720.624 | 1171.931 | -36.255 | 1135.676 | [15 empty] | 0 |  | 0
2-2014 | 2014-02-10 13:00 | 2014 | 2 | 10 | 13 | [7 empty] | 0 | 0 | [7 empty] | 756.286 | 1138.076 | -36.611 | 1101.465 | [15 empty] | 0 |  | 0
2-2014 | 2014-02-10 14:00 | 2014 | 2 | 10 | 14 | [7 empty] | 0 | 0 | [7 empty] | 770.486 | 1125.9 | -39.486 | 1086.414 | [15 empty] | 0 |  | 0
2-2014 | 2014-02-10 15:00 | 2014 | 2 | 10 | 15 | [7 empty] | 0 | 0 | [7 empty] | 790.222 | 1109.455 | -39.777 | 1069.678 | [15 empty] | 0 |  | 0
2-2014 | 2014-02-10 16:00 | 2014 | 2 | 10 | 16 | [7 empty] | 0 | 0 | [7 empty] | 813.71 | 1087.097 | -40.756 | 1046.341 | [15 empty] | 0 |  | 0
2-2014 | 2014-02-10 17:00 | 2014 | 2 | 10 | 17 | [7 empty] | 0 | 0 | [7 empty] | 824.29 | 1078.05 | -41.29 | 1036.76 | [15 empty] | 0 |  | 0
2-2014 | 2014-02-10 18:00 | 2014 | 2 | 10 | 18 | [7 empty] | 0 | 0 | [7 empty] | 795.863 | 1105.561 | -40.424 | 1065.137 | [15 empty] | 0 |  | 0
2-2014 | 2014-02-10 19:00 | 2014 | 2 | 10 | 19 | [7 empty] | 0 | 0 | [7 empty] | 728.063 | 1171.022 | -39.185 | 1131.837 | [15 empty] | 0 |  | 0
2-2014 | 2014-02-10 20:00 | 2014 | 2 | 10 | 20 | [7 empty] | 0 | 0 | [7 empty] | 688.937 | 1209.535 | -38.873 | 1170.662 | [15 empty] | 0 |  | 0
2-2014 | 2014-02-10 21:00 | 2014 | 2 | 10 | 21 | [7 empty] | 0 | 0 | [7 empty] | 672.531 | 1227.798 | -39.729 | 1188.069 | [15 empty] | 0 |  | 0
2-2014 | 2014-02-10 22:00 | 2014 | 2 | 10 | 22 | [7 empty] | 0 | 0 | [7 empty] | 664.423 | 1236.937 | -40.21 | 1196.727 | [15 empty] | 0 |  | 0
2-2014 | 2014-02-10 23:00 | 2014 | 2 | 10 | 23 | [7 empty] | 0 | 0 | [7 empty] | 662.001 | 1228.961 | -38.961 | 1190 | [15 empty] | 0 |  | 0
2-2014 | 2014-02-11 | 2014 | 2 | 11 | 0 | [7 empty] | 0 | 0 | [7 empty] | 692.821 | 1203.447 | -40.119 | 1163.328 | [15 empty] | 0 |  | 0
2-2014 | 2014-02-11 01:00 | 2014 | 2 | 11 | 1 | [7 empty] | 0 | 0 | [7 empty] | 687.665 | 1195.989 | -45.204 | 1150.785 | [15 empty] | 0 |  | 0
2-2014 | 2014-02-11 02:00 | 2014 | 2 | 11 | 2 | [7 empty] | 0 | 0 | [7 empty] | 683.655 | 1193.554 | -44.659 | 1148.895 | [15 empty] | 0 |  | 0
2-2014 | 2014-02-11 03:00 | 2014 | 2 | 11 | 3 | [7 empty] | 0 | 0 | [7 empty] | 687.827 | 1196.611 | -45.438 | 1151.173 | [15 empty] | 0 |  | 0
2-2014 | 2014-02-11 04:00 | 2014 | 2 | 11 | 4 | [7 empty] | 0 | 0 | [7 empty] | 666.757 | 1216.932 | -46.089 | 1170.843 | [15 empty] | 0 |  | 0
2-2014 | 2014-02-11 05:00 | 2014 | 2 | 11 | 5 | [7 empty] | 0 | 0 | [7 empty] | 643.809 | 1236.898 | -48.057 | 1188.841 | [15 empty] | 0 |  | 0
2-2014 | 2014-02-11 06:00 | 2014 | 2 | 11 | 6 | [7 empty] | 0 | 0 | [7 empty] | 590.512 | 1284.823 | -44.985 | 1239.838 | [15 empty] | 0 |  | 0
2-2014 | 2014-02-11 07:00 | 2014 | 2 | 11 | 7 | [7 empty] | 0 | 0 | [7 empty] | 524.12 | 1353.844 | -45.014 | 1308.83 | [15 empty] | 0 |  | 0
2-2014 | 2014-02-11 08:00 | 2014 | 2 | 11 | 8 | [7 empty] | 0 | 0 | [7 empty] | 493.165 | 1396.335 | -44.251 | 1352.084 | [15 empty] | 0 |  | 0
2-2014 | 2014-02-11 09:00 | 2014 | 2 | 11 | 9 | [7 empty] | 0 | 0 | [7 empty] | 513.3 | 1386.609 | -44.709 | 1341.9 | [15 empty] | 0 |  | 0
2-2014 | 2014-02-11 10:00 | 2014 | 2 | 11 | 10 | [7 empty] | 0 | 0 | [7 empty] | 564.698 | 1340.282 | -45.98 | 1294.302 | [15 empty] | 0 |  | 0
2-2014 | 2014-02-11 11:00 | 2014 | 2 | 11 | 11 | [7 empty] | 0 | 0 | [7 empty] | 644.016 | 1252.744 | -45.46 | 1207.284 | [15 empty] | 0 |  | 0
2-2014 | 2014-02-11 12:00 | 2014 | 2 | 11 | 12 | [7 empty] | 0 | 0 | [7 empty] | 720.71 | 1174.841 | -45.901 | 1128.94 | [15 empty] | 0 |  | 0
2-2014 | 2014-02-11 13:00 | 2014 | 2 | 11 | 13 | [7 empty] | 0 | 0 | [7 empty] | 787.538 | 1115.787 | -44.575 | 1071.212 | [15 empty] | 0 |  | 0
2-2014 | 2014-02-11 14:00 | 2014 | 2 | 11 | 14 | [7 empty] | 0 | 0 | [7 empty] | 837.216 | 1072.398 | -43.764 | 1028.634 | [15 empty] | 0 |  | 0
2-2014 | 2014-02-11 15:00 | 2014 | 2 | 11 | 15 | [7 empty] | 0 | 0 | [7 empty] | 848.944 | 1034.878 | -40.022 | 994.856 | [15 empty] | 0 |  | 0
2-2014 | 2014-02-11 16:00 | 2014 | 2 | 11 | 16 | [7 empty] | 0 | 0 | [7 empty] | 860.307 | 1016.072 | -40.979 | 975.093 | [15 empty] | 0 |  | 0
2-2014 | 2014-02-11 17:00 | 2014 | 2 | 11 | 17 | [7 empty] | 0 | 0 | [7 empty] | 869.712 | 1032.639 | -42.551 | 990.088 | [15 empty] | 0 |  | 0
2-2014 | 2014-02-11 18:00 | 2014 | 2 | 11 | 18 | [7 empty] | 0 | 0 | [7 empty] | 806.568 | 1083.605 | -43.773 | 1039.832 | [15 empty] | 0 |  | 0
2-2014 | 2014-02-11 19:00 | 2014 | 2 | 11 | 19 | [7 empty] | 0 | 0 | [7 empty] | 741.58 | 1159.464 | -43.795 | 1115.669 | [15 empty] | 0 |  | 0
2-2014 | 2014-02-11 20:00 | 2014 | 2 | 11 | 20 | [7 empty] | 0 | 0 | [7 empty] | 704.536 | 1195.663 | -41.249 | 1154.414 | [15 empty] | 0 |  | 0
2-2014 | 2014-02-11 21:00 | 2014 | 2 | 11 | 21 | [7 empty] | 0 | 0 | [7 empty] | 687.21 | 1214.991 | -44.951 | 1170.04 | [15 empty] | 0 |  | 0
2-2014 | 2014-02-11 22:00 | 2014 | 2 | 11 | 22 | [7 empty] | 0 | 0 | [7 empty] | 675.148 | 1227.202 | -46.25 | 1180.952 | [15 empty] | 0 |  | 0
2-2014 | 2014-02-11 23:00 | 2014 | 2 | 11 | 23 | [7 empty] | 0 | 0 | [7 empty] | 685.966 | 1216.856 | -46.873 | 1169.983 | [15 empty] | 0 |  | 0
2-2014 | 2014-02-12 | 2014 | 2 | 12 | 0 | [7 empty] | 0 | 0 | [7 empty] | 707.839 | 1195.913 | -50.202 | 1145.711 | [15 empty] | 0 |  | 0
2-2014 | 2014-02-12 01:00 | 2014 | 2 | 12 | 1 | [7 empty] | 0 | 0 | [7 empty] | 728.009 | 1173.635 | -51.444 | 1122.191 | [15 empty] | 0 |  | 0
2-2014 | 2014-02-12 02:00 | 2014 | 2 | 12 | 2 | [7 empty] | 0 | 0 | [7 empty] | 729.336 | 1163.138 | -51.924 | 1111.214 | [15 empty] | 0 |  | 0
2-2014 | 2014-02-12 03:00 | 2014 | 2 | 12 | 3 | [7 empty] | 0 | 0 | [7 empty] | 682.963 | 1175.194 | -51.457 | 1123.737 | [15 empty] | 0 |  | 0
2-2014 | 2014-02-12 04:00 | 2014 | 2 | 12 | 4 | [7 empty] | 0 | 0 | [7 empty] | 677.017 | 1192.219 | -50.836 | 1141.383 | [15 empty] | 0 |  | 0
2-2014 | 2014-02-12 05:00 | 2014 | 2 | 12 | 5 | [7 empty] | 0 | 0 | [7 empty] | 668.402 | 1213.927 | -50.278 | 1163.649 | [15 empty] | 0 |  | 0
2-2014 | 2014-02-12 06:00 | 2014 | 2 | 12 | 6 | [7 empty] | 0 | 0 | [7 empty] | 610.855 | 1272.793 | -51.898 | 1220.895 | [15 empty] | 0 |  | 0
2-2014 | 2014-02-12 07:00 | 2014 | 2 | 12 | 7 | [7 empty] | 0 | 0 | [7 empty] | 552.856 | 1348.354 | -54.21 | 1294.144 | [15 empty] | 0 |  | 0
2-2014 | 2014-02-12 08:00 | 2014 | 2 | 12 | 8 | [7 empty] | 0 | 0 | [7 empty] | 527.726 | 1369.58 | -48.706 | 1320.874 | [15 empty] | 0 |  | 0
2-2014 | 2014-02-12 09:00 | 2014 | 2 | 12 | 9 | [7 empty] | 0 | 0 | [7 empty] | 549.493 | 1348.425 | -47.868 | 1300.557 | [15 empty] | 0 |  | 0
2-2014 | 2014-02-12 10:00 | 2014 | 2 | 12 | 10 | [7 empty] | 0 | 0 | [7 empty] | 583.063 | 1316.417 | -47.88 | 1268.537 | [15 empty] | 0 |  | 0
2-2014 | 2014-02-12 11:00 | 2014 | 2 | 12 | 11 | [7 empty] | 0 | 0 | [7 empty] | 648.985 | 1251.639 | -47.924 | 1203.715 | [15 empty] | 0 |  | 0
2-2014 | 2014-02-12 12:00 | 2014 | 2 | 12 | 12 | [7 empty] | 0 | 0 | [7 empty] | 717.107 | 1198.286 | -47.243 | 1151.043 | [15 empty] | 0 |  | 0
2-2014 | 2014-02-12 13:00 | 2014 | 2 | 12 | 13 | [7 empty] | 0 | 0 | [7 empty] | 762.504 | 1138.915 | -46.57 | 1092.345 | [15 empty] | 0 |  | 0
2-2014 | 2014-02-12 14:00 | 2014 | 2 | 12 | 14 | [7 empty] | 0 | 0 | [7 empty] | 806.822 | 1100.897 | -47.019 | 1053.878 | [15 empty] | 0 |  | 0
2-2014 | 2014-02-12 15:00 | 2014 | 2 | 12 | 15 | [7 empty] | 0 | 0 | [7 empty] | 836.167 | 1077.809 | -47.126 | 1030.683 | [15 empty] | 0 |  | 0
2-2014 | 2014-02-12 16:00 | 2014 | 2 | 12 | 16 | [7 empty] | 0 | 0 | [7 empty] | 806.784 | 1070.499 | -46.433 | 1024.066 | [15 empty] | 0 |  | 0
2-2014 | 2014-02-12 17:00 | 2014 | 2 | 12 | 17 | [7 empty] | 0 | 0 | [7 empty] | 828.694 | 1077.725 | -45.868 | 1031.857 | [15 empty] | 0 |  | 0
2-2014 | 2014-02-12 18:00 | 2014 | 2 | 12 | 18 | [7 empty] | 0 | 0 | [7 empty] | 806.685 | 1104.612 | -46.297 | 1058.315 | [15 empty] | 0 |  | 0
2-2014 | 2014-02-12 19:00 | 2014 | 2 | 12 | 19 | [7 empty] | 0 | 0 | [7 empty] | 757.531 | 1152.944 | -44.775 | 1108.169 | [15 empty] | 0 |  | 0
2-2014 | 2014-02-12 20:00 | 2014 | 2 | 12 | 20 | [7 empty] | 0 | 0 | [7 empty] | 748.041 | 1161.38 | -43.121 | 1118.259 | [15 empty] | 0 |  | 0
2-2014 | 2014-02-12 21:00 | 2014 | 2 | 12 | 21 | [7 empty] | 0 | 0 | [7 empty] | 765.163 | 1146.488 | -43.351 | 1103.137 | [15 empty] | 0 |  | 0
2-2014 | 2014-02-12 22:00 | 2014 | 2 | 12 | 22 | [7 empty] | 0 | 0 | [7 empty] | 765.735 | 1144.453 | -43.338 | 1101.115 | [15 empty] | 0 |  | 0
2-2014 | 2014-02-12 23:00 | 2014 | 2 | 12 | 23 | [7 empty] | 0 | 0 | [7 empty] | 738.196 | 1120.295 | -40.091 | 1080.204 | [15 empty] | 0 |  | 0
2-2014 | 2014-02-13 | 2014 | 2 | 13 | 0 | [7 empty] | 21.786 | 1137.6649 | [7 empty] | 761.45 | 1083.649 | -38.464 | 1045.185 | [15 empty] | 0 |  | 0
2-2014 | 2014-02-13 01:00 | 2014 | 2 | 13 | 1 | [7 empty] | 0 | 0 | [7 empty] | 680.122 | 1068.342 | -37.814 | 1030.528 | [15 empty] | 0 |  | 0
2-2014 | 2014-02-13 02:00 | 2014 | 2 | 13 | 2 | [7 empty] | 0 | 0 | [7 empty] | 539.481 | 1053.529 | -39.16 | 1014.369 | [15 empty] | 0 |  | 0
2-2014 | 2014-02-13 03:00 | 2014 | 2 | 13 | 3 | [7 empty] | 0 | 0 | [7 empty] | 488.907 | 1049.694 | -40.551 | 1009.143 | [15 empty] | 0 |  | 0
2-2014 | 2014-02-13 04:00 | 2014 | 2 | 13 | 4 | [7 empty] | 0 | 0 | [7 empty] | 431.433 | 1051.116 | -40.599 | 1010.517 | [15 empty] | 0 |  | 0
2-2014 | 2014-02-13 05:00 | 2014 | 2 | 13 | 5 | [7 empty] | 14.345 | 733.173 | [7 empty] | 461.115 | 1049.582 | -40.152 | 1009.43 | [15 empty] | 0 |  | 0
2-2014 | 2014-02-13 06:00 | 2014 | 2 | 13 | 6 | [7 empty] | 210.708 | 10282.5504 | [7 empty] | 693 | 1088.461 | -38.602 | 1049.859 | [15 empty] | 0 |  | 0
2-2014 | 2014-02-13 07:00 | 2014 | 2 | 13 | 7 | [7 empty] | 133.757 | 6691.8627 | [7 empty] | 716.1 | 1142.968 | -39.512 | 1103.456 | [15 empty] | 0 |  | 0
2-2014 | 2014-02-13 08:00 | 2014 | 2 | 13 | 8 | [7 empty] | 44.434 | 2485.638 | [7 empty] | 676.9 | 1194.799 | -39.815 | 1154.984 | [15 empty] | 0 |  | 0
2-2014 | 2014-02-13 09:00 | 2014 | 2 | 13 | 9 | [7 empty] | 27.79 | 1736.3192 | [7 empty] | 683.3 | 1190.254 | -42.314 | 1147.94 | [15 empty] | 0 |  | 0
2-2014 | 2014-02-13 10:00 | 2014 | 2 | 13 | 10 | [7 empty] | 24.491 | 1616.6509 | [7 empty] | 709.6 | 1169.262 | -44.621 | 1124.641 | [15 empty] | 0 |  | 0
2-2014 | 2014-02-13 11:00 | 2014 | 2 | 13 | 11 | [7 empty] | 60.488 | 3290.5472 | [7 empty] | 751.7 | 1141.04 | -46.452 | 1094.588 | [15 empty] | 0 |  | 0
2-2014 | 2014-02-13 12:00 | 2014 | 2 | 13 | 12 | [7 empty] | 66.019 | 3539.2786 | [7 empty] | 793.6 | 1098.098 | -45.178 | 1052.92 | [15 empty] | 0 |  | 0
2-2014 | 2014-02-13 13:00 | 2014 | 2 | 13 | 13 | [7 empty] | 67.635 | 3552.8666 | [7 empty] | 826.9 | 1071.591 | -45.357 | 1026.234 | [15 empty] | 0 |  | 0
2-2014 | 2014-02-13 14:00 | 2014 | 2 | 13 | 14 | [7 empty] | 83.229 | 4077.3887 | [7 empty] | 812.8 | 1047.121 | -45.193 | 1001.928 | [15 empty] | 0 |  | 0
2-2014 | 2014-02-13 15:00 | 2014 | 2 | 13 | 15 | [7 empty] | 124.053 | 5792.0346 | [7 empty] | 838 | 1022.966 | -43.414 | 979.552 | [15 empty] | 0 |  | 0
2-2014 | 2014-02-13 16:00 | 2014 | 2 | 13 | 16 | [7 empty] | 133.946 | 5877.5505 | [7 empty] | 896.1 | 988.739 | -43.244 | 945.495 | [15 empty] | 0 |  | 0
2-2014 | 2014-02-13 17:00 | 2014 | 2 | 13 | 17 | [7 empty] | 150.806 | 8537.1277 | [7 empty] | 889.7 | 969.663 | -40.707 | 928.956 | [15 empty] | 0 |  | 0
2-2014 | 2014-02-13 18:00 | 2014 | 2 | 13 | 18 | [7 empty] | 204.742 | 18549.6252 | [7 empty] | 864.2 | 993.704 | -39.013 | 954.691 | [15 empty] | 0 |  | 0
2-2014 | 2014-02-13 19:00 | 2014 | 2 | 13 | 19 | [7 empty] | 146.656 | 10295.2512 | [7 empty] | 804.1 | 1066.992 | -40.586 | 1026.406 | [15 empty] | 0 |  | 0
2-2014 | 2014-02-13 20:00 | 2014 | 2 | 13 | 20 | [7 empty] | 89.52 | 4216.392 | [7 empty] | 785.2 | 1097.639 | -42.319 | 1055.32 | [15 empty] | 0 |  | 0
2-2014 | 2014-02-13 21:00 | 2014 | 2 | 13 | 21 | [7 empty] | 32.487 | 1485.3056 | [7 empty] | 774.6 | 1102.459 | -42.922 | 1059.537 | [15 empty] | 0 |  | 0
2-2014 | 2014-02-13 22:00 | 2014 | 2 | 13 | 22 | [7 empty] | 32.423 | 1244.719 | [7 empty] | 782.9 | 1099.745 | -42.472 | 1057.273 | [15 empty] | 0 |  | 0
2-2014 | 2014-02-13 23:00 | 2014 | 2 | 13 | 23 | [7 empty] | 97.188 | 3573.6028 | [7 empty] | 780.035 | 1081.611 | -41.259 | 1040.352 | [15 empty] | 0 |  | 0
2-2014 | 2014-02-14 | 2014 | 2 | 14 | 0 | [7 empty] | 49.486 | 1908.1802 | [7 empty] | 672.43 | 1058.498 | -38.992 | 1019.506 | [15 empty] | 0 |  | 0
2-2014 | 2014-02-14 01:00 | 2014 | 2 | 14 | 1 | [7 empty] | 114.908 | 4443.4924 | [7 empty] | 686.1 | 1039.13 | -38.721 | 1000.409 | [15 empty] | 0 |  | 0
2-2014 | 2014-02-14 02:00 | 2014 | 2 | 14 | 2 | [7 empty] | 73.765 | 2828.8877 | [7 empty] | 641.3 | 1030.027 | -38.262 | 991.765 | [15 empty] | 0 |  | 0
2-2014 | 2014-02-14 03:00 | 2014 | 2 | 14 | 3 | [7 empty] | 60.068 | 2311.4166 | [7 empty] | 630 | 1027.696 | -37.879 | 989.817 | [15 empty] | 0 |  | 0
2-2014 | 2014-02-14 04:00 | 2014 | 2 | 14 | 4 | [7 empty] | 40.549 | 1480.8495 | [7 empty] | 609.5 | 1028.974 | -38.325 | 990.649 | [15 empty] | 0 |  | 0
2-2014 | 2014-02-14 05:00 | 2014 | 2 | 14 | 5 | [7 empty] | 107.117 | 3700.8924 | [7 empty] | 650.05 | 1041.803 | -37.286 | 1004.517 | [15 empty] | 0 |  | 0
2-2014 | 2014-02-14 06:00 | 2014 | 2 | 14 | 6 | [7 empty] | 253.009 | 9847.1103 | [7 empty] | 753.6 | 1066.198 | -35.089 | 1031.109 | [15 empty] | 0 |  | 0
2-2014 | 2014-02-14 07:00 | 2014 | 2 | 14 | 7 | [7 empty] | 134.251 | 5890.9339 | [7 empty] | 684.8 | 1128.594 | -36.844 | 1091.75 | [15 empty] | 0 |  | 0
2-2014 | 2014-02-14 08:00 | 2014 | 2 | 14 | 8 | [7 empty] | 36.468 | 1758.487 | [7 empty] | 648.7 | 1168.562 | -37.044 | 1131.518 | [15 empty] | 0 |  | 0
2-2014 | 2014-02-14 09:00 | 2014 | 2 | 14 | 9 | [7 empty] | 10.443 | 560.2669 | [7 empty] | 655.7 | 1171.746 | -39.803 | 1131.943 | [15 empty] | 0 |  | 0
2-2014 | 2014-02-14 10:00 | 2014 | 2 | 14 | 10 | [7 empty] | 0 | 0 | [7 empty] | 737.612 | 1116.779 | -40.341 | 1076.438 | [15 empty] | 0 |  | 0
2-2014 | 2014-02-14 11:00 | 2014 | 2 | 14 | 11 | [7 empty] | 0 | 0 | [7 empty] | 812.959 | 1040.977 | -38.336 | 1002.641 | [15 empty] | 0 |  | 0
2-2014 | 2014-02-14 12:00 | 2014 | 2 | 14 | 12 | [7 empty] | 0 | 0 | [7 empty] | 878.216 | 973.376 | -35.542 | 937.834 | [15 empty] | 0 |  | 0
2-2014 | 2014-02-14 13:00 | 2014 | 2 | 14 | 13 | [7 empty] | 0 | 0 | [7 empty] | 926.473 | 922.803 | -33.226 | 889.577 | [15 empty] | 0 |  | 0
2-2014 | 2014-02-14 14:00 | 2014 | 2 | 14 | 14 | [7 empty] | 0 | 0 | [7 empty] | 961.846 | 887.147 | -32.093 | 855.054 | [15 empty] | 0 |  | 0
2-2014 | 2014-02-14 15:00 | 2014 | 2 | 14 | 15 | [7 empty] | 0 | 0 | [7 empty] | 968.298 | 864.852 | -30.95 | 833.902 | [15 empty] | 0 |  | 0
2-2014 | 2014-02-14 16:00 | 2014 | 2 | 14 | 16 | [7 empty] | 0 | 0 | [7 empty] | 908.377 | 859.908 | -30.236 | 829.672 | [15 empty] | 0 |  | 0
2-2014 | 2014-02-14 17:00 | 2014 | 2 | 14 | 17 | [7 empty] | 70.503 | 2398.5121 | [7 empty] | 891.9 | 875.805 | -30.002 | 845.803 | [15 empty] | 0 |  | 0
2-2014 | 2014-02-14 18:00 | 2014 | 2 | 14 | 18 | [7 empty] | 91.903 | 3615.464 | [7 empty] | 874.7 | 901.571 | -30.619 | 870.952 | [15 empty] | 0 |  | 0
2-2014 | 2014-02-14 19:00 | 2014 | 2 | 14 | 19 | [7 empty] | 0 | 0 | [7 empty] | 839.23 | 952.006 | -34.187 | 917.819 | [15 empty] | 0 |  | 0
2-2014 | 2014-02-14 20:00 | 2014 | 2 | 14 | 20 | [7 empty] | 0 | 0 | [7 empty] | 875.449 | 959.558 | -34.407 | 925.151 | [15 empty] | 0 |  | 0
2-2014 | 2014-02-14 21:00 | 2014 | 2 | 14 | 21 | [7 empty] | 0 | 0 | [7 empty] | 869.563 | 966.099 | -34.312 | 931.787 | [15 empty] | 0 |  | 0
2-2014 | 2014-02-14 22:00 | 2014 | 2 | 14 | 22 | [7 empty] | 0 | 0 | [7 empty] | 850.265 | 976.47 | -33.835 | 942.635 | [15 empty] | 0 |  | 0
2-2014 | 2014-02-14 23:00 | 2014 | 2 | 14 | 23 | [7 empty] | 30.6 | 1251.54 | [7 empty] | 823.5 | 969.036 | -32.786 | 936.25 | [15 empty] | 0 |  | 0
2-2014 | 2014-02-15 | 2014 | 2 | 15 | 0 | [7 empty] | 98.935 | 3445.9061 | [7 empty] | 847.5 | 946.7 | -32.415 | 914.285 | [15 empty] | 0 |  | 0
2-2014 | 2014-02-15 01:00 | 2014 | 2 | 15 | 1 | [7 empty] | 76.627 | 2800.7168 | [7 empty] | 737.6 | 922.244 | -29.667 | 892.577 | [15 empty] | 0 |  | 0
2-2014 | 2014-02-15 02:00 | 2014 | 2 | 15 | 2 | [7 empty] | 0 | 0 | [7 empty] | 630.177 | 925.476 | -28.903 | 896.573 | [15 empty] | 0 |  | 0
2-2014 | 2014-02-15 03:00 | 2014 | 2 | 15 | 3 | [7 empty] | 59.152 | 2150.1752 | [7 empty] | 669.9 | 928.204 | -29.402 | 898.802 | [15 empty] | 0 |  | 0
2-2014 | 2014-02-15 04:00 | 2014 | 2 | 15 | 4 | [7 empty] | 153.089 | 5511.204 | [7 empty] | 805.5 | 955.775 | -31.036 | 924.739 | [15 empty] | 0 |  | 0
2-2014 | 2014-02-15 05:00 | 2014 | 2 | 15 | 5 | [7 empty] | 170.133 | 5966.5643 | [7 empty] | 822.8 | 987 | -31.467 | 955.533 | [15 empty] | 0 |  | 0
2-2014 | 2014-02-15 06:00 | 2014 | 2 | 15 | 6 | [7 empty] | 117.088 | 4398.9962 | [7 empty] | 801.1 | 1026.087 | -31.399 | 994.688 | [15 empty] | 0 |  | 0
2-2014 | 2014-02-15 07:00 | 2014 | 2 | 15 | 7 | [7 empty] | 43.167 | 1691.7147 | [7 empty] | 770.3 | 1041.324 | -31.057 | 1010.267 | [15 empty] | 0 |  | 0
2-2014 | 2014-02-15 08:00 | 2014 | 2 | 15 | 8 | [7 empty] | 30.792 | 1307.4283 | [7 empty] | 739.7 | 1095.051 | -33.409 | 1061.642 | [15 empty] | 0 |  | 0
2-2014 | 2014-02-15 09:00 | 2014 | 2 | 15 | 9 | [7 empty] | 74.364 | 4154.7167 | [7 empty] | 713.4 | 1168.452 | -35.239 | 1133.213 | [15 empty] | 0 |  | 0
2-2014 | 2014-02-15 10:00 | 2014 | 2 | 15 | 10 | [7 empty] | 70.07 | 5649.0434 | [7 empty] | 694.5 | 1185.143 | -36.323 | 1148.82 | [15 empty] | 0 |  | 0
2-2014 | 2014-02-15 11:00 | 2014 | 2 | 15 | 11 | [7 empty] | 38.139 | 3103.7518 | [7 empty] | 690.6 | 1157.082 | -36.993 | 1120.089 | [15 empty] | 0 |  | 0
2-2014 | 2014-02-15 12:00 | 2014 | 2 | 15 | 12 | [7 empty] | 20.466 | 1199.5123 | [7 empty] | 698 | 1134.852 | -38.136 | 1096.716 | [15 empty] | 0 |  | 0
2-2014 | 2014-02-15 13:00 | 2014 | 2 | 15 | 13 | [7 empty] | 4.855 | 261.1504 | [7 empty] | 718.1 | 1096.52 | -37.516 | 1059.004 | [15 empty] | 0 |  | 0
2-2014 | 2014-02-15 14:00 | 2014 | 2 | 15 | 14 | [7 empty] | 5.364 | 283.3801 | [7 empty] | 740.6 | 1073.867 | -36.853 | 1037.014 | [15 empty] | 0 |  | 0
2-2014 | 2014-02-15 15:00 | 2014 | 2 | 15 | 15 | [7 empty] | 0 | 0 | [7 empty] | 767.995 | 1040.746 | -36.49 | 1004.256 | [15 empty] | 0 |  | 0
2-2014 | 2014-02-15 16:00 | 2014 | 2 | 15 | 16 | [7 empty] | 0 | 0 | [7 empty] | 763.389 | 1037.898 | -36.587 | 1001.311 | [15 empty] | 0 |  | 0
2-2014 | 2014-02-15 17:00 | 2014 | 2 | 15 | 17 | [7 empty] | 5.539 | 237.4015 | [7 empty] | 748.4 | 1054.459 | -36.07 | 1018.389 | [15 empty] | 0 |  | 0
2-2014 | 2014-02-15 18:00 | 2014 | 2 | 15 | 18 | [7 empty] | 0 | 0 | [7 empty] | 728.396 | 1070.172 | -37.168 | 1033.004 | [15 empty] | 0 |  | 0
2-2014 | 2014-02-15 19:00 | 2014 | 2 | 15 | 19 | [7 empty] | 0 | 0 | [7 empty] | 686.991 | 1101.593 | -38.684 | 1062.909 | [15 empty] | 0 |  | 0
2-2014 | 2014-02-15 20:00 | 2014 | 2 | 15 | 20 | [7 empty] | 0 | 0 | [7 empty] | 696.824 | 1105.521 | -39.845 | 1065.676 | [15 empty] | 0 |  | 0
2-2014 | 2014-02-15 21:00 | 2014 | 2 | 15 | 21 | [7 empty] | 6.935 | 485.3113 | [7 empty] | 680.1 | 1116.229 | -40.044 | 1076.185 | [15 empty] | 0 |  | 0
2-2014 | 2014-02-15 22:00 | 2014 | 2 | 15 | 22 | [7 empty] | 0 | 0 | [7 empty] | 689.86 | 1107.294 | -40.155 | 1067.139 | [15 empty] | 0 |  | 0
2-2014 | 2014-02-15 23:00 | 2014 | 2 | 15 | 23 | [7 empty] | 21.95 | 1163.35 | [7 empty] | 704.5 | 1105.917 | -39.266 | 1066.651 | [15 empty] | 0 |  | 0
2-2014 | 2014-02-16 | 2014 | 2 | 16 | 0 | [7 empty] | 12.202 | 595.4576 | [7 empty] | 719.3 | 1083.103 | -37.101 | 1046.002 | [15 empty] | 0 |  | 0
2-2014 | 2014-02-16 01:00 | 2014 | 2 | 16 | 1 | [7 empty] | 38.096 | 2102.8992 | [7 empty] | 769.395 | 1065.363 | -35.862 | 1029.501 | [15 empty] | 0 |  | 0
2-2014 | 2014-02-16 02:00 | 2014 | 2 | 16 | 2 | [7 empty] | 0 | 0 | [7 empty] | 652.935 | 1054.56 | -35.696 | 1018.864 | [15 empty] | 0 |  | 0
2-2014 | 2014-02-16 03:00 | 2014 | 2 | 16 | 3 | [7 empty] | 8.508 | 378.4358 | [7 empty] | 558.31 | 1071.003 | -36.805 | 1034.198 | [15 empty] | 0 |  | 0
2-2014 | 2014-02-16 04:00 | 2014 | 2 | 16 | 4 | [7 empty] | 129.884 | 5905.8255 | [7 empty] | 663.5 | 1092.598 | -37.264 | 1055.334 | [15 empty] | 0 |  | 0
2-2014 | 2014-02-16 05:00 | 2014 | 2 | 16 | 5 | [7 empty] | 37.472 | 1580.1942 | [7 empty] | 676 | 1053.491 | -36.269 | 1017.222 | [15 empty] | 0 |  | 0
2-2014 | 2014-02-16 06:00 | 2014 | 2 | 16 | 6 | [7 empty] | 15.647 | 676.1069 | [7 empty] | 725.6 | 1049.93 | -36.033 | 1013.897 | [15 empty] | 0 |  | 0
2-2014 | 2014-02-16 07:00 | 2014 | 2 | 16 | 7 | [7 empty] | 0 | 0 | [7 empty] | 762.87 | 1055.007 | -36.577 | 1018.43 | [15 empty] | 0 |  | 0
2-2014 | 2014-02-16 08:00 | 2014 | 2 | 16 | 8 | [7 empty] | 0 | 0 | [7 empty] | 785.838 | 1065.609 | -37.047 | 1028.562 | [15 empty] | 0 |  | 0
2-2014 | 2014-02-16 09:00 | 2014 | 2 | 16 | 9 | [7 empty] | 0 | 0 | [7 empty] | 810.972 | 1068.493 | -37.316 | 1031.177 | [15 empty] | 0 |  | 0
2-2014 | 2014-02-16 10:00 | 2014 | 2 | 16 | 10 | [7 empty] | 0 | 0 | [7 empty] | 830.081 | 1058.76 | -37.241 | 1021.519 | [15 empty] | 0 |  | 0
2-2014 | 2014-02-16 11:00 | 2014 | 2 | 16 | 11 | [7 empty] | 0 | 0 | [7 empty] | 866.899 | 1017.895 | -34.344 | 983.551 | [15 empty] | 0 |  | 0
2-2014 | 2014-02-16 12:00 | 2014 | 2 | 16 | 12 | [7 empty] | 0 | 0 | [7 empty] | 883.679 | 975.052 | -34.282 | 940.77 | [15 empty] | 0 |  | 0
2-2014 | 2014-02-16 13:00 | 2014 | 2 | 16 | 13 | [7 empty] | 67.093 | 2530.748 | [7 empty] | 919.4 | 955.873 | -31.581 | 924.292 | [15 empty] | 0 |  | 0
2-2014 | 2014-02-16 14:00 | 2014 | 2 | 16 | 14 | [7 empty] | 29.545 | 1154.0277 | [7 empty] | 943.8 | 941.868 | -31.823 | 910.045 | [15 empty] | 0 |  | 0
2-2014 | 2014-02-16 15:00 | 2014 | 2 | 16 | 15 | [7 empty] | 0 | 0 | [7 empty] | 946.76 | 927.349 | -31.809 | 895.54 | [15 empty] | 0 |  | 0
2-2014 | 2014-02-16 16:00 | 2014 | 2 | 16 | 16 | [7 empty] | 0.022 | 0.93999 | [7 empty] | 955.4 | 917.046 | -31.974 | 885.072 | [15 empty] | 0 |  | 0
2-2014 | 2014-02-16 17:00 | 2014 | 2 | 16 | 17 | [7 empty] | 18.633 | 900.3466 | [7 empty] | 972.5 | 925.313 | -32.881 | 892.432 | [15 empty] | 0 |  | 0
2-2014 | 2014-02-16 18:00 | 2014 | 2 | 16 | 18 | [7 empty] | 8.47 | 505.8284 | [7 empty] | 950.6 | 939.732 | -33.262 | 906.47 | [15 empty] | 0 |  | 0
2-2014 | 2014-02-16 19:00 | 2014 | 2 | 16 | 19 | [7 empty] | 0 | 0 | [7 empty] | 904.732 | 977.243 | -34.275 | 942.968 | [15 empty] | 0 |  | 0
2-2014 | 2014-02-16 20:00 | 2014 | 2 | 16 | 20 | [7 empty] | 0 | 0 | [7 empty] | 883.034 | 1004.208 | -34.692 | 969.516 | [15 empty] | 0 |  | 0
2-2014 | 2014-02-16 21:00 | 2014 | 2 | 16 | 21 | [7 empty] | 0 | 0 | [7 empty] | 872.077 | 1015.178 | -33.655 | 981.523 | [15 empty] | 0 |  | 0
2-2014 | 2014-02-16 22:00 | 2014 | 2 | 16 | 22 | [7 empty] | 11.81 | 637.3857 | [7 empty] | 874.3 | 1003.692 | -33.383 | 970.309 | [15 empty] | 0 |  | 0
2-2014 | 2014-02-16 23:00 | 2014 | 2 | 16 | 23 | [7 empty] | 0 | 0 | [7 empty] | 896.773 | 991.866 | -33.64 | 958.226 | [15 empty] | 0 |  | 0
2-2014 | 2014-02-17 | 2014 | 2 | 17 | 0 | [7 empty] | 15.008 | 807.1302 | [7 empty] | 898.3 | 984.285 | -33.977 | 950.308 | [15 empty] | 0 |  | 0
2-2014 | 2014-02-17 01:00 | 2014 | 2 | 17 | 1 | [7 empty] | 0 | 0 | [7 empty] | 891.856 | 983.363 | -35.469 | 947.894 | [15 empty] | 0 |  | 0
2-2014 | 2014-02-17 02:00 | 2014 | 2 | 17 | 2 | [7 empty] | 0 | 0 | [7 empty] | 894.807 | 989.037 | -34.244 | 954.793 | [15 empty] | 0 |  | 0
2-2014 | 2014-02-17 03:00 | 2014 | 2 | 17 | 3 | [7 empty] | 0 | 0 | [7 empty] | 870.905 | 1007.445 | -35.6 | 971.845 | [15 empty] | 0 |  | 0
2-2014 | 2014-02-17 04:00 | 2014 | 2 | 17 | 4 | [7 empty] | 0 | 0 | [7 empty] | 863.892 | 1028.639 | -36.081 | 992.558 | [15 empty] | 0 |  | 0
2-2014 | 2014-02-17 05:00 | 2014 | 2 | 17 | 5 | [7 empty] | 0 | 0 | [7 empty] | 844.836 | 1056.857 | -38.943 | 1017.914 | [15 empty] | 0 |  | 0
2-2014 | 2014-02-17 06:00 | 2014 | 2 | 17 | 6 | [7 empty] | 0 | 0 | [7 empty] | 796.837 | 1101.582 | -37.969 | 1063.613 | [15 empty] | 0 |  | 0
2-2014 | 2014-02-17 07:00 | 2014 | 2 | 17 | 7 | [7 empty] | 0 | 0 | [7 empty] | 731.77 | 1169.567 | -41.737 | 1127.83 | [15 empty] | 0 |  | 0
2-2014 | 2014-02-17 08:00 | 2014 | 2 | 17 | 8 | [7 empty] | 0 | 0 | [7 empty] | 698.947 | 1204.005 | -42.352 | 1161.653 | [15 empty] | 0 |  | 0
2-2014 | 2014-02-17 09:00 | 2014 | 2 | 17 | 9 | [7 empty] | 0 | 0 | [7 empty] | 703.316 | 1198.109 | -42.524 | 1155.585 | [15 empty] | 0 |  | 0
2-2014 | 2014-02-17 10:00 | 2014 | 2 | 17 | 10 | [7 empty] | 0 | 0 | [7 empty] | 737.679 | 1165.187 | -42.817 | 1122.37 | [15 empty] | 0 |  | 0
2-2014 | 2014-02-17 11:00 | 2014 | 2 | 17 | 11 | [7 empty] | 0 | 0 | [7 empty] | 772.607 | 1120.762 | -38.769 | 1081.993 | [15 empty] | 0 |  | 0
2-2014 | 2014-02-17 12:00 | 2014 | 2 | 17 | 12 | [7 empty] | 0 | 0 | [7 empty] | 814.27 | 1076.867 | -38.688 | 1038.179 | [15 empty] | 0 |  | 0
2-2014 | 2014-02-17 13:00 | 2014 | 2 | 17 | 13 | [7 empty] | 0 | 0 | [7 empty] | 857.881 | 1033.865 | -37.697 | 996.168 | [15 empty] | 0 |  | 0
2-2014 | 2014-02-17 14:00 | 2014 | 2 | 17 | 14 | [7 empty] | 0 | 0 | [7 empty] | 911.564 | 980.949 | -35.763 | 945.186 | [15 empty] | 0 |  | 0
2-2014 | 2014-02-17 15:00 | 2014 | 2 | 17 | 15 | [7 empty] | 0 | 0 | [7 empty] | 968.345 | 923.629 | -33.724 | 889.905 | [15 empty] | 0 |  | 0
2-2014 | 2014-02-17 16:00 | 2014 | 2 | 17 | 16 | [7 empty] | 0 | 0 | [7 empty] | 993.6 | 887.356 | -31.956 | 855.4 | [15 empty] | 0 |  | 0
2-2014 | 2014-02-17 17:00 | 2014 | 2 | 17 | 17 | [7 empty] | 0 | 0 | [7 empty] | 995.97 | 880.019 | -31.389 | 848.63 | [15 empty] | 0 |  | 0
2-2014 | 2014-02-17 18:00 | 2014 | 2 | 17 | 18 | [7 empty] | 0 | 0 | [7 empty] | 963.764 | 915.673 | -32.837 | 882.836 | [15 empty] | 0 |  | 0
2-2014 | 2014-02-17 19:00 | 2014 | 2 | 17 | 19 | [7 empty] | 0 | 0 | [7 empty] | 933.295 | 948.624 | -33.92 | 914.704 | [15 empty] | 0 |  | 0
2-2014 | 2014-02-17 20:00 | 2014 | 2 | 17 | 20 | [7 empty] | 0 | 0 | [7 empty] | 900.654 | 969.257 | -34.161 | 935.096 | [15 empty] | 0 |  | 0
2-2014 | 2014-02-17 21:00 | 2014 | 2 | 17 | 21 | [7 empty] | 0 | 0 | [7 empty] | 915.424 | 967.646 | -35.62 | 932.026 | [15 empty] | 0 |  | 0
2-2014 | 2014-02-17 22:00 | 2014 | 2 | 17 | 22 | [7 empty] | 0 | 0 | [7 empty] | 922.165 | 947.75 | -34.615 | 913.135 | [15 empty] | 0 |  | 0
2-2014 | 2014-02-17 23:00 | 2014 | 2 | 17 | 23 | [7 empty] | 0 | 0 | [7 empty] | 945.322 | 916.395 | -33.367 | 883.028 | [15 empty] | 0 |  | 0
2-2014 | 2014-02-18 | 2014 | 2 | 18 | 0 | [7 empty] | 0 | 0 | [7 empty] | 949.711 | 867.691 | -30.003 | 837.688 | [15 empty] | 0 |  | 0
2-2014 | 2014-02-18 01:00 | 2014 | 2 | 18 | 1 | [7 empty] | 6.447 | 304.3629 | [7 empty] | 983.2 | 849.771 | -29.723 | 820.048 | [15 empty] | 0 |  | 0
2-2014 | 2014-02-18 02:00 | 2014 | 2 | 18 | 2 | [7 empty] | 0 | 0 | [7 empty] | 1019.232 | 834.145 | -29.677 | 804.468 | [15 empty] | 0 |  | 0
2-2014 | 2014-02-18 03:00 | 2014 | 2 | 18 | 3 | [7 empty] | 1.06 | 47.5495 | [7 empty] | 998 | 835.065 | -29.855 | 805.21 | [15 empty] | 0 |  | 0
2-2014 | 2014-02-18 04:00 | 2014 | 2 | 18 | 4 | [7 empty] | 11.278 | 550.3664 | [7 empty] | 992 | 847.266 | -30.688 | 816.578 | [15 empty] | 0 |  | 0
2-2014 | 2014-02-18 05:00 | 2014 | 2 | 18 | 5 | [7 empty] | 29.723 | 1444.835 | [7 empty] | 974.7 | 880.577 | -30.254 | 850.323 | [15 empty] | 0 |  | 0
2-2014 | 2014-02-18 06:00 | 2014 | 2 | 18 | 6 | [7 empty] | 43.04 | 2859.1472 | [7 empty] | 931.9 | 933.527 | -29.537 | 903.99 | [15 empty] | 0 |  | 0
2-2014 | 2014-02-18 07:00 | 2014 | 2 | 18 | 7 | [7 empty] | 56.488 | 6304.6257 | [7 empty] | 863.6 | 1030.426 | -34.238 | 996.188 | [15 empty] | 0 |  | 0
2-2014 | 2014-02-18 08:00 | 2014 | 2 | 18 | 8 | [7 empty] | 29.889 | 2487.6615 | [7 empty] | 823.7 | 1061.86 | -36.521 | 1025.339 | [15 empty] | 0 |  | 0
2-2014 | 2014-02-18 09:00 | 2014 | 2 | 18 | 9 | [7 empty] | 23.347 | 1482.768 | [7 empty] | 826.5 | 1054.441 | -37.994 | 1016.447 | [15 empty] | 0 |  | 0
2-2014 | 2014-02-18 10:00 | 2014 | 2 | 18 | 10 | [7 empty] | 5.222 | 346.3178 | [7 empty] | 854.7 | 1008.052 | -36.931 | 971.121 | [15 empty] | 0 |  | 0
2-2014 | 2014-02-18 11:00 | 2014 | 2 | 18 | 11 | [7 empty] | 0 | 0 | [7 empty] | 931.602 | 922.754 | -34.056 | 888.698 | [15 empty] | 0 |  | 0
2-2014 | 2014-02-18 12:00 | 2014 | 2 | 18 | 12 | [7 empty] | 0 | 0 | [7 empty] | 966.378 | 868.225 | -32.003 | 836.222 | [15 empty] | 0 |  | 0
2-2014 | 2014-02-18 13:00 | 2014 | 2 | 18 | 13 | [7 empty] | 0 | 0 | [7 empty] | 1002.657 | 849.77 | -32.928 | 816.842 | [15 empty] | 0 |  | 0
2-2014 | 2014-02-18 14:00 | 2014 | 2 | 18 | 14 | [7 empty] | 0 | 0 | [7 empty] | 1038.451 | 796.006 | -31.207 | 764.799 | [15 empty] | 0 |  | 0
2-2014 | 2014-02-18 15:00 | 2014 | 2 | 18 | 15 | [7 empty] | 45.821 | 2000.0866 | [7 empty] | 1057.1 | 777.372 | -29.5 | 747.872 | [15 empty] | 0 |  | 0
2-2014 | 2014-02-18 16:00 | 2014 | 2 | 18 | 16 | [7 empty] | 61.51 | 2242.6546 | [7 empty] | 1077.2 | 759.337 | -28.527 | 730.81 | [15 empty] | 0 |  | 0
2-2014 | 2014-02-18 17:00 | 2014 | 2 | 18 | 17 | [7 empty] | 120.508 | 4564.843 | [7 empty] | 1074.5 | 766.827 | -27.919 | 738.908 | [15 empty] | 0 |  | 0
2-2014 | 2014-02-18 18:00 | 2014 | 2 | 18 | 18 | [7 empty] | 80.467 | 3162.3531 | [7 empty] | 1050.8 | 783.997 | -27.58 | 756.417 | [15 empty] | 0 |  | 0
2-2014 | 2014-02-18 19:00 | 2014 | 2 | 18 | 19 | [7 empty] | 0 | 0 | [7 empty] | 990.357 | 842.346 | -30.804 | 811.542 | [15 empty] | 0 |  | 0
2-2014 | 2014-02-18 20:00 | 2014 | 2 | 18 | 20 | [7 empty] | 0 | 0 | [7 empty] | 966.312 | 886.705 | -32.468 | 854.237 | [15 empty] | 0 |  | 0
2-2014 | 2014-02-18 21:00 | 2014 | 2 | 18 | 21 | [7 empty] | 0 | 0 | [7 empty] | 952.713 | 899.017 | -32.33 | 866.687 | [15 empty] | 0 |  | 0
2-2014 | 2014-02-18 22:00 | 2014 | 2 | 18 | 22 | [7 empty] | 3.896 | 210.9294 | [7 empty] | 951.4 | 914.607 | -32.362 | 882.245 | [15 empty] | 0 |  | 0
2-2014 | 2014-02-18 23:00 | 2014 | 2 | 18 | 23 | [7 empty] | 45.531 | 1890.9024 | [7 empty] | 971.5 | 899.356 | -30.425 | 868.931 | [15 empty] | 0 |  | 0
2-2014 | 2014-02-19 | 2014 | 2 | 19 | 0 | [7 empty] | 0 | 0 | [7 empty] | 834.028 | 861.691 | -30.819 | 830.872 | [15 empty] | 0 |  | 0
2-2014 | 2014-02-19 01:00 | 2014 | 2 | 19 | 1 | [7 empty] | 0 | 0 | [7 empty] | 596.069 | 828.517 | -29.836 | 798.681 | [15 empty] | 0 |  | 0
2-2014 | 2014-02-19 02:00 | 2014 | 2 | 19 | 2 | [7 empty] | 0 | 0 | [7 empty] | 538.391 | 815.47 | -28.662 | 786.808 | [15 empty] | 0 |  | 0
2-2014 | 2014-02-19 03:00 | 2014 | 2 | 19 | 3 | [7 empty] | 0 | 0 | [7 empty] | 537.105 | 805.228 | -27.583 | 777.645 | [15 empty] | 0 |  | 0
2-2014 | 2014-02-19 04:00 | 2014 | 2 | 19 | 4 | [7 empty] | 0 | 0 | [7 empty] | 539.509 | 795.502 | -27.411 | 768.091 | [15 empty] | 0 |  | 0
2-2014 | 2014-02-19 05:00 | 2014 | 2 | 19 | 5 | [7 empty] | 0 | 0 | [7 empty] | 546.159 | 802.035 | -28.793 | 773.242 | [15 empty] | 0 |  | 0
2-2014 | 2014-02-19 06:00 | 2014 | 2 | 19 | 6 | [7 empty] | 80.662 | 2747.3477 | [7 empty] | 729.7 | 832.599 | -28.786 | 803.813 | [15 empty] | 0 |  | 0
2-2014 | 2014-02-19 07:00 | 2014 | 2 | 19 | 7 | [7 empty] | 0 | 0 | [7 empty] | 722.985 | 888.342 | -31.877 | 856.465 | [15 empty] | 0 |  | 0
2-2014 | 2014-02-19 08:00 | 2014 | 2 | 19 | 8 | [7 empty] | 0 | 0 | [7 empty] | 713.564 | 903.728 | -31.742 | 871.986 | [15 empty] | 0 |  | 0
2-2014 | 2014-02-19 09:00 | 2014 | 2 | 19 | 9 | [7 empty] | 0 | 0 | [7 empty] | 723.722 | 891.859 | -30.431 | 861.428 | [15 empty] | 0 |  | 0
2-2014 | 2014-02-19 10:00 | 2014 | 2 | 19 | 10 | [7 empty] | 0 | 0 | [7 empty] | 754.806 | 862.42 | -29.225 | 833.195 | [15 empty] | 0 |  | 0
2-2014 | 2014-02-19 11:00 | 2014 | 2 | 19 | 11 | [7 empty] | 39.215 | 2038.7878 | [7 empty] | 835.9 | 825.267 | -29.402 | 795.865 | [15 empty] | 0 |  | 0
2-2014 | 2014-02-19 12:00 | 2014 | 2 | 19 | 12 | [7 empty] | 0 | 0 | [7 empty] | 888.64 | 791.903 | -28.392 | 763.511 | [15 empty] | 0 |  | 0
2-2014 | 2014-02-19 13:00 | 2014 | 2 | 19 | 13 | [7 empty] | 0 | 0 | [7 empty] | 969.357 | 770.847 | -27.355 | 743.492 | [15 empty] | 0 |  | 0
2-2014 | 2014-02-19 14:00 | 2014 | 2 | 19 | 14 | [7 empty] | 0 | 0 | [7 empty] | 967.22 | 766.51 | -26.88 | 739.63 | [15 empty] | 0 |  | 0
2-2014 | 2014-02-19 15:00 | 2014 | 2 | 19 | 15 | [7 empty] | 0 | 0 | [7 empty] | 998.62 | 756.338 | -25.959 | 730.379 | [15 empty] | 0 |  | 0
2-2014 | 2014-02-19 16:00 | 2014 | 2 | 19 | 16 | [7 empty] | 38.753 | 1400.9209 | [7 empty] | 1040.4 | 735.834 | -24.482 | 711.352 | [15 empty] | 0 |  | 0
2-2014 | 2014-02-19 17:00 | 2014 | 2 | 19 | 17 | [7 empty] | 28.528 | 1029.005 | [7 empty] | 1028.4 | 739.018 | -23.19 | 715.828 | [15 empty] | 0 |  | 0
2-2014 | 2014-02-19 18:00 | 2014 | 2 | 19 | 18 | [7 empty] | 29.911 | 1064.8316 | [7 empty] | 998.1 | 751.401 | -22.439 | 728.962 | [15 empty] | 0 |  | 0
2-2014 | 2014-02-19 19:00 | 2014 | 2 | 19 | 19 | [7 empty] | 0 | 0 | [7 empty] | 991.946 | 794.58 | -23.976 | 770.604 | [15 empty] | 0 |  | 0
2-2014 | 2014-02-19 20:00 | 2014 | 2 | 19 | 20 | [7 empty] | 0 | 0 | [7 empty] | 1003.958 | 833.587 | -25.394 | 808.193 | [15 empty] | 0 |  | 0
2-2014 | 2014-02-19 21:00 | 2014 | 2 | 19 | 21 | [7 empty] | 0 | 0 | [7 empty] | 997.173 | 861.379 | -26.851 | 834.528 | [15 empty] | 0 |  | 0
2-2014 | 2014-02-19 22:00 | 2014 | 2 | 19 | 22 | [7 empty] | 0 | 0 | [7 empty] | 985.219 | 873.02 | -27.389 | 845.631 | [15 empty] | 0 |  | 0
2-2014 | 2014-02-19 23:00 | 2014 | 2 | 19 | 23 | [7 empty] | 0 | 0 | [7 empty] | 988.148 | 860.425 | -26.172 | 834.253 | [15 empty] | 0 |  | 0
2-2014 | 2014-02-20 | 2014 | 2 | 20 | 0 | [7 empty] | 0 | 0 | [7 empty] | 980.49 | 835.403 | -24.193 | 811.21 | [15 empty] | 0 |  | 0
2-2014 | 2014-02-20 01:00 | 2014 | 2 | 20 | 1 | [7 empty] | 0 | 0 | [7 empty] | 949.568 | 818.805 | -23.022 | 795.783 | [15 empty] | 0 |  | 0
2-2014 | 2014-02-20 02:00 | 2014 | 2 | 20 | 2 | [7 empty] | 0 | 0 | [7 empty] | 922.835 | 804.951 | -22.036 | 782.915 | [15 empty] | 0 |  | 0
2-2014 | 2014-02-20 03:00 | 2014 | 2 | 20 | 3 | [7 empty] | 0 | 0 | [7 empty] | 874.866 | 810.72 | -23.686 | 787.034 | [15 empty] | 0 |  | 0
2-2014 | 2014-02-20 04:00 | 2014 | 2 | 20 | 4 | [7 empty] | 0 | 0 | [7 empty] | 777.802 | 817.285 | -25.886 | 791.399 | [15 empty] | 0 |  | 0
2-2014 | 2014-02-20 05:00 | 2014 | 2 | 20 | 5 | [7 empty] | 96.022 | 3606.5863 | [7 empty] | 825.13 | 829.362 | -27.019 | 802.343 | [15 empty] | 0 |  | 0
2-2014 | 2014-02-20 06:00 | 2014 | 2 | 20 | 6 | [7 empty] | 109.206 | 5363.1067 | [7 empty] | 843.5 | 868.249 | -28.643 | 839.606 | [15 empty] | 0 |  | 0
2-2014 | 2014-02-20 07:00 | 2014 | 2 | 20 | 7 | [7 empty] | 85.306 | 9384.5131 | [7 empty] | 831.1 | 940.852 | -32.946 | 907.906 | [15 empty] | 0 |  | 0
2-2014 | 2014-02-20 08:00 | 2014 | 2 | 20 | 8 | [7 empty] | 132.216 | 7220.3158 | [7 empty] | 854.3 | 965.567 | -31.801 | 933.766 | [15 empty] | 0 |  | 0
2-2014 | 2014-02-20 09:00 | 2014 | 2 | 20 | 9 | [7 empty] | 126.878 | 5578.8257 | [7 empty] | 866.1 | 943.457 | -30.379 | 913.078 | [15 empty] | 0 |  | 0
2-2014 | 2014-02-20 10:00 | 2014 | 2 | 20 | 10 | [7 empty] | 109.684 | 6298.0553 | [7 empty] | 896.4 | 918.356 | -31.222 | 887.134 | [15 empty] | 0 |  | 0
2-2014 | 2014-02-20 11:00 | 2014 | 2 | 20 | 11 | [7 empty] | 39.557 | 2145.5717 | [7 empty] | 900.7 | 862.231 | -29.924 | 832.307 | [15 empty] | 0 |  | 0
2-2014 | 2014-02-20 12:00 | 2014 | 2 | 20 | 12 | [7 empty] | 61.584 | 4838.6549 | [7 empty] | 937.9 | 808.053 | -29.369 | 778.684 | [15 empty] | 0 |  | 0
2-2014 | 2014-02-20 13:00 | 2014 | 2 | 20 | 13 | [7 empty] | 57.745 | 3104.3712 | [7 empty] | 1003.4 | 774.678 | -27.884 | 746.794 | [15 empty] | 0 |  | 0
2-2014 | 2014-02-20 14:00 | 2014 | 2 | 20 | 14 | [7 empty] | 70.639 | 3556.6737 | [7 empty] | 1022.8 | 754.28 | -27.291 | 726.989 | [15 empty] | 0 |  | 0
2-2014 | 2014-02-20 15:00 | 2014 | 2 | 20 | 15 | [7 empty] | 113.733 | 6105.1874 | [7 empty] | 1039.3 | 730.98 | -25.747 | 705.233 | [15 empty] | 0 |  | 0
2-2014 | 2014-02-20 16:00 | 2014 | 2 | 20 | 16 | [7 empty] | 81.56 | 3881.4404 | [7 empty] | 1050.3 | 714.157 | -25.496 | 688.661 | [15 empty] | 0 |  | 0
2-2014 | 2014-02-20 17:00 | 2014 | 2 | 20 | 17 | [7 empty] | 69.937 | 3184.2316 | [7 empty] | 1053.1 | 712.435 | -25.848 | 686.587 | [15 empty] | 0 |  | 0
2-2014 | 2014-02-20 18:00 | 2014 | 2 | 20 | 18 | [7 empty] | 45.107 | 2597.7121 | [7 empty] | 1050.7 | 722.756 | -26.5 | 696.256 | [15 empty] | 0 |  | 0
2-2014 | 2014-02-20 19:00 | 2014 | 2 | 20 | 19 | [7 empty] | 72.893 | 4221.2336 | [7 empty] | 1005 | 758.786 | -26.344 | 732.442 | [15 empty] | 0 |  | 0
2-2014 | 2014-02-20 20:00 | 2014 | 2 | 20 | 20 | [7 empty] | 83.299 | 5047.0864 | [7 empty] | 992 | 775.119 | -26.02 | 749.099 | [15 empty] | 0 |  | 0
2-2014 | 2014-02-20 21:00 | 2014 | 2 | 20 | 21 | [7 empty] | 84.472 | 4882.4816 | [7 empty] | 987.6 | 767.088 | -25.116 | 741.972 | [15 empty] | 0 |  | 0
2-2014 | 2014-02-20 22:00 | 2014 | 2 | 20 | 22 | [7 empty] | 66.968 | 3102.6274 | [7 empty] | 993.1 | 751.448 | -23.78 | 727.668 | [15 empty] | 0 |  | 0
2-2014 | 2014-02-20 23:00 | 2014 | 2 | 20 | 23 | [7 empty] | 83.679 | 2760.5702 | [7 empty] | 997.2 | 720.047 | -21.917 | 698.13 | [15 empty] | 0 |  | 0
2-2014 | 2014-02-21 | 2014 | 2 | 21 | 0 | [7 empty] | 0 | 0 | [7 empty] | 878.346 | 679.878 | -21.924 | 657.954 | [15 empty] | 0 |  | 0
2-2014 | 2014-02-21 01:00 | 2014 | 2 | 21 | 1 | [7 empty] | 0 | 0 | [7 empty] | 893.776 | 628.475 | -21.052 | 607.423 | [15 empty] | 0 |  | 0
2-2014 | 2014-02-21 02:00 | 2014 | 2 | 21 | 2 | [7 empty] | 0 | 0 | [7 empty] | 849.99 | 611.531 | -19.871 | 591.66 | [15 empty] | 0 |  | 0
2-2014 | 2014-02-21 03:00 | 2014 | 2 | 21 | 3 | [7 empty] | 0 | 0 | [7 empty] | 839.391 | 586.222 | -18.863 | 567.359 | [15 empty] | 0 |  | 0
2-2014 | 2014-02-21 04:00 | 2014 | 2 | 21 | 4 | [7 empty] | 0 | 0 | [7 empty] | 813.313 | 604.071 | -18.184 | 585.887 | [15 empty] | 0 |  | 0
2-2014 | 2014-02-21 05:00 | 2014 | 2 | 21 | 5 | [7 empty] | 0 | 0 | [7 empty] | 768.425 | 627.749 | -18.323 | 609.426 | [15 empty] | 0 |  | 0
2-2014 | 2014-02-21 06:00 | 2014 | 2 | 21 | 6 | [7 empty] | 139.194 | 6036.8438 | [7 empty] | 891.74 | 678.032 | -19.879 | 658.153 | [15 empty] | 0 |  | 0
2-2014 | 2014-02-21 07:00 | 2014 | 2 | 21 | 7 | [7 empty] | 178.926 | 12628.5971 | [7 empty] | 1010.825 | 746.611 | -22.66 | 723.951 | [15 empty] | 0 |  | 0
2-2014 | 2014-02-21 08:00 | 2014 | 2 | 21 | 8 | [7 empty] | 19.811 | 1160.5284 | [7 empty] | 967.3 | 792.594 | -23.633 | 768.961 | [15 empty] | 0 |  | 0
2-2014 | 2014-02-21 09:00 | 2014 | 2 | 21 | 9 | [7 empty] | 0 | 0 | [7 empty] | 990.045 | 813.624 | -24.219 | 789.405 | [15 empty] | 0 |  | 0
2-2014 | 2014-02-21 10:00 | 2014 | 2 | 21 | 10 | [7 empty] | 0 | 0 | [7 empty] | 992.295 | 837.237 | -25.232 | 812.005 | [15 empty] | 0 |  | 0
2-2014 | 2014-02-21 11:00 | 2014 | 2 | 21 | 11 | [7 empty] | 0 | 0 | [7 empty] | 974.656 | 810.458 | -25.965 | 784.493 | [15 empty] | 0 |  | 0
2-2014 | 2014-02-21 12:00 | 2014 | 2 | 21 | 12 | [7 empty] | 0 | 0 | [7 empty] | 979.309 | 793.818 | -27.227 | 766.591 | [15 empty] | 0 |  | 0
2-2014 | 2014-02-21 13:00 | 2014 | 2 | 21 | 13 | [7 empty] | 0 | 0 | [7 empty] | 974.686 | 780.571 | -27.058 | 753.513 | [15 empty] | 0 |  | 0
2-2014 | 2014-02-21 14:00 | 2014 | 2 | 21 | 14 | [7 empty] | 0 | 0 | [7 empty] | 1010.955 | 764.502 | -26.906 | 737.596 | [15 empty] | 0 |  | 0
2-2014 | 2014-02-21 15:00 | 2014 | 2 | 21 | 15 | [7 empty] | 0 | 0 | [7 empty] | 1010.971 | 756.731 | -27.002 | 729.729 | [15 empty] | 0 |  | 0
2-2014 | 2014-02-21 16:00 | 2014 | 2 | 21 | 16 | [7 empty] | 14.636 | 574.9021 | [7 empty] | 999.4 | 738.484 | -25.648 | 712.836 | [15 empty] | 0 |  | 0
2-2014 | 2014-02-21 17:00 | 2014 | 2 | 21 | 17 | [7 empty] | 27.683 | 1022.3332 | [7 empty] | 985.9 | 746.458 | -25.925 | 720.533 | [15 empty] | 0 |  | 0
2-2014 | 2014-02-21 18:00 | 2014 | 2 | 21 | 18 | [7 empty] | 103.75 | 3698.6875 | [7 empty] | 966.6 | 768.16 | -24.96 | 743.2 | [15 empty] | 0 |  | 0
2-2014 | 2014-02-21 19:00 | 2014 | 2 | 21 | 19 | [7 empty] | 73.423 | 3609.4747 | [7 empty] | 920.1 | 824.614 | -26.741 | 797.873 | [15 empty] | 0 |  | 0
2-2014 | 2014-02-21 20:00 | 2014 | 2 | 21 | 20 | [7 empty] | 48.914 | 2955.3839 | [7 empty] | 907 | 851.565 | -27.35 | 824.215 | [15 empty] | 0 |  | 0
2-2014 | 2014-02-21 21:00 | 2014 | 2 | 21 | 21 | [7 empty] | 58.726 | 3040.8323 | [7 empty] | 935.8 | 869.671 | -27.144 | 842.527 | [15 empty] | 0 |  | 0
2-2014 | 2014-02-21 22:00 | 2014 | 2 | 21 | 22 | [7 empty] | 86 | 4636.26 | [7 empty] | 942.5 | 882.985 | -26.185 | 856.8 | [15 empty] | 0 |  | 0
2-2014 | 2014-02-21 23:00 | 2014 | 2 | 21 | 23 | [7 empty] | 99.053 | 3919.5272 | [7 empty] | 961.7 | 886.966 | -26.313 | 860.653 | [15 empty] | 0 |  | 0
2-2014 | 2014-02-22 | 2014 | 2 | 22 | 0 | [7 empty] | 166.316 | 5819.3968 | [7 empty] | 989.3 | 878.908 | -25.191 | 853.717 | [15 empty] | 0 |  | 0
2-2014 | 2014-02-22 01:00 | 2014 | 2 | 22 | 1 | [7 empty] | 185.374 | 9012.8839 | [7 empty] | 932.6 | 863.646 | -24.923 | 838.723 | [15 empty] | 0 |  | 0
2-2014 | 2014-02-22 02:00 | 2014 | 2 | 22 | 2 | [7 empty] | 104.9 | 4327.125 | [7 empty] | 793.8 | 863.676 | -24.126 | 839.55 | [15 empty] | 0 |  | 0
2-2014 | 2014-02-22 03:00 | 2014 | 2 | 22 | 3 | [7 empty] | 188.207 | 6702.0513 | [7 empty] | 860.1 | 870.095 | -24.737 | 845.358 | [15 empty] | 0 |  | 0
2-2014 | 2014-02-22 04:00 | 2014 | 2 | 22 | 4 | [7 empty] | 227.477 | 8516.7389 | [7 empty] | 917.4 | 881.078 | -25.35 | 855.728 | [15 empty] | 0 |  | 0
2-2014 | 2014-02-22 05:00 | 2014 | 2 | 22 | 5 | [7 empty] | 227.366 | 7912.3368 | [7 empty] | 936 | 896.002 | -26.237 | 869.765 | [15 empty] | 0 |  | 0
2-2014 | 2014-02-22 06:00 | 2014 | 2 | 22 | 6 | [7 empty] | 238.961 | 8755.531 | [7 empty] | 938.9 | 918.444 | -27.384 | 891.06 | [15 empty] | 0 |  | 0
2-2014 | 2014-02-22 07:00 | 2014 | 2 | 22 | 7 | [7 empty] | 210.814 | 8780.4031 | [7 empty] | 928.43 | 952.332 | -28.847 | 923.485 | [15 empty] | 0 |  | 0
2-2014 | 2014-02-22 08:00 | 2014 | 2 | 22 | 8 | [7 empty] | 173.249 | 9433.4081 | [7 empty] | 913.3 | 979.2 | -29.501 | 949.699 | [15 empty] | 0 |  | 0
2-2014 | 2014-02-22 09:00 | 2014 | 2 | 22 | 9 | [7 empty] | 155.746 | 8309.0491 | [7 empty] | 894.3 | 984.118 | -30.872 | 953.246 | [15 empty] | 0 |  | 0
2-2014 | 2014-02-22 10:00 | 2014 | 2 | 22 | 10 | [7 empty] | 126.579 | 5606.1839 | [7 empty] | 909 | 936.212 | -28.433 | 907.779 | [15 empty] | 0 |  | 0
2-2014 | 2014-02-22 11:00 | 2014 | 2 | 22 | 11 | [7 empty] | 74.606 | 2952.9055 | [7 empty] | 872.4 | 854.501 | -26.395 | 828.106 | [15 empty] | 0 |  | 0
2-2014 | 2014-02-22 12:00 | 2014 | 2 | 22 | 12 | [7 empty] | 112.549 | 4177.8189 | [7 empty] | 914.5 | 792.207 | -25.258 | 766.949 | [15 empty] | 0 |  | 0
2-2014 | 2014-02-22 13:00 | 2014 | 2 | 22 | 13 | [7 empty] | 105.576 | 3849.301 | [7 empty] | 946.2 | 740.958 | -23.832 | 717.126 | [15 empty] | 0 |  | 0
2-2014 | 2014-02-22 14:00 | 2014 | 2 | 22 | 14 | [7 empty] | 139.497 | 4839.1509 | [7 empty] | 937.4 | 709.423 | -22.576 | 686.847 | [15 empty] | 0 |  | 0
2-2014 | 2014-02-22 15:00 | 2014 | 2 | 22 | 15 | [7 empty] | 112.649 | 3607.021 | [7 empty] | 891.5 | 676.288 | -20.939 | 655.349 | [15 empty] | 0 |  | 0
2-2014 | 2014-02-22 16:00 | 2014 | 2 | 22 | 16 | [7 empty] | 27.872 | 826.9622 | [7 empty] | 826.935 | 666.787 | -20.1 | 646.687 | [15 empty] | 0 |  | 0
2-2014 | 2014-02-22 17:00 | 2014 | 2 | 22 | 17 | [7 empty] | 224.903 | 6684.1172 | [7 empty] | 978.7 | 668.533 | -20.43 | 648.103 | [15 empty] | 0 |  | 0
2-2014 | 2014-02-22 18:00 | 2014 | 2 | 22 | 18 | [7 empty] | 363.558 | 10612.258 | [7 empty] | 1077.2 | 681.181 | -21.223 | 659.958 | [15 empty] | 0 |  | 0
2-2014 | 2014-02-22 19:00 | 2014 | 2 | 22 | 19 | [7 empty] | 313.187 | 13545.3378 | [7 empty] | 1030.4 | 724.887 | -24.05 | 700.837 | [15 empty] | 0 |  | 0
2-2014 | 2014-02-22 20:00 | 2014 | 2 | 22 | 20 | [7 empty] | 221.762 | 9351.7035 | [7 empty] | 1010.7 | 766.295 | -25.183 | 741.112 | [15 empty] | 0 |  | 0
2-2014 | 2014-02-22 21:00 | 2014 | 2 | 22 | 21 | [7 empty] | 168.864 | 5737.9987 | [7 empty] | 1004.7 | 784.727 | -25.862 | 758.865 | [15 empty] | 0 |  | 0
2-2014 | 2014-02-22 22:00 | 2014 | 2 | 22 | 22 | [7 empty] | 210.429 | 7236.6533 | [7 empty] | 1007.9 | 790.28 | -24.701 | 765.579 | [15 empty] | 0 |  | 0
2-2014 | 2014-02-22 23:00 | 2014 | 2 | 22 | 23 | [7 empty] | 274.557 | 8923.1025 | [7 empty] | 1019.9 | 796.502 | -24.445 | 772.057 | [15 empty] | 0 |  | 0
2-2014 | 2014-02-23 | 2014 | 2 | 23 | 0 | [7 empty] | 225.677 | 7205.8666 | [7 empty] | 948.5 | 784.198 | -23.771 | 760.427 | [15 empty] | 0 |  | 0
2-2014 | 2014-02-23 01:00 | 2014 | 2 | 23 | 1 | [7 empty] | 323.185 | 11069.0863 | [7 empty] | 1018.8 | 779.374 | -22.74 | 756.634 | [15 empty] | 0 |  | 0
2-2014 | 2014-02-23 02:00 | 2014 | 2 | 23 | 2 | [7 empty] | 146.083 | 4949.292 | [7 empty] | 776.2 | 778.397 | -23.264 | 755.133 | [15 empty] | 0 |  | 0
2-2014 | 2014-02-23 03:00 | 2014 | 2 | 23 | 3 | [7 empty] | 127.01 | 3882.6957 | [7 empty] | 734.2 | 777.837 | -23.927 | 753.91 | [15 empty] | 0 |  | 0
2-2014 | 2014-02-23 04:00 | 2014 | 2 | 23 | 4 | [7 empty] | 210.316 | 6187.4967 | [7 empty] | 787.9 | 783.522 | -23.706 | 759.816 | [15 empty] | 100.416 |  | 2954.2387
2-2014 | 2014-02-23 05:00 | 2014 | 2 | 23 | 5 | [7 empty] | 159.569 | 4627.501 | [7 empty] | 738.85 | 788.768 | -24.099 | 764.669 | [15 empty] | 50.719 |  | 1470.851
2-2014 | 2014-02-23 06:00 | 2014 | 2 | 23 | 6 | [7 empty] | 287.541 | 9422.7186 | [7 empty] | 837.275 | 797.679 | -24.114 | 773.565 | [15 empty] | 0 |  | 0
2-2014 | 2014-02-23 07:00 | 2014 | 2 | 23 | 7 | [7 empty] | 296.589 | 10173.0027 | [7 empty] | 921.73 | 825.826 | -25.166 | 800.66 | [15 empty] | 0 |  | 0
2-2014 | 2014-02-23 08:00 | 2014 | 2 | 23 | 8 | [7 empty] | 303.348 | 9968.0153 | [7 empty] | 963 | 834.404 | -23.755 | 810.649 | [15 empty] | 0 |  | 0
2-2014 | 2014-02-23 09:00 | 2014 | 2 | 23 | 9 | [7 empty] | 260.622 | 9457.9724 | [7 empty] | 959.8 | 854.443 | -24.721 | 829.722 | [15 empty] | 0 |  | 0
2-2014 | 2014-02-23 10:00 | 2014 | 2 | 23 | 10 | [7 empty] | 153.467 | 5501.7919 | [7 empty] | 960.1 | 828.186 | -25.219 | 802.967 | [15 empty] | 0 |  | 0
2-2014 | 2014-02-23 11:00 | 2014 | 2 | 23 | 11 | [7 empty] | 114.601 | 3807.0452 | [7 empty] | 986.1 | 750.734 | -23.483 | 727.251 | [15 empty] | 0 |  | 0
2-2014 | 2014-02-23 12:00 | 2014 | 2 | 23 | 12 | [7 empty] | 170.124 | 5103.72 | [7 empty] | 1013 | 703.829 | -21.256 | 682.573 | [15 empty] | 0 |  | 0
2-2014 | 2014-02-23 13:00 | 2014 | 2 | 23 | 13 | [7 empty] | 287.5 | 8820.5 | [7 empty] | 1083.1 | 674.669 | -19.819 | 654.85 | [15 empty] | 0 |  | 0
2-2014 | 2014-02-23 14:00 | 2014 | 2 | 23 | 14 | [7 empty] | 360.216 | 10298.5754 | [7 empty] | 1088.5 | 659.024 | -18.707 | 640.317 | [15 empty] | 246.717 |  | 7053.639
2-2014 | 2014-02-23 15:00 | 2014 | 2 | 23 | 15 | [7 empty] | 361.242 | 9800.4955 | [7 empty] | 1047.5 | 644.672 | -17.829 | 626.843 | [15 empty] | 234.743 |  | 6368.5776
2-2014 | 2014-02-23 16:00 | 2014 | 2 | 23 | 16 | [7 empty] | 387.145 | 9999.9554 | [7 empty] | 1031.7 | 643.009 | -17.614 | 625.395 | [15 empty] | 251.445 |  | 6494.8243
2-2014 | 2014-02-23 17:00 | 2014 | 2 | 23 | 17 | [7 empty] | 425.311 | 11887.4425 | [7 empty] | 1094.1 | 667.929 | -19.119 | 648.81 | [15 empty] | 258.21 |  | 7216.9695
2-2014 | 2014-02-23 18:00 | 2014 | 2 | 23 | 18 | [7 empty] | 433.927 | 12254.0985 | [7 empty] | 1073.5 | 700.83 | -21.104 | 679.726 | [15 empty] | 286.426 |  | 8088.6702
2-2014 | 2014-02-23 19:00 | 2014 | 2 | 23 | 19 | [7 empty] | 362.653 | 14382.818 | [7 empty] | 1025.8 | 763.264 | -24.112 | 739.152 | [15 empty] | 0 |  | 0
2-2014 | 2014-02-23 20:00 | 2014 | 2 | 23 | 20 | [7 empty] | 238.612 | 8704.5658 | [7 empty] | 993.8 | 812.923 | -26.361 | 786.562 | [15 empty] | 0 |  | 0
2-2014 | 2014-02-23 21:00 | 2014 | 2 | 23 | 21 | [7 empty] | 205.055 | 7857.7076 | [7 empty] | 982.8 | 835.673 | -27.818 | 807.855 | [15 empty] | 0 |  | 0
2-2014 | 2014-02-23 22:00 | 2014 | 2 | 23 | 22 | [7 empty] | 231.879 | 7939.537 | [7 empty] | 986.8 | 809.996 | -26.768 | 783.228 | [15 empty] | 0 |  | 0
2-2014 | 2014-02-23 23:00 | 2014 | 2 | 23 | 23 | [7 empty] | 345.551 | 12315.4376 | [7 empty] | 1000.3 | 799.114 | -26.413 | 772.701 | [15 empty] | 0 |  | 0
2-2014 | 2014-02-24 | 2014 | 2 | 24 | 0 | [7 empty] | 320.863 | 9577.7606 | [7 empty] | 1014.5 | 787.062 | -25.949 | 761.113 | [15 empty] | 62.363 |  | 1861.5356
2-2014 | 2014-02-24 01:00 | 2014 | 2 | 24 | 1 | [7 empty] | 299.304 | 9332.2987 | [7 empty] | 973 | 783.537 | -24.032 | 759.505 | [15 empty] | 0 |  | 0
2-2014 | 2014-02-24 02:00 | 2014 | 2 | 24 | 2 | [7 empty] | 304.49 | 7904.5604 | [7 empty] | 962.6 | 791.67 | -24.08 | 767.59 | [15 empty] | 304.49 |  | 7904.5604
2-2014 | 2014-02-24 03:00 | 2014 | 2 | 24 | 3 | [7 empty] | 289.249 | 8182.8542 | [7 empty] | 860 | 800.589 | -23.44 | 777.149 | [15 empty] | 289.249 |  | 8182.8542
2-2014 | 2014-02-24 04:00 | 2014 | 2 | 24 | 4 | [7 empty] | 305.402 | 8679.5248 | [7 empty] | 838.4 | 831.822 | -24.07 | 807.752 | [15 empty] | 305.402 |  | 8679.5248
2-2014 | 2014-02-24 05:00 | 2014 | 2 | 24 | 5 | [7 empty] | 305.256 | 9240.0991 | [7 empty] | 875.9 | 856.434 | -25.628 | 830.806 | [15 empty] | 151.356 |  | 4581.5461
2-2014 | 2014-02-24 06:00 | 2014 | 2 | 24 | 6 | [7 empty] | 184.141 | 6498.3359 | [7 empty] | 844.2 | 920.059 | -27.268 | 892.791 | [15 empty] | 0 |  | 0
2-2014 | 2014-02-24 07:00 | 2014 | 2 | 24 | 7 | [7 empty] | 80.1 | 6233.382 | [7 empty] | 754.8 | 1019.098 | -34.798 | 984.3 | [15 empty] | 0 |  | 0
2-2014 | 2014-02-24 08:00 | 2014 | 2 | 24 | 8 | [7 empty] | 15.886 | 940.1335 | [7 empty] | 707.3 | 1056.028 | -38.142 | 1017.886 | [15 empty] | 0 |  | 0
2-2014 | 2014-02-24 09:00 | 2014 | 2 | 24 | 9 | [7 empty] | 0 | 0 | [7 empty] | 712.403 | 1053.521 | -39.175 | 1014.346 | [15 empty] | 0 |  | 0
2-2014 | 2014-02-24 10:00 | 2014 | 2 | 24 | 10 | [7 empty] | 0 | 0 | [7 empty] | 758.981 | 1024.326 | -38.857 | 985.469 | [15 empty] | 0 |  | 0
2-2014 | 2014-02-24 11:00 | 2014 | 2 | 24 | 11 | [7 empty] | 0 | 0 | [7 empty] | 773.554 | 975.876 | -37.729 | 938.147 | [15 empty] | 0 |  | 0
2-2014 | 2014-02-24 12:00 | 2014 | 2 | 24 | 12 | [7 empty] | 22.68 | 1177.7724 | [7 empty] | 802.1 | 933.879 | -37.099 | 896.78 | [15 empty] | 0 |  | 0
2-2014 | 2014-02-24 13:00 | 2014 | 2 | 24 | 13 | [7 empty] | 0 | 0 | [7 empty] | 848.636 | 890.706 | -33.791 | 856.915 | [15 empty] | 0 |  | 0
2-2014 | 2014-02-24 14:00 | 2014 | 2 | 24 | 14 | [7 empty] | 0 | 0 | [7 empty] | 861.065 | 856.79 | -31.555 | 825.235 | [15 empty] | 0 |  | 0
2-2014 | 2014-02-24 15:00 | 2014 | 2 | 24 | 15 | [7 empty] | 6.278 | 267.5684 | [7 empty] | 884.3 | 838.505 | -30.127 | 808.378 | [15 empty] | 0 |  | 0
2-2014 | 2014-02-24 16:00 | 2014 | 2 | 24 | 16 | [7 empty] | 14.439 | 618.5668 | [7 empty] | 898.9 | 824.04 | -29.151 | 794.889 | [15 empty] | 0 |  | 0
2-2014 | 2014-02-24 17:00 | 2014 | 2 | 24 | 17 | [7 empty] | 0 | 0 | [7 empty] | 891.521 | 833.447 | -31.418 | 802.029 | [15 empty] | 0 |  | 0
2-2014 | 2014-02-24 18:00 | 2014 | 2 | 24 | 18 | [7 empty] | 0.816 | 44.2296 | [7 empty] | 852.6 | 875.077 | -33.011 | 842.066 | [15 empty] | 0 |  | 0
2-2014 | 2014-02-24 19:00 | 2014 | 2 | 24 | 19 | [7 empty] | 0 | 0 | [7 empty] | 811.875 | 934.237 | -35.962 | 898.275 | [15 empty] | 0 |  | 0
2-2014 | 2014-02-24 20:00 | 2014 | 2 | 24 | 20 | [7 empty] | 0 | 0 | [7 empty] | 764.54 | 988.002 | -42.093 | 945.909 | [15 empty] | 0 |  | 0
2-2014 | 2014-02-24 21:00 | 2014 | 2 | 24 | 21 | [7 empty] | 0 | 0 | [7 empty] | 763.712 | 991.347 | -40.609 | 950.738 | [15 empty] | 0 |  | 0
2-2014 | 2014-02-24 22:00 | 2014 | 2 | 24 | 22 | [7 empty] | 5.743 | 292.089 | [7 empty] | 747.3 | 991.43 | -38.686 | 952.744 | [15 empty] | 0 |  | 0
2-2014 | 2014-02-24 23:00 | 2014 | 2 | 24 | 23 | [7 empty] | 67.979 | 2882.3096 | [7 empty] | 767.5 | 980.848 | -36.369 | 944.479 | [15 empty] | 0 |  | 0
2-2014 | 2014-02-25 | 2014 | 2 | 25 | 0 | [7 empty] | 308.134 | 11924.7858 | [7 empty] | 798.8 | 947.643 | -36.859 | 910.784 | [15 empty] | 0 |  | 0
2-2014 | 2014-02-25 01:00 | 2014 | 2 | 25 | 1 | [7 empty] | 495.746 | 22814.2309 | [7 empty] | 749.1 | 932.713 | -33.966 | 898.747 | [15 empty] | 0 |  | 0
2-2014 | 2014-02-25 02:00 | 2014 | 2 | 25 | 2 | [7 empty] | 732.684 | 33381.083 | [7 empty] | 759.7 | 941.676 | -33.241 | 908.435 | [15 empty] | 0 |  | 0
2-2014 | 2014-02-25 03:00 | 2014 | 2 | 25 | 3 | [7 empty] | 730.787 | 33170.4219 | [7 empty] | 761.2 | 944.037 | -32.9 | 911.137 | [15 empty] | 0 |  | 0
2-2014 | 2014-02-25 04:00 | 2014 | 2 | 25 | 4 | [7 empty] | 718.606 | 33903.8311 | [7 empty] | 753.3 | 937.813 | -31.357 | 906.456 | [15 empty] | 0 |  | 0
2-2014 | 2014-02-25 05:00 | 2014 | 2 | 25 | 5 | [7 empty] | 716.387 | 32810.5246 | [7 empty] | 735.4 | 946.4 | -31.263 | 915.137 | [15 empty] | 0 |  | 0
2-2014 | 2014-02-25 06:00 | 2014 | 2 | 25 | 6 | [7 empty] | 719.111 | 35524.0834 | [7 empty] | 691.1 | 971.071 | -32.61 | 938.461 | [15 empty] | 28.011 |  | 1383.7434
2-2014 | 2014-02-25 07:00 | 2014 | 2 | 25 | 7 | [7 empty] | 711.852 | 66572.399 | [7 empty] | 613 | 1049.6 | -38.449 | 1011.151 | [15 empty] | 98.851 |  | 9244.5455
2-2014 | 2014-02-25 08:00 | 2014 | 2 | 25 | 8 | [7 empty] | 700.193 | 59110.2931 | [7 empty] | 578.2 | 1073.195 | -39.602 | 1033.593 | [15 empty] | 121.993 |  | 10298.6491
2-2014 | 2014-02-25 09:00 | 2014 | 2 | 25 | 9 | [7 empty] | 695.173 | 46117.7768 | [7 empty] | 582.3 | 1066.145 | -40.072 | 1026.073 | [15 empty] | 112.873 |  | 7487.9948
2-2014 | 2014-02-25 10:00 | 2014 | 2 | 25 | 10 | [7 empty] | 737.804 | 47300.6144 | [7 empty] | 609.8 | 1079.968 | -41.764 | 1038.204 | [15 empty] | 128.004 |  | 8206.3364
2-2014 | 2014-02-25 11:00 | 2014 | 2 | 25 | 11 | [7 empty] | 745.995 | 73122.4299 | [7 empty] | 651 | 1064.309 | -43.715 | 1020.594 | [15 empty] | 110.994 |  | 10879.6319
2-2014 | 2014-02-25 12:00 | 2014 | 2 | 25 | 12 | [7 empty] | 755.495 | 74212.2738 | [7 empty] | 695.8 | 1033.068 | -41.623 | 991.445 | [15 empty] | 83.695 |  | 8221.3598
2-2014 | 2014-02-25 13:00 | 2014 | 2 | 25 | 13 | [7 empty] | 760.073 | 47185.3318 | [7 empty] | 728.3 | 999.971 | -39.598 | 960.373 | [15 empty] | 53.773 |  | 3338.2278
2-2014 | 2014-02-25 14:00 | 2014 | 2 | 25 | 14 | [7 empty] | 754.861 | 38497.911 | [7 empty] | 754.2 | 964.574 | -36.813 | 927.761 | [15 empty] | 22.661 |  | 1155.711
2-2014 | 2014-02-25 15:00 | 2014 | 2 | 25 | 15 | [7 empty] | 727.25 | 34784.3675 | [7 empty] | 778.2 | 915.36 | -32.611 | 882.749 | [15 empty] | 0 |  | 0
2-2014 | 2014-02-25 16:00 | 2014 | 2 | 25 | 16 | [7 empty] | 692.263 | 31221.0613 | [7 empty] | 794.8 | 901.287 | -31.974 | 869.313 | [15 empty] | 0 |  | 0
2-2014 | 2014-02-25 17:00 | 2014 | 2 | 25 | 17 | [7 empty] | 652.22 | 29245.5448 | [7 empty] | 788.8 | 900.631 | -33.711 | 866.92 | [15 empty] | 0 |  | 0
2-2014 | 2014-02-25 18:00 | 2014 | 2 | 25 | 18 | [7 empty] | 624.498 | 51902.0288 | [7 empty] | 759.3 | 921.178 | -34.281 | 886.897 | [15 empty] | 0 |  | 0
2-2014 | 2014-02-25 19:00 | 2014 | 2 | 25 | 19 | [7 empty] | 580.561 | 75589.0422 | [7 empty] | 704.3 | 987.824 | -37.464 | 950.36 | [15 empty] | 0 |  | 0
2-2014 | 2014-02-25 20:00 | 2014 | 2 | 25 | 20 | [7 empty] | 558.657 | 35385.3344 | [7 empty] | 681.7 | 1025.711 | -39.603 | 986.108 | [15 empty] | 0 |  | 0
2-2014 | 2014-02-25 21:00 | 2014 | 2 | 25 | 21 | [7 empty] | 526.065 | 35888.1543 | [7 empty] | 669.7 | 1016.607 | -38.641 | 977.966 | [15 empty] | 0 |  | 0
2-2014 | 2014-02-25 22:00 | 2014 | 2 | 25 | 22 | [7 empty] | 524.952 | 35486.7552 | [7 empty] | 677.7 | 1014.619 | -36.217 | 978.402 | [15 empty] | 0 |  | 0
2-2014 | 2014-02-25 23:00 | 2014 | 2 | 25 | 23 | [7 empty] | 495.273 | 22416.056 | [7 empty] | 701.2 | 978.509 | -33.436 | 945.073 | [15 empty] | 0 |  | 0
2-2014 | 2014-02-26 | 2014 | 2 | 26 | 0 | [7 empty] | 468.656 | 18319.763 | [7 empty] | 735.825 | 939.798 | -33.416 | 906.382 | [15 empty] | 0 |  | 0
2-2014 | 2014-02-26 01:00 | 2014 | 2 | 26 | 1 | [7 empty] | 0 | 0 | [7 empty] | 272.998 | 918.394 | -33.091 | 885.303 | [15 empty] | 0 |  | 0
2-2014 | 2014-02-26 02:00 | 2014 | 2 | 26 | 2 | [7 empty] | 0 | 0 | [7 empty] | 281.21 | 923.995 | -32.856 | 891.139 | [15 empty] | 0 |  | 0
2-2014 | 2014-02-26 03:00 | 2014 | 2 | 26 | 3 | [7 empty] | 29.8 | 1493.874 | [7 empty] | 214.241 | 942.791 | -32.782 | 910.009 | [15 empty] | 0 |  | 0
2-2014 | 2014-02-26 04:00 | 2014 | 2 | 26 | 4 | [7 empty] | 42.3 | 2071.854 | [7 empty] | 233.803 | 956.628 | -32.781 | 923.847 | [15 empty] | 0 |  | 0
2-2014 | 2014-02-26 05:00 | 2014 | 2 | 26 | 5 | [7 empty] | 1 | 55.33 | [7 empty] | 179.377 | 979.056 | -34.083 | 944.973 | [15 empty] | 0 |  | 0
2-2014 | 2014-02-26 06:00 | 2014 | 2 | 26 | 6 | [7 empty] | 23.3 | 1517.296 | [7 empty] | 163.454 | 1041.823 | -35.577 | 1006.246 | [15 empty] | 0 |  | 0
2-2014 | 2014-02-26 07:00 | 2014 | 2 | 26 | 7 | [7 empty] | 100.8 | 10485.216 | [7 empty] | 205.933 | 1103.027 | -36.71 | 1066.317 | [15 empty] | 0 |  | 0
2-2014 | 2014-02-26 08:00 | 2014 | 2 | 26 | 8 | [7 empty] | 143.1 | 18522.864 | [7 empty] | 201.282 | 1166.612 | -40.344 | 1126.268 | [15 empty] | 0 |  | 0
2-2014 | 2014-02-26 09:00 | 2014 | 2 | 26 | 9 | [7 empty] | 158.2 | 17364.032 | [7 empty] | 222.693 | 1178.041 | -41.634 | 1136.407 | [15 empty] | 0 |  | 0
2-2014 | 2014-02-26 10:00 | 2014 | 2 | 26 | 10 | [7 empty] | 150.5 | 14818.23 | [7 empty] | 275.138 | 1145.764 | -41.952 | 1103.812 | [15 empty] | 0 |  | 0
2-2014 | 2014-02-26 11:00 | 2014 | 2 | 26 | 11 | [7 empty] | 130.5 | 12209.58 | [7 empty] | 293.37 | 1142.2 | -43.47 | 1098.73 | [15 empty] | 0 |  | 0
2-2014 | 2014-02-26 12:00 | 2014 | 2 | 26 | 12 | [7 empty] | 97.1 | 8110.763 | [7 empty] | 282.534 | 1117.471 | -43.305 | 1074.166 | [15 empty] | 0 |  | 0
2-2014 | 2014-02-26 13:00 | 2014 | 2 | 26 | 13 | [7 empty] | 70.3 | 5228.914 | [7 empty] | 297.048 | 1076.167 | -40.465 | 1035.702 | [15 empty] | 0 |  | 0
2-2014 | 2014-02-26 14:00 | 2014 | 2 | 26 | 14 | [7 empty] | 49.1 | 3475.298 | [7 empty] | 325.042 | 1043.935 | -36.977 | 1006.958 | [15 empty] | 0 |  | 0
2-2014 | 2014-02-26 15:00 | 2014 | 2 | 26 | 15 | [7 empty] | 28.4 | 1963.86 | [7 empty] | 349.976 | 1003.158 | -37.133 | 966.025 | [15 empty] | 0 |  | 0
2-2014 | 2014-02-26 16:00 | 2014 | 2 | 26 | 16 | [7 empty] | 18.1 | 1214.329 | [7 empty] | 380.188 | 983.025 | -38.663 | 944.362 | [15 empty] | 0 |  | 0
2-2014 | 2014-02-26 17:00 | 2014 | 2 | 26 | 17 | [7 empty] | 34.6 | 2417.502 | [7 empty] | 415.041 | 982.511 | -39.352 | 943.159 | [15 empty] | 0 |  | 0
2-2014 | 2014-02-26 18:00 | 2014 | 2 | 26 | 18 | [7 empty] | 75.5 | 6738.375 | [7 empty] | 407.362 | 1019.49 | -41.002 | 978.488 | [15 empty] | 0 |  | 0
2-2014 | 2014-02-26 19:00 | 2014 | 2 | 26 | 19 | [7 empty] | 144.8 | 22911.704 | [7 empty] | 416.354 | 1084.197 | -41.852 | 1042.345 | [15 empty] | 0 |  | 0
2-2014 | 2014-02-26 20:00 | 2014 | 2 | 26 | 20 | [7 empty] | 165.6 | 23664.24 | [7 empty] | 433.203 | 1136.204 | -41.507 | 1094.697 | [15 empty] | 0 |  | 0
2-2014 | 2014-02-26 21:00 | 2014 | 2 | 26 | 21 | [7 empty] | 179 | 22740.16 | [7 empty] | 458.898 | 1145.207 | -43.105 | 1102.102 | [15 empty] | 0 |  | 0
2-2014 | 2014-02-26 22:00 | 2014 | 2 | 26 | 22 | [7 empty] | 167.6 | 15891.832 | [7 empty] | 409.539 | 1156.92 | -42.109 | 1114.811 | [15 empty] | 0 |  | 0
2-2014 | 2014-02-26 23:00 | 2014 | 2 | 26 | 23 | [7 empty] | 143.4 | 11989.674 | [7 empty] | 368.838 | 1145.657 | -39.045 | 1106.612 | [15 empty] | 0 |  | 0
2-2014 | 2014-02-27 | 2014 | 2 | 27 | 0 | [7 empty] | 110 | 8153.2 | [7 empty] | 318.696 | 1126.122 | -38.668 | 1087.454 | [15 empty] | 0 |  | 0
2-2014 | 2014-02-27 01:00 | 2014 | 2 | 27 | 1 | [7 empty] | 0 | 0 | [7 empty] | 180.923 | 1106.874 | -41.747 | 1065.127 | [15 empty] | 0 |  | 0
2-2014 | 2014-02-27 02:00 | 2014 | 2 | 27 | 2 | [7 empty] | 57.038 | 3585.9791 | [7 empty] | 148.1 | 1109.544 | -41.606 | 1067.938 | [15 empty] | 0 |  | 0
2-2014 | 2014-02-27 03:00 | 2014 | 2 | 27 | 3 | [7 empty] | 68.288 | 3942.9491 | [7 empty] | 141.7 | 1118.176 | -43.038 | 1075.138 | [15 empty] | 0 |  | 0
2-2014 | 2014-02-27 04:00 | 2014 | 2 | 27 | 4 | [7 empty] | 23.692 | 1593.5239 | [7 empty] | 131.8 | 1124.395 | -44.353 | 1080.042 | [15 empty] | 0 |  | 0
2-2014 | 2014-02-27 05:00 | 2014 | 2 | 27 | 5 | [7 empty] | 14.651 | 1030.1118 | [7 empty] | 111.1 | 1133.802 | -43.101 | 1090.701 | [15 empty] | 0 |  | 0
2-2014 | 2014-02-27 06:00 | 2014 | 2 | 27 | 6 | [7 empty] | 64.414 | 7396.6596 | [7 empty] | 141.9 | 1180.653 | -44.139 | 1136.514 | [15 empty] | 0 |  | 0
2-2014 | 2014-02-27 07:00 | 2014 | 2 | 27 | 7 | [7 empty] | 85.966 | 10968.4019 | [7 empty] | 146.2 | 1263.183 | -46.117 | 1217.066 | [15 empty] | 0 |  | 0
2-2014 | 2014-02-27 08:00 | 2014 | 2 | 27 | 8 | [7 empty] | 0 | 0 | [7 empty] | 140.688 | 1275.98 | -42.068 | 1233.912 | [15 empty] | 0 |  | 0
2-2014 | 2014-02-27 09:00 | 2014 | 2 | 27 | 9 | [7 empty] | 0 | 0 | [7 empty] | 195.178 | 1242.496 | -40.924 | 1201.572 | [15 empty] | 0 |  | 0
2-2014 | 2014-02-27 10:00 | 2014 | 2 | 27 | 10 | [7 empty] | 0 | 0 | [7 empty] | 260.634 | 1185.044 | -39.377 | 1145.667 | [15 empty] | 0 |  | 0
2-2014 | 2014-02-27 11:00 | 2014 | 2 | 27 | 11 | [7 empty] | 0 | 0 | [7 empty] | 321.816 | 1126.273 | -38.639 | 1087.634 | [15 empty] | 0 |  | 0
2-2014 | 2014-02-27 12:00 | 2014 | 2 | 27 | 12 | [7 empty] | 0 | 0 | [7 empty] | 361.179 | 1069.52 | -37.699 | 1031.821 | [15 empty] | 0 |  | 0
2-2014 | 2014-02-27 13:00 | 2014 | 2 | 27 | 13 | [7 empty] | 0 | 0 | [7 empty] | 386.533 | 1025.528 | -37.661 | 987.867 | [15 empty] | 0 |  | 0
2-2014 | 2014-02-27 14:00 | 2014 | 2 | 27 | 14 | [7 empty] | 0 | 0 | [7 empty] | 433.471 | 985.423 | -36.594 | 948.829 | [15 empty] | 0 |  | 0
2-2014 | 2014-02-27 15:00 | 2014 | 2 | 27 | 15 | [7 empty] | 0 | 0 | [7 empty] | 436.252 | 955.248 | -34.2 | 921.048 | [15 empty] | 0 |  | 0
2-2014 | 2014-02-27 16:00 | 2014 | 2 | 27 | 16 | [7 empty] | 0 | 0 | [7 empty] | 481.287 | 929.781 | -33.267 | 896.514 | [15 empty] | 0 |  | 0
2-2014 | 2014-02-27 17:00 | 2014 | 2 | 27 | 17 | [7 empty] | 0 | 0 | [7 empty] | 496.77 | 940.727 | -36.947 | 903.78 | [15 empty] | 0 |  | 0
2-2014 | 2014-02-27 18:00 | 2014 | 2 | 27 | 18 | [7 empty] | 0 | 0 | [7 empty] | 427.017 | 976.166 | -38.334 | 937.832 | [15 empty] | 0 |  | 0
2-2014 | 2014-02-27 19:00 | 2014 | 2 | 27 | 19 | [7 empty] | 0 | 0 | [7 empty] | 376.625 | 1044.948 | -44.074 | 1000.874 | [15 empty] | 0 |  | 0
2-2014 | 2014-02-27 20:00 | 2014 | 2 | 27 | 20 | [7 empty] | 0 | 0 | [7 empty] | 325.016 | 1093.123 | -45.59 | 1047.533 | [15 empty] | 0 |  | 0
2-2014 | 2014-02-27 21:00 | 2014 | 2 | 27 | 21 | [7 empty] | 0 | 0 | [7 empty] | 299.991 | 1119.9 | -47.041 | 1072.859 | [15 empty] | 0 |  | 0
2-2014 | 2014-02-27 22:00 | 2014 | 2 | 27 | 22 | [7 empty] | 0 | 0 | [7 empty] | 297.556 | 1124.459 | -46.315 | 1078.144 | [15 empty] | 0 |  | 0
2-2014 | 2014-02-27 23:00 | 2014 | 2 | 27 | 23 | [7 empty] | 0 | 0 | [7 empty] | 291.248 | 1114.543 | -43.541 | 1071.002 | [15 empty] | 0 |  | 0
2-2014 | 2014-02-28 | 2014 | 2 | 28 | 0 | [7 empty] | 0 | 0 | [7 empty] | 330.562 | 1088.856 | -42.668 | 1046.188 | [15 empty] | 0 |  | 0
2-2014 | 2014-02-28 01:00 | 2014 | 2 | 28 | 1 | [7 empty] | 0 | 0 | [7 empty] | 345.899 | 1076.768 | -46.967 | 1029.801 | [15 empty] | 0 |  | 0
2-2014 | 2014-02-28 02:00 | 2014 | 2 | 28 | 2 | [7 empty] | 0 | 0 | [7 empty] | 296.954 | 1075.124 | -46.627 | 1028.497 | [15 empty] | 0 |  | 0
2-2014 | 2014-02-28 03:00 | 2014 | 2 | 28 | 3 | [7 empty] | 0 | 0 | [7 empty] | 279.814 | 1083.507 | -47.871 | 1035.636 | [15 empty] | 0 |  | 0
2-2014 | 2014-02-28 04:00 | 2014 | 2 | 28 | 4 | [7 empty] | 0 | 0 | [7 empty] | 257.241 | 1106.692 | -47.483 | 1059.209 | [15 empty] | 0 |  | 0
2-2014 | 2014-02-28 05:00 | 2014 | 2 | 28 | 5 | [7 empty] | 0 | 0 | [7 empty] | 231.457 | 1132.166 | -48.173 | 1083.993 | [15 empty] | 0 |  | 0
2-2014 | 2014-02-28 06:00 | 2014 | 2 | 28 | 6 | [7 empty] | 0 | 0 | [7 empty] | 181.024 | 1183.384 | -48.958 | 1134.426 | [15 empty] | 0 |  | 0
2-2014 | 2014-02-28 07:00 | 2014 | 2 | 28 | 7 | [7 empty] | 20.888 | 13587.644 | [7 empty] | 107.8 | 1284.338 | -54.8 | 1229.538 | [15 empty] | 0 |  | 0
2-2014 | 2014-02-28 08:00 | 2014 | 2 | 28 | 8 | [7 empty] | 7.073 | 894.0979 | [7 empty] | 74.4 | 1301.505 | -51.382 | 1250.123 | [15 empty] | 0 |  | 0
2-2014 | 2014-02-28 09:00 | 2014 | 2 | 28 | 9 | [7 empty] | 0 | 0 | [7 empty] | 104.675 | 1263.594 | -51.119 | 1212.475 | [15 empty] | 0 |  | 0
2-2014 | 2014-02-28 10:00 | 2014 | 2 | 28 | 10 | [7 empty] | 0 | 0 | [7 empty] | 185.975 | 1187.344 | -50.019 | 1137.325 | [15 empty] | 0 |  | 0
2-2014 | 2014-02-28 11:00 | 2014 | 2 | 28 | 11 | [7 empty] | 0 | 0 | [7 empty] | 283.27 | 1094.747 | -46.717 | 1048.03 | [15 empty] | 0 |  | 0
2-2014 | 2014-02-28 12:00 | 2014 | 2 | 28 | 12 | [7 empty] | 0 | 0 | [7 empty] | 374.984 | 1016.726 | -45.111 | 971.615 | [15 empty] | 0 |  | 0
2-2014 | 2014-02-28 13:00 | 2014 | 2 | 28 | 13 | [7 empty] | 0 | 0 | [7 empty] | 401.885 | 951.039 | -40.574 | 910.465 | [15 empty] | 0 |  | 0
2-2014 | 2014-02-28 14:00 | 2014 | 2 | 28 | 14 | [7 empty] | 20.048 | 1990.3654 | [7 empty] | 385.4 | 911.585 | -37.088 | 874.497 | [15 empty] | 0 |  | 0
2-2014 | 2014-02-28 15:00 | 2014 | 2 | 28 | 15 | [7 empty] | 0 | 0 | [7 empty] | 439.631 | 868.786 | -36.068 | 832.718 | [15 empty] | 0 |  | 0
2-2014 | 2014-02-28 16:00 | 2014 | 2 | 28 | 16 | [7 empty] | 0 | 0 | [7 empty] | 472.282 | 838.209 | -34.291 | 803.918 | [15 empty] | 0 |  | 0
2-2014 | 2014-02-28 17:00 | 2014 | 2 | 28 | 17 | [7 empty] | 3.805 | 179.3715 | [7 empty] | 443.9 | 846.568 | -32.863 | 813.705 | [15 empty] | 0 |  | 0
2-2014 | 2014-02-28 18:00 | 2014 | 2 | 28 | 18 | [7 empty] | 0 | 0 | [7 empty] | 465.506 | 868.212 | -33.818 | 834.394 | [15 empty] | 0 |  | 0
2-2014 | 2014-02-28 19:00 | 2014 | 2 | 28 | 19 | [7 empty] | 0 | 0 | [7 empty] | 421.558 | 927.323 | -33.531 | 893.792 | [15 empty] | 0 |  | 0
2-2014 | 2014-02-28 20:00 | 2014 | 2 | 28 | 20 | [7 empty] | 13.851 | 1327.4798 | [7 empty] | 401.1 | 964.85 | -35.649 | 929.201 | [15 empty] | 0 |  | 0
2-2014 | 2014-02-28 21:00 | 2014 | 2 | 28 | 21 | [7 empty] | 0 | 0 | [7 empty] | 376.911 | 992.421 | -36.632 | 955.789 | [15 empty] | 0 |  | 0
2-2014 | 2014-02-28 22:00 | 2014 | 2 | 28 | 22 | [7 empty] | 0 | 0 | [7 empty] | 356.786 | 1011.542 | -37.978 | 973.564 | [15 empty] | 0 |  | 0
2-2014 | 2014-02-28 23:00 | 2014 | 2 | 28 | 23 | [7 empty] | 15.929 | 975.6513 | [7 empty] | 388.1 | 1009.79 | -38.211 | 971.579 | [15 empty] | 0 |  | 0
2-2014 | 2014-03-01 | 2014 | 3 | 1 | 0 | [7 empty] | 52.913 | 2690.626 | [7 empty] | 438.6 | 989.904 | -37.891 | 952.013 | [15 empty] | 0 |  | 0
3-2014 | 2014-03-01 01:00 | 2014 | 3 | 1 | 1 | [7 empty] | 38.978 | 3797.2368 | [7 empty] | 443.4 | 967.144 | -37.516 | 929.628 | [15 empty] | 0 |  | 0
3-2014 | 2014-03-01 02:00 | 2014 | 3 | 1 | 2 | [7 empty] | 48.405 | 3856.4264 | [7 empty] | 453.6 | 945.102 | -33.847 | 911.255 | [15 empty] | 0 |  | 0
3-2014 | 2014-03-01 03:00 | 2014 | 3 | 1 | 3 | [7 empty] | 125.91 | 8887.9869 | [7 empty] | 450.2 | 942.429 | -36.219 | 906.21 | [15 empty] | 0 |  | 0
3-2014 | 2014-03-01 04:00 | 2014 | 3 | 1 | 4 | [7 empty] | 136.002 | 10079.1082 | [7 empty] | 454.8 | 939.154 | -34.102 | 905.052 | [15 empty] | 0 |  | 0
3-2014 | 2014-03-01 05:00 | 2014 | 3 | 1 | 5 | [7 empty] | 158.753 | 13351.1273 | [7 empty] | 446.2 | 936.468 | -32.314 | 904.154 | [15 empty] | 0 |  | 0
3-2014 | 2014-03-01 06:00 | 2014 | 3 | 1 | 6 | [7 empty] | 83.753 | 7046.1399 | [7 empty] | 426.4 | 936.487 | -32.233 | 904.254 | [15 empty] | 0 |  | 0
3-2014 | 2014-03-01 07:00 | 2014 | 3 | 1 | 7 | [7 empty] | 39.995 | 5327.7339 | [7 empty] | 400 | 953.813 | -33.417 | 920.396 | [15 empty] | 0 |  | 0
3-2014 | 2014-03-01 08:00 | 2014 | 3 | 1 | 8 | [7 empty] | 11.117 | 1822.7433 | [7 empty] | 383.8 | 959.787 | -35.47 | 924.317 | [15 empty] | 0 |  | 0
3-2014 | 2014-03-01 09:00 | 2014 | 3 | 1 | 9 | [7 empty] | 0 | 0 | [7 empty] | 405.781 | 971.327 | -37.808 | 933.519 | [15 empty] | 0 |  | 0
3-2014 | 2014-03-01 10:00 | 2014 | 3 | 1 | 10 | [7 empty] | 0 | 0 | [7 empty] | 433.04 | 967.307 | -38.497 | 928.81 | [15 empty] | 0 |  | 0
3-2014 | 2014-03-01 11:00 | 2014 | 3 | 1 | 11 | [7 empty] | 3.711 | 383.0902 | [7 empty] | 469.5 | 939.543 | -38.482 | 901.061 | [15 empty] | 0 |  | 0
3-2014 | 2014-03-01 12:00 | 2014 | 3 | 1 | 12 | [7 empty] | 0 | 0 | [7 empty] | 506.508 | 887.759 | -36.167 | 851.592 | [15 empty] | 0 |  | 0
3-2014 | 2014-03-01 13:00 | 2014 | 3 | 1 | 13 | [7 empty] | 12.632 | 609.6203 | [7 empty] | 496.2 | 830.841 | -33.26 | 797.581 | [15 empty] | 0 |  | 0
3-2014 | 2014-03-01 14:00 | 2014 | 3 | 1 | 14 | [7 empty] | 0 | 0 | [7 empty] | 533.174 | 785.756 | -31.331 | 754.425 | [15 empty] | 0 |  | 0
3-2014 | 2014-03-01 15:00 | 2014 | 3 | 1 | 15 | [7 empty] | 0 | 0 | [7 empty] | 594.454 | 752.077 | -30.281 | 721.796 | [15 empty] | 0 |  | 0
3-2014 | 2014-03-01 16:00 | 2014 | 3 | 1 | 16 | [7 empty] | 0 | 0 | [7 empty] | 586.368 | 732.583 | -30.251 | 702.332 | [15 empty] | 0 |  | 0
3-2014 | 2014-03-01 17:00 | 2014 | 3 | 1 | 17 | [7 empty] | 0 | 0 | [7 empty] | 585.202 | 732.19 | -29.242 | 702.948 | [15 empty] | 0 |  | 0
3-2014 | 2014-03-01 18:00 | 2014 | 3 | 1 | 18 | [7 empty] | 0 | 0 | [7 empty] | 617.611 | 736.853 | -29.314 | 707.539 | [15 empty] | 0 |  | 0
3-2014 | 2014-03-01 19:00 | 2014 | 3 | 1 | 19 | [7 empty] | 0 | 0 | [7 empty] | 597.068 | 777.499 | -32.317 | 745.182 | [15 empty] | 0 |  | 0
3-2014 | 2014-03-01 20:00 | 2014 | 3 | 1 | 20 | [7 empty] | 0 | 0 | [7 empty] | 580.933 | 800.807 | -34.04 | 766.767 | [15 empty] | 0 |  | 0
3-2014 | 2014-03-01 21:00 | 2014 | 3 | 1 | 21 | [7 empty] | 45.17 | 2106.7288 | [7 empty] | 530.2 | 809.196 | -32.076 | 777.12 | [15 empty] | 0 |  | 0
3-2014 | 2014-03-01 22:00 | 2014 | 3 | 1 | 22 | [7 empty] | 78.298 | 4750.3397 | [7 empty] | 531.2 | 805.122 | -29.124 | 775.998 | [15 empty] | 0 |  | 0
3-2014 | 2014-03-01 23:00 | 2014 | 3 | 1 | 23 | [7 empty] | 40.537 | 2182.5121 | [7 empty] | 543.8 | 796.029 | -28.342 | 767.687 | [15 empty] | 0 |  | 0
3-2014 | 2014-03-02 | 2014 | 3 | 2 | 0 | [7 empty] | 40.305 | 1872.9733 | [7 empty] | 563.7 | 772.364 | -26.759 | 745.605 | [15 empty] | 0 |  | 0
3-2014 | 2014-03-02 01:00 | 2014 | 3 | 2 | 1 | [7 empty] | 0 | 0 | [7 empty] | 574.7 | 755.939 | -27.089 | 728.85 | [15 empty] | 0 |  | 0
3-2014 | 2014-03-02 02:00 | 2014 | 3 | 2 | 2 | [7 empty] | 0 | 0 | [7 empty] | 599.802 | 737.93 | -25.783 | 712.147 | [15 empty] | 0 |  | 0
3-2014 | 2014-03-02 03:00 | 2014 | 3 | 2 | 3 | [7 empty] | 66.925 | 3071.1883 | [7 empty] | 592.7 | 726.828 | -26.003 | 700.825 | [15 empty] | 0 |  | 0
3-2014 | 2014-03-02 04:00 | 2014 | 3 | 2 | 4 | [7 empty] | 130.656 | 6178.7222 | [7 empty] | 625.2 | 722.612 | -23.706 | 698.906 | [15 empty] | 0 |  | 0
3-2014 | 2014-03-02 05:00 | 2014 | 3 | 2 | 5 | [7 empty] | 93.697 | 4075.8195 | [7 empty] | 617.6 | 726.091 | -22.444 | 703.647 | [15 empty] | 0 |  | 0
3-2014 | 2014-03-02 06:00 | 2014 | 3 | 2 | 6 | [7 empty] | 37.436 | 1519.1529 | [7 empty] | 602.1 | 730.211 | -23.225 | 706.986 | [15 empty] | 0 |  | 0
3-2014 | 2014-03-02 07:00 | 2014 | 3 | 2 | 7 | [7 empty] | 7.44 | 276.5374 | [7 empty] | 571.66 | 745.107 | -25.177 | 719.93 | [15 empty] | 0 |  | 0
3-2014 | 2014-03-02 08:00 | 2014 | 3 | 2 | 8 | [7 empty] | 0 | 0 | [7 empty] | 555.393 | 764.143 | -28.386 | 735.757 | [15 empty] | 0 |  | 0
3-2014 | 2014-03-02 09:00 | 2014 | 3 | 2 | 9 | [7 empty] | 0 | 0 | [7 empty] | 560.898 | 789.354 | -27.302 | 762.052 | [15 empty] | 0 |  | 0
3-2014 | 2014-03-02 10:00 | 2014 | 3 | 2 | 10 | [7 empty] | 0 | 0 | [7 empty] | 596.289 | 802.958 | -28.247 | 774.711 | [15 empty] | 0 |  | 0
3-2014 | 2014-03-02 11:00 | 2014 | 3 | 2 | 11 | [7 empty] | 0 | 0 | [7 empty] | 642.344 | 802.006 | -27.5 | 774.506 | [15 empty] | 0 |  | 0
3-2014 | 2014-03-02 12:00 | 2014 | 3 | 2 | 12 | [7 empty] | 0 | 0 | [7 empty] | 627.518 | 819.465 | -29.983 | 789.482 | [15 empty] | 0 |  | 0
3-2014 | 2014-03-02 13:00 | 2014 | 3 | 2 | 13 | [7 empty] | 0 | 0 | [7 empty] | 580.426 | 827.367 | -29.793 | 797.574 | [15 empty] | 0 |  | 0
3-2014 | 2014-03-02 14:00 | 2014 | 3 | 2 | 14 | [7 empty] | 3.613 | 170.4288 | [7 empty] | 555.5 | 843.397 | -31.134 | 812.263 | [15 empty] | 0 |  | 0
3-2014 | 2014-03-02 15:00 | 2014 | 3 | 2 | 15 | [7 empty] | 5.658 | 254.2705 | [7 empty] | 561.7 | 840.698 | -30.89 | 809.808 | [15 empty] | 0 |  | 0
3-2014 | 2014-03-02 16:00 | 2014 | 3 | 2 | 16 | [7 empty] | 12.851 | 574.6967 | [7 empty] | 564.9 | 840.564 | -31.912 | 808.652 | [15 empty] | 0 |  | 0
3-2014 | 2014-03-02 17:00 | 2014 | 3 | 2 | 17 | [7 empty] | 10.35 | 568.422 | [7 empty] | 551.3 | 854.532 | -32.631 | 821.901 | [15 empty] | 0 |  | 0
3-2014 | 2014-03-02 18:00 | 2014 | 3 | 2 | 18 | [7 empty] | 23.575 | 1555.95 | [7 empty] | 532.2 | 886.923 | -33.698 | 853.225 | [15 empty] | 0 |  | 0
3-2014 | 2014-03-02 19:00 | 2014 | 3 | 2 | 19 | [7 empty] | 12.289 | 1041.1241 | [7 empty] | 517.9 | 915.333 | -36.093 | 879.24 | [15 empty] | 0 |  | 0
3-2014 | 2014-03-02 20:00 | 2014 | 3 | 2 | 20 | [7 empty] | 0 | 0 | [7 empty] | 489.217 | 960.245 | -37.161 | 923.084 | [15 empty] | 0 |  | 0
3-2014 | 2014-03-02 21:00 | 2014 | 3 | 2 | 21 | [7 empty] | 0 | 0 | [7 empty] | 477.687 | 965.496 | -36.183 | 929.313 | [15 empty] | 0 |  | 0
3-2014 | 2014-03-02 22:00 | 2014 | 3 | 2 | 22 | [7 empty] | 0 | 0 | [7 empty] | 488.217 | 948.979 | -34.347 | 914.632 | [15 empty] | 0 |  | 0
3-2014 | 2014-03-02 23:00 | 2014 | 3 | 2 | 23 | [7 empty] | 0 | 0 | [7 empty] | 461.973 | 933.476 | -33.149 | 900.327 | [15 empty] | 0 |  | 0
3-2014 | 2014-03-03 | 2014 | 3 | 3 | 0 | [7 empty] | 0 | 0 | [7 empty] | 461.887 | 919.706 | -34.893 | 884.813 | [15 empty] | 0 |  | 0
3-2014 | 2014-03-03 01:00 | 2014 | 3 | 3 | 1 | [7 empty] | 4.524 | 158.2495 | [7 empty] | 459 | 925.816 | -34.441 | 891.375 | [15 empty] | 0 |  | 0
3-2014 | 2014-03-03 02:00 | 2014 | 3 | 3 | 2 | [7 empty] | 0 | 0 | [7 empty] | 403.734 | 940.704 | -34.289 | 906.415 | [15 empty] | 0 |  | 0
3-2014 | 2014-03-03 03:00 | 2014 | 3 | 3 | 3 | [7 empty] | 0 | 0 | [7 empty] | 330.099 | 967.132 | -35.231 | 931.901 | [15 empty] | 0 |  | 0
3-2014 | 2014-03-03 04:00 | 2014 | 3 | 3 | 4 | [7 empty] | 104.137 | 4358.1335 | [7 empty] | 397.72 | 994.502 | -35.585 | 958.917 | [15 empty] | 0 |  | 0
3-2014 | 2014-03-03 05:00 | 2014 | 3 | 3 | 5 | [7 empty] | 80.189 | 3368.7399 | [7 empty] | 370 | 1034.721 | -35.482 | 999.239 | [15 empty] | 0 |  | 0
3-2014 | 2014-03-03 06:00 | 2014 | 3 | 3 | 6 | [7 empty] | 62.046 | 3612.3181 | [7 empty] | 362.3 | 1080.469 | -37.874 | 1042.595 | [15 empty] | 0 |  | 0
3-2014 | 2014-03-03 07:00 | 2014 | 3 | 3 | 7 | [7 empty] | 9.138 | 1680.9442 | [7 empty] | 272.3 | 1127.802 | -44.114 | 1083.688 | [15 empty] | 0 |  | 0
3-2014 | 2014-03-03 08:00 | 2014 | 3 | 3 | 8 | [7 empty] | 0 | 0 | [7 empty] | 236.968 | 1164.388 | -44.056 | 1120.332 | [15 empty] | 0 |  | 0
3-2014 | 2014-03-03 09:00 | 2014 | 3 | 3 | 9 | [7 empty] | 0 | 0 | [7 empty] | 218.658 | 1190.873 | -45.931 | 1144.942 | [15 empty] | 0 |  | 0
3-2014 | 2014-03-03 10:00 | 2014 | 3 | 3 | 10 | [7 empty] | 25.649 | 10591.2416 | [7 empty] | 208.3 | 1232.081 | -49.432 | 1182.649 | [15 empty] | 0 |  | 0
3-2014 | 2014-03-03 11:00 | 2014 | 3 | 3 | 11 | [7 empty] | 38.595 | 15318.3555 | [7 empty] | 206 | 1250.322 | -50.277 | 1200.045 | [15 empty] | 0 |  | 0
3-2014 | 2014-03-03 12:00 | 2014 | 3 | 3 | 12 | [7 empty] | 43.444 | 15088.9701 | [7 empty] | 218.9 | 1246.843 | -51.999 | 1194.844 | [15 empty] | 0 |  | 0
3-2014 | 2014-03-03 13:00 | 2014 | 3 | 3 | 13 | [7 empty] | 45.576 | 9136.165 | [7 empty] | 224.6 | 1243.709 | -50.283 | 1193.426 | [15 empty] | 0 |  | 0
3-2014 | 2014-03-03 14:00 | 2014 | 3 | 3 | 14 | [7 empty] | 35.782 | 7465.9143 | [7 empty] | 241.6 | 1213.398 | -47.616 | 1165.782 | [15 empty] | 0 |  | 0
3-2014 | 2014-03-03 15:00 | 2014 | 3 | 3 | 15 | [7 empty] | 10.495 | 1708.2712 | [7 empty] | 248.3 | 1182.181 | -45.536 | 1136.645 | [15 empty] | 0 |  | 0
3-2014 | 2014-03-03 16:00 | 2014 | 3 | 3 | 16 | [7 empty] | 3.746 | 853.5598 | [7 empty] | 265.6 | 1158.209 | -45.463 | 1112.746 | [15 empty] | 0 |  | 0
3-2014 | 2014-03-03 17:00 | 2014 | 3 | 3 | 17 | [7 empty] | 0 | 0 | [7 empty] | 271.193 | 1155.003 | -47.296 | 1107.707 | [15 empty] | 0 |  | 0
3-2014 | 2014-03-03 18:00 | 2014 | 3 | 3 | 18 | [7 empty] | 0 | 0 | [7 empty] | 265.749 | 1177.49 | -45.789 | 1131.701 | [15 empty] | 0 |  | 0
3-2014 | 2014-03-03 19:00 | 2014 | 3 | 3 | 19 | [7 empty] | 0 | 0 | [7 empty] | 223.388 | 1234.426 | -46.065 | 1188.361 | [15 empty] | 0 |  | 0
3-2014 | 2014-03-03 20:00 | 2014 | 3 | 3 | 20 | [7 empty] | 0 | 0 | [7 empty] | 193.578 | 1265.11 | -43.938 | 1221.172 | [15 empty] | 0 |  | 0
3-2014 | 2014-03-03 21:00 | 2014 | 3 | 3 | 21 | [7 empty] | 0 | 0 | [7 empty] | 192.897 | 1267.446 | -46.443 | 1221.003 | [15 empty] | 0 |  | 0
3-2014 | 2014-03-03 22:00 | 2014 | 3 | 3 | 22 | [7 empty] | 0 | 0 | [7 empty] | 189.544 | 1268.181 | -46.575 | 1221.606 | [15 empty] | 0 |  | 0
3-2014 | 2014-03-03 23:00 | 2014 | 3 | 3 | 23 | [7 empty] | 0 | 0 | [7 empty] | 196.758 | 1262.186 | -47.494 | 1214.692 | [15 empty] | 0 |  | 0
3-2014 | 2014-03-04 | 2014 | 3 | 4 | 0 | [7 empty] | 0 | 0 | [7 empty] | 202.911 | 1255.698 | -46.459 | 1209.239 | [15 empty] | 0 |  | 0
3-2014 | 2014-03-04 01:00 | 2014 | 3 | 4 | 1 | [7 empty] | 0 | 0 | [7 empty] | 211.174 | 1247.038 | -45.912 | 1201.126 | [15 empty] | 0 |  | 0
3-2014 | 2014-03-04 02:00 | 2014 | 3 | 4 | 2 | [7 empty] | 0 | 0 | [7 empty] | 205.947 | 1249.453 | -45.101 | 1204.352 | [15 empty] | 0 |  | 0
3-2014 | 2014-03-04 03:00 | 2014 | 3 | 4 | 3 | [7 empty] | 0 | 0 | [7 empty] | 204.404 | 1255.883 | -47.136 | 1208.747 | [15 empty] | 0 |  | 0
3-2014 | 2014-03-04 04:00 | 2014 | 3 | 4 | 4 | [7 empty] | 0 | 0 | [7 empty] | 193.567 | 1266.182 | -48.45 | 1217.732 | [15 empty] | 0 |  | 0
3-2014 | 2014-03-04 05:00 | 2014 | 3 | 4 | 5 | [7 empty] | 13.6 | 2776.712 | [7 empty] | 187.173 | 1286.883 | -50.006 | 1236.877 | [15 empty] | 0 |  | 0
3-2014 | 2014-03-04 06:00 | 2014 | 3 | 4 | 6 | [7 empty] | 61.1 | 11624.275 | [7 empty] | 198.893 | 1317.65 | -49.293 | 1268.357 | [15 empty] | 0 |  | 0
3-2014 | 2014-03-04 07:00 | 2014 | 3 | 4 | 7 | [7 empty] | 135.9 | 46817.55 | [7 empty] | 244.841 | 1347.318 | -51.109 | 1296.209 | [15 empty] | 0 |  | 0
3-2014 | 2014-03-04 08:00 | 2014 | 3 | 4 | 8 | [7 empty] | 161.8 | 69028.734 | [7 empty] | 250.293 | 1371.918 | -49.261 | 1322.657 | [15 empty] | 0 |  | 0
3-2014 | 2014-03-04 09:00 | 2014 | 3 | 4 | 9 | [7 empty] | 135.2 | 43378.92 | [7 empty] | 222.327 | 1367.059 | -49.436 | 1317.623 | [15 empty] | 0 |  | 0
3-2014 | 2014-03-04 10:00 | 2014 | 3 | 4 | 10 | [7 empty] | 49 | 15065.05 | [7 empty] | 206.653 | 1294.3 | -49.353 | 1244.947 | [15 empty] | 0 |  | 0
3-2014 | 2014-03-04 11:00 | 2014 | 3 | 4 | 11 | [7 empty] | 0 | 0 | [7 empty] | 244.495 | 1210.282 | -50.177 | 1160.105 | [15 empty] | 0 |  | 0
3-2014 | 2014-03-04 12:00 | 2014 | 3 | 4 | 12 | [7 empty] | 0 | 0 | [7 empty] | 295.622 | 1156.805 | -47.677 | 1109.128 | [15 empty] | 0 |  | 0
3-2014 | 2014-03-04 13:00 | 2014 | 3 | 4 | 13 | [7 empty] | 0 | 0 | [7 empty] | 350.422 | 1104.647 | -46.468 | 1058.179 | [15 empty] | 0 |  | 0
3-2014 | 2014-03-04 14:00 | 2014 | 3 | 4 | 14 | [7 empty] | 0 | 0 | [7 empty] | 399.202 | 1049.939 | -42.24 | 1007.699 | [15 empty] | 0 |  | 0
3-2014 | 2014-03-04 15:00 | 2014 | 3 | 4 | 15 | [7 empty] | 0 | 0 | [7 empty] | 429.65 | 1018.638 | -45.388 | 973.25 | [15 empty] | 0 |  | 0
3-2014 | 2014-03-04 16:00 | 2014 | 3 | 4 | 16 | [7 empty] | 0 | 0 | [7 empty] | 427.284 | 1001.024 | -44.558 | 956.466 | [15 empty] | 0 |  | 0
3-2014 | 2014-03-04 17:00 | 2014 | 3 | 4 | 17 | [7 empty] | 0 | 0 | [7 empty] | 442.353 | 999.166 | -44.369 | 954.797 | [15 empty] | 0 |  | 0
3-2014 | 2014-03-04 18:00 | 2014 | 3 | 4 | 18 | [7 empty] | 0 | 0 | [7 empty] | 426.004 | 1019.122 | -43.677 | 975.445 | [15 empty] | 0 |  | 0
3-2014 | 2014-03-04 19:00 | 2014 | 3 | 4 | 19 | [7 empty] | 0 | 0 | [7 empty] | 382.431 | 1062.992 | -49.122 | 1013.87 | [15 empty] | 0 |  | 0
3-2014 | 2014-03-04 20:00 | 2014 | 3 | 4 | 20 | [7 empty] | 0 | 0 | [7 empty] | 350.054 | 1091.597 | -44.351 | 1047.246 | [15 empty] | 0 |  | 0
3-2014 | 2014-03-04 21:00 | 2014 | 3 | 4 | 21 | [7 empty] | 0 | 0 | [7 empty] | 348.934 | 1093.874 | -45.508 | 1048.366 | [15 empty] | 0 |  | 0
3-2014 | 2014-03-04 22:00 | 2014 | 3 | 4 | 22 | [7 empty] | 0 | 0 | [7 empty] | 362.307 | 1078.706 | -43.863 | 1034.843 | [15 empty] | 0 |  | 0
3-2014 | 2014-03-04 23:00 | 2014 | 3 | 4 | 23 | [7 empty] | 0 | 0 | [7 empty] | 386.926 | 1052.804 | -41.729 | 1011.075 | [15 empty] | 0 |  | 0
3-2014 | 2014-03-05 | 2014 | 3 | 5 | 0 | [7 empty] | 0 | 0 | [7 empty] | 400.237 | 1024.369 | -40.606 | 983.763 | [15 empty] | 0 |  | 0
3-2014 | 2014-03-05 01:00 | 2014 | 3 | 5 | 1 | [7 empty] | 0 | 0 | [7 empty] | 303.234 | 1006.733 | -37.817 | 968.916 | [15 empty] | 0 |  | 0
3-2014 | 2014-03-05 02:00 | 2014 | 3 | 5 | 2 | [7 empty] | 0 | 0 | [7 empty] | 292.842 | 996.004 | -38.346 | 957.658 | [15 empty] | 0 |  | 0
3-2014 | 2014-03-05 03:00 | 2014 | 3 | 5 | 3 | [7 empty] | 0 | 0 | [7 empty] | 322.219 | 989.286 | -37.804 | 951.482 | [15 empty] | 0 |  | 0
3-2014 | 2014-03-05 04:00 | 2014 | 3 | 5 | 4 | [7 empty] | 0 | 0 | [7 empty] | 362.818 | 994.199 | -39.267 | 954.932 | [15 empty] | 0 |  | 0
3-2014 | 2014-03-05 05:00 | 2014 | 3 | 5 | 5 | [7 empty] | 0 | 0 | [7 empty] | 371.025 | 1008.537 | -41.562 | 966.975 | [15 empty] | 0 |  | 0
3-2014 | 2014-03-05 06:00 | 2014 | 3 | 5 | 6 | [7 empty] | 0 | 0 | [7 empty] | 312.643 | 1049.138 | -39.632 | 1009.506 | [15 empty] | 0 |  | 0
3-2014 | 2014-03-05 07:00 | 2014 | 3 | 5 | 7 | [7 empty] | 0 | 0 | [7 empty] | 200.09 | 1112.591 | -43.231 | 1069.36 | [15 empty] | 0 |  | 0
3-2014 | 2014-03-05 08:00 | 2014 | 3 | 5 | 8 | [7 empty] | 22.807 | 4106.1723 | [7 empty] | 165 | 1144.134 | -42.727 | 1101.407 | [15 empty] | 0 |  | 0
3-2014 | 2014-03-05 09:00 | 2014 | 3 | 5 | 9 | [7 empty] | 0 | 0 | [7 empty] | 187.002 | 1137.461 | -43.863 | 1093.598 | [15 empty] | 0 |  | 0
3-2014 | 2014-03-05 10:00 | 2014 | 3 | 5 | 10 | [7 empty] | 0 | 0 | [7 empty] | 250.239 | 1095.771 | -45.261 | 1050.51 | [15 empty] | 0 |  | 0
3-2014 | 2014-03-05 11:00 | 2014 | 3 | 5 | 11 | [7 empty] | 0 | 0 | [7 empty] | 343.704 | 1056.9 | -46.304 | 1010.596 | [15 empty] | 0 |  | 0
3-2014 | 2014-03-05 12:00 | 2014 | 3 | 5 | 12 | [7 empty] | 0 | 0 | [7 empty] | 428.222 | 1005.687 | -44.309 | 961.378 | [15 empty] | 0 |  | 0
3-2014 | 2014-03-05 13:00 | 2014 | 3 | 5 | 13 | [7 empty] | 0 | 0 | [7 empty] | 478.62 | 961.645 | -43.715 | 917.93 | [15 empty] | 0 |  | 0
3-2014 | 2014-03-05 14:00 | 2014 | 3 | 5 | 14 | [7 empty] | 0 | 0 | [7 empty] | 497.18 | 919.156 | -40.336 | 878.82 | [15 empty] | 0 |  | 0
3-2014 | 2014-03-05 15:00 | 2014 | 3 | 5 | 15 | [7 empty] | 0 | 0 | [7 empty] | 544.565 | 882.115 | -36.83 | 845.285 | [15 empty] | 0 |  | 0
3-2014 | 2014-03-05 16:00 | 2014 | 3 | 5 | 16 | [7 empty] | 0 | 0 | [7 empty] | 503.65 | 880.016 | -37.216 | 842.8 | [15 empty] | 0 |  | 0
3-2014 | 2014-03-05 17:00 | 2014 | 3 | 5 | 17 | [7 empty] | 0 | 0 | [7 empty] | 501.735 | 878.335 | -36.17 | 842.165 | [15 empty] | 0 |  | 0
3-2014 | 2014-03-05 18:00 | 2014 | 3 | 5 | 18 | [7 empty] | 1.864 | 100.9897 | [7 empty] | 474.4 | 905.906 | -36.393 | 869.513 | [15 empty] | 0 |  | 0
3-2014 | 2014-03-05 19:00 | 2014 | 3 | 5 | 19 | [7 empty] | 0 | 0 | [7 empty] | 440.564 | 967.69 | -36.504 | 931.186 | [15 empty] | 0 |  | 0
3-2014 | 2014-03-05 20:00 | 2014 | 3 | 5 | 20 | [7 empty] | 0 | 0 | [7 empty] | 421.867 | 1013.866 | -36.283 | 977.583 | [15 empty] | 0 |  | 0
3-2014 | 2014-03-05 21:00 | 2014 | 3 | 5 | 21 | [7 empty] | 0 | 0 | [7 empty] | 415.953 | 1018.504 | -37.858 | 980.646 | [15 empty] | 0 |  | 0
3-2014 | 2014-03-05 22:00 | 2014 | 3 | 5 | 22 | [7 empty] | 0 | 0 | [7 empty] | 402.81 | 1032.142 | -39.802 | 992.34 | [15 empty] | 0 |  | 0
3-2014 | 2014-03-05 23:00 | 2014 | 3 | 5 | 23 | [7 empty] | 0 | 0 | [7 empty] | 418.881 | 1015.984 | -39.565 | 976.419 | [15 empty] | 0 |  | 0
3-2014 | 2014-03-06 | 2014 | 3 | 6 | 0 | [7 empty] | 0 | 0 | [7 empty] | 437.014 | 999.207 | -39.921 | 959.286 | [15 empty] | 0 |  | 0
3-2014 | 2014-03-06 01:00 | 2014 | 3 | 6 | 1 | [7 empty] | 0 | 0 | [7 empty] | 442.522 | 981.576 | -37.848 | 943.728 | [15 empty] | 0 |  | 0
3-2014 | 2014-03-06 02:00 | 2014 | 3 | 6 | 2 | [7 empty] | 0 | 0 | [7 empty] | 446.182 | 968.801 | -37.533 | 931.268 | [15 empty] | 0 |  | 0
3-2014 | 2014-03-06 03:00 | 2014 | 3 | 6 | 3 | [7 empty] | 0 | 0 | [7 empty] | 390.283 | 965.199 | -39.332 | 925.867 | [15 empty] | 0 |  | 0
3-2014 | 2014-03-06 04:00 | 2014 | 3 | 6 | 4 | [7 empty] | 0 | 0 | [7 empty] | 382.393 | 959.986 | -37.08 | 922.906 | [15 empty] | 0 |  | 0
3-2014 | 2014-03-06 05:00 | 2014 | 3 | 6 | 5 | [7 empty] | 0 | 0 | [7 empty] | 365.436 | 975.966 | -37.952 | 938.014 | [15 empty] | 0 |  | 0
3-2014 | 2014-03-06 06:00 | 2014 | 3 | 6 | 6 | [7 empty] | 0 | 0 | [7 empty] | 339.78 | 1017.377 | -38.707 | 978.67 | [15 empty] | 0 |  | 0
3-2014 | 2014-03-06 07:00 | 2014 | 3 | 6 | 7 | [7 empty] | 0 | 0 | [7 empty] | 297.575 | 1085.452 | -41.726 | 1043.726 | [15 empty] | 0 |  | 0
3-2014 | 2014-03-06 08:00 | 2014 | 3 | 6 | 8 | [7 empty] | 0 | 0 | [7 empty] | 262.15 | 1125.419 | -39.969 | 1085.45 | [15 empty] | 0 |  | 0
3-2014 | 2014-03-06 09:00 | 2014 | 3 | 6 | 9 | [7 empty] | 0 | 0 | [7 empty] | 273.761 | 1112.546 | -39.557 | 1072.989 | [15 empty] | 0 |  | 0
3-2014 | 2014-03-06 10:00 | 2014 | 3 | 6 | 10 | [7 empty] | 0 | 0 | [7 empty] | 334.787 | 1053.485 | -39.822 | 1013.663 | [15 empty] | 0 |  | 0
3-2014 | 2014-03-06 11:00 | 2014 | 3 | 6 | 11 | [7 empty] | 0 | 0 | [7 empty] | 358.922 | 992.159 | -38.032 | 954.127 | [15 empty] | 0 |  | 0
3-2014 | 2014-03-06 12:00 | 2014 | 3 | 6 | 12 | [7 empty] | 27.15 | 5045.8275 | [7 empty] | 350.7 | 938.458 | -35.508 | 902.95 | [15 empty] | 0 |  | 0
3-2014 | 2014-03-06 13:00 | 2014 | 3 | 6 | 13 | [7 empty] | 66.036 | 4574.3137 | [7 empty] | 408.5 | 896.412 | -32.525 | 863.887 | [15 empty] | 0 |  | 0
3-2014 | 2014-03-06 14:00 | 2014 | 3 | 6 | 14 | [7 empty] | 80.15 | 6142.696 | [7 empty] | 450.7 | 870.842 | -32.243 | 838.599 | [15 empty] | 0 |  | 0
3-2014 | 2014-03-06 15:00 | 2014 | 3 | 6 | 15 | [7 empty] | 102.831 | 6600.7219 | [7 empty] | 477.5 | 865.436 | -31.806 | 833.63 | [15 empty] | 0 |  | 0
3-2014 | 2014-03-06 16:00 | 2014 | 3 | 6 | 16 | [7 empty] | 115.694 | 15419.6963 | [7 empty] | 500.9 | 848.552 | -29.308 | 819.244 | [15 empty] | 0 |  | 0
3-2014 | 2014-03-06 17:00 | 2014 | 3 | 6 | 17 | [7 empty] | 127.623 | 19425.4968 | [7 empty] | 503.6 | 848.89 | -30.417 | 818.473 | [15 empty] | 0 |  | 0
3-2014 | 2014-03-06 18:00 | 2014 | 3 | 6 | 18 | [7 empty] | 129.557 | 12182.2447 | [7 empty] | 488.3 | 854.881 | -30.474 | 824.407 | [15 empty] | 0 |  | 0
3-2014 | 2014-03-06 19:00 | 2014 | 3 | 6 | 19 | [7 empty] | 131.939 | 25018.2732 | [7 empty] | 466 | 903.812 | -33.723 | 870.089 | [15 empty] | 0 |  | 0
3-2014 | 2014-03-06 20:00 | 2014 | 3 | 6 | 20 | [7 empty] | 146.948 | 30742.9911 | [7 empty] | 430.2 | 952.676 | -36.478 | 916.198 | [15 empty] | 0 |  | 0
3-2014 | 2014-03-06 21:00 | 2014 | 3 | 6 | 21 | [7 empty] | 112.475 | 24060.652 | [7 empty] | 415 | 977.441 | -39.516 | 937.925 | [15 empty] | 0 |  | 0
3-2014 | 2014-03-06 22:00 | 2014 | 3 | 6 | 22 | [7 empty] | 110.054 | 16506.9995 | [7 empty] | 409 | 973.984 | -38.78 | 935.204 | [15 empty] | 0 |  | 0
3-2014 | 2014-03-06 23:00 | 2014 | 3 | 6 | 23 | [7 empty] | 146.709 | 16959.5604 | [7 empty] | 429.6 | 955.983 | -34.524 | 921.459 | [15 empty] | 0 |  | 0
3-2014 | 2014-03-07 | 2014 | 3 | 7 | 0 | [7 empty] | 93.002 | 5391.3259 | [7 empty] | 400.43 | 930.27 | -33.248 | 897.022 | [15 empty] | 0 |  | 0
3-2014 | 2014-03-07 01:00 | 2014 | 3 | 7 | 1 | [7 empty] | 180.599 | 11372.319 | [7 empty] | 453.5 | 897.733 | -30.984 | 866.749 | [15 empty] | 0 |  | 0
3-2014 | 2014-03-07 02:00 | 2014 | 3 | 7 | 2 | [7 empty] | 52.512 | 2662.8835 | [7 empty] | 367.1 | 884.629 | -35.067 | 849.562 | [15 empty] | 0 |  | 0
3-2014 | 2014-03-07 03:00 | 2014 | 3 | 7 | 3 | [7 empty] | 28.322 | 1284.4027 | [7 empty] | 357.5 | 882.943 | -36.671 | 846.272 | [15 empty] | 0 |  | 0
3-2014 | 2014-03-07 04:00 | 2014 | 3 | 7 | 4 | [7 empty] | 23.476 | 1215.3525 | [7 empty] | 343.4 | 889.721 | -37.345 | 852.376 | [15 empty] | 0 |  | 0
3-2014 | 2014-03-07 05:00 | 2014 | 3 | 7 | 5 | [7 empty] | 97.591 | 4879.55 | [7 empty] | 406.4 | 905.484 | -37.843 | 867.641 | [15 empty] | 0 |  | 0
3-2014 | 2014-03-07 06:00 | 2014 | 3 | 7 | 6 | [7 empty] | 153.352 | 9375.9413 | [7 empty] | 413.6 | 949.933 | -35.181 | 914.752 | [15 empty] | 0 |  | 0
3-2014 | 2014-03-07 07:00 | 2014 | 3 | 7 | 7 | [7 empty] | 72.391 | 9217.546 | [7 empty] | 291.4 | 1012.606 | -37.015 | 975.591 | [15 empty] | 0 |  | 0
3-2014 | 2014-03-07 08:00 | 2014 | 3 | 7 | 8 | [7 empty] | 71.246 | 6834.6288 | [7 empty] | 262.9 | 1037.936 | -35.99 | 1001.946 | [15 empty] | 0 |  | 0
3-2014 | 2014-03-07 09:00 | 2014 | 3 | 7 | 9 | [7 empty] | 69.866 | 5135.151 | [7 empty] | 276.4 | 1014.361 | -36.445 | 977.916 | [15 empty] | 0 |  | 0
3-2014 | 2014-03-07 10:00 | 2014 | 3 | 7 | 10 | [7 empty] | 58.632 | 4764.4363 | [7 empty] | 319.9 | 952.543 | -35.361 | 917.182 | [15 empty] | 0 |  | 0
3-2014 | 2014-03-07 11:00 | 2014 | 3 | 7 | 11 | [7 empty] | 7.068 | 1919.6688 | [7 empty] | 338.1 | 884.401 | -33.683 | 850.718 | [15 empty] | 0 |  | 0
3-2014 | 2014-03-07 12:00 | 2014 | 3 | 7 | 12 | [7 empty] | 14.562 | 1557.4059 | [7 empty] | 396.6 | 838.418 | -32.156 | 806.262 | [15 empty] | 0 |  | 0
3-2014 | 2014-03-07 13:00 | 2014 | 3 | 7 | 13 | [7 empty] | 14.946 | 1044.277 | [7 empty] | 431.2 | 802.479 | -31.134 | 771.345 | [15 empty] | 0 |  | 0
3-2014 | 2014-03-07 14:00 | 2014 | 3 | 7 | 14 | [7 empty] | 12.828 | 660.8986 | [7 empty] | 461.3 | 770.597 | -30.47 | 740.127 | [15 empty] | 0 |  | 0
3-2014 | 2014-03-07 15:00 | 2014 | 3 | 7 | 15 | [7 empty] | 20.761 | 1086.8383 | [7 empty] | 488.9 | 750.376 | -28.915 | 721.461 | [15 empty] | 0 |  | 0
3-2014 | 2014-03-07 16:00 | 2014 | 3 | 7 | 16 | [7 empty] | 23.542 | 944.2696 | [7 empty] | 512.5 | 727.311 | -27.82 | 699.491 | [15 empty] | 0 |  | 0
3-2014 | 2014-03-07 17:00 | 2014 | 3 | 7 | 17 | [7 empty] | 113.07 | 5561.9133 | [7 empty] | 575.8 | 724.237 | -26.717 | 697.52 | [15 empty] | 0 |  | 0
3-2014 | 2014-03-07 18:00 | 2014 | 3 | 7 | 18 | [7 empty] | 138.908 | 6298.0887 | [7 empty] | 563.3 | 731.545 | -26.837 | 704.708 | [15 empty] | 0 |  | 0
3-2014 | 2014-03-07 19:00 | 2014 | 3 | 7 | 19 | [7 empty] | 185.23 | 19814.0531 | [7 empty] | 562.1 | 770.722 | -26.592 | 744.13 | [15 empty] | 0 |  | 0
3-2014 | 2014-03-07 20:00 | 2014 | 3 | 7 | 20 | [7 empty] | 105.335 | 5083.4671 | [7 empty] | 532.2 | 808.233 | -29.447 | 778.786 | [15 empty] | 0 |  | 0
3-2014 | 2014-03-07 21:00 | 2014 | 3 | 7 | 21 | [7 empty] | 117.218 | 7316.7476 | [7 empty] | 525.2 | 821.735 | -28.518 | 793.217 | [15 empty] | 0 |  | 0
3-2014 | 2014-03-07 22:00 | 2014 | 3 | 7 | 22 | [7 empty] | 108.362 | 4876.29 | [7 empty] | 526.4 | 831.754 | -28.692 | 803.062 | [15 empty] | 0 |  | 0
3-2014 | 2014-03-07 23:00 | 2014 | 3 | 7 | 23 | [7 empty] | 157.86 | 6787.98 | [7 empty] | 539.6 | 831.19 | -27.929 | 803.261 | [15 empty] | 0 |  | 0
3-2014 | 2014-03-08 | 2014 | 3 | 8 | 0 | [7 empty] | 131.081 | 6505.55 | [7 empty] | 530.54 | 826.04 | -28.649 | 797.391 | [15 empty] | 0 |  | 0
3-2014 | 2014-03-08 01:00 | 2014 | 3 | 8 | 1 | [7 empty] | 0 | 0 | [7 empty] | 405.422 | 816.7 | -28.372 | 788.328 | [15 empty] | 0 |  | 0
3-2014 | 2014-03-08 02:00 | 2014 | 3 | 8 | 2 | [7 empty] | 0 | 0 | [7 empty] | 308.97 | 814.97 | -30.29 | 784.68 | [15 empty] | 0 |  | 0
3-2014 | 2014-03-08 03:00 | 2014 | 3 | 8 | 3 | [7 empty] | 0 | 0 | [7 empty] | 209.494 | 826.897 | -30.041 | 796.856 | [15 empty] | 0 |  | 0
3-2014 | 2014-03-08 04:00 | 2014 | 3 | 8 | 4 | [7 empty] | 96.802 | 4144.0936 | [7 empty] | 216.7 | 839.928 | -30.076 | 809.852 | [15 empty] | 0 |  | 0
3-2014 | 2014-03-08 05:00 | 2014 | 3 | 8 | 5 | [7 empty] | 270.023 | 14235.6126 | [7 empty] | 303.3 | 856.355 | -31.882 | 824.473 | [15 empty] | 0 |  | 0
3-2014 | 2014-03-08 06:00 | 2014 | 3 | 8 | 6 | [7 empty] | 345.235 | 18245.6698 | [7 empty] | 339.8 | 877.537 | -32.902 | 844.635 | [15 empty] | 5.435 |  | 287.2397
3-2014 | 2014-03-08 07:00 | 2014 | 3 | 8 | 7 | [7 empty] | 487.602 | 27598.2732 | [7 empty] | 416.5 | 916.062 | -34.41 | 881.652 | [15 empty] | 71.102 |  | 4024.3732
3-2014 | 2014-03-08 08:00 | 2014 | 3 | 8 | 8 | [7 empty] | 483.621 | 22145.0056 | [7 empty] | 436.8 | 931.774 | -33.103 | 898.671 | [15 empty] | 46.821 |  | 2143.9336
3-2014 | 2014-03-08 09:00 | 2014 | 3 | 8 | 9 | [7 empty] | 504.161 | 24189.6448 | [7 empty] | 427.5 | 926.976 | -33.715 | 893.261 | [15 empty] | 76.661 |  | 3678.1948
3-2014 | 2014-03-08 10:00 | 2014 | 3 | 8 | 10 | [7 empty] | 473.209 | 21668.2401 | [7 empty] | 461.4 | 864.937 | -30.978 | 833.959 | [15 empty] | 11.809 |  | 540.7341
3-2014 | 2014-03-08 11:00 | 2014 | 3 | 8 | 11 | [7 empty] | 431.804 | 23196.5109 | [7 empty] | 513.7 | 795.676 | -29.272 | 766.404 | [15 empty] | 0 |  | 0
3-2014 | 2014-03-08 12:00 | 2014 | 3 | 8 | 12 | [7 empty] | 436.848 | 17076.3883 | [7 empty] | 562.8 | 747.35 | -27.402 | 719.948 | [15 empty] | 0 |  | 0
3-2014 | 2014-03-08 13:00 | 2014 | 3 | 8 | 13 | [7 empty] | 436.699 | 16127.2941 | [7 empty] | 602.1 | 711.003 | -25.754 | 685.249 | [15 empty] | 0 |  | 0
3-2014 | 2014-03-08 14:00 | 2014 | 3 | 8 | 14 | [7 empty] | 411.253 | 15101.2102 | [7 empty] | 631.725 | 683.602 | -24.974 | 658.628 | [15 empty] | 0 |  | 0
3-2014 | 2014-03-08 15:00 | 2014 | 3 | 8 | 15 | [7 empty] | 377.21 | 12923.2146 | [7 empty] | 654.27 | 661.668 | -24.229 | 637.439 | [15 empty] | 0 |  | 0
3-2014 | 2014-03-08 16:00 | 2014 | 3 | 8 | 16 | [7 empty] | 359.413 | 12500.3841 | [7 empty] | 642 | 658.268 | -24.055 | 634.213 | [15 empty] | 0 |  | 0
3-2014 | 2014-03-08 17:00 | 2014 | 3 | 8 | 17 | [7 empty] | 367.023 | 13025.6463 | [7 empty] | 655.26 | 654.554 | -24.641 | 629.913 | [15 empty] | 0 |  | 0
3-2014 | 2014-03-08 18:00 | 2014 | 3 | 8 | 18 | [7 empty] | 366.123 | 12993.7053 | [7 empty] | 651.8 | 664.764 | -24.841 | 639.923 | [15 empty] | 0 |  | 0
3-2014 | 2014-03-08 19:00 | 2014 | 3 | 8 | 19 | [7 empty] | 334.878 | 18619.2168 | [7 empty] | 618.2 | 701.319 | -27.64 | 673.679 | [15 empty] | 0 |  | 0
3-2014 | 2014-03-08 20:00 | 2014 | 3 | 8 | 20 | [7 empty] | 297.676 | 17408.0925 | [7 empty] | 578 | 746.791 | -28.815 | 717.976 | [15 empty] | 0 |  | 0
3-2014 | 2014-03-08 21:00 | 2014 | 3 | 8 | 21 | [7 empty] | 288.927 | 14336.5577 | [7 empty] | 572.3 | 755.007 | -27.629 | 727.378 | [15 empty] | 0 |  | 0
3-2014 | 2014-03-08 22:00 | 2014 | 3 | 8 | 22 | [7 empty] | 271.594 | 12094.0808 | [7 empty] | 572.1 | 748.056 | -26.712 | 721.344 | [15 empty] | 0 |  | 0
3-2014 | 2014-03-08 23:00 | 2014 | 3 | 8 | 23 | [7 empty] | 184.962 | 7361.4876 | [7 empty] | 466 | 731.424 | -24.862 | 706.562 | [15 empty] | 0 |  | 0
3-2014 | 2014-03-09 | 2014 | 3 | 9 | 0 | [7 empty] | 243.445 | 8729.9377 | [7 empty] | 445.19 | 711.709 | -23.304 | 688.405 | [15 empty] | 0 |  | 0
3-2014 | 2014-03-09 01:00 | 2014 | 3 | 9 | 1 | [7 empty] | 0 | 0 | [7 empty] | 140.163 | 687.762 | -22.475 | 665.287 | [15 empty] | 0 |  | 0
| DAY LIGHT SAVINGS | [11 empty] | 0 | 0 | [7 empty] | 0 | 0 | 0 | 0 | [15 empty] | 0 |  | 0
3-2014 | 2014-03-09 03:00 | 2014 | 3 | 9 | 3 | [7 empty] | 15.347 | 512.1294 | [7 empty] | 147.1 | 678.301 | -21.455 | 656.846 | [15 empty] | 0 |  | 0
3-2014 | 2014-03-09 04:00 | 2014 | 3 | 9 | 4 | [7 empty] | 1.605 | 56.2103 | [7 empty] | 133.1 | 678.102 | -21.598 | 656.504 | [15 empty] | 0 |  | 0
3-2014 | 2014-03-09 05:00 | 2014 | 3 | 9 | 5 | [7 empty] | 53.121 | 1893.7637 | [7 empty] | 174.5 | 689.457 | -21.386 | 668.071 | [15 empty] | 0 |  | 0
3-2014 | 2014-03-09 06:00 | 2014 | 3 | 9 | 6 | [7 empty] | 45.863 | 1543.29 | [7 empty] | 156.9 | 698.541 | -22.128 | 676.413 | [15 empty] | 0 |  | 0
3-2014 | 2014-03-09 07:00 | 2014 | 3 | 9 | 7 | [7 empty] | 117.3 | 3972.951 | [7 empty] | 213.9 | 721.33 | -22.631 | 698.699 | [15 empty] | 0 |  | 0
3-2014 | 2014-03-09 08:00 | 2014 | 3 | 9 | 8 | [7 empty] | 124.757 | 4677.1399 | [7 empty] | 234.4 | 756.148 | -24.341 | 731.807 | [15 empty] | 0 |  | 0
3-2014 | 2014-03-09 09:00 | 2014 | 3 | 9 | 9 | [7 empty] | 39.181 | 1425.013 | [7 empty] | 207.8 | 782.586 | -25.605 | 756.981 | [15 empty] | 0 |  | 0
3-2014 | 2014-03-09 10:00 | 2014 | 3 | 9 | 10 | [7 empty] | 0 | 0 | [7 empty] | 219.266 | 804.235 | -26.052 | 778.183 | [15 empty] | 0 |  | 0
3-2014 | 2014-03-09 11:00 | 2014 | 3 | 9 | 11 | [7 empty] | 0 | 0 | [7 empty] | 273.693 | 801.904 | -27.297 | 774.607 | [15 empty] | 0 |  | 0
3-2014 | 2014-03-09 12:00 | 2014 | 3 | 9 | 12 | [7 empty] | 0 | 0 | [7 empty] | 277.462 | 797.938 | -27.949 | 769.989 | [15 empty] | 0 |  | 0
3-2014 | 2014-03-09 13:00 | 2014 | 3 | 9 | 13 | [7 empty] | 16.822 | 609.2928 | [7 empty] | 313.3 | 775.152 | -28.33 | 746.822 | [15 empty] | 0 |  | 0
3-2014 | 2014-03-09 14:00 | 2014 | 3 | 9 | 14 | [7 empty] | 19.188 | 602.887 | [7 empty] | 332.8 | 754.493 | -27.655 | 726.838 | [15 empty] | 0 |  | 0
3-2014 | 2014-03-09 15:00 | 2014 | 3 | 9 | 15 | [7 empty] | 29.789 | 910.0539 | [7 empty] | 360.3 | 709.508 | -25.269 | 684.239 | [15 empty] | 0 |  | 0
3-2014 | 2014-03-09 16:00 | 2014 | 3 | 9 | 16 | [7 empty] | 56.33 | 1683.1404 | [7 empty] | 367.7 | 688.039 | -25.11 | 662.929 | [15 empty] | 0 |  | 0
3-2014 | 2014-03-09 17:00 | 2014 | 3 | 9 | 17 | [7 empty] | 88.413 | 2522.4229 | [7 empty] | 363.6 | 673.75 | -24.337 | 649.413 | [15 empty] | 0 |  | 0
3-2014 | 2014-03-09 18:00 | 2014 | 3 | 9 | 18 | [7 empty] | 113.892 | 3360.9529 | [7 empty] | 352.5 | 671.957 | -23.515 | 648.442 | [15 empty] | 0 |  | 0
3-2014 | 2014-03-09 19:00 | 2014 | 3 | 9 | 19 | [7 empty] | 109.618 | 3513.2569 | [7 empty] | 343.4 | 693.977 | -24.059 | 669.918 | [15 empty] | 0 |  | 0
3-2014 | 2014-03-09 20:00 | 2014 | 3 | 9 | 20 | [7 empty] | 97.08 | 7528.554 | [7 empty] | 337.7 | 743.082 | -29.402 | 713.68 | [15 empty] | 0 |  | 0
3-2014 | 2014-03-09 21:00 | 2014 | 3 | 9 | 21 | [7 empty] | 69.231 | 6267.4824 | [7 empty] | 283.9 | 815.069 | -32.588 | 782.481 | [15 empty] | 0 |  | 0
3-2014 | 2014-03-09 22:00 | 2014 | 3 | 9 | 22 | [7 empty] | 50.998 | 2736.5527 | [7 empty] | 289.1 | 817.384 | -32.636 | 784.748 | [15 empty] | 0 |  | 0
3-2014 | 2014-03-09 23:00 | 2014 | 3 | 9 | 23 | [7 empty] | 0 | 0 | [7 empty] | 193.34 | 822.71 | -32.051 | 790.659 | [15 empty] | 0 |  | 0
3-2014 | 2014-03-10 | 2014 | 3 | 10 | 0 | [7 empty] | 74.774 | 2784.5838 | [7 empty] | 184 | 811.054 | -30.43 | 780.624 | [15 empty] | 0 |  | 0
3-2014 | 2014-03-10 01:00 | 2014 | 3 | 10 | 1 | [7 empty] | 55.938 | 1769.3189 | [7 empty] | 65.8 | 816.991 | -30.803 | 786.188 | [15 empty] | 55.938 |  | 1769.3189
3-2014 | 2014-03-10 02:00 | 2014 | 3 | 10 | 2 | [7 empty] | 107.491 | 3391.341 | [7 empty] | 65.8 | 822.094 | -30.703 | 791.391 | [15 empty] | 107.491 |  | 3391.341
3-2014 | 2014-03-10 03:00 | 2014 | 3 | 10 | 3 | [7 empty] | 109.918 | 3445.9293 | [7 empty] | 61.5 | 833.644 | -30.076 | 803.568 | [15 empty] | 109.918 |  | 3445.9293
3-2014 | 2014-03-10 04:00 | 2014 | 3 | 10 | 4 | [7 empty] | 80.389 | 2541.0963 | [7 empty] | 48.1 | 855.338 | -32.599 | 822.739 | [15 empty] | 80.389 |  | 2541.0963
3-2014 | 2014-03-10 05:00 | 2014 | 3 | 10 | 5 | [7 empty] | 171.343 | 5620.0504 | [7 empty] | 136.8 | 877.831 | -33.987 | 843.844 | [15 empty] | 171.343 |  | 5620.0504
3-2014 | 2014-03-10 06:00 | 2014 | 3 | 10 | 6 | [7 empty] | 146.043 | 5526.2671 | [7 empty] | 89.4 | 924.525 | -35.282 | 889.243 | [15 empty] | 56.643 |  | 2143.3711
3-2014 | 2014-03-10 07:00 | 2014 | 3 | 10 | 7 | [7 empty] | 164.095 | 9294.3408 | [7 empty] | 80.5 | 1015.508 | -37.763 | 977.745 | [15 empty] | 83.595 |  | 4734.8208
3-2014 | 2014-03-10 08:00 | 2014 | 3 | 10 | 8 | [7 empty] | 163.751 | 27295.6542 | [7 empty] | 109.5 | 1067.384 | -40.433 | 1026.951 | [15 empty] | 54.251 |  | 9043.0992
3-2014 | 2014-03-10 09:00 | 2014 | 3 | 10 | 9 | [7 empty] | 101.894 | 9735.9717 | [7 empty] | 111.2 | 1056.827 | -40.532 | 1016.295 | [15 empty] | 0 |  | 0
3-2014 | 2014-03-10 10:00 | 2014 | 3 | 10 | 10 | [7 empty] | 59.966 | 2781.8227 | [7 empty] | 130.6 | 1009.858 | -37.892 | 971.966 | [15 empty] | 0 |  | 0
3-2014 | 2014-03-10 11:00 | 2014 | 3 | 10 | 11 | [7 empty] | 37.712 | 1798.4853 | [7 empty] | 175.3 | 931.909 | -36.447 | 895.462 | [15 empty] | 0 |  | 0
3-2014 | 2014-03-10 12:00 | 2014 | 3 | 10 | 12 | [7 empty] | 16.89 | 1044.6465 | [7 empty] | 220.1 | 851.065 | -34.176 | 816.889 | [15 empty] | 0 |  | 0
3-2014 | 2014-03-10 13:00 | 2014 | 3 | 10 | 13 | [7 empty] | 0 | 0 | [7 empty] | 264.167 | 811.427 | -31.893 | 779.534 | [15 empty] | 0 |  | 0
3-2014 | 2014-03-10 14:00 | 2014 | 3 | 10 | 14 | [7 empty] | 0 | 0 | [7 empty] | 290.153 | 779.238 | -29.091 | 750.147 | [15 empty] | 0 |  | 0
3-2014 | 2014-03-10 15:00 | 2014 | 3 | 10 | 15 | [7 empty] | 5.17 | 199.8722 | [7 empty] | 288.7 | 747.27 | -26.55 | 720.72 | [15 empty] | 0 |  | 0
3-2014 | 2014-03-10 16:00 | 2014 | 3 | 10 | 16 | [7 empty] | 42.169 | 1571.6386 | [7 empty] | 308.7 | 725.847 | -25.129 | 700.718 | [15 empty] | 0 |  | 0
3-2014 | 2014-03-10 17:00 | 2014 | 3 | 10 | 17 | [7 empty] | 105.598 | 3808.9199 | [7 empty] | 315.3 | 719.454 | -24.106 | 695.348 | [15 empty] | 0 |  | 0
3-2014 | 2014-03-10 18:00 | 2014 | 3 | 10 | 18 | [7 empty] | 122.312 | 4179.401 | [7 empty] | 319.5 | 713.475 | -22.863 | 690.612 | [15 empty] | 0 |  | 0
3-2014 | 2014-03-10 19:00 | 2014 | 3 | 10 | 19 | [7 empty] | 156.002 | 5277.5477 | [7 empty] | 320 | 727.619 | -22.417 | 705.202 | [15 empty] | 0 |  | 0
3-2014 | 2014-03-10 20:00 | 2014 | 3 | 10 | 20 | [7 empty] | 126.431 | 9183.9478 | [7 empty] | 297.2 | 745.802 | -24.971 | 720.831 | [15 empty] | 0 |  | 0
3-2014 | 2014-03-10 21:00 | 2014 | 3 | 10 | 21 | [7 empty] | 53.796 | 3520.4102 | [7 empty] | 253 | 784.737 | -26.141 | 758.596 | [15 empty] | 0 |  | 0
3-2014 | 2014-03-10 22:00 | 2014 | 3 | 10 | 22 | [7 empty] | 58.199 | 2313.4102 | [7 empty] | 260.4 | 789.695 | -26.395 | 763.3 | [15 empty] | 0 |  | 0
3-2014 | 2014-03-10 23:00 | 2014 | 3 | 10 | 23 | [7 empty] | 77.551 | 2683.2646 | [7 empty] | 290.8 | 775.299 | -25.749 | 749.55 | [15 empty] | 0 |  | 0
3-2014 | 2014-03-11 | 2014 | 3 | 11 | 0 | [7 empty] | 54.465 | 1633.4053 | [7 empty] | 259.8 | 746.112 | -24.747 | 721.365 | [15 empty] | 0 |  | 0
3-2014 | 2014-03-11 01:00 | 2014 | 3 | 11 | 1 | [7 empty] | 0 | 0 | [7 empty] | 140.853 | 723.664 | -24.416 | 699.248 | [15 empty] | 0 |  | 0
3-2014 | 2014-03-11 02:00 | 2014 | 3 | 11 | 2 | [7 empty] | 0 | 0 | [7 empty] | 67.01 | 719.391 | -21.901 | 697.49 | [15 empty] | 0 |  | 0
3-2014 | 2014-03-11 03:00 | 2014 | 3 | 11 | 3 | [7 empty] | 11.669 | 370.4907 | [7 empty] | 91.34 | 717.782 | -21.503 | 696.279 | [15 empty] | 11.669 |  | 370.4907
3-2014 | 2014-03-11 04:00 | 2014 | 3 | 11 | 4 | [7 empty] | 10.247 | 305.2581 | [7 empty] | 91.76 | 727.662 | -22.525 | 705.137 | [15 empty] | 10.247 |  | 305.2581
3-2014 | 2014-03-11 05:00 | 2014 | 3 | 11 | 5 | [7 empty] | 37.135 | 1217.2853 | [7 empty] | 103.8 | 747.58 | -23.795 | 723.785 | [15 empty] | 37.135 |  | 1217.2853
3-2014 | 2014-03-11 06:00 | 2014 | 3 | 11 | 6 | [7 empty] | 49.238 | 1656.8587 | [7 empty] | 66.3 | 802.259 | -26.57 | 775.689 | [15 empty] | 0 |  | 0
3-2014 | 2014-03-11 07:00 | 2014 | 3 | 11 | 7 | [7 empty] | 135.473 | 6178.9235 | [7 empty] | 128.9 | 896.336 | -33.013 | 863.323 | [15 empty] | 6.573 |  | 299.7945
3-2014 | 2014-03-11 08:00 | 2014 | 3 | 11 | 8 | [7 empty] | 116.397 | 8813.5808 | [7 empty] | 154.3 | 942.425 | -34.579 | 907.846 | [15 empty] | 0 |  | 0
3-2014 | 2014-03-11 09:00 | 2014 | 3 | 11 | 9 | [7 empty] | 71.691 | 3246.8854 | [7 empty] | 156.3 | 941.292 | -31.701 | 909.591 | [15 empty] | 0 |  | 0
3-2014 | 2014-03-11 10:00 | 2014 | 3 | 11 | 10 | [7 empty] | 50.197 | 2541.9761 | [7 empty] | 168.2 | 911.221 | -30.474 | 880.747 | [15 empty] | 0 |  | 0
3-2014 | 2014-03-11 11:00 | 2014 | 3 | 11 | 11 | [7 empty] | 7.699 | 368.3202 | [7 empty] | 171 | 845.661 | -29.262 | 816.399 | [15 empty] | 0 |  | 0
3-2014 | 2014-03-11 12:00 | 2014 | 3 | 11 | 12 | [7 empty] | 28.909 | 1248.5797 | [7 empty] | 196.2 | 785.389 | -27.08 | 758.309 | [15 empty] | 0 |  | 0
3-2014 | 2014-03-11 13:00 | 2014 | 3 | 11 | 13 | [7 empty] | 32.098 | 1417.1267 | [7 empty] | 234 | 751.245 | -25.697 | 725.548 | [15 empty] | 0 |  | 0
3-2014 | 2014-03-11 14:00 | 2014 | 3 | 11 | 14 | [7 empty] | 28.675 | 1361.7758 | [7 empty] | 243.8 | 740.033 | -25.407 | 714.626 | [15 empty] | 0 |  | 0
3-2014 | 2014-03-11 15:00 | 2014 | 3 | 11 | 15 | [7 empty] | 23.282 | 929.8831 | [7 empty] | 256.2 | 722.613 | -24.781 | 697.832 | [15 empty] | 0 |  | 0
3-2014 | 2014-03-11 16:00 | 2014 | 3 | 11 | 16 | [7 empty] | 34.035 | 1237.1723 | [7 empty] | 274.3 | 702.903 | -24.169 | 678.734 | [15 empty] | 0 |  | 0
3-2014 | 2014-03-11 17:00 | 2014 | 3 | 11 | 17 | [7 empty] | 44.84 | 1693.6068 | [7 empty] | 279.5 | 706.53 | -25.19 | 681.34 | [15 empty] | 0 |  | 0
3-2014 | 2014-03-11 18:00 | 2014 | 3 | 11 | 18 | [7 empty] | 50.616 | 1666.7849 | [7 empty] | 290.1 | 702.06 | -24.644 | 677.416 | [15 empty] | 0 |  | 0
3-2014 | 2014-03-11 19:00 | 2014 | 3 | 11 | 19 | [7 empty] | 97.606 | 3075.5651 | [7 empty] | 331.9 | 702.307 | -24.001 | 678.306 | [15 empty] | 0 |  | 0
3-2014 | 2014-03-11 20:00 | 2014 | 3 | 11 | 20 | [7 empty] | 105.849 | 4097.4148 | [7 empty] | 319 | 722.355 | -26.306 | 696.049 | [15 empty] | 0 |  | 0
3-2014 | 2014-03-11 21:00 | 2014 | 3 | 11 | 21 | [7 empty] | 97.264 | 3626.9746 | [7 empty] | 274.6 | 759.434 | -26.87 | 732.564 | [15 empty] | 0 |  | 0
3-2014 | 2014-03-11 22:00 | 2014 | 3 | 11 | 22 | [7 empty] | 80.126 | 3019.1477 | [7 empty] | 282.2 | 755.109 | -26.733 | 728.376 | [15 empty] | 0 |  | 0
3-2014 | 2014-03-11 23:00 | 2014 | 3 | 11 | 23 | [7 empty] | 80.493 | 2529.0901 | [7 empty] | 299.26 | 721.928 | -23.845 | 698.083 | [15 empty] | 0 |  | 0
3-2014 | 2014-03-12 | 2014 | 3 | 12 | 0 | [7 empty] | 0 | 0 | [7 empty] | 229.425 | 679.415 | -21.34 | 658.075 | [15 empty] | 0 |  | 0
3-2014 | 2014-03-12 01:00 | 2014 | 3 | 12 | 1 | [7 empty] | 0 | 0 | [7 empty] | 149.045 | 646.015 | -19.71 | 626.305 | [15 empty] | 0 |  | 0
3-2014 | 2014-03-12 02:00 | 2014 | 3 | 12 | 2 | [7 empty] | 0 | 0 | [7 empty] | 88.619 | 630.247 | -19.016 | 611.231 | [15 empty] | 0 |  | 0
3-2014 | 2014-03-12 03:00 | 2014 | 3 | 12 | 3 | [7 empty] | 0 | 0 | [7 empty] | 142.815 | 623.062 | -18.726 | 604.336 | [15 empty] | 0 |  | 0
3-2014 | 2014-03-12 04:00 | 2014 | 3 | 12 | 4 | [7 empty] | 0 | 0 | [7 empty] | 181.888 | 622.841 | -19.079 | 603.762 | [15 empty] | 0 |  | 0
3-2014 | 2014-03-12 05:00 | 2014 | 3 | 12 | 5 | [7 empty] | 0 | 0 | [7 empty] | 184.671 | 623.534 | -19.205 | 604.329 | [15 empty] | 0 |  | 0
3-2014 | 2014-03-12 06:00 | 2014 | 3 | 12 | 6 | [7 empty] | 0 | 0 | [7 empty] | 158.042 | 654.697 | -21.589 | 633.108 | [15 empty] | 0 |  | 0
3-2014 | 2014-03-12 07:00 | 2014 | 3 | 12 | 7 | [7 empty] | 110.434 | 4139.0663 | [7 empty] | 238.2 | 734.295 | -25.711 | 708.584 | [15 empty] | 0 |  | 0
3-2014 | 2014-03-12 08:00 | 2014 | 3 | 12 | 8 | [7 empty] | 71.389 | 3411.6803 | [7 empty] | 263.5 | 774.746 | -26.657 | 748.089 | [15 empty] | 0 |  | 0
3-2014 | 2014-03-12 09:00 | 2014 | 3 | 12 | 9 | [7 empty] | 64.48 | 2443.1472 | [7 empty] | 262.2 | 794.716 | -26.886 | 767.83 | [15 empty] | 0 |  | 0
3-2014 | 2014-03-12 10:00 | 2014 | 3 | 12 | 10 | [7 empty] | 94.578 | 4008.2156 | [7 empty] | 259.7 | 800.752 | -27.774 | 772.978 | [15 empty] | 0 |  | 0
3-2014 | 2014-03-12 11:00 | 2014 | 3 | 12 | 11 | [7 empty] | 53.561 | 2697.8676 | [7 empty] | 264.7 | 793.208 | -28.547 | 764.661 | [15 empty] | 0 |  | 0
3-2014 | 2014-03-12 12:00 | 2014 | 3 | 12 | 12 | [7 empty] | 38.061 | 1982.5975 | [7 empty] | 267.5 | 788.804 | -28.793 | 760.011 | [15 empty] | 0 |  | 0
3-2014 | 2014-03-12 13:00 | 2014 | 3 | 12 | 13 | [7 empty] | 26.016 | 1351.7914 | [7 empty] | 269.4 | 774.317 | -28.551 | 745.766 | [15 empty] | 0 |  | 0
3-2014 | 2014-03-12 14:00 | 2014 | 3 | 12 | 14 | [7 empty] | 40.455 | 1922.4216 | [7 empty] | 265.2 | 792.999 | -29.294 | 763.705 | [15 empty] | 0 |  | 0
3-2014 | 2014-03-12 15:00 | 2014 | 3 | 12 | 15 | [7 empty] | 75.3 | 3772.53 | [7 empty] | 275.7 | 817.902 | -29.852 | 788.05 | [15 empty] | 0 |  | 0
3-2014 | 2014-03-12 16:00 | 2014 | 3 | 12 | 16 | [7 empty] | 113.112 | 5035.7462 | [7 empty] | 281.4 | 849.918 | -30.905 | 819.013 | [15 empty] | 0 |  | 0
3-2014 | 2014-03-12 17:00 | 2014 | 3 | 12 | 17 | [7 empty] | 142.943 | 8596.592 | [7 empty] | 273.5 | 889.643 | -32.35 | 857.293 | [15 empty] | 0 |  | 0
3-2014 | 2014-03-12 18:00 | 2014 | 3 | 12 | 18 | [7 empty] | 157.725 | 7862.5913 | [7 empty] | 251 | 930.69 | -35.515 | 895.175 | [15 empty] | 0 |  | 0
3-2014 | 2014-03-12 19:00 | 2014 | 3 | 12 | 19 | [7 empty] | 144.759 | 6363.6056 | [7 empty] | 201.2 | 968.649 | -37.09 | 931.559 | [15 empty] | 0 |  | 0
3-2014 | 2014-03-12 20:00 | 2014 | 3 | 12 | 20 | [7 empty] | 138.845 | 14742.5621 | [7 empty] | 130 | 1037.831 | -40.685 | 997.146 | [15 empty] | 8.846 |  | 939.2683
3-2014 | 2014-03-12 21:00 | 2014 | 3 | 12 | 21 | [7 empty] | 73.313 | 4959.6245 | [7 empty] | 49.6 | 1052.083 | -40.769 | 1011.314 | [15 empty] | 23.714 |  | 1604.2521
3-2014 | 2014-03-12 22:00 | 2014 | 3 | 12 | 22 | [7 empty] | 34.324 | 2408.1718 | [7 empty] | 8.9 | 1051.827 | -39.103 | 1012.724 | [15 empty] | 25.424 |  | 1783.7478
3-2014 | 2014-03-12 23:00 | 2014 | 3 | 12 | 23 | [7 empty] | 11.153 | 524.6371 | [7 empty] | 3.1 | 1024.305 | -35.801 | 988.504 | [15 empty] | 8.054 |  | 378.8602
3-2014 | 2014-03-13 | 2014 | 3 | 13 | 0 | [7 empty] | 2.6 | 110.7106 | [7 empty] | 40.278 | 978.88 | -32.858 | 946.022 | [15 empty] | 0 |  | 0
3-2014 | 2014-03-13 01:00 | 2014 | 3 | 13 | 1 | [7 empty] | 6.378 | 206.3921 | [7 empty] | 30.6 | 957.924 | -29.697 | 928.227 | [15 empty] | 6.378 |  | 206.3921
3-2014 | 2014-03-13 02:00 | 2014 | 3 | 13 | 2 | [7 empty] | 0 | 0 | [7 empty] | 53.967 | 932.007 | -29.524 | 902.483 | [15 empty] | 0 |  | 0
3-2014 | 2014-03-13 03:00 | 2014 | 3 | 13 | 3 | [7 empty] | 0 | 0 | [7 empty] | 93.747 | 918.331 | -29.628 | 888.703 | [15 empty] | 0 |  | 0
3-2014 | 2014-03-13 04:00 | 2014 | 3 | 13 | 4 | [7 empty] | 7.4 | 396.27 | [7 empty] | 91.347 | 933.482 | -31.28 | 902.202 | [15 empty] | 0 |  | 0
3-2014 | 2014-03-13 05:00 | 2014 | 3 | 13 | 5 | [7 empty] | 39.9 | 2301.831 | [7 empty] | 99.256 | 959.979 | -33.885 | 926.094 | [15 empty] | 0 |  | 0
3-2014 | 2014-03-13 06:00 | 2014 | 3 | 13 | 6 | [7 empty] | 102.2 | 8127.966 | [7 empty] | 125.989 | 999.954 | -35.143 | 964.811 | [15 empty] | 0 |  | 0
3-2014 | 2014-03-13 07:00 | 2014 | 3 | 13 | 7 | [7 empty] | 202.2 | 26480.112 | [7 empty] | 148.335 | 1081.811 | -38.497 | 1043.314 | [15 empty] | 53.864 |  | 7054.0294
3-2014 | 2014-03-13 08:00 | 2014 | 3 | 13 | 8 | [7 empty] | 247.4 | 55177.622 | [7 empty] | 134.078 | 1134.14 | -38.368 | 1095.772 | [15 empty] | 113.322 |  | 25274.2057
3-2014 | 2014-03-13 09:00 | 2014 | 3 | 13 | 9 | [7 empty] | 246.7 | 38882.387 | [7 empty] | 116.961 | 1145.777 | -38.988 | 1106.789 | [15 empty] | 129.739 |  | 20448.1638
3-2014 | 2014-03-13 10:00 | 2014 | 3 | 13 | 10 | [7 empty] | 215.9 | 30007.941 | [7 empty] | 34.858 | 1140.441 | -40.949 | 1099.492 | [15 empty] | 181.042 |  | 25163.0276
3-2014 | 2014-03-13 11:00 | 2014 | 3 | 13 | 11 | [7 empty] | 165.1 | 18879.185 | [7 empty] | 49.884 | 1107.524 | -38.559 | 1068.965 | [15 empty] | 115.215 |  | 13174.8352
3-2014 | 2014-03-13 12:00 | 2014 | 3 | 13 | 12 | [7 empty] | 114.5 | 11096.195 | [7 empty] | 55.742 | 1066.576 | -39.368 | 1027.208 | [15 empty] | 58.758 |  | 5694.2378
3-2014 | 2014-03-13 13:00 | 2014 | 3 | 13 | 13 | [7 empty] | 76.7 | 7116.993 | [7 empty] | 57.08 | 1025.775 | -37.555 | 988.22 | [15 empty] | 19.62 |  | 1820.5398
3-2014 | 2014-03-13 14:00 | 2014 | 3 | 13 | 14 | [7 empty] | 47.7 | 4210.479 | [7 empty] | 81.459 | 980.446 | -36.756 | 943.69 | [15 empty] | 0 |  | 0
3-2014 | 2014-03-13 15:00 | 2014 | 3 | 13 | 15 | [7 empty] | 21.9 | 1817.919 | [7 empty] | 119.943 | 930.657 | -35.25 | 895.407 | [15 empty] | 0 |  | 0
3-2014 | 2014-03-13 16:00 | 2014 | 3 | 13 | 16 | [7 empty] | 0.7 | 53.5402 | [7 empty] | 139.2 | 881.862 | -32.162 | 849.7 | [15 empty] | 0 |  | 0
3-2014 | 2014-03-13 17:00 | 2014 | 3 | 13 | 17 | [7 empty] | 8 | 657.36 | [7 empty] | 242.868 | 865.713 | -30.731 | 834.982 | [15 empty] | 0 |  | 0
3-2014 | 2014-03-13 18:00 | 2014 | 3 | 13 | 18 | [7 empty] | 21.3 | 1990.485 | [7 empty] | 293.241 | 876.393 | -31.334 | 845.059 | [15 empty] | 0 |  | 0
3-2014 | 2014-03-13 19:00 | 2014 | 3 | 13 | 19 | [7 empty] | 42.6 | 5307.534 | [7 empty] | 369.079 | 889.617 | -30.946 | 858.671 | [15 empty] | 0 |  | 0
3-2014 | 2014-03-13 20:00 | 2014 | 3 | 13 | 20 | [7 empty] | 56.6 | 9788.404 | [7 empty] | 361.767 | 951.144 | -34.311 | 916.833 | [15 empty] | 0 |  | 0
3-2014 | 2014-03-13 21:00 | 2014 | 3 | 13 | 21 | [7 empty] | 105.1 | 17235.349 | [7 empty] | 400.548 | 1026.678 | -33.976 | 992.702 | [15 empty] | 0 |  | 0
3-2014 | 2014-03-13 22:00 | 2014 | 3 | 13 | 22 | [7 empty] | 102.1 | 11184.034 | [7 empty] | 429.877 | 1032.532 | -35.458 | 997.074 | [15 empty] | 0 |  | 0
3-2014 | 2014-03-13 23:00 | 2014 | 3 | 13 | 23 | [7 empty] | 77 | 7504.42 | [7 empty] | 440.51 | 1010.187 | -34.546 | 975.641 | [15 empty] | 0 |  | 0
3-2014 | 2014-03-14 | 2014 | 3 | 14 | 0 | [7 empty] | 44.775 | 3452.1525 | [7 empty] | 457.636 | 975.513 | -35.375 | 940.138 | [15 empty] | 0 |  | 0
3-2014 | 2014-03-14 01:00 | 2014 | 3 | 14 | 1 | [7 empty] | 72.1 | 4142.866 | [7 empty] | 467.688 | 945.148 | -38.037 | 907.111 | [15 empty] | 0 |  | 0
3-2014 | 2014-03-14 02:00 | 2014 | 3 | 14 | 2 | [7 empty] | 53.8 | 2917.574 | [7 empty] | 390.451 | 929.183 | -35.834 | 893.349 | [15 empty] | 0 |  | 0
3-2014 | 2014-03-14 03:00 | 2014 | 3 | 14 | 3 | [7 empty] | 56.7 | 2999.997 | [7 empty] | 375.92 | 936.202 | -35.672 | 900.53 | [15 empty] | 0 |  | 0
3-2014 | 2014-03-14 04:00 | 2014 | 3 | 14 | 4 | [7 empty] | 64 | 3432.96 | [7 empty] | 371.608 | 952.917 | -36.525 | 916.392 | [15 empty] | 0 |  | 0
3-2014 | 2014-03-14 05:00 | 2014 | 3 | 14 | 5 | [7 empty] | 81.8 | 4391.842 | [7 empty] | 380.463 | 966.732 | -36.246 | 930.486 | [15 empty] | 0 |  | 0
3-2014 | 2014-03-14 06:00 | 2014 | 3 | 14 | 6 | [7 empty] | 125.7 | 8322.597 | [7 empty] | 380.025 | 1010.537 | -36.162 | 974.375 | [15 empty] | 0 |  | 0
3-2014 | 2014-03-14 07:00 | 2014 | 3 | 14 | 7 | [7 empty] | 122.6 | 13716.488 | [7 empty] | 317.119 | 1091.904 | -39.423 | 1052.481 | [15 empty] | 0 |  | 0
3-2014 | 2014-03-14 08:00 | 2014 | 3 | 14 | 8 | [7 empty] | 96.2 | 16100.032 | [7 empty] | 308.117 | 1121.715 | -38.332 | 1083.383 | [15 empty] | 0 |  | 0
3-2014 | 2014-03-14 09:00 | 2014 | 3 | 14 | 9 | [7 empty] | 80.3 | 7062.385 | [7 empty] | 358.908 | 1108.337 | -36.945 | 1071.392 | [15 empty] | 0 |  | 0
3-2014 | 2014-03-14 10:00 | 2014 | 3 | 14 | 10 | [7 empty] | 33.6 | 2265.312 | [7 empty] | 368.769 | 1060.948 | -37.967 | 1022.981 | [15 empty] | 0 |  | 0
3-2014 | 2014-03-14 11:00 | 2014 | 3 | 14 | 11 | [7 empty] | 27.2 | 1598.816 | [7 empty] | 401.315 | 968.969 | -34.633 | 934.336 | [15 empty] | 0 |  | 0
3-2014 | 2014-03-14 12:00 | 2014 | 3 | 14 | 12 | [7 empty] | 0 | 0 | [7 empty] | 419.296 | 877.725 | -31.421 | 846.304 | [15 empty] | 0 |  | 0
3-2014 | 2014-03-14 13:00 | 2014 | 3 | 14 | 13 | [7 empty] | 0 | 0 | [7 empty] | 430.371 | 819.974 | -29.595 | 790.379 | [15 empty] | 0 |  | 0
3-2014 | 2014-03-14 14:00 | 2014 | 3 | 14 | 14 | [7 empty] | 0 | 0 | [7 empty] | 482.514 | 775.833 | -26.597 | 749.236 | [15 empty] | 0 |  | 0
3-2014 | 2014-03-14 15:00 | 2014 | 3 | 14 | 15 | [7 empty] | 0 | 0 | [7 empty] | 544.686 | 744.905 | -24.841 | 720.064 | [15 empty] | 0 |  | 0
3-2014 | 2014-03-14 16:00 | 2014 | 3 | 14 | 16 | [7 empty] | 0 | 0 | [7 empty] | 558.371 | 715.267 | -24.738 | 690.529 | [15 empty] | 0 |  | 0
3-2014 | 2014-03-14 17:00 | 2014 | 3 | 14 | 17 | [7 empty] | 0 | 0 | [7 empty] | 545.12 | 711.279 | -24.499 | 686.78 | [15 empty] | 0 |  | 0
3-2014 | 2014-03-14 18:00 | 2014 | 3 | 14 | 18 | [7 empty] | 0 | 0 | [7 empty] | 522.109 | 731.494 | -24.403 | 707.091 | [15 empty] | 0 |  | 0
3-2014 | 2014-03-14 19:00 | 2014 | 3 | 14 | 19 | [7 empty] | 0 | 0 | [7 empty] | 487.899 | 741.34 | -22.789 | 718.551 | [15 empty] | 0 |  | 0
3-2014 | 2014-03-14 20:00 | 2014 | 3 | 14 | 20 | [7 empty] | 0 | 0 | [7 empty] | 478.92 | 763.133 | -25.453 | 737.68 | [15 empty] | 0 |  | 0
3-2014 | 2014-03-14 21:00 | 2014 | 3 | 14 | 21 | [7 empty] | 0 | 0 | [7 empty] | 439.189 | 798.263 | -25.202 | 773.061 | [15 empty] | 0 |  | 0
3-2014 | 2014-03-14 22:00 | 2014 | 3 | 14 | 22 | [7 empty] | 0 | 0 | [7 empty] | 433.796 | 788.002 | -24.148 | 763.854 | [15 empty] | 0 |  | 0
3-2014 | 2014-03-14 23:00 | 2014 | 3 | 14 | 23 | [7 empty] | 30.8 | 1212.288 | [7 empty] | 436.429 | 760.856 | -22.134 | 738.722 | [15 empty] | 0 |  | 0
3-2014 | 2014-03-15 | 2014 | 3 | 15 | 0 | [7 empty] | 17.1 | 625.005 | [7 empty] | 349.799 | 724.672 | -19.671 | 705.001 | [15 empty] | 0 |  | 0
3-2014 | 2014-03-15 01:00 | 2014 | 3 | 15 | 1 | [7 empty] | 38.092 | 1178.9474 | [7 empty] | 311.9 | 679.089 | -17.697 | 661.392 | [15 empty] | 0 |  | 0
3-2014 | 2014-03-15 02:00 | 2014 | 3 | 15 | 2 | [7 empty] | 0 | 0 | [7 empty] | 251.95 | 666.577 | -17.878 | 648.699 | [15 empty] | 0 |  | 0
3-2014 | 2014-03-15 03:00 | 2014 | 3 | 15 | 3 | [7 empty] | 36.295 | 1173.7803 | [7 empty] | 278.2 | 662.09 | -18.195 | 643.895 | [15 empty] | 0 |  | 0
3-2014 | 2014-03-15 04:00 | 2014 | 3 | 15 | 4 | [7 empty] | 80.094 | 2095.259 | [7 empty] | 388.1 | 652.733 | -17.239 | 635.494 | [15 empty] | 80.094 |  | 2095.259
3-2014 | 2014-03-15 05:00 | 2014 | 3 | 15 | 5 | [7 empty] | 58.206 | 1596.0085 | [7 empty] | 390.07 | 647.757 | -17.32 | 630.437 | [15 empty] | 58.206 |  | 1596.0085
3-2014 | 2014-03-15 06:00 | 2014 | 3 | 15 | 6 | [7 empty] | 31.681 | 975.458 | [7 empty] | 391.7 | 661.836 | -17.355 | 644.481 | [15 empty] | 0 |  | 0
3-2014 | 2014-03-15 07:00 | 2014 | 3 | 15 | 7 | [7 empty] | 42.487 | 1280.1333 | [7 empty] | 450.3 | 680.704 | -17.067 | 663.637 | [15 empty] | 0 |  | 0
3-2014 | 2014-03-15 08:00 | 2014 | 3 | 15 | 8 | [7 empty] | 0 | 0 | [7 empty] | 461.202 | 700.245 | -17.997 | 682.248 | [15 empty] | 0 |  | 0
3-2014 | 2014-03-15 09:00 | 2014 | 3 | 15 | 9 | [7 empty] | 0 | 0 | [7 empty] | 520.279 | 719.382 | -19.512 | 699.87 | [15 empty] | 0 |  | 0
3-2014 | 2014-03-15 10:00 | 2014 | 3 | 15 | 10 | [7 empty] | 0 | 0 | [7 empty] | 571.94 | 729.909 | -21.198 | 708.711 | [15 empty] | 0 |  | 0
3-2014 | 2014-03-15 11:00 | 2014 | 3 | 15 | 11 | [7 empty] | 0 | 0 | [7 empty] | 633.554 | 713.864 | -21.218 | 692.646 | [15 empty] | 0 |  | 0
3-2014 | 2014-03-15 12:00 | 2014 | 3 | 15 | 12 | [7 empty] | 0 | 0 | [7 empty] | 795.025 | 705.581 | -21.156 | 684.425 | [15 empty] | 0 |  | 0
3-2014 | 2014-03-15 13:00 | 2014 | 3 | 15 | 13 | [7 empty] | 0 | 0 | [7 empty] | 873.188 | 680.609 | -21.347 | 659.262 | [15 empty] | 0 |  | 0
3-2014 | 2014-03-15 14:00 | 2014 | 3 | 15 | 14 | [7 empty] | 0 | 0 | [7 empty] | 928.36 | 662.988 | -20.598 | 642.39 | [15 empty] | 0 |  | 0
3-2014 | 2014-03-15 15:00 | 2014 | 3 | 15 | 15 | [7 empty] | 0 | 0 | [7 empty] | 910.447 | 647.847 | -19.694 | 628.153 | [15 empty] | 0 |  | 0
3-2014 | 2014-03-15 16:00 | 2014 | 3 | 15 | 16 | [7 empty] | 0 | 0 | [7 empty] | 906.099 | 642.469 | -20.269 | 622.2 | [15 empty] | 0 |  | 0
3-2014 | 2014-03-15 17:00 | 2014 | 3 | 15 | 17 | [7 empty] | 0 | 0 | [7 empty] | 974.043 | 631.861 | -20.454 | 611.407 | [15 empty] | 0 |  | 0
3-2014 | 2014-03-15 18:00 | 2014 | 3 | 15 | 18 | [7 empty] | 0 | 0 | [7 empty] | 1006.514 | 633.048 | -19.812 | 613.236 | [15 empty] | 0 |  | 0
3-2014 | 2014-03-15 19:00 | 2014 | 3 | 15 | 19 | [7 empty] | 0 | 0 | [7 empty] | 980.599 | 644.06 | -19.358 | 624.702 | [15 empty] | 0 |  | 0
3-2014 | 2014-03-15 20:00 | 2014 | 3 | 15 | 20 | [7 empty] | 0 | 0 | [7 empty] | 954.976 | 664.139 | -21.265 | 642.874 | [15 empty] | 0 |  | 0
3-2014 | 2014-03-15 21:00 | 2014 | 3 | 15 | 21 | [7 empty] | 0 | 0 | [7 empty] | 941.097 | 709.234 | -22.532 | 686.702 | [15 empty] | 0 |  | 0
3-2014 | 2014-03-15 22:00 | 2014 | 3 | 15 | 22 | [7 empty] | 0 | 0 | [7 empty] | 893.948 | 712.112 | -22.76 | 689.352 | [15 empty] | 0 |  | 0
3-2014 | 2014-03-15 23:00 | 2014 | 3 | 15 | 23 | [7 empty] | 0 | 0 | [7 empty] | 813.615 | 705.982 | -22.197 | 683.785 | [15 empty] | 0 |  | 0
3-2014 | 2014-03-16 | 2014 | 3 | 16 | 0 | [7 empty] | 0 | 0 | [7 empty] | 739.934 | 695.048 | -21.532 | 673.516 | [15 empty] | 0 |  | 0
3-2014 | 2014-03-16 01:00 | 2014 | 3 | 16 | 1 | [7 empty] | 217.078 | 6128.1119 | [7 empty] | 950.9 | 688.596 | -21.268 | 667.328 | [15 empty] | 217.078 |  | 6128.1119
3-2014 | 2014-03-16 02:00 | 2014 | 3 | 16 | 2 | [7 empty] | 258.631 | 7109.7662 | [7 empty] | 953.3 | 687.068 | -20.837 | 666.231 | [15 empty] | 258.631 |  | 7109.7662
3-2014 | 2014-03-16 03:00 | 2014 | 3 | 16 | 3 | [7 empty] | 308.329 | 9040.2063 | [7 empty] | 1012.8 | 694.416 | -20.887 | 673.529 | [15 empty] | 157.529 |  | 4618.7503
3-2014 | 2014-03-16 04:00 | 2014 | 3 | 16 | 4 | [7 empty] | 200.057 | 5775.6456 | [7 empty] | 980.24 | 706.527 | -21.41 | 685.117 | [15 empty] | 136.817 |  | 3949.9068
3-2014 | 2014-03-16 05:00 | 2014 | 3 | 16 | 5 | [7 empty] | 138.669 | 4244.6581 | [7 empty] | 974.525 | 714.328 | -24.434 | 689.894 | [15 empty] | 0 |  | 0
3-2014 | 2014-03-16 06:00 | 2014 | 3 | 16 | 6 | [7 empty] | 146.622 | 4513.0252 | [7 empty] | 992.43 | 728.097 | -23.654 | 704.443 | [15 empty] | 0 |  | 0
3-2014 | 2014-03-16 07:00 | 2014 | 3 | 16 | 7 | [7 empty] | 128.741 | 4956.5285 | [7 empty] | 1055.64 | 748.705 | -23.603 | 725.102 | [15 empty] | 0 |  | 0
3-2014 | 2014-03-16 08:00 | 2014 | 3 | 16 | 8 | [7 empty] | 24.473 | 947.1051 | [7 empty] | 1040.825 | 776.181 | -25.083 | 751.098 | [15 empty] | 0 |  | 0
3-2014 | 2014-03-16 09:00 | 2014 | 3 | 16 | 9 | [7 empty] | 0 | 0 | [7 empty] | 1089.888 | 801.854 | -26.292 | 775.562 | [15 empty] | 0 |  | 0
3-2014 | 2014-03-16 10:00 | 2014 | 3 | 16 | 10 | [7 empty] | 0 | 0 | [7 empty] | 1130.844 | 820.599 | -26.543 | 794.056 | [15 empty] | 0 |  | 0
3-2014 | 2014-03-16 11:00 | 2014 | 3 | 16 | 11 | [7 empty] | 0 | 0 | [7 empty] | 1178.743 | 814.493 | -27.186 | 787.307 | [15 empty] | 0 |  | 0
3-2014 | 2014-03-16 12:00 | 2014 | 3 | 16 | 12 | [7 empty] | 0 | 0 | [7 empty] | 1213.509 | 812.463 | -28.121 | 784.342 | [15 empty] | 0 |  | 0
3-2014 | 2014-03-16 13:00 | 2014 | 3 | 16 | 13 | [7 empty] | 0 | 0 | [7 empty] | 1179.796 | 839.643 | -28.339 | 811.304 | [15 empty] | 0 |  | 0
3-2014 | 2014-03-16 14:00 | 2014 | 3 | 16 | 14 | [7 empty] | 0 | 0 | [7 empty] | 1163.093 | 854.463 | -28.156 | 826.307 | [15 empty] | 0 |  | 0
3-2014 | 2014-03-16 15:00 | 2014 | 3 | 16 | 15 | [7 empty] | 0 | 0 | [7 empty] | 1129.074 | 881.175 | -28.949 | 852.226 | [15 empty] | 0 |  | 0
3-2014 | 2014-03-16 16:00 | 2014 | 3 | 16 | 16 | [7 empty] | 0 | 0 | [7 empty] | 1148.473 | 889.81 | -29.283 | 860.527 | [15 empty] | 0 |  | 0
3-2014 | 2014-03-16 17:00 | 2014 | 3 | 16 | 17 | [7 empty] | 0 | 0 | [7 empty] | 1132.355 | 909.264 | -30.87 | 878.394 | [15 empty] | 0 |  | 0
3-2014 | 2014-03-16 18:00 | 2014 | 3 | 16 | 18 | [7 empty] | 0 | 0 | [7 empty] | 1101.202 | 924.64 | -32.192 | 892.448 | [15 empty] | 0 |  | 0
3-2014 | 2014-03-16 19:00 | 2014 | 3 | 16 | 19 | [7 empty] | 0 | 0 | [7 empty] | 1074.209 | 953.945 | -32.454 | 921.491 | [15 empty] | 0 |  | 0
3-2014 | 2014-03-16 20:00 | 2014 | 3 | 16 | 20 | [7 empty] | 0 | 0 | [7 empty] | 1056.573 | 990.219 | -33.442 | 956.777 | [15 empty] | 0 |  | 0
3-2014 | 2014-03-16 21:00 | 2014 | 3 | 16 | 21 | [7 empty] | 11.498 | 984.9187 | [7 empty] | 1015.3 | 1011.637 | -31.789 | 979.848 | [15 empty] | 0 |  | 0
3-2014 | 2014-03-16 22:00 | 2014 | 3 | 16 | 22 | [7 empty] | 21.963 | 3233.1732 | [7 empty] | 1035.5 | 1007.553 | -31.541 | 976.012 | [15 empty] | 0 |  | 0
3-2014 | 2014-03-16 23:00 | 2014 | 3 | 16 | 23 | [7 empty] | 0 | 0 | [7 empty] | 952.833 | 985.285 | -29.468 | 955.817 | [15 empty] | 0 |  | 0
3-2014 | 2014-03-17 | 2014 | 3 | 17 | 0 | [7 empty] | 0 | 0 | [7 empty] | 903.95 | 951.168 | -30.968 | 920.2 | [15 empty] | 0 |  | 0
3-2014 | 2014-03-17 01:00 | 2014 | 3 | 17 | 1 | [7 empty] | 94.61 | 4397.4728 | [7 empty] | 1027.6 | 925.158 | -31.299 | 893.859 | [15 empty] | 0 |  | 0
3-2014 | 2014-03-17 02:00 | 2014 | 3 | 17 | 2 | [7 empty] | 14.35 | 632.9785 | [7 empty] | 972.9 | 900.482 | -32.882 | 867.6 | [15 empty] | 0 |  | 0
3-2014 | 2014-03-17 03:00 | 2014 | 3 | 17 | 3 | [7 empty] | 20.905 | 966.2291 | [7 empty] | 962.7 | 893.535 | -33.33 | 860.205 | [15 empty] | 0 |  | 0
3-2014 | 2014-03-17 04:00 | 2014 | 3 | 17 | 4 | [7 empty] | 21.123 | 974.1928 | [7 empty] | 994.6 | 890.296 | -33.773 | 856.523 | [15 empty] | 0 |  | 0
3-2014 | 2014-03-17 05:00 | 2014 | 3 | 17 | 5 | [7 empty] | 0 | 0 | [7 empty] | 991.032 | 910.953 | -34.985 | 875.968 | [15 empty] | 0 |  | 0
3-2014 | 2014-03-17 06:00 | 2014 | 3 | 17 | 6 | [7 empty] | 0 | 0 | [7 empty] | 972.393 | 936.717 | -34.96 | 901.757 | [15 empty] | 0 |  | 0
3-2014 | 2014-03-17 07:00 | 2014 | 3 | 17 | 7 | [7 empty] | 0 | 0 | [7 empty] | 962.169 | 1000.743 | -36.912 | 963.831 | [15 empty] | 0 |  | 0
3-2014 | 2014-03-17 08:00 | 2014 | 3 | 17 | 8 | [7 empty] | 0 | 0 | [7 empty] | 982.623 | 1051.46 | -37.783 | 1013.677 | [15 empty] | 0 |  | 0
3-2014 | 2014-03-17 09:00 | 2014 | 3 | 17 | 9 | [7 empty] | 0 | 0 | [7 empty] | 982.497 | 1067.199 | -36.246 | 1030.953 | [15 empty] | 0 |  | 0
3-2014 | 2014-03-17 10:00 | 2014 | 3 | 17 | 10 | [7 empty] | 0 | 0 | [7 empty] | 974.663 | 1067.42 | -37.283 | 1030.137 | [15 empty] | 0 |  | 0
3-2014 | 2014-03-17 11:00 | 2014 | 3 | 17 | 11 | [7 empty] | 33.21 | 9817.5402 | [7 empty] | 1006.9 | 1077.007 | -38.747 | 1038.26 | [15 empty] | 0 |  | 0
3-2014 | 2014-03-17 12:00 | 2014 | 3 | 17 | 12 | [7 empty] | 56.527 | 7429.9089 | [7 empty] | 1041.5 | 1065.739 | -38.413 | 1027.326 | [15 empty] | 0 |  | 0
3-2014 | 2014-03-17 13:00 | 2014 | 3 | 17 | 13 | [7 empty] | 36.406 | 6410.7325 | [7 empty] | 1039.7 | 1045.666 | -39.51 | 1006.156 | [15 empty] | 0 |  | 0
3-2014 | 2014-03-17 14:00 | 2014 | 3 | 17 | 14 | [7 empty] | 100.697 | 13922.3672 | [7 empty] | 1124.9 | 1022.341 | -38.494 | 983.847 | [15 empty] | 0 |  | 0
3-2014 | 2014-03-17 15:00 | 2014 | 3 | 17 | 15 | [7 empty] | 61.408 | 4585.3354 | [7 empty] | 1092.2 | 1007.468 | -38.51 | 968.958 | [15 empty] | 0 |  | 0
3-2014 | 2014-03-17 16:00 | 2014 | 3 | 17 | 16 | [7 empty] | 117.342 | 10282.6795 | [7 empty] | 1174.5 | 979.71 | -37.419 | 942.291 | [15 empty] | 0 |  | 0
3-2014 | 2014-03-17 17:00 | 2014 | 3 | 17 | 17 | [7 empty] | 105.208 | 13403.4992 | [7 empty] | 1176.3 | 972.973 | -37.164 | 935.809 | [15 empty] | 0 |  | 0
3-2014 | 2014-03-17 18:00 | 2014 | 3 | 17 | 18 | [7 empty] | 130.212 | 6961.1335 | [7 empty] | 1172.1 | 971.913 | -35.751 | 936.162 | [15 empty] | 0 |  | 0
3-2014 | 2014-03-17 19:00 | 2014 | 3 | 17 | 19 | [7 empty] | 85.034 | 4335.8837 | [7 empty] | 1146.4 | 977.786 | -37.252 | 940.534 | [15 empty] | 0 |  | 0
3-2014 | 2014-03-17 20:00 | 2014 | 3 | 17 | 20 | [7 empty] | 115.423 | 27235.2111 | [7 empty] | 1117.7 | 992.611 | -38.688 | 953.923 | [15 empty] | 0 |  | 0
3-2014 | 2014-03-17 21:00 | 2014 | 3 | 17 | 21 | [7 empty] | 44.634 | 5116.8418 | [7 empty] | 1068.2 | 1010.787 | -38.453 | 972.334 | [15 empty] | 0 |  | 0
3-2014 | 2014-03-17 22:00 | 2014 | 3 | 17 | 22 | [7 empty] | 0 | 0 | [7 empty] | 1063.412 | 987.612 | -38.124 | 949.488 | [15 empty] | 0 |  | 0
3-2014 | 2014-03-17 23:00 | 2014 | 3 | 17 | 23 | [7 empty] | 41.251 | 2008.5112 | [7 empty] | 1121.1 | 953.86 | -38.809 | 915.051 | [15 empty] | 0 |  | 0
3-2014 | 2014-03-18 | 2014 | 3 | 18 | 0 | [7 empty] | 41.919 | 1769.401 | [7 empty] | 1156.8 | 907.702 | -36.183 | 871.519 | [15 empty] | 0 |  | 0
3-2014 | 2014-03-18 01:00 | 2014 | 3 | 18 | 1 | [7 empty] | 0 | 0 | [7 empty] | 995.391 | 870.572 | -35.612 | 834.96 | [15 empty] | 0 |  | 0
3-2014 | 2014-03-18 02:00 | 2014 | 3 | 18 | 2 | [7 empty] | 0 | 0 | [7 empty] | 980.549 | 860.285 | -36.784 | 823.501 | [15 empty] | 0 |  | 0
3-2014 | 2014-03-18 03:00 | 2014 | 3 | 18 | 3 | [7 empty] | 0 | 0 | [7 empty] | 1021.353 | 844.716 | -36.919 | 807.797 | [15 empty] | 0 |  | 0
3-2014 | 2014-03-18 04:00 | 2014 | 3 | 18 | 4 | [7 empty] | 0 | 0 | [7 empty] | 1028.236 | 843.377 | -36.463 | 806.914 | [15 empty] | 0 |  | 0
3-2014 | 2014-03-18 05:00 | 2014 | 3 | 18 | 5 | [7 empty] | 0 | 0 | [7 empty] | 992.714 | 853.666 | -35.529 | 818.137 | [15 empty] | 0 |  | 0
3-2014 | 2014-03-18 06:00 | 2014 | 3 | 18 | 6 | [7 empty] | 0 | 0 | [7 empty] | 1023.199 | 889.719 | -35.468 | 854.251 | [15 empty] | 0 |  | 0
3-2014 | 2014-03-18 07:00 | 2014 | 3 | 18 | 7 | [7 empty] | 0 | 0 | [7 empty] | 1006.307 | 960.494 | -36.801 | 923.693 | [15 empty] | 0 |  | 0
3-2014 | 2014-03-18 08:00 | 2014 | 3 | 18 | 8 | [7 empty] | 0 | 0 | [7 empty] | 1059.036 | 1005.863 | -39.299 | 966.564 | [15 empty] | 0 |  | 0
3-2014 | 2014-03-18 09:00 | 2014 | 3 | 18 | 9 | [7 empty] | 0 | 0 | [7 empty] | 1123.487 | 995.321 | -38.057 | 957.264 | [15 empty] | 0 |  | 0
3-2014 | 2014-03-18 10:00 | 2014 | 3 | 18 | 10 | [7 empty] | 0 | 0 | [7 empty] | 1134.852 | 978.078 | -38.33 | 939.748 | [15 empty] | 0 |  | 0
3-2014 | 2014-03-18 11:00 | 2014 | 3 | 18 | 11 | [7 empty] | 0 | 0 | [7 empty] | 1168.434 | 946.527 | -37.66 | 908.867 | [15 empty] | 0 |  | 0
3-2014 | 2014-03-18 12:00 | 2014 | 3 | 18 | 12 | [7 empty] | 0 | 0 | [7 empty] | 1206.733 | 912.887 | -38.17 | 874.717 | [15 empty] | 0 |  | 0
3-2014 | 2014-03-18 13:00 | 2014 | 3 | 18 | 13 | [7 empty] | 0 | 0 | [7 empty] | 1233.282 | 877.863 | -35.596 | 842.267 | [15 empty] | 0 |  | 0
3-2014 | 2014-03-18 14:00 | 2014 | 3 | 18 | 14 | [7 empty] | 0 | 0 | [7 empty] | 1241.308 | 828.036 | -33.344 | 794.692 | [15 empty] | 0 |  | 0
3-2014 | 2014-03-18 15:00 | 2014 | 3 | 18 | 15 | [7 empty] | 0 | 0 | [7 empty] | 1259.849 | 792.294 | -31.943 | 760.351 | [15 empty] | 0 |  | 0
3-2014 | 2014-03-18 16:00 | 2014 | 3 | 18 | 16 | [7 empty] | 0 | 0 | [7 empty] | 1267.937 | 765.51 | -31.497 | 734.013 | [15 empty] | 0 |  | 0
3-2014 | 2014-03-18 17:00 | 2014 | 3 | 18 | 17 | [7 empty] | 0 | 0 | [7 empty] | 1293.712 | 749.025 | -30.987 | 718.038 | [15 empty] | 0 |  | 0
3-2014 | 2014-03-18 18:00 | 2014 | 3 | 18 | 18 | [7 empty] | 0 | 0 | [7 empty] | 1262.199 | 743.088 | -28.988 | 714.1 | [15 empty] | 0 |  | 0
3-2014 | 2014-03-18 19:00 | 2014 | 3 | 18 | 19 | [7 empty] | 88.793 | 2707.2986 | [7 empty] | 1147.7 | 740.855 | -25.661 | 715.194 | [15 empty] | 0 |  | 0
3-2014 | 2014-03-18 20:00 | 2014 | 3 | 18 | 20 | [7 empty] | 0 | 0 | [7 empty] | 1197.611 | 766.848 | -30.809 | 736.039 | [15 empty] | 0 |  | 0
3-2014 | 2014-03-18 21:00 | 2014 | 3 | 18 | 21 | [7 empty] | 0 | 0 | [7 empty] | 1223.307 | 822.273 | -30.13 | 792.143 | [15 empty] | 0 |  | 0
3-2014 | 2014-03-18 22:00 | 2014 | 3 | 18 | 22 | [7 empty] | 0 | 0 | [7 empty] | 1184.116 | 819.948 | -30.614 | 789.334 | [15 empty] | 0 |  | 0
3-2014 | 2014-03-18 23:00 | 2014 | 3 | 18 | 23 | [7 empty] | 0 | 0 | [7 empty] | 1216.307 | 798.348 | -30.256 | 768.092 | [15 empty] | 0 |  | 0
3-2014 | 2014-03-19 | 2014 | 3 | 19 | 0 | [7 empty] | 0 | 0 | [7 empty] | 1063.838 | 764.212 | -29.5 | 734.712 | [15 empty] | 0 |  | 0
3-2014 | 2014-03-19 01:00 | 2014 | 3 | 19 | 1 | [7 empty] | 0 | 0 | [7 empty] | 878.183 | 737.266 | -27.549 | 709.717 | [15 empty] | 0 |  | 0
3-2014 | 2014-03-19 02:00 | 2014 | 3 | 19 | 2 | [7 empty] | 49.701 | 1578.5038 | [7 empty] | 878.2 | 727.895 | -26.495 | 701.4 | [15 empty] | 0 |  | 0
3-2014 | 2014-03-19 03:00 | 2014 | 3 | 19 | 3 | [7 empty] | 84.959 | 2657.5175 | [7 empty] | 932.6 | 727.768 | -25.009 | 702.759 | [15 empty] | 0 |  | 0
3-2014 | 2014-03-19 04:00 | 2014 | 3 | 19 | 4 | [7 empty] | 58.502 | 1841.643 | [7 empty] | 937.95 | 741.139 | -26.837 | 714.302 | [15 empty] | 0 |  | 0
3-2014 | 2014-03-19 05:00 | 2014 | 3 | 19 | 5 | [7 empty] | 80.344 | 2724.465 | [7 empty] | 989.65 | 759.017 | -27.673 | 731.344 | [15 empty] | 0 |  | 0
3-2014 | 2014-03-19 06:00 | 2014 | 3 | 19 | 6 | [7 empty] | 222.758 | 8210.8599 | [7 empty] | 1172.7 | 806.775 | -28.617 | 778.158 | [15 empty] | 0 |  | 0
3-2014 | 2014-03-19 07:00 | 2014 | 3 | 19 | 7 | [7 empty] | 186.578 | 16597.9789 | [7 empty] | 1144.2 | 905.857 | -33.629 | 872.228 | [15 empty] | 0 |  | 0
3-2014 | 2014-03-19 08:00 | 2014 | 3 | 19 | 8 | [7 empty] | 147.594 | 7376.7481 | [7 empty] | 1174 | 952.963 | -32.77 | 920.193 | [15 empty] | 0 |  | 0
3-2014 | 2014-03-19 09:00 | 2014 | 3 | 19 | 9 | [7 empty] | 21.295 | 1002.1427 | [7 empty] | 1176.8 | 944.806 | -31.711 | 913.095 | [15 empty] | 0 |  | 0
3-2014 | 2014-03-19 10:00 | 2014 | 3 | 19 | 10 | [7 empty] | 0 | 0 | [7 empty] | 1225.355 | 903.617 | -32.223 | 871.394 | [15 empty] | 0 |  | 0
3-2014 | 2014-03-19 11:00 | 2014 | 3 | 19 | 11 | [7 empty] | 0 | 0 | [7 empty] | 1277.697 | 850.115 | -31.212 | 818.903 | [15 empty] | 0 |  | 0
3-2014 | 2014-03-19 12:00 | 2014 | 3 | 19 | 12 | [7 empty] | 0 | 0 | [7 empty] | 1315.233 | 804.726 | -30.509 | 774.217 | [15 empty] | 0 |  | 0
3-2014 | 2014-03-19 13:00 | 2014 | 3 | 19 | 13 | [7 empty] | 0 | 0 | [7 empty] | 1331.061 | 784.229 | -31.84 | 752.389 | [15 empty] | 0 |  | 0
3-2014 | 2014-03-19 14:00 | 2014 | 3 | 19 | 14 | [7 empty] | 0 | 0 | [7 empty] | 1350.362 | 771.534 | -32.596 | 738.938 | [15 empty] | 0 |  | 0
3-2014 | 2014-03-19 15:00 | 2014 | 3 | 19 | 15 | [7 empty] | 0.099 | 7.4401 | [7 empty] | 1320 | 753.273 | -31.574 | 721.699 | [15 empty] | 0 |  | 0
3-2014 | 2014-03-19 16:00 | 2014 | 3 | 19 | 16 | [7 empty] | 28.528 | 1273.7752 | [7 empty] | 1324 | 743.461 | -31.333 | 712.128 | [15 empty] | 0 |  | 0
3-2014 | 2014-03-19 17:00 | 2014 | 3 | 19 | 17 | [7 empty] | 8.893 | 499.9556 | [7 empty] | 1322.525 | 744.846 | -31.878 | 712.968 | [15 empty] | 0 |  | 0
3-2014 | 2014-03-19 18:00 | 2014 | 3 | 19 | 18 | [7 empty] | 26.507 | 1184.3328 | [7 empty] | 1328.125 | 747.251 | -30.919 | 716.332 | [15 empty] | 0 |  | 0
3-2014 | 2014-03-19 19:00 | 2014 | 3 | 19 | 19 | [7 empty] | 69.783 | 2906.4619 | [7 empty] | 1388.8 | 754.203 | -29.62 | 724.583 | [15 empty] | 0 |  | 0
3-2014 | 2014-03-19 20:00 | 2014 | 3 | 19 | 20 | [7 empty] | 29.369 | 2422.0614 | [7 empty] | 1373.8 | 768.364 | -28.595 | 739.769 | [15 empty] | 0 |  | 0
3-2014 | 2014-03-19 21:00 | 2014 | 3 | 19 | 21 | [7 empty] | 0 | 0 | [7 empty] | 1349.181 | 801.052 | -27.783 | 773.269 | [15 empty] | 0 |  | 0
3-2014 | 2014-03-19 22:00 | 2014 | 3 | 19 | 22 | [7 empty] | 4.358 | 368.7304 | [7 empty] | 1335.1 | 795.654 | -27.746 | 767.908 | [15 empty] | 0 |  | 0
3-2014 | 2014-03-19 23:00 | 2014 | 3 | 19 | 23 | [7 empty] | 0 | 0 | [7 empty] | 1373.578 | 765.647 | -28.575 | 737.072 | [15 empty] | 0 |  | 0
3-2014 | 2014-03-20 | 2014 | 3 | 20 | 0 | [7 empty] | 0 | 0 | [7 empty] | 1357.702 | 725.049 | -27.751 | 697.298 | [15 empty] | 0 |  | 0
3-2014 | 2014-03-20 01:00 | 2014 | 3 | 20 | 1 | [7 empty] | 0 | 0 | [7 empty] | 1228.555 | 695.904 | -23.608 | 672.296 | [15 empty] | 0 |  | 0
3-2014 | 2014-03-20 02:00 | 2014 | 3 | 20 | 2 | [7 empty] | 0 | 0 | [7 empty] | 1155.948 | 686.239 | -21.587 | 664.652 | [15 empty] | 0 |  | 0
3-2014 | 2014-03-20 03:00 | 2014 | 3 | 20 | 3 | [7 empty] | 0 | 0 | [7 empty] | 1099.107 | 680.273 | -21.38 | 658.893 | [15 empty] | 0 |  | 0
3-2014 | 2014-03-20 04:00 | 2014 | 3 | 20 | 4 | [7 empty] | 0 | 0 | [7 empty] | 1044.194 | 688.734 | -21.628 | 667.106 | [15 empty] | 0 |  | 0
3-2014 | 2014-03-20 05:00 | 2014 | 3 | 20 | 5 | [7 empty] | 0 | 0 | [7 empty] | 1061.968 | 706.993 | -22.311 | 684.682 | [15 empty] | 0 |  | 0
3-2014 | 2014-03-20 06:00 | 2014 | 3 | 20 | 6 | [7 empty] | 0 | 0 | [7 empty] | 1080.676 | 753.512 | -22.188 | 731.324 | [15 empty] | 0 |  | 0
3-2014 | 2014-03-20 07:00 | 2014 | 3 | 20 | 7 | [7 empty] | 87.429 | 4611.8798 | [7 empty] | 1189.4 | 843.575 | -26.396 | 817.179 | [15 empty] | 0 |  | 0
3-2014 | 2014-03-20 08:00 | 2014 | 3 | 20 | 8 | [7 empty] | 55.072 | 3545.5354 | [7 empty] | 1258.6 | 899.01 | -28.788 | 870.222 | [15 empty] | 0 |  | 0
3-2014 | 2014-03-20 09:00 | 2014 | 3 | 20 | 9 | [7 empty] | 0 | 0 | [7 empty] | 1283.489 | 900.117 | -29.406 | 870.711 | [15 empty] | 0 |  | 0
3-2014 | 2014-03-20 10:00 | 2014 | 3 | 20 | 10 | [7 empty] | 0 | 0 | [7 empty] | 1285.655 | 905.492 | -30.696 | 874.796 | [15 empty] | 0 |  | 0
3-2014 | 2014-03-20 11:00 | 2014 | 3 | 20 | 11 | [7 empty] | 0 | 0 | [7 empty] | 1315.026 | 872.087 | -30.213 | 841.874 | [15 empty] | 0 |  | 0
3-2014 | 2014-03-20 12:00 | 2014 | 3 | 20 | 12 | [7 empty] | 0 | 0 | [7 empty] | 1350.143 | 836.51 | -29.904 | 806.606 | [15 empty] | 0 |  | 0
3-2014 | 2014-03-20 13:00 | 2014 | 3 | 20 | 13 | [7 empty] | 0 | 0 | [7 empty] | 1384.309 | 798.45 | -29.008 | 769.442 | [15 empty] | 0 |  | 0
3-2014 | 2014-03-20 14:00 | 2014 | 3 | 20 | 14 | [7 empty] | 0 | 0 | [7 empty] | 1405.939 | 768.606 | -28.196 | 740.41 | [15 empty] | 0 |  | 0
3-2014 | 2014-03-20 15:00 | 2014 | 3 | 20 | 15 | [7 empty] | 0 | 0 | [7 empty] | 1418.739 | 753.897 | -27.787 | 726.11 | [15 empty] | 0 |  | 0
3-2014 | 2014-03-20 16:00 | 2014 | 3 | 20 | 16 | [7 empty] | 0 | 0 | [7 empty] | 1420.752 | 739.876 | -27.079 | 712.797 | [15 empty] | 0 |  | 0
3-2014 | 2014-03-20 17:00 | 2014 | 3 | 20 | 17 | [7 empty] | 0 | 0 | [7 empty] | 1441.601 | 730.912 | -27.764 | 703.148 | [15 empty] | 0 |  | 0
3-2014 | 2014-03-20 18:00 | 2014 | 3 | 20 | 18 | [7 empty] | 0 | 0 | [7 empty] | 1414.085 | 729.825 | -26.01 | 703.815 | [15 empty] | 0 |  | 0
3-2014 | 2014-03-20 19:00 | 2014 | 3 | 20 | 19 | [7 empty] | 0 | 0 | [7 empty] | 1398.574 | 740.43 | -26.254 | 714.176 | [15 empty] | 0 |  | 0
3-2014 | 2014-03-20 20:00 | 2014 | 3 | 20 | 20 | [7 empty] | 0 | 0 | [7 empty] | 1375.348 | 781.575 | -27.024 | 754.551 | [15 empty] | 0 |  | 0
3-2014 | 2014-03-20 21:00 | 2014 | 3 | 20 | 21 | [7 empty] | 0 | 0 | [7 empty] | 1334.234 | 830.976 | -28.31 | 802.666 | [15 empty] | 0 |  | 0
3-2014 | 2014-03-20 22:00 | 2014 | 3 | 20 | 22 | [7 empty] | 0 | 0 | [7 empty] | 1348.101 | 843.104 | -28.606 | 814.498 | [15 empty] | 0 |  | 0
3-2014 | 2014-03-20 23:00 | 2014 | 3 | 20 | 23 | [7 empty] | 0 | 0 | [7 empty] | 1358.627 | 824.628 | -27.655 | 796.973 | [15 empty] | 0 |  | 0
3-2014 | 2014-03-21 | 2014 | 3 | 21 | 0 | [7 empty] | 0 | 0 | [7 empty] | 1332.914 | 806.955 | -26.569 | 780.386 | [15 empty] | 0 |  | 0
3-2014 | 2014-03-21 01:00 | 2014 | 3 | 21 | 1 | [7 empty] | 0 | 0 | [7 empty] | 1146.491 | 794.566 | -26.257 | 768.309 | [15 empty] | 0 |  | 0
3-2014 | 2014-03-21 02:00 | 2014 | 3 | 21 | 2 | [7 empty] | 0 | 0 | [7 empty] | 931.844 | 776.493 | -23.987 | 752.506 | [15 empty] | 0 |  | 0
3-2014 | 2014-03-21 03:00 | 2014 | 3 | 21 | 3 | [7 empty] | 0 | 0 | [7 empty] | 905.309 | 779.463 | -24.722 | 754.741 | [15 empty] | 0 |  | 0
3-2014 | 2014-03-21 04:00 | 2014 | 3 | 21 | 4 | [7 empty] | 0 | 0 | [7 empty] | 890.34 | 791.743 | -26.133 | 765.61 | [15 empty] | 0 |  | 0
3-2014 | 2014-03-21 05:00 | 2014 | 3 | 21 | 5 | [7 empty] | 0 | 0 | [7 empty] | 888.69 | 814.542 | -27.332 | 787.21 | [15 empty] | 0 |  | 0
3-2014 | 2014-03-21 06:00 | 2014 | 3 | 21 | 6 | [7 empty] | 0 | 0 | [7 empty] | 880.267 | 862.56 | -26.777 | 835.783 | [15 empty] | 0 |  | 0
3-2014 | 2014-03-21 07:00 | 2014 | 3 | 21 | 7 | [7 empty] | 207.884 | 13976.0413 | [7 empty] | 1113.1 | 942.653 | -31.32 | 911.333 | [15 empty] | 0 |  | 0
3-2014 | 2014-03-21 08:00 | 2014 | 3 | 21 | 8 | [7 empty] | 249.27 | 11526.2448 | [7 empty] | 1246.1 | 987.931 | -33.56 | 954.371 | [15 empty] | 0 |  | 0
3-2014 | 2014-03-21 09:00 | 2014 | 3 | 21 | 9 | [7 empty] | 79.072 | 3737.7334 | [7 empty] | 1251 | 982.578 | -33.457 | 949.121 | [15 empty] | 0 |  | 0
3-2014 | 2014-03-21 10:00 | 2014 | 3 | 21 | 10 | [7 empty] | 20.163 | 801.4792 | [7 empty] | 1276.5 | 939.564 | -31.701 | 907.863 | [15 empty] | 0 |  | 0
3-2014 | 2014-03-21 11:00 | 2014 | 3 | 21 | 11 | [7 empty] | 0 | 0 | [7 empty] | 1336.691 | 857.863 | -30.805 | 827.058 | [15 empty] | 0 |  | 0
3-2014 | 2014-03-21 12:00 | 2014 | 3 | 21 | 12 | [7 empty] | 16.914 | 594.6962 | [7 empty] | 1370 | 784.026 | -28.362 | 755.664 | [15 empty] | 0 |  | 0
3-2014 | 2014-03-21 13:00 | 2014 | 3 | 21 | 13 | [7 empty] | 114.308 | 3971.0599 | [7 empty] | 1398.5 | 744.581 | -26.723 | 717.858 | [15 empty] | 0 |  | 0
3-2014 | 2014-03-21 14:00 | 2014 | 3 | 21 | 14 | [7 empty] | 0 | 0 | [7 empty] | 1314.874 | 716.754 | -25.578 | 691.176 | [15 empty] | 0 |  | 0
3-2014 | 2014-03-21 15:00 | 2014 | 3 | 21 | 15 | [7 empty] | 0 | 0 | [7 empty] | 1273.902 | 694.755 | -24.757 | 669.998 | [15 empty] | 0 |  | 0
3-2014 | 2014-03-21 16:00 | 2014 | 3 | 21 | 16 | [7 empty] | 0 | 0 | [7 empty] | 1201.374 | 672.063 | -23.387 | 648.676 | [15 empty] | 0 |  | 0
3-2014 | 2014-03-21 17:00 | 2014 | 3 | 21 | 17 | [7 empty] | 0 | 0 | [7 empty] | 1118.949 | 666.651 | -22.4 | 644.251 | [15 empty] | 0 |  | 0
3-2014 | 2014-03-21 18:00 | 2014 | 3 | 21 | 18 | [7 empty] | 0 | 0 | [7 empty] | 1165.371 | 656.681 | -21.452 | 635.229 | [15 empty] | 0 |  | 0
3-2014 | 2014-03-21 19:00 | 2014 | 3 | 21 | 19 | [7 empty] | 28.329 | 891.5136 | [7 empty] | 1151.6 | 655.295 | -21.816 | 633.479 | [15 empty] | 0 |  | 0
3-2014 | 2014-03-21 20:00 | 2014 | 3 | 21 | 20 | [7 empty] | 46.72 | 1729.5744 | [7 empty] | 1197.6 | 673.897 | -24.027 | 649.87 | [15 empty] | 0 |  | 0
3-2014 | 2014-03-21 21:00 | 2014 | 3 | 21 | 21 | [7 empty] | 152.151 | 6315.788 | [7 empty] | 1376.2 | 718.5 | -26.499 | 692.001 | [15 empty] | 0 |  | 0
3-2014 | 2014-03-21 22:00 | 2014 | 3 | 21 | 22 | [7 empty] | 41.703 | 1430.4129 | [7 empty] | 1292 | 711.047 | -26.894 | 684.153 | [15 empty] | 0 |  | 0
3-2014 | 2014-03-21 23:00 | 2014 | 3 | 21 | 23 | [7 empty] | 0 | 0 | [7 empty] | 1180.393 | 695.26 | -25.053 | 670.207 | [15 empty] | 0 |  | 0
3-2014 | 2014-03-22 | 2014 | 3 | 22 | 0 | [7 empty] | 0 | 0 | [7 empty] | 1137.024 | 679.316 | -25.989 | 653.327 | [15 empty] | 0 |  | 0
3-2014 | 2014-03-22 01:00 | 2014 | 3 | 22 | 1 | [7 empty] | 0 | 0 | [7 empty] | 847.027 | 659.933 | -22.91 | 637.023 | [15 empty] | 0 |  | 0
3-2014 | 2014-03-22 02:00 | 2014 | 3 | 22 | 2 | [7 empty] | 0 | 0 | [7 empty] | 757.497 | 651.661 | -21.757 | 629.904 | [15 empty] | 0 |  | 0
3-2014 | 2014-03-22 03:00 | 2014 | 3 | 22 | 3 | [7 empty] | 0 | 0 | [7 empty] | 811.831 | 646.872 | -22.503 | 624.369 | [15 empty] | 0 |  | 0
3-2014 | 2014-03-22 04:00 | 2014 | 3 | 22 | 4 | [7 empty] | 0 | 0 | [7 empty] | 812.874 | 645.425 | -22.199 | 623.226 | [15 empty] | 0 |  | 0
3-2014 | 2014-03-22 05:00 | 2014 | 3 | 22 | 5 | [7 empty] | 27.289 | 839.4096 | [7 empty] | 837.4 | 662.267 | -22.228 | 640.039 | [15 empty] | 0 |  | 0
3-2014 | 2014-03-22 06:00 | 2014 | 3 | 22 | 6 | [7 empty] | 20.873 | 651.6551 | [7 empty] | 888.4 | 680.661 | -23.088 | 657.573 | [15 empty] | 0 |  | 0
3-2014 | 2014-03-22 07:00 | 2014 | 3 | 22 | 7 | [7 empty] | 45.9 | 1496.34 | [7 empty] | 1008.04 | 697.074 | -22.814 | 674.26 | [15 empty] | 0 |  | 0
3-2014 | 2014-03-22 08:00 | 2014 | 3 | 22 | 8 | [7 empty] | 13.249 | 424.7629 | [7 empty] | 1131.2 | 716.511 | -22.462 | 694.049 | [15 empty] | 0 |  | 0
3-2014 | 2014-03-22 09:00 | 2014 | 3 | 22 | 9 | [7 empty] | 138.586 | 5235.7791 | [7 empty] | 1283.9 | 720.823 | -22.687 | 698.136 | [15 empty] | 0 |  | 0
3-2014 | 2014-03-22 10:00 | 2014 | 3 | 22 | 10 | [7 empty] | 147.144 | 5715.073 | [7 empty] | 1378.7 | 722.054 | -23.46 | 698.594 | [15 empty] | 0 |  | 0
3-2014 | 2014-03-22 11:00 | 2014 | 3 | 22 | 11 | [7 empty] | 135.087 | 5702.0223 | [7 empty] | 1400.9 | 716.419 | -22.232 | 694.187 | [15 empty] | 0 |  | 0
3-2014 | 2014-03-22 12:00 | 2014 | 3 | 22 | 12 | [7 empty] | 144.496 | 6042.8227 | [7 empty] | 1431.9 | 691.851 | -21.256 | 670.595 | [15 empty] | 0 |  | 0
3-2014 | 2014-03-22 13:00 | 2014 | 3 | 22 | 13 | [7 empty] | 80.814 | 2784.8504 | [7 empty] | 1373.9 | 676.93 | -21.016 | 655.914 | [15 empty] | 0 |  | 0
3-2014 | 2014-03-22 14:00 | 2014 | 3 | 22 | 14 | [7 empty] | 0 | 0 | [7 empty] | 1253.818 | 658.344 | -20.012 | 638.332 | [15 empty] | 0 |  | 0
3-2014 | 2014-03-22 15:00 | 2014 | 3 | 22 | 15 | [7 empty] | 0 | 0 | [7 empty] | 1179.398 | 646.305 | -18.704 | 627.601 | [15 empty] | 0 |  | 0
3-2014 | 2014-03-22 16:00 | 2014 | 3 | 22 | 16 | [7 empty] | 0 | 0 | [7 empty] | 1165.451 | 634.751 | -18.352 | 616.399 | [15 empty] | 0 |  | 0
3-2014 | 2014-03-22 17:00 | 2014 | 3 | 22 | 17 | [7 empty] | 2.744 | 85.1491 | [7 empty] | 1148.1 | 625.015 | -18.071 | 606.944 | [15 empty] | 0 |  | 0
3-2014 | 2014-03-22 18:00 | 2014 | 3 | 22 | 18 | [7 empty] | 18.754 | 567.3085 | [7 empty] | 1174 | 626.766 | -17.862 | 608.904 | [15 empty] | 0 |  | 0
3-2014 | 2014-03-22 19:00 | 2014 | 3 | 22 | 19 | [7 empty] | 149.666 | 4452.5635 | [7 empty] | 1258.5 | 633.149 | -17.833 | 615.316 | [15 empty] | 0 |  | 0
3-2014 | 2014-03-22 20:00 | 2014 | 3 | 22 | 20 | [7 empty] | 340.369 | 11470.4353 | [7 empty] | 1460.7 | 650.587 | -19.768 | 630.819 | [15 empty] | 0 |  | 0
3-2014 | 2014-03-22 21:00 | 2014 | 3 | 22 | 21 | [7 empty] | 244.968 | 8804.1499 | [7 empty] | 1484 | 695.212 | -20.793 | 674.419 | [15 empty] | 0 |  | 0
3-2014 | 2014-03-22 22:00 | 2014 | 3 | 22 | 22 | [7 empty] | 269.119 | 8942.8244 | [7 empty] | 1486 | 696.908 | -19.939 | 676.969 | [15 empty] | 0 |  | 0
3-2014 | 2014-03-22 23:00 | 2014 | 3 | 22 | 23 | [7 empty] | 200.761 | 6446.4357 | [7 empty] | 1393.1 | 700.412 | -19.601 | 680.811 | [15 empty] | 0 |  | 0
3-2014 | 2014-03-23 | 2014 | 3 | 23 | 0 | [7 empty] | 109.208 | 3251.1222 | [7 empty] | 1183.1 | 674.863 | -17.505 | 657.358 | [15 empty] | 0 |  | 0
3-2014 | 2014-03-23 01:00 | 2014 | 3 | 23 | 1 | [7 empty] | 0 | 0 | [7 empty] | 871.549 | 674.603 | -16.952 | 657.651 | [15 empty] | 0 |  | 0
3-2014 | 2014-03-23 02:00 | 2014 | 3 | 23 | 2 | [7 empty] | 14.949 | 436.6603 | [7 empty] | 761.5 | 667.926 | -16.678 | 651.248 | [15 empty] | 14.949 |  | 436.6603
3-2014 | 2014-03-23 03:00 | 2014 | 3 | 23 | 3 | [7 empty] | 36.167 | 1020.6327 | [7 empty] | 734 | 677.079 | -17.613 | 659.466 | [15 empty] | 36.167 |  | 1020.6327
3-2014 | 2014-03-23 04:00 | 2014 | 3 | 23 | 4 | [7 empty] | 41.626 | 1151.3752 | [7 empty] | 733.7 | 685.362 | -17.936 | 667.426 | [15 empty] | 41.626 |  | 1151.3752
3-2014 | 2014-03-23 05:00 | 2014 | 3 | 23 | 5 | [7 empty] | 59.167 | 1695.1345 | [7 empty] | 795.6 | 696.67 | -18.953 | 677.717 | [15 empty] | 59.167 |  | 1695.1345
3-2014 | 2014-03-23 06:00 | 2014 | 3 | 23 | 6 | [7 empty] | 33.902 | 996.3798 | [7 empty] | 831.4 | 710.306 | -20.554 | 689.752 | [15 empty] | 33.902 |  | 996.3798
3-2014 | 2014-03-23 07:00 | 2014 | 3 | 23 | 7 | [7 empty] | 71.49 | 2178.3003 | [7 empty] | 986.8 | 727.811 | -21.421 | 706.39 | [15 empty] | 0 |  | 0
3-2014 | 2014-03-23 08:00 | 2014 | 3 | 23 | 8 | [7 empty] | 146.401 | 4519.3989 | [7 empty] | 1146 | 761.608 | -21.208 | 740.4 | [15 empty] | 0 |  | 0
3-2014 | 2014-03-23 09:00 | 2014 | 3 | 23 | 9 | [7 empty] | 243.084 | 8274.5794 | [7 empty] | 1312.1 | 795.231 | -24.097 | 771.134 | [15 empty] | 0 |  | 0
3-2014 | 2014-03-23 10:00 | 2014 | 3 | 23 | 10 | [7 empty] | 215.959 | 8014.2385 | [7 empty] | 1372.4 | 814.263 | -25.705 | 788.558 | [15 empty] | 0 |  | 0
3-2014 | 2014-03-23 11:00 | 2014 | 3 | 23 | 11 | [7 empty] | 147.169 | 8075.163 | [7 empty] | 1387.4 | 799.577 | -25.659 | 773.918 | [15 empty] | 0 |  | 0
3-2014 | 2014-03-23 12:00 | 2014 | 3 | 23 | 12 | [7 empty] | 108.927 | 4825.4661 | [7 empty] | 1408.5 | 768.03 | -25.053 | 742.977 | [15 empty] | 0 |  | 0
3-2014 | 2014-03-23 13:00 | 2014 | 3 | 23 | 13 | [7 empty] | 69.391 | 2774.9461 | [7 empty] | 1377.8 | 757.051 | -25.16 | 731.891 | [15 empty] | 0 |  | 0
3-2014 | 2014-03-23 14:00 | 2014 | 3 | 23 | 14 | [7 empty] | 14.348 | 555.985 | [7 empty] | 1327.8 | 749.291 | -25.443 | 723.848 | [15 empty] | 0 |  | 0
3-2014 | 2014-03-23 15:00 | 2014 | 3 | 23 | 15 | [7 empty] | 0 | 0 | [7 empty] | 1279.344 | 723.364 | -24.858 | 698.506 | [15 empty] | 0 |  | 0
3-2014 | 2014-03-23 16:00 | 2014 | 3 | 23 | 16 | [7 empty] | 0 | 0 | [7 empty] | 1282.734 | 706.319 | -24.603 | 681.716 | [15 empty] | 0 |  | 0
3-2014 | 2014-03-23 17:00 | 2014 | 3 | 23 | 17 | [7 empty] | 0 | 0 | [7 empty] | 1282.2 | 710.233 | -23.433 | 686.8 | [15 empty] | 0 |  | 0
3-2014 | 2014-03-23 18:00 | 2014 | 3 | 23 | 18 | [7 empty] | 102.787 | 3384.7759 | [7 empty] | 1313.5 | 715.405 | -23.518 | 691.887 | [15 empty] | 0 |  | 0
3-2014 | 2014-03-23 19:00 | 2014 | 3 | 23 | 19 | [7 empty] | 212.15 | 6871.5385 | [7 empty] | 1381.9 | 745.553 | -24.454 | 721.099 | [15 empty] | 0 |  | 0
3-2014 | 2014-03-23 20:00 | 2014 | 3 | 23 | 20 | [7 empty] | 252.871 | 15154.559 | [7 empty] | 1403.3 | 786.845 | -26.674 | 760.171 | [15 empty] | 0 |  | 0
3-2014 | 2014-03-23 21:00 | 2014 | 3 | 23 | 21 | [7 empty] | 140.895 | 13990.8735 | [7 empty] | 1349.6 | 862.963 | -28.218 | 834.745 | [15 empty] | 0 |  | 0
3-2014 | 2014-03-23 22:00 | 2014 | 3 | 23 | 22 | [7 empty] | 68.354 | 3805.2672 | [7 empty] | 1354.2 | 864.852 | -29.848 | 835.004 | [15 empty] | 0 |  | 0
3-2014 | 2014-03-23 23:00 | 2014 | 3 | 23 | 23 | [7 empty] | 38.927 | 2544.2687 | [7 empty] | 1363.6 | 857.353 | -31.026 | 826.327 | [15 empty] | 0 |  | 0
3-2014 | 2014-03-24 | 2014 | 3 | 24 | 0 | [7 empty] | 0 | 0 | [7 empty] | 1319.078 | 852.491 | -29.82 | 822.671 | [15 empty] | 0 |  | 0
3-2014 | 2014-03-24 01:00 | 2014 | 3 | 24 | 1 | [7 empty] | 0 | 0 | [7 empty] | 1188.047 | 846.952 | -29.299 | 817.653 | [15 empty] | 0 |  | 0
3-2014 | 2014-03-24 02:00 | 2014 | 3 | 24 | 2 | [7 empty] | 0 | 0 | [7 empty] | 1044.383 | 848.423 | -30.256 | 818.167 | [15 empty] | 0 |  | 0
3-2014 | 2014-03-24 03:00 | 2014 | 3 | 24 | 3 | [7 empty] | 0 | 0 | [7 empty] | 993.224 | 863.812 | -31.137 | 832.675 | [15 empty] | 0 |  | 0
3-2014 | 2014-03-24 04:00 | 2014 | 3 | 24 | 4 | [7 empty] | 0 | 0 | [7 empty] | 1036.763 | 889.747 | -33.26 | 856.487 | [15 empty] | 0 |  | 0
3-2014 | 2014-03-24 05:00 | 2014 | 3 | 24 | 5 | [7 empty] | 0 | 0 | [7 empty] | 1080.211 | 917.895 | -34.456 | 883.439 | [15 empty] | 0 |  | 0
3-2014 | 2014-03-24 06:00 | 2014 | 3 | 24 | 6 | [7 empty] | 0 | 0 | [7 empty] | 1091.363 | 977.173 | -36.986 | 940.187 | [15 empty] | 0 |  | 0
3-2014 | 2014-03-24 07:00 | 2014 | 3 | 24 | 7 | [7 empty] | 0 | 0 | [7 empty] | 1074.65 | 1079.418 | -40.368 | 1039.05 | [15 empty] | 0 |  | 0
3-2014 | 2014-03-24 08:00 | 2014 | 3 | 24 | 8 | [7 empty] | 0 | 0 | [7 empty] | 1061.037 | 1139.047 | -40.534 | 1098.513 | [15 empty] | 0 |  | 0
3-2014 | 2014-03-24 09:00 | 2014 | 3 | 24 | 9 | [7 empty] | 0 | 0 | [7 empty] | 1062.583 | 1141.358 | -39.491 | 1101.867 | [15 empty] | 0 |  | 0
3-2014 | 2014-03-24 10:00 | 2014 | 3 | 24 | 10 | [7 empty] | 0 | 0 | [7 empty] | 1108.983 | 1091.839 | -38.671 | 1053.168 | [15 empty] | 0 |  | 0
3-2014 | 2014-03-24 11:00 | 2014 | 3 | 24 | 11 | [7 empty] | 0 | 0 | [7 empty] | 1183.273 | 1016.415 | -37.538 | 978.877 | [15 empty] | 0 |  | 0
3-2014 | 2014-03-24 12:00 | 2014 | 3 | 24 | 12 | [7 empty] | 17.363 | 917.9818 | [7 empty] | 1199.6 | 955.582 | -37.369 | 918.213 | [15 empty] | 0 |  | 0
3-2014 | 2014-03-24 13:00 | 2014 | 3 | 24 | 13 | [7 empty] | 189.798 | 12667.1185 | [7 empty] | 1242.4 | 906.509 | -34.962 | 871.547 | [15 empty] | 0 |  | 0
3-2014 | 2014-03-24 14:00 | 2014 | 3 | 24 | 14 | [7 empty] | 240.393 | 16361.1476 | [7 empty] | 1276.1 | 870.88 | -32.537 | 838.343 | [15 empty] | 0 |  | 0
3-2014 | 2014-03-24 15:00 | 2014 | 3 | 24 | 15 | [7 empty] | 237.18 | 10056.432 | [7 empty] | 1307 | 836.39 | -31.06 | 805.33 | [15 empty] | 0 |  | 0
3-2014 | 2014-03-24 16:00 | 2014 | 3 | 24 | 16 | [7 empty] | 244.399 | 9705.0843 | [7 empty] | 1328.5 | 803.084 | -30.035 | 773.049 | [15 empty] | 0 |  | 0
3-2014 | 2014-03-24 17:00 | 2014 | 3 | 24 | 17 | [7 empty] | 275.552 | 10517.8198 | [7 empty] | 1327.4 | 795.146 | -29.545 | 765.601 | [15 empty] | 0 |  | 0
3-2014 | 2014-03-24 18:00 | 2014 | 3 | 24 | 18 | [7 empty] | 578.883 | 22391.1944 | [7 empty] | 1317.8 | 802.521 | -29.138 | 773.383 | [15 empty] | 0 |  | 0
3-2014 | 2014-03-24 19:00 | 2014 | 3 | 24 | 19 | [7 empty] | 746.402 | 31722.085 | [7 empty] | 1301.1 | 827.385 | -29.783 | 797.602 | [15 empty] | 0 |  | 0
3-2014 | 2014-03-24 20:00 | 2014 | 3 | 24 | 20 | [7 empty] | 797.553 | 71061.9723 | [7 empty] | 1266 | 874.578 | -32.575 | 842.003 | [15 empty] | 0 |  | 0
3-2014 | 2014-03-24 21:00 | 2014 | 3 | 24 | 21 | [7 empty] | 829.325 | 80544.044 | [7 empty] | 1214.5 | 932.102 | -33.677 | 898.425 | [15 empty] | 0 |  | 0
3-2014 | 2014-03-24 22:00 | 2014 | 3 | 24 | 22 | [7 empty] | 824.587 | 58545.677 | [7 empty] | 1213.7 | 927.345 | -34.158 | 893.187 | [15 empty] | 0 |  | 0
3-2014 | 2014-03-24 23:00 | 2014 | 3 | 24 | 23 | [7 empty] | 820.567 | 51531.6076 | [7 empty] | 1236.7 | 900.755 | -34.738 | 866.017 | [15 empty] | 0 |  | 0
3-2014 | 2014-03-25 | 2014 | 3 | 25 | 0 | [7 empty] | 826.348 | 39590.3327 | [7 empty] | 1269.9 | 870.955 | -33.257 | 837.698 | [15 empty] | 0 |  | 0
3-2014 | 2014-03-25 01:00 | 2014 | 3 | 25 | 1 | [7 empty] | 0 | 0 | [7 empty] | 388.843 | 836.901 | -30.644 | 806.257 | [15 empty] | 0 |  | 0
3-2014 | 2014-03-25 02:00 | 2014 | 3 | 25 | 2 | [7 empty] | 0 | 0 | [7 empty] | 398.41 | 824.295 | -30.255 | 794.04 | [15 empty] | 0 |  | 0
3-2014 | 2014-03-25 03:00 | 2014 | 3 | 25 | 3 | [7 empty] | 0 | 0 | [7 empty] | 438.464 | 820.595 | -31.759 | 788.836 | [15 empty] | 0 |  | 0
3-2014 | 2014-03-25 04:00 | 2014 | 3 | 25 | 4 | [7 empty] | 0 | 0 | [7 empty] | 432.13 | 832.552 | -33.032 | 799.52 | [15 empty] | 0 |  | 0
3-2014 | 2014-03-25 05:00 | 2014 | 3 | 25 | 5 | [7 empty] | 0 | 0 | [7 empty] | 433.818 | 849.444 | -32.063 | 817.381 | [15 empty] | 0 |  | 0
3-2014 | 2014-03-25 06:00 | 2014 | 3 | 25 | 6 | [7 empty] | 0 | 0 | [7 empty] | 397.959 | 898.907 | -33.866 | 865.041 | [15 empty] | 0 |  | 0
3-2014 | 2014-03-25 07:00 | 2014 | 3 | 25 | 7 | [7 empty] | 0 | 0 | [7 empty] | 298.266 | 1018.833 | -39.099 | 979.734 | [15 empty] | 0 |  | 0
3-2014 | 2014-03-25 08:00 | 2014 | 3 | 25 | 8 | [7 empty] | 0 | 0 | [7 empty] | 267.981 | 1047.414 | -39.245 | 1008.169 | [15 empty] | 0 |  | 0
3-2014 | 2014-03-25 09:00 | 2014 | 3 | 25 | 9 | [7 empty] | 0 | 0 | [7 empty] | 290.574 | 1028.357 | -39.632 | 988.725 | [15 empty] | 0 |  | 0
3-2014 | 2014-03-25 10:00 | 2014 | 3 | 25 | 10 | [7 empty] | 0 | 0 | [7 empty] | 306.817 | 1011.704 | -40.371 | 971.333 | [15 empty] | 0 |  | 0
3-2014 | 2014-03-25 11:00 | 2014 | 3 | 25 | 11 | [7 empty] | 0 | 0 | [7 empty] | 325.696 | 995.945 | -41.641 | 954.304 | [15 empty] | 0 |  | 0
3-2014 | 2014-03-25 12:00 | 2014 | 3 | 25 | 12 | [7 empty] | 0 | 0 | [7 empty] | 335.261 | 980.208 | -40.469 | 939.739 | [15 empty] | 0 |  | 0
3-2014 | 2014-03-25 13:00 | 2014 | 3 | 25 | 13 | [7 empty] | 0 | 0 | [7 empty] | 330.825 | 970.679 | -38.754 | 931.925 | [15 empty] | 0 |  | 0
3-2014 | 2014-03-25 14:00 | 2014 | 3 | 25 | 14 | [7 empty] | 0 | 0 | [7 empty] | 350.288 | 958.475 | -38.413 | 920.062 | [15 empty] | 0 |  | 0
3-2014 | 2014-03-25 15:00 | 2014 | 3 | 25 | 15 | [7 empty] | 0 | 0 | [7 empty] | 367.92 | 949.057 | -38.427 | 910.63 | [15 empty] | 0 |  | 0
3-2014 | 2014-03-25 16:00 | 2014 | 3 | 25 | 16 | [7 empty] | 0 | 0 | [7 empty] | 375.843 | 937.408 | -36.701 | 900.707 | [15 empty] | 0 |  | 0
3-2014 | 2014-03-25 17:00 | 2014 | 3 | 25 | 17 | [7 empty] | 0 | 0 | [7 empty] | 393.886 | 920.62 | -35.956 | 884.664 | [15 empty] | 0 |  | 0
3-2014 | 2014-03-25 18:00 | 2014 | 3 | 25 | 18 | [7 empty] | 0 | 0 | [7 empty] | 375.399 | 922.107 | -34.956 | 887.151 | [15 empty] | 0 |  | 0
3-2014 | 2014-03-25 19:00 | 2014 | 3 | 25 | 19 | [7 empty] | 142.19 | 7900.0764 | [7 empty] | 433.1 | 973.16 | -36.67 | 936.49 | [15 empty] | 0 |  | 0
3-2014 | 2014-03-25 20:00 | 2014 | 3 | 25 | 20 | [7 empty] | 166.426 | 15484.275 | [7 empty] | 419.3 | 1012.228 | -38.752 | 973.476 | [15 empty] | 0 |  | 0
3-2014 | 2014-03-25 21:00 | 2014 | 3 | 25 | 21 | [7 empty] | 159.3 | 20465.271 | [7 empty] | 368 | 1048.919 | -36.169 | 1012.75 | [15 empty] | 0 |  | 0
3-2014 | 2014-03-25 22:00 | 2014 | 3 | 25 | 22 | [7 empty] | 122.354 | 16221.6933 | [7 empty] | 364.7 | 1024.985 | -33.031 | 991.954 | [15 empty] | 0 |  | 0
3-2014 | 2014-03-25 23:00 | 2014 | 3 | 25 | 23 | [7 empty] | 70.253 | 5130.5766 | [7 empty] | 385.2 | 985.125 | -34.372 | 950.753 | [15 empty] | 0 |  | 0
3-2014 | 2014-03-26 | 2014 | 3 | 26 | 0 | [7 empty] | 61.898 | 3698.4055 | [7 empty] | 412.2 | 956.6 | -36.052 | 920.548 | [15 empty] | 0 |  | 0
3-2014 | 2014-03-26 01:00 | 2014 | 3 | 26 | 1 | [7 empty] | 0 | 0 | [7 empty] | 314.729 | 930.193 | -32.871 | 897.322 | [15 empty] | 0 |  | 0
3-2014 | 2014-03-26 02:00 | 2014 | 3 | 26 | 2 | [7 empty] | 0 | 0 | [7 empty] | 292.158 | 920.852 | -32.21 | 888.642 | [15 empty] | 0 |  | 0
3-2014 | 2014-03-26 03:00 | 2014 | 3 | 26 | 3 | [7 empty] | 0 | 0 | [7 empty] | 326.72 | 924.085 | -33.204 | 890.881 | [15 empty] | 0 |  | 0
3-2014 | 2014-03-26 04:00 | 2014 | 3 | 26 | 4 | [7 empty] | 0 | 0 | [7 empty] | 399.946 | 932.481 | -33.427 | 899.054 | [15 empty] | 0 |  | 0
3-2014 | 2014-03-26 05:00 | 2014 | 3 | 26 | 5 | [7 empty] | 0 | 0 | [7 empty] | 407.183 | 951.801 | -33.984 | 917.817 | [15 empty] | 0 |  | 0
3-2014 | 2014-03-26 06:00 | 2014 | 3 | 26 | 6 | [7 empty] | 0 | 0 | [7 empty] | 373.048 | 999.742 | -35.34 | 964.402 | [15 empty] | 0 |  | 0
3-2014 | 2014-03-26 07:00 | 2014 | 3 | 26 | 7 | [7 empty] | 0 | 0 | [7 empty] | 290.43 | 1088.728 | -37.008 | 1051.72 | [15 empty] | 0 |  | 0
3-2014 | 2014-03-26 08:00 | 2014 | 3 | 26 | 8 | [7 empty] | 0 | 0 | [7 empty] | 224.485 | 1136.858 | -38.043 | 1098.815 | [15 empty] | 0 |  | 0
3-2014 | 2014-03-26 09:00 | 2014 | 3 | 26 | 9 | [7 empty] | 0 | 0 | [7 empty] | 221.925 | 1143.859 | -39.084 | 1104.775 | [15 empty] | 0 |  | 0
3-2014 | 2014-03-26 10:00 | 2014 | 3 | 26 | 10 | [7 empty] | 0 | 0 | [7 empty] | 246.589 | 1111.6 | -38.189 | 1073.411 | [15 empty] | 0 |  | 0
3-2014 | 2014-03-26 11:00 | 2014 | 3 | 26 | 11 | [7 empty] | 1.325 | 77.9895 | [7 empty] | 281.6 | 1078 | -38.375 | 1039.625 | [15 empty] | 0 |  | 0
3-2014 | 2014-03-26 12:00 | 2014 | 3 | 26 | 12 | [7 empty] | 34.003 | 2348.2472 | [7 empty] | 344.7 | 1034.522 | -37.52 | 997.002 | [15 empty] | 0 |  | 0
3-2014 | 2014-03-26 13:00 | 2014 | 3 | 26 | 13 | [7 empty] | 33.207 | 2482.2233 | [7 empty] | 392.5 | 994.551 | -36.844 | 957.707 | [15 empty] | 0 |  | 0
3-2014 | 2014-03-26 14:00 | 2014 | 3 | 26 | 14 | [7 empty] | 18.095 | 1140.7088 | [7 empty] | 430.8 | 937.034 | -35.738 | 901.296 | [15 empty] | 0 |  | 0
3-2014 | 2014-03-26 15:00 | 2014 | 3 | 26 | 15 | [7 empty] | 9.809 | 477.2079 | [7 empty] | 463 | 894.771 | -34.813 | 859.958 | [15 empty] | 0 |  | 0
3-2014 | 2014-03-26 16:00 | 2014 | 3 | 26 | 16 | [7 empty] | 4.583 | 205.96 | [7 empty] | 485.1 | 856.947 | -34.464 | 822.483 | [15 empty] | 0 |  | 0
3-2014 | 2014-03-26 17:00 | 2014 | 3 | 26 | 17 | [7 empty] | 0 | 0 | [7 empty] | 515.43 | 834.485 | -31.915 | 802.57 | [15 empty] | 0 |  | 0
3-2014 | 2014-03-26 18:00 | 2014 | 3 | 26 | 18 | [7 empty] | 0 | 0 | [7 empty] | 539.193 | 831.986 | -32.179 | 799.807 | [15 empty] | 0 |  | 0
3-2014 | 2014-03-26 19:00 | 2014 | 3 | 26 | 19 | [7 empty] | 0 | 0 | [7 empty] | 526.127 | 849.126 | -32.253 | 816.873 | [15 empty] | 0 |  | 0
3-2014 | 2014-03-26 20:00 | 2014 | 3 | 26 | 20 | [7 empty] | 0 | 0 | [7 empty] | 493.958 | 887.602 | -34.261 | 853.341 | [15 empty] | 0 |  | 0
3-2014 | 2014-03-26 21:00 | 2014 | 3 | 26 | 21 | [7 empty] | 0 | 0 | [7 empty] | 413.293 | 969.595 | -36.588 | 933.007 | [15 empty] | 0 |  | 0
3-2014 | 2014-03-26 22:00 | 2014 | 3 | 26 | 22 | [7 empty] | 0 | 0 | [7 empty] | 405.526 | 992.068 | -37.744 | 954.324 | [15 empty] | 0 |  | 0
3-2014 | 2014-03-26 23:00 | 2014 | 3 | 26 | 23 | [7 empty] | 0 | 0 | [7 empty] | 428.429 | 969.846 | -37.125 | 932.721 | [15 empty] | 0 |  | 0
3-2014 | 2014-03-27 | 2014 | 3 | 27 | 0 | [7 empty] | 0 | 0 | [7 empty] | 440.227 | 950.047 | -38.123 | 911.924 | [15 empty] | 0 |  | 0
3-2014 | 2014-03-27 01:00 | 2014 | 3 | 27 | 1 | [7 empty] | 0 | 0 | [7 empty] | 411.061 | 937.843 | -39.054 | 898.789 | [15 empty] | 0 |  | 0
3-2014 | 2014-03-27 02:00 | 2014 | 3 | 27 | 2 | [7 empty] | 35.857 | 1679.5419 | [7 empty] | 428.3 | 931.831 | -36.975 | 894.856 | [15 empty] | 0 |  | 0
3-2014 | 2014-03-27 03:00 | 2014 | 3 | 27 | 3 | [7 empty] | 0 | 0 | [7 empty] | 442.494 | 938.615 | -37.659 | 900.956 | [15 empty] | 0 |  | 0
3-2014 | 2014-03-27 04:00 | 2014 | 3 | 27 | 4 | [7 empty] | 0 | 0 | [7 empty] | 438.333 | 947.225 | -38.259 | 908.966 | [15 empty] | 0 |  | 0
3-2014 | 2014-03-27 05:00 | 2014 | 3 | 27 | 5 | [7 empty] | 0 | 0 | [7 empty] | 424.265 | 964.336 | -38.151 | 926.185 | [15 empty] | 0 |  | 0
3-2014 | 2014-03-27 06:00 | 2014 | 3 | 27 | 6 | [7 empty] | 0 | 0 | [7 empty] | 390.664 | 1001.246 | -39.91 | 961.336 | [15 empty] | 0 |  | 0
3-2014 | 2014-03-27 07:00 | 2014 | 3 | 27 | 7 | [7 empty] | 0 | 0 | [7 empty] | 310.128 | 1082.793 | -42.371 | 1040.422 | [15 empty] | 0 |  | 0
3-2014 | 2014-03-27 08:00 | 2014 | 3 | 27 | 8 | [7 empty] | 0 | 0 | [7 empty] | 265.484 | 1109.626 | -39.759 | 1069.867 | [15 empty] | 0 |  | 0
3-2014 | 2014-03-27 09:00 | 2014 | 3 | 27 | 9 | [7 empty] | 0 | 0 | [7 empty] | 300.293 | 1082.272 | -39.715 | 1042.557 | [15 empty] | 0 |  | 0
3-2014 | 2014-03-27 10:00 | 2014 | 3 | 27 | 10 | [7 empty] | 0 | 0 | [7 empty] | 350.913 | 1045.926 | -39.989 | 1005.937 | [15 empty] | 0 |  | 0
3-2014 | 2014-03-27 11:00 | 2014 | 3 | 27 | 11 | [7 empty] | 0 | 0 | [7 empty] | 422.172 | 971.268 | -36.59 | 934.678 | [15 empty] | 0 |  | 0
3-2014 | 2014-03-27 12:00 | 2014 | 3 | 27 | 12 | [7 empty] | 0.37 | 21.6901 | [7 empty] | 476.2 | 913.481 | -33.611 | 879.87 | [15 empty] | 0 |  | 0
3-2014 | 2014-03-27 13:00 | 2014 | 3 | 27 | 13 | [7 empty] | 20.256 | 1095.4445 | [7 empty] | 530.9 | 871.992 | -31.786 | 840.206 | [15 empty] | 0 |  | 0
3-2014 | 2014-03-27 14:00 | 2014 | 3 | 27 | 14 | [7 empty] | 13.612 | 688.0866 | [7 empty] | 569.1 | 831.235 | -29.873 | 801.362 | [15 empty] | 0 |  | 0
3-2014 | 2014-03-27 15:00 | 2014 | 3 | 27 | 15 | [7 empty] | 9.572 | 430.2614 | [7 empty] | 599.4 | 794.616 | -27.595 | 767.021 | [15 empty] | 0 |  | 0
3-2014 | 2014-03-27 16:00 | 2014 | 3 | 27 | 16 | [7 empty] | 4.672 | 183.8385 | [7 empty] | 623.7 | 760.814 | -25.691 | 735.123 | [15 empty] | 0 |  | 0
3-2014 | 2014-03-27 17:00 | 2014 | 3 | 27 | 17 | [7 empty] | 0 | 0 | [7 empty] | 640.308 | 741.719 | -27.027 | 714.692 | [15 empty] | 0 |  | 0
3-2014 | 2014-03-27 18:00 | 2014 | 3 | 27 | 18 | [7 empty] | 0 | 0 | [7 empty] | 653.766 | 729.919 | -26.685 | 703.234 | [15 empty] | 0 |  | 0
3-2014 | 2014-03-27 19:00 | 2014 | 3 | 27 | 19 | [7 empty] | 0 | 0 | [7 empty] | 650.551 | 733.432 | -26.283 | 707.149 | [15 empty] | 0 |  | 0
3-2014 | 2014-03-27 20:00 | 2014 | 3 | 27 | 20 | [7 empty] | 0 | 0 | [7 empty] | 632.08 | 751.776 | -26.705 | 725.071 | [15 empty] | 0 |  | 0
3-2014 | 2014-03-27 21:00 | 2014 | 3 | 27 | 21 | [7 empty] | 0 | 0 | [7 empty] | 565.017 | 786.746 | -27.613 | 759.133 | [15 empty] | 0 |  | 0
3-2014 | 2014-03-27 22:00 | 2014 | 3 | 27 | 22 | [7 empty] | 19.533 | 755.1458 | [7 empty] | 549.3 | 790.106 | -26.873 | 763.233 | [15 empty] | 0 |  | 0
3-2014 | 2014-03-27 23:00 | 2014 | 3 | 27 | 23 | [7 empty] | 31.395 | 1085.9531 | [7 empty] | 575 | 755.58 | -25.335 | 730.245 | [15 empty] | 0 |  | 0
3-2014 | 2014-03-28 | 2014 | 3 | 28 | 0 | [7 empty] | 0 | 0 | [7 empty] | 537.901 | 711.714 | -23.065 | 688.649 | [15 empty] | 0 |  | 0
3-2014 | 2014-03-28 01:00 | 2014 | 3 | 28 | 1 | [7 empty] | 0 | 0 | [7 empty] | 496.349 | 670.244 | -23.293 | 646.951 | [15 empty] | 0 |  | 0
3-2014 | 2014-03-28 02:00 | 2014 | 3 | 28 | 2 | [7 empty] | 0 | 0 | [7 empty] | 364.678 | 648.144 | -22.522 | 625.622 | [15 empty] | 0 |  | 0
3-2014 | 2014-03-28 03:00 | 2014 | 3 | 28 | 3 | [7 empty] | 0 | 0 | [7 empty] | 341.536 | 630.854 | -22.14 | 608.714 | [15 empty] | 0 |  | 0
3-2014 | 2014-03-28 04:00 | 2014 | 3 | 28 | 4 | [7 empty] | 0 | 0 | [7 empty] | 323.889 | 632.103 | -22.993 | 609.11 | [15 empty] | 0 |  | 0
3-2014 | 2014-03-28 05:00 | 2014 | 3 | 28 | 5 | [7 empty] | 0 | 0 | [7 empty] | 270.225 | 640.374 | -22.749 | 617.625 | [15 empty] | 0 |  | 0
3-2014 | 2014-03-28 06:00 | 2014 | 3 | 28 | 6 | [7 empty] | 0 | 0 | [7 empty] | 280.394 | 675.671 | -23.865 | 651.806 | [15 empty] | 0 |  | 0
3-2014 | 2014-03-28 07:00 | 2014 | 3 | 28 | 7 | [7 empty] | 0 | 0 | [7 empty] | 260.319 | 757.998 | -25.717 | 732.281 | [15 empty] | 0 |  | 0
3-2014 | 2014-03-28 08:00 | 2014 | 3 | 28 | 8 | [7 empty] | 0 | 0 | [7 empty] | 265.381 | 794.808 | -25.339 | 769.469 | [15 empty] | 0 |  | 0
3-2014 | 2014-03-28 09:00 | 2014 | 3 | 28 | 9 | [7 empty] | 0 | 0 | [7 empty] | 281.152 | 788.906 | -24.757 | 764.149 | [15 empty] | 0 |  | 0
3-2014 | 2014-03-28 10:00 | 2014 | 3 | 28 | 10 | [7 empty] | 0 | 0 | [7 empty] | 309.731 | 762.631 | -24.762 | 737.869 | [15 empty] | 0 |  | 0
3-2014 | 2014-03-28 11:00 | 2014 | 3 | 28 | 11 | [7 empty] | 0 | 0 | [7 empty] | 316.078 | 753.055 | -24.983 | 728.072 | [15 empty] | 0 |  | 0
3-2014 | 2014-03-28 12:00 | 2014 | 3 | 28 | 12 | [7 empty] | 0 | 0 | [7 empty] | 335.06 | 734.848 | -23.608 | 711.24 | [15 empty] | 0 |  | 0
3-2014 | 2014-03-28 13:00 | 2014 | 3 | 28 | 13 | [7 empty] | 0 | 0 | [7 empty] | 343.045 | 720.124 | -22.169 | 697.955 | [15 empty] | 0 |  | 0
3-2014 | 2014-03-28 14:00 | 2014 | 3 | 28 | 14 | [7 empty] | 0 | 0 | [7 empty] | 351.333 | 711.98 | -21.463 | 690.517 | [15 empty] | 0 |  | 0
3-2014 | 2014-03-28 15:00 | 2014 | 3 | 28 | 15 | [7 empty] | 0 | 0 | [7 empty] | 367.818 | 689.922 | -20.44 | 669.482 | [15 empty] | 0 |  | 0
3-2014 | 2014-03-28 16:00 | 2014 | 3 | 28 | 16 | [7 empty] | 0 | 0 | [7 empty] | 374.611 | 679.559 | -20.02 | 659.539 | [15 empty] | 0 |  | 0
3-2014 | 2014-03-28 17:00 | 2014 | 3 | 28 | 17 | [7 empty] | 0 | 0 | [7 empty] | 375.846 | 678.221 | -20.918 | 657.303 | [15 empty] | 0 |  | 0
3-2014 | 2014-03-28 18:00 | 2014 | 3 | 28 | 18 | [7 empty] | 0 | 0 | [7 empty] | 379.678 | 673.973 | -20.351 | 653.622 | [15 empty] | 0 |  | 0
3-2014 | 2014-03-28 19:00 | 2014 | 3 | 28 | 19 | [7 empty] | 8.476 | 285.0479 | [7 empty] | 370.7 | 666.792 | -20.017 | 646.775 | [15 empty] | 0 |  | 0
3-2014 | 2014-03-28 20:00 | 2014 | 3 | 28 | 20 | [7 empty] | 14.475 | 496.3478 | [7 empty] | 362.6 | 670.797 | -19.773 | 651.024 | [15 empty] | 0 |  | 0
3-2014 | 2014-03-28 21:00 | 2014 | 3 | 28 | 21 | [7 empty] | 0 | 0 | [7 empty] | 343.526 | 708.707 | -21.634 | 687.073 | [15 empty] | 0 |  | 0
3-2014 | 2014-03-28 22:00 | 2014 | 3 | 28 | 22 | [7 empty] | 0 | 0 | [7 empty] | 344.887 | 698.336 | -20.923 | 677.413 | [15 empty] | 0 |  | 0
3-2014 | 2014-03-28 23:00 | 2014 | 3 | 28 | 23 | [7 empty] | 13.253 | 429.6623 | [7 empty] | 345.5 | 663.737 | -18.984 | 644.753 | [15 empty] | 0 |  | 0
3-2014 | 2014-03-29 | 2014 | 3 | 29 | 0 | [7 empty] | 0 | 0 | [7 empty] | 308.288 | 638.683 | -17.221 | 621.462 | [15 empty] | 0 |  | 0
3-2014 | 2014-03-29 01:00 | 2014 | 3 | 29 | 1 | [7 empty] | 0 | 0 | [7 empty] | 217.855 | 615.709 | -15.664 | 600.045 | [15 empty] | 0 |  | 0
3-2014 | 2014-03-29 02:00 | 2014 | 3 | 29 | 2 | [7 empty] | 0 | 0 | [7 empty] | 133.041 | 597.803 | -15.144 | 582.659 | [15 empty] | 0 |  | 0
3-2014 | 2014-03-29 03:00 | 2014 | 3 | 29 | 3 | [7 empty] | 0 | 0 | [7 empty] | 113.871 | 591.332 | -15.053 | 576.279 | [15 empty] | 0 |  | 0
3-2014 | 2014-03-29 04:00 | 2014 | 3 | 29 | 4 | [7 empty] | 0 | 0 | [7 empty] | 109.813 | 594.419 | -15.231 | 579.188 | [15 empty] | 0 |  | 0
3-2014 | 2014-03-29 05:00 | 2014 | 3 | 29 | 5 | [7 empty] | 27.367 | 833.0515 | [7 empty] | 125 | 605.3 | -15.633 | 589.667 | [15 empty] | 27.367 |  | 833.0515
3-2014 | 2014-03-29 06:00 | 2014 | 3 | 29 | 6 | [7 empty] | 33.802 | 1031.9751 | [7 empty] | 136.495 | 626.006 | -16.249 | 609.757 | [15 empty] | 33.802 |  | 1031.9751
3-2014 | 2014-03-29 07:00 | 2014 | 3 | 29 | 7 | [7 empty] | 39.393 | 1233.3948 | [7 empty] | 198.13 | 655.891 | -17.579 | 638.312 | [15 empty] | 12.262 |  | 383.9232
3-2014 | 2014-03-29 08:00 | 2014 | 3 | 29 | 8 | [7 empty] | 60.643 | 1919.351 | [7 empty] | 287.095 | 676.577 | -18.879 | 657.698 | [15 empty] | 0 |  | 0
3-2014 | 2014-03-29 09:00 | 2014 | 3 | 29 | 9 | [7 empty] | 71.905 | 2414.5699 | [7 empty] | 335.2 | 702.23 | -19.776 | 682.454 | [15 empty] | 0 |  | 0
3-2014 | 2014-03-29 10:00 | 2014 | 3 | 29 | 10 | [7 empty] | 0 | 0 | [7 empty] | 310.778 | 719.882 | -20.51 | 699.372 | [15 empty] | 0 |  | 0
3-2014 | 2014-03-29 11:00 | 2014 | 3 | 29 | 11 | [7 empty] | 0 | 0 | [7 empty] | 318.288 | 740.9 | -21.088 | 719.812 | [15 empty] | 0 |  | 0
3-2014 | 2014-03-29 12:00 | 2014 | 3 | 29 | 12 | [7 empty] | 0 | 0 | [7 empty] | 313.015 | 753.783 | -22.498 | 731.285 | [15 empty] | 0 |  | 0
3-2014 | 2014-03-29 13:00 | 2014 | 3 | 29 | 13 | [7 empty] | 9.373 | 406.3195 | [7 empty] | 305.7 | 762.011 | -23.138 | 738.873 | [15 empty] | 0 |  | 0
3-2014 | 2014-03-29 14:00 | 2014 | 3 | 29 | 14 | [7 empty] | 11.331 | 677.2539 | [7 empty] | 311.3 | 760.061 | -23.18 | 736.881 | [15 empty] | 0 |  | 0
3-2014 | 2014-03-29 15:00 | 2014 | 3 | 29 | 15 | [7 empty] | 32.541 | 1615.0098 | [7 empty] | 323.6 | 767.202 | -23.161 | 744.041 | [15 empty] | 0 |  | 0
3-2014 | 2014-03-29 16:00 | 2014 | 3 | 29 | 16 | [7 empty] | 22.03 | 850.7986 | [7 empty] | 317.1 | 770.495 | -23.115 | 747.38 | [15 empty] | 0 |  | 0
3-2014 | 2014-03-29 17:00 | 2014 | 3 | 29 | 17 | [7 empty] | 53.45 | 2605.153 | [7 empty] | 333.2 | 789.996 | -22.896 | 767.1 | [15 empty] | 0 |  | 0
3-2014 | 2014-03-29 18:00 | 2014 | 3 | 29 | 18 | [7 empty] | 79.627 | 3368.2221 | [7 empty] | 335.1 | 805.222 | -23.645 | 781.577 | [15 empty] | 0 |  | 0
3-2014 | 2014-03-29 19:00 | 2014 | 3 | 29 | 19 | [7 empty] | 87.253 | 3182.1169 | [7 empty] | 331.2 | 814.278 | -23.726 | 790.552 | [15 empty] | 0 |  | 0
3-2014 | 2014-03-29 20:00 | 2014 | 3 | 29 | 20 | [7 empty] | 112.085 | 4371.315 | [7 empty] | 332.8 | 845.709 | -24.624 | 821.085 | [15 empty] | 0 |  | 0
3-2014 | 2014-03-29 21:00 | 2014 | 3 | 29 | 21 | [7 empty] | 102.05 | 5034.1265 | [7 empty] | 297.1 | 876.824 | -23.724 | 853.1 | [15 empty] | 0 |  | 0
3-2014 | 2014-03-29 22:00 | 2014 | 3 | 29 | 22 | [7 empty] | 130.466 | 7897.107 | [7 empty] | 300.9 | 906.114 | -24.548 | 881.566 | [15 empty] | 0 |  | 0
3-2014 | 2014-03-29 23:00 | 2014 | 3 | 29 | 23 | [7 empty] | 6.218 | 238.3981 | [7 empty] | 141.7 | 914.325 | -24.257 | 890.068 | [15 empty] | 0 |  | 0
3-2014 | 2014-03-30 | 2014 | 3 | 30 | 0 | [7 empty] | 48.427 | 1598.091 | [7 empty] | 118.6 | 925.276 | -24.899 | 900.377 | [15 empty] | 0 |  | 0
3-2014 | 2014-03-30 01:00 | 2014 | 3 | 30 | 1 | [7 empty] | 62.926 | 1881.4874 | [7 empty] | 60.195 | 928.403 | -24.123 | 904.28 | [15 empty] | 62.926 |  | 1881.4874
3-2014 | 2014-03-30 02:00 | 2014 | 3 | 30 | 2 | [7 empty] | 89.844 | 2777.4881 | [7 empty] | 0 | 916.61 | -23.616 | 892.994 | [15 empty] | 89.844 |  | 2777.4881
3-2014 | 2014-03-30 03:00 | 2014 | 3 | 30 | 3 | [7 empty] | 167.571 | 5056.6349 | [7 empty] | 0 | 898.789 | -22.568 | 876.221 | [15 empty] | 167.571 |  | 5056.6349
3-2014 | 2014-03-30 04:00 | 2014 | 3 | 30 | 4 | [7 empty] | 162.246 | 4823.228 | [7 empty] | 0 | 884.155 | -22.509 | 861.646 | [15 empty] | 162.246 |  | 4823.228
3-2014 | 2014-03-30 05:00 | 2014 | 3 | 30 | 5 | [7 empty] | 136.796 | 4026.6005 | [7 empty] | 0 | 877.071 | -21.725 | 855.346 | [15 empty] | 136.796 |  | 4026.6005
3-2014 | 2014-03-30 06:00 | 2014 | 3 | 30 | 6 | [7 empty] | 138.245 | 4345.0404 | [7 empty] | 5.005 | 874.221 | -22.181 | 852.04 | [15 empty] | 138.245 |  | 4345.0404
3-2014 | 2014-03-30 07:00 | 2014 | 3 | 30 | 7 | [7 empty] | 120.057 | 3878.3573 | [7 empty] | 0 | 880.069 | -22.662 | 857.407 | [15 empty] | 120.057 |  | 3878.3573
3-2014 | 2014-03-30 08:00 | 2014 | 3 | 30 | 8 | [7 empty] | 54.111 | 1787.2489 | [7 empty] | 0 | 903.955 | -23.743 | 880.212 | [15 empty] | 54.111 |  | 1787.2489
3-2014 | 2014-03-30 09:00 | 2014 | 3 | 30 | 9 | [7 empty] | 133.744 | 5058.1981 | [7 empty] | 168.2 | 922.349 | -26.455 | 895.894 | [15 empty] | 0 |  | 0
3-2014 | 2014-03-30 10:00 | 2014 | 3 | 30 | 10 | [7 empty] | 135.072 | 8048.9405 | [7 empty] | 204.885 | 944.84 | -26.553 | 918.287 | [15 empty] | 0 |  | 0
3-2014 | 2014-03-30 11:00 | 2014 | 3 | 30 | 11 | [7 empty] | 84.897 | 5103.1587 | [7 empty] | 220.165 | 933.523 | -26.641 | 906.882 | [15 empty] | 0 |  | 0
3-2014 | 2014-03-30 12:00 | 2014 | 3 | 30 | 12 | [7 empty] | 106.316 | 5483.7793 | [7 empty] | 300.235 | 892.991 | -27.21 | 865.781 | [15 empty] | 0 |  | 0
3-2014 | 2014-03-30 13:00 | 2014 | 3 | 30 | 13 | [7 empty] | 101.319 | 4476.2734 | [7 empty] | 329.15 | 862.159 | -27.69 | 834.469 | [15 empty] | 0 |  | 0
3-2014 | 2014-03-30 14:00 | 2014 | 3 | 30 | 14 | [7 empty] | 48.468 | 1895.5835 | [7 empty] | 323.48 | 813.237 | -27.099 | 786.138 | [15 empty] | 0 |  | 0
3-2014 | 2014-03-30 15:00 | 2014 | 3 | 30 | 15 | [7 empty] | 0 | 0 | [7 empty] | 308.286 | 774.281 | -27.567 | 746.714 | [15 empty] | 0 |  | 0
3-2014 | 2014-03-30 16:00 | 2014 | 3 | 30 | 16 | [7 empty] | 0 | 0 | [7 empty] | 356.111 | 735.266 | -26.627 | 708.639 | [15 empty] | 0 |  | 0
3-2014 | 2014-03-30 17:00 | 2014 | 3 | 30 | 17 | [7 empty] | 0 | 0 | [7 empty] | 374.778 | 714.062 | -24.69 | 689.372 | [15 empty] | 0 |  | 0
3-2014 | 2014-03-30 18:00 | 2014 | 3 | 30 | 18 | [7 empty] | 0 | 0 | [7 empty] | 390.817 | 690.255 | -23.772 | 666.483 | [15 empty] | 0 |  | 0
3-2014 | 2014-03-30 19:00 | 2014 | 3 | 30 | 19 | [7 empty] | 6.643 | 216.8873 | [7 empty] | 379.8 | 699.5 | -23.507 | 675.993 | [15 empty] | 0 |  | 0
3-2014 | 2014-03-30 20:00 | 2014 | 3 | 30 | 20 | [7 empty] | 43.273 | 2513.7286 | [7 empty] | 369.8 | 734.15 | -24.227 | 709.923 | [15 empty] | 0 |  | 0
3-2014 | 2014-03-30 21:00 | 2014 | 3 | 30 | 21 | [7 empty] | 49.692 | 2234.1523 | [7 empty] | 315.2 | 813.986 | -26.044 | 787.942 | [15 empty] | 0 |  | 0
3-2014 | 2014-03-30 22:00 | 2014 | 3 | 30 | 22 | [7 empty] | 63.183 | 2395.8994 | [7 empty] | 315.9 | 822.716 | -26.283 | 796.433 | [15 empty] | 0 |  | 0
3-2014 | 2014-03-30 23:00 | 2014 | 3 | 30 | 23 | [7 empty] | 0 | 0 | [7 empty] | 183.139 | 827.812 | -26.8 | 801.012 | [15 empty] | 0 |  | 0
3-2014 | 2014-03-31 | 2014 | 3 | 31 | 0 | [7 empty] | 17.349 | 631.1566 | [7 empty] | 91.825 | 820.418 | -26.594 | 793.824 | [15 empty] | 0 |  | 0
3-2014 | 2014-03-31 01:00 | 2014 | 3 | 31 | 1 | [7 empty] | 52.438 | 1630.8218 | [7 empty] | 50.4 | 819.095 | -27.507 | 791.588 | [15 empty] | 52.438 |  | 1630.8218
3-2014 | 2014-03-31 02:00 | 2014 | 3 | 31 | 2 | [7 empty] | 67.028 | 2122.7768 | [7 empty] | 47.025 | 828.824 | -27.121 | 801.703 | [15 empty] | 67.028 |  | 2122.7768
3-2014 | 2014-03-31 03:00 | 2014 | 3 | 31 | 3 | [7 empty] | 105.475 | 3303.477 | [7 empty] | 41.88 | 848.412 | -27.117 | 821.295 | [15 empty] | 105.475 |  | 3303.477
3-2014 | 2014-03-31 04:00 | 2014 | 3 | 31 | 4 | [7 empty] | 118.186 | 3711.0404 | [7 empty] | 25.4 | 866.09 | -27.754 | 838.336 | [15 empty] | 118.186 |  | 3711.0404
3-2014 | 2014-03-31 05:00 | 2014 | 3 | 31 | 5 | [7 empty] | 117.024 | 3802.8499 | [7 empty] | 0 | 895.886 | -28.762 | 867.124 | [15 empty] | 117.024 |  | 3802.8499
3-2014 | 2014-03-31 06:00 | 2014 | 3 | 31 | 6 | [7 empty] | 194.767 | 6756.4672 | [7 empty] | 54.495 | 945.114 | -29.491 | 915.623 | [15 empty] | 140.273 |  | 4866.0704
3-2014 | 2014-03-31 07:00 | 2014 | 3 | 31 | 7 | [7 empty] | 196.13 | 24612.3537 | [7 empty] | 42.625 | 1033.953 | -33.149 | 1000.804 | [15 empty] | 153.504 |  | 19263.217
3-2014 | 2014-03-31 08:00 | 2014 | 3 | 31 | 8 | [7 empty] | 195.065 | 18414.136 | [7 empty] | 82.8 | 1086.477 | -35.461 | 1051.016 | [15 empty] | 112.266 |  | 10597.9104
3-2014 | 2014-03-31 09:00 | 2014 | 3 | 31 | 9 | [7 empty] | 111.075 | 8071.8202 | [7 empty] | 91.7 | 1071.771 | -35.246 | 1036.525 | [15 empty] | 19.375 |  | 1407.9812
3-2014 | 2014-03-31 10:00 | 2014 | 3 | 31 | 10 | [7 empty] | 57.22 | 2834.6788 | [7 empty] | 118.6 | 1020.351 | -35.181 | 985.17 | [15 empty] | 0 |  | 0
3-2014 | 2014-03-31 11:00 | 2014 | 3 | 31 | 11 | [7 empty] | 24.747 | 1254.9204 | [7 empty] | 171.9 | 930.295 | -32.597 | 897.698 | [15 empty] | 0 |  | 0
3-2014 | 2014-03-31 12:00 | 2014 | 3 | 31 | 12 | [7 empty] | 10.71 | 482.2713 | [7 empty] | 228.3 | 857.868 | -30.758 | 827.11 | [15 empty] | 0 |  | 0
3-2014 | 2014-03-31 13:00 | 2014 | 3 | 31 | 13 | [7 empty] | 2.843 | 117.0207 | [7 empty] | 267.1 | 810.34 | -29.047 | 781.293 | [15 empty] | 0 |  | 0
3-2014 | 2014-03-31 14:00 | 2014 | 3 | 31 | 14 | [7 empty] | 12.226 | 449.061 | [7 empty] | 295.8 | 785.647 | -28.521 | 757.126 | [15 empty] | 0 |  | 0
3-2014 | 2014-03-31 15:00 | 2014 | 3 | 31 | 15 | [7 empty] | 18.854 | 659.7015 | [7 empty] | 321.6 | 755.256 | -26.452 | 728.804 | [15 empty] | 0 |  | 0
3-2014 | 2014-03-31 16:00 | 2014 | 3 | 31 | 16 | [7 empty] | 0 | 0 | [7 empty] | 337.088 | 727.988 | -25.526 | 702.462 | [15 empty] | 0 |  | 0
3-2014 | 2014-03-31 17:00 | 2014 | 3 | 31 | 17 | [7 empty] | 0 | 0 | [7 empty] | 357.007 | 704.309 | -24.766 | 679.543 | [15 empty] | 0 |  | 0
3-2014 | 2014-03-31 18:00 | 2014 | 3 | 31 | 18 | [7 empty] | 0 | 0 | [7 empty] | 370.122 | 702.549 | -25.122 | 677.427 | [15 empty] | 0 |  | 0
3-2014 | 2014-03-31 19:00 | 2014 | 3 | 31 | 19 | [7 empty] | 0 | 0 | [7 empty] | 328.188 | 714.61 | -24.098 | 690.512 | [15 empty] | 0 |  | 0
3-2014 | 2014-03-31 20:00 | 2014 | 3 | 31 | 20 | [7 empty] | 0 | 0 | [7 empty] | 306.97 | 732.41 | -24.98 | 707.43 | [15 empty] | 0 |  | 0
3-2014 | 2014-03-31 21:00 | 2014 | 3 | 31 | 21 | [7 empty] | 0 | 0 | [7 empty] | 281.032 | 787.519 | -26.251 | 761.268 | [15 empty] | 0 |  | 0
3-2014 | 2014-03-31 22:00 | 2014 | 3 | 31 | 22 | [7 empty] | 0 | 0 | [7 empty] | 276.639 | 795.093 | -26.032 | 769.061 | [15 empty] | 0 |  | 0
3-2014 | 2014-03-31 23:00 | 2014 | 3 | 31 | 23 | [7 empty] | 0 | 0 | [7 empty] | 287.626 | 771.384 | -25.609 | 745.775 | [15 empty] | 0 |  | 0
3-2014 | 2014-04-01 | 2014 | 4 | 1 | 0 | [7 empty] | 0 | 0 | [7 empty] | 188.783 | 732.953 | -22.886 | 710.067 | [15 empty] | 0 |  | 0
4-2014 | 2014-04-01 01:00 | 2014 | 4 | 1 | 1 | [7 empty] | 7.2 | 218.808 | [7 empty] | 67.15 | 712.448 | -22.198 | 690.25 | [15 empty] | 7.2 |  | 218.808
4-2014 | 2014-04-01 02:00 | 2014 | 4 | 1 | 2 | [7 empty] | 0.5 | 14.85 | [7 empty] | 50.652 | 711.94 | -20.491 | 691.449 | [15 empty] | 0.5 |  | 14.85
4-2014 | 2014-04-01 03:00 | 2014 | 4 | 1 | 3 | [7 empty] | 0 | 0 | [7 empty] | 86.532 | 717.581 | -21.563 | 696.018 | [15 empty] | 0 |  | 0
4-2014 | 2014-04-01 04:00 | 2014 | 4 | 1 | 4 | [7 empty] | 0 | 0 | [7 empty] | 85.217 | 723.903 | -23.27 | 700.633 | [15 empty] | 0 |  | 0
4-2014 | 2014-04-01 05:00 | 2014 | 4 | 1 | 5 | [7 empty] | 0 | 0 | [7 empty] | 83.844 | 742.168 | -23.012 | 719.156 | [15 empty] | 0 |  | 0
4-2014 | 2014-04-01 06:00 | 2014 | 4 | 1 | 6 | [7 empty] | 0 | 0 | [7 empty] | 136.853 | 775.279 | -24.131 | 751.148 | [15 empty] | 0 |  | 0
4-2014 | 2014-04-01 07:00 | 2014 | 4 | 1 | 7 | [7 empty] | 0 | 0 | [7 empty] | 170.48 | 843.988 | -27.068 | 816.92 | [15 empty] | 0 |  | 0
4-2014 | 2014-04-01 08:00 | 2014 | 4 | 1 | 8 | [7 empty] | 0 | 0 | [7 empty] | 160.906 | 874.097 | -28.353 | 845.744 | [15 empty] | 0 |  | 0
4-2014 | 2014-04-01 09:00 | 2014 | 4 | 1 | 9 | [7 empty] | 0 | 0 | [7 empty] | 180.009 | 863.025 | -28.184 | 834.841 | [15 empty] | 0 |  | 0
4-2014 | 2014-04-01 10:00 | 2014 | 4 | 1 | 10 | [7 empty] | 0 | 0 | [7 empty] | 199.849 | 844.507 | -27.506 | 817.001 | [15 empty] | 0 |  | 0
4-2014 | 2014-04-01 11:00 | 2014 | 4 | 1 | 11 | [7 empty] | 0 | 0 | [7 empty] | 246.261 | 799.727 | -25.688 | 774.039 | [15 empty] | 0 |  | 0
4-2014 | 2014-04-01 12:00 | 2014 | 4 | 1 | 12 | [7 empty] | 0 | 0 | [7 empty] | 292.737 | 753.238 | -24.676 | 728.562 | [15 empty] | 0 |  | 0
4-2014 | 2014-04-01 13:00 | 2014 | 4 | 1 | 13 | [7 empty] | 0 | 0 | [7 empty] | 308.093 | 734.646 | -24.288 | 710.358 | [15 empty] | 0 |  | 0
4-2014 | 2014-04-01 14:00 | 2014 | 4 | 1 | 14 | [7 empty] | 0 | 0 | [7 empty] | 311.493 | 732.288 | -24.931 | 707.357 | [15 empty] | 0 |  | 0
4-2014 | 2014-04-01 15:00 | 2014 | 4 | 1 | 15 | [7 empty] | 0 | 0 | [7 empty] | 320.45 | 721.803 | -24.253 | 697.55 | [15 empty] | 0 |  | 0
4-2014 | 2014-04-01 16:00 | 2014 | 4 | 1 | 16 | [7 empty] | 0 | 0 | [7 empty] | 320.987 | 720.563 | -24.249 | 696.314 | [15 empty] | 0 |  | 0
4-2014 | 2014-04-01 17:00 | 2014 | 4 | 1 | 17 | [7 empty] | 0 | 0 | [7 empty] | 315.537 | 724.599 | -25.286 | 699.313 | [15 empty] | 0 |  | 0
4-2014 | 2014-04-01 18:00 | 2014 | 4 | 1 | 18 | [7 empty] | 0 | 0 | [7 empty] | 314.49 | 720.931 | -24.421 | 696.51 | [15 empty] | 0 |  | 0
4-2014 | 2014-04-01 19:00 | 2014 | 4 | 1 | 19 | [7 empty] | 0 | 0 | [7 empty] | 304.192 | 718.285 | -22.627 | 695.658 | [15 empty] | 0 |  | 0
4-2014 | 2014-04-01 20:00 | 2014 | 4 | 1 | 20 | [7 empty] | 24.774 | 2475.4181 | [7 empty] | 339 | 716.937 | -21.713 | 695.224 | [15 empty] | 0 |  | 0
4-2014 | 2014-04-01 21:00 | 2014 | 4 | 1 | 21 | [7 empty] | 10.496 | 1340.864 | [7 empty] | 297.7 | 757.528 | -22.432 | 735.096 | [15 empty] | 0 |  | 0
4-2014 | 2014-04-01 22:00 | 2014 | 4 | 1 | 22 | [7 empty] | 16.505 | 661.8505 | [7 empty] | 308.8 | 751.918 | -21.213 | 730.705 | [15 empty] | 0 |  | 0
4-2014 | 2014-04-01 23:00 | 2014 | 4 | 1 | 23 | [7 empty] | 22.89 | 780.7779 | [7 empty] | 341.2 | 709.877 | -20.337 | 689.54 | [15 empty] | 0 |  | 0
4-2014 | 2014-04-02 | 2014 | 4 | 2 | 0 | [7 empty] | 0 | 0 | [7 empty] | 277.904 | 671.032 | -19.086 | 651.946 | [15 empty] | 0 |  | 0
4-2014 | 2014-04-02 01:00 | 2014 | 4 | 2 | 1 | [7 empty] | 0 | 0 | [7 empty] | 198.762 | 628.959 | -17.271 | 611.688 | [15 empty] | 0 |  | 0
4-2014 | 2014-04-02 02:00 | 2014 | 4 | 2 | 2 | [7 empty] | 0 | 0 | [7 empty] | 194.173 | 596.314 | -16.287 | 580.027 | [15 empty] | 0 |  | 0
4-2014 | 2014-04-02 03:00 | 2014 | 4 | 2 | 3 | [7 empty] | 0 | 0 | [7 empty] | 194.307 | 592.407 | -16.164 | 576.243 | [15 empty] | 0 |  | 0
4-2014 | 2014-04-02 04:00 | 2014 | 4 | 2 | 4 | [7 empty] | 83.8 | 2467.91 | [7 empty] | 291.979 | 594.444 | -16.923 | 577.521 | [15 empty] | 0 |  | 0
4-2014 | 2014-04-02 05:00 | 2014 | 4 | 2 | 5 | [7 empty] | 99 | 3088.8 | [7 empty] | 289.11 | 615.5 | -18.06 | 597.44 | [15 empty] | 0 |  | 0
4-2014 | 2014-04-02 06:00 | 2014 | 4 | 2 | 6 | [7 empty] | 76.2 | 2744.724 | [7 empty] | 244.541 | 661.387 | -20.878 | 640.509 | [15 empty] | 0 |  | 0
4-2014 | 2014-04-02 07:00 | 2014 | 4 | 2 | 7 | [7 empty] | 0 | 0 | [7 empty] | 145.97 | 735.497 | -23.617 | 711.88 | [15 empty] | 0 |  | 0
4-2014 | 2014-04-02 08:00 | 2014 | 4 | 2 | 8 | [7 empty] | 18.041 | 792.902 | [7 empty] | 197.6 | 775.702 | -23.961 | 751.741 | [15 empty] | 0 |  | 0
4-2014 | 2014-04-02 09:00 | 2014 | 4 | 2 | 9 | [7 empty] | 38.964 | 3148.2912 | [7 empty] | 209.5 | 781.976 | -24.462 | 757.514 | [15 empty] | 0 |  | 0
4-2014 | 2014-04-02 10:00 | 2014 | 4 | 2 | 10 | [7 empty] | 17.903 | 1433.6722 | [7 empty] | 215.9 | 766.289 | -24.236 | 742.053 | [15 empty] | 0 |  | 0
4-2014 | 2014-04-02 11:00 | 2014 | 4 | 2 | 11 | [7 empty] | 0 | 0 | [7 empty] | 291.045 | 740.406 | -24.751 | 715.655 | [15 empty] | 0 |  | 0
4-2014 | 2014-04-02 12:00 | 2014 | 4 | 2 | 12 | [7 empty] | 0 | 0 | [7 empty] | 306.416 | 733.027 | -25.143 | 707.884 | [15 empty] | 0 |  | 0
4-2014 | 2014-04-02 13:00 | 2014 | 4 | 2 | 13 | [7 empty] | 0 | 0 | [7 empty] | 309.472 | 726.315 | -25.487 | 700.828 | [15 empty] | 0 |  | 0
4-2014 | 2014-04-02 14:00 | 2014 | 4 | 2 | 14 | [7 empty] | 0 | 0 | [7 empty] | 316.293 | 720.946 | -25.089 | 695.857 | [15 empty] | 0 |  | 0
4-2014 | 2014-04-02 15:00 | 2014 | 4 | 2 | 15 | [7 empty] | 0 | 0 | [7 empty] | 314.704 | 721.187 | -24.591 | 696.596 | [15 empty] | 0 |  | 0
4-2014 | 2014-04-02 16:00 | 2014 | 4 | 2 | 16 | [7 empty] | 0 | 0 | [7 empty] | 313.623 | 717.568 | -24.041 | 693.527 | [15 empty] | 0 |  | 0
4-2014 | 2014-04-02 17:00 | 2014 | 4 | 2 | 17 | [7 empty] | 0 | 0 | [7 empty] | 310.589 | 718.918 | -24.356 | 694.562 | [15 empty] | 0 |  | 0
4-2014 | 2014-04-02 18:00 | 2014 | 4 | 2 | 18 | [7 empty] | 0 | 0 | [7 empty] | 314.299 | 715.523 | -24.521 | 691.002 | [15 empty] | 0 |  | 0
4-2014 | 2014-04-02 19:00 | 2014 | 4 | 2 | 19 | [7 empty] | 0 | 0 | [7 empty] | 320.091 | 712.556 | -24.347 | 688.209 | [15 empty] | 0 |  | 0
4-2014 | 2014-04-02 20:00 | 2014 | 4 | 2 | 20 | [7 empty] | 23.325 | 879.819 | [7 empty] | 344.4 | 714.117 | -24.892 | 689.225 | [15 empty] | 0 |  | 0
4-2014 | 2014-04-02 21:00 | 2014 | 4 | 2 | 21 | [7 empty] | 17.481 | 1484.6613 | [7 empty] | 306.1 | 756.377 | -24.845 | 731.532 | [15 empty] | 0 |  | 0
4-2014 | 2014-04-02 22:00 | 2014 | 4 | 2 | 22 | [7 empty] | 11.16 | 410.0184 | [7 empty] | 318.4 | 744.997 | -25.237 | 719.76 | [15 empty] | 0 |  | 0
4-2014 | 2014-04-02 23:00 | 2014 | 4 | 2 | 23 | [7 empty] | 35.211 | 1196.8219 | [7 empty] | 356.4 | 704.368 | -24.257 | 680.111 | [15 empty] | 0 |  | 0
4-2014 | 2014-04-03 | 2014 | 4 | 3 | 0 | [7 empty] | 0 | 0 | [7 empty] | 291.966 | 652.28 | -21.646 | 630.634 | [15 empty] | 0 |  | 0
4-2014 | 2014-04-03 01:00 | 2014 | 4 | 3 | 1 | [7 empty] | 0 | 0 | [7 empty] | 193.304 | 610.936 | -19.641 | 591.295 | [15 empty] | 0 |  | 0
4-2014 | 2014-04-03 02:00 | 2014 | 4 | 3 | 2 | [7 empty] | 0 | 0 | [7 empty] | 178.109 | 583.894 | -17.653 | 566.241 | [15 empty] | 0 |  | 0
4-2014 | 2014-04-03 03:00 | 2014 | 4 | 3 | 3 | [7 empty] | 0 | 0 | [7 empty] | 232.143 | 571.157 | -18.351 | 552.806 | [15 empty] | 0 |  | 0
4-2014 | 2014-04-03 04:00 | 2014 | 4 | 3 | 4 | [7 empty] | 0 | 0 | [7 empty] | 225.708 | 565.301 | -17.559 | 547.742 | [15 empty] | 0 |  | 0
4-2014 | 2014-04-03 05:00 | 2014 | 4 | 3 | 5 | [7 empty] | 0 | 0 | [7 empty] | 189.733 | 577.138 | -18.221 | 558.917 | [15 empty] | 0 |  | 0
4-2014 | 2014-04-03 06:00 | 2014 | 4 | 3 | 6 | [7 empty] | 0 | 0 | [7 empty] | 148.135 | 610.039 | -19.974 | 590.065 | [15 empty] | 0 |  | 0
4-2014 | 2014-04-03 07:00 | 2014 | 4 | 3 | 7 | [7 empty] | 0 | 0 | [7 empty] | 157.079 | 680.287 | -21.966 | 658.321 | [15 empty] | 0 |  | 0
4-2014 | 2014-04-03 08:00 | 2014 | 4 | 3 | 8 | [7 empty] | 0 | 0 | [7 empty] | 231.87 | 727.647 | -22.917 | 704.73 | [15 empty] | 0 |  | 0
4-2014 | 2014-04-03 09:00 | 2014 | 4 | 3 | 9 | [7 empty] | 0 | 0 | [7 empty] | 306.165 | 731.466 | -23.081 | 708.385 | [15 empty] | 0 |  | 0
4-2014 | 2014-04-03 10:00 | 2014 | 4 | 3 | 10 | [7 empty] | 14.737 | 495.0158 | [7 empty] | 279.6 | 739.781 | -23.244 | 716.537 | [15 empty] | 0 |  | 0
4-2014 | 2014-04-03 11:00 | 2014 | 4 | 3 | 11 | [7 empty] | 9.327 | 362.727 | [7 empty] | 297.7 | 741.219 | -24.543 | 716.676 | [15 empty] | 0 |  | 0
4-2014 | 2014-04-03 12:00 | 2014 | 4 | 3 | 12 | [7 empty] | 0.05 | 1.93 | [7 empty] | 310.9 | 732.815 | -23.666 | 709.149 | [15 empty] | 0 |  | 0
4-2014 | 2014-04-03 13:00 | 2014 | 4 | 3 | 13 | [7 empty] | 0 | 0 | [7 empty] | 318.606 | 724.918 | -23.674 | 701.244 | [15 empty] | 0 |  | 0
4-2014 | 2014-04-03 14:00 | 2014 | 4 | 3 | 14 | [7 empty] | 0.006 | 0.25 | [7 empty] | 316.3 | 728.933 | -25.077 | 703.856 | [15 empty] | 0 |  | 0
4-2014 | 2014-04-03 15:00 | 2014 | 4 | 3 | 15 | [7 empty] | 1.159 | 46.2105 | [7 empty] | 320.8 | 724.082 | -24.273 | 699.809 | [15 empty] | 0 |  | 0
4-2014 | 2014-04-03 16:00 | 2014 | 4 | 3 | 16 | [7 empty] | 10.14 | 457.2126 | [7 empty] | 332.3 | 718.357 | -23.516 | 694.841 | [15 empty] | 0 |  | 0
4-2014 | 2014-04-03 17:00 | 2014 | 4 | 3 | 17 | [7 empty] | 0 | 0 | [7 empty] | 197.227 | 725.77 | -23.397 | 702.373 | [15 empty] | 0 |  | 0
4-2014 | 2014-04-03 18:00 | 2014 | 4 | 3 | 18 | [7 empty] | 23.132 | 1113.8058 | [7 empty] | 183 | 735.367 | -24.234 | 711.133 | [15 empty] | 0 |  | 0
4-2014 | 2014-04-03 19:00 | 2014 | 4 | 3 | 19 | [7 empty] | 24.246 | 1309.0415 | [7 empty] | 182.7 | 729.287 | -24.441 | 704.846 | [15 empty] | 0 |  | 0
4-2014 | 2014-04-03 20:00 | 2014 | 4 | 3 | 20 | [7 empty] | 36.535 | 1557.8524 | [7 empty] | 178.8 | 746.55 | -26.665 | 719.885 | [15 empty] | 0 |  | 0
4-2014 | 2014-04-03 21:00 | 2014 | 4 | 3 | 21 | [7 empty] | 15.291 | 674.486 | [7 empty] | 139.5 | 765.46 | -25.769 | 739.691 | [15 empty] | 0 |  | 0
4-2014 | 2014-04-03 22:00 | 2014 | 4 | 3 | 22 | [7 empty] | 5.039 | 228.0097 | [7 empty] | 152.9 | 739.877 | -24.739 | 715.138 | [15 empty] | 0 |  | 0
4-2014 | 2014-04-03 23:00 | 2014 | 4 | 3 | 23 | [7 empty] | 16.753 | 625.8921 | [7 empty] | 191.5 | 711.22 | -23.817 | 687.403 | [15 empty] | 0 |  | 0
4-2014 | 2014-04-04 | 2014 | 4 | 4 | 0 | [7 empty] | 2.314 | 67.2402 | [7 empty] | 187.85 | 670.498 | -20.184 | 650.314 | [15 empty] | 0 |  | 0
4-2014 | 2014-04-04 01:00 | 2014 | 4 | 4 | 1 | [7 empty] | 32.485 | 893.3375 | [7 empty] | 168.335 | 616.276 | -18.026 | 598.25 | [15 empty] | 0 |  | 0
4-2014 | 2014-04-04 02:00 | 2014 | 4 | 4 | 2 | [7 empty] | 88.186 | 2531.8201 | [7 empty] | 189.485 | 584.375 | -17.574 | 566.801 | [15 empty] | 0 |  | 0
4-2014 | 2014-04-04 03:00 | 2014 | 4 | 4 | 3 | [7 empty] | 98.368 | 2908.7418 | [7 empty] | 235.65 | 570.021 | -16.053 | 553.968 | [15 empty] | 0 |  | 0
4-2014 | 2014-04-04 04:00 | 2014 | 4 | 4 | 4 | [7 empty] | 26.159 | 724.6043 | [7 empty] | 222.15 | 560.984 | -16.276 | 544.708 | [15 empty] | 0 |  | 0
4-2014 | 2014-04-04 05:00 | 2014 | 4 | 4 | 5 | [7 empty] | 122.984 | 3568.9957 | [7 empty] | 341.35 | 569.246 | -17.262 | 551.984 | [15 empty] | 0 |  | 0
4-2014 | 2014-04-04 06:00 | 2014 | 4 | 4 | 6 | [7 empty] | 133.272 | 4146.0919 | [7 empty] | 340.9 | 596.922 | -18.449 | 578.473 | [15 empty] | 0 |  | 0
4-2014 | 2014-04-04 07:00 | 2014 | 4 | 4 | 7 | [7 empty] | 180.578 | 9969.7114 | [7 empty] | 374 | 658.026 | -20.748 | 637.278 | [15 empty] | 0 |  | 0
4-2014 | 2014-04-04 08:00 | 2014 | 4 | 4 | 8 | [7 empty] | 143.668 | 5420.5936 | [7 empty] | 332.5 | 689.577 | -22.659 | 666.918 | [15 empty] | 0 |  | 0
4-2014 | 2014-04-04 09:00 | 2014 | 4 | 4 | 9 | [7 empty] | 136.183 | 5507.2405 | [7 empty] | 279.4 | 699.154 | -22.972 | 676.182 | [15 empty] | 0 |  | 0
4-2014 | 2014-04-04 10:00 | 2014 | 4 | 4 | 10 | [7 empty] | 176.487 | 7264.2049 | [7 empty] | 280.4 | 738.129 | -25.342 | 712.787 | [15 empty] | 0 |  | 0
4-2014 | 2014-04-04 11:00 | 2014 | 4 | 4 | 11 | [7 empty] | 189.768 | 7951.2792 | [7 empty] | 281.5 | 748.625 | -26.257 | 722.368 | [15 empty] | 0 |  | 0
4-2014 | 2014-04-04 12:00 | 2014 | 4 | 4 | 12 | [7 empty] | 181.839 | 8562.7985 | [7 empty] | 281.5 | 736.393 | -25.654 | 710.739 | [15 empty] | 0 |  | 0
4-2014 | 2014-04-04 13:00 | 2014 | 4 | 4 | 13 | [7 empty] | 173.311 | 7334.5215 | [7 empty] | 284.5 | 726.062 | -24.851 | 701.211 | [15 empty] | 0 |  | 0
4-2014 | 2014-04-04 14:00 | 2014 | 4 | 4 | 14 | [7 empty] | 150.457 | 8285.667 | [7 empty] | 286.7 | 719.225 | -25.368 | 693.857 | [15 empty] | 0 |  | 0
4-2014 | 2014-04-04 15:00 | 2014 | 4 | 4 | 15 | [7 empty] | 130.287 | 6991.2004 | [7 empty] | 292.4 | 703.186 | -23.549 | 679.637 | [15 empty] | 0 |  | 0
4-2014 | 2014-04-04 16:00 | 2014 | 4 | 4 | 16 | [7 empty] | 87.915 | 3283.6253 | [7 empty] | 301.1 | 698.746 | -23.431 | 675.315 | [15 empty] | 0 |  | 0
4-2014 | 2014-04-04 17:00 | 2014 | 4 | 4 | 17 | [7 empty] | 0 | 0 | [7 empty] | 346.479 | 689.174 | -23.253 | 665.921 | [15 empty] | 0 |  | 0
4-2014 | 2014-04-04 18:00 | 2014 | 4 | 4 | 18 | [7 empty] | 0 | 0 | [7 empty] | 444.688 | 688.12 | -23.108 | 665.012 | [15 empty] | 0 |  | 0
4-2014 | 2014-04-04 19:00 | 2014 | 4 | 4 | 19 | [7 empty] | 0 | 0 | [7 empty] | 475.676 | 666.206 | -22.182 | 644.024 | [15 empty] | 0 |  | 0
4-2014 | 2014-04-04 20:00 | 2014 | 4 | 4 | 20 | [7 empty] | 0 | 0 | [7 empty] | 522.988 | 653.645 | -21.784 | 631.861 | [15 empty] | 0 |  | 0
4-2014 | 2014-04-04 21:00 | 2014 | 4 | 4 | 21 | [7 empty] | 0 | 0 | [7 empty] | 532.689 | 682.122 | -21.662 | 660.46 | [15 empty] | 0 |  | 0
4-2014 | 2014-04-04 22:00 | 2014 | 4 | 4 | 22 | [7 empty] | 0 | 0 | [7 empty] | 565.506 | 687.362 | -21.468 | 665.894 | [15 empty] | 0 |  | 0
4-2014 | 2014-04-04 23:00 | 2014 | 4 | 4 | 23 | [7 empty] | 0 | 0 | [7 empty] | 619.751 | 663.562 | -20.613 | 642.949 | [15 empty] | 0 |  | 0
4-2014 | 2014-04-05 | 2014 | 4 | 5 | 0 | [7 empty] | 0 | 0 | [7 empty] | 685.315 | 633.892 | -19.306 | 614.586 | [15 empty] | 0 |  | 0
4-2014 | 2014-04-05 01:00 | 2014 | 4 | 5 | 1 | [7 empty] | 0 | 0 | [7 empty] | 745.14 | 615.513 | -17.554 | 597.959 | [15 empty] | 0 |  | 0
4-2014 | 2014-04-05 02:00 | 2014 | 4 | 5 | 2 | [7 empty] | 0 | 0 | [7 empty] | 699.607 | 596.417 | -16.374 | 580.043 | [15 empty] | 0 |  | 0
4-2014 | 2014-04-05 03:00 | 2014 | 4 | 5 | 3 | [7 empty] | 0 | 0 | [7 empty] | 734.731 | 596.431 | -15.562 | 580.869 | [15 empty] | 0 |  | 0
4-2014 | 2014-04-05 04:00 | 2014 | 4 | 5 | 4 | [7 empty] | 0 | 0 | [7 empty] | 706.941 | 600.695 | -15.436 | 585.259 | [15 empty] | 0 |  | 0
4-2014 | 2014-04-05 05:00 | 2014 | 4 | 5 | 5 | [7 empty] | 0 | 0 | [7 empty] | 718.306 | 612.442 | -15.747 | 596.695 | [15 empty] | 0 |  | 0
4-2014 | 2014-04-05 06:00 | 2014 | 4 | 5 | 6 | [7 empty] | 0 | 0 | [7 empty] | 762.862 | 629.692 | -16.704 | 612.988 | [15 empty] | 0 |  | 0
4-2014 | 2014-04-05 07:00 | 2014 | 4 | 5 | 7 | [7 empty] | 0 | 0 | [7 empty] | 849.445 | 656.768 | -18.363 | 638.405 | [15 empty] | 0 |  | 0
4-2014 | 2014-04-05 08:00 | 2014 | 4 | 5 | 8 | [7 empty] | 0 | 0 | [7 empty] | 972.783 | 681.245 | -19.328 | 661.917 | [15 empty] | 0 |  | 0
4-2014 | 2014-04-05 09:00 | 2014 | 4 | 5 | 9 | [7 empty] | 0 | 0 | [7 empty] | 1111.63 | 721.558 | -21.188 | 700.37 | [15 empty] | 0 |  | 0
4-2014 | 2014-04-05 10:00 | 2014 | 4 | 5 | 10 | [7 empty] | 0 | 0 | [7 empty] | 1123.81 | 743.508 | -21.168 | 722.34 | [15 empty] | 0 |  | 0
4-2014 | 2014-04-05 11:00 | 2014 | 4 | 5 | 11 | [7 empty] | 0 | 0 | [7 empty] | 1129.42 | 744.812 | -20.532 | 724.28 | [15 empty] | 0 |  | 0
4-2014 | 2014-04-05 12:00 | 2014 | 4 | 5 | 12 | [7 empty] | 0 | 0 | [7 empty] | 1234.019 | 727.275 | -20.294 | 706.981 | [15 empty] | 0 |  | 0
4-2014 | 2014-04-05 13:00 | 2014 | 4 | 5 | 13 | [7 empty] | 0 | 0 | [7 empty] | 1289.178 | 706.319 | -19.947 | 686.372 | [15 empty] | 0 |  | 0
4-2014 | 2014-04-05 14:00 | 2014 | 4 | 5 | 14 | [7 empty] | 0 | 0 | [7 empty] | 1259.988 | 668.735 | -18.872 | 649.863 | [15 empty] | 0 |  | 0
4-2014 | 2014-04-05 15:00 | 2014 | 4 | 5 | 15 | [7 empty] | 0 | 0 | [7 empty] | 1214.43 | 641.972 | -17.853 | 624.119 | [15 empty] | 0 |  | 0
4-2014 | 2014-04-05 16:00 | 2014 | 4 | 5 | 16 | [7 empty] | 0 | 0 | [7 empty] | 1149.886 | 628.337 | -17.223 | 611.114 | [15 empty] | 0 |  | 0
4-2014 | 2014-04-05 17:00 | 2014 | 4 | 5 | 17 | [7 empty] | 0 | 0 | [7 empty] | 1172.483 | 625.314 | -17.798 | 607.516 | [15 empty] | 0 |  | 0
4-2014 | 2014-04-05 18:00 | 2014 | 4 | 5 | 18 | [7 empty] | 0 | 0 | [7 empty] | 1239.702 | 627.819 | -18.671 | 609.148 | [15 empty] | 0 |  | 0
4-2014 | 2014-04-05 19:00 | 2014 | 4 | 5 | 19 | [7 empty] | 0 | 0 | [7 empty] | 1267.987 | 626.016 | -19.003 | 607.013 | [15 empty] | 0 |  | 0
4-2014 | 2014-04-05 20:00 | 2014 | 4 | 5 | 20 | [7 empty] | 0 | 0 | [7 empty] | 1281.875 | 645.846 | -19.721 | 626.125 | [15 empty] | 0 |  | 0
4-2014 | 2014-04-05 21:00 | 2014 | 4 | 5 | 21 | [7 empty] | 0 | 0 | [7 empty] | 1254.69 | 692.245 | -21.635 | 670.61 | [15 empty] | 0 |  | 0
4-2014 | 2014-04-05 22:00 | 2014 | 4 | 5 | 22 | [7 empty] | 0 | 0 | [7 empty] | 1302.759 | 694.94 | -21.549 | 673.391 | [15 empty] | 0 |  | 0
4-2014 | 2014-04-05 23:00 | 2014 | 4 | 5 | 23 | [7 empty] | 0 | 0 | [7 empty] | 1319.045 | 690.826 | -21.171 | 669.655 | [15 empty] | 0 |  | 0
4-2014 | 2014-04-06 | 2014 | 4 | 6 | 0 | [7 empty] | 0 | 0 | [7 empty] | 1254.037 | 682.012 | -21.049 | 660.963 | [15 empty] | 0 |  | 0
4-2014 | 2014-04-06 01:00 | 2014 | 4 | 6 | 1 | [7 empty] | 50.85 | 1622.6235 | [7 empty] | 1244.7 | 684.187 | -20.036 | 664.151 | [15 empty] | 0 |  | 0
4-2014 | 2014-04-06 02:00 | 2014 | 4 | 6 | 2 | [7 empty] | 46.776 | 1494.961 | [7 empty] | 1153.6 | 687.602 | -19.276 | 668.326 | [15 empty] | 0 |  | 0
4-2014 | 2014-04-06 03:00 | 2014 | 4 | 6 | 3 | [7 empty] | 60.526 | 1929.5689 | [7 empty] | 1104.5 | 690.592 | -19.516 | 671.076 | [15 empty] | 0 |  | 0
4-2014 | 2014-04-06 04:00 | 2014 | 4 | 6 | 4 | [7 empty] | 88.805 | 2846.2002 | [7 empty] | 1084.1 | 703.1 | -19.695 | 683.405 | [15 empty] | 0 |  | 0
4-2014 | 2014-04-06 05:00 | 2014 | 4 | 6 | 5 | [7 empty] | 109.736 | 3574.1015 | [7 empty] | 1067.7 | 717.051 | -20.966 | 696.085 | [15 empty] | 0 |  | 0
4-2014 | 2014-04-06 06:00 | 2014 | 4 | 6 | 6 | [7 empty] | 163.735 | 5460.5622 | [7 empty] | 1156 | 742.309 | -22.574 | 719.735 | [15 empty] | 0 |  | 0
4-2014 | 2014-04-06 07:00 | 2014 | 4 | 6 | 7 | [7 empty] | 163.319 | 6413.5371 | [7 empty] | 1266.3 | 772.652 | -24.234 | 748.418 | [15 empty] | 0 |  | 0
4-2014 | 2014-04-06 08:00 | 2014 | 4 | 6 | 8 | [7 empty] | 130.869 | 4808.1271 | [7 empty] | 1321.2 | 794.461 | -24.392 | 770.069 | [15 empty] | 0 |  | 0
4-2014 | 2014-04-06 09:00 | 2014 | 4 | 6 | 9 | [7 empty] | 98.581 | 3764.8084 | [7 empty] | 1321.8 | 809.996 | -25.965 | 784.031 | [15 empty] | 0 |  | 0
4-2014 | 2014-04-06 10:00 | 2014 | 4 | 6 | 10 | [7 empty] | 23.209 | 781.9112 | [7 empty] | 1316.4 | 779.84 | -24.631 | 755.209 | [15 empty] | 0 |  | 0
4-2014 | 2014-04-06 11:00 | 2014 | 4 | 6 | 11 | [7 empty] | 24.194 | 795.4987 | [7 empty] | 1371.1 | 701.857 | -21.362 | 680.495 | [15 empty] | 0 |  | 0
4-2014 | 2014-04-06 12:00 | 2014 | 4 | 6 | 12 | [7 empty] | 94.405 | 3066.2744 | [7 empty] | 1421.1 | 655.519 | -19.815 | 635.704 | [15 empty] | 0 |  | 0
4-2014 | 2014-04-06 13:00 | 2014 | 4 | 6 | 13 | [7 empty] | 166.379 | 5274.2143 | [7 empty] | 1433.5 | 626.405 | -18.575 | 607.83 | [15 empty] | 0 |  | 0
4-2014 | 2014-04-06 14:00 | 2014 | 4 | 6 | 14 | [7 empty] | 140.278 | 4421.5626 | [7 empty] | 1421.7 | 605.769 | -17.94 | 587.829 | [15 empty] | 0 |  | 0
4-2014 | 2014-04-06 15:00 | 2014 | 4 | 6 | 15 | [7 empty] | 159.068 | 4816.579 | [7 empty] | 1396.7 | 588.696 | -17.478 | 571.218 | [15 empty] | 0 |  | 0
4-2014 | 2014-04-06 16:00 | 2014 | 4 | 6 | 16 | [7 empty] | 221.473 | 6653.0489 | [7 empty] | 1400.8 | 589.611 | -17.689 | 571.922 | [15 empty] | 0 |  | 0
4-2014 | 2014-04-06 17:00 | 2014 | 4 | 6 | 17 | [7 empty] | 238.19 | 7305.2873 | [7 empty] | 1399 | 587.854 | -18.114 | 569.74 | [15 empty] | 0 |  | 0
4-2014 | 2014-04-06 18:00 | 2014 | 4 | 6 | 18 | [7 empty] | 235.084 | 7275.8498 | [7 empty] | 1396.2 | 599.282 | -17.998 | 581.284 | [15 empty] | 0 |  | 0
4-2014 | 2014-04-06 19:00 | 2014 | 4 | 6 | 19 | [7 empty] | 234.221 | 7413.0947 | [7 empty] | 1458.3 | 601.441 | -18.121 | 583.32 | [15 empty] | 0 |  | 0
4-2014 | 2014-04-06 20:00 | 2014 | 4 | 6 | 20 | [7 empty] | 239.799 | 9692.6756 | [7 empty] | 1474.6 | 618.772 | -18.873 | 599.899 | [15 empty] | 0 |  | 0
4-2014 | 2014-04-06 21:00 | 2014 | 4 | 6 | 21 | [7 empty] | 216.866 | 9930.2941 | [7 empty] | 1428.3 | 673.166 | -20.051 | 653.115 | [15 empty] | 0 |  | 0
4-2014 | 2014-04-06 22:00 | 2014 | 4 | 6 | 22 | [7 empty] | 131.898 | 5639.9585 | [7 empty] | 1431.9 | 659.35 | -19.653 | 639.697 | [15 empty] | 0 |  | 0
4-2014 | 2014-04-06 23:00 | 2014 | 4 | 6 | 23 | [7 empty] | 0 | 0 | [7 empty] | 1260.207 | 628.215 | -18.322 | 609.893 | [15 empty] | 0 |  | 0
4-2014 | 2014-04-07 | 2014 | 4 | 7 | 0 | [7 empty] | 29.243 | 899.2223 | [7 empty] | 1097.6 | 592.717 | -17.673 | 575.044 | [15 empty] | 0 |  | 0
4-2014 | 2014-04-07 01:00 | 2014 | 4 | 7 | 1 | [7 empty] | 0 | 0 | [7 empty] | 954.661 | 560.823 | -16.384 | 544.439 | [15 empty] | 0 |  | 0
4-2014 | 2014-04-07 02:00 | 2014 | 4 | 7 | 2 | [7 empty] | 15.692 | 405.1674 | [7 empty] | 890.1 | 557.505 | -16.313 | 541.192 | [15 empty] | 0 |  | 0
4-2014 | 2014-04-07 03:00 | 2014 | 4 | 7 | 3 | [7 empty] | 26.91 | 633.9996 | [7 empty] | 878.9 | 553.28 | -15.469 | 537.811 | [15 empty] | 26.91 |  | 633.9996
4-2014 | 2014-04-07 04:00 | 2014 | 4 | 7 | 4 | [7 empty] | 0 | 0 | [7 empty] | 883.263 | 557.718 | -16.031 | 541.687 | [15 empty] | 0 |  | 0
4-2014 | 2014-04-07 05:00 | 2014 | 4 | 7 | 5 | [7 empty] | 0 | 0 | [7 empty] | 932.023 | 571.899 | -17.222 | 554.677 | [15 empty] | 0 |  | 0
4-2014 | 2014-04-07 06:00 | 2014 | 4 | 7 | 6 | [7 empty] | 200.89 | 6551.0229 | [7 empty] | 1117 | 623.203 | -19.463 | 603.74 | [15 empty] | 0 |  | 0
4-2014 | 2014-04-07 07:00 | 2014 | 4 | 7 | 7 | [7 empty] | 327.278 | 17836.651 | [7 empty] | 1293.3 | 699.314 | -22.336 | 676.978 | [15 empty] | 0 |  | 0
4-2014 | 2014-04-07 08:00 | 2014 | 4 | 7 | 8 | [7 empty] | 265.622 | 9442.8621 | [7 empty] | 1387.2 | 733.243 | -21.671 | 711.572 | [15 empty] | 0 |  | 0
4-2014 | 2014-04-07 09:00 | 2014 | 4 | 7 | 9 | [7 empty] | 123.635 | 5966.6251 | [7 empty] | 1393.1 | 741.478 | -21.643 | 719.835 | [15 empty] | 0 |  | 0
4-2014 | 2014-04-07 10:00 | 2014 | 4 | 7 | 10 | [7 empty] | 25.598 | 2086.749 | [7 empty] | 1396.9 | 740.512 | -22.664 | 717.848 | [15 empty] | 0 |  | 0
4-2014 | 2014-04-07 11:00 | 2014 | 4 | 7 | 11 | [7 empty] | 16.213 | 1393.6695 | [7 empty] | 1415.7 | 738.9 | -23.237 | 715.663 | [15 empty] | 0 |  | 0
4-2014 | 2014-04-07 12:00 | 2014 | 4 | 7 | 12 | [7 empty] | 16.88 | 1106.1464 | [7 empty] | 1432.8 | 731.096 | -23.317 | 707.779 | [15 empty] | 0 |  | 0
4-2014 | 2014-04-07 13:00 | 2014 | 4 | 7 | 13 | [7 empty] | 12.435 | 1272.4735 | [7 empty] | 1445.8 | 717.806 | -23.171 | 694.635 | [15 empty] | 0 |  | 0
4-2014 | 2014-04-07 14:00 | 2014 | 4 | 7 | 14 | [7 empty] | 26.317 | 1271.1111 | [7 empty] | 1455.8 | 712.486 | -23.67 | 688.816 | [15 empty] | 0 |  | 0
4-2014 | 2014-04-07 15:00 | 2014 | 4 | 7 | 15 | [7 empty] | 28.809 | 2281.3847 | [7 empty] | 1468.6 | 692.424 | -23.364 | 669.06 | [15 empty] | 0 |  | 0
4-2014 | 2014-04-07 16:00 | 2014 | 4 | 7 | 16 | [7 empty] | 75.82 | 2650.6672 | [7 empty] | 1485.1 | 686.253 | -22.383 | 663.87 | [15 empty] | 0 |  | 0
4-2014 | 2014-04-07 17:00 | 2014 | 4 | 7 | 17 | [7 empty] | 55.442 | 2297.5165 | [7 empty] | 1488.9 | 677.649 | -23.107 | 654.542 | [15 empty] | 0 |  | 0
4-2014 | 2014-04-07 18:00 | 2014 | 4 | 7 | 18 | [7 empty] | 54.101 | 2527.0577 | [7 empty] | 1495.7 | 680.421 | -23.17 | 657.251 | [15 empty] | 0 |  | 0
4-2014 | 2014-04-07 19:00 | 2014 | 4 | 7 | 19 | [7 empty] | 55.933 | 2083.5042 | [7 empty] | 1492.9 | 686.552 | -23.369 | 663.183 | [15 empty] | 0 |  | 0
4-2014 | 2014-04-07 20:00 | 2014 | 4 | 7 | 20 | [7 empty] | 68.506 | 2540.2025 | [7 empty] | 1473 | 687.849 | -22.343 | 665.506 | [15 empty] | 0 |  | 0
4-2014 | 2014-04-07 21:00 | 2014 | 4 | 7 | 21 | [7 empty] | 43.115 | 1850.4958 | [7 empty] | 1434.7 | 716.56 | -21.995 | 694.565 | [15 empty] | 0 |  | 0
4-2014 | 2014-04-07 22:00 | 2014 | 4 | 7 | 22 | [7 empty] | 28.676 | 1277.229 | [7 empty] | 1445.5 | 693.611 | -21.585 | 672.026 | [15 empty] | 0 |  | 0
4-2014 | 2014-04-07 23:00 | 2014 | 4 | 7 | 23 | [7 empty] | 0 | 0 | [7 empty] | 1382.888 | 664.145 | -21.333 | 642.812 | [15 empty] | 0 |  | 0
4-2014 | 2014-04-08 | 2014 | 4 | 8 | 0 | [7 empty] | 0 | 0 | [7 empty] | 1348.599 | 633.83 | -20.18 | 613.65 | [15 empty] | 0 |  | 0
4-2014 | 2014-04-08 01:00 | 2014 | 4 | 8 | 1 | [7 empty] | 0 | 0 | [7 empty] | 1175.506 | 590.787 | -18.442 | 572.345 | [15 empty] | 0 |  | 0
4-2014 | 2014-04-08 02:00 | 2014 | 4 | 8 | 2 | [7 empty] | 0 | 0 | [7 empty] | 1049.931 | 571.539 | -18.22 | 553.319 | [15 empty] | 0 |  | 0
4-2014 | 2014-04-08 03:00 | 2014 | 4 | 8 | 3 | [7 empty] | 0 | 0 | [7 empty] | 978.397 | 566.611 | -18.008 | 548.603 | [15 empty] | 0 |  | 0
4-2014 | 2014-04-08 04:00 | 2014 | 4 | 8 | 4 | [7 empty] | 0 | 0 | [7 empty] | 914.017 | 573.493 | -17.66 | 555.833 | [15 empty] | 0 |  | 0
4-2014 | 2014-04-08 05:00 | 2014 | 4 | 8 | 5 | [7 empty] | 0 | 0 | [7 empty] | 978.999 | 584.202 | -18.201 | 566.001 | [15 empty] | 0 |  | 0
4-2014 | 2014-04-08 06:00 | 2014 | 4 | 8 | 6 | [7 empty] | 0 | 0 | [7 empty] | 1023.619 | 623.158 | -20.077 | 603.081 | [15 empty] | 0 |  | 0
4-2014 | 2014-04-08 07:00 | 2014 | 4 | 8 | 7 | [7 empty] | 163.42 | 15827.227 | [7 empty] | 1273.5 | 704.983 | -22.763 | 682.22 | [15 empty] | 0 |  | 0
4-2014 | 2014-04-08 08:00 | 2014 | 4 | 8 | 8 | [7 empty] | 124.586 | 5332.2808 | [7 empty] | 1374.7 | 748.67 | -24.085 | 724.585 | [15 empty] | 0 |  | 0
4-2014 | 2014-04-08 09:00 | 2014 | 4 | 8 | 9 | [7 empty] | 24.556 | 1077.2717 | [7 empty] | 1380.2 | 754.601 | -24.695 | 729.906 | [15 empty] | 0 |  | 0
4-2014 | 2014-04-08 10:00 | 2014 | 4 | 8 | 10 | [7 empty] | 20.358 | 744.4921 | [7 empty] | 1384.2 | 761.599 | -24.192 | 737.407 | [15 empty] | 0 |  | 0
4-2014 | 2014-04-08 11:00 | 2014 | 4 | 8 | 11 | [7 empty] | 47.287 | 1672.5412 | [7 empty] | 1400.5 | 756.606 | -23.719 | 732.887 | [15 empty] | 0 |  | 0
4-2014 | 2014-04-08 12:00 | 2014 | 4 | 8 | 12 | [7 empty] | 64.558 | 2367.3419 | [7 empty] | 1422.7 | 737.273 | -23.165 | 714.108 | [15 empty] | 0 |  | 0
4-2014 | 2014-04-08 13:00 | 2014 | 4 | 8 | 13 | [7 empty] | 56.762 | 2236.4228 | [7 empty] | 1436.9 | 726.165 | -23.203 | 702.962 | [15 empty] | 0 |  | 0
4-2014 | 2014-04-08 14:00 | 2014 | 4 | 8 | 14 | [7 empty] | 80.69 | 2845.1294 | [7 empty] | 1453 | 704.753 | -22.813 | 681.94 | [15 empty] | 0 |  | 0
4-2014 | 2014-04-08 15:00 | 2014 | 4 | 8 | 15 | [7 empty] | 115.654 | 4020.133 | [7 empty] | 1469.9 | 697.123 | -22.119 | 675.004 | [15 empty] | 0 |  | 0
4-2014 | 2014-04-08 16:00 | 2014 | 4 | 8 | 16 | [7 empty] | 167.12 | 5306.06 | [7 empty] | 1461.1 | 681.819 | -20.849 | 660.97 | [15 empty] | 0 |  | 0
4-2014 | 2014-04-08 17:00 | 2014 | 4 | 8 | 17 | [7 empty] | 283.414 | 8352.2106 | [7 empty] | 1452.7 | 675.032 | -19.818 | 655.214 | [15 empty] | 0 |  | 0
4-2014 | 2014-04-08 18:00 | 2014 | 4 | 8 | 18 | [7 empty] | 281.529 | 8817.4883 | [7 empty] | 1454.2 | 671.333 | -19.754 | 651.579 | [15 empty] | 0 |  | 0
4-2014 | 2014-04-08 19:00 | 2014 | 4 | 8 | 19 | [7 empty] | 267.034 | 8547.7583 | [7 empty] | 1457.3 | 674.589 | -19.855 | 654.734 | [15 empty] | 0 |  | 0
4-2014 | 2014-04-08 20:00 | 2014 | 4 | 8 | 20 | [7 empty] | 241.403 | 7954.2289 | [7 empty] | 1459.2 | 681.849 | -20.096 | 661.753 | [15 empty] | 0 |  | 0
4-2014 | 2014-04-08 21:00 | 2014 | 4 | 8 | 21 | [7 empty] | 162.832 | 5977.5627 | [7 empty] | 1413 | 732.558 | -21.476 | 711.082 | [15 empty] | 0 |  | 0
4-2014 | 2014-04-08 22:00 | 2014 | 4 | 8 | 22 | [7 empty] | 86.989 | 3136.8233 | [7 empty] | 1417.6 | 727.993 | -20.354 | 707.639 | [15 empty] | 0 |  | 0
4-2014 | 2014-04-08 23:00 | 2014 | 4 | 8 | 23 | [7 empty] | 40.984 | 1280.75 | [7 empty] | 1353.3 | 707.397 | -20.213 | 687.184 | [15 empty] | 0 |  | 0
4-2014 | 2014-04-09 | 2014 | 4 | 9 | 0 | [7 empty] | 0 | 0 | [7 empty] | 1234.931 | 660.272 | -18.603 | 641.669 | [15 empty] | 0 |  | 0
4-2014 | 2014-04-09 01:00 | 2014 | 4 | 9 | 1 | [7 empty] | 0 | 0 | [7 empty] | 997.203 | 637.409 | -17.511 | 619.898 | [15 empty] | 0 |  | 0
4-2014 | 2014-04-09 02:00 | 2014 | 4 | 9 | 2 | [7 empty] | 16.311 | 468.615 | [7 empty] | 868 | 620.678 | -16.967 | 603.711 | [15 empty] | 0 |  | 0
4-2014 | 2014-04-09 03:00 | 2014 | 4 | 9 | 3 | [7 empty] | 54.271 | 1664.4916 | [7 empty] | 924 | 614.084 | -17.113 | 596.971 | [15 empty] | 0 |  | 0
4-2014 | 2014-04-09 04:00 | 2014 | 4 | 9 | 4 | [7 empty] | 0 | 0 | [7 empty] | 934.798 | 609.333 | -16.88 | 592.453 | [15 empty] | 0 |  | 0
4-2014 | 2014-04-09 05:00 | 2014 | 4 | 9 | 5 | [7 empty] | 17.313 | 539.2999 | [7 empty] | 973.6 | 616.674 | -17.561 | 599.113 | [15 empty] | 0 |  | 0
4-2014 | 2014-04-09 06:00 | 2014 | 4 | 9 | 6 | [7 empty] | 218.099 | 6802.5078 | [7 empty] | 1165.3 | 657.91 | -19.011 | 638.899 | [15 empty] | 0 |  | 0
4-2014 | 2014-04-09 07:00 | 2014 | 4 | 9 | 7 | [7 empty] | 306.785 | 13427.9795 | [7 empty] | 1291.3 | 738.003 | -23.119 | 714.884 | [15 empty] | 0 |  | 0
4-2014 | 2014-04-09 08:00 | 2014 | 4 | 9 | 8 | [7 empty] | 162.513 | 6281.1274 | [7 empty] | 1316.3 | 762.676 | -23.012 | 739.664 | [15 empty] | 0 |  | 0
4-2014 | 2014-04-09 09:00 | 2014 | 4 | 9 | 9 | [7 empty] | 5.447 | 197.9385 | [7 empty] | 1317.5 | 766.774 | -23.677 | 743.097 | [15 empty] | 0 |  | 0
4-2014 | 2014-04-09 10:00 | 2014 | 4 | 9 | 10 | [7 empty] | 0 | 0 | [7 empty] | 1352.303 | 758.306 | -24.759 | 733.547 | [15 empty] | 0 |  | 0
4-2014 | 2014-04-09 11:00 | 2014 | 4 | 9 | 11 | [7 empty] | 0 | 0 | [7 empty] | 1387.016 | 732.324 | -24.34 | 707.984 | [15 empty] | 0 |  | 0
4-2014 | 2014-04-09 12:00 | 2014 | 4 | 9 | 12 | [7 empty] | 0 | 0 | [7 empty] | 1405.544 | 712.81 | -24.053 | 688.757 | [15 empty] | 0 |  | 0
4-2014 | 2014-04-09 13:00 | 2014 | 4 | 9 | 13 | [7 empty] | 66.839 | 2350.0592 | [7 empty] | 1452.7 | 707.405 | -24.466 | 682.939 | [15 empty] | 0 |  | 0
4-2014 | 2014-04-09 14:00 | 2014 | 4 | 9 | 14 | [7 empty] | 68.023 | 2373.3225 | [7 empty] | 1469.8 | 697.126 | -24.803 | 672.323 | [15 empty] | 0 |  | 0
4-2014 | 2014-04-09 15:00 | 2014 | 4 | 9 | 15 | [7 empty] | 83.021 | 2884.1495 | [7 empty] | 1472.5 | 693.357 | -24.436 | 668.921 | [15 empty] | 0 |  | 0
4-2014 | 2014-04-09 16:00 | 2014 | 4 | 9 | 16 | [7 empty] | 88.285 | 2769.5005 | [7 empty] | 1446.3 | 675.423 | -22.887 | 652.536 | [15 empty] | 0 |  | 0
4-2014 | 2014-04-09 17:00 | 2014 | 4 | 9 | 17 | [7 empty] | 232.918 | 7229.7747 | [7 empty] | 1441 | 673.646 | -22.178 | 651.468 | [15 empty] | 0 |  | 0
4-2014 | 2014-04-09 18:00 | 2014 | 4 | 9 | 18 | [7 empty] | 242.797 | 7849.627 | [7 empty] | 1449.3 | 674.975 | -21.928 | 653.047 | [15 empty] | 0 |  | 0
4-2014 | 2014-04-09 19:00 | 2014 | 4 | 9 | 19 | [7 empty] | 214.634 | 6434.7273 | [7 empty] | 1463.2 | 671.108 | -21.374 | 649.734 | [15 empty] | 0 |  | 0
4-2014 | 2014-04-09 20:00 | 2014 | 4 | 9 | 20 | [7 empty] | 198.668 | 6440.8166 | [7 empty] | 1465.7 | 678.511 | -22.193 | 656.318 | [15 empty] | 0 |  | 0
4-2014 | 2014-04-09 21:00 | 2014 | 4 | 9 | 21 | [7 empty] | 96.056 | 3768.2769 | [7 empty] | 1420.4 | 731.763 | -25.106 | 706.657 | [15 empty] | 0 |  | 0
4-2014 | 2014-04-09 22:00 | 2014 | 4 | 9 | 22 | [7 empty] | 45.995 | 1567.9696 | [7 empty] | 1426 | 743.756 | -25.612 | 718.144 | [15 empty] | 0 |  | 0
4-2014 | 2014-04-09 23:00 | 2014 | 4 | 9 | 23 | [7 empty] | 76.403 | 2337.1678 | [7 empty] | 1379.1 | 732.356 | -24.053 | 708.303 | [15 empty] | 0 |  | 0
4-2014 | 2014-04-10 | 2014 | 4 | 10 | 0 | [7 empty] | 0 | 0 | [7 empty] | 1157.689 | 688.133 | -20.823 | 667.31 | [15 empty] | 0 |  | 0
4-2014 | 2014-04-10 01:00 | 2014 | 4 | 10 | 1 | [7 empty] | 0 | 0 | [7 empty] | 967.397 | 671.956 | -21.553 | 650.403 | [15 empty] | 0 |  | 0
4-2014 | 2014-04-10 02:00 | 2014 | 4 | 10 | 2 | [7 empty] | 34.757 | 920.3654 | [7 empty] | 926.1 | 659.57 | -21.363 | 638.207 | [15 empty] | 0 |  | 0
4-2014 | 2014-04-10 03:00 | 2014 | 4 | 10 | 3 | [7 empty] | 11.667 | 324.5759 | [7 empty] | 912.1 | 672.662 | -21.246 | 651.416 | [15 empty] | 0 |  | 0
4-2014 | 2014-04-10 04:00 | 2014 | 4 | 10 | 4 | [7 empty] | 45.21 | 1242.8229 | [7 empty] | 906.2 | 688.518 | -22.508 | 666.01 | [15 empty] | 0 |  | 0
4-2014 | 2014-04-10 05:00 | 2014 | 4 | 10 | 5 | [7 empty] | 52.931 | 1446.0749 | [7 empty] | 918.1 | 703.49 | -22.659 | 680.831 | [15 empty] | 0 |  | 0
4-2014 | 2014-04-10 06:00 | 2014 | 4 | 10 | 6 | [7 empty] | 215.177 | 6265.9542 | [7 empty] | 1111.3 | 753.324 | -23.297 | 730.027 | [15 empty] | 0 |  | 0
4-2014 | 2014-04-10 07:00 | 2014 | 4 | 10 | 7 | [7 empty] | 351.153 | 18874.4738 | [7 empty] | 1305.2 | 849.792 | -26.538 | 823.254 | [15 empty] | 0 |  | 0
4-2014 | 2014-04-10 08:00 | 2014 | 4 | 10 | 8 | [7 empty] | 283.874 | 11025.6662 | [7 empty] | 1346.7 | 884.665 | -27.191 | 857.474 | [15 empty] | 0 |  | 0
4-2014 | 2014-04-10 09:00 | 2014 | 4 | 10 | 9 | [7 empty] | 193.531 | 7346.4368 | [7 empty] | 1349.7 | 877.407 | -27.126 | 850.281 | [15 empty] | 0 |  | 0
4-2014 | 2014-04-10 10:00 | 2014 | 4 | 10 | 10 | [7 empty] | 97.269 | 3467.6399 | [7 empty] | 1339.7 | 820.747 | -26.029 | 794.718 | [15 empty] | 0 |  | 0
4-2014 | 2014-04-10 11:00 | 2014 | 4 | 10 | 11 | [7 empty] | 88.663 | 3286.7374 | [7 empty] | 1376.5 | 761.466 | -24.452 | 737.014 | [15 empty] | 0 |  | 0
4-2014 | 2014-04-10 12:00 | 2014 | 4 | 10 | 12 | [7 empty] | 85.557 | 2973.9613 | [7 empty] | 1434.8 | 728.626 | -23.719 | 704.907 | [15 empty] | 0 |  | 0
4-2014 | 2014-04-10 13:00 | 2014 | 4 | 10 | 13 | [7 empty] | 31.459 | 1135.9845 | [7 empty] | 1448.3 | 709.845 | -23.536 | 686.309 | [15 empty] | 0 |  | 0
4-2014 | 2014-04-10 14:00 | 2014 | 4 | 10 | 14 | [7 empty] | 0 | 0 | [7 empty] | 1486.681 | 700.68 | -23.211 | 677.469 | [15 empty] | 0 |  | 0
4-2014 | 2014-04-10 15:00 | 2014 | 4 | 10 | 15 | [7 empty] | 0 | 0 | [7 empty] | 1501.07 | 690.367 | -22.137 | 668.23 | [15 empty] | 0 |  | 0
4-2014 | 2014-04-10 16:00 | 2014 | 4 | 10 | 16 | [7 empty] | 0 | 0 | [7 empty] | 1477.362 | 685.846 | -21.357 | 664.489 | [15 empty] | 0 |  | 0
4-2014 | 2014-04-10 17:00 | 2014 | 4 | 10 | 17 | [7 empty] | 0 | 0 | [7 empty] | 1468.598 | 683.056 | -20.654 | 662.402 | [15 empty] | 0 |  | 0
4-2014 | 2014-04-10 18:00 | 2014 | 4 | 10 | 18 | [7 empty] | 0 | 0 | [7 empty] | 1487.77 | 675.222 | -21.292 | 653.93 | [15 empty] | 0 |  | 0
4-2014 | 2014-04-10 19:00 | 2014 | 4 | 10 | 19 | [7 empty] | 0 | 0 | [7 empty] | 1484.288 | 666.867 | -20.756 | 646.111 | [15 empty] | 0 |  | 0
4-2014 | 2014-04-10 20:00 | 2014 | 4 | 10 | 20 | [7 empty] | 22.938 | 851.9173 | [7 empty] | 1449.3 | 677.97 | -19.932 | 658.038 | [15 empty] | 0 |  | 0
4-2014 | 2014-04-10 21:00 | 2014 | 4 | 10 | 21 | [7 empty] | 46.862 | 2360.4389 | [7 empty] | 1416.1 | 719.593 | -19.881 | 699.712 | [15 empty] | 0 |  | 0
4-2014 | 2014-04-10 22:00 | 2014 | 4 | 10 | 22 | [7 empty] | 54.397 | 2284.674 | [7 empty] | 1417.7 | 720.986 | -19.389 | 701.597 | [15 empty] | 0 |  | 0
4-2014 | 2014-04-10 23:00 | 2014 | 4 | 10 | 23 | [7 empty] | 87.555 | 2490.9398 | [7 empty] | 1393.1 | 683.697 | -17.792 | 665.905 | [15 empty] | 0 |  | 0
4-2014 | 2014-04-11 | 2014 | 4 | 11 | 0 | [7 empty] | 0 | 0 | [7 empty] | 1180.094 | 626.694 | -16.488 | 610.206 | [15 empty] | 0 |  | 0
4-2014 | 2014-04-11 01:00 | 2014 | 4 | 11 | 1 | [7 empty] | 0 | 0 | [7 empty] | 1013.215 | 589.432 | -14.998 | 574.434 | [15 empty] | 0 |  | 0
4-2014 | 2014-04-11 02:00 | 2014 | 4 | 11 | 2 | [7 empty] | 45.598 | 1160.0131 | [7 empty] | 961.2 | 560.119 | -14.721 | 545.398 | [15 empty] | 45.598 |  | 1160.0131
4-2014 | 2014-04-11 03:00 | 2014 | 4 | 11 | 3 | [7 empty] | 42.615 | 1075.6026 | [7 empty] | 934.6 | 552.637 | -14.923 | 537.714 | [15 empty] | 42.615 |  | 1075.6026
4-2014 | 2014-04-11 04:00 | 2014 | 4 | 11 | 4 | [7 empty] | 88.08 | 2218.7352 | [7 empty] | 914.56 | 556.263 | -15.193 | 541.07 | [15 empty] | 61.07 |  | 1538.3533
4-2014 | 2014-04-11 05:00 | 2014 | 4 | 11 | 5 | [7 empty] | 73.833 | 1980.2011 | [7 empty] | 952.1 | 558.491 | -15.858 | 542.633 | [15 empty] | 0 |  | 0
4-2014 | 2014-04-11 06:00 | 2014 | 4 | 11 | 6 | [7 empty] | 80.199 | 2250.3839 | [7 empty] | 1018.5 | 598.334 | -18.285 | 580.049 | [15 empty] | 0 |  | 0
4-2014 | 2014-04-11 07:00 | 2014 | 4 | 11 | 7 | [7 empty] | 368.364 | 16255.9033 | [7 empty] | 1347 | 674.399 | -19.735 | 654.664 | [15 empty] | 0 |  | 0
4-2014 | 2014-04-11 08:00 | 2014 | 4 | 11 | 8 | [7 empty] | 428.027 | 16260.7457 | [7 empty] | 1538.2 | 702.205 | -20.778 | 681.427 | [15 empty] | 0 |  | 0
4-2014 | 2014-04-11 09:00 | 2014 | 4 | 11 | 9 | [7 empty] | 294.108 | 10823.1744 | [7 empty] | 1536.5 | 707.204 | -21.996 | 685.208 | [15 empty] | 0 |  | 0
4-2014 | 2014-04-11 10:00 | 2014 | 4 | 11 | 10 | [7 empty] | 178.649 | 6459.9478 | [7 empty] | 1535.1 | 704.235 | -22.237 | 681.998 | [15 empty] | 0 |  | 0
4-2014 | 2014-04-11 11:00 | 2014 | 4 | 11 | 11 | [7 empty] | 174.083 | 6293.1004 | [7 empty] | 1547.1 | 692.031 | -21.898 | 670.133 | [15 empty] | 0 |  | 0
4-2014 | 2014-04-11 12:00 | 2014 | 4 | 11 | 12 | [7 empty] | 210.554 | 8889.5899 | [7 empty] | 1559 | 684.939 | -21.085 | 663.854 | [15 empty] | 0 |  | 0
4-2014 | 2014-04-11 13:00 | 2014 | 4 | 11 | 13 | [7 empty] | 172.282 | 6553.6073 | [7 empty] | 1566.5 | 679.113 | -21.881 | 657.232 | [15 empty] | 0 |  | 0
4-2014 | 2014-04-11 14:00 | 2014 | 4 | 11 | 14 | [7 empty] | 112.433 | 3917.1657 | [7 empty] | 1571.2 | 675.866 | -21.633 | 654.233 | [15 empty] | 0 |  | 0
4-2014 | 2014-04-11 15:00 | 2014 | 4 | 11 | 15 | [7 empty] | 75.343 | 2735.7043 | [7 empty] | 1577.1 | 671.085 | -21.692 | 649.393 | [15 empty] | 0 |  | 0
4-2014 | 2014-04-11 16:00 | 2014 | 4 | 11 | 16 | [7 empty] | 70.266 | 2651.8388 | [7 empty] | 1582.6 | 662.333 | -20.817 | 641.516 | [15 empty] | 0 |  | 0
4-2014 | 2014-04-11 17:00 | 2014 | 4 | 11 | 17 | [7 empty] | 61.126 | 2221.9301 | [7 empty] | 1575 | 660.827 | -20.4 | 640.427 | [15 empty] | 0 |  | 0
4-2014 | 2014-04-11 18:00 | 2014 | 4 | 11 | 18 | [7 empty] | 34.266 | 1181.8343 | [7 empty] | 1554.6 | 647.35 | -19.684 | 627.666 | [15 empty] | 0 |  | 0
4-2014 | 2014-04-11 19:00 | 2014 | 4 | 11 | 19 | [7 empty] | 9.122 | 294.9143 | [7 empty] | 1520 | 649.46 | -19.188 | 630.272 | [15 empty] | 0 |  | 0
4-2014 | 2014-04-11 20:00 | 2014 | 4 | 11 | 20 | [7 empty] | 43.138 | 1362.7294 | [7 empty] | 1559.1 | 647.343 | -18.705 | 628.638 | [15 empty] | 0 |  | 0
4-2014 | 2014-04-11 21:00 | 2014 | 4 | 11 | 21 | [7 empty] | 33.65 | 1167.655 | [7 empty] | 1521.8 | 674.148 | -20.298 | 653.85 | [15 empty] | 0 |  | 0
4-2014 | 2014-04-11 22:00 | 2014 | 4 | 11 | 22 | [7 empty] | 39.89 | 1350.2765 | [7 empty] | 1522.8 | 660.751 | -19.661 | 641.09 | [15 empty] | 0 |  | 0
4-2014 | 2014-04-11 23:00 | 2014 | 4 | 11 | 23 | [7 empty] | 0 | 0 | [7 empty] | 1386.651 | 630.918 | -18.468 | 612.45 | [15 empty] | 0 |  | 0
4-2014 | 2014-04-12 | 2014 | 4 | 12 | 0 | [7 empty] | 0 | 0 | [7 empty] | 1223.507 | 590.84 | -18.098 | 572.742 | [15 empty] | 0 |  | 0
4-2014 | 2014-04-12 01:00 | 2014 | 4 | 12 | 1 | [7 empty] | 0 | 0 | [7 empty] | 1010.539 | 553.3 | -17.189 | 536.111 | [15 empty] | 0 |  | 0
4-2014 | 2014-04-12 02:00 | 2014 | 4 | 12 | 2 | [7 empty] | 0 | 0 | [7 empty] | 849.683 | 530.818 | -15.651 | 515.167 | [15 empty] | 0 |  | 0
4-2014 | 2014-04-12 03:00 | 2014 | 4 | 12 | 3 | [7 empty] | 0 | 0 | [7 empty] | 759.158 | 519.332 | -13.689 | 505.643 | [15 empty] | 0 |  | 0
4-2014 | 2014-04-12 04:00 | 2014 | 4 | 12 | 4 | [7 empty] | 0 | 0 | [7 empty] | 693.047 | 521.113 | -13.31 | 507.803 | [15 empty] | 0 |  | 0
4-2014 | 2014-04-12 05:00 | 2014 | 4 | 12 | 5 | [7 empty] | 0 | 0 | [7 empty] | 676.637 | 529.92 | -13.657 | 516.263 | [15 empty] | 0 |  | 0
4-2014 | 2014-04-12 06:00 | 2014 | 4 | 12 | 6 | [7 empty] | 0 | 0 | [7 empty] | 696.775 | 539.773 | -14.848 | 524.925 | [15 empty] | 0 |  | 0
4-2014 | 2014-04-12 07:00 | 2014 | 4 | 12 | 7 | [7 empty] | 114.533 | 3326.0383 | [7 empty] | 796.9 | 575.859 | -16.177 | 559.682 | [15 empty] | 0 |  | 0
4-2014 | 2014-04-12 08:00 | 2014 | 4 | 12 | 8 | [7 empty] | 275.787 | 8041.9489 | [7 empty] | 986.2 | 587.694 | -16.907 | 570.787 | [15 empty] | 0 |  | 0
4-2014 | 2014-04-12 09:00 | 2014 | 4 | 12 | 9 | [7 empty] | 359.422 | 11336.1699 | [7 empty] | 1107.9 | 615.243 | -18.771 | 596.472 | [15 empty] | 0 |  | 0
4-2014 | 2014-04-12 10:00 | 2014 | 4 | 12 | 10 | [7 empty] | 314.172 | 10873.4929 | [7 empty] | 1164.2 | 622.708 | -19.186 | 603.522 | [15 empty] | 0 |  | 0
4-2014 | 2014-04-12 11:00 | 2014 | 4 | 12 | 11 | [7 empty] | 238.963 | 10100.966 | [7 empty] | 1165.7 | 624.394 | -19.731 | 604.663 | [15 empty] | 0 |  | 0
4-2014 | 2014-04-12 12:00 | 2014 | 4 | 12 | 12 | [7 empty] | 141.908 | 12817.1306 | [7 empty] | 1161.7 | 621.981 | -19.373 | 602.608 | [15 empty] | 0 |  | 0
4-2014 | 2014-04-12 13:00 | 2014 | 4 | 12 | 13 | [7 empty] | 118.559 | 3865.0234 | [7 empty] | 1160.1 | 624.84 | -20.131 | 604.709 | [15 empty] | 0 |  | 0
4-2014 | 2014-04-12 14:00 | 2014 | 4 | 12 | 14 | [7 empty] | 39.482 | 1230.6539 | [7 empty] | 1122 | 629.707 | -19.675 | 610.032 | [15 empty] | 0 |  | 0
4-2014 | 2014-04-12 15:00 | 2014 | 4 | 12 | 15 | [7 empty] | 0 | 0 | [7 empty] | 1103.996 | 638.433 | -19.728 | 618.705 | [15 empty] | 0 |  | 0
4-2014 | 2014-04-12 16:00 | 2014 | 4 | 12 | 16 | [7 empty] | 0 | 0 | [7 empty] | 1112.142 | 641.155 | -20.047 | 621.108 | [15 empty] | 0 |  | 0
4-2014 | 2014-04-12 17:00 | 2014 | 4 | 12 | 17 | [7 empty] | 0 | 0 | [7 empty] | 1181.241 | 654.149 | -20.84 | 633.309 | [15 empty] | 0 |  | 0
4-2014 | 2014-04-12 18:00 | 2014 | 4 | 12 | 18 | [7 empty] | 0 | 0 | [7 empty] | 1224.566 | 656.668 | -20.684 | 635.984 | [15 empty] | 0 |  | 0
4-2014 | 2014-04-12 19:00 | 2014 | 4 | 12 | 19 | [7 empty] | 0 | 0 | [7 empty] | 1255.016 | 665.989 | -20.454 | 645.535 | [15 empty] | 0 |  | 0
4-2014 | 2014-04-12 20:00 | 2014 | 4 | 12 | 20 | [7 empty] | 0 | 0 | [7 empty] | 1262.739 | 654.104 | -19.993 | 634.111 | [15 empty] | 0 |  | 0
4-2014 | 2014-04-12 21:00 | 2014 | 4 | 12 | 21 | [7 empty] | 0 | 0 | [7 empty] | 1248.358 | 678.231 | -20.888 | 657.343 | [15 empty] | 0 |  | 0
4-2014 | 2014-04-12 22:00 | 2014 | 4 | 12 | 22 | [7 empty] | 0 | 0 | [7 empty] | 1264.674 | 666.896 | -19.72 | 647.176 | [15 empty] | 0 |  | 0
4-2014 | 2014-04-12 23:00 | 2014 | 4 | 12 | 23 | [7 empty] | 54.121 | 1737.8253 | [7 empty] | 1234.8 | 635.551 | -17.68 | 617.871 | [15 empty] | 0 |  | 0
4-2014 | 2014-04-13 | 2014 | 4 | 13 | 0 | [7 empty] | 22.939 | 510.6221 | [7 empty] | 1057.8 | 589.242 | -15.903 | 573.339 | [15 empty] | 22.939 |  | 510.6221
4-2014 | 2014-04-13 01:00 | 2014 | 4 | 13 | 1 | [7 empty] | 0 | 0 | [7 empty] | 801.906 | 546.983 | -13.79 | 533.193 | [15 empty] | 0 |  | 0
4-2014 | 2014-04-13 02:00 | 2014 | 4 | 13 | 2 | [7 empty] | 52.843 | 874.5516 | [7 empty] | 677.8 | 527.668 | -11.925 | 515.743 | [15 empty] | 52.843 |  | 874.5516
4-2014 | 2014-04-13 03:00 | 2014 | 4 | 13 | 3 | [7 empty] | 137.607 | 2809.9349 | [7 empty] | 679.9 | 513.559 | -11.752 | 501.807 | [15 empty] | 137.607 |  | 2809.9349
4-2014 | 2014-04-13 04:00 | 2014 | 4 | 13 | 4 | [7 empty] | 196.974 | 3921.7523 | [7 empty] | 687.55 | 506.663 | -12.189 | 494.474 | [15 empty] | 196.974 |  | 3921.7523
4-2014 | 2014-04-13 05:00 | 2014 | 4 | 13 | 5 | [7 empty] | 138.949 | 3095.7837 | [7 empty] | 622.05 | 501.061 | -12.462 | 488.599 | [15 empty] | 138.949 |  | 3095.7837
4-2014 | 2014-04-13 06:00 | 2014 | 4 | 13 | 6 | [7 empty] | 215.589 | 5025.3796 | [7 empty] | 672.65 | 514.982 | -12.494 | 502.488 | [15 empty] | 215.589 |  | 5025.3796
4-2014 | 2014-04-13 07:00 | 2014 | 4 | 13 | 7 | [7 empty] | 272.17 | 6972.9954 | [7 empty] | 818.165 | 526.483 | -12.778 | 513.705 | [15 empty] | 10.705 |  | 274.2621
4-2014 | 2014-04-13 08:00 | 2014 | 4 | 13 | 8 | [7 empty] | 293.952 | 7622.1754 | [7 empty] | 941.2 | 536.903 | -13 | 523.903 | [15 empty] | 0 |  | 0
4-2014 | 2014-04-13 09:00 | 2014 | 4 | 13 | 9 | [7 empty] | 404.177 | 11567.5457 | [7 empty] | 1111 | 566.701 | -14.324 | 552.377 | [15 empty] | 0 |  | 0
4-2014 | 2014-04-13 10:00 | 2014 | 4 | 13 | 10 | [7 empty] | 502.397 | 15433.6358 | [7 empty] | 1298.1 | 590.978 | -14.981 | 575.997 | [15 empty] | 0 |  | 0
4-2014 | 2014-04-13 11:00 | 2014 | 4 | 13 | 11 | [7 empty] | 492.253 | 14693.752 | [7 empty] | 1330 | 588.162 | -15.509 | 572.653 | [15 empty] | 0 |  | 0
4-2014 | 2014-04-13 12:00 | 2014 | 4 | 13 | 12 | [7 empty] | 493.446 | 15227.7436 | [7 empty] | 1336.8 | 596.246 | -16.899 | 579.347 | [15 empty] | 0 |  | 0
4-2014 | 2014-04-13 13:00 | 2014 | 4 | 13 | 13 | [7 empty] | 432.94 | 13585.6572 | [7 empty] | 1339.7 | 613.704 | -18.614 | 595.09 | [15 empty] | 0 |  | 0
4-2014 | 2014-04-13 14:00 | 2014 | 4 | 13 | 14 | [7 empty] | 371.311 | 12632.0002 | [7 empty] | 1335.1 | 633.056 | -19.845 | 613.211 | [15 empty] | 0 |  | 0
4-2014 | 2014-04-13 15:00 | 2014 | 4 | 13 | 15 | [7 empty] | 287.439 | 9442.3712 | [7 empty] | 1337.6 | 649.491 | -19.652 | 629.839 | [15 empty] | 0 |  | 0
4-2014 | 2014-04-13 16:00 | 2014 | 4 | 13 | 16 | [7 empty] | 290.408 | 9356.9458 | [7 empty] | 1337.4 | 666.253 | -20.695 | 645.558 | [15 empty] | 0 |  | 0
4-2014 | 2014-04-13 17:00 | 2014 | 4 | 13 | 17 | [7 empty] | 275.006 | 9429.9557 | [7 empty] | 1327 | 684.47 | -22.614 | 661.856 | [15 empty] | 0 |  | 0
4-2014 | 2014-04-13 18:00 | 2014 | 4 | 13 | 18 | [7 empty] | 221.635 | 8614.9525 | [7 empty] | 1319.8 | 697.442 | -23.056 | 674.386 | [15 empty] | 0 |  | 0
4-2014 | 2014-04-13 19:00 | 2014 | 4 | 13 | 19 | [7 empty] | 159.707 | 6075.2543 | [7 empty] | 1324.7 | 690.723 | -22.566 | 668.157 | [15 empty] | 0 |  | 0
4-2014 | 2014-04-13 20:00 | 2014 | 4 | 13 | 20 | [7 empty] | 57.215 | 2037.4262 | [7 empty] | 1285.6 | 680.655 | -22.04 | 658.615 | [15 empty] | 0 |  | 0
4-2014 | 2014-04-13 21:00 | 2014 | 4 | 13 | 21 | [7 empty] | 28.519 | 1902.7877 | [7 empty] | 1258 | 717.739 | -23.22 | 694.519 | [15 empty] | 0 |  | 0
4-2014 | 2014-04-13 22:00 | 2014 | 4 | 13 | 22 | [7 empty] | 21.41 | 1504.9089 | [7 empty] | 1267 | 707.229 | -21.969 | 685.26 | [15 empty] | 0 |  | 0
4-2014 | 2014-04-13 23:00 | 2014 | 4 | 13 | 23 | [7 empty] | 127.934 | 4033.759 | [7 empty] | 1263.7 | 664.75 | -19.666 | 645.084 | [15 empty] | 0 |  | 0
4-2014 | 2014-04-14 | 2014 | 4 | 14 | 0 | [7 empty] | 83.633 | 2388.5585 | [7 empty] | 1089.6 | 615.721 | -18.787 | 596.934 | [15 empty] | 0 |  | 0
4-2014 | 2014-04-14 01:00 | 2014 | 4 | 14 | 1 | [7 empty] | 80.607 | 2054.6724 | [7 empty] | 848.9 | 585.413 | -17.656 | 567.757 | [15 empty] | 0 |  | 0
4-2014 | 2014-04-14 02:00 | 2014 | 4 | 14 | 2 | [7 empty] | 178.276 | 4437.2896 | [7 empty] | 809.1 | 564.593 | -16.717 | 547.876 | [15 empty] | 75.876 |  | 1888.5536
4-2014 | 2014-04-14 03:00 | 2014 | 4 | 14 | 3 | [7 empty] | 203.806 | 4952.4858 | [7 empty] | 801.1 | 542.151 | -15.194 | 526.957 | [15 empty] | 60.957 |  | 1481.2551
4-2014 | 2014-04-14 04:00 | 2014 | 4 | 14 | 4 | [7 empty] | 166.488 | 4177.1839 | [7 empty] | 790.7 | 537.48 | -14.442 | 523.038 | [15 empty] | 34.038 |  | 854.0134
4-2014 | 2014-04-14 05:00 | 2014 | 4 | 14 | 5 | [7 empty] | 220.471 | 5489.7279 | [7 empty] | 844.2 | 546.974 | -14.453 | 532.521 | [15 empty] | 44.521 |  | 1108.5729
4-2014 | 2014-04-14 06:00 | 2014 | 4 | 14 | 6 | [7 empty] | 225.5 | 5964.475 | [7 empty] | 863.7 | 569.894 | -14.944 | 554.95 | [15 empty] | 0 |  | 0
4-2014 | 2014-04-14 07:00 | 2014 | 4 | 14 | 7 | [7 empty] | 403.651 | 13449.6513 | [7 empty] | 1208.2 | 633.014 | -17.162 | 615.852 | [15 empty] | 0 |  | 0
4-2014 | 2014-04-14 08:00 | 2014 | 4 | 14 | 8 | [7 empty] | 375.635 | 12666.4122 | [7 empty] | 1356.3 | 662.468 | -19.133 | 643.335 | [15 empty] | 0 |  | 0
4-2014 | 2014-04-14 09:00 | 2014 | 4 | 14 | 9 | [7 empty] | 218.907 | 11805.6545 | [7 empty] | 1337.3 | 678.633 | -19.726 | 658.907 | [15 empty] | 0 |  | 0
4-2014 | 2014-04-14 10:00 | 2014 | 4 | 14 | 10 | [7 empty] | 135.233 | 4757.4969 | [7 empty] | 1317.5 | 694.52 | -20.788 | 673.732 | [15 empty] | 0 |  | 0
4-2014 | 2014-04-14 11:00 | 2014 | 4 | 14 | 11 | [7 empty] | 74.297 | 2804.7117 | [7 empty] | 1302.1 | 712.651 | -20.454 | 692.197 | [15 empty] | 0 |  | 0
4-2014 | 2014-04-14 12:00 | 2014 | 4 | 14 | 12 | [7 empty] | 44.082 | 2610.9769 | [7 empty] | 1294.1 | 710.567 | -20.285 | 690.282 | [15 empty] | 0 |  | 0
4-2014 | 2014-04-14 13:00 | 2014 | 4 | 14 | 13 | [7 empty] | 22.981 | 1328.072 | [7 empty] | 1286.5 | 705.586 | -21.104 | 684.482 | [15 empty] | 0 |  | 0
4-2014 | 2014-04-14 14:00 | 2014 | 4 | 14 | 14 | [7 empty] | 17.008 | 935.6101 | [7 empty] | 1277.7 | 706.916 | -21.758 | 685.158 | [15 empty] | 0 |  | 0
4-2014 | 2014-04-14 15:00 | 2014 | 4 | 14 | 15 | [7 empty] | 25.342 | 978.9615 | [7 empty] | 1279.9 | 714.338 | -21.597 | 692.741 | [15 empty] | 0 |  | 0
4-2014 | 2014-04-14 16:00 | 2014 | 4 | 14 | 16 | [7 empty] | 17.479 | 670.6692 | [7 empty] | 1281.7 | 722.721 | -21.942 | 700.779 | [15 empty] | 0 |  | 0
4-2014 | 2014-04-14 17:00 | 2014 | 4 | 14 | 17 | [7 empty] | 22.331 | 835.1794 | [7 empty] | 1277.7 | 717.565 | -21.234 | 696.331 | [15 empty] | 0 |  | 0
4-2014 | 2014-04-14 18:00 | 2014 | 4 | 14 | 18 | [7 empty] | 16.467 | 747.9311 | [7 empty] | 1283.1 | 718.808 | -21.141 | 697.667 | [15 empty] | 0 |  | 0
4-2014 | 2014-04-14 19:00 | 2014 | 4 | 14 | 19 | [7 empty] | 13.348 | 535.3883 | [7 empty] | 1282.2 | 714.61 | -20.613 | 693.997 | [15 empty] | 0 |  | 0
4-2014 | 2014-04-14 20:00 | 2014 | 4 | 14 | 20 | [7 empty] | 0 | 0 | [7 empty] | 1274.576 | 710.663 | -20.939 | 689.724 | [15 empty] | 0 |  | 0
4-2014 | 2014-04-14 21:00 | 2014 | 4 | 14 | 21 | [7 empty] | 0 | 0 | [7 empty] | 1242.186 | 746.509 | -20.695 | 725.814 | [15 empty] | 0 |  | 0
4-2014 | 2014-04-14 22:00 | 2014 | 4 | 14 | 22 | [7 empty] | 0 | 0 | [7 empty] | 1224.112 | 740.036 | -19.448 | 720.588 | [15 empty] | 0 |  | 0
4-2014 | 2014-04-14 23:00 | 2014 | 4 | 14 | 23 | [7 empty] | 57.821 | 1963.023 | [7 empty] | 1226.1 | 694.485 | -17.915 | 676.57 | [15 empty] | 0 |  | 0
4-2014 | 2014-04-15 | 2014 | 4 | 15 | 0 | [7 empty] | 0 | 0 | [7 empty] | 1118.918 | 641.731 | -17.599 | 624.132 | [15 empty] | 0 |  | 0
4-2014 | 2014-04-15 01:00 | 2014 | 4 | 15 | 1 | [7 empty] | 20.516 | 574.2428 | [7 empty] | 936.2 | 597.448 | -16.532 | 580.916 | [15 empty] | 0 |  | 0
4-2014 | 2014-04-15 02:00 | 2014 | 4 | 15 | 2 | [7 empty] | 33.572 | 989.3668 | [7 empty] | 873.6 | 558.389 | -15.017 | 543.372 | [15 empty] | 0 |  | 0
4-2014 | 2014-04-15 03:00 | 2014 | 4 | 15 | 3 | [7 empty] | 84.732 | 2375.038 | [7 empty] | 858.6 | 548.447 | -14.065 | 534.382 | [15 empty] | 0 |  | 0
4-2014 | 2014-04-15 04:00 | 2014 | 4 | 15 | 4 | [7 empty] | 101.821 | 2817.3871 | [7 empty] | 842.7 | 545.355 | -13.534 | 531.821 | [15 empty] | 0 |  | 0
4-2014 | 2014-04-15 05:00 | 2014 | 4 | 15 | 5 | [7 empty] | 122.661 | 3541.2231 | [7 empty] | 880.6 | 552.846 | -14.085 | 538.761 | [15 empty] | 0 |  | 0
4-2014 | 2014-04-15 06:00 | 2014 | 4 | 15 | 6 | [7 empty] | 282.71 | 9097.6078 | [7 empty] | 1120.8 | 599.43 | -16.12 | 583.31 | [15 empty] | 0 |  | 0
4-2014 | 2014-04-15 07:00 | 2014 | 4 | 15 | 7 | [7 empty] | 246.267 | 8673.5237 | [7 empty] | 1239.8 | 685.973 | -18.955 | 667.018 | [15 empty] | 0 |  | 0
4-2014 | 2014-04-15 08:00 | 2014 | 4 | 15 | 8 | [7 empty] | 133.816 | 5011.4092 | [7 empty] | 1272.1 | 751.753 | -20.337 | 731.416 | [15 empty] | 0 |  | 0
4-2014 | 2014-04-15 09:00 | 2014 | 4 | 15 | 9 | [7 empty] | 44.805 | 2376.4572 | [7 empty] | 1251 | 782.883 | -21.228 | 761.655 | [15 empty] | 0 |  | 0
4-2014 | 2014-04-15 10:00 | 2014 | 4 | 15 | 10 | [7 empty] | 69.124 | 3102.2851 | [7 empty] | 1221.5 | 845.594 | -23.42 | 822.174 | [15 empty] | 0 |  | 0
4-2014 | 2014-04-15 11:00 | 2014 | 4 | 15 | 11 | [7 empty] | 77.916 | 3090.1486 | [7 empty] | 1196.9 | 890.822 | -25.256 | 865.566 | [15 empty] | 0 |  | 0
4-2014 | 2014-04-15 12:00 | 2014 | 4 | 15 | 12 | [7 empty] | 89.376 | 3717.1478 | [7 empty] | 1188.4 | 913.224 | -25.548 | 887.676 | [15 empty] | 0 |  | 0
4-2014 | 2014-04-15 13:00 | 2014 | 4 | 15 | 13 | [7 empty] | 102.674 | 13217.224 | [7 empty] | 1182.3 | 937.892 | -26.818 | 911.074 | [15 empty] | 0 |  | 0
4-2014 | 2014-04-15 14:00 | 2014 | 4 | 15 | 14 | [7 empty] | 69.395 | 2912.5082 | [7 empty] | 1182.6 | 904.784 | -26.139 | 878.645 | [15 empty] | 0 |  | 0
4-2014 | 2014-04-15 15:00 | 2014 | 4 | 15 | 15 | [7 empty] | 54.983 | 2343.9253 | [7 empty] | 1191 | 883.676 | -26.143 | 857.533 | [15 empty] | 0 |  | 0
4-2014 | 2014-04-15 16:00 | 2014 | 4 | 15 | 16 | [7 empty] | 50.673 | 2487.5376 | [7 empty] | 1199.5 | 871.353 | -26.48 | 844.873 | [15 empty] | 0 |  | 0
4-2014 | 2014-04-15 17:00 | 2014 | 4 | 15 | 17 | [7 empty] | 45.771 | 2069.7646 | [7 empty] | 1194.4 | 871.516 | -26.445 | 845.071 | [15 empty] | 0 |  | 0
4-2014 | 2014-04-15 18:00 | 2014 | 4 | 15 | 18 | [7 empty] | 64.696 | 3248.3862 | [7 empty] | 1187.7 | 889.3 | -27.604 | 861.696 | [15 empty] | 0 |  | 0
4-2014 | 2014-04-15 19:00 | 2014 | 4 | 15 | 19 | [7 empty] | 61.148 | 2866.6182 | [7 empty] | 1168.5 | 888.906 | -27.558 | 861.348 | [15 empty] | 0 |  | 0
4-2014 | 2014-04-15 20:00 | 2014 | 4 | 15 | 20 | [7 empty] | 35.066 | 1913.5516 | [7 empty] | 1129.3 | 907.792 | -28.026 | 879.766 | [15 empty] | 0 |  | 0
4-2014 | 2014-04-15 21:00 | 2014 | 4 | 15 | 21 | [7 empty] | 23.295 | 1135.1653 | [7 empty] | 1079.5 | 931.888 | -28.393 | 903.495 | [15 empty] | 0 |  | 0
4-2014 | 2014-04-15 22:00 | 2014 | 4 | 15 | 22 | [7 empty] | 28.446 | 1390.4405 | [7 empty] | 1082.8 | 924.996 | -28.8 | 896.196 | [15 empty] | 0 |  | 0
4-2014 | 2014-04-15 23:00 | 2014 | 4 | 15 | 23 | [7 empty] | 38.95 | 1392.852 | [7 empty] | 1111.5 | 891.772 | -28.772 | 863 | [15 empty] | 0 |  | 0
4-2014 | 2014-04-16 | 2014 | 4 | 16 | 0 | [7 empty] | 68.509 | 2410.8317 | [7 empty] | 1143.1 | 874.397 | -27.438 | 846.959 | [15 empty] | 0 |  | 0
4-2014 | 2014-04-16 01:00 | 2014 | 4 | 16 | 1 | [7 empty] | 57.509 | 1860.9912 | [7 empty] | 1042.1 | 849.306 | -26.197 | 823.109 | [15 empty] | 0 |  | 0
4-2014 | 2014-04-16 02:00 | 2014 | 4 | 16 | 2 | [7 empty] | 194.101 | 6434.4482 | [7 empty] | 1031.7 | 848.847 | -25.896 | 822.951 | [15 empty] | 0 |  | 0
4-2014 | 2014-04-16 03:00 | 2014 | 4 | 16 | 3 | [7 empty] | 219.687 | 7974.6381 | [7 empty] | 1039.5 | 845.048 | -26.211 | 818.837 | [15 empty] | 0 |  | 0
4-2014 | 2014-04-16 04:00 | 2014 | 4 | 16 | 4 | [7 empty] | 278.75 | 10804.35 | [7 empty] | 1040 | 854.616 | -25.666 | 828.95 | [15 empty] | 0 |  | 0
4-2014 | 2014-04-16 05:00 | 2014 | 4 | 16 | 5 | [7 empty] | 218.992 | 7417.259 | [7 empty] | 1011.4 | 884.367 | -26.075 | 858.292 | [15 empty] | 0 |  | 0
4-2014 | 2014-04-16 06:00 | 2014 | 4 | 16 | 6 | [7 empty] | 103.78 | 3989.3032 | [7 empty] | 909.5 | 933.997 | -29.017 | 904.98 | [15 empty] | 0 |  | 0
4-2014 | 2014-04-16 07:00 | 2014 | 4 | 16 | 7 | [7 empty] | 124.649 | 6128.9913 | [7 empty] | 923.2 | 1023.178 | -32.028 | 991.15 | [15 empty] | 0 |  | 0
4-2014 | 2014-04-16 08:00 | 2014 | 4 | 16 | 8 | [7 empty] | 96.261 | 6078.8822 | [7 empty] | 959.6 | 1050.998 | -32.337 | 1018.661 | [15 empty] | 0 |  | 0
4-2014 | 2014-04-16 09:00 | 2014 | 4 | 16 | 9 | [7 empty] | 41.656 | 1740.8042 | [7 empty] | 956.9 | 1023.297 | -32.391 | 990.906 | [15 empty] | 0 |  | 0
4-2014 | 2014-04-16 10:00 | 2014 | 4 | 16 | 10 | [7 empty] | 13.604 | 623.8794 | [7 empty] | 982.6 | 962.426 | -31.422 | 931.004 | [15 empty] | 0 |  | 0
4-2014 | 2014-04-16 11:00 | 2014 | 4 | 16 | 11 | [7 empty] | 0 | 0 | [7 empty] | 1029.237 | 897.03 | -30.117 | 866.913 | [15 empty] | 0 |  | 0
4-2014 | 2014-04-16 12:00 | 2014 | 4 | 16 | 12 | [7 empty] | 0 | 0 | [7 empty] | 1049.787 | 858.868 | -28.955 | 829.913 | [15 empty] | 0 |  | 0
4-2014 | 2014-04-16 13:00 | 2014 | 4 | 16 | 13 | [7 empty] | 66.534 | 3133.7514 | [7 empty] | 1057.9 | 831.288 | -28.504 | 802.784 | [15 empty] | 0 |  | 0
4-2014 | 2014-04-16 14:00 | 2014 | 4 | 16 | 14 | [7 empty] | 47.288 | 1772.3542 | [7 empty] | 1073.5 | 796.112 | -27.324 | 768.788 | [15 empty] | 0 |  | 0
4-2014 | 2014-04-16 15:00 | 2014 | 4 | 16 | 15 | [7 empty] | 30.772 | 1102.8685 | [7 empty] | 1091.7 | 761.308 | -26.086 | 735.222 | [15 empty] | 0 |  | 0
4-2014 | 2014-04-16 16:00 | 2014 | 4 | 16 | 16 | [7 empty] | 12.637 | 448.4871 | [7 empty] | 1108.9 | 729.64 | -25.203 | 704.437 | [15 empty] | 0 |  | 0
4-2014 | 2014-04-16 17:00 | 2014 | 4 | 16 | 17 | [7 empty] | 0 | 0 | [7 empty] | 1153.584 | 714.848 | -24.283 | 690.565 | [15 empty] | 0 |  | 0
4-2014 | 2014-04-16 18:00 | 2014 | 4 | 16 | 18 | [7 empty] | 0 | 0 | [7 empty] | 1127.455 | 713.041 | -24.496 | 688.545 | [15 empty] | 0 |  | 0
4-2014 | 2014-04-16 19:00 | 2014 | 4 | 16 | 19 | [7 empty] | 8.022 | 268.1033 | [7 empty] | 1149 | 706.494 | -24.622 | 681.872 | [15 empty] | 0 |  | 0
4-2014 | 2014-04-16 20:00 | 2014 | 4 | 16 | 20 | [7 empty] | 0 | 0 | [7 empty] | 1133.575 | 723.743 | -25.018 | 698.725 | [15 empty] | 0 |  | 0
4-2014 | 2014-04-16 21:00 | 2014 | 4 | 16 | 21 | [7 empty] | 0 | 0 | [7 empty] | 1140.101 | 778.131 | -27.232 | 750.899 | [15 empty] | 0 |  | 0
4-2014 | 2014-04-16 22:00 | 2014 | 4 | 16 | 22 | [7 empty] | 0 | 0 | [7 empty] | 1126.607 | 804.6 | -28.208 | 776.392 | [15 empty] | 0 |  | 0
4-2014 | 2014-04-16 23:00 | 2014 | 4 | 16 | 23 | [7 empty] | 0 | 0 | [7 empty] | 1143.329 | 789.152 | -26.632 | 762.52 | [15 empty] | 0 |  | 0
4-2014 | 2014-04-17 | 2014 | 4 | 17 | 0 | [7 empty] | 0 | 0 | [7 empty] | 1149.947 | 759.981 | -24.778 | 735.203 | [15 empty] | 0 |  | 0
4-2014 | 2014-04-17 01:00 | 2014 | 4 | 17 | 1 | [7 empty] | 0 | 0 | [7 empty] | 1051.126 | 744.251 | -25.527 | 718.724 | [15 empty] | 0 |  | 0
4-2014 | 2014-04-17 02:00 | 2014 | 4 | 17 | 2 | [7 empty] | 0 | 0 | [7 empty] | 894.387 | 743.038 | -24.575 | 718.463 | [15 empty] | 0 |  | 0
4-2014 | 2014-04-17 03:00 | 2014 | 4 | 17 | 3 | [7 empty] | 0 | 0 | [7 empty] | 868.378 | 743.676 | -24.055 | 719.621 | [15 empty] | 0 |  | 0
4-2014 | 2014-04-17 04:00 | 2014 | 4 | 17 | 4 | [7 empty] | 0 | 0 | [7 empty] | 860.965 | 758.925 | -24.89 | 734.035 | [15 empty] | 0 |  | 0
4-2014 | 2014-04-17 05:00 | 2014 | 4 | 17 | 5 | [7 empty] | 0 | 0 | [7 empty] | 848.772 | 781.119 | -26.191 | 754.928 | [15 empty] | 0 |  | 0
4-2014 | 2014-04-17 06:00 | 2014 | 4 | 17 | 6 | [7 empty] | 132.101 | 5294.6081 | [7 empty] | 977.5 | 830.382 | -26.782 | 803.6 | [15 empty] | 0 |  | 0
4-2014 | 2014-04-17 07:00 | 2014 | 4 | 17 | 7 | [7 empty] | 161.345 | 7973.6699 | [7 empty] | 1022.2 | 918.587 | -29.593 | 888.994 | [15 empty] | 0 |  | 0
4-2014 | 2014-04-17 08:00 | 2014 | 4 | 17 | 8 | [7 empty] | 129.954 | 5871.3217 | [7 empty] | 1070.3 | 943.85 | -30.046 | 913.804 | [15 empty] | 0 |  | 0
4-2014 | 2014-04-17 09:00 | 2014 | 4 | 17 | 9 | [7 empty] | 67.827 | 2567.2519 | [7 empty] | 1080.8 | 918.222 | -30.045 | 888.177 | [15 empty] | 0 |  | 0
4-2014 | 2014-04-17 10:00 | 2014 | 4 | 17 | 10 | [7 empty] | 91.715 | 3584.2222 | [7 empty] | 1124.7 | 861.918 | -27.903 | 834.015 | [15 empty] | 0 |  | 0
4-2014 | 2014-04-17 11:00 | 2014 | 4 | 17 | 11 | [7 empty] | 95.434 | 3849.8076 | [7 empty] | 1179.7 | 796.889 | -26.004 | 770.885 | [15 empty] | 0 |  | 0
4-2014 | 2014-04-17 12:00 | 2014 | 4 | 17 | 12 | [7 empty] | 80.92 | 3662.4392 | [7 empty] | 1219.9 | 749.69 | -24.67 | 725.02 | [15 empty] | 0 |  | 0
4-2014 | 2014-04-17 13:00 | 2014 | 4 | 17 | 13 | [7 empty] | 87.722 | 3554.4954 | [7 empty] | 1247.8 | 727.529 | -23.607 | 703.922 | [15 empty] | 0 |  | 0
4-2014 | 2014-04-17 14:00 | 2014 | 4 | 17 | 14 | [7 empty] | 84.548 | 3744.6309 | [7 empty] | 1266.4 | 709.734 | -23.286 | 686.448 | [15 empty] | 0 |  | 0
4-2014 | 2014-04-17 15:00 | 2014 | 4 | 17 | 15 | [7 empty] | 89.065 | 3360.4225 | [7 empty] | 1254.7 | 706.111 | -23.446 | 682.665 | [15 empty] | 0 |  | 0
4-2014 | 2014-04-17 16:00 | 2014 | 4 | 17 | 16 | [7 empty] | 60.377 | 2165.723 | [7 empty] | 1242.5 | 691.248 | -21.521 | 669.727 | [15 empty] | 0 |  | 0
4-2014 | 2014-04-17 17:00 | 2014 | 4 | 17 | 17 | [7 empty] | 30.279 | 1039.7809 | [7 empty] | 1234 | 688.079 | -20.5 | 667.579 | [15 empty] | 0 |  | 0
4-2014 | 2014-04-17 18:00 | 2014 | 4 | 17 | 18 | [7 empty] | 38.62 | 1285.6598 | [7 empty] | 1242.9 | 687.363 | -19.793 | 667.57 | [15 empty] | 0 |  | 0
4-2014 | 2014-04-17 19:00 | 2014 | 4 | 17 | 19 | [7 empty] | 101.595 | 3347.5552 | [7 empty] | 1300.8 | 680.381 | -18.586 | 661.795 | [15 empty] | 0 |  | 0
4-2014 | 2014-04-17 20:00 | 2014 | 4 | 17 | 20 | [7 empty] | 123.555 | 4150.2124 | [7 empty] | 1314 | 678.122 | -19.417 | 658.705 | [15 empty] | 0 |  | 0
4-2014 | 2014-04-17 21:00 | 2014 | 4 | 17 | 21 | [7 empty] | 52.418 | 2886.1351 | [7 empty] | 1267.6 | 727.106 | -21.838 | 705.268 | [15 empty] | 0 |  | 0
4-2014 | 2014-04-17 22:00 | 2014 | 4 | 17 | 22 | [7 empty] | 19.499 | 722.8279 | [7 empty] | 1257.7 | 731.089 | -21.439 | 709.65 | [15 empty] | 0 |  | 0
4-2014 | 2014-04-17 23:00 | 2014 | 4 | 17 | 23 | [7 empty] | 0 | 0 | [7 empty] | 1246.808 | 680.831 | -21.239 | 659.592 | [15 empty] | 0 |  | 0
4-2014 | 2014-04-18 | 2014 | 4 | 18 | 0 | [7 empty] | 16.814 | 524.2605 | [7 empty] | 1179.9 | 644.887 | -18.273 | 626.614 | [15 empty] | 0 |  | 0
4-2014 | 2014-04-18 01:00 | 2014 | 4 | 18 | 1 | [7 empty] | 0 | 0 | [7 empty] | 1059.964 | 615.152 | -17.565 | 597.587 | [15 empty] | 0 |  | 0
4-2014 | 2014-04-18 02:00 | 2014 | 4 | 18 | 2 | [7 empty] | 0 | 0 | [7 empty] | 800.344 | 601.427 | -17.221 | 584.206 | [15 empty] | 0 |  | 0
4-2014 | 2014-04-18 03:00 | 2014 | 4 | 18 | 3 | [7 empty] | 35.492 | 1096.3479 | [7 empty] | 648 | 600.897 | -18.004 | 582.893 | [15 empty] | 35.492 |  | 1096.3479
4-2014 | 2014-04-18 04:00 | 2014 | 4 | 18 | 4 | [7 empty] | 81.947 | 2568.219 | [7 empty] | 637.1 | 605.105 | -18.558 | 586.547 | [15 empty] | 21.847 |  | 684.685
4-2014 | 2014-04-18 05:00 | 2014 | 4 | 18 | 5 | [7 empty] | 90.439 | 2858.7768 | [7 empty] | 653.2 | 627.541 | -19.052 | 608.489 | [15 empty] | 0 |  | 0
4-2014 | 2014-04-18 06:00 | 2014 | 4 | 18 | 6 | [7 empty] | 146.169 | 4573.628 | [7 empty] | 700.1 | 661.276 | -18.657 | 642.619 | [15 empty] | 68.069 |  | 2129.879
4-2014 | 2014-04-18 07:00 | 2014 | 4 | 18 | 7 | [7 empty] | 177.772 | 5644.261 | [7 empty] | 659.4 | 738.578 | -19.806 | 718.772 | [15 empty] | 0 |  | 0
4-2014 | 2014-04-18 08:00 | 2014 | 4 | 18 | 8 | [7 empty] | 166.739 | 5865.878 | [7 empty] | 634.7 | 757.854 | -20.115 | 737.739 | [15 empty] | 0 |  | 0
4-2014 | 2014-04-18 09:00 | 2014 | 4 | 18 | 9 | [7 empty] | 162.551 | 7698.4154 | [7 empty] | 638.1 | 753.537 | -21.536 | 732.001 | [15 empty] | 0 |  | 0
4-2014 | 2014-04-18 10:00 | 2014 | 4 | 18 | 10 | [7 empty] | 171.872 | 8572.9754 | [7 empty] | 655.9 | 745.166 | -22.643 | 722.523 | [15 empty] | 0 |  | 0
4-2014 | 2014-04-18 11:00 | 2014 | 4 | 18 | 11 | [7 empty] | 179.147 | 6642.7708 | [7 empty] | 687.6 | 720.175 | -21.927 | 698.248 | [15 empty] | 0 |  | 0
4-2014 | 2014-04-18 12:00 | 2014 | 4 | 18 | 12 | [7 empty] | 176.474 | 6570.127 | [7 empty] | 708.3 | 695.226 | -20.501 | 674.725 | [15 empty] | 0 |  | 0
4-2014 | 2014-04-18 13:00 | 2014 | 4 | 18 | 13 | [7 empty] | 170.755 | 6150.5951 | [7 empty] | 723.4 | 668.646 | -18.741 | 649.905 | [15 empty] | 0 |  | 0
4-2014 | 2014-04-18 14:00 | 2014 | 4 | 18 | 14 | [7 empty] | 170.831 | 5929.544 | [7 empty] | 731.8 | 662.824 | -18.943 | 643.881 | [15 empty] | 0 |  | 0
4-2014 | 2014-04-18 15:00 | 2014 | 4 | 18 | 15 | [7 empty] | 146.252 | 4792.678 | [7 empty] | 738.4 | 655.836 | -19.284 | 636.552 | [15 empty] | 0 |  | 0
4-2014 | 2014-04-18 16:00 | 2014 | 4 | 18 | 16 | [7 empty] | 167.864 | 5485.7955 | [7 empty] | 748.9 | 651.776 | -18.111 | 633.665 | [15 empty] | 0 |  | 0
4-2014 | 2014-04-18 17:00 | 2014 | 4 | 18 | 17 | [7 empty] | 179.187 | 5837.9125 | [7 empty] | 742.4 | 648.591 | -18.104 | 630.487 | [15 empty] | 0 |  | 0
4-2014 | 2014-04-18 18:00 | 2014 | 4 | 18 | 18 | [7 empty] | 150.918 | 5208.1802 | [7 empty] | 737.4 | 638.882 | -18.365 | 620.517 | [15 empty] | 0 |  | 0
4-2014 | 2014-04-18 19:00 | 2014 | 4 | 18 | 19 | [7 empty] | 106.584 | 3379.7786 | [7 empty] | 744.6 | 632.175 | -18.492 | 613.683 | [15 empty] | 0 |  | 0
4-2014 | 2014-04-18 20:00 | 2014 | 4 | 18 | 20 | [7 empty] | 75.043 | 2392.3708 | [7 empty] | 715.7 | 633.205 | -18.162 | 615.043 | [15 empty] | 0 |  | 0
4-2014 | 2014-04-18 21:00 | 2014 | 4 | 18 | 21 | [7 empty] | 68.002 | 2366.4696 | [7 empty] | 683.6 | 661.62 | -20.219 | 641.401 | [15 empty] | 0 |  | 0
4-2014 | 2014-04-18 22:00 | 2014 | 4 | 18 | 22 | [7 empty] | 87.596 | 2936.2179 | [7 empty] | 686.2 | 669.686 | -20.439 | 649.247 | [15 empty] | 0 |  | 0
4-2014 | 2014-04-18 23:00 | 2014 | 4 | 18 | 23 | [7 empty] | 127.41 | 4163.7588 | [7 empty] | 705.7 | 641.028 | -18.617 | 622.411 | [15 empty] | 0 |  | 0
4-2014 | 2014-04-19 | 2014 | 4 | 19 | 0 | [7 empty] | 166.291 | 5419.4237 | [7 empty] | 736.5 | 609.404 | -17.913 | 591.491 | [15 empty] | 0 |  | 0
4-2014 | 2014-04-19 01:00 | 2014 | 4 | 19 | 1 | [7 empty] | 87.311 | 2887.3748 | [7 empty] | 648 | 587.968 | -17.107 | 570.861 | [15 empty] | 0 |  | 0
4-2014 | 2014-04-19 02:00 | 2014 | 4 | 19 | 2 | [7 empty] | 52.038 | 1430.0042 | [7 empty] | 534.4 | 571.609 | -16.172 | 555.437 | [15 empty] | 52.038 |  | 1430.0042
4-2014 | 2014-04-19 03:00 | 2014 | 4 | 19 | 3 | [7 empty] | 80.893 | 2298.1701 | [7 empty] | 575.1 | 568.228 | -15.386 | 552.842 | [15 empty] | 80.893 |  | 2298.1701
4-2014 | 2014-04-19 04:00 | 2014 | 4 | 19 | 4 | [7 empty] | 86.696 | 2430.0889 | [7 empty] | 623.4 | 567.486 | -15.69 | 551.796 | [15 empty] | 57.296 |  | 1606.0069
4-2014 | 2014-04-19 05:00 | 2014 | 4 | 19 | 5 | [7 empty] | 85.254 | 2281.397 | [7 empty] | 600.6 | 582.68 | -16.776 | 565.904 | [15 empty] | 59.654 |  | 1596.341
4-2014 | 2014-04-19 06:00 | 2014 | 4 | 19 | 6 | [7 empty] | 37.502 | 1149.0613 | [7 empty] | 598.9 | 594.616 | -17.464 | 577.152 | [15 empty] | 22.602 |  | 692.5253
4-2014 | 2014-04-19 07:00 | 2014 | 4 | 19 | 7 | [7 empty] | 17.198 | 547.5843 | [7 empty] | 644.7 | 627.985 | -17.937 | 610.048 | [15 empty] | 0 |  | 0
4-2014 | 2014-04-19 08:00 | 2014 | 4 | 19 | 8 | [7 empty] | 46.768 | 1598.5302 | [7 empty] | 678.4 | 642.319 | -18.251 | 624.068 | [15 empty] | 0 |  | 0
4-2014 | 2014-04-19 09:00 | 2014 | 4 | 19 | 9 | [7 empty] | 114.657 | 6238.4874 | [7 empty] | 757 | 664.159 | -18.652 | 645.507 | [15 empty] | 0 |  | 0
4-2014 | 2014-04-19 10:00 | 2014 | 4 | 19 | 10 | [7 empty] | 122.429 | 4533.5459 | [7 empty] | 760.3 | 662.894 | -19.015 | 643.879 | [15 empty] | 0 |  | 0
4-2014 | 2014-04-19 11:00 | 2014 | 4 | 19 | 11 | [7 empty] | 138.009 | 5285.7447 | [7 empty] | 765.9 | 640.695 | -18.386 | 622.309 | [15 empty] | 0 |  | 0
4-2014 | 2014-04-19 12:00 | 2014 | 4 | 19 | 12 | [7 empty] | 99.103 | 3278.3272 | [7 empty] | 766.3 | 629.748 | -18.195 | 611.553 | [15 empty] | 0 |  | 0
4-2014 | 2014-04-19 13:00 | 2014 | 4 | 19 | 13 | [7 empty] | 78.845 | 2502.5403 | [7 empty] | 742.7 | 619.414 | -18.368 | 601.046 | [15 empty] | 0 |  | 0
4-2014 | 2014-04-19 14:00 | 2014 | 4 | 19 | 14 | [7 empty] | 49.277 | 1539.9062 | [7 empty] | 703.3 | 615.628 | -17.601 | 598.027 | [15 empty] | 49.277 |  | 1539.9062
4-2014 | 2014-04-19 15:00 | 2014 | 4 | 19 | 15 | [7 empty] | 19.787 | 616.365 | [7 empty] | 671.9 | 610.916 | -16.979 | 593.937 | [15 empty] | 19.787 |  | 616.365
4-2014 | 2014-04-19 16:00 | 2014 | 4 | 19 | 16 | [7 empty] | 14.427 | 447.6698 | [7 empty] | 663 | 614.861 | -16.684 | 598.177 | [15 empty] | 14.427 |  | 447.6698
4-2014 | 2014-04-19 17:00 | 2014 | 4 | 19 | 17 | [7 empty] | 11.645 | 371.1261 | [7 empty] | 652.3 | 619.92 | -16.826 | 603.094 | [15 empty] | 0 |  | 0
4-2014 | 2014-04-19 18:00 | 2014 | 4 | 19 | 18 | [7 empty] | 15.304 | 482.076 | [7 empty] | 657.7 | 622.011 | -17.057 | 604.954 | [15 empty] | 0 |  | 0
4-2014 | 2014-04-19 19:00 | 2014 | 4 | 19 | 19 | [7 empty] | 0 | 0 | [7 empty] | 650.64 | 612.882 | -16.622 | 596.26 | [15 empty] | 0 |  | 0
4-2014 | 2014-04-19 20:00 | 2014 | 4 | 19 | 20 | [7 empty] | 91.243 | 2907.9144 | [7 empty] | 740.7 | 613.407 | -16.664 | 596.743 | [15 empty] | 0 |  | 0
4-2014 | 2014-04-19 21:00 | 2014 | 4 | 19 | 21 | [7 empty] | 94.936 | 3419.5947 | [7 empty] | 720.1 | 639.632 | -17.595 | 622.037 | [15 empty] | 0 |  | 0
4-2014 | 2014-04-19 22:00 | 2014 | 4 | 19 | 22 | [7 empty] | 101.882 | 3571.9829 | [7 empty] | 724.7 | 649.588 | -18.506 | 631.082 | [15 empty] | 0 |  | 0
4-2014 | 2014-04-19 23:00 | 2014 | 4 | 19 | 23 | [7 empty] | 24.256 | 768.6726 | [7 empty] | 653.2 | 627.934 | -17.978 | 609.956 | [15 empty] | 0 |  | 0
4-2014 | 2014-04-20 | 2014 | 4 | 20 | 0 | [7 empty] | 0 | 0 | [7 empty] | 604.32 | 598.739 | -16.159 | 582.58 | [15 empty] | 0 |  | 0
4-2014 | 2014-04-20 01:00 | 2014 | 4 | 20 | 1 | [7 empty] | 0 | 0 | [7 empty] | 609.086 | 573.749 | -16.085 | 557.664 | [15 empty] | 0 |  | 0
4-2014 | 2014-04-20 02:00 | 2014 | 4 | 20 | 2 | [7 empty] | 0 | 0 | [7 empty] | 621.778 | 551.104 | -15.283 | 535.821 | [15 empty] | 0 |  | 0
4-2014 | 2014-04-20 03:00 | 2014 | 4 | 20 | 3 | [7 empty] | 0 | 0 | [7 empty] | 583.747 | 548.372 | -14.369 | 534.003 | [15 empty] | 0 |  | 0
4-2014 | 2014-04-20 04:00 | 2014 | 4 | 20 | 4 | [7 empty] | 0 | 0 | [7 empty] | 587.375 | 546.595 | -14.07 | 532.525 | [15 empty] | 0 |  | 0
4-2014 | 2014-04-20 05:00 | 2014 | 4 | 20 | 5 | [7 empty] | 0 | 0 | [7 empty] | 599.751 | 551.441 | -14.592 | 536.849 | [15 empty] | 0 |  | 0
4-2014 | 2014-04-20 06:00 | 2014 | 4 | 20 | 6 | [7 empty] | 0 | 0 | [7 empty] | 608.944 | 567.908 | -15.252 | 552.656 | [15 empty] | 0 |  | 0
4-2014 | 2014-04-20 07:00 | 2014 | 4 | 20 | 7 | [7 empty] | 0 | 0 | [7 empty] | 590.403 | 594.368 | -15.871 | 578.497 | [15 empty] | 0 |  | 0
4-2014 | 2014-04-20 08:00 | 2014 | 4 | 20 | 8 | [7 empty] | 0 | 0 | [7 empty] | 574.02 | 625.588 | -16.708 | 608.88 | [15 empty] | 0 |  | 0
4-2014 | 2014-04-20 09:00 | 2014 | 4 | 20 | 9 | [7 empty] | 0 | 0 | [7 empty] | 558.699 | 664.534 | -17.333 | 647.201 | [15 empty] | 0 |  | 0
4-2014 | 2014-04-20 10:00 | 2014 | 4 | 20 | 10 | [7 empty] | 48.954 | 1607.1598 | [7 empty] | 602.4 | 659.003 | -17.549 | 641.454 | [15 empty] | 0 |  | 0
4-2014 | 2014-04-20 11:00 | 2014 | 4 | 20 | 11 | [7 empty] | 57.937 | 1855.1427 | [7 empty] | 626.7 | 622.763 | -16.926 | 605.837 | [15 empty] | 0 |  | 0
4-2014 | 2014-04-20 12:00 | 2014 | 4 | 20 | 12 | [7 empty] | 86.043 | 2669.0539 | [7 empty] | 616.1 | 596.778 | -16.085 | 580.693 | [15 empty] | 84.943 |  | 2634.9319
4-2014 | 2014-04-20 13:00 | 2014 | 4 | 20 | 13 | [7 empty] | 121.339 | 3702.0529 | [7 empty] | 613.9 | 598.87 | -15.38 | 583.49 | [15 empty] | 101.44 |  | 3094.9344
4-2014 | 2014-04-20 14:00 | 2014 | 4 | 20 | 14 | [7 empty] | 169.778 | 5140.8778 | [7 empty] | 609.9 | 609.81 | -15.182 | 594.628 | [15 empty] | 114.878 |  | 3478.5058
4-2014 | 2014-04-20 15:00 | 2014 | 4 | 20 | 15 | [7 empty] | 149.053 | 4368.7434 | [7 empty] | 583.4 | 595.77 | -14.368 | 581.402 | [15 empty] | 103.652 |  | 3038.0401
4-2014 | 2014-04-20 16:00 | 2014 | 4 | 20 | 16 | [7 empty] | 174.551 | 5025.3233 | [7 empty] | 563.9 | 600.623 | -13.772 | 586.851 | [15 empty] | 130.651 |  | 3761.4423
4-2014 | 2014-04-20 17:00 | 2014 | 4 | 20 | 17 | [7 empty] | 175.855 | 5029.453 | [7 empty] | 564.6 | 610.102 | -13.747 | 596.355 | [15 empty] | 141.305 |  | 4041.323
4-2014 | 2014-04-20 18:00 | 2014 | 4 | 20 | 18 | [7 empty] | 148.047 | 4306.6872 | [7 empty] | 571.7 | 615.36 | -14.113 | 601.247 | [15 empty] | 125.197 |  | 3641.9807
4-2014 | 2014-04-20 19:00 | 2014 | 4 | 20 | 19 | [7 empty] | 125.358 | 3451.1057 | [7 empty] | 579 | 619.004 | -13.945 | 605.059 | [15 empty] | 117.309 |  | 3229.5168
4-2014 | 2014-04-20 20:00 | 2014 | 4 | 20 | 20 | [7 empty] | 143.686 | 4204.2524 | [7 empty] | 595.5 | 624.247 | -14.661 | 609.586 | [15 empty] | 121.536 |  | 3556.1434
4-2014 | 2014-04-20 21:00 | 2014 | 4 | 20 | 21 | [7 empty] | 154.657 | 5126.8795 | [7 empty] | 604 | 643.366 | -16.56 | 626.806 | [15 empty] | 0 |  | 0
4-2014 | 2014-04-20 22:00 | 2014 | 4 | 20 | 22 | [7 empty] | 98.822 | 3222.5854 | [7 empty] | 612.7 | 644.451 | -17.879 | 626.572 | [15 empty] | 0 |  | 0
4-2014 | 2014-04-20 23:00 | 2014 | 4 | 20 | 23 | [7 empty] | 54.923 | 1689.9807 | [7 empty] | 600.9 | 612.664 | -17.341 | 595.323 | [15 empty] | 54.923 |  | 1689.9807
4-2014 | 2014-04-21 | 2014 | 4 | 21 | 0 | [7 empty] | 23.72 | 653.2488 | [7 empty] | 542.7 | 569.383 | -14.913 | 554.47 | [15 empty] | 23.72 |  | 653.2488
4-2014 | 2014-04-21 01:00 | 2014 | 4 | 21 | 1 | [7 empty] | 117.284 | 2720.9888 | [7 empty] | 571.2 | 547.815 | -13.431 | 534.384 | [15 empty] | 117.284 |  | 2720.9888
4-2014 | 2014-04-21 02:00 | 2014 | 4 | 21 | 2 | [7 empty] | 46.879 | 1260.5763 | [7 empty] | 513.8 | 560.684 | -13.305 | 547.379 | [15 empty] | 46.879 |  | 1260.5763
4-2014 | 2014-04-21 03:00 | 2014 | 4 | 21 | 3 | [7 empty] | 51.253 | 1379.2182 | [7 empty] | 501.5 | 553.413 | -13.91 | 539.503 | [15 empty] | 51.253 |  | 1379.2182
4-2014 | 2014-04-21 04:00 | 2014 | 4 | 21 | 4 | [7 empty] | 92.104 | 2327.4681 | [7 empty] | 502.7 | 565.974 | -14.269 | 551.705 | [15 empty] | 92.104 |  | 2327.4681
4-2014 | 2014-04-21 05:00 | 2014 | 4 | 21 | 5 | [7 empty] | 98.409 | 2699.3589 | [7 empty] | 519.2 | 580.281 | -14.322 | 565.959 | [15 empty] | 98.409 |  | 2699.3589
4-2014 | 2014-04-21 06:00 | 2014 | 4 | 21 | 6 | [7 empty] | 40.56 | 1260.1992 | [7 empty] | 542.4 | 624.302 | -16.442 | 607.86 | [15 empty] | 40.56 |  | 1260.1992
4-2014 | 2014-04-21 07:00 | 2014 | 4 | 21 | 7 | [7 empty] | 26.636 | 1032.9441 | [7 empty] | 483.5 | 705.5 | -18.564 | 686.936 | [15 empty] | 0 |  | 0
4-2014 | 2014-04-21 08:00 | 2014 | 4 | 21 | 8 | [7 empty] | 7.1 | 262.132 | [7 empty] | 444.9 | 750.86 | -20.16 | 730.7 | [15 empty] | 0 |  | 0
4-2014 | 2014-04-21 09:00 | 2014 | 4 | 21 | 9 | [7 empty] | 0 | 0 | [7 empty] | 466.05 | 759.981 | -20.73 | 739.251 | [15 empty] | 0 |  | 0
4-2014 | 2014-04-21 10:00 | 2014 | 4 | 21 | 10 | [7 empty] | 0 | 0 | [7 empty] | 495.169 | 748.885 | -20.405 | 728.48 | [15 empty] | 0 |  | 0
4-2014 | 2014-04-21 11:00 | 2014 | 4 | 21 | 11 | [7 empty] | 0 | 0 | [7 empty] | 516.623 | 734.155 | -20.178 | 713.977 | [15 empty] | 0 |  | 0
4-2014 | 2014-04-21 12:00 | 2014 | 4 | 21 | 12 | [7 empty] | 0 | 0 | [7 empty] | 536.764 | 735.154 | -20.168 | 714.986 | [15 empty] | 0 |  | 0
4-2014 | 2014-04-21 13:00 | 2014 | 4 | 21 | 13 | [7 empty] | 0 | 0 | [7 empty] | 552.074 | 738.445 | -20.619 | 717.826 | [15 empty] | 0 |  | 0
4-2014 | 2014-04-21 14:00 | 2014 | 4 | 21 | 14 | [7 empty] | 0 | 0 | [7 empty] | 569.641 | 742.858 | -22.05 | 720.808 | [15 empty] | 0 |  | 0
4-2014 | 2014-04-21 15:00 | 2014 | 4 | 21 | 15 | [7 empty] | 0 | 0 | [7 empty] | 627.253 | 754.565 | -23.468 | 731.097 | [15 empty] | 0 |  | 0
4-2014 | 2014-04-21 16:00 | 2014 | 4 | 21 | 16 | [7 empty] | 0 | 0 | [7 empty] | 633.579 | 760.176 | -23.855 | 736.321 | [15 empty] | 0 |  | 0
4-2014 | 2014-04-21 17:00 | 2014 | 4 | 21 | 17 | [7 empty] | 0 | 0 | [7 empty] | 631.442 | 761.761 | -24.053 | 737.708 | [15 empty] | 0 |  | 0
4-2014 | 2014-04-21 18:00 | 2014 | 4 | 21 | 18 | [7 empty] | 0 | 0 | [7 empty] | 644.983 | 754.736 | -23.369 | 731.367 | [15 empty] | 0 |  | 0
4-2014 | 2014-04-21 19:00 | 2014 | 4 | 21 | 19 | [7 empty] | 0 | 0 | [7 empty] | 655.958 | 743.01 | -22.968 | 720.042 | [15 empty] | 0 |  | 0
4-2014 | 2014-04-21 20:00 | 2014 | 4 | 21 | 20 | [7 empty] | 0 | 0 | [7 empty] | 658.234 | 733.237 | -22.521 | 710.716 | [15 empty] | 0 |  | 0
4-2014 | 2014-04-21 21:00 | 2014 | 4 | 21 | 21 | [7 empty] | 0 | 0 | [7 empty] | 581.262 | 756.548 | -23.06 | 733.488 | [15 empty] | 0 |  | 0
4-2014 | 2014-04-21 22:00 | 2014 | 4 | 21 | 22 | [7 empty] | 0 | 0 | [7 empty] | 572.029 | 743.059 | -20.939 | 722.12 | [15 empty] | 0 |  | 0
4-2014 | 2014-04-21 23:00 | 2014 | 4 | 21 | 23 | [7 empty] | 0 | 0 | [7 empty] | 618.945 | 694.03 | -18.675 | 675.355 | [15 empty] | 0 |  | 0
4-2014 | 2014-04-22 | 2014 | 4 | 22 | 0 | [7 empty] | 0 | 0 | [7 empty] | 619.09 | 643.253 | -18.343 | 624.91 | [15 empty] | 0 |  | 0
4-2014 | 2014-04-22 01:00 | 2014 | 4 | 22 | 1 | [7 empty] | 7.26 | 202.9896 | [7 empty] | 572.4 | 593.148 | -17.088 | 576.06 | [15 empty] | 0 |  | 0
4-2014 | 2014-04-22 02:00 | 2014 | 4 | 22 | 2 | [7 empty] | 58.232 | 1476.7635 | [7 empty] | 554.8 | 569.7 | -15.868 | 553.832 | [15 empty] | 58.232 |  | 1476.7635
4-2014 | 2014-04-22 03:00 | 2014 | 4 | 22 | 3 | [7 empty] | 106.793 | 2472.258 | [7 empty] | 545.3 | 553.541 | -15.298 | 538.243 | [15 empty] | 106.793 |  | 2472.258
4-2014 | 2014-04-22 04:00 | 2014 | 4 | 22 | 4 | [7 empty] | 104.166 | 2517.6922 | [7 empty] | 547.7 | 548.328 | -14.662 | 533.666 | [15 empty] | 104.166 |  | 2517.6922
4-2014 | 2014-04-22 05:00 | 2014 | 4 | 22 | 5 | [7 empty] | 57.229 | 1388.9478 | [7 empty] | 558.2 | 556.262 | -15.783 | 540.479 | [15 empty] | 57.229 |  | 1388.9478
4-2014 | 2014-04-22 06:00 | 2014 | 4 | 22 | 6 | [7 empty] | 71.029 | 1976.7371 | [7 empty] | 595.9 | 585.492 | -17.162 | 568.33 | [15 empty] | 0 |  | 0
4-2014 | 2014-04-22 07:00 | 2014 | 4 | 22 | 7 | [7 empty] | 153.668 | 4946.5729 | [7 empty] | 637 | 654.531 | -18.713 | 635.818 | [15 empty] | 18.668 |  | 600.9229
4-2014 | 2014-04-22 08:00 | 2014 | 4 | 22 | 8 | [7 empty] | 125.385 | 5126.9927 | [7 empty] | 678.1 | 669.187 | -19.302 | 649.885 | [15 empty] | 0 |  | 0
4-2014 | 2014-04-22 09:00 | 2014 | 4 | 22 | 9 | [7 empty] | 76.307 | 2901.1921 | [7 empty] | 694.9 | 679.352 | -19.344 | 660.008 | [15 empty] | 0 |  | 0
4-2014 | 2014-04-22 10:00 | 2014 | 4 | 22 | 10 | [7 empty] | 77.3 | 2859.327 | [7 empty] | 684.7 | 697.843 | -20.093 | 677.75 | [15 empty] | 0 |  | 0
4-2014 | 2014-04-22 11:00 | 2014 | 4 | 22 | 11 | [7 empty] | 82.151 | 5353.7807 | [7 empty] | 686.8 | 702.065 | -19.415 | 682.65 | [15 empty] | 0 |  | 0
4-2014 | 2014-04-22 12:00 | 2014 | 4 | 22 | 12 | [7 empty] | 102.281 | 3832.4691 | [7 empty] | 690.3 | 717.164 | -20.034 | 697.13 | [15 empty] | 0 |  | 0
4-2014 | 2014-04-22 13:00 | 2014 | 4 | 22 | 13 | [7 empty] | 103.121 | 5577.8149 | [7 empty] | 690 | 711.796 | -19.675 | 692.121 | [15 empty] | 0 |  | 0
4-2014 | 2014-04-22 14:00 | 2014 | 4 | 22 | 14 | [7 empty] | 110.798 | 6510.4905 | [7 empty] | 691 | 717.456 | -20.508 | 696.948 | [15 empty] | 0 |  | 0
4-2014 | 2014-04-22 15:00 | 2014 | 4 | 22 | 15 | [7 empty] | 118.215 | 5260.5675 | [7 empty] | 697.9 | 717.825 | -20.21 | 697.615 | [15 empty] | 0 |  | 0
4-2014 | 2014-04-22 16:00 | 2014 | 4 | 22 | 16 | [7 empty] | 119.184 | 6735.0878 | [7 empty] | 704.7 | 711.453 | -20.52 | 690.933 | [15 empty] | 0 |  | 0
4-2014 | 2014-04-22 17:00 | 2014 | 4 | 22 | 17 | [7 empty] | 119.073 | 7286.0769 | [7 empty] | 700.3 | 714.636 | -21.563 | 693.073 | [15 empty] | 0 |  | 0
4-2014 | 2014-04-22 18:00 | 2014 | 4 | 22 | 18 | [7 empty] | 119.153 | 5697.8965 | [7 empty] | 703.3 | 714.499 | -22.496 | 692.003 | [15 empty] | 0 |  | 0
4-2014 | 2014-04-22 19:00 | 2014 | 4 | 22 | 19 | [7 empty] | 105.004 | 4047.9042 | [7 empty] | 698.9 | 706.047 | -22.343 | 683.704 | [15 empty] | 0 |  | 0
4-2014 | 2014-04-22 20:00 | 2014 | 4 | 22 | 20 | [7 empty] | 55.679 | 2188.7415 | [7 empty] | 663.6 | 691.786 | -21.258 | 670.528 | [15 empty] | 0 |  | 0
4-2014 | 2014-04-22 21:00 | 2014 | 4 | 22 | 21 | [7 empty] | 35.537 | 1680.9001 | [7 empty] | 621.5 | 715.31 | -21.373 | 693.937 | [15 empty] | 0 |  | 0
4-2014 | 2014-04-22 22:00 | 2014 | 4 | 22 | 22 | [7 empty] | 37.493 | 1507.2186 | [7 empty] | 624.2 | 714.03 | -20.587 | 693.443 | [15 empty] | 0 |  | 0
4-2014 | 2014-04-22 23:00 | 2014 | 4 | 22 | 23 | [7 empty] | 21.333 | 725.962 | [7 empty] | 661.2 | 662.382 | -19.1 | 643.282 | [15 empty] | 0 |  | 0
4-2014 | 2014-04-23 | 2014 | 4 | 23 | 0 | [7 empty] | 0 | 0 | [7 empty] | 672.681 | 616.731 | -19.112 | 597.619 | [15 empty] | 0 |  | 0
4-2014 | 2014-04-23 01:00 | 2014 | 4 | 23 | 1 | [7 empty] | 0 | 0 | [7 empty] | 679.651 | 578.182 | -18.233 | 559.949 | [15 empty] | 0 |  | 0
4-2014 | 2014-04-23 02:00 | 2014 | 4 | 23 | 2 | [7 empty] | 0 | 0 | [7 empty] | 672.944 | 549.691 | -15.485 | 534.206 | [15 empty] | 0 |  | 0
4-2014 | 2014-04-23 03:00 | 2014 | 4 | 23 | 3 | [7 empty] | 0 | 0 | [7 empty] | 632.318 | 543.868 | -14.586 | 529.282 | [15 empty] | 0 |  | 0
4-2014 | 2014-04-23 04:00 | 2014 | 4 | 23 | 4 | [7 empty] | 0 | 0 | [7 empty] | 581.863 | 548.294 | -14.457 | 533.837 | [15 empty] | 0 |  | 0
4-2014 | 2014-04-23 05:00 | 2014 | 4 | 23 | 5 | [7 empty] | 0 | 0 | [7 empty] | 555.776 | 557.723 | -15.198 | 542.525 | [15 empty] | 0 |  | 0
4-2014 | 2014-04-23 06:00 | 2014 | 4 | 23 | 6 | [7 empty] | 0 | 0 | [7 empty] | 532.034 | 605.517 | -17.101 | 588.416 | [15 empty] | 0 |  | 0
4-2014 | 2014-04-23 07:00 | 2014 | 4 | 23 | 7 | [7 empty] | 0 | 0 | [7 empty] | 549.136 | 701.52 | -20.506 | 681.014 | [15 empty] | 0 |  | 0
4-2014 | 2014-04-23 08:00 | 2014 | 4 | 23 | 8 | [7 empty] | 0 | 0 | [7 empty] | 564.408 | 742.727 | -22.535 | 720.192 | [15 empty] | 0 |  | 0
4-2014 | 2014-04-23 09:00 | 2014 | 4 | 23 | 9 | [7 empty] | 0 | 0 | [7 empty] | 518.396 | 761.415 | -23.211 | 738.204 | [15 empty] | 0 |  | 0
4-2014 | 2014-04-23 10:00 | 2014 | 4 | 23 | 10 | [7 empty] | 0 | 0 | [7 empty] | 539.189 | 741.485 | -23.374 | 718.111 | [15 empty] | 0 |  | 0
4-2014 | 2014-04-23 11:00 | 2014 | 4 | 23 | 11 | [7 empty] | 0 | 0 | [7 empty] | 555.07 | 725.282 | -22.902 | 702.38 | [15 empty] | 0 |  | 0
4-2014 | 2014-04-23 12:00 | 2014 | 4 | 23 | 12 | [7 empty] | 0 | 0 | [7 empty] | 564.65 | 716.239 | -22.739 | 693.5 | [15 empty] | 0 |  | 0
4-2014 | 2014-04-23 13:00 | 2014 | 4 | 23 | 13 | [7 empty] | 78.432 | 6160.0493 | [7 empty] | 659.1 | 706.175 | -22.243 | 683.932 | [15 empty] | 0 |  | 0
4-2014 | 2014-04-23 14:00 | 2014 | 4 | 23 | 14 | [7 empty] | 89.99 | 5750.361 | [7 empty] | 727.1 | 701.136 | -22.245 | 678.891 | [15 empty] | 0 |  | 0
4-2014 | 2014-04-23 15:00 | 2014 | 4 | 23 | 15 | [7 empty] | 24.072 | 1444.8014 | [7 empty] | 738.1 | 695.185 | -20.913 | 674.272 | [15 empty] | 0 |  | 0
4-2014 | 2014-04-23 16:00 | 2014 | 4 | 23 | 16 | [7 empty] | 0 | 0 | [7 empty] | 770.14 | 686.219 | -19.908 | 666.311 | [15 empty] | 0 |  | 0
4-2014 | 2014-04-23 17:00 | 2014 | 4 | 23 | 17 | [7 empty] | 0 | 0 | [7 empty] | 778.344 | 678.785 | -18.979 | 659.806 | [15 empty] | 0 |  | 0
4-2014 | 2014-04-23 18:00 | 2014 | 4 | 23 | 18 | [7 empty] | 0 | 0 | [7 empty] | 780.366 | 678.194 | -18.96 | 659.234 | [15 empty] | 0 |  | 0
4-2014 | 2014-04-23 19:00 | 2014 | 4 | 23 | 19 | [7 empty] | 0 | 0 | [7 empty] | 801.095 | 670.503 | -19.098 | 651.405 | [15 empty] | 0 |  | 0
4-2014 | 2014-04-23 20:00 | 2014 | 4 | 23 | 20 | [7 empty] | 0 | 0 | [7 empty] | 858.654 | 668.466 | -19.37 | 649.096 | [15 empty] | 0 |  | 0
4-2014 | 2014-04-23 21:00 | 2014 | 4 | 23 | 21 | [7 empty] | 0 | 0 | [7 empty] | 879.994 | 700.991 | -21.085 | 679.906 | [15 empty] | 0 |  | 0
4-2014 | 2014-04-23 22:00 | 2014 | 4 | 23 | 22 | [7 empty] | 0 | 0 | [7 empty] | 875.926 | 711.711 | -20.038 | 691.673 | [15 empty] | 0 |  | 0
4-2014 | 2014-04-23 23:00 | 2014 | 4 | 23 | 23 | [7 empty] | 0 | 0 | [7 empty] | 898.664 | 686.576 | -18.791 | 667.785 | [15 empty] | 0 |  | 0
4-2014 | 2014-04-24 | 2014 | 4 | 24 | 0 | [7 empty] | 0 | 0 | [7 empty] | 930.226 | 654.07 | -17.847 | 636.223 | [15 empty] | 0 |  | 0
4-2014 | 2014-04-24 01:00 | 2014 | 4 | 24 | 1 | [7 empty] | 0 | 0 | [7 empty] | 941.064 | 623.749 | -19.063 | 604.686 | [15 empty] | 0 |  | 0
4-2014 | 2014-04-24 02:00 | 2014 | 4 | 24 | 2 | [7 empty] | 0 | 0 | [7 empty] | 939.836 | 610.263 | -18.649 | 591.614 | [15 empty] | 0 |  | 0
4-2014 | 2014-04-24 03:00 | 2014 | 4 | 24 | 3 | [7 empty] | 0 | 0 | [7 empty] | 901.933 | 603.314 | -18.798 | 584.516 | [15 empty] | 0 |  | 0
4-2014 | 2014-04-24 04:00 | 2014 | 4 | 24 | 4 | [7 empty] | 0 | 0 | [7 empty] | 876.776 | 615.099 | -19.274 | 595.825 | [15 empty] | 0 |  | 0
4-2014 | 2014-04-24 05:00 | 2014 | 4 | 24 | 5 | [7 empty] | 0 | 0 | [7 empty] | 880.701 | 632.781 | -21.032 | 611.749 | [15 empty] | 0 |  | 0
4-2014 | 2014-04-24 06:00 | 2014 | 4 | 24 | 6 | [7 empty] | 0 | 0 | [7 empty] | 874.205 | 672.387 | -21.142 | 651.245 | [15 empty] | 0 |  | 0
4-2014 | 2014-04-24 07:00 | 2014 | 4 | 24 | 7 | [7 empty] | 0 | 0 | [7 empty] | 801.203 | 752.088 | -22.691 | 729.397 | [15 empty] | 0 |  | 0
4-2014 | 2014-04-24 08:00 | 2014 | 4 | 24 | 8 | [7 empty] | 0 | 0 | [7 empty] | 724.719 | 789.424 | -24.393 | 765.031 | [15 empty] | 0 |  | 0
4-2014 | 2014-04-24 09:00 | 2014 | 4 | 24 | 9 | [7 empty] | 0 | 0 | [7 empty] | 691.233 | 787.166 | -24.499 | 762.667 | [15 empty] | 0 |  | 0
4-2014 | 2014-04-24 10:00 | 2014 | 4 | 24 | 10 | [7 empty] | 0 | 0 | [7 empty] | 713.442 | 767.647 | -25.489 | 742.158 | [15 empty] | 0 |  | 0
4-2014 | 2014-04-24 11:00 | 2014 | 4 | 24 | 11 | [7 empty] | 0 | 0 | [7 empty] | 741.399 | 737.594 | -23.392 | 714.202 | [15 empty] | 0 |  | 0
4-2014 | 2014-04-24 12:00 | 2014 | 4 | 24 | 12 | [7 empty] | 0 | 0 | [7 empty] | 774.393 | 704.521 | -21.863 | 682.658 | [15 empty] | 0 |  | 0
4-2014 | 2014-04-24 13:00 | 2014 | 4 | 24 | 13 | [7 empty] | 0 | 0 | [7 empty] | 772.815 | 702.923 | -22.288 | 680.635 | [15 empty] | 0 |  | 0
4-2014 | 2014-04-24 14:00 | 2014 | 4 | 24 | 14 | [7 empty] | 0 | 0 | [7 empty] | 779.077 | 694.834 | -22.161 | 672.673 | [15 empty] | 0 |  | 0
4-2014 | 2014-04-24 15:00 | 2014 | 4 | 24 | 15 | [7 empty] | 0 | 0 | [7 empty] | 775.062 | 697.466 | -21.628 | 675.838 | [15 empty] | 0 |  | 0
4-2014 | 2014-04-24 16:00 | 2014 | 4 | 24 | 16 | [7 empty] | 0 | 0 | [7 empty] | 777.879 | 695.072 | -21.502 | 673.57 | [15 empty] | 0 |  | 0
4-2014 | 2014-04-24 17:00 | 2014 | 4 | 24 | 17 | [7 empty] | 0 | 0 | [7 empty] | 773.03 | 701.871 | -22.3 | 679.571 | [15 empty] | 0 |  | 0
4-2014 | 2014-04-24 18:00 | 2014 | 4 | 24 | 18 | [7 empty] | 0 | 0 | [7 empty] | 772.473 | 702.119 | -23.143 | 678.976 | [15 empty] | 0 |  | 0
4-2014 | 2014-04-24 19:00 | 2014 | 4 | 24 | 19 | [7 empty] | 0 | 0 | [7 empty] | 784.971 | 687.365 | -21.736 | 665.629 | [15 empty] | 0 |  | 0
4-2014 | 2014-04-24 20:00 | 2014 | 4 | 24 | 20 | [7 empty] | 0 | 0 | [7 empty] | 824.573 | 682.828 | -20.501 | 662.327 | [15 empty] | 0 |  | 0
4-2014 | 2014-04-24 21:00 | 2014 | 4 | 24 | 21 | [7 empty] | 0 | 0 | [7 empty] | 854.541 | 713.477 | -19.668 | 693.809 | [15 empty] | 0 |  | 0
4-2014 | 2014-04-24 22:00 | 2014 | 4 | 24 | 22 | [7 empty] | 0 | 0 | [7 empty] | 883.618 | 709.416 | -18.584 | 690.832 | [15 empty] | 0 |  | 0
4-2014 | 2014-04-24 23:00 | 2014 | 4 | 24 | 23 | [7 empty] | 0 | 0 | [7 empty] | 933.004 | 675.696 | -18.099 | 657.597 | [15 empty] | 0 |  | 0
4-2014 | 2014-04-25 | 2014 | 4 | 25 | 0 | [7 empty] | 0 | 0 | [7 empty] | 999.43 | 637.973 | -18.953 | 619.02 | [15 empty] | 0 |  | 0
4-2014 | 2014-04-25 01:00 | 2014 | 4 | 25 | 1 | [7 empty] | 0 | 0 | [7 empty] | 980.291 | 605.902 | -19.593 | 586.309 | [15 empty] | 0 |  | 0
4-2014 | 2014-04-25 02:00 | 2014 | 4 | 25 | 2 | [7 empty] | 0 | 0 | [7 empty] | 1028.713 | 582.386 | -17.499 | 564.887 | [15 empty] | 0 |  | 0
4-2014 | 2014-04-25 03:00 | 2014 | 4 | 25 | 3 | [7 empty] | 0 | 0 | [7 empty] | 983.589 | 569.566 | -16.555 | 553.011 | [15 empty] | 0 |  | 0
4-2014 | 2014-04-25 04:00 | 2014 | 4 | 25 | 4 | [7 empty] | 0 | 0 | [7 empty] | 956.767 | 567.419 | -16.736 | 550.683 | [15 empty] | 0 |  | 0
4-2014 | 2014-04-25 05:00 | 2014 | 4 | 25 | 5 | [7 empty] | 0 | 0 | [7 empty] | 1027.691 | 585.992 | -18.083 | 567.909 | [15 empty] | 0 |  | 0
4-2014 | 2014-04-25 06:00 | 2014 | 4 | 25 | 6 | [7 empty] | 0 | 0 | [7 empty] | 1157.027 | 607.14 | -18.567 | 588.573 | [15 empty] | 0 |  | 0
4-2014 | 2014-04-25 07:00 | 2014 | 4 | 25 | 7 | [7 empty] | 0 | 0 | [7 empty] | 1198.947 | 677.658 | -19.155 | 658.503 | [15 empty] | 0 |  | 0
4-2014 | 2014-04-25 08:00 | 2014 | 4 | 25 | 8 | [7 empty] | 0 | 0 | [7 empty] | 1209.566 | 719.449 | -20.415 | 699.034 | [15 empty] | 0 |  | 0
4-2014 | 2014-04-25 09:00 | 2014 | 4 | 25 | 9 | [7 empty] | 0 | 0 | [7 empty] | 1119.416 | 723.507 | -21.573 | 701.934 | [15 empty] | 0 |  | 0
4-2014 | 2014-04-25 10:00 | 2014 | 4 | 25 | 10 | [7 empty] | 0 | 0 | [7 empty] | 1084.687 | 740.896 | -22.533 | 718.363 | [15 empty] | 0 |  | 0
4-2014 | 2014-04-25 11:00 | 2014 | 4 | 25 | 11 | [7 empty] | 0 | 0 | [7 empty] | 1070.544 | 762.762 | -23.706 | 739.056 | [15 empty] | 0 |  | 0
4-2014 | 2014-04-25 12:00 | 2014 | 4 | 25 | 12 | [7 empty] | 0 | 0 | [7 empty] | 1087.387 | 741.64 | -23.727 | 717.913 | [15 empty] | 0 |  | 0
4-2014 | 2014-04-25 13:00 | 2014 | 4 | 25 | 13 | [7 empty] | 0 | 0 | [7 empty] | 1104.496 | 724.347 | -23.093 | 701.254 | [15 empty] | 0 |  | 0
4-2014 | 2014-04-25 14:00 | 2014 | 4 | 25 | 14 | [7 empty] | 0 | 0 | [7 empty] | 1111.335 | 723.393 | -23.129 | 700.264 | [15 empty] | 0 |  | 0
4-2014 | 2014-04-25 15:00 | 2014 | 4 | 25 | 15 | [7 empty] | 0 | 0 | [7 empty] | 1146.741 | 703.108 | -22.649 | 680.459 | [15 empty] | 0 |  | 0
4-2014 | 2014-04-25 16:00 | 2014 | 4 | 25 | 16 | [7 empty] | 0 | 0 | [7 empty] | 1140.287 | 707.537 | -21.924 | 685.613 | [15 empty] | 0 |  | 0
4-2014 | 2014-04-25 17:00 | 2014 | 4 | 25 | 17 | [7 empty] | 0 | 0 | [7 empty] | 1146.78 | 697.14 | -21.47 | 675.67 | [15 empty] | 0 |  | 0
4-2014 | 2014-04-25 18:00 | 2014 | 4 | 25 | 18 | [7 empty] | 0 | 0 | [7 empty] | 1146.6 | 693.907 | -21.457 | 672.45 | [15 empty] | 0 |  | 0
4-2014 | 2014-04-25 19:00 | 2014 | 4 | 25 | 19 | [7 empty] | 0 | 0 | [7 empty] | 1149.371 | 690.203 | -21.674 | 668.529 | [15 empty] | 0 |  | 0
4-2014 | 2014-04-25 20:00 | 2014 | 4 | 25 | 20 | [7 empty] | 0 | 0 | [7 empty] | 1146.727 | 682.224 | -20.901 | 661.323 | [15 empty] | 0 |  | 0
4-2014 | 2014-04-25 21:00 | 2014 | 4 | 25 | 21 | [7 empty] | 0 | 0 | [7 empty] | 1121.728 | 700.753 | -20.582 | 680.171 | [15 empty] | 0 |  | 0
4-2014 | 2014-04-25 22:00 | 2014 | 4 | 25 | 22 | [7 empty] | 0 | 0 | [7 empty] | 1120.777 | 697.664 | -19.641 | 678.023 | [15 empty] | 0 |  | 0
4-2014 | 2014-04-25 23:00 | 2014 | 4 | 25 | 23 | [7 empty] | 0 | 0 | [7 empty] | 1029.724 | 674.997 | -17.321 | 657.676 | [15 empty] | 0 |  | 0
4-2014 | 2014-04-26 | 2014 | 4 | 26 | 0 | [7 empty] | 0 | 0 | [7 empty] | 892.9 | 651.99 | -15.54 | 636.45 | [15 empty] | 0 |  | 0
4-2014 | 2014-04-26 01:00 | 2014 | 4 | 26 | 1 | [7 empty] | 78.579 | 2316.5089 | [7 empty] | 797.1 | 624.31 | -14.381 | 609.929 | [15 empty] | 0 |  | 0
4-2014 | 2014-04-26 02:00 | 2014 | 4 | 26 | 2 | [7 empty] | 56.008 | 1767.6125 | [7 empty] | 686.3 | 606.765 | -12.857 | 593.908 | [15 empty] | 0 |  | 0
4-2014 | 2014-04-26 03:00 | 2014 | 4 | 26 | 3 | [7 empty] | 0 | 0 | [7 empty] | 602.789 | 602.971 | -12.409 | 590.562 | [15 empty] | 0 |  | 0
4-2014 | 2014-04-26 04:00 | 2014 | 4 | 26 | 4 | [7 empty] | 0 | 0 | [7 empty] | 609.74 | 605.111 | -12.351 | 592.76 | [15 empty] | 0 |  | 0
4-2014 | 2014-04-26 05:00 | 2014 | 4 | 26 | 5 | [7 empty] | 0 | 0 | [7 empty] | 622.228 | 609.936 | -12.564 | 597.372 | [15 empty] | 0 |  | 0
4-2014 | 2014-04-26 06:00 | 2014 | 4 | 26 | 6 | [7 empty] | 0 | 0 | [7 empty] | 640.018 | 626.949 | -13.116 | 613.833 | [15 empty] | 0 |  | 0
4-2014 | 2014-04-26 07:00 | 2014 | 4 | 26 | 7 | [7 empty] | 0 | 0 | [7 empty] | 706.936 | 645.256 | -13.192 | 632.064 | [15 empty] | 0 |  | 0
4-2014 | 2014-04-26 08:00 | 2014 | 4 | 26 | 8 | [7 empty] | 73.055 | 2724.2209 | [7 empty] | 785.4 | 659.85 | -13.595 | 646.255 | [15 empty] | 0 |  | 0
4-2014 | 2014-04-26 09:00 | 2014 | 4 | 26 | 9 | [7 empty] | 53.095 | 2496.5269 | [7 empty] | 886.5 | 675.808 | -13.913 | 661.895 | [15 empty] | 0 |  | 0
4-2014 | 2014-04-26 10:00 | 2014 | 4 | 26 | 10 | [7 empty] | 0 | 0 | [7 empty] | 897.643 | 666.505 | -13.848 | 652.657 | [15 empty] | 0 |  | 0
4-2014 | 2014-04-26 11:00 | 2014 | 4 | 26 | 11 | [7 empty] | 0 | 0 | [7 empty] | 924.386 | 656.615 | -13.851 | 642.764 | [15 empty] | 0 |  | 0
4-2014 | 2014-04-26 12:00 | 2014 | 4 | 26 | 12 | [7 empty] | 0 | 0 | [7 empty] | 941.726 | 652.264 | -13.69 | 638.574 | [15 empty] | 0 |  | 0
4-2014 | 2014-04-26 13:00 | 2014 | 4 | 26 | 13 | [7 empty] | 0 | 0 | [7 empty] | 939.412 | 654.695 | -14.106 | 640.589 | [15 empty] | 0 |  | 0
4-2014 | 2014-04-26 14:00 | 2014 | 4 | 26 | 14 | [7 empty] | 0 | 0 | [7 empty] | 950.052 | 652.742 | -13.844 | 638.898 | [15 empty] | 0 |  | 0
4-2014 | 2014-04-26 15:00 | 2014 | 4 | 26 | 15 | [7 empty] | 0 | 0 | [7 empty] | 948.374 | 658.959 | -14.433 | 644.526 | [15 empty] | 0 |  | 0
4-2014 | 2014-04-26 16:00 | 2014 | 4 | 26 | 16 | [7 empty] | 0 | 0 | [7 empty] | 941.64 | 667.238 | -14.928 | 652.31 | [15 empty] | 0 |  | 0
4-2014 | 2014-04-26 17:00 | 2014 | 4 | 26 | 17 | [7 empty] | 0 | 0 | [7 empty] | 920.076 | 677.127 | -16.053 | 661.074 | [15 empty] | 0 |  | 0
4-2014 | 2014-04-26 18:00 | 2014 | 4 | 26 | 18 | [7 empty] | 91.513 | 3231.324 | [7 empty] | 874.4 | 682.811 | -16.998 | 665.813 | [15 empty] | 0 |  | 0
4-2014 | 2014-04-26 19:00 | 2014 | 4 | 26 | 19 | [7 empty] | 289.368 | 9907.9603 | [7 empty] | 882.6 | 671.076 | -16.308 | 654.768 | [15 empty] | 0 |  | 0
4-2014 | 2014-04-26 20:00 | 2014 | 4 | 26 | 20 | [7 empty] | 250.409 | 8313.5788 | [7 empty] | 854.4 | 663.016 | -15.307 | 647.709 | [15 empty] | 0 |  | 0
4-2014 | 2014-04-26 21:00 | 2014 | 4 | 26 | 21 | [7 empty] | 206.568 | 9446.3546 | [7 empty] | 828.6 | 677.437 | -15.619 | 661.818 | [15 empty] | 0 |  | 0
4-2014 | 2014-04-26 22:00 | 2014 | 4 | 26 | 22 | [7 empty] | 188.856 | 8247.3415 | [7 empty] | 836.8 | 681.708 | -15.802 | 665.906 | [15 empty] | 0 |  | 0
4-2014 | 2014-04-26 23:00 | 2014 | 4 | 26 | 23 | [7 empty] | 217.432 | 7518.7986 | [7 empty] | 878.4 | 648.169 | -14.437 | 633.732 | [15 empty] | 0 |  | 0
4-2014 | 2014-04-27 | 2014 | 4 | 27 | 0 | [7 empty] | 208.267 | 6295.9114 | [7 empty] | 843.5 | 606.793 | -13.475 | 593.318 | [15 empty] | 94.768 |  | 2864.8366
4-2014 | 2014-04-27 01:00 | 2014 | 4 | 27 | 1 | [7 empty] | 146.754 | 3887.5135 | [7 empty] | 705.1 | 572.763 | -13.059 | 559.704 | [15 empty] | 135.654 |  | 3593.4745
4-2014 | 2014-04-27 02:00 | 2014 | 4 | 27 | 2 | [7 empty] | 240.399 | 6339.3216 | [7 empty] | 686.2 | 552.419 | -11.671 | 540.748 | [15 empty] | 199.198 |  | 5252.8513
4-2014 | 2014-04-27 03:00 | 2014 | 4 | 27 | 3 | [7 empty] | 305.958 | 7954.908 | [7 empty] | 659.9 | 544.885 | -11.127 | 533.758 | [15 empty] | 305.958 |  | 7954.908
4-2014 | 2014-04-27 04:00 | 2014 | 4 | 27 | 4 | [7 empty] | 282.387 | 6771.6403 | [7 empty] | 570.2 | 543.135 | -11.598 | 531.537 | [15 empty] | 282.387 |  | 6771.6403
4-2014 | 2014-04-27 05:00 | 2014 | 4 | 27 | 5 | [7 empty] | 312.993 | 7396.0246 | [7 empty] | 556.7 | 544.867 | -12.024 | 532.843 | [15 empty] | 312.993 |  | 7396.0246
4-2014 | 2014-04-27 06:00 | 2014 | 4 | 27 | 6 | [7 empty] | 354.788 | 9210.2965 | [7 empty] | 603.8 | 556.933 | -13.045 | 543.888 | [15 empty] | 342.888 |  | 8901.3725
4-2014 | 2014-04-27 07:00 | 2014 | 4 | 27 | 7 | [7 empty] | 357.556 | 9010.4112 | [7 empty] | 620.5 | 573.417 | -13.611 | 559.806 | [15 empty] | 357.556 |  | 9010.4112
4-2014 | 2014-04-27 08:00 | 2014 | 4 | 27 | 8 | [7 empty] | 438.883 | 12648.6081 | [7 empty] | 672.2 | 595.336 | -14.003 | 581.333 | [15 empty] | 220.683 |  | 6360.0841
4-2014 | 2014-04-27 09:00 | 2014 | 4 | 27 | 9 | [7 empty] | 623.591 | 20977.6012 | [7 empty] | 891.2 | 628.819 | -16.177 | 612.642 | [15 empty] | 0 |  | 0
4-2014 | 2014-04-27 10:00 | 2014 | 4 | 27 | 10 | [7 empty] | 650.866 | 22721.7321 | [7 empty] | 1055.8 | 624.194 | -16.427 | 607.767 | [15 empty] | 0 |  | 0
4-2014 | 2014-04-27 11:00 | 2014 | 4 | 27 | 11 | [7 empty] | 632.629 | 21465.102 | [7 empty] | 1088.9 | 621.465 | -16.735 | 604.73 | [15 empty] | 0 |  | 0
4-2014 | 2014-04-27 12:00 | 2014 | 4 | 27 | 12 | [7 empty] | 565.914 | 20769.0438 | [7 empty] | 1091.9 | 620.94 | -17.077 | 603.863 | [15 empty] | 0 |  | 0
4-2014 | 2014-04-27 13:00 | 2014 | 4 | 27 | 13 | [7 empty] | 602.22 | 20096.0814 | [7 empty] | 1139.2 | 640.78 | -16.91 | 623.87 | [15 empty] | 0 |  | 0
4-2014 | 2014-04-27 14:00 | 2014 | 4 | 27 | 14 | [7 empty] | 562.132 | 19022.5469 | [7 empty] | 1128.1 | 656.028 | -17.145 | 638.883 | [15 empty] | 0 |  | 0
4-2014 | 2014-04-27 15:00 | 2014 | 4 | 27 | 15 | [7 empty] | 513.279 | 17738.9222 | [7 empty] | 1105.7 | 677.103 | -17.674 | 659.429 | [15 empty] | 0 |  | 0
4-2014 | 2014-04-27 16:00 | 2014 | 4 | 27 | 16 | [7 empty] | 492.461 | 17078.5475 | [7 empty] | 1093.6 | 700.674 | -18.813 | 681.861 | [15 empty] | 0 |  | 0
4-2014 | 2014-04-27 17:00 | 2014 | 4 | 27 | 17 | [7 empty] | 497.449 | 20136.7355 | [7 empty] | 1100.1 | 716.287 | -19.087 | 697.2 | [15 empty] | 0 |  | 0
4-2014 | 2014-04-27 18:00 | 2014 | 4 | 27 | 18 | [7 empty] | 472.455 | 18902.9245 | [7 empty] | 1090.3 | 726.081 | -18.926 | 707.155 | [15 empty] | 0 |  | 0
4-2014 | 2014-04-27 19:00 | 2014 | 4 | 27 | 19 | [7 empty] | 455.884 | 15969.6165 | [7 empty] | 1090.9 | 721.515 | -17.53 | 703.985 | [15 empty] | 0 |  | 0
4-2014 | 2014-04-27 20:00 | 2014 | 4 | 27 | 20 | [7 empty] | 414.156 | 18384.3848 | [7 empty] | 1055 | 697.459 | -16.903 | 680.556 | [15 empty] | 0 |  | 0
4-2014 | 2014-04-27 21:00 | 2014 | 4 | 27 | 21 | [7 empty] | 478.106 | 23986.578 | [7 empty] | 1023 | 722.497 | -18.39 | 704.107 | [15 empty] | 0 |  | 0
4-2014 | 2014-04-27 22:00 | 2014 | 4 | 27 | 22 | [7 empty] | 491.127 | 17341.6944 | [7 empty] | 1025 | 709.051 | -18.075 | 690.976 | [15 empty] | 0 |  | 0
4-2014 | 2014-04-27 23:00 | 2014 | 4 | 27 | 23 | [7 empty] | 463.82 | 15361.7184 | [7 empty] | 1068.1 | 667.353 | -16.933 | 650.42 | [15 empty] | 0 |  | 0
4-2014 | 2014-04-28 | 2014 | 4 | 28 | 0 | [7 empty] | 390.156 | 10292.3153 | [7 empty] | 959.5 | 619.671 | -16.065 | 603.606 | [15 empty] | 79.656 |  | 2101.3253
4-2014 | 2014-04-28 01:00 | 2014 | 4 | 28 | 1 | [7 empty] | 0 | 0 | [7 empty] | 461.521 | 581.034 | -14.054 | 566.98 | [15 empty] | 0 |  | 0
4-2014 | 2014-04-28 02:00 | 2014 | 4 | 28 | 2 | [7 empty] | 87.345 | 2144.3198 | [7 empty] | 422.8 | 557.812 | -12.417 | 545.395 | [15 empty] | 87.345 |  | 2144.3198
4-2014 | 2014-04-28 03:00 | 2014 | 4 | 28 | 3 | [7 empty] | 168.134 | 4078.9308 | [7 empty] | 407.9 | 547.663 | -11.829 | 535.834 | [15 empty] | 168.134 |  | 4078.9308
4-2014 | 2014-04-28 04:00 | 2014 | 4 | 28 | 4 | [7 empty] | 194.559 | 4686.9263 | [7 empty] | 407 | 541.151 | -12.192 | 528.959 | [15 empty] | 194.559 |  | 4686.9263
4-2014 | 2014-04-28 05:00 | 2014 | 4 | 28 | 5 | [7 empty] | 214.38 | 5485.9842 | [7 empty] | 434.8 | 550.397 | -12.617 | 537.78 | [15 empty] | 214.38 |  | 5485.9842
4-2014 | 2014-04-28 06:00 | 2014 | 4 | 28 | 6 | [7 empty] | 243.349 | 7161.7611 | [7 empty] | 533.1 | 576.044 | -14.295 | 561.749 | [15 empty] | 212.249 |  | 6246.4881
4-2014 | 2014-04-28 07:00 | 2014 | 4 | 28 | 7 | [7 empty] | 331.11 | 13552.3323 | [7 empty] | 685.7 | 632.166 | -16.555 | 615.611 | [15 empty] | 0 |  | 0
4-2014 | 2014-04-28 08:00 | 2014 | 4 | 28 | 8 | [7 empty] | 255.523 | 10098.269 | [7 empty] | 712 | 664.475 | -16.802 | 647.673 | [15 empty] | 0 |  | 0
4-2014 | 2014-04-28 09:00 | 2014 | 4 | 28 | 9 | [7 empty] | 130.819 | 5345.2643 | [7 empty] | 694.1 | 692.561 | -17.392 | 675.169 | [15 empty] | 0 |  | 0
4-2014 | 2014-04-28 10:00 | 2014 | 4 | 28 | 10 | [7 empty] | 97.494 | 4165.9186 | [7 empty] | 684.9 | 720.182 | -18.587 | 701.595 | [15 empty] | 0 |  | 0
4-2014 | 2014-04-28 11:00 | 2014 | 4 | 28 | 11 | [7 empty] | 77.134 | 5538.9925 | [7 empty] | 679.5 | 739.429 | -19.495 | 719.934 | [15 empty] | 0 |  | 0
4-2014 | 2014-04-28 12:00 | 2014 | 4 | 28 | 12 | [7 empty] | 59.452 | 2467.8525 | [7 empty] | 674 | 743.766 | -19.313 | 724.453 | [15 empty] | 0 |  | 0
4-2014 | 2014-04-28 13:00 | 2014 | 4 | 28 | 13 | [7 empty] | 45.777 | 2009.1525 | [7 empty] | 666.1 | 744.352 | -19.675 | 724.677 | [15 empty] | 0 |  | 0
4-2014 | 2014-04-28 14:00 | 2014 | 4 | 28 | 14 | [7 empty] | 26.297 | 1694.5787 | [7 empty] | 654 | 749.858 | -19.561 | 730.297 | [15 empty] | 0 |  | 0
4-2014 | 2014-04-28 15:00 | 2014 | 4 | 28 | 15 | [7 empty] | 6.598 | 328.9829 | [7 empty] | 646.5 | 748.524 | -19.576 | 728.948 | [15 empty] | 0 |  | 0
4-2014 | 2014-04-28 16:00 | 2014 | 4 | 28 | 16 | [7 empty] | 4.448 | 202.6998 | [7 empty] | 646.3 | 748.595 | -19.997 | 728.598 | [15 empty] | 0 |  | 0
4-2014 | 2014-04-28 17:00 | 2014 | 4 | 28 | 17 | [7 empty] | 0 | 0 | [7 empty] | 641.17 | 749.108 | -20.277 | 728.831 | [15 empty] | 0 |  | 0
4-2014 | 2014-04-28 18:00 | 2014 | 4 | 28 | 18 | [7 empty] | 0 | 0 | [7 empty] | 646.017 | 741.315 | -20.182 | 721.133 | [15 empty] | 0 |  | 0
4-2014 | 2014-04-28 19:00 | 2014 | 4 | 28 | 19 | [7 empty] | 0 | 0 | [7 empty] | 652.544 | 728.893 | -20.286 | 708.607 | [15 empty] | 0 |  | 0
4-2014 | 2014-04-28 20:00 | 2014 | 4 | 28 | 20 | [7 empty] | 0 | 0 | [7 empty] | 652.552 | 729.943 | -19.195 | 710.748 | [15 empty] | 0 |  | 0
4-2014 | 2014-04-28 21:00 | 2014 | 4 | 28 | 21 | [7 empty] | 0 | 0 | [7 empty] | 637.986 | 740.063 | -17.749 | 722.314 | [15 empty] | 0 |  | 0
4-2014 | 2014-04-28 22:00 | 2014 | 4 | 28 | 22 | [7 empty] | 0 | 0 | [7 empty] | 649.379 | 729.573 | -16.802 | 712.771 | [15 empty] | 0 |  | 0
4-2014 | 2014-04-28 23:00 | 2014 | 4 | 28 | 23 | [7 empty] | 0 | 0 | [7 empty] | 672.801 | 693.433 | -15.084 | 678.349 | [15 empty] | 0 |  | 0
4-2014 | 2014-04-29 | 2014 | 4 | 29 | 0 | [7 empty] | 0 | 0 | [7 empty] | 668.662 | 654.277 | -13.639 | 640.638 | [15 empty] | 0 |  | 0
4-2014 | 2014-04-29 01:00 | 2014 | 4 | 29 | 1 | [7 empty] | 0 | 0 | [7 empty] | 656.864 | 606.9 | -12.464 | 594.436 | [15 empty] | 0 |  | 0
4-2014 | 2014-04-29 02:00 | 2014 | 4 | 29 | 2 | [7 empty] | 0 | 0 | [7 empty] | 630.499 | 583.419 | -11.568 | 571.851 | [15 empty] | 0 |  | 0
4-2014 | 2014-04-29 03:00 | 2014 | 4 | 29 | 3 | [7 empty] | 0 | 0 | [7 empty] | 554.208 | 578.074 | -10.882 | 567.192 | [15 empty] | 0 |  | 0
4-2014 | 2014-04-29 04:00 | 2014 | 4 | 29 | 4 | [7 empty] | 0 | 0 | [7 empty] | 565.097 | 557.793 | -10.54 | 547.253 | [15 empty] | 0 |  | 0
4-2014 | 2014-04-29 05:00 | 2014 | 4 | 29 | 5 | [7 empty] | 0 | 0 | [7 empty] | 568.8 | 558.957 | -11.357 | 547.6 | [15 empty] | 0 |  | 0
4-2014 | 2014-04-29 06:00 | 2014 | 4 | 29 | 6 | [7 empty] | 0 | 0 | [7 empty] | 574.855 | 582.428 | -13.133 | 569.295 | [15 empty] | 0 |  | 0
4-2014 | 2014-04-29 07:00 | 2014 | 4 | 29 | 7 | [7 empty] | 20.506 | 1074.9245 | [7 empty] | 590.5 | 658.882 | -16.725 | 642.157 | [15 empty] | 0 |  | 0
4-2014 | 2014-04-29 08:00 | 2014 | 4 | 29 | 8 | [7 empty] | 55.941 | 2789.7777 | [7 empty] | 682.8 | 705.819 | -18.077 | 687.742 | [15 empty] | 0 |  | 0
4-2014 | 2014-04-29 09:00 | 2014 | 4 | 29 | 9 | [7 empty] | 56.528 | 2698.0814 | [7 empty] | 695.7 | 718.409 | -17.981 | 700.428 | [15 empty] | 0 |  | 0
4-2014 | 2014-04-29 10:00 | 2014 | 4 | 29 | 10 | [7 empty] | 56.378 | 3298.113 | [7 empty] | 682.6 | 732.288 | -19.211 | 713.077 | [15 empty] | 0 |  | 0
4-2014 | 2014-04-29 11:00 | 2014 | 4 | 29 | 11 | [7 empty] | 28.421 | 1500.6288 | [7 empty] | 678.8 | 720.069 | -18.998 | 701.071 | [15 empty] | 0 |  | 0
4-2014 | 2014-04-29 12:00 | 2014 | 4 | 29 | 12 | [7 empty] | 28.876 | 1340.1352 | [7 empty] | 672.8 | 724.833 | -19.457 | 705.376 | [15 empty] | 0 |  | 0
4-2014 | 2014-04-29 13:00 | 2014 | 4 | 29 | 13 | [7 empty] | 42.479 | 1993.1147 | [7 empty] | 660.9 | 744.331 | -19.452 | 724.879 | [15 empty] | 0 |  | 0
4-2014 | 2014-04-29 14:00 | 2014 | 4 | 29 | 14 | [7 empty] | 32.51 | 2482.1385 | [7 empty] | 644.8 | 753.974 | -19.814 | 734.16 | [15 empty] | 0 |  | 0
4-2014 | 2014-04-29 15:00 | 2014 | 4 | 29 | 15 | [7 empty] | 32.04 | 1768.2876 | [7 empty] | 634.7 | 763.514 | -21.024 | 742.49 | [15 empty] | 0 |  | 0
4-2014 | 2014-04-29 16:00 | 2014 | 4 | 29 | 16 | [7 empty] | 31.67 | 1781.7542 | [7 empty] | 632.2 | 766.763 | -20.843 | 745.92 | [15 empty] | 0 |  | 0
4-2014 | 2014-04-29 17:00 | 2014 | 4 | 29 | 17 | [7 empty] | 34.26 | 2652.4092 | [7 empty] | 622.1 | 781.233 | -21.623 | 759.61 | [15 empty] | 0 |  | 0
4-2014 | 2014-04-29 18:00 | 2014 | 4 | 29 | 18 | [7 empty] | 50.031 | 2643.638 | [7 empty] | 622.5 | 786.5 | -21.519 | 764.981 | [15 empty] | 0 |  | 0
4-2014 | 2014-04-29 19:00 | 2014 | 4 | 29 | 19 | [7 empty] | 56.7 | 3745.602 | [7 empty] | 624 | 776.504 | -20.504 | 756 | [15 empty] | 0 |  | 0
4-2014 | 2014-04-29 20:00 | 2014 | 4 | 29 | 20 | [7 empty] | 37.173 | 1825.9378 | [7 empty] | 607.7 | 756.411 | -19.488 | 736.923 | [15 empty] | 0 |  | 0
4-2014 | 2014-04-29 21:00 | 2014 | 4 | 29 | 21 | [7 empty] | 22.172 | 929.2285 | [7 empty] | 576.9 | 774.25 | -18.679 | 755.571 | [15 empty] | 0 |  | 0
4-2014 | 2014-04-29 22:00 | 2014 | 4 | 29 | 22 | [7 empty] | 23.854 | 1001.6295 | [7 empty] | 589.9 | 765.455 | -17.051 | 748.404 | [15 empty] | 0 |  | 0
4-2014 | 2014-04-29 23:00 | 2014 | 4 | 29 | 23 | [7 empty] | 38.226 | 1423.154 | [7 empty] | 643.5 | 720.137 | -15.261 | 704.876 | [15 empty] | 0 |  | 0
4-2014 | 2014-04-30 | 2014 | 4 | 30 | 0 | [7 empty] | 0 | 0 | [7 empty] | 671.305 | 653.983 | -14.988 | 638.995 | [15 empty] | 0 |  | 0
4-2014 | 2014-04-30 01:00 | 2014 | 4 | 30 | 1 | [7 empty] | 0 | 0 | [7 empty] | 679.959 | 610.316 | -14.125 | 596.191 | [15 empty] | 0 |  | 0
4-2014 | 2014-04-30 02:00 | 2014 | 4 | 30 | 2 | [7 empty] | 0 | 0 | [7 empty] | 647.657 | 571.13 | -12.787 | 558.343 | [15 empty] | 0 |  | 0
4-2014 | 2014-04-30 03:00 | 2014 | 4 | 30 | 3 | [7 empty] | 0 | 0 | [7 empty] | 620.375 | 557.875 | -12.55 | 545.325 | [15 empty] | 0 |  | 0
4-2014 | 2014-04-30 04:00 | 2014 | 4 | 30 | 4 | [7 empty] | 0 | 0 | [7 empty] | 556.762 | 568.44 | -12.852 | 555.588 | [15 empty] | 0 |  | 0
4-2014 | 2014-04-30 05:00 | 2014 | 4 | 30 | 5 | [7 empty] | 0 | 0 | [7 empty] | 543.165 | 566.699 | -12.713 | 553.986 | [15 empty] | 0 |  | 0
4-2014 | 2014-04-30 06:00 | 2014 | 4 | 30 | 6 | [7 empty] | 54.947 | 1860.5054 | [7 empty] | 589.4 | 588.657 | -14.41 | 574.247 | [15 empty] | 0 |  | 0
4-2014 | 2014-04-30 07:00 | 2014 | 4 | 30 | 7 | [7 empty] | 155.498 | 13021.4025 | [7 empty] | 685.2 | 650.674 | -16.076 | 634.598 | [15 empty] | 0 |  | 0
4-2014 | 2014-04-30 08:00 | 2014 | 4 | 30 | 8 | [7 empty] | 59.574 | 4829.6642 | [7 empty] | 680.2 | 690.776 | -17.102 | 673.674 | [15 empty] | 0 |  | 0
4-2014 | 2014-04-30 09:00 | 2014 | 4 | 30 | 9 | [7 empty] | 31.753 | 3509.9766 | [7 empty] | 669 | 709.243 | -17.191 | 692.052 | [15 empty] | 0 |  | 0
4-2014 | 2014-04-30 10:00 | 2014 | 4 | 30 | 10 | [7 empty] | 41.815 | 3097.6552 | [7 empty] | 660 | 721.912 | -17.947 | 703.965 | [15 empty] | 0 |  | 0
4-2014 | 2014-04-30 11:00 | 2014 | 4 | 30 | 11 | [7 empty] | 51.963 | 4099.8807 | [7 empty] | 659.9 | 717.581 | -17.368 | 700.213 | [15 empty] | 0 |  | 0
4-2014 | 2014-04-30 12:00 | 2014 | 4 | 30 | 12 | [7 empty] | 68.897 | 4603.6975 | [7 empty] | 660.6 | 723.925 | -17.628 | 706.297 | [15 empty] | 0 |  | 0
4-2014 | 2014-04-30 13:00 | 2014 | 4 | 30 | 13 | [7 empty] | 77.161 | 3699.8699 | [7 empty] | 658.6 | 732.066 | -18.355 | 713.711 | [15 empty] | 0 |  | 0
4-2014 | 2014-04-30 14:00 | 2014 | 4 | 30 | 14 | [7 empty] | 84.105 | 5617.3729 | [7 empty] | 654.2 | 745.022 | -19.117 | 725.905 | [15 empty] | 0 |  | 0
4-2014 | 2014-04-30 15:00 | 2014 | 4 | 30 | 15 | [7 empty] | 89.927 | 4358.7617 | [7 empty] | 654.8 | 750.39 | -19.964 | 730.426 | [15 empty] | 0 |  | 0
4-2014 | 2014-04-30 16:00 | 2014 | 4 | 30 | 16 | [7 empty] | 87.35 | 4295.873 | [7 empty] | 657.1 | 737.419 | -20.169 | 717.25 | [15 empty] | 0 |  | 0
4-2014 | 2014-04-30 17:00 | 2014 | 4 | 30 | 17 | [7 empty] | 65.43 | 4354.3665 | [7 empty] | 650.5 | 741.661 | -20.581 | 721.08 | [15 empty] | 0 |  | 0
4-2014 | 2014-04-30 18:00 | 2014 | 4 | 30 | 18 | [7 empty] | 75.292 | 4620.67 | [7 empty] | 650.8 | 749.389 | -20.748 | 728.641 | [15 empty] | 0 |  | 0
4-2014 | 2014-04-30 19:00 | 2014 | 4 | 30 | 19 | [7 empty] | 61.232 | 3438.7891 | [7 empty] | 645.1 | 742.047 | -19.764 | 722.283 | [15 empty] | 0 |  | 0
4-2014 | 2014-04-30 20:00 | 2014 | 4 | 30 | 20 | [7 empty] | 36.148 | 2092.9692 | [7 empty] | 622 | 740.211 | -19.063 | 721.148 | [15 empty] | 0 |  | 0
4-2014 | 2014-04-30 21:00 | 2014 | 4 | 30 | 21 | [7 empty] | 0 | 0 | [7 empty] | 585.394 | 755.2 | -18.144 | 737.056 | [15 empty] | 0 |  | 0
4-2014 | 2014-04-30 22:00 | 2014 | 4 | 30 | 22 | [7 empty] | 0 | 0 | [7 empty] | 608.926 | 747.916 | -16.842 | 731.074 | [15 empty] | 0 |  | 0
4-2014 | 2014-04-30 23:00 | 2014 | 4 | 30 | 23 | [7 empty] | 0 | 0 | [7 empty] | 645.877 | 701.259 | -15.986 | 685.273 | [15 empty] | 0 |  | 0
4-2014 | 2014-05-01 | 2014 | 5 | 1 | 0 | [7 empty] | 0 | 0 | [7 empty] | 660.125 | 659.036 | -16.16 | 642.876 | [15 empty] | 0 |  | 0

## Calculations - CONF
[6 empty] | KIUC 1-12 Attach3 |  | KIUC 1-14 Att 2 2014 PURC | CONF | CONF | CONF | CONF | CONF | KIUC 1-12 Attach3 |  | KIUC 1-14 Att 2 2014 PURC | CONF | CONF | CONF | CONF | KIUC 1-14 Att 2 2014 PURC |  | KIUC 1-13 Att 2 2014 SALES | KIUC 1-11 Load |  | Workpaper Start -- > |  | error: | 0 | CONF | CONF | CONF | CONF | CONF | CONF | CONF | 1 | 2 | 3 | 4 | 5 | 6 | 7 | [16 empty] | CONF | CONF | CONF | CONF | CONF | CONF | CONF | CONF | CONF | CONF | CONF | CONF | CONF | CONF |  |  |  | CONF |  | CONF | CONF
[6 empty] | NET GENERATION | [7 empty] | Sum of TOTAL FUEL $ | [15 empty] | AVG FUEL COST BY UNIT IN HOUR | [6 empty] | 1: RANKS | ALLOCATION LEAST COST ORDER | [7 empty] | LINE LOOKUP# | POTENTIAL CAPACITY | [6 empty] | LEAST COST ALLOCATION ORDER CAPACITY SELECTED | [6 empty] | GEN $ ALLOCATED | [6 empty] | GEN ALLOCATED |  |  | $ ALLOCATED
DST / KIUC 1-21 flag | Hour (EPT) | Y | M | D | H | Big Sandy 1 | Big Sandy 2 | Purchase | Mitchell 1 KP | Mitchell 2 KP | Rockport 1 KP AEG | Rockport 2 KP AEG | Grand Total NATIVE GENERATION | Big Sandy 1 | Big Sandy 2 | Purchase | Mitchell 1 KP | Mitchell 2 KP | Rockport 1 KP AEG | Rockport 2 KP AEG | Sum of PURCHASE MWH | Sum of PURCH COST | Sum of SALE_MWH | InternalLoad | Marginal Loss Adj | NATIVE LOAD TO ALLOCAT GEN TO | Native Gen + Purch | Load+ OSS | Balance Check | Big Sandy 1 | Big Sandy 2 | Purchase | Mitchell 1 KP | Mitchell 2 KP | Rockport 1 KP AEG | Rockport 2 KP AEG | Big Sandy 1 | Big Sandy 2 | Purchase | Mitchell 1 KP | Mitchell 2 KP | Rockport 1 KP AEG | Rockport 2 KP AEG |  | 1 | 2 | 3 | 4 | 5 | 6 | 7 |  | 1 | 2 | 3 | 4 | 5 | 6 | 7 | 1 | 2 | 3 | 4 | 5 | 6 | 7 | 1 | 2 | 3 | 4 | 5 | 6 | 7 | GEN allocated (MWh) | check (MWh) | offset MONTH-YEAR to capture end hour | $ ALLOCATED | Allocated $ based on Purchase | Allocated $ based on Fuel | TOTAL FUEL $ COMPNAY WIDE FOR CHECK | TOTAL PURCHASE $ FOR COMPANY WIDE CHECK | Allocated MWh based on Purchase | Allocated MWh based on Fuel
| 2014-01-01 01:00 | 2014 | 1 | 1 | 1 |  |  | 147.85 | [7 empty] | 5278.245 |  |  |  |  | 147.85 | 5278.245 | 47.994 | 1022.86 | -30.054 | 992.806 | 1040.8 | 1040.8 | check | [45 empty] | TRUE | 1-2014 |  | 3564.8592 |  |  | 5278.245 | 99.856
| 2014-01-01 02:00 | 2014 | 1 | 1 | 2 |  |  | 195.1 | [7 empty] | 6204.18 |  |  |  |  | 195.1 | 6204.18 | 23.12 | 1012.805 | -31.825 | 980.98 | 1004.1 | 1004.1 | check | [45 empty] | TRUE | 1-2014 |  | 6204.18 |  |  | 6204.18 | 195.1
| 2014-01-01 03:00 | 2014 | 1 | 1 | 3 |  |  | 288 | [7 empty] | 9129.6 |  |  |  |  | 288 | 9129.6 | 53.337 | 1007.888 | -32.775 | 975.113 | 1028.45 | 1028.45 | check | [45 empty] | TRUE | 1-2014 |  | 9129.6 |  |  | 9129.6 | 288
| 2014-01-01 04:00 | 2014 | 1 | 1 | 4 |  |  | 285.55 | [7 empty] | 9051.935 |  |  |  |  | 285.55 | 9051.935 | 47.004 | 1011.135 | -33.789 | 977.346 | 1024.35 | 1024.35 | check | [45 empty] | TRUE | 1-2014 |  | 9051.935 |  |  | 9051.935 | 285.55
| 2014-01-01 05:00 | 2014 | 1 | 1 | 5 |  |  | 247.32 | [7 empty] | 7959.7816 |  |  |  |  | 247.32 | 7959.7816 | 0 | 1012.418 | -33.598 | 978.82 | 978.82 | 978.82 | check | [45 empty] | TRUE | 1-2014 |  | 7959.7816 |  |  | 7959.7816 | 247.32
| 2014-01-01 06:00 | 2014 | 1 | 1 | 6 |  |  | 266.491 | [7 empty] | 8593.6079 |  |  |  |  | 266.491 | 8593.6079 | 0 | 1037.385 | -31.894 | 1005.491 | 1005.491 | 1005.491 | check | [45 empty] | TRUE | 1-2014 |  | 8593.6079 |  |  | 8593.6079 | 266.491
| 2014-01-01 07:00 | 2014 | 1 | 1 | 7 |  |  | 268.078 | [7 empty] | 9089.7189 |  |  |  |  | 268.078 | 9089.7189 | 0 | 1055.213 | -32.185 | 1023.028 | 1023.028 | 1023.028 | check | [45 empty] | TRUE | 1-2014 |  | 9089.7189 |  |  | 9089.7189 | 268.078
| 2014-01-01 08:00 | 2014 | 1 | 1 | 8 |  |  | 247.86 | [7 empty] | 8894.8561 |  |  |  |  | 247.86 | 8894.8561 | 0 | 1093.187 | -33.276 | 1059.911 | 1059.91 | 1059.911 | check | [45 empty] | FALSE | 1-2014 |  | 8894.8561 |  |  | 8894.8561 | 247.86
| 2014-01-01 09:00 | 2014 | 1 | 1 | 9 |  |  | 260.031 | [7 empty] | 9482.6171 |  |  |  |  | 260.031 | 9482.6171 | 0 | 1107.368 | -34.587 | 1072.781 | 1072.781 | 1072.781 | check | [45 empty] | TRUE | 1-2014 |  | 9482.6171 |  |  | 9482.6171 | 260.031
| 2014-01-01 10:00 | 2014 | 1 | 1 | 10 |  |  | 229.346 | [7 empty] | 8263.603 |  |  |  |  | 229.346 | 8263.603 | 0 | 1093.786 | -34.19 | 1059.596 | 1059.596 | 1059.596 | check | [45 empty] | TRUE | 1-2014 |  | 8263.603 |  |  | 8263.603 | 229.346
| 2014-01-01 11:00 | 2014 | 1 | 1 | 11 |  |  | 176.681 | [7 empty] | 6267.9915 |  |  |  |  | 176.681 | 6267.9915 | 0 | 1042.687 | -31.906 | 1010.781 | 1010.781 | 1010.781 | check | [45 empty] | TRUE | 1-2014 |  | 6267.9915 |  |  | 6267.9915 | 176.681
| 2014-01-01 12:00 | 2014 | 1 | 1 | 12 |  |  | 101.063 | [7 empty] | 3498.1954 |  |  |  |  | 101.063 | 3498.1954 | 0 | 969.466 | -29.303 | 940.163 | 940.163 | 940.163 | check | [45 empty] | TRUE | 1-2014 |  | 3498.1954 |  |  | 3498.1954 | 101.063
| 2014-01-01 13:00 | 2014 | 1 | 1 | 13 |  |  | 84.35 | [7 empty] | 2769.2105 |  |  |  |  | 84.35 | 2769.2105 | 49.89 | 912.142 | -27.081 | 885.061 | 934.95 | 934.951 | check | [45 empty] | TRUE | 1-2014 |  | 2769.2105 |  |  | 2769.2105 | 84.35
| 2014-01-01 14:00 | 2014 | 1 | 1 | 14 |  |  | 72.4 | [7 empty] | 2329.108 |  |  |  |  | 72.4 | 2329.108 | 80.257 | 870.534 | -26.791 | 843.743 | 924 | 924 | check | [45 empty] | TRUE | 1-2014 |  | 2329.108 |  |  | 2329.108 | 72.4
| 2014-01-01 15:00 | 2014 | 1 | 1 | 15 |  |  | 53.1 | [7 empty] | 1679.553 |  |  |  |  | 53.1 | 1679.553 | 86.766 | 844.469 | -26.085 | 818.384 | 905.15 | 905.15 | check | [45 empty] | TRUE | 1-2014 |  | 1679.553 |  |  | 1679.553 | 53.1
| 2014-01-01 16:00 | 2014 | 1 | 1 | 16 |  |  | 44.1 | [7 empty] | 1412.964 |  |  |  |  | 44.1 | 1412.964 | 81.768 | 835.098 | -25.967 | 809.131 | 890.9 | 890.899 | check | [45 empty] | TRUE | 1-2014 |  | 1412.964 |  |  | 1412.964 | 44.1
| 2014-01-01 17:00 | 2014 | 1 | 1 | 17 |  |  | 42.65 | [7 empty] | 1440.2905 |  |  |  |  | 42.65 | 1440.2905 | 36.244 | 857.09 | -25.433 | 831.657 | 867.9 | 867.901 | check | [45 empty] | TRUE | 1-2014 |  | 216.3644 |  |  | 1440.2905 | 6.407
| 2014-01-01 18:00 | 2014 | 1 | 1 | 18 |  |  | 103.18 | [7 empty] | 4150.9314 |  |  |  |  | 103.18 | 4150.9314 | 74.9 | 912.131 | -30.351 | 881.78 | 956.68 | 956.68 | check | [45 empty] | TRUE | 1-2014 |  | 1137.7044 |  |  | 4150.9314 | 28.28
| 2014-01-01 19:00 | 2014 | 1 | 1 | 19 |  |  | 64.699 | [7 empty] | 2391.922 |  |  |  |  | 64.699 | 2391.922 | 36.9 | 948.198 | -28.449 | 919.749 | 956.649 | 956.649 | check | [45 empty] | TRUE | 1-2014 |  | 1175.609 |  |  | 2391.922 | 31.799
| 2014-01-01 20:00 | 2014 | 1 | 1 | 20 |  |  | 67.002 | [7 empty] | 2373.2108 |  |  |  |  | 67.002 | 2373.2108 | 21.1 | 967.674 | -28.371 | 939.303 | 960.402 | 960.403 | check | [45 empty] | TRUE | 1-2014 |  | 1732.1443 |  |  | 2373.2108 | 48.903
| 2014-01-01 21:00 | 2014 | 1 | 1 | 21 |  |  | 9.8 | [7 empty] | 443.548 |  |  |  |  | 9.8 | 443.548 | 4.582 | 973.202 | -32.235 | 940.967 | 945.55 | 945.549 | check | [45 empty] | TRUE | 1-2014 |  | 443.548 |  |  | 443.548 | 9.8
| 2014-01-01 22:00 | 2014 | 1 | 1 | 22 |  |  | 53.7 | [7 empty] | 2144.778 |  |  |  |  | 53.7 | 2144.778 | 87.114 | 985.648 | -33.161 | 952.487 | 1039.6 | 1039.601 | check | [45 empty] | TRUE | 1-2014 |  | 2144.778 |  |  | 2144.778 | 53.7
| 2014-01-01 23:00 | 2014 | 1 | 1 | 23 |  |  | 117.3 | [7 empty] | 3926.031 |  |  |  |  | 117.3 | 3926.031 | 158.263 | 968.526 | -29.889 | 938.637 | 1096.9 | 1096.9 | check | [45 empty] | TRUE | 1-2014 |  | 2143.3184 |  |  | 3926.031 | 64.037
| 2014-01-02 | 2014 | 1 | 2 | 0 |  |  | 125.5 | [7 empty] | 3960.78 |  |  |  |  | 125.5 | 3960.78 | 198.247 | 944.417 | -28.864 | 915.553 | 1113.8 | 1113.8 | check | [45 empty] | TRUE | 1-2014 |  | 3960.78 |  |  | 3960.78 | 125.5
| 2014-01-02 01:00 | 2014 | 1 | 2 | 1 |  |  | 67.65 | [7 empty] | 2134.3575 |  |  |  |  | 67.65 | 2134.3575 | 251.391 | 927.993 | -29.935 | 898.058 | 1149.45 | 1149.449 | check | [45 empty] | TRUE | 1-2014 |  | 2134.3575 |  |  | 2134.3575 | 67.65
| 2014-01-02 02:00 | 2014 | 1 | 2 | 2 |  |  | 79.725 | [7 empty] | 2432.4097 |  |  |  |  | 79.725 | 2432.4097 | 403.986 | 920.04 | -29.651 | 890.389 | 1294.375 | 1294.375 | check | [45 empty] | TRUE | 1-2014 |  | 2432.4097 |  |  | 2432.4097 | 79.725
| 2014-01-02 03:00 | 2014 | 1 | 2 | 3 |  |  | 120.05 | [7 empty] | 3627.911 |  |  |  |  | 120.05 | 3627.911 | 528.999 | 932.776 | -30.475 | 902.301 | 1431.3 | 1431.3 | check | [45 empty] | TRUE | 1-2014 |  | 3627.911 |  |  | 3627.911 | 120.05
| 2014-01-02 04:00 | 2014 | 1 | 2 | 4 |  |  | 105.615 | [7 empty] | 3177.9554 |  |  |  |  | 105.615 | 3177.9554 | 491.67 | 935.497 | -30.152 | 905.345 | 1397.015 | 1397.015 | check | [45 empty] | TRUE | 1-2014 |  | 3177.9554 |  |  | 3177.9554 | 105.615
| 2014-01-02 05:00 | 2014 | 1 | 2 | 5 |  |  | 133.335 | [7 empty] | 4134.7184 |  |  |  |  | 133.335 | 4134.7184 | 547.792 | 944.806 | -30.063 | 914.743 | 1462.535 | 1462.535 | check | [45 empty] | TRUE | 1-2014 |  | 4134.7184 |  |  | 4134.7184 | 133.335
| 2014-01-02 06:00 | 2014 | 1 | 2 | 6 |  |  | 134.245 | [7 empty] | 4395.1813 |  |  |  |  | 134.245 | 4395.1813 | 547.138 | 966.795 | -29.338 | 937.457 | 1484.595 | 1484.595 | check | [45 empty] | TRUE | 1-2014 |  | 0 |  |  | 4395.1813 | 0
| 2014-01-02 07:00 | 2014 | 1 | 2 | 7 |  |  | 22.125 | [7 empty] | 827.2537 |  |  |  |  | 22.125 | 827.2537 | 436.202 | 1004.953 | -33.53 | 971.423 | 1407.625 | 1407.625 | check | [45 empty] | TRUE | 1-2014 |  | 0 |  |  | 827.2537 | 0
| 2014-01-02 08:00 | 2014 | 1 | 2 | 8 |  |  | 0 | [7 empty] | 0 |  |  |  |  | 0 | 0 | 489.997 | 1041.803 | -34.8 | 1007.003 | 1497 | 1497 | check | [45 empty] | TRUE | 1-2014 |  | 0 |  |  | 0 | 0
| 2014-01-02 09:00 | 2014 | 1 | 2 | 9 |  |  | 0 | [7 empty] | 0 |  |  |  |  | 0 | 0 | 568.712 | 1033.156 | -34.218 | 998.938 | 1567.65 | 1567.65 | check | [45 empty] | TRUE | 1-2014 |  | 0 |  |  | 0 | 0
| 2014-01-02 10:00 | 2014 | 1 | 2 | 10 |  |  | 0 | [7 empty] | 0 |  |  |  |  | 0 | 0 | 544.438 | 1016.476 | -35.064 | 981.412 | 1525.85 | 1525.85 | check | [45 empty] | TRUE | 1-2014 |  | 0 |  |  | 0 | 0
| 2014-01-02 11:00 | 2014 | 1 | 2 | 11 |  |  | 0 | [7 empty] | 0 |  |  |  |  | 0 | 0 | 589.974 | 1016.27 | -35.444 | 980.826 | 1570.8 | 1570.8 | check | [45 empty] | TRUE | 1-2014 |  | 0 |  |  | 0 | 0
| 2014-01-02 12:00 | 2014 | 1 | 2 | 12 |  |  | 0 | [7 empty] | 0 |  |  |  |  | 0 | 0 | 554.887 | 1019.105 | -35.542 | 983.563 | 1538.45 | 1538.45 | check | [45 empty] | TRUE | 1-2014 |  | 0 |  |  | 0 | 0
| 2014-01-02 13:00 | 2014 | 1 | 2 | 13 |  |  | 0 | [7 empty] | 0 |  |  |  |  | 0 | 0 | 639.546 | 1019.815 | -34.911 | 984.904 | 1624.45 | 1624.45 | check | [45 empty] | TRUE | 1-2014 |  | 0 |  |  | 0 | 0
| 2014-01-02 14:00 | 2014 | 1 | 2 | 14 |  |  | 0 | [7 empty] | 0 |  |  |  |  | 0 | 0 | 699.661 | 1032.875 | -35.436 | 997.439 | 1697.1 | 1697.1 | check | [45 empty] | TRUE | 1-2014 |  | 0 |  |  | 0 | 0
| 2014-01-02 15:00 | 2014 | 1 | 2 | 15 |  |  | 0 | [7 empty] | 0 |  |  |  |  | 0 | 0 | 714.008 | 1020.464 | -34.321 | 986.143 | 1700.15 | 1700.151 | check | [45 empty] | TRUE | 1-2014 |  | 0 |  |  | 0 | 0
| 2014-01-02 16:00 | 2014 | 1 | 2 | 16 |  |  | 0 | [7 empty] | 0 |  |  |  |  | 0 | 0 | 737.115 | 1030.983 | -35.398 | 995.585 | 1732.7 | 1732.7 | check | [45 empty] | TRUE | 1-2014 |  | 0 |  |  | 0 | 0
| 2014-01-02 17:00 | 2014 | 1 | 2 | 17 |  |  | 0 | [7 empty] | 0 |  |  |  |  | 0 | 0 | 717.705 | 1043.366 | -35.521 | 1007.845 | 1725.55 | 1725.55 | check | [45 empty] | TRUE | 1-2014 |  | 0 |  |  | 0 | 0
| 2014-01-02 18:00 | 2014 | 1 | 2 | 18 |  |  | 0 | [7 empty] | 0 |  |  |  |  | 0 | 0 | 660.566 | 1113.933 | -35.949 | 1077.984 | 1738.55 | 1738.55 | check | [45 empty] | TRUE | 1-2014 |  | 0 |  |  | 0 | 0
| 2014-01-02 19:00 | 2014 | 1 | 2 | 19 |  |  | 0 | [7 empty] | 0 |  |  |  |  | 0 | 0 | 635.762 | 1151.705 | -33.467 | 1118.238 | 1754 | 1754 | check | [45 empty] | TRUE | 1-2014 |  | 0 |  |  | 0 | 0
| 2014-01-02 20:00 | 2014 | 1 | 2 | 20 |  |  | 0 | [7 empty] | 0 |  |  |  |  | 0 | 0 | 622.88 | 1180.94 | -33.47 | 1147.47 | 1770.35 | 1770.35 | check | [45 empty] | TRUE | 1-2014 |  | 0 |  |  | 0 | 0
| 2014-01-02 21:00 | 2014 | 1 | 2 | 21 |  |  | 0 | [7 empty] | 0 |  |  |  |  | 0 | 0 | 600.363 | 1225.445 | -34.809 | 1190.636 | 1791 | 1790.999 | check | [45 empty] | TRUE | 1-2014 |  | 0 |  |  | 0 | 0
| 2014-01-02 22:00 | 2014 | 1 | 2 | 22 |  |  | 0 | [7 empty] | 0 |  |  |  |  | 0 | 0 | 576.92 | 1248.696 | -35.415 | 1213.281 | 1790.2 | 1790.201 | check | [45 empty] | TRUE | 1-2014 |  | 0 |  |  | 0 | 0
| 2014-01-02 23:00 | 2014 | 1 | 2 | 23 |  |  | 30.9 | [7 empty] | 1187.487 |  |  |  |  | 30.9 | 1187.487 | 608.776 | 1232.523 | -35.849 | 1196.674 | 1805.45 | 1805.45 | check | [45 empty] | TRUE | 1-2014 |  | 0 |  |  | 1187.487 | 0
| 2014-01-03 | 2014 | 1 | 3 | 0 |  |  | 140.3 | [7 empty] | 4854.38 |  |  |  |  | 140.3 | 4854.38 | 732.322 | 1206.245 | -36.867 | 1169.378 | 1901.7 | 1901.7 | check | [45 empty] | TRUE | 1-2014 |  | 0 |  |  | 4854.38 | 0
| 2014-01-03 01:00 | 2014 | 1 | 3 | 1 |  |  | 111.743 | [7 empty] | 7577.2928 |  |  |  |  | 111.743 | 7577.2928 | 711 | 1181.929 | -39.136 | 1142.793 | 1853.793 | 1853.793 | check | [45 empty] | TRUE | 1-2014 |  | 0 |  |  | 7577.2928 | 0
| 2014-01-03 02:00 | 2014 | 1 | 3 | 2 |  |  | 56.148 | [7 empty] | 4181.3416 |  |  |  |  | 56.148 | 4181.3416 | 699.4 | 1162.365 | -40.767 | 1121.598 | 1820.998 | 1820.998 | check | [45 empty] | TRUE | 1-2014 |  | 0 |  |  | 4181.3416 | 0
| 2014-01-03 03:00 | 2014 | 1 | 3 | 3 |  |  | 53.671 | [7 empty] | 5052.5879 |  |  |  |  | 53.671 | 5052.5879 | 677.6 | 1166.243 | -38.272 | 1127.971 | 1805.571 | 1805.571 | check | [45 empty] | TRUE | 1-2014 |  | 0 |  |  | 5052.5879 | 0
| 2014-01-03 04:00 | 2014 | 1 | 3 | 4 |  |  | 122.915 | [7 empty] | 4877.2672 |  |  |  |  | 122.915 | 4877.2672 | 700.3 | 1172.904 | -38.239 | 1134.665 | 1834.965 | 1834.965 | check | [45 empty] | TRUE | 1-2014 |  | 0 |  |  | 4877.2672 | 0
| 2014-01-03 05:00 | 2014 | 1 | 3 | 5 |  |  | 130.389 | [7 empty] | 4731.8168 |  |  |  |  | 130.389 | 4731.8168 | 673.6 | 1180.785 | -37.896 | 1142.889 | 1816.489 | 1816.489 | check | [45 empty] | TRUE | 1-2014 |  | 0 |  |  | 4731.8168 | 0
| 2014-01-03 06:00 | 2014 | 1 | 3 | 6 |  |  | 135.393 | [7 empty] | 6157.6736 |  |  |  |  | 135.393 | 6157.6736 | 622.3 | 1214.521 | -38.328 | 1176.193 | 1798.493 | 1798.493 | check | [45 empty] | TRUE | 1-2014 |  | 0 |  |  | 6157.6736 | 0
| 2014-01-03 07:00 | 2014 | 1 | 3 | 7 |  |  | 58.294 | [7 empty] | 6436.2405 |  |  |  |  | 58.294 | 6436.2405 | 550.3 | 1260.188 | -39.994 | 1220.194 | 1770.494 | 1770.494 | check | [45 empty] | TRUE | 1-2014 |  | 0 |  |  | 6436.2405 | 0
| 2014-01-03 08:00 | 2014 | 1 | 3 | 8 |  |  | 0 | [7 empty] | 0 |  |  |  |  | 0 | 0 | 502.474 | 1302.692 | -41.366 | 1261.326 | 1763.8 | 1763.8 | check | [45 empty] | TRUE | 1-2014 |  | 0 |  |  | 0 | 0
| 2014-01-03 09:00 | 2014 | 1 | 3 | 9 |  |  | 0 | [7 empty] | 0 |  |  |  |  | 0 | 0 | 500.42 | 1313.014 | -42.284 | 1270.73 | 1771.15 | 1771.15 | check | [45 empty] | TRUE | 1-2014 |  | 0 |  |  | 0 | 0
| 2014-01-03 10:00 | 2014 | 1 | 3 | 10 |  |  | 0 | [7 empty] | 0 |  |  |  |  | 0 | 0 | 514.899 | 1305.857 | -43.406 | 1262.451 | 1777.35 | 1777.35 | check | [45 empty] | TRUE | 1-2014 |  | 0 |  |  | 0 | 0
| 2014-01-03 11:00 | 2014 | 1 | 3 | 11 |  |  | 0 | [7 empty] | 0 |  |  |  |  | 0 | 0 | 539.161 | 1284.496 | -45.506 | 1238.99 | 1778.15 | 1778.151 | check | [45 empty] | TRUE | 1-2014 |  | 0 |  |  | 0 | 0
| 2014-01-03 12:00 | 2014 | 1 | 3 | 12 |  |  | 0 | [7 empty] | 0 |  |  |  |  | 0 | 0 | 590.997 | 1232.653 | -47.5 | 1185.153 | 1776.15 | 1776.15 | check | [45 empty] | TRUE | 1-2014 |  | 0 |  |  | 0 | 0
| 2014-01-03 13:00 | 2014 | 1 | 3 | 13 |  |  | 0 | [7 empty] | 0 |  |  |  |  | 0 | 0 | 625.971 | 1190.292 | -46.763 | 1143.529 | 1769.5 | 1769.5 | check | [45 empty] | TRUE | 1-2014 |  | 0 |  |  | 0 | 0
| 2014-01-03 14:00 | 2014 | 1 | 3 | 14 |  |  | 6.921 | [7 empty] | 637.5625 |  |  |  |  | 6.921 | 637.5625 | 637.8 | 1156.286 | -45.015 | 1111.271 | 1749.071 | 1749.071 | check | [45 empty] | TRUE | 1-2014 |  | 0 |  |  | 637.5625 | 0
| 2014-01-03 15:00 | 2014 | 1 | 3 | 15 |  |  | 0.383 | [7 empty] | 25.42 |  |  |  |  | 0.383 | 25.42 | 664.4 | 1121.385 | -41.752 | 1079.633 | 1744.033 | 1744.033 | check | [45 empty] | TRUE | 1-2014 |  | 0 |  |  | 25.42 | 0
| 2014-01-03 16:00 | 2014 | 1 | 3 | 16 |  |  | 9.346 | [7 empty] | 612.2565 |  |  |  |  | 9.346 | 612.2565 | 678.7 | 1112.527 | -40.731 | 1071.796 | 1750.496 | 1750.496 | check | [45 empty] | TRUE | 1-2014 |  | 0 |  |  | 612.2565 | 0
| 2014-01-03 17:00 | 2014 | 1 | 3 | 17 |  |  | 50.628 | [7 empty] | 3927.7202 |  |  |  |  | 50.628 | 3927.7202 | 663.8 | 1139.112 | -42.184 | 1096.928 | 1760.728 | 1760.728 | check | [45 empty] | TRUE | 1-2014 |  | 0 |  |  | 3927.7202 | 0
| 2014-01-03 18:00 | 2014 | 1 | 3 | 18 |  |  | 34.533 | [7 empty] | 7886.6465 |  |  |  |  | 34.533 | 7886.6465 | 615.2 | 1197.016 | -48.083 | 1148.933 | 1764.133 | 1764.133 | check | [45 empty] | TRUE | 1-2014 |  | 0 |  |  | 7886.6465 | 0
| 2014-01-03 19:00 | 2014 | 1 | 3 | 19 |  |  | 12.839 | [7 empty] | 2036.137 |  |  |  |  | 12.839 | 2036.137 | 575 | 1245.742 | -45.454 | 1200.288 | 1775.289 | 1775.288 | check | [45 empty] | TRUE | 1-2014 |  | 0 |  |  | 2036.137 | 0
| 2014-01-03 20:00 | 2014 | 1 | 3 | 20 |  |  | 24.947 | [7 empty] | 3403.5192 |  |  |  |  | 24.947 | 3403.5192 | 578.2 | 1257.428 | -49.081 | 1208.347 | 1786.547 | 1786.547 | check | [45 empty] | TRUE | 1-2014 |  | 0 |  |  | 3403.5192 | 0
| 2014-01-03 21:00 | 2014 | 1 | 3 | 21 |  |  | 23.852 | [7 empty] | 4814.0492 |  |  |  |  | 23.852 | 4814.0492 | 574.4 | 1267.136 | -50.484 | 1216.652 | 1791.052 | 1791.052 | check | [45 empty] | TRUE | 1-2014 |  | 0 |  |  | 4814.0492 | 0
| 2014-01-03 22:00 | 2014 | 1 | 3 | 22 |  |  | 61.329 | [7 empty] | 12048.0821 |  |  |  |  | 61.329 | 12048.0821 | 591.2 | 1266.172 | -48.893 | 1217.279 | 1808.479 | 1808.479 | check | [45 empty] | TRUE | 1-2014 |  | 0 |  |  | 12048.0821 | 0
| 2014-01-03 23:00 | 2014 | 1 | 3 | 23 |  |  | 50.55 | [7 empty] | 5118.1875 |  |  |  |  | 50.55 | 5118.1875 | 607.3 | 1259.609 | -50.759 | 1208.85 | 1816.15 | 1816.15 | check | [45 empty] | TRUE | 1-2014 |  | 0 |  |  | 5118.1875 | 0
| 2014-01-04 | 2014 | 1 | 4 | 0 |  |  | 75.677 | [7 empty] | 7953.6527 |  |  |  |  | 75.677 | 7953.6527 | 639.7 | 1239.749 | -49.772 | 1189.977 | 1829.677 | 1829.677 | check | [45 empty] | TRUE | 1-2014 |  | 0 |  |  | 7953.6527 | 0
| 2014-01-04 01:00 | 2014 | 1 | 4 | 1 |  |  | 0 | [7 empty] | 0 |  |  |  |  | 0 | 0 | 535.943 | 1233.631 | -54.524 | 1179.107 | 1715.05 | 1715.05 | check | [45 empty] | TRUE | 1-2014 |  | 0 |  |  | 0 | 0
| 2014-01-04 02:00 | 2014 | 1 | 4 | 2 |  |  | 0 | [7 empty] | 0 |  |  |  |  | 0 | 0 | 485.367 | 1232.403 | -57.07 | 1175.333 | 1660.7 | 1660.7 | check | [45 empty] | TRUE | 1-2014 |  | 0 |  |  | 0 | 0
| 2014-01-04 03:00 | 2014 | 1 | 4 | 3 |  |  | 0 | [7 empty] | 0 |  |  |  |  | 0 | 0 | 479.717 | 1225.458 | -57.875 | 1167.583 | 1647.3 | 1647.3 | check | [45 empty] | TRUE | 1-2014 |  | 0 |  |  | 0 | 0
| 2014-01-04 04:00 | 2014 | 1 | 4 | 4 |  |  | 0 | [7 empty] | 0 |  |  |  |  | 0 | 0 | 498.796 | 1234.081 | -56.777 | 1177.304 | 1676.1 | 1676.1 | check | [45 empty] | TRUE | 1-2014 |  | 0 |  |  | 0 | 0
| 2014-01-04 05:00 | 2014 | 1 | 4 | 5 |  |  | 5.075 | [7 empty] | 1067.0695 |  |  |  |  | 5.075 | 1067.0695 | 429.315 | 1244.037 | -53.027 | 1191.01 | 1620.325 | 1620.325 | check | [45 empty] | TRUE | 1-2014 |  | 0 |  |  | 1067.0695 | 0
| 2014-01-04 06:00 | 2014 | 1 | 4 | 6 |  |  | 45.757 | [7 empty] | 5571.3723 |  |  |  |  | 45.757 | 5571.3723 | 423.9 | 1249.523 | -50.815 | 1198.708 | 1622.607 | 1622.608 | check | [45 empty] | TRUE | 1-2014 |  | 0 |  |  | 5571.3723 | 0
| 2014-01-04 07:00 | 2014 | 1 | 4 | 7 |  |  | 106.384 | [7 empty] | 7324.5384 |  |  |  |  | 106.384 | 7324.5384 | 422.425 | 1277.581 | -46.722 | 1230.859 | 1653.284 | 1653.284 | check | [45 empty] | TRUE | 1-2014 |  | 0 |  |  | 7324.5384 | 0
| 2014-01-04 08:00 | 2014 | 1 | 4 | 8 |  |  | 129.807 | [7 empty] | 9838.0725 |  |  |  |  | 129.807 | 9838.0725 | 438.1 | 1298.806 | -46.899 | 1251.907 | 1690.007 | 1690.007 | check | [45 empty] | TRUE | 1-2014 |  | 0 |  |  | 9838.0725 | 0
| 2014-01-04 09:00 | 2014 | 1 | 4 | 9 |  |  | 95.446 | [7 empty] | 11510.7876 |  |  |  |  | 95.446 | 11510.7876 | 433.8 | 1303.524 | -50.328 | 1253.196 | 1686.996 | 1686.996 | check | [45 empty] | TRUE | 1-2014 |  | 0 |  |  | 11510.7876 | 0
| 2014-01-04 10:00 | 2014 | 1 | 4 | 10 |  |  | 118.232 | [7 empty] | 10039.0791 |  |  |  |  | 118.232 | 10039.0791 | 467.7 | 1270.954 | -46.272 | 1224.682 | 1692.382 | 1692.382 | check | [45 empty] | TRUE | 1-2014 |  | 0 |  |  | 10039.0791 | 0
| 2014-01-04 11:00 | 2014 | 1 | 4 | 11 |  |  | 92.033 | [7 empty] | 6438.6287 |  |  |  |  | 92.033 | 6438.6287 | 533.9 | 1187.824 | -43.491 | 1144.333 | 1678.233 | 1678.233 | check | [45 empty] | TRUE | 1-2014 |  | 0 |  |  | 6438.6287 | 0
| 2014-01-04 12:00 | 2014 | 1 | 4 | 12 |  |  | 0 | [7 empty] | 0 |  |  |  |  | 0 | 0 | 592.859 | 1085.882 | -43.991 | 1041.891 | 1634.75 | 1634.75 | check | [45 empty] | TRUE | 1-2014 |  | 0 |  |  | 0 | 0
| 2014-01-04 13:00 | 2014 | 1 | 4 | 13 |  |  | 0 | [7 empty] | 0 |  |  |  |  | 0 | 0 | 619.131 | 992.221 | -38.603 | 953.618 | 1572.75 | 1572.749 | check | [45 empty] | TRUE | 1-2014 |  | 0 |  |  | 0 | 0
| 2014-01-04 14:00 | 2014 | 1 | 4 | 14 |  |  | 0 | [7 empty] | 0 |  |  |  |  | 0 | 0 | 576.026 | 931.919 | -35.395 | 896.524 | 1472.55 | 1472.55 | check | [45 empty] | TRUE | 1-2014 |  | 0 |  |  | 0 | 0
| 2014-01-04 15:00 | 2014 | 1 | 4 | 15 |  |  | 0 | [7 empty] | 0 |  |  |  |  | 0 | 0 | 554.953 | 892.884 | -34.437 | 858.447 | 1413.4 | 1413.4 | check | [45 empty] | TRUE | 1-2014 |  | 0 |  |  | 0 | 0
| 2014-01-04 16:00 | 2014 | 1 | 4 | 16 |  |  | 0 | [7 empty] | 0 |  |  |  |  | 0 | 0 | 523.989 | 878.051 | -31.79 | 846.261 | 1370.25 | 1370.25 | check | [45 empty] | TRUE | 1-2014 |  | 0 |  |  | 0 | 0
| 2014-01-04 17:00 | 2014 | 1 | 4 | 17 |  |  | 0 | [7 empty] | 0 |  |  |  |  | 0 | 0 | 579.315 | 878.66 | -33.026 | 845.634 | 1424.95 | 1424.949 | check | [45 empty] | TRUE | 1-2014 |  | 0 |  |  | 0 | 0
| 2014-01-04 18:00 | 2014 | 1 | 4 | 18 |  |  | 91.652 | [7 empty] | 3705.4904 |  |  |  |  | 91.652 | 3705.4904 | 654 | 959.238 | -34.787 | 924.451 | 1578.452 | 1578.451 | check | [45 empty] | TRUE | 1-2014 |  | 0 |  |  | 3705.4904 | 0
| 2014-01-04 19:00 | 2014 | 1 | 4 | 19 |  |  | 92.489 | [7 empty] | 3436.8912 |  |  |  |  | 92.489 | 3436.8912 | 676.1 | 1016.437 | -36.048 | 980.389 | 1656.489 | 1656.489 | check | [45 empty] | TRUE | 1-2014 |  | 0 |  |  | 3436.8912 | 0
| 2014-01-04 20:00 | 2014 | 1 | 4 | 20 |  |  | 1.618 | [7 empty] | 69.8652 |  |  |  |  | 1.618 | 69.8652 | 639.1 | 1033.977 | -39.559 | 994.418 | 1633.518 | 1633.518 | check | [45 empty] | TRUE | 1-2014 |  | 0 |  |  | 69.8652 | 0
| 2014-01-04 21:00 | 2014 | 1 | 4 | 21 |  |  | 0 | [7 empty] | 0 |  |  |  |  | 0 | 0 | 687.793 | 1054.607 | -41.9 | 1012.707 | 1700.5 | 1700.5 | check | [45 empty] | TRUE | 1-2014 |  | 0 |  |  | 0 | 0
| 2014-01-04 22:00 | 2014 | 1 | 4 | 22 |  |  | 0 | [7 empty] | 0 |  |  |  |  | 0 | 0 | 658.436 | 1053.005 | -41.392 | 1011.613 | 1670.05 | 1670.049 | check | [45 empty] | TRUE | 1-2014 |  | 0 |  |  | 0 | 0
| 2014-01-04 23:00 | 2014 | 1 | 4 | 23 |  |  | 0 | [7 empty] | 0 |  |  |  |  | 0 | 0 | 680.483 | 1049.047 | -39.28 | 1009.767 | 1690.25 | 1690.25 | check | [45 empty] | TRUE | 1-2014 |  | 0 |  |  | 0 | 0
| 2014-01-05 | 2014 | 1 | 5 | 0 |  |  | 0 | [7 empty] | 0 |  |  |  |  | 0 | 0 | 598.589 | 1028.502 | -36.641 | 991.861 | 1590.45 | 1590.45 | check | [45 empty] | TRUE | 1-2014 |  | 0 |  |  | 0 | 0
| 2014-01-05 01:00 | 2014 | 1 | 5 | 1 |  |  | 302.277 | [7 empty] | 9319.1999 |  |  |  |  | 302.277 | 9319.1999 | 759.7 | 1015.929 | -35.202 | 980.727 | 1740.427 | 1740.427 | check | [45 empty] | TRUE | 1-2014 |  | 0 |  |  | 9319.1999 | 0
| 2014-01-05 02:00 | 2014 | 1 | 5 | 2 |  |  | 310.307 | [7 empty] | 12480.5475 |  |  |  |  | 310.307 | 12480.5475 | 725.6 | 1013.131 | -35.574 | 977.557 | 1703.157 | 1703.157 | check | [45 empty] | TRUE | 1-2014 |  | 0 |  |  | 12480.5475 | 0
| 2014-01-05 03:00 | 2014 | 1 | 5 | 3 |  |  | 145.314 | [7 empty] | 6388.0034 |  |  |  |  | 145.314 | 6388.0034 | 622 | 1011.933 | -36.569 | 975.364 | 1597.364 | 1597.364 | check | [45 empty] | TRUE | 1-2014 |  | 0 |  |  | 6388.0034 | 0
| 2014-01-05 04:00 | 2014 | 1 | 5 | 4 |  |  | 150.453 | [7 empty] | 5852.6217 |  |  |  |  | 150.453 | 5852.6217 | 596.7 | 1006.273 | -35.92 | 970.353 | 1567.053 | 1567.053 | check | [45 empty] | TRUE | 1-2014 |  | 0 |  |  | 5852.6217 | 0
| 2014-01-05 05:00 | 2014 | 1 | 5 | 5 |  |  | 188.519 | [7 empty] | 6677.343 |  |  |  |  | 188.519 | 6677.343 | 603.1 | 1001.065 | -35.496 | 965.569 | 1568.669 | 1568.669 | check | [45 empty] | TRUE | 1-2014 |  | 0 |  |  | 6677.343 | 0
| 2014-01-05 06:00 | 2014 | 1 | 5 | 6 |  |  | 209.96 | [7 empty] | 9118.5628 |  |  |  |  | 209.96 | 9118.5628 | 622.5 | 991.908 | -35.197 | 956.711 | 1579.21 | 1579.211 | check | [45 empty] | TRUE | 1-2014 |  | 0 |  |  | 9118.5628 | 0
| 2014-01-05 07:00 | 2014 | 1 | 5 | 7 |  |  | 180.851 | [7 empty] | 8357.1247 |  |  |  |  | 180.851 | 8357.1247 | 655.4 | 992.518 | -34.767 | 957.751 | 1613.151 | 1613.151 | check | [45 empty] | TRUE | 1-2014 |  | 0 |  |  | 8357.1247 | 0
| 2014-01-05 08:00 | 2014 | 1 | 5 | 8 |  |  | 83.022 | [7 empty] | 2950.6019 |  |  |  |  | 83.022 | 2950.6019 | 622.7 | 999.421 | -33.899 | 965.522 | 1588.222 | 1588.222 | check | [45 empty] | TRUE | 1-2014 |  | 0 |  |  | 2950.6019 | 0
| 2014-01-05 09:00 | 2014 | 1 | 5 | 9 |  |  | 165.461 | [7 empty] | 8026.5131 |  |  |  |  | 165.461 | 8026.5131 | 686.4 | 1006.633 | -34.022 | 972.611 | 1659.011 | 1659.011 | check | [45 empty] | TRUE | 1-2014 |  | 0 |  |  | 8026.5131 | 0
| 2014-01-05 10:00 | 2014 | 1 | 5 | 10 |  |  | 227.231 | [7 empty] | 13243.0227 |  |  |  |  | 227.231 | 13243.0227 | 751.8 | 1001.79 | -33.709 | 968.081 | 1719.881 | 1719.881 | check | [45 empty] | TRUE | 1-2014 |  | 0 |  |  | 13243.0227 | 0
| 2014-01-05 11:00 | 2014 | 1 | 5 | 11 |  |  | 227.002 | [7 empty] | 13250.1067 |  |  |  |  | 227.002 | 13250.1067 | 771.3 | 958.823 | -32.321 | 926.502 | 1697.802 | 1697.802 | check | [45 empty] | TRUE | 1-2014 |  | 0 |  |  | 13250.1067 | 0
| 2014-01-05 12:00 | 2014 | 1 | 5 | 12 |  |  | 242.975 | [7 empty] | 12894.6833 |  |  |  |  | 242.975 | 12894.6833 | 808.3 | 898.275 | -29.8 | 868.475 | 1676.775 | 1676.775 | check | [45 empty] | TRUE | 1-2014 |  | 0 |  |  | 12894.6833 | 0
| 2014-01-05 13:00 | 2014 | 1 | 5 | 13 |  |  | 150.418 | [7 empty] | 7284.7437 |  |  |  |  | 150.418 | 7284.7437 | 796.2 | 853.003 | -29.785 | 823.218 | 1619.418 | 1619.418 | check | [45 empty] | TRUE | 1-2014 |  | 0 |  |  | 7284.7437 | 0
| 2014-01-05 14:00 | 2014 | 1 | 5 | 14 |  |  | 29.062 | [7 empty] | 1301.9776 |  |  |  |  | 29.062 | 1301.9776 | 731.025 | 813.066 | -29.329 | 783.737 | 1514.762 | 1514.762 | check | [45 empty] | TRUE | 1-2014 |  | 0 |  |  | 1301.9776 | 0
| 2014-01-05 15:00 | 2014 | 1 | 5 | 15 |  |  | 0.082 | [7 empty] | 3.9467 |  |  |  |  | 0.082 | 3.9467 | 681.6 | 790.523 | -27.891 | 762.632 | 1444.232 | 1444.232 | check | [45 empty] | TRUE | 1-2014 |  | 0 |  |  | 3.9467 | 0
| 2014-01-05 16:00 | 2014 | 1 | 5 | 16 |  |  | 53.948 | [7 empty] | 2493.4766 |  |  |  |  | 53.948 | 2493.4766 | 661.05 | 785.11 | -25.012 | 760.098 | 1421.148 | 1421.148 | check | [45 empty] | TRUE | 1-2014 |  | 0 |  |  | 2493.4766 | 0
| 2014-01-05 17:00 | 2014 | 1 | 5 | 17 |  |  | 115.506 | [7 empty] | 5648.2434 |  |  |  |  | 115.506 | 5648.2434 | 773.125 | 794.572 | -26.64 | 767.932 | 1541.056 | 1541.057 | check | [45 empty] | TRUE | 1-2014 |  | 0 |  |  | 5648.2434 | 0
| 2014-01-05 18:00 | 2014 | 1 | 5 | 18 |  |  | 202.333 | [7 empty] | 10806.6055 |  |  |  |  | 202.333 | 10806.6055 | 907.9 | 831.406 | -27.623 | 803.783 | 1711.683 | 1711.683 | check | [45 empty] | TRUE | 1-2014 |  | 0 |  |  | 10806.6055 | 0
| 2014-01-05 19:00 | 2014 | 1 | 5 | 19 |  |  | 92.483 | [7 empty] | 4282.8877 |  |  |  |  | 92.483 | 4282.8877 | 925.3 | 857.486 | -27.453 | 830.033 | 1755.333 | 1755.333 | check | [45 empty] | TRUE | 1-2014 |  | 0 |  |  | 4282.8877 | 0
| 2014-01-05 20:00 | 2014 | 1 | 5 | 20 |  |  | 0 | [7 empty] | 0 |  |  |  |  | 0 | 0 | 988.519 | 851.322 | -27.89 | 823.432 | 1811.95 | 1811.951 | check | [45 empty] | TRUE | 1-2014 |  | 0 |  |  | 0 | 0
| 2014-01-05 21:00 | 2014 | 1 | 5 | 21 |  |  | 0 | [7 empty] | 0 |  |  |  |  | 0 | 0 | 980.422 | 840.073 | -27.194 | 812.879 | 1793.3 | 1793.301 | check | [45 empty] | TRUE | 1-2014 |  | 0 |  |  | 0 | 0
| 2014-01-05 22:00 | 2014 | 1 | 5 | 22 |  |  | 0 | [7 empty] | 0 |  |  |  |  | 0 | 0 | 950.405 | 825.284 | -26.039 | 799.245 | 1749.65 | 1749.65 | check | [45 empty] | TRUE | 1-2014 |  | 0 |  |  | 0 | 0
| 2014-01-05 23:00 | 2014 | 1 | 5 | 23 |  |  | 0 | [7 empty] | 0 |  |  |  |  | 0 | 0 | 913.446 | 814.23 | -25.226 | 789.004 | 1702.45 | 1702.45 | check | [45 empty] | TRUE | 1-2014 |  | 0 |  |  | 0 | 0
| 2014-01-06 | 2014 | 1 | 6 | 0 |  |  | 0 | [7 empty] | 0 |  |  |  |  | 0 | 0 | 839.512 | 807.084 | -24.546 | 782.538 | 1622.05 | 1622.05 | check | [45 empty] | TRUE | 1-2014 |  | 0 |  |  | 0 | 0
| 2014-01-06 01:00 | 2014 | 1 | 6 | 1 |  |  | 0 | [7 empty] | 0 |  |  |  |  | 0 | 0 | 647.253 | 824.559 | -23.162 | 801.397 | 1448.65 | 1448.65 | check | [45 empty] | TRUE | 1-2014 |  | 0 |  |  | 0 | 0
| 2014-01-06 02:00 | 2014 | 1 | 6 | 2 |  |  | 0 | [7 empty] | 0 |  |  |  |  | 0 | 0 | 460.838 | 868.919 | -21.307 | 847.612 | 1308.45 | 1308.45 | check | [45 empty] | TRUE | 1-2014 |  | 0 |  |  | 0 | 0
| 2014-01-06 03:00 | 2014 | 1 | 6 | 3 |  |  | 0 | [7 empty] | 0 |  |  |  |  | 0 | 0 | 358.304 | 900.644 | -21.048 | 879.596 | 1237.9 | 1237.9 | check | [45 empty] | TRUE | 1-2014 |  | 0 |  |  | 0 | 0
| 2014-01-06 04:00 | 2014 | 1 | 6 | 4 |  |  | 0 | [7 empty] | 0 |  |  |  |  | 0 | 0 | 309.964 | 912.977 | -20.141 | 892.836 | 1202.8 | 1202.8 | check | [45 empty] | TRUE | 1-2014 |  | 0 |  |  | 0 | 0
| 2014-01-06 05:00 | 2014 | 1 | 6 | 5 |  |  | 0 | [7 empty] | 0 |  |  |  |  | 0 | 0 | 331.36 | 967.936 | -21.547 | 946.389 | 1277.75 | 1277.749 | check | [45 empty] | TRUE | 1-2014 |  | 0 |  |  | 0 | 0
| 2014-01-06 06:00 | 2014 | 1 | 6 | 6 |  |  | 237.932 | [7 empty] | 6569.3025 |  |  |  |  | 237.932 | 6569.3025 | 613.24 | 1033.317 | -24.475 | 1008.842 | 1622.082 | 1622.082 | check | [45 empty] | TRUE | 1-2014 |  | 6569.3025 |  |  | 6569.3025 | 237.932
| 2014-01-06 07:00 | 2014 | 1 | 6 | 7 |  |  | 240.008 | [7 empty] | 11124.3708 |  |  |  |  | 240.008 | 11124.3708 | 686.2 | 1115.704 | -30.645 | 1085.059 | 1771.258 | 1771.259 | check | [45 empty] | TRUE | 1-2014 |  | 0 |  |  | 11124.3708 | 0
| 2014-01-06 08:00 | 2014 | 1 | 6 | 8 |  |  | 71.379 | [7 empty] | 3508.9916 |  |  |  |  | 71.379 | 3508.9916 | 620.4 | 1192.727 | -33.548 | 1159.179 | 1779.579 | 1779.579 | check | [45 empty] | TRUE | 1-2014 |  | 0 |  |  | 3508.9916 | 0
| 2014-01-06 09:00 | 2014 | 1 | 6 | 9 |  |  | 0 | [7 empty] | 0 |  |  |  |  | 0 | 0 | 690.398 | 1231.318 | -34.616 | 1196.702 | 1887.1 | 1887.1 | check | [45 empty] | TRUE | 1-2014 |  | 0 |  |  | 0 | 0
| 2014-01-06 10:00 | 2014 | 1 | 6 | 10 |  |  | 0 | [7 empty] | 0 |  |  |  |  | 0 | 0 | 767.493 | 1276.123 | -37.066 | 1239.057 | 2006.55 | 2006.55 | check | [45 empty] | TRUE | 1-2014 |  | 0 |  |  | 0 | 0
| 2014-01-06 11:00 | 2014 | 1 | 6 | 11 |  |  | 0 | [7 empty] | 0 |  |  |  |  | 0 | 0 | 771.832 | 1305.615 | -37.747 | 1267.868 | 2039.7 | 2039.7 | check | [45 empty] | TRUE | 1-2014 |  | 0 |  |  | 0 | 0
| 2014-01-06 12:00 | 2014 | 1 | 6 | 12 |  |  | 0 | [7 empty] | 0 |  |  |  |  | 0 | 0 | 780.236 | 1330.961 | -38.897 | 1292.064 | 2072.3 | 2072.3 | check | [45 empty] | TRUE | 1-2014 |  | 0 |  |  | 0 | 0
| 2014-01-06 13:00 | 2014 | 1 | 6 | 13 |  |  | 0 | [7 empty] | 0 |  |  |  |  | 0 | 0 | 779.629 | 1344.696 | -39.175 | 1305.521 | 2085.15 | 2085.15 | check | [45 empty] | TRUE | 1-2014 |  | 0 |  |  | 0 | 0
| 2014-01-06 14:00 | 2014 | 1 | 6 | 14 |  |  | 0 | [7 empty] | 0 |  |  |  |  | 0 | 0 | 761.469 | 1360.836 | -39.755 | 1321.081 | 2082.55 | 2082.55 | check | [45 empty] | TRUE | 1-2014 |  | 0 |  |  | 0 | 0
| 2014-01-06 15:00 | 2014 | 1 | 6 | 15 |  |  | 0 | [7 empty] | 0 |  |  |  |  | 0 | 0 | 729.845 | 1372.176 | -40.271 | 1331.905 | 2061.75 | 2061.75 | check | [45 empty] | TRUE | 1-2014 |  | 0 |  |  | 0 | 0
| 2014-01-06 16:00 | 2014 | 1 | 6 | 16 |  |  | 24.773 | [7 empty] | 1472.7549 |  |  |  |  | 24.773 | 1472.7549 | 695.3 | 1390.426 | -41.003 | 1349.423 | 2044.723 | 2044.723 | check | [45 empty] | TRUE | 1-2014 |  | 0 |  |  | 1472.7549 | 0
| 2014-01-06 17:00 | 2014 | 1 | 6 | 17 |  |  | 261.804 | [7 empty] | 23418.3678 |  |  |  |  | 261.804 | 23418.3678 | 869.1 | 1441.838 | -43.034 | 1398.804 | 2267.904 | 2267.904 | check | [45 empty] | TRUE | 1-2014 |  | 0 |  |  | 23418.3678 | 0
| 2014-01-06 18:00 | 2014 | 1 | 6 | 18 |  |  | 264.342 | [7 empty] | 127153.7888 |  |  |  |  | 264.342 | 127153.7888 | 875 | 1504.515 | -45.623 | 1458.892 | 2333.892 | 2333.892 | check | [45 empty] | TRUE | 1-2014 |  | 0 |  |  | 127153.7888 | 0
| 2014-01-06 19:00 | 2014 | 1 | 6 | 19 |  |  | 236.459 | [7 empty] | 120159.0054 |  |  |  |  | 236.459 | 120159.0054 | 854.1 | 1549.215 | -47.506 | 1501.709 | 2355.809 | 2355.809 | check | [45 empty] | TRUE | 1-2014 |  | 0 |  |  | 120159.0054 | 0
| 2014-01-06 20:00 | 2014 | 1 | 6 | 20 |  |  | 205.296 | [7 empty] | 167603.6544 |  |  |  |  | 205.296 | 167603.6544 | 818.1 | 1551.841 | -47.645 | 1504.196 | 2322.296 | 2322.296 | check | [45 empty] | TRUE | 1-2014 |  | 0 |  |  | 167603.6544 | 0
| 2014-01-06 21:00 | 2014 | 1 | 6 | 21 |  |  | 151.341 | [7 empty] | 126005.0032 |  |  |  |  | 151.341 | 126005.0032 | 761.4 | 1554.799 | -46.158 | 1508.641 | 2270.041 | 2270.041 | check | [45 empty] | TRUE | 1-2014 |  | 0 |  |  | 126005.0032 | 0
| 2014-01-06 22:00 | 2014 | 1 | 6 | 22 |  |  | 146.432 | [7 empty] | 29532.4058 |  |  |  |  | 146.432 | 29532.4058 | 746.5 | 1557.266 | -44.235 | 1513.031 | 2259.532 | 2259.531 | check | [45 empty] | TRUE | 1-2014 |  | 0 |  |  | 29532.4058 | 0
| 2014-01-06 23:00 | 2014 | 1 | 6 | 23 |  |  | 148.082 | [7 empty] | 44963.6185 |  |  |  |  | 148.082 | 44963.6185 | 746.6 | 1544.026 | -43.344 | 1500.682 | 2247.282 | 2247.282 | check | [45 empty] | TRUE | 1-2014 |  | 0 |  |  | 44963.6185 | 0
| 2014-01-07 | 2014 | 1 | 7 | 0 |  |  | 117.156 | [7 empty] | 38872.3608 |  |  |  |  | 117.156 | 38872.3608 | 749.8 | 1515.832 | -43.026 | 1472.806 | 2222.606 | 2222.606 | check | [45 empty] | TRUE | 1-2014 |  | 0 |  |  | 38872.3608 | 0
| 2014-01-07 01:00 | 2014 | 1 | 7 | 1 |  |  | 0 | [7 empty] | 0 |  |  |  |  | 0 | 0 | 672.574 | 1512.18 | -45.954 | 1466.226 | 2138.8 | 2138.8 | check | [45 empty] | TRUE | 1-2014 |  | 0 |  |  | 0 | 0
| 2014-01-07 02:00 | 2014 | 1 | 7 | 2 |  |  | 0 | [7 empty] | 0 |  |  |  |  | 0 | 0 | 658.696 | 1508.148 | -50.494 | 1457.654 | 2116.35 | 2116.35 | check | [45 empty] | TRUE | 1-2014 |  | 0 |  |  | 0 | 0
| 2014-01-07 03:00 | 2014 | 1 | 7 | 3 |  |  | 0 | [7 empty] | 0 |  |  |  |  | 0 | 0 | 610.64 | 1518.474 | -51.163 | 1467.311 | 2077.95 | 2077.951 | check | [45 empty] | TRUE | 1-2014 |  | 0 |  |  | 0 | 0
| 2014-01-07 04:00 | 2014 | 1 | 7 | 4 |  |  | 0 | [7 empty] | 0 |  |  |  |  | 0 | 0 | 578.377 | 1533.783 | -51.86 | 1481.923 | 2060.3 | 2060.3 | check | [45 empty] | TRUE | 1-2014 |  | 0 |  |  | 0 | 0
| 2014-01-07 05:00 | 2014 | 1 | 7 | 5 |  |  | 0 | [7 empty] | 0 |  |  |  |  | 0 | 0 | 583.455 | 1545.082 | -54.437 | 1490.645 | 2074.1 | 2074.1 | check | [45 empty] | TRUE | 1-2014 |  | 0 |  |  | 0 | 0
| 2014-01-07 06:00 | 2014 | 1 | 7 | 6 |  |  | 0 | [7 empty] | 0 |  |  |  |  | 0 | 0 | 601.627 | 1562.809 | -52.836 | 1509.973 | 2111.6 | 2111.6 | check | [45 empty] | TRUE | 1-2014 |  | 0 |  |  | 0 | 0
| 2014-01-07 07:00 | 2014 | 1 | 7 | 7 |  |  | 0 | [7 empty] | 0 |  |  |  |  | 0 | 0 | 545.842 | 1606.57 | -53.763 | 1552.807 | 2098.65 | 2098.649 | check | [45 empty] | TRUE | 1-2014 |  | 0 |  |  | 0 | 0
| 2014-01-07 08:00 | 2014 | 1 | 7 | 8 |  |  | 0 | [7 empty] | 0 |  |  |  |  | 0 | 0 | 443.567 | 1632.515 | -54.081 | 1578.434 | 2022 | 2022.001 | check | [45 empty] | TRUE | 1-2014 |  | 0 |  |  | 0 | 0
| 2014-01-07 09:00 | 2014 | 1 | 7 | 9 |  |  | 0 | [7 empty] | 0 |  |  |  |  | 0 | 0 | 336.539 | 1627.177 | -53.916 | 1573.261 | 1909.8 | 1909.8 | check | [45 empty] | TRUE | 1-2014 |  | 0 |  |  | 0 | 0
| 2014-01-07 10:00 | 2014 | 1 | 7 | 10 |  |  | 26.306 | [7 empty] | 46883.0793 |  |  |  |  | 26.306 | 46883.0793 | 297.2 | 1604.769 | -51.714 | 1553.055 | 1850.256 | 1850.255 | check | [45 empty] | TRUE | 1-2014 |  | 0 |  |  | 46883.0793 | 0
| 2014-01-07 11:00 | 2014 | 1 | 7 | 11 |  |  | 121.392 | [7 empty] | 213845.3611 |  |  |  |  | 121.392 | 213845.3611 | 362.5 | 1546.175 | -47.183 | 1498.992 | 1861.492 | 1861.492 | check | [45 empty] | TRUE | 1-2014 |  | 0 |  |  | 213845.3611 | 0
| 2014-01-07 12:00 | 2014 | 1 | 7 | 12 |  |  | 54.118 | [7 empty] | 77018.0317 |  |  |  |  | 54.118 | 77018.0317 | 423.5 | 1489.722 | -45.005 | 1444.717 | 1868.218 | 1868.217 | check | [45 empty] | TRUE | 1-2014 |  | 0 |  |  | 77018.0317 | 0
| 2014-01-07 13:00 | 2014 | 1 | 7 | 13 |  |  | 62.681 | [7 empty] | 24056.341 |  |  |  |  | 62.681 | 24056.341 | 477.3 | 1431.495 | -44.964 | 1386.531 | 1863.831 | 1863.831 | check | [45 empty] | TRUE | 1-2014 |  | 0 |  |  | 24056.341 | 0
| 2014-01-07 14:00 | 2014 | 1 | 7 | 14 |  |  | 73.847 | [7 empty] | 35411.1134 |  |  |  |  | 73.847 | 35411.1134 | 513.6 | 1380.353 | -46.255 | 1334.098 | 1847.697 | 1847.698 | check | [45 empty] | TRUE | 1-2014 |  | 0 |  |  | 35411.1134 | 0
| 2014-01-07 15:00 | 2014 | 1 | 7 | 15 |  |  | 10.067 | [7 empty] | 2987.6843 |  |  |  |  | 10.067 | 2987.6843 | 530.855 | 1334.058 | -45.995 | 1288.063 | 1818.917 | 1818.918 | check | [45 empty] | TRUE | 1-2014 |  | 0 |  |  | 2987.6843 | 0
| 2014-01-07 16:00 | 2014 | 1 | 7 | 16 |  |  | 0 | [7 empty] | 0 |  |  |  |  | 0 | 0 | 590.221 | 1321.889 | -48.16 | 1273.729 | 1863.95 | 1863.95 | check | [45 empty] | TRUE | 1-2014 |  | 0 |  |  | 0 | 0
| 2014-01-07 17:00 | 2014 | 1 | 7 | 17 |  |  | 22.138 | [7 empty] | 5988.329 |  |  |  |  | 22.138 | 5988.329 | 516.245 | 1344.931 | -54.788 | 1290.143 | 1806.388 | 1806.388 | check | [45 empty] | TRUE | 1-2014 |  | 0 |  |  | 5988.329 | 0
| 2014-01-07 18:00 | 2014 | 1 | 7 | 18 |  |  | 0 | [7 empty] | 0 |  |  |  |  | 0 | 0 | 460.683 | 1389.176 | -58.809 | 1330.367 | 1791.05 | 1791.05 | check | [45 empty] | TRUE | 1-2014 |  | 0 |  |  | 0 | 0
| 2014-01-07 19:00 | 2014 | 1 | 7 | 19 |  |  | 0 | [7 empty] | 0 |  |  |  |  | 0 | 0 | 459.81 | 1429.465 | -56.124 | 1373.341 | 1833.15 | 1833.151 | check | [45 empty] | TRUE | 1-2014 |  | 0 |  |  | 0 | 0
| 2014-01-07 20:00 | 2014 | 1 | 7 | 20 |  |  | 29.237 | [7 empty] | 10602.5057 |  |  |  |  | 29.237 | 10602.5057 | 456.5 | 1442.542 | -52.205 | 1390.337 | 1846.837 | 1846.837 | check | [45 empty] | TRUE | 1-2014 |  | 0 |  |  | 10602.5057 | 0
| 2014-01-07 21:00 | 2014 | 1 | 7 | 21 |  |  | 62.561 | [7 empty] | 18484.2731 |  |  |  |  | 62.561 | 18484.2731 | 472.2 | 1443.717 | -52.406 | 1391.311 | 1863.511 | 1863.511 | check | [45 empty] | TRUE | 1-2014 |  | 0 |  |  | 18484.2731 | 0
| 2014-01-07 22:00 | 2014 | 1 | 7 | 22 |  |  | 101.286 | [7 empty] | 21455.4134 |  |  |  |  | 101.286 | 21455.4134 | 509.1 | 1428.717 | -49.231 | 1379.486 | 1888.586 | 1888.586 | check | [45 empty] | TRUE | 1-2014 |  | 0 |  |  | 21455.4134 | 0
| 2014-01-07 23:00 | 2014 | 1 | 7 | 23 |  |  | 101.456 | [7 empty] | 19038.2184 |  |  |  |  | 101.456 | 19038.2184 | 537.4 | 1396.506 | -47.25 | 1349.256 | 1886.656 | 1886.656 | check | [45 empty] | TRUE | 1-2014 |  | 0 |  |  | 19038.2184 | 0
| 2014-01-08 | 2014 | 1 | 8 | 0 |  |  | 0 | [7 empty] | 0 |  |  |  |  | 0 | 0 | 457.338 | 1383.877 | -49.865 | 1334.012 | 1791.35 | 1791.35 | check | [45 empty] | TRUE | 1-2014 |  | 0 |  |  | 0 | 0
| 2014-01-08 01:00 | 2014 | 1 | 8 | 1 |  |  | 0 | [7 empty] | 0 |  |  |  |  | 0 | 0 | 540.284 | 1382.694 | -55.178 | 1327.516 | 1867.8 | 1867.8 | check | [45 empty] | TRUE | 1-2014 |  | 0 |  |  | 0 | 0
| 2014-01-08 02:00 | 2014 | 1 | 8 | 2 |  |  | 0 | [7 empty] | 0 |  |  |  |  | 0 | 0 | 589.331 | 1377.099 | -54.631 | 1322.468 | 1911.8 | 1911.799 | check | [45 empty] | TRUE | 1-2014 |  | 0 |  |  | 0 | 0
| 2014-01-08 03:00 | 2014 | 1 | 8 | 3 |  |  | 0 | [7 empty] | 0 |  |  |  |  | 0 | 0 | 600.002 | 1383.921 | -55.674 | 1328.247 | 1928.25 | 1928.249 | check | [45 empty] | TRUE | 1-2014 |  | 0 |  |  | 0 | 0
| 2014-01-08 04:00 | 2014 | 1 | 8 | 4 |  |  | 0 | [7 empty] | 0 |  |  |  |  | 0 | 0 | 583.135 | 1388.562 | -55.147 | 1333.415 | 1916.55 | 1916.55 | check | [45 empty] | TRUE | 1-2014 |  | 0 |  |  | 0 | 0
| 2014-01-08 05:00 | 2014 | 1 | 8 | 5 |  |  | 0 | [7 empty] | 0 |  |  |  |  | 0 | 0 | 589.1 | 1407.423 | -56.623 | 1350.8 | 1939.9 | 1939.9 | check | [45 empty] | TRUE | 1-2014 |  | 0 |  |  | 0 | 0
| 2014-01-08 06:00 | 2014 | 1 | 8 | 6 |  |  | 0 | [7 empty] | 0 |  |  |  |  | 0 | 0 | 600.703 | 1436.162 | -57.615 | 1378.547 | 1979.25 | 1979.25 | check | [45 empty] | TRUE | 1-2014 |  | 0 |  |  | 0 | 0
| 2014-01-08 07:00 | 2014 | 1 | 8 | 7 |  |  | 0 | [7 empty] | 0 |  |  |  |  | 0 | 0 | 606.47 | 1471.386 | -57.806 | 1413.58 | 2020.05 | 2020.05 | check | [45 empty] | TRUE | 1-2014 |  | 0 |  |  | 0 | 0
| 2014-01-08 08:00 | 2014 | 1 | 8 | 8 |  |  | 0 | [7 empty] | 0 |  |  |  |  | 0 | 0 | 698.821 | 1495.148 | -57.119 | 1438.029 | 2136.85 | 2136.85 | check | [45 empty] | TRUE | 1-2014 |  | 0 |  |  | 0 | 0
| 2014-01-08 09:00 | 2014 | 1 | 8 | 9 |  |  | 0 | [7 empty] | 0 |  |  |  |  | 0 | 0 | 770.048 | 1460.027 | -50.275 | 1409.752 | 2179.8 | 2179.8 | check | [45 empty] | TRUE | 1-2014 |  | 0 |  |  | 0 | 0
| 2014-01-08 10:00 | 2014 | 1 | 8 | 10 |  |  | 0 | [7 empty] | 0 |  |  |  |  | 0 | 0 | 769.567 | 1433.011 | -49.928 | 1383.083 | 2152.65 | 2152.65 | check | [45 empty] | TRUE | 1-2014 |  | 0 |  |  | 0 | 0
| 2014-01-08 11:00 | 2014 | 1 | 8 | 11 |  |  | 0 | [7 empty] | 0 |  |  |  |  | 0 | 0 | 806.376 | 1342.62 | -49.996 | 1292.624 | 2099 | 2099 | check | [45 empty] | TRUE | 1-2014 |  | 0 |  |  | 0 | 0
| 2014-01-08 12:00 | 2014 | 1 | 8 | 12 |  |  | 0 | [7 empty] | 0 |  |  |  |  | 0 | 0 | 898.996 | 1244.269 | -48.165 | 1196.104 | 2095.1 | 2095.1 | check | [45 empty] | TRUE | 1-2014 |  | 0 |  |  | 0 | 0
| 2014-01-08 13:00 | 2014 | 1 | 8 | 13 |  |  | 0 | [7 empty] | 0 |  |  |  |  | 0 | 0 | 946.12 | 1155.795 | -43.515 | 1112.28 | 2058.4 | 2058.4 | check | [45 empty] | TRUE | 1-2014 |  | 0 |  |  | 0 | 0
| 2014-01-08 14:00 | 2014 | 1 | 8 | 14 |  |  | 0 | [7 empty] | 0 |  |  |  |  | 0 | 0 | 984.594 | 1119.257 | -39.551 | 1079.706 | 2064.3 | 2064.3 | check | [45 empty] | TRUE | 1-2014 |  | 0 |  |  | 0 | 0
| 2014-01-08 15:00 | 2014 | 1 | 8 | 15 |  |  | 0 | [7 empty] | 0 |  |  |  |  | 0 | 0 | 1054.174 | 1087.969 | -39.493 | 1048.476 | 2102.65 | 2102.65 | check | [45 empty] | TRUE | 1-2014 |  | 0 |  |  | 0 | 0
| 2014-01-08 16:00 | 2014 | 1 | 8 | 16 |  |  | 0 | [7 empty] | 0 |  |  |  |  | 0 | 0 | 1109.837 | 1062.049 | -38.186 | 1023.863 | 2133.7 | 2133.7 | check | [45 empty] | TRUE | 1-2014 |  | 0 |  |  | 0 | 0
| 2014-01-08 17:00 | 2014 | 1 | 8 | 17 |  |  | 0 | [7 empty] | 0 |  |  |  |  | 0 | 0 | 1142.856 | 1067.294 | -39.6 | 1027.694 | 2170.55 | 2170.55 | check | [45 empty] | TRUE | 1-2014 |  | 0 |  |  | 0 | 0
| 2014-01-08 18:00 | 2014 | 1 | 8 | 18 |  |  | 0 | [7 empty] | 0 |  |  |  |  | 0 | 0 | 1130.657 | 1110.037 | -42.145 | 1067.892 | 2198.55 | 2198.549 | check | [45 empty] | TRUE | 1-2014 |  | 0 |  |  | 0 | 0
| 2014-01-08 19:00 | 2014 | 1 | 8 | 19 |  |  | 0 | [7 empty] | 0 |  |  |  |  | 0 | 0 | 1062.504 | 1158.495 | -39.649 | 1118.846 | 2181.35 | 2181.35 | check | [45 empty] | TRUE | 1-2014 |  | 0 |  |  | 0 | 0
| 2014-01-08 20:00 | 2014 | 1 | 8 | 20 |  |  | 0 | [7 empty] | 0 |  |  |  |  | 0 | 0 | 1048.468 | 1151.162 | -38.63 | 1112.532 | 2161 | 2161 | check | [45 empty] | TRUE | 1-2014 |  | 0 |  |  | 0 | 0
| 2014-01-08 21:00 | 2014 | 1 | 8 | 21 |  |  | 0 | [7 empty] | 0 |  |  |  |  | 0 | 0 | 1082.947 | 1148.235 | -40.132 | 1108.103 | 2191.05 | 2191.05 | check | [45 empty] | TRUE | 1-2014 |  | 0 |  |  | 0 | 0
| 2014-01-08 22:00 | 2014 | 1 | 8 | 22 |  |  | 0 | [7 empty] | 0 |  |  |  |  | 0 | 0 | 1097.652 | 1148.715 | -40.817 | 1107.898 | 2205.55 | 2205.55 | check | [45 empty] | TRUE | 1-2014 |  | 0 |  |  | 0 | 0
| 2014-01-08 23:00 | 2014 | 1 | 8 | 23 |  |  | 0 | [7 empty] | 0 |  |  |  |  | 0 | 0 | 1108.359 | 1129.805 | -40.914 | 1088.891 | 2197.25 | 2197.25 | check | [45 empty] | TRUE | 1-2014 |  | 0 |  |  | 0 | 0
| 2014-01-09 | 2014 | 1 | 9 | 0 |  |  | 0 | [7 empty] | 0 |  |  |  |  | 0 | 0 | 1100.398 | 1096.6 | -38.298 | 1058.302 | 2158.7 | 2158.7 | check | [45 empty] | TRUE | 1-2014 |  | 0 |  |  | 0 | 0
| 2014-01-09 01:00 | 2014 | 1 | 9 | 1 |  |  | 0 | [7 empty] | 0 |  |  |  |  | 0 | 0 | 1106.851 | 1071.951 | -41.102 | 1030.849 | 2137.7 | 2137.7 | check | [45 empty] | TRUE | 1-2014 |  | 0 |  |  | 0 | 0
| 2014-01-09 02:00 | 2014 | 1 | 9 | 2 |  |  | 0 | [7 empty] | 0 |  |  |  |  | 0 | 0 | 1063.237 | 1053.29 | -38.776 | 1014.514 | 2077.75 | 2077.751 | check | [45 empty] | TRUE | 1-2014 |  | 0 |  |  | 0 | 0
| 2014-01-09 03:00 | 2014 | 1 | 9 | 3 |  |  | 0 | [7 empty] | 0 |  |  |  |  | 0 | 0 | 951.437 | 1038.68 | -36.418 | 1002.262 | 1953.7 | 1953.699 | check | [45 empty] | TRUE | 1-2014 |  | 0 |  |  | 0 | 0
| 2014-01-09 04:00 | 2014 | 1 | 9 | 4 |  |  | 0 | [7 empty] | 0 |  |  |  |  | 0 | 0 | 910.769 | 1034.283 | -36.753 | 997.53 | 1908.3 | 1908.299 | check | [45 empty] | TRUE | 1-2014 |  | 0 |  |  | 0 | 0
| 2014-01-09 05:00 | 2014 | 1 | 9 | 5 |  |  | 0 | [7 empty] | 0 |  |  |  |  | 0 | 0 | 968.11 | 1045.072 | -37.432 | 1007.64 | 1975.75 | 1975.75 | check | [45 empty] | TRUE | 1-2014 |  | 0 |  |  | 0 | 0
| 2014-01-09 06:00 | 2014 | 1 | 9 | 6 |  |  | 0 | [7 empty] | 0 |  |  |  |  | 0 | 0 | 1032.269 | 1073.244 | -38.063 | 1035.181 | 2067.45 | 2067.45 | check | [45 empty] | TRUE | 1-2014 |  | 0 |  |  | 0 | 0
| 2014-01-09 07:00 | 2014 | 1 | 9 | 7 |  |  | 0 | [7 empty] | 0 |  |  |  |  | 0 | 0 | 1050.019 | 1123.248 | -44.366 | 1078.882 | 2128.9 | 2128.901 | check | [45 empty] | TRUE | 1-2014 |  | 0 |  |  | 0 | 0
| 2014-01-09 08:00 | 2014 | 1 | 9 | 8 |  |  | 0 | [7 empty] | 0 |  |  |  |  | 0 | 0 | 1041.15 | 1162.641 | -44.291 | 1118.35 | 2159.5 | 2159.5 | check | [45 empty] | TRUE | 1-2014 |  | 0 |  |  | 0 | 0
| 2014-01-09 09:00 | 2014 | 1 | 9 | 9 |  |  | 0 | [7 empty] | 0 |  |  |  |  | 0 | 0 | 1058.429 | 1159.782 | -42.211 | 1117.571 | 2176 | 2176 | check | [45 empty] | TRUE | 1-2014 |  | 0 |  |  | 0 | 0
| 2014-01-09 10:00 | 2014 | 1 | 9 | 10 |  |  | 0 | [7 empty] | 0 |  |  |  |  | 0 | 0 | 1121.117 | 1144.694 | -41.21 | 1103.484 | 2224.6 | 2224.601 | check | [45 empty] | TRUE | 1-2014 |  | 0 |  |  | 0 | 0
| 2014-01-09 11:00 | 2014 | 1 | 9 | 11 |  |  | 0 | [7 empty] | 0 |  |  |  |  | 0 | 0 | 1175.312 | 1096.568 | -38.98 | 1057.588 | 2232.9 | 2232.9 | check | [45 empty] | TRUE | 1-2014 |  | 0 |  |  | 0 | 0
| 2014-01-09 12:00 | 2014 | 1 | 9 | 12 |  |  | 0 | [7 empty] | 0 |  |  |  |  | 0 | 0 | 1213.275 | 1042.2 | -36.225 | 1005.975 | 2219.25 | 2219.25 | check | [45 empty] | TRUE | 1-2014 |  | 0 |  |  | 0 | 0
| 2014-01-09 13:00 | 2014 | 1 | 9 | 13 |  |  | 0 | [7 empty] | 0 |  |  |  |  | 0 | 0 | 1271.773 | 979.941 | -34.265 | 945.676 | 2217.45 | 2217.449 | check | [45 empty] | TRUE | 1-2014 |  | 0 |  |  | 0 | 0
| 2014-01-09 14:00 | 2014 | 1 | 9 | 14 |  |  | 0 | [7 empty] | 0 |  |  |  |  | 0 | 0 | 1248.848 | 958.923 | -34.221 | 924.702 | 2173.55 | 2173.55 | check | [45 empty] | TRUE | 1-2014 |  | 0 |  |  | 0 | 0
| 2014-01-09 15:00 | 2014 | 1 | 9 | 15 |  |  | 0 | [7 empty] | 0 |  |  |  |  | 0 | 0 | 1252.963 | 948.032 | -34.095 | 913.937 | 2166.9 | 2166.9 | check | [45 empty] | TRUE | 1-2014 |  | 0 |  |  | 0 | 0
| 2014-01-09 16:00 | 2014 | 1 | 9 | 16 |  |  | 0 | [7 empty] | 0 |  |  |  |  | 0 | 0 | 1228.711 | 944.187 | -33.298 | 910.889 | 2139.6 | 2139.6 | check | [45 empty] | TRUE | 1-2014 |  | 0 |  |  | 0 | 0
| 2014-01-09 17:00 | 2014 | 1 | 9 | 17 |  |  | 0 | [7 empty] | 0 |  |  |  |  | 0 | 0 | 1238.6 | 949.802 | -34.152 | 915.65 | 2154.25 | 2154.25 | check | [45 empty] | TRUE | 1-2014 |  | 0 |  |  | 0 | 0
| 2014-01-09 18:00 | 2014 | 1 | 9 | 18 |  |  | 0 | [7 empty] | 0 |  |  |  |  | 0 | 0 | 1200.935 | 998.212 | -38.947 | 959.265 | 2160.2 | 2160.2 | check | [45 empty] | TRUE | 1-2014 |  | 0 |  |  | 0 | 0
| 2014-01-09 19:00 | 2014 | 1 | 9 | 19 |  |  | 0 | [7 empty] | 0 |  |  |  |  | 0 | 0 | 1240.536 | 1012.091 | -35.776 | 976.315 | 2216.85 | 2216.851 | check | [45 empty] | TRUE | 1-2014 |  | 0 |  |  | 0 | 0
| 2014-01-09 20:00 | 2014 | 1 | 9 | 20 |  |  | 0 | [7 empty] | 0 |  |  |  |  | 0 | 0 | 1228.215 | 1018.18 | -36.094 | 982.086 | 2210.3 | 2210.301 | check | [45 empty] | TRUE | 1-2014 |  | 0 |  |  | 0 | 0
| 2014-01-09 21:00 | 2014 | 1 | 9 | 21 |  |  | 0 | [7 empty] | 0 |  |  |  |  | 0 | 0 | 1238.973 | 1023.772 | -37.245 | 986.527 | 2225.5 | 2225.5 | check | [45 empty] | TRUE | 1-2014 |  | 0 |  |  | 0 | 0
| 2014-01-09 22:00 | 2014 | 1 | 9 | 22 |  |  | 0 | [7 empty] | 0 |  |  |  |  | 0 | 0 | 1176.522 | 1018.332 | -36.554 | 981.778 | 2158.3 | 2158.3 | check | [45 empty] | TRUE | 1-2014 |  | 0 |  |  | 0 | 0
| 2014-01-09 23:00 | 2014 | 1 | 9 | 23 |  |  | 0 | [7 empty] | 0 |  |  |  |  | 0 | 0 | 1081.551 | 988.145 | -32.846 | 955.299 | 2036.85 | 2036.85 | check | [45 empty] | TRUE | 1-2014 |  | 0 |  |  | 0 | 0
| 2014-01-10 | 2014 | 1 | 10 | 0 |  |  | 0 | [7 empty] | 0 |  |  |  |  | 0 | 0 | 977.323 | 953.978 | -33.151 | 920.827 | 1898.15 | 1898.15 | check | [45 empty] | TRUE | 1-2014 |  | 0 |  |  | 0 | 0
| 2014-01-10 01:00 | 2014 | 1 | 10 | 1 |  |  | 0 | [7 empty] | 0 |  |  |  |  | 0 | 0 | 870.195 | 915.004 | -31.449 | 883.555 | 1753.75 | 1753.75 | check | [45 empty] | TRUE | 1-2014 |  | 0 |  |  | 0 | 0
| 2014-01-10 02:00 | 2014 | 1 | 10 | 2 |  |  | 0 | [7 empty] | 0 |  |  |  |  | 0 | 0 | 940.23 | 896.356 | -32.586 | 863.77 | 1804 | 1804 | check | [45 empty] | TRUE | 1-2014 |  | 0 |  |  | 0 | 0
| 2014-01-10 03:00 | 2014 | 1 | 10 | 3 |  |  | 0 | [7 empty] | 0 |  |  |  |  | 0 | 0 | 902.166 | 899.484 | -32.55 | 866.934 | 1769.1 | 1769.1 | check | [45 empty] | TRUE | 1-2014 |  | 0 |  |  | 0 | 0
| 2014-01-10 04:00 | 2014 | 1 | 10 | 4 |  |  | 0 | [7 empty] | 0 |  |  |  |  | 0 | 0 | 844.973 | 897.184 | -30.856 | 866.328 | 1711.3 | 1711.301 | check | [45 empty] | TRUE | 1-2014 |  | 0 |  |  | 0 | 0
| 2014-01-10 05:00 | 2014 | 1 | 10 | 5 |  |  | 0 | [7 empty] | 0 |  |  |  |  | 0 | 0 | 843.702 | 906.57 | -30.122 | 876.448 | 1720.15 | 1720.15 | check | [45 empty] | TRUE | 1-2014 |  | 0 |  |  | 0 | 0
| 2014-01-10 06:00 | 2014 | 1 | 10 | 6 |  |  | 0 | [7 empty] | 0 |  |  |  |  | 0 | 0 | 827.781 | 934.375 | -30.256 | 904.119 | 1731.9 | 1731.9 | check | [45 empty] | TRUE | 1-2014 |  | 0 |  |  | 0 | 0
| 2014-01-10 07:00 | 2014 | 1 | 10 | 7 |  |  | 107.73 | [7 empty] | 4058.1891 |  |  |  |  | 107.73 | 4058.1891 | 1014.025 | 980.56 | -33.105 | 947.455 | 1961.48 | 1961.48 | check | [45 empty] | TRUE | 1-2014 |  | 0 |  |  | 4058.1891 | 0
| 2014-01-10 08:00 | 2014 | 1 | 10 | 8 |  |  | 23.761 | [7 empty] | 1002.239 |  |  |  |  | 23.761 | 1002.239 | 1089.8 | 1015.118 | -34.707 | 980.411 | 2070.211 | 2070.211 | check | [45 empty] | TRUE | 1-2014 |  | 0 |  |  | 1002.239 | 0
| 2014-01-10 09:00 | 2014 | 1 | 10 | 9 |  |  | 0 | [7 empty] | 0 |  |  |  |  | 0 | 0 | 1171.943 | 1007.577 | -34.42 | 973.157 | 2145.1 | 2145.1 | check | [45 empty] | TRUE | 1-2014 |  | 0 |  |  | 0 | 0
| 2014-01-10 10:00 | 2014 | 1 | 10 | 10 |  |  | 0 | [7 empty] | 0 |  |  |  |  | 0 | 0 | 1220.084 | 1003.361 | -35.995 | 967.366 | 2187.45 | 2187.45 | check | [45 empty] | TRUE | 1-2014 |  | 0 |  |  | 0 | 0
| 2014-01-10 11:00 | 2014 | 1 | 10 | 11 |  |  | 0 | [7 empty] | 0 |  |  |  |  | 0 | 0 | 1225.491 | 985.74 | -36.082 | 949.658 | 2175.15 | 2175.149 | check | [45 empty] | TRUE | 1-2014 |  | 0 |  |  | 0 | 0
| 2014-01-10 12:00 | 2014 | 1 | 10 | 12 |  |  | 0 | [7 empty] | 0 |  |  |  |  | 0 | 0 | 1215.337 | 945.856 | -36.043 | 909.813 | 2125.15 | 2125.15 | check | [45 empty] | TRUE | 1-2014 |  | 0 |  |  | 0 | 0
| 2014-01-10 13:00 | 2014 | 1 | 10 | 13 |  |  | 0 | [7 empty] | 0 |  |  |  |  | 0 | 0 | 1291.302 | 909.616 | -35.369 | 874.247 | 2165.55 | 2165.549 | check | [45 empty] | TRUE | 1-2014 |  | 0 |  |  | 0 | 0
| 2014-01-10 14:00 | 2014 | 1 | 10 | 14 |  |  | 0 | [7 empty] | 0 |  |  |  |  | 0 | 0 | 1290.062 | 869.196 | -33.608 | 835.588 | 2125.65 | 2125.65 | check | [45 empty] | TRUE | 1-2014 |  | 0 |  |  | 0 | 0
| 2014-01-10 15:00 | 2014 | 1 | 10 | 15 |  |  | 0 | [7 empty] | 0 |  |  |  |  | 0 | 0 | 1168.982 | 842.636 | -31.068 | 811.568 | 1980.55 | 1980.55 | check | [45 empty] | TRUE | 1-2014 |  | 0 |  |  | 0 | 0
| 2014-01-10 16:00 | 2014 | 1 | 10 | 16 |  |  | 0 | [7 empty] | 0 |  |  |  |  | 0 | 0 | 1109.39 | 834.02 | -29.86 | 804.16 | 1913.55 | 1913.55 | check | [45 empty] | TRUE | 1-2014 |  | 0 |  |  | 0 | 0
| 2014-01-10 17:00 | 2014 | 1 | 10 | 17 |  |  | 0 | [7 empty] | 0 |  |  |  |  | 0 | 0 | 1161.549 | 829.433 | -30.632 | 798.801 | 1960.35 | 1960.35 | check | [45 empty] | TRUE | 1-2014 |  | 0 |  |  | 0 | 0
| 2014-01-10 18:00 | 2014 | 1 | 10 | 18 |  |  | 0.99 | [7 empty] | 83.46 |  |  |  |  | 0.99 | 83.46 | 1226.35 | 862.608 | -32.569 | 830.039 | 2056.39 | 2056.389 | check | [45 empty] | TRUE | 1-2014 |  | 0 |  |  | 83.46 | 0
| 2014-01-10 19:00 | 2014 | 1 | 10 | 19 |  |  | 109.862 | [7 empty] | 4012.1602 |  |  |  |  | 109.862 | 4012.1602 | 1271.655 | 888.476 | -28.469 | 860.007 | 2131.662 | 2131.662 | check | [45 empty] | TRUE | 1-2014 |  | 0 |  |  | 4012.1602 | 0
| 2014-01-10 20:00 | 2014 | 1 | 10 | 20 |  |  | 150.173 | [7 empty] | 5605.9581 |  |  |  |  | 150.173 | 5605.9581 | 1202.59 | 893.791 | -28.358 | 865.433 | 2068.023 | 2068.023 | check | [45 empty] | TRUE | 1-2014 |  | 0 |  |  | 5605.9581 | 0
| 2014-01-10 21:00 | 2014 | 1 | 10 | 21 |  |  | 90.584 | [7 empty] | 3140.5473 |  |  |  |  | 90.584 | 3140.5473 | 1045.725 | 893.538 | -27.679 | 865.859 | 1911.584 | 1911.584 | check | [45 empty] | TRUE | 1-2014 |  | 0 |  |  | 3140.5473 | 0
| 2014-01-10 22:00 | 2014 | 1 | 10 | 22 |  |  | 33.117 | [7 empty] | 1064.0492 |  |  |  |  | 33.117 | 1064.0492 | 849.775 | 891.624 | -27.782 | 863.842 | 1713.617 | 1713.617 | check | [45 empty] | TRUE | 1-2014 |  | 0 |  |  | 1064.0492 | 0
| 2014-01-10 23:00 | 2014 | 1 | 10 | 23 |  |  | 39.621 | [7 empty] | 1180.3096 |  |  |  |  | 39.621 | 1180.3096 | 753.35 | 872.56 | -25.339 | 847.221 | 1600.571 | 1600.571 | check | [45 empty] | TRUE | 1-2014 |  | 1180.3096 |  |  | 1180.3096 | 39.621
| 2014-01-11 | 2014 | 1 | 11 | 0 |  |  | 0 | [7 empty] | 0 |  |  |  |  | 0 | 0 | 750.375 | 835.472 | -24.547 | 810.925 | 1561.3 | 1561.3 | check | [45 empty] | TRUE | 1-2014 |  | 0 |  |  | 0 | 0
| 2014-01-11 01:00 | 2014 | 1 | 11 | 1 |  |  | 0 | [7 empty] | 0 |  |  |  |  | 0 | 0 | 739.773 | 797.433 | -23.006 | 774.427 | 1514.2 | 1514.2 | check | [45 empty] | TRUE | 1-2014 |  | 0 |  |  | 0 | 0
| 2014-01-11 02:00 | 2014 | 1 | 11 | 2 |  |  | 0 | [7 empty] | 0 |  |  |  |  | 0 | 0 | 705.206 | 757.548 | -25.103 | 732.445 | 1437.65 | 1437.651 | check | [45 empty] | TRUE | 1-2014 |  | 0 |  |  | 0 | 0
| 2014-01-11 03:00 | 2014 | 1 | 11 | 3 |  |  | 0 | [7 empty] | 0 |  |  |  |  | 0 | 0 | 719.833 | 726.91 | -23.393 | 703.517 | 1423.35 | 1423.35 | check | [45 empty] | TRUE | 1-2014 |  | 0 |  |  | 0 | 0
| 2014-01-11 04:00 | 2014 | 1 | 11 | 4 |  |  | 0 | [7 empty] | 0 |  |  |  |  | 0 | 0 | 631.801 | 743.278 | -24.679 | 718.599 | 1350.4 | 1350.4 | check | [45 empty] | TRUE | 1-2014 |  | 0 |  |  | 0 | 0
| 2014-01-11 05:00 | 2014 | 1 | 11 | 5 |  |  | 0 | [7 empty] | 0 |  |  |  |  | 0 | 0 | 447.488 | 732.845 | -24.883 | 707.962 | 1155.45 | 1155.45 | check | [45 empty] | TRUE | 1-2014 |  | 0 |  |  | 0 | 0
| 2014-01-11 06:00 | 2014 | 1 | 11 | 6 |  |  | 0 | [7 empty] | 0 |  |  |  |  | 0 | 0 | 556.499 | 742.735 | -27.034 | 715.701 | 1272.2 | 1272.2 | check | [45 empty] | TRUE | 1-2014 |  | 0 |  |  | 0 | 0
| 2014-01-11 07:00 | 2014 | 1 | 11 | 7 |  |  | 0 | [7 empty] | 0 |  |  |  |  | 0 | 0 | 483.81 | 774.582 | -25.942 | 748.64 | 1232.45 | 1232.45 | check | [45 empty] | TRUE | 1-2014 |  | 0 |  |  | 0 | 0
| 2014-01-11 08:00 | 2014 | 1 | 11 | 8 |  |  | 0 | [7 empty] | 0 |  |  |  |  | 0 | 0 | 524.669 | 795.909 | -25.378 | 770.531 | 1295.2 | 1295.2 | check | [45 empty] | TRUE | 1-2014 |  | 0 |  |  | 0 | 0
| 2014-01-11 09:00 | 2014 | 1 | 11 | 9 |  |  | 0 | [7 empty] | 0 |  |  |  |  | 0 | 0 | 528.516 | 808.009 | -28.726 | 779.283 | 1307.8 | 1307.799 | check | [45 empty] | TRUE | 1-2014 |  | 0 |  |  | 0 | 0
| 2014-01-11 10:00 | 2014 | 1 | 11 | 10 |  |  | 179.046 | [7 empty] | 6780.472 |  |  |  |  | 179.046 | 6780.472 | 692.1 | 819.965 | -29.669 | 790.296 | 1482.396 | 1482.396 | check | [45 empty] | TRUE | 1-2014 |  | 0 |  |  | 6780.472 | 0
| 2014-01-11 11:00 | 2014 | 1 | 11 | 11 |  |  | 223.934 | [7 empty] | 11709.5089 |  |  |  |  | 223.934 | 11709.5089 | 761.425 | 827.624 | -31.515 | 796.109 | 1557.534 | 1557.534 | check | [45 empty] | TRUE | 1-2014 |  | 0 |  |  | 11709.5089 | 0
| 2014-01-11 12:00 | 2014 | 1 | 11 | 12 |  |  | 158.069 | [7 empty] | 7778.5755 |  |  |  |  | 158.069 | 7778.5755 | 733.675 | 806.806 | -30.512 | 776.294 | 1509.969 | 1509.969 | check | [45 empty] | TRUE | 1-2014 |  | 0 |  |  | 7778.5755 | 0
| 2014-01-11 13:00 | 2014 | 1 | 11 | 13 |  |  | 5.14 | [7 empty] | 181.4934 |  |  |  |  | 5.14 | 181.4934 | 576.625 | 787.81 | -28.645 | 759.165 | 1335.79 | 1335.79 | check | [45 empty] | TRUE | 1-2014 |  | 0 |  |  | 181.4934 | 0
| 2014-01-11 14:00 | 2014 | 1 | 11 | 14 |  |  | 0 | [7 empty] | 0 |  |  |  |  | 0 | 0 | 562.128 | 769.215 | -27.093 | 742.122 | 1304.25 | 1304.25 | check | [45 empty] | TRUE | 1-2014 |  | 0 |  |  | 0 | 0
| 2014-01-11 15:00 | 2014 | 1 | 11 | 15 |  |  | 0 | [7 empty] | 0 |  |  |  |  | 0 | 0 | 631.012 | 746.697 | -25.459 | 721.238 | 1352.25 | 1352.25 | check | [45 empty] | TRUE | 1-2014 |  | 0 |  |  | 0 | 0
| 2014-01-11 16:00 | 2014 | 1 | 11 | 16 |  |  | 0 | [7 empty] | 0 |  |  |  |  | 0 | 0 | 620.263 | 744.484 | -25.047 | 719.437 | 1339.7 | 1339.7 | check | [45 empty] | TRUE | 1-2014 |  | 0 |  |  | 0 | 0
| 2014-01-11 17:00 | 2014 | 1 | 11 | 17 |  |  | 0 | [7 empty] | 0 |  |  |  |  | 0 | 0 | 616.094 | 756.735 | -26.629 | 730.106 | 1346.2 | 1346.2 | check | [45 empty] | TRUE | 1-2014 |  | 0 |  |  | 0 | 0
| 2014-01-11 18:00 | 2014 | 1 | 11 | 18 |  |  | 177.486 | [7 empty] | 6623.7775 |  |  |  |  | 177.486 | 6623.7775 | 861.76 | 801.256 | -29.43 | 771.826 | 1633.586 | 1633.586 | check | [45 empty] | TRUE | 1-2014 |  | 0 |  |  | 6623.7775 | 0
| 2014-01-11 19:00 | 2014 | 1 | 11 | 19 |  |  | 665.861 | [7 empty] | 23511.5519 |  |  |  |  | 665.861 | 23511.5519 | 1007.5 | 838.3 | -28.189 | 810.111 | 1817.611 | 1817.611 | check | [45 empty] | TRUE | 1-2014 |  | 0 |  |  | 23511.5519 | 0
| 2014-01-11 20:00 | 2014 | 1 | 11 | 20 |  |  | 646.096 | [7 empty] | 20862.4398 |  |  |  |  | 646.096 | 20862.4398 | 923.19 | 847.796 | -28.84 | 818.956 | 1742.146 | 1742.146 | check | [45 empty] | TRUE | 1-2014 |  | 0 |  |  | 20862.4398 | 0
| 2014-01-11 21:00 | 2014 | 1 | 11 | 21 |  |  | 537.455 | [7 empty] | 16945.9562 |  |  |  |  | 537.455 | 16945.9562 | 767.125 | 852.912 | -29.232 | 823.68 | 1590.805 | 1590.805 | check | [45 empty] | TRUE | 1-2014 |  | 0 |  |  | 16945.9562 | 0
| 2014-01-11 22:00 | 2014 | 1 | 11 | 22 |  |  | 395.097 | [7 empty] | 11635.6066 |  |  |  |  | 395.097 | 11635.6066 | 517.775 | 847.843 | -27.922 | 819.921 | 1337.697 | 1337.696 | check | [45 empty] | TRUE | 1-2014 |  | 11635.6066 |  |  | 11635.6066 | 395.097
| 2014-01-11 23:00 | 2014 | 1 | 11 | 23 |  |  | 368.762 | [7 empty] | 10483.9037 |  |  |  |  | 368.762 | 10483.9037 | 448.115 | 833.872 | -25.926 | 807.946 | 1256.062 | 1256.061 | check | [45 empty] | TRUE | 1-2014 |  | 10483.9037 |  |  | 10483.9037 | 368.762
| 2014-01-12 | 2014 | 1 | 12 | 0 |  |  | 202.714 | [7 empty] | 5844.2446 |  |  |  |  | 202.714 | 5844.2446 | 361.605 | 816.461 | -25.152 | 791.309 | 1152.914 | 1152.914 | check | [45 empty] | TRUE | 1-2014 |  | 5844.2446 |  |  | 5844.2446 | 202.714
| 2014-01-12 01:00 | 2014 | 1 | 12 | 1 |  |  | 277.819 | [7 empty] | 7653.9135 |  |  |  |  | 277.819 | 7653.9135 | 437.005 | 797.469 | -22.805 | 774.664 | 1211.669 | 1211.669 | check | [45 empty] | TRUE | 1-2014 |  | 7653.9135 |  |  | 7653.9135 | 277.819
| 2014-01-12 02:00 | 2014 | 1 | 12 | 2 |  |  | 246.391 | [7 empty] | 6369.2073 |  |  |  |  | 246.391 | 6369.2073 | 399.91 | 792.092 | -22.761 | 769.331 | 1169.241 | 1169.241 | check | [45 empty] | TRUE | 1-2014 |  | 6369.2073 |  |  | 6369.2073 | 246.391
| 2014-01-12 03:00 | 2014 | 1 | 12 | 3 |  |  | 317.337 | [7 empty] | 7888.9978 |  |  |  |  | 317.337 | 7888.9978 | 364.8 | 791.218 | -20.531 | 770.687 | 1135.487 | 1135.487 | check | [45 empty] | TRUE | 1-2014 |  | 7888.9978 |  |  | 7888.9978 | 317.337
| 2014-01-12 04:00 | 2014 | 1 | 12 | 4 |  |  | 339.044 | [7 empty] | 8981.2756 |  |  |  |  | 339.044 | 8981.2756 | 329.5 | 792.694 | -19.549 | 773.145 | 1102.644 | 1102.645 | check | [45 empty] | TRUE | 1-2014 |  | 8981.2756 |  |  | 8981.2756 | 339.044
| 2014-01-12 05:00 | 2014 | 1 | 12 | 5 |  |  | 288.116 | [7 empty] | 7666.7668 |  |  |  |  | 288.116 | 7666.7668 | 288.235 | 797.513 | -20.582 | 776.931 | 1065.166 | 1065.166 | check | [45 empty] | TRUE | 1-2014 |  | 7666.7668 |  |  | 7666.7668 | 288.116
| 2014-01-12 06:00 | 2014 | 1 | 12 | 6 |  |  | 295.292 | [7 empty] | 8167.7767 |  |  |  |  | 295.292 | 8167.7767 | 346.925 | 811.499 | -21.033 | 790.466 | 1137.392 | 1137.391 | check | [45 empty] | TRUE | 1-2014 |  | 8167.7767 |  |  | 8167.7767 | 295.292
| 2014-01-12 07:00 | 2014 | 1 | 12 | 7 |  |  | 279.781 | [7 empty] | 7828.2724 |  |  |  |  | 279.781 | 7828.2724 | 357.025 | 824.534 | -22.229 | 802.305 | 1159.331 | 1159.33 | check | [45 empty] | TRUE | 1-2014 |  | 7828.2724 |  |  | 7828.2724 | 279.781
| 2014-01-12 08:00 | 2014 | 1 | 12 | 8 |  |  | 282.747 | [7 empty] | 8117.6664 |  |  |  |  | 282.747 | 8117.6664 | 373.305 | 841.151 | -22.809 | 818.342 | 1191.647 | 1191.647 | check | [45 empty] | TRUE | 1-2014 |  | 8117.6664 |  |  | 8117.6664 | 282.747
| 2014-01-12 09:00 | 2014 | 1 | 12 | 9 |  |  | 258.556 | [7 empty] | 7981.6237 |  |  |  |  | 258.556 | 7981.6237 | 395.49 | 864.269 | -24.953 | 839.316 | 1234.806 | 1234.806 | check | [45 empty] | TRUE | 1-2014 |  | 0 |  |  | 7981.6237 | 0
| 2014-01-12 10:00 | 2014 | 1 | 12 | 10 |  |  | 275.137 | [7 empty] | 8842.9032 |  |  |  |  | 275.137 | 8842.9032 | 465.44 | 877.812 | -27.515 | 850.297 | 1315.737 | 1315.737 | check | [45 empty] | TRUE | 1-2014 |  | 0 |  |  | 8842.9032 | 0
| 2014-01-12 11:00 | 2014 | 1 | 12 | 11 |  |  | 249.946 | [7 empty] | 8103.2493 |  |  |  |  | 249.946 | 8103.2493 | 489.24 | 847.9 | -27.844 | 820.056 | 1309.296 | 1309.296 | check | [45 empty] | TRUE | 1-2014 |  | 0 |  |  | 8103.2493 | 0
| 2014-01-12 12:00 | 2014 | 1 | 12 | 12 |  |  | 256.926 | [7 empty] | 8586.4669 |  |  |  |  | 256.926 | 8586.4669 | 480.975 | 816.116 | -26.815 | 789.301 | 1270.276 | 1270.276 | check | [45 empty] | TRUE | 1-2014 |  | 0 |  |  | 8586.4669 | 0
| 2014-01-12 13:00 | 2014 | 1 | 12 | 13 |  |  | 214.826 | [7 empty] | 6515.6726 |  |  |  |  | 214.826 | 6515.6726 | 484.505 | 780.305 | -25.685 | 754.62 | 1239.126 | 1239.125 | check | [45 empty] | TRUE | 1-2014 |  | 0 |  |  | 6515.6726 | 0
| 2014-01-12 14:00 | 2014 | 1 | 12 | 14 |  |  | 207.883 | [7 empty] | 6238.5688 |  |  |  |  | 207.883 | 6238.5688 | 439.05 | 761.629 | -24.696 | 736.933 | 1175.983 | 1175.983 | check | [45 empty] | TRUE | 1-2014 |  | 6238.5688 |  |  | 6238.5688 | 207.883
| 2014-01-12 15:00 | 2014 | 1 | 12 | 15 |  |  | 242.254 | [7 empty] | 7076.2393 |  |  |  |  | 242.254 | 7076.2393 | 453.155 | 739.729 | -24.779 | 714.95 | 1168.104 | 1168.105 | check | [45 empty] | TRUE | 1-2014 |  | 7076.2393 |  |  | 7076.2393 | 242.254
| 2014-01-12 16:00 | 2014 | 1 | 12 | 16 |  |  | 236.192 | [7 empty] | 6710.2147 |  |  |  |  | 236.192 | 6710.2147 | 435.19 | 740.847 | -24.295 | 716.552 | 1151.742 | 1151.742 | check | [45 empty] | TRUE | 1-2014 |  | 6710.2147 |  |  | 6710.2147 | 236.192
| 2014-01-12 17:00 | 2014 | 1 | 12 | 17 |  |  | 307.607 | [7 empty] | 9099.0151 |  |  |  |  | 307.607 | 9099.0151 | 486.75 | 752.734 | -25.227 | 727.507 | 1214.257 | 1214.257 | check | [45 empty] | TRUE | 1-2014 |  | 9099.0151 |  |  | 9099.0151 | 307.607
| 2014-01-12 18:00 | 2014 | 1 | 12 | 18 |  |  | 637.977 | [7 empty] | 40728.4517 |  |  |  |  | 637.977 | 40728.4517 | 828.5 | 807.716 | -29.139 | 778.577 | 1607.077 | 1607.077 | check | [45 empty] | TRUE | 1-2014 |  | 0 |  |  | 40728.4517 | 0
| 2014-01-12 19:00 | 2014 | 1 | 12 | 19 |  |  | 711.437 | [7 empty] | 39641.2696 |  |  |  |  | 711.437 | 39641.2696 | 962.5 | 872.163 | -29.276 | 842.887 | 1805.387 | 1805.387 | check | [45 empty] | TRUE | 1-2014 |  | 0 |  |  | 39641.2696 | 0
| 2014-01-12 20:00 | 2014 | 1 | 12 | 20 |  |  | 736.157 | [7 empty] | 28084.3895 |  |  |  |  | 736.157 | 28084.3895 | 979.2 | 900.602 | -31.695 | 868.907 | 1848.107 | 1848.107 | check | [45 empty] | TRUE | 1-2014 |  | 0 |  |  | 28084.3895 | 0
| 2014-01-12 21:00 | 2014 | 1 | 12 | 21 |  |  | 595.344 | [7 empty] | 23712.5515 |  |  |  |  | 595.344 | 23712.5515 | 921.7 | 928.701 | -33.257 | 895.444 | 1817.144 | 1817.144 | check | [45 empty] | TRUE | 1-2014 |  | 0 |  |  | 23712.5515 | 0
| 2014-01-12 22:00 | 2014 | 1 | 12 | 22 |  |  | 424.88 | [7 empty] | 16404.6168 |  |  |  |  | 424.88 | 16404.6168 | 783.5 | 931.212 | -33.582 | 897.63 | 1681.13 | 1681.13 | check | [45 empty] | TRUE | 1-2014 |  | 0 |  |  | 16404.6168 | 0
| 2014-01-12 23:00 | 2014 | 1 | 12 | 23 |  |  | 275.855 | [7 empty] | 9254.9353 |  |  |  |  | 275.855 | 9254.9353 | 546.225 | 923.127 | -33.647 | 889.48 | 1435.705 | 1435.705 | check | [45 empty] | TRUE | 1-2014 |  | 0 |  |  | 9254.9353 | 0
| 2014-01-13 | 2014 | 1 | 13 | 0 |  |  | 276.524 | [7 empty] | 8928.96 |  |  |  |  | 276.524 | 8928.96 | 481.915 | 909.098 | -35.14 | 873.958 | 1355.874 | 1355.873 | check | [45 empty] | TRUE | 1-2014 |  | 0 |  |  | 8928.96 | 0
| 2014-01-13 01:00 | 2014 | 1 | 13 | 1 |  |  | 10.962 | [7 empty] | 336.8623 |  |  |  |  | 10.962 | 336.8623 | 77.085 | 898.614 | -32.687 | 865.927 | 943.012 | 943.012 | check | [45 empty] | TRUE | 1-2014 |  | 336.8623 |  |  | 336.8623 | 10.962
| 2014-01-13 02:00 | 2014 | 1 | 13 | 2 |  |  | 37.149 | [7 empty] | 1119.2994 |  |  |  |  | 37.149 | 1119.2994 | 53 | 905.85 | -31.351 | 874.499 | 927.499 | 927.499 | check | [45 empty] | TRUE | 1-2014 |  | 1119.2994 |  |  | 1119.2994 | 37.149
| 2014-01-13 03:00 | 2014 | 1 | 13 | 3 |  |  | 9.976 | [7 empty] | 309.655 |  |  |  |  | 9.976 | 309.655 | 45.59 | 905.369 | -30.983 | 874.386 | 919.976 | 919.976 | check | [45 empty] | TRUE | 1-2014 |  | 309.655 |  |  | 309.655 | 9.976
| 2014-01-13 04:00 | 2014 | 1 | 13 | 4 |  |  | 5.191 | [7 empty] | 162.3226 |  |  |  |  | 5.191 | 162.3226 | 22.39 | 919.89 | -31.489 | 888.401 | 910.791 | 910.791 | check | [45 empty] | TRUE | 1-2014 |  | 162.3226 |  |  | 162.3226 | 5.191
| 2014-01-13 05:00 | 2014 | 1 | 13 | 5 |  |  | 11.999 | [7 empty] | 351.7407 |  |  |  |  | 11.999 | 351.7407 | 0 | 937.071 | -31.922 | 905.149 | 905.149 | 905.149 | check | [45 empty] | TRUE | 1-2014 |  | 351.7407 |  |  | 351.7407 | 11.999
| 2014-01-13 06:00 | 2014 | 1 | 13 | 6 |  |  | 0 | [7 empty] | 0 |  |  |  |  | 0 | 0 | 48.416 | 977.626 | -34.142 | 943.484 | 991.9 | 991.9 | check | [45 empty] | TRUE | 1-2014 |  | 0 |  |  | 0 | 0
| 2014-01-13 07:00 | 2014 | 1 | 13 | 7 |  |  | 159.223 | [7 empty] | 9121.8857 |  |  |  |  | 159.223 | 9121.8857 | 244.33 | 1053.389 | -39.346 | 1014.043 | 1258.373 | 1258.373 | check | [45 empty] | TRUE | 1-2014 |  | 0 |  |  | 9121.8857 | 0
| 2014-01-13 08:00 | 2014 | 1 | 13 | 8 |  |  | 266.621 | [7 empty] | 14456.1906 |  |  |  |  | 266.621 | 14456.1906 | 414.4 | 1079.013 | -38.642 | 1040.371 | 1454.771 | 1454.771 | check | [45 empty] | TRUE | 1-2014 |  | 0 |  |  | 14456.1906 | 0
| 2014-01-13 09:00 | 2014 | 1 | 13 | 9 |  |  | 173.5 | [7 empty] | 7382.425 |  |  |  |  | 173.5 | 7382.425 | 418.1 | 1060.265 | -39.765 | 1020.5 | 1438.6 | 1438.6 | check | [45 empty] | TRUE | 1-2014 |  | 0 |  |  | 7382.425 | 0
| 2014-01-13 10:00 | 2014 | 1 | 13 | 10 |  |  | 141.515 | [7 empty] | 5766.7362 |  |  |  |  | 141.515 | 5766.7362 | 416.8 | 1037.637 | -36.672 | 1000.965 | 1417.765 | 1417.765 | check | [45 empty] | TRUE | 1-2014 |  | 0 |  |  | 5766.7362 | 0
| 2014-01-13 11:00 | 2014 | 1 | 13 | 11 |  |  | 154.102 | [7 empty] | 5390.488 |  |  |  |  | 154.102 | 5390.488 | 449.8 | 991.001 | -34.649 | 956.352 | 1406.152 | 1406.152 | check | [45 empty] | TRUE | 1-2014 |  | 0 |  |  | 5390.488 | 0
| 2014-01-13 12:00 | 2014 | 1 | 13 | 12 |  |  | 191.563 | [7 empty] | 6469.0825 |  |  |  |  | 191.563 | 6469.0825 | 462 | 949.882 | -31.47 | 918.412 | 1380.413 | 1380.412 | check | [45 empty] | TRUE | 1-2014 |  | 0 |  |  | 6469.0825 | 0
| 2014-01-13 13:00 | 2014 | 1 | 13 | 13 |  |  | 118.82 | [7 empty] | 3684.6082 |  |  |  |  | 118.82 | 3684.6082 | 335.59 | 918.88 | -29.801 | 889.079 | 1224.67 | 1224.669 | check | [45 empty] | TRUE | 1-2014 |  | 0 |  |  | 3684.6082 | 0
| 2014-01-13 14:00 | 2014 | 1 | 13 | 14 |  |  | 42.901 | [7 empty] | 1307.6225 |  |  |  |  | 42.901 | 1307.6225 | 242.175 | 910.454 | -29.578 | 880.876 | 1123.051 | 1123.051 | check | [45 empty] | TRUE | 1-2014 |  | 0 |  |  | 1307.6225 | 0
| 2014-01-13 15:00 | 2014 | 1 | 13 | 15 |  |  | 39.359 | [7 empty] | 1162.2713 |  |  |  |  | 39.359 | 1162.2713 | 201.195 | 908.321 | -29.507 | 878.814 | 1080.009 | 1080.009 | check | [45 empty] | TRUE | 1-2014 |  | 1162.2713 |  |  | 1162.2713 | 39.359
| 2014-01-13 16:00 | 2014 | 1 | 13 | 16 |  |  | 49.533 | [7 empty] | 1435.4663 |  |  |  |  | 49.533 | 1435.4663 | 202.015 | 903.808 | -29.29 | 874.518 | 1076.533 | 1076.533 | check | [45 empty] | TRUE | 1-2014 |  | 1435.4663 |  |  | 1435.4663 | 49.533
| 2014-01-13 17:00 | 2014 | 1 | 13 | 17 |  |  | 251.828 | [7 empty] | 7491.883 |  |  |  |  | 251.828 | 7491.883 | 390.775 | 923.587 | -29.783 | 893.804 | 1284.578 | 1284.579 | check | [45 empty] | TRUE | 1-2014 |  | 7491.883 |  |  | 7491.883 | 251.828
| 2014-01-13 18:00 | 2014 | 1 | 13 | 18 |  |  | 430.319 | [7 empty] | 20306.7536 |  |  |  |  | 430.319 | 20306.7536 | 577.9 | 945.2 | -30.43 | 914.77 | 1492.669 | 1492.67 | check | [45 empty] | TRUE | 1-2014 |  | 0 |  |  | 20306.7536 | 0
| 2014-01-13 19:00 | 2014 | 1 | 13 | 19 |  |  | 336.564 | [7 empty] | 11342.2068 |  |  |  |  | 336.564 | 11342.2068 | 551.4 | 950.443 | -27.179 | 923.264 | 1474.664 | 1474.664 | check | [45 empty] | TRUE | 1-2014 |  | 0 |  |  | 11342.2068 | 0
| 2014-01-13 20:00 | 2014 | 1 | 13 | 20 |  |  | 324.84 | [7 empty] | 10885.3884 |  |  |  |  | 324.84 | 10885.3884 | 540.1 | 937.492 | -27.903 | 909.589 | 1449.69 | 1449.689 | check | [45 empty] | TRUE | 1-2014 |  | 0 |  |  | 10885.3884 | 0
| 2014-01-13 21:00 | 2014 | 1 | 13 | 21 |  |  | 273.627 | [7 empty] | 8501.5909 |  |  |  |  | 273.627 | 8501.5909 | 511.5 | 922.816 | -29.089 | 893.727 | 1405.227 | 1405.227 | check | [45 empty] | TRUE | 1-2014 |  | 1091.3959 |  |  | 8501.5909 | 35.127
| 2014-01-13 22:00 | 2014 | 1 | 13 | 22 |  |  | 168.549 | [7 empty] | 5019.3892 |  |  |  |  | 168.549 | 5019.3892 | 406.1 | 902.486 | -27.287 | 875.199 | 1281.299 | 1281.299 | check | [45 empty] | TRUE | 1-2014 |  | 5019.3892 |  |  | 5019.3892 | 168.549
| 2014-01-13 23:00 | 2014 | 1 | 13 | 23 |  |  | 0 | [7 empty] | 0 |  |  |  |  | 0 | 0 | 312.943 | 868.787 | -23.83 | 844.957 | 1157.9 | 1157.9 | check | [45 empty] | TRUE | 1-2014 |  | 0 |  |  | 0 | 0
| 2014-01-14 | 2014 | 1 | 14 | 0 |  |  | 0 | [7 empty] | 0 |  |  |  |  | 0 | 0 | 316.826 | 824.511 | -21.037 | 803.474 | 1120.3 | 1120.3 | check | [45 empty] | TRUE | 1-2014 |  | 0 |  |  | 0 | 0
| 2014-01-14 01:00 | 2014 | 1 | 14 | 1 |  |  | 54.4 | [7 empty] | 1536.256 |  |  |  |  | 54.4 | 1536.256 | 279.658 | 794.071 | -18.079 | 775.992 | 1055.65 | 1055.65 | check | [45 empty] | TRUE | 1-2014 |  | 1536.256 |  |  | 1536.256 | 54.4
| 2014-01-14 02:00 | 2014 | 1 | 14 | 2 |  |  | 42.8 | [7 empty] | 1189.412 |  |  |  |  | 42.8 | 1189.412 | 178.362 | 765.926 | -15.989 | 749.937 | 928.3 | 928.299 | check | [45 empty] | TRUE | 1-2014 |  | 1189.412 |  |  | 1189.412 | 42.8
| 2014-01-14 03:00 | 2014 | 1 | 14 | 3 |  |  | 50.3 | [7 empty] | 1366.651 |  |  |  |  | 50.3 | 1366.651 | 167.957 | 748.548 | -15.755 | 732.793 | 900.75 | 900.75 | check | [45 empty] | TRUE | 1-2014 |  | 1366.651 |  |  | 1366.651 | 50.3
| 2014-01-14 04:00 | 2014 | 1 | 14 | 4 |  |  | 42.9 | [7 empty] | 1179.75 |  |  |  |  | 42.9 | 1179.75 | 194.039 | 753.748 | -16.037 | 737.711 | 931.75 | 931.75 | check | [45 empty] | TRUE | 1-2014 |  | 1179.75 |  |  | 1179.75 | 42.9
| 2014-01-14 05:00 | 2014 | 1 | 14 | 5 |  |  | 47.7 | [7 empty] | 1325.583 |  |  |  |  | 47.7 | 1325.583 | 200.687 | 772.488 | -16.924 | 755.564 | 956.25 | 956.251 | check | [45 empty] | TRUE | 1-2014 |  | 1325.583 |  |  | 1325.583 | 47.7
| 2014-01-14 06:00 | 2014 | 1 | 14 | 6 |  |  | 44.1 | [7 empty] | 1289.043 |  |  |  |  | 44.1 | 1289.043 | 305.675 | 806.781 | -19.706 | 787.075 | 1092.75 | 1092.75 | check | [45 empty] | TRUE | 1-2014 |  | 1289.043 |  |  | 1289.043 | 44.1
| 2014-01-14 07:00 | 2014 | 1 | 14 | 7 |  |  | 0 | [7 empty] | 0 |  |  |  |  | 0 | 0 | 314.086 | 874.053 | -23.44 | 850.613 | 1164.7 | 1164.699 | check | [45 empty] | TRUE | 1-2014 |  | 0 |  |  | 0 | 0
| 2014-01-14 08:00 | 2014 | 1 | 14 | 8 |  |  | 0 | [7 empty] | 0 |  |  |  |  | 0 | 0 | 424.296 | 905.103 | -22.849 | 882.254 | 1306.55 | 1306.55 | check | [45 empty] | TRUE | 1-2014 |  | 0 |  |  | 0 | 0
| 2014-01-14 09:00 | 2014 | 1 | 14 | 9 |  |  | 0 | [7 empty] | 0 |  |  |  |  | 0 | 0 | 432.817 | 902.396 | -23.263 | 879.133 | 1311.95 | 1311.95 | check | [45 empty] | TRUE | 1-2014 |  | 0 |  |  | 0 | 0
| 2014-01-14 10:00 | 2014 | 1 | 14 | 10 |  |  | 0 | [7 empty] | 0 |  |  |  |  | 0 | 0 | 468.546 | 893.372 | -26.118 | 867.254 | 1335.8 | 1335.8 | check | [45 empty] | TRUE | 1-2014 |  | 0 |  |  | 0 | 0
| 2014-01-14 11:00 | 2014 | 1 | 14 | 11 |  |  | 0 | [7 empty] | 0 |  |  |  |  | 0 | 0 | 584.887 | 878.886 | -27.373 | 851.513 | 1436.4 | 1436.4 | check | [45 empty] | TRUE | 1-2014 |  | 0 |  |  | 0 | 0
| 2014-01-14 12:00 | 2014 | 1 | 14 | 12 |  |  | 0 | [7 empty] | 0 |  |  |  |  | 0 | 0 | 553.352 | 857.71 | -25.662 | 832.048 | 1385.4 | 1385.4 | check | [45 empty] | TRUE | 1-2014 |  | 0 |  |  | 0 | 0
| 2014-01-14 13:00 | 2014 | 1 | 14 | 13 |  |  | 0 | [7 empty] | 0 |  |  |  |  | 0 | 0 | 517.823 | 842.936 | -25.559 | 817.377 | 1335.2 | 1335.2 | check | [45 empty] | TRUE | 1-2014 |  | 0 |  |  | 0 | 0
| 2014-01-14 14:00 | 2014 | 1 | 14 | 14 |  |  | 0 | [7 empty] | 0 |  |  |  |  | 0 | 0 | 519.061 | 800.739 | -24.2 | 776.539 | 1295.6 | 1295.6 | check | [45 empty] | TRUE | 1-2014 |  | 0 |  |  | 0 | 0
| 2014-01-14 15:00 | 2014 | 1 | 14 | 15 |  |  | 0 | [7 empty] | 0 |  |  |  |  | 0 | 0 | 478.215 | 781.455 | -22.42 | 759.035 | 1237.25 | 1237.25 | check | [45 empty] | TRUE | 1-2014 |  | 0 |  |  | 0 | 0
| 2014-01-14 16:00 | 2014 | 1 | 14 | 16 |  |  | 0 | [7 empty] | 0 |  |  |  |  | 0 | 0 | 457.561 | 760.579 | -21.74 | 738.839 | 1196.4 | 1196.4 | check | [45 empty] | TRUE | 1-2014 |  | 0 |  |  | 0 | 0
| 2014-01-14 17:00 | 2014 | 1 | 14 | 17 |  |  | 0 | [7 empty] | 0 |  |  |  |  | 0 | 0 | 412.357 | 803.608 | -22.916 | 780.692 | 1193.05 | 1193.049 | check | [45 empty] | TRUE | 1-2014 |  | 0 |  |  | 0 | 0
| 2014-01-14 18:00 | 2014 | 1 | 14 | 18 |  |  | 131.634 | [7 empty] | 4164.8998 |  |  |  |  | 131.634 | 4164.8998 | 511.45 | 838.453 | -24.469 | 813.984 | 1325.434 | 1325.434 | check | [45 empty] | TRUE | 1-2014 |  | 0 |  |  | 4164.8998 | 0
| 2014-01-14 19:00 | 2014 | 1 | 14 | 19 |  |  | 133.341 | [7 empty] | 4178.9069 |  |  |  |  | 133.341 | 4178.9069 | 529.7 | 903.051 | -24.76 | 878.291 | 1407.991 | 1407.991 | check | [45 empty] | TRUE | 1-2014 |  | 0 |  |  | 4178.9069 | 0
| 2014-01-14 20:00 | 2014 | 1 | 14 | 20 |  |  | 159.161 | [7 empty] | 5115.4345 |  |  |  |  | 159.161 | 5115.4345 | 518 | 927.291 | -27.229 | 900.062 | 1418.061 | 1418.062 | check | [45 empty] | TRUE | 1-2014 |  | 0 |  |  | 5115.4345 | 0
| 2014-01-14 21:00 | 2014 | 1 | 14 | 21 |  |  | 107.035 | [7 empty] | 3515.0294 |  |  |  |  | 107.035 | 3515.0294 | 478.575 | 940.077 | -27.467 | 912.61 | 1391.185 | 1391.185 | check | [45 empty] | TRUE | 1-2014 |  | 0 |  |  | 3515.0294 | 0
| 2014-01-14 22:00 | 2014 | 1 | 14 | 22 |  |  | 9.814 | [7 empty] | 306.5894 |  |  |  |  | 9.814 | 306.5894 | 381.51 | 941.665 | -26.461 | 915.204 | 1296.714 | 1296.714 | check | [45 empty] | TRUE | 1-2014 |  | 0 |  |  | 306.5894 | 0
| 2014-01-14 23:00 | 2014 | 1 | 14 | 23 |  |  | 0 | [7 empty] | 0 |  |  |  |  | 0 | 0 | 335.333 | 922.542 | -24.175 | 898.367 | 1233.7 | 1233.7 | check | [45 empty] | TRUE | 1-2014 |  | 0 |  |  | 0 | 0
| 2014-01-15 | 2014 | 1 | 15 | 0 |  |  | 21.735 | [7 empty] | 660.744 |  |  |  |  | 21.735 | 660.744 | 366.53 | 894.119 | -23.864 | 870.255 | 1236.785 | 1236.785 | check | [45 empty] | TRUE | 1-2014 |  | 660.744 |  |  | 660.744 | 21.735
| 2014-01-15 01:00 | 2014 | 1 | 15 | 1 |  |  | 0 | [7 empty] | 0 |  |  |  |  | 0 | 0 | 338.173 | 867.907 | -22.83 | 845.077 | 1183.25 | 1183.25 | check | [45 empty] | TRUE | 1-2014 |  | 0 |  |  | 0 | 0
| 2014-01-15 02:00 | 2014 | 1 | 15 | 2 |  |  | 0 | [7 empty] | 0 |  |  |  |  | 0 | 0 | 360.024 | 834.914 | -21.937 | 812.977 | 1173 | 1173.001 | check | [45 empty] | TRUE | 1-2014 |  | 0 |  |  | 0 | 0
| 2014-01-15 03:00 | 2014 | 1 | 15 | 3 |  |  | 0 | [7 empty] | 0 |  |  |  |  | 0 | 0 | 304.248 | 831.211 | -21.759 | 809.452 | 1113.7 | 1113.7 | check | [45 empty] | TRUE | 1-2014 |  | 0 |  |  | 0 | 0
| 2014-01-15 04:00 | 2014 | 1 | 15 | 4 |  |  | 0 | [7 empty] | 0 |  |  |  |  | 0 | 0 | 311.786 | 830.639 | -21.925 | 808.714 | 1120.5 | 1120.5 | check | [45 empty] | TRUE | 1-2014 |  | 0 |  |  | 0 | 0
| 2014-01-15 05:00 | 2014 | 1 | 15 | 5 |  |  | 0 | [7 empty] | 0 |  |  |  |  | 0 | 0 | 325.011 | 849.697 | -22.757 | 826.94 | 1151.95 | 1151.951 | check | [45 empty] | TRUE | 1-2014 |  | 0 |  |  | 0 | 0
| 2014-01-15 06:00 | 2014 | 1 | 15 | 6 |  |  | 0 | [7 empty] | 0 |  |  |  |  | 0 | 0 | 376.791 | 887.58 | -24.621 | 862.959 | 1239.75 | 1239.75 | check | [45 empty] | TRUE | 1-2014 |  | 0 |  |  | 0 | 0
| 2014-01-15 07:00 | 2014 | 1 | 15 | 7 |  |  | 201.833 | [7 empty] | 7469.8393 |  |  |  |  | 201.833 | 7469.8393 | 574.4 | 980.303 | -27.27 | 953.033 | 1527.433 | 1527.433 | check | [45 empty] | TRUE | 1-2014 |  | 0 |  |  | 7469.8393 | 0
| 2014-01-15 08:00 | 2014 | 1 | 15 | 8 |  |  | 260.484 | [7 empty] | 12018.7318 |  |  |  |  | 260.484 | 12018.7318 | 800.75 | 1031.099 | -28.315 | 1002.784 | 1803.534 | 1803.534 | check | [45 empty] | TRUE | 1-2014 |  | 0 |  |  | 12018.7318 | 0
| 2014-01-15 09:00 | 2014 | 1 | 15 | 9 |  |  | 80.309 | [7 empty] | 3199.5106 |  |  |  |  | 80.309 | 3199.5106 | 776 | 1039.743 | -28.134 | 1011.609 | 1787.609 | 1787.609 | check | [45 empty] | TRUE | 1-2014 |  | 0 |  |  | 3199.5106 | 0
| 2014-01-15 10:00 | 2014 | 1 | 15 | 10 |  |  | 0 | [7 empty] | 0 |  |  |  |  | 0 | 0 | 772.32 | 1045.402 | -28.572 | 1016.83 | 1789.15 | 1789.15 | check | [45 empty] | TRUE | 1-2014 |  | 0 |  |  | 0 | 0
| 2014-01-15 11:00 | 2014 | 1 | 15 | 11 |  |  | 0 | [7 empty] | 0 |  |  |  |  | 0 | 0 | 802.907 | 1030.82 | -29.427 | 1001.393 | 1804.3 | 1804.3 | check | [45 empty] | TRUE | 1-2014 |  | 0 |  |  | 0 | 0
| 2014-01-15 12:00 | 2014 | 1 | 15 | 12 |  |  | 0 | [7 empty] | 0 |  |  |  |  | 0 | 0 | 848.079 | 1003.097 | -30.176 | 972.921 | 1821 | 1821 | check | [45 empty] | TRUE | 1-2014 |  | 0 |  |  | 0 | 0
| 2014-01-15 13:00 | 2014 | 1 | 15 | 13 |  |  | 0 | [7 empty] | 0 |  |  |  |  | 0 | 0 | 755.239 | 998.074 | -30.312 | 967.762 | 1723 | 1723.001 | check | [45 empty] | TRUE | 1-2014 |  | 0 |  |  | 0 | 0
| 2014-01-15 14:00 | 2014 | 1 | 15 | 14 |  |  | 0 | [7 empty] | 0 |  |  |  |  | 0 | 0 | 724.33 | 984.675 | -30.305 | 954.37 | 1678.7 | 1678.7 | check | [45 empty] | TRUE | 1-2014 |  | 0 |  |  | 0 | 0
| 2014-01-15 15:00 | 2014 | 1 | 15 | 15 |  |  | 0 | [7 empty] | 0 |  |  |  |  | 0 | 0 | 751.546 | 973.475 | -29.171 | 944.304 | 1695.85 | 1695.85 | check | [45 empty] | TRUE | 1-2014 |  | 0 |  |  | 0 | 0
| 2014-01-15 16:00 | 2014 | 1 | 15 | 16 |  |  | 0 | [7 empty] | 0 |  |  |  |  | 0 | 0 | 775.031 | 962.693 | -28.875 | 933.818 | 1708.85 | 1708.849 | check | [45 empty] | TRUE | 1-2014 |  | 0 |  |  | 0 | 0
| 2014-01-15 17:00 | 2014 | 1 | 15 | 17 |  |  | 0 | [7 empty] | 0 |  |  |  |  | 0 | 0 | 741.657 | 988.404 | -29.661 | 958.743 | 1700.4 | 1700.4 | check | [45 empty] | TRUE | 1-2014 |  | 0 |  |  | 0 | 0
| 2014-01-15 18:00 | 2014 | 1 | 15 | 18 |  |  | 0 | [7 empty] | 0 |  |  |  |  | 0 | 0 | 752.974 | 1048.435 | -32.559 | 1015.876 | 1768.85 | 1768.85 | check | [45 empty] | TRUE | 1-2014 |  | 0 |  |  | 0 | 0
| 2014-01-15 19:00 | 2014 | 1 | 15 | 19 |  |  | 0 | [7 empty] | 0 |  |  |  |  | 0 | 0 | 791.164 | 1096.531 | -34.695 | 1061.836 | 1853 | 1853 | check | [45 empty] | TRUE | 1-2014 |  | 0 |  |  | 0 | 0
| 2014-01-15 20:00 | 2014 | 1 | 15 | 20 |  |  | 164.622 | [7 empty] | 5919.8071 |  |  |  |  | 164.622 | 5919.8071 | 704.1 | 1107.624 | -33.952 | 1073.672 | 1777.772 | 1777.772 | check | [45 empty] | TRUE | 1-2014 |  | 0 |  |  | 5919.8071 | 0
| 2014-01-15 21:00 | 2014 | 1 | 15 | 21 |  |  | 161.132 | [7 empty] | 6048.8953 |  |  |  |  | 161.132 | 6048.8953 | 698.8 | 1116.424 | -34.092 | 1082.332 | 1781.132 | 1781.132 | check | [45 empty] | TRUE | 1-2014 |  | 0 |  |  | 6048.8953 | 0
| 2014-01-15 22:00 | 2014 | 1 | 15 | 22 |  |  | 174.964 | [7 empty] | 5955.7746 |  |  |  |  | 174.964 | 5955.7746 | 714.6 | 1111.909 | -34.545 | 1077.364 | 1791.964 | 1791.964 | check | [45 empty] | TRUE | 1-2014 |  | 0 |  |  | 5955.7746 | 0
| 2014-01-15 23:00 | 2014 | 1 | 15 | 23 |  |  | 70.747 | [7 empty] | 2116.7502 |  |  |  |  | 70.747 | 2116.7502 | 576 | 1083.392 | -34.245 | 1049.147 | 1625.147 | 1625.147 | check | [45 empty] | TRUE | 1-2014 |  | 2116.7502 |  |  | 2116.7502 | 70.747
| 2014-01-16 | 2014 | 1 | 16 | 0 |  |  | 0 | [7 empty] | 0 |  |  |  |  | 0 | 0 | 456.762 | 1065.912 | -33.174 | 1032.738 | 1489.5 | 1489.5 | check | [45 empty] | TRUE | 1-2014 |  | 0 |  |  | 0 | 0
| 2014-01-16 01:00 | 2014 | 1 | 16 | 1 |  |  | 56.617 | [7 empty] | 1704.1717 |  |  |  |  | 56.617 | 1704.1717 | 484 | 1046.143 | -32.575 | 1013.568 | 1497.567 | 1497.568 | check | [45 empty] | TRUE | 1-2014 |  | 1704.1717 |  |  | 1704.1717 | 56.617
| 2014-01-16 02:00 | 2014 | 1 | 16 | 2 |  |  | 8.773 | [7 empty] | 259.2421 |  |  |  |  | 8.773 | 259.2421 | 430.575 | 1052.56 | -33.512 | 1019.048 | 1449.623 | 1449.623 | check | [45 empty] | TRUE | 1-2014 |  | 259.2421 |  |  | 259.2421 | 8.773
| 2014-01-16 03:00 | 2014 | 1 | 16 | 3 |  |  | 103.787 | [7 empty] | 2955.8538 |  |  |  |  | 103.787 | 2955.8538 | 459 | 1059.487 | -33.451 | 1026.036 | 1485.037 | 1485.036 | check | [45 empty] | TRUE | 1-2014 |  | 2955.8538 |  |  | 2955.8538 | 103.787
| 2014-01-16 04:00 | 2014 | 1 | 16 | 4 |  |  | 165.349 | [7 empty] | 4910.8653 |  |  |  |  | 165.349 | 4910.8653 | 448.3 | 1073.792 | -34.043 | 1039.749 | 1488.049 | 1488.049 | check | [45 empty] | TRUE | 1-2014 |  | 4910.8653 |  |  | 4910.8653 | 165.349
| 2014-01-16 05:00 | 2014 | 1 | 16 | 5 |  |  | 195.04 | [7 empty] | 5613.2512 |  |  |  |  | 195.04 | 5613.2512 | 465.6 | 1081.385 | -34.196 | 1047.189 | 1512.79 | 1512.789 | check | [45 empty] | TRUE | 1-2014 |  | 5613.2512 |  |  | 5613.2512 | 195.04
| 2014-01-16 06:00 | 2014 | 1 | 16 | 6 |  |  | 368.513 | [7 empty] | 12477.8502 |  |  |  |  | 368.513 | 12477.8502 | 603.89 | 1115.341 | -33.918 | 1081.423 | 1685.313 | 1685.313 | check | [45 empty] | TRUE | 1-2014 |  | 0 |  |  | 12477.8502 | 0
| 2014-01-16 07:00 | 2014 | 1 | 16 | 7 |  |  | 577.374 | [7 empty] | 32488.835 |  |  |  |  | 577.374 | 32488.835 | 822 | 1178.524 | -37.25 | 1141.274 | 1963.274 | 1963.274 | check | [45 empty] | TRUE | 1-2014 |  | 0 |  |  | 32488.835 | 0
| 2014-01-16 08:00 | 2014 | 1 | 16 | 8 |  |  | 566.689 | [7 empty] | 40076.2461 |  |  |  |  | 566.689 | 40076.2461 | 899.05 | 1212.301 | -38.162 | 1174.139 | 2073.189 | 2073.189 | check | [45 empty] | TRUE | 1-2014 |  | 0 |  |  | 40076.2461 | 0
| 2014-01-16 09:00 | 2014 | 1 | 16 | 9 |  |  | 512.479 | [7 empty] | 19053.9692 |  |  |  |  | 512.479 | 19053.9692 | 905.8 | 1198.444 | -37.815 | 1160.629 | 2066.429 | 2066.429 | check | [45 empty] | TRUE | 1-2014 |  | 0 |  |  | 19053.9692 | 0
| 2014-01-16 10:00 | 2014 | 1 | 16 | 10 |  |  | 423.568 | [7 empty] | 18073.6466 |  |  |  |  | 423.568 | 18073.6466 | 935 | 1171.856 | -40.138 | 1131.718 | 2066.718 | 2066.718 | check | [45 empty] | TRUE | 1-2014 |  | 0 |  |  | 18073.6466 | 0
| 2014-01-16 11:00 | 2014 | 1 | 16 | 11 |  |  | 387.844 | [7 empty] | 17553.8194 |  |  |  |  | 387.844 | 17553.8194 | 987.2 | 1114.732 | -39.438 | 1075.294 | 2062.494 | 2062.494 | check | [45 empty] | TRUE | 1-2014 |  | 0 |  |  | 17553.8194 | 0
| 2014-01-16 12:00 | 2014 | 1 | 16 | 12 |  |  | 380.703 | [7 empty] | 15764.9112 |  |  |  |  | 380.703 | 15764.9112 | 1028.615 | 1058.942 | -37.853 | 1021.089 | 2049.703 | 2049.704 | check | [45 empty] | TRUE | 1-2014 |  | 0 |  |  | 15764.9112 | 0
| 2014-01-16 13:00 | 2014 | 1 | 16 | 13 |  |  | 348.669 | [7 empty] | 12356.8294 |  |  |  |  | 348.669 | 12356.8294 | 1028.725 | 1007.643 | -35.549 | 972.094 | 2000.819 | 2000.819 | check | [45 empty] | TRUE | 1-2014 |  | 0 |  |  | 12356.8294 | 0
| 2014-01-16 14:00 | 2014 | 1 | 16 | 14 |  |  | 206.807 | [7 empty] | 7089.344 |  |  |  |  | 206.807 | 7089.344 | 895.655 | 969.99 | -34.488 | 935.502 | 1831.157 | 1831.157 | check | [45 empty] | TRUE | 1-2014 |  | 0 |  |  | 7089.344 | 0
| 2014-01-16 15:00 | 2014 | 1 | 16 | 15 |  |  | 141.093 | [7 empty] | 4619.3848 |  |  |  |  | 141.093 | 4619.3848 | 807.525 | 960.723 | -33.205 | 927.518 | 1735.043 | 1735.043 | check | [45 empty] | TRUE | 1-2014 |  | 0 |  |  | 4619.3848 | 0
| 2014-01-16 16:00 | 2014 | 1 | 16 | 16 |  |  | 144.59 | [7 empty] | 4680.3783 |  |  |  |  | 144.59 | 4680.3783 | 777.58 | 962.764 | -33.004 | 929.76 | 1707.34 | 1707.34 | check | [45 empty] | TRUE | 1-2014 |  | 0 |  |  | 4680.3783 | 0
| 2014-01-16 17:00 | 2014 | 1 | 16 | 17 |  |  | 358.548 | [7 empty] | 13312.8872 |  |  |  |  | 358.548 | 13312.8872 | 991.73 | 981.625 | -33.857 | 947.768 | 1939.498 | 1939.498 | check | [45 empty] | TRUE | 1-2014 |  | 0 |  |  | 13312.8872 | 0
| 2014-01-16 18:00 | 2014 | 1 | 16 | 18 |  |  | 470.508 | [7 empty] | 18796.7946 |  |  |  |  | 470.508 | 18796.7946 | 1199.8 | 1003.218 | -34.11 | 969.108 | 2168.908 | 2168.908 | check | [45 empty] | TRUE | 1-2014 |  | 0 |  |  | 18796.7946 | 0
| 2014-01-16 19:00 | 2014 | 1 | 16 | 19 |  |  | 353.802 | [7 empty] | 15139.1876 |  |  |  |  | 353.802 | 15139.1876 | 1183.3 | 1034.866 | -34.914 | 999.952 | 2183.252 | 2183.252 | check | [45 empty] | TRUE | 1-2014 |  | 0 |  |  | 15139.1876 | 0
| 2014-01-16 20:00 | 2014 | 1 | 16 | 20 |  |  | 348.828 | [7 empty] | 16876.2986 |  |  |  |  | 348.828 | 16876.2986 | 1178.1 | 1026.719 | -34.59 | 992.129 | 2170.228 | 2170.229 | check | [45 empty] | TRUE | 1-2014 |  | 0 |  |  | 16876.2986 | 0
| 2014-01-16 21:00 | 2014 | 1 | 16 | 21 |  |  | 267.597 | [7 empty] | 11924.1223 |  |  |  |  | 267.597 | 11924.1223 | 1131.8 | 1025.714 | -34.567 | 991.147 | 2122.947 | 2122.947 | check | [45 empty] | TRUE | 1-2014 |  | 0 |  |  | 11924.1223 | 0
| 2014-01-16 22:00 | 2014 | 1 | 16 | 22 |  |  | 206.677 | [7 empty] | 8911.9122 |  |  |  |  | 206.677 | 8911.9122 | 1104.9 | 1005.222 | -35.145 | 970.077 | 2074.977 | 2074.977 | check | [45 empty] | TRUE | 1-2014 |  | 0 |  |  | 8911.9122 | 0
| 2014-01-16 23:00 | 2014 | 1 | 16 | 23 |  |  | 0 | [7 empty] | 0 |  |  |  |  | 0 | 0 | 919.888 | 973.084 | -33.222 | 939.862 | 1859.75 | 1859.75 | check | [45 empty] | TRUE | 1-2014 |  | 0 |  |  | 0 | 0
| 2014-01-17 | 2014 | 1 | 17 | 0 |  |  | 0 | [7 empty] | 0 |  |  |  |  | 0 | 0 | 892.413 | 930.947 | -31.859 | 899.088 | 1791.5 | 1791.501 | check | [45 empty] | TRUE | 1-2014 |  | 0 |  |  | 0 | 0
| 2014-01-17 01:00 | 2014 | 1 | 17 | 1 |  |  | 0 | [7 empty] | 0 |  |  |  |  | 0 | 0 | 909.466 | 902.3 | -32.616 | 869.684 | 1779.15 | 1779.15 | check | [45 empty] | TRUE | 1-2014 |  | 0 |  |  | 0 | 0
| 2014-01-17 02:00 | 2014 | 1 | 17 | 2 |  |  | 0 | [7 empty] | 0 |  |  |  |  | 0 | 0 | 843.947 | 886.236 | -31.883 | 854.353 | 1698.3 | 1698.3 | check | [45 empty] | TRUE | 1-2014 |  | 0 |  |  | 0 | 0
| 2014-01-17 03:00 | 2014 | 1 | 17 | 3 |  |  | 0 | [7 empty] | 0 |  |  |  |  | 0 | 0 | 786.049 | 894.829 | -32.578 | 862.251 | 1648.3 | 1648.3 | check | [45 empty] | TRUE | 1-2014 |  | 0 |  |  | 0 | 0
| 2014-01-17 04:00 | 2014 | 1 | 17 | 4 |  |  | 0 | [7 empty] | 0 |  |  |  |  | 0 | 0 | 769.04 | 894.139 | -32.229 | 861.91 | 1630.95 | 1630.95 | check | [45 empty] | TRUE | 1-2014 |  | 0 |  |  | 0 | 0
| 2014-01-17 05:00 | 2014 | 1 | 17 | 5 |  |  | 0 | [7 empty] | 0 |  |  |  |  | 0 | 0 | 715.885 | 908.674 | -33.06 | 875.614 | 1591.5 | 1591.499 | check | [45 empty] | TRUE | 1-2014 |  | 0 |  |  | 0 | 0
| 2014-01-17 06:00 | 2014 | 1 | 17 | 6 |  |  | 45.087 | [7 empty] | 1339.9856 |  |  |  |  | 45.087 | 1339.9856 | 671.25 | 938.881 | -29.293 | 909.588 | 1580.837 | 1580.838 | check | [45 empty] | TRUE | 1-2014 |  | 1339.9856 |  |  | 1339.9856 | 45.087
| 2014-01-17 07:00 | 2014 | 1 | 17 | 7 |  |  | 155.718 | [7 empty] | 9374.2236 |  |  |  |  | 155.718 | 9374.2236 | 734.055 | 1013.374 | -31.411 | 981.963 | 1716.018 | 1716.018 | check | [45 empty] | TRUE | 1-2014 |  | 0 |  |  | 9374.2236 | 0
| 2014-01-17 08:00 | 2014 | 1 | 17 | 8 |  |  | 31.455 | [7 empty] | 2573.3335 |  |  |  |  | 31.455 | 2573.3335 | 702.1 | 1057.466 | -33.411 | 1024.055 | 1726.155 | 1726.155 | check | [45 empty] | TRUE | 1-2014 |  | 0 |  |  | 2573.3335 | 0
| 2014-01-17 09:00 | 2014 | 1 | 17 | 9 |  |  | 0 | [7 empty] | 0 |  |  |  |  | 0 | 0 | 800.418 | 1061.972 | -33.09 | 1028.882 | 1829.3 | 1829.3 | check | [45 empty] | TRUE | 1-2014 |  | 0 |  |  | 0 | 0
| 2014-01-17 10:00 | 2014 | 1 | 17 | 10 |  |  | 0 | [7 empty] | 0 |  |  |  |  | 0 | 0 | 903.014 | 1047.123 | -33.987 | 1013.136 | 1916.15 | 1916.15 | check | [45 empty] | TRUE | 1-2014 |  | 0 |  |  | 0 | 0
| 2014-01-17 11:00 | 2014 | 1 | 17 | 11 |  |  | 0 | [7 empty] | 0 |  |  |  |  | 0 | 0 | 927.737 | 1000.075 | -32.612 | 967.463 | 1895.2 | 1895.2 | check | [45 empty] | TRUE | 1-2014 |  | 0 |  |  | 0 | 0
| 2014-01-17 12:00 | 2014 | 1 | 17 | 12 |  |  | 0 | [7 empty] | 0 |  |  |  |  | 0 | 0 | 923.262 | 959.148 | -31.71 | 927.438 | 1850.7 | 1850.7 | check | [45 empty] | TRUE | 1-2014 |  | 0 |  |  | 0 | 0
| 2014-01-17 13:00 | 2014 | 1 | 17 | 13 |  |  | 0 | [7 empty] | 0 |  |  |  |  | 0 | 0 | 855.263 | 953.047 | -31.509 | 921.538 | 1776.8 | 1776.801 | check | [45 empty] | TRUE | 1-2014 |  | 0 |  |  | 0 | 0
| 2014-01-17 14:00 | 2014 | 1 | 17 | 14 |  |  | 0 | [7 empty] | 0 |  |  |  |  | 0 | 0 | 797.532 | 959.991 | -32.222 | 927.769 | 1725.3 | 1725.301 | check | [45 empty] | TRUE | 1-2014 |  | 0 |  |  | 0 | 0
| 2014-01-17 15:00 | 2014 | 1 | 17 | 15 |  |  | 17.895 | [7 empty] | 548.8397 |  |  |  |  | 17.895 | 548.8397 | 713.7 | 979.288 | -31.793 | 947.495 | 1661.195 | 1661.195 | check | [45 empty] | TRUE | 1-2014 |  | 0 |  |  | 548.8397 | 0
| 2014-01-17 16:00 | 2014 | 1 | 17 | 16 |  |  | 47.047 | [7 empty] | 1432.5811 |  |  |  |  | 47.047 | 1432.5811 | 689.5 | 1017.215 | -32.368 | 984.847 | 1674.347 | 1674.347 | check | [45 empty] | TRUE | 1-2014 |  | 1432.5811 |  |  | 1432.5811 | 47.047
| 2014-01-17 17:00 | 2014 | 1 | 17 | 17 |  |  | 86.771 | [7 empty] | 2675.1499 |  |  |  |  | 86.771 | 2675.1499 | 723.7 | 1042.539 | -32.468 | 1010.071 | 1733.771 | 1733.771 | check | [45 empty] | TRUE | 1-2014 |  | 0 |  |  | 2675.1499 | 0
| 2014-01-17 18:00 | 2014 | 1 | 17 | 18 |  |  | 32.858 | [7 empty] | 1112.9005 |  |  |  |  | 32.858 | 1112.9005 | 714.1 | 1082.316 | -33.408 | 1048.908 | 1763.008 | 1763.008 | check | [45 empty] | TRUE | 1-2014 |  | 0 |  |  | 1112.9005 | 0
| 2014-01-17 19:00 | 2014 | 1 | 17 | 19 |  |  | 0 | [7 empty] | 0 |  |  |  |  | 0 | 0 | 695.091 | 1119.129 | -33.77 | 1085.359 | 1780.45 | 1780.45 | check | [45 empty] | TRUE | 1-2014 |  | 0 |  |  | 0 | 0
| 2014-01-17 20:00 | 2014 | 1 | 17 | 20 |  |  | 0 | [7 empty] | 0 |  |  |  |  | 0 | 0 | 831.863 | 1141.554 | -34.117 | 1107.437 | 1939.3 | 1939.3 | check | [45 empty] | TRUE | 1-2014 |  | 0 |  |  | 0 | 0
| 2014-01-17 21:00 | 2014 | 1 | 17 | 21 |  |  | 0 | [7 empty] | 0 |  |  |  |  | 0 | 0 | 868.676 | 1160.747 | -35.823 | 1124.924 | 1993.6 | 1993.6 | check | [45 empty] | TRUE | 1-2014 |  | 0 |  |  | 0 | 0
| 2014-01-17 22:00 | 2014 | 1 | 17 | 22 |  |  | 0 | [7 empty] | 0 |  |  |  |  | 0 | 0 | 847.141 | 1161.121 | -35.962 | 1125.159 | 1972.3 | 1972.3 | check | [45 empty] | TRUE | 1-2014 |  | 0 |  |  | 0 | 0
| 2014-01-17 23:00 | 2014 | 1 | 17 | 23 |  |  | 0 | [7 empty] | 0 |  |  |  |  | 0 | 0 | 764.087 | 1134.844 | -33.781 | 1101.063 | 1865.15 | 1865.15 | check | [45 empty] | TRUE | 1-2014 |  | 0 |  |  | 0 | 0
| 2014-01-18 | 2014 | 1 | 18 | 0 |  |  | 0 | [7 empty] | 0 |  |  |  |  | 0 | 0 | 678.933 | 1125.05 | -33.583 | 1091.467 | 1770.4 | 1770.4 | check | [45 empty] | TRUE | 1-2014 |  | 0 |  |  | 0 | 0
| 2014-01-18 01:00 | 2014 | 1 | 18 | 1 |  |  | 301.411 | [7 empty] | 9196.0496 |  |  |  |  | 301.411 | 9196.0496 | 863.5 | 1103.27 | -34.109 | 1069.161 | 1932.661 | 1932.661 | check | [45 empty] | TRUE | 1-2014 |  | 0 |  |  | 9196.0496 | 0
| 2014-01-18 02:00 | 2014 | 1 | 18 | 2 |  |  | 41.96 | [7 empty] | 1324.2576 |  |  |  |  | 41.96 | 1324.2576 | 543.2 | 1090.604 | -34.845 | 1055.759 | 1598.96 | 1598.959 | check | [45 empty] | TRUE | 1-2014 |  | 0 |  |  | 1324.2576 | 0
| 2014-01-18 03:00 | 2014 | 1 | 18 | 3 |  |  | 73.206 | [7 empty] | 2267.1898 |  |  |  |  | 73.206 | 2267.1898 | 595.575 | 1091.745 | -34.215 | 1057.53 | 1653.106 | 1653.105 | check | [45 empty] | TRUE | 1-2014 |  | 0 |  |  | 2267.1898 | 0
| 2014-01-18 04:00 | 2014 | 1 | 18 | 4 |  |  | 111.021 | [7 empty] | 3461.6348 |  |  |  |  | 111.021 | 3461.6348 | 689.485 | 1103.087 | -35.951 | 1067.136 | 1756.621 | 1756.621 | check | [45 empty] | TRUE | 1-2014 |  | 0 |  |  | 3461.6348 | 0
| 2014-01-18 05:00 | 2014 | 1 | 18 | 5 |  |  | 163.37 | [7 empty] | 5183.7301 |  |  |  |  | 163.37 | 5183.7301 | 725.935 | 1112.717 | -36.683 | 1076.034 | 1801.97 | 1801.969 | check | [45 empty] | TRUE | 1-2014 |  | 0 |  |  | 5183.7301 | 0
| 2014-01-18 06:00 | 2014 | 1 | 18 | 6 |  |  | 122.57 | [7 empty] | 3898.9517 |  |  |  |  | 122.57 | 3898.9517 | 709.48 | 1135.003 | -37.963 | 1097.04 | 1806.52 | 1806.52 | check | [45 empty] | TRUE | 1-2014 |  | 0 |  |  | 3898.9517 | 0
| 2014-01-18 07:00 | 2014 | 1 | 18 | 7 |  |  | 135.18 | [7 empty] | 4122.99 |  |  |  |  | 135.18 | 4122.99 | 690.87 | 1159.919 | -39.208 | 1120.711 | 1811.58 | 1811.581 | check | [45 empty] | TRUE | 1-2014 |  | 0 |  |  | 4122.99 | 0
| 2014-01-18 08:00 | 2014 | 1 | 18 | 8 |  |  | 210.865 | [7 empty] | 7266.4079 |  |  |  |  | 210.865 | 7266.4079 | 754.075 | 1176.247 | -38.856 | 1137.391 | 1891.465 | 1891.466 | check | [45 empty] | TRUE | 1-2014 |  | 0 |  |  | 7266.4079 | 0
| 2014-01-18 09:00 | 2014 | 1 | 18 | 9 |  |  | 176.253 | [7 empty] | 7425.5389 |  |  |  |  | 176.253 | 7425.5389 | 766.655 | 1190.202 | -39.104 | 1151.098 | 1917.753 | 1917.753 | check | [45 empty] | TRUE | 1-2014 |  | 0 |  |  | 7425.5389 | 0
| 2014-01-18 10:00 | 2014 | 1 | 18 | 10 |  |  | 127.246 | [7 empty] | 5948.7505 |  |  |  |  | 127.246 | 5948.7505 | 792.545 | 1207.254 | -39.803 | 1167.451 | 1959.996 | 1959.996 | check | [45 empty] | TRUE | 1-2014 |  | 0 |  |  | 5948.7505 | 0
| 2014-01-18 11:00 | 2014 | 1 | 18 | 11 |  |  | 98.996 | [7 empty] | 4356.814 |  |  |  |  | 98.996 | 4356.814 | 853.2 | 1193.116 | -40.57 | 1152.546 | 2005.746 | 2005.746 | check | [45 empty] | TRUE | 1-2014 |  | 0 |  |  | 4356.814 | 0
| 2014-01-18 12:00 | 2014 | 1 | 18 | 12 |  |  | 122.398 | [7 empty] | 5219.0507 |  |  |  |  | 122.398 | 5219.0507 | 911.1 | 1170.473 | -41.525 | 1128.948 | 2040.048 | 2040.048 | check | [45 empty] | TRUE | 1-2014 |  | 0 |  |  | 5219.0507 | 0
| 2014-01-18 13:00 | 2014 | 1 | 18 | 13 |  |  | 53.739 | [7 empty] | 1989.9552 |  |  |  |  | 53.739 | 1989.9552 | 914.8 | 1119.818 | -41.629 | 1078.189 | 1992.989 | 1992.989 | check | [45 empty] | TRUE | 1-2014 |  | 0 |  |  | 1989.9552 | 0
| 2014-01-18 14:00 | 2014 | 1 | 18 | 14 |  |  | 0 | [7 empty] | 0 |  |  |  |  | 0 | 0 | 847.749 | 1061.592 | -40.541 | 1021.051 | 1868.8 | 1868.8 | check | [45 empty] | TRUE | 1-2014 |  | 0 |  |  | 0 | 0
| 2014-01-18 15:00 | 2014 | 1 | 18 | 15 |  |  | 0 | [7 empty] | 0 |  |  |  |  | 0 | 0 | 763.226 | 1018.669 | -39.144 | 979.525 | 1742.75 | 1742.751 | check | [45 empty] | TRUE | 1-2014 |  | 0 |  |  | 0 | 0
| 2014-01-18 16:00 | 2014 | 1 | 18 | 16 |  |  | 0 | [7 empty] | 0 |  |  |  |  | 0 | 0 | 746.705 | 1003.188 | -37.993 | 965.195 | 1711.9 | 1711.9 | check | [45 empty] | TRUE | 1-2014 |  | 0 |  |  | 0 | 0
| 2014-01-18 17:00 | 2014 | 1 | 18 | 17 |  |  | 111.819 | [7 empty] | 3813.0279 |  |  |  |  | 111.819 | 3813.0279 | 838.13 | 1007.489 | -36.85 | 970.639 | 1808.769 | 1808.769 | check | [45 empty] | TRUE | 1-2014 |  | 0 |  |  | 3813.0279 | 0
| 2014-01-18 18:00 | 2014 | 1 | 18 | 18 |  |  | 219.094 | [7 empty] | 22012.3742 |  |  |  |  | 219.094 | 22012.3742 | 982.8 | 1041.441 | -38.197 | 1003.244 | 1986.044 | 1986.044 | check | [45 empty] | TRUE | 1-2014 |  | 0 |  |  | 22012.3742 | 0
| 2014-01-18 19:00 | 2014 | 1 | 18 | 19 |  |  | 106.612 | [7 empty] | 5612.0557 |  |  |  |  | 106.612 | 5612.0557 | 949.7 | 1064.513 | -37.001 | 1027.512 | 1977.212 | 1977.212 | check | [45 empty] | TRUE | 1-2014 |  | 0 |  |  | 5612.0557 | 0
| 2014-01-18 20:00 | 2014 | 1 | 18 | 20 |  |  | 41.745 | [7 empty] | 2911.7137 |  |  |  |  | 41.745 | 2911.7137 | 961.1 | 1059.156 | -36.761 | 1022.395 | 1983.495 | 1983.495 | check | [45 empty] | TRUE | 1-2014 |  | 0 |  |  | 2911.7137 | 0
| 2014-01-18 21:00 | 2014 | 1 | 18 | 21 |  |  | 0 | [7 empty] | 0 |  |  |  |  | 0 | 0 | 983.273 | 1054.32 | -35.843 | 1018.477 | 2001.75 | 2001.75 | check | [45 empty] | TRUE | 1-2014 |  | 0 |  |  | 0 | 0
| 2014-01-18 22:00 | 2014 | 1 | 18 | 22 |  |  | 0 | [7 empty] | 0 |  |  |  |  | 0 | 0 | 1021.044 | 1031.832 | -36.126 | 995.706 | 2016.75 | 2016.75 | check | [45 empty] | TRUE | 1-2014 |  | 0 |  |  | 0 | 0
| 2014-01-18 23:00 | 2014 | 1 | 18 | 23 |  |  | 0 | [7 empty] | 0 |  |  |  |  | 0 | 0 | 1046.747 | 999.139 | -37.436 | 961.703 | 2008.45 | 2008.45 | check | [45 empty] | TRUE | 1-2014 |  | 0 |  |  | 0 | 0
| 2014-01-19 | 2014 | 1 | 19 | 0 |  |  | 0 | [7 empty] | 0 |  |  |  |  | 0 | 0 | 992.193 | 963.675 | -37.918 | 925.757 | 1917.95 | 1917.95 | check | [45 empty] | TRUE | 1-2014 |  | 0 |  |  | 0 | 0
| 2014-01-19 01:00 | 2014 | 1 | 19 | 1 |  |  | 53.006 | [7 empty] | 2313.7119 |  |  |  |  | 53.006 | 2313.7119 | 982.05 | 940.165 | -34.908 | 905.257 | 1887.306 | 1887.307 | check | [45 empty] | TRUE | 1-2014 |  | 0 |  |  | 2313.7119 | 0
| 2014-01-19 02:00 | 2014 | 1 | 19 | 2 |  |  | 0 | [7 empty] | 0 |  |  |  |  | 0 | 0 | 937.594 | 929.9 | -35.243 | 894.657 | 1832.25 | 1832.251 | check | [45 empty] | TRUE | 1-2014 |  | 0 |  |  | 0 | 0
| 2014-01-19 03:00 | 2014 | 1 | 19 | 3 |  |  | 0 | [7 empty] | 0 |  |  |  |  | 0 | 0 | 890.317 | 929.506 | -35.023 | 894.483 | 1784.8 | 1784.8 | check | [45 empty] | TRUE | 1-2014 |  | 0 |  |  | 0 | 0
| 2014-01-19 04:00 | 2014 | 1 | 19 | 4 |  |  | 0 | [7 empty] | 0 |  |  |  |  | 0 | 0 | 847.424 | 928.583 | -34.506 | 894.077 | 1741.5 | 1741.501 | check | [45 empty] | TRUE | 1-2014 |  | 0 |  |  | 0 | 0
| 2014-01-19 05:00 | 2014 | 1 | 19 | 5 |  |  | 0 | [7 empty] | 0 |  |  |  |  | 0 | 0 | 844.299 | 922.633 | -34.782 | 887.851 | 1732.15 | 1732.15 | check | [45 empty] | TRUE | 1-2014 |  | 0 |  |  | 0 | 0
| 2014-01-19 06:00 | 2014 | 1 | 19 | 6 |  |  | 0 | [7 empty] | 0 |  |  |  |  | 0 | 0 | 800.263 | 928.952 | -33.965 | 894.987 | 1695.25 | 1695.25 | check | [45 empty] | TRUE | 1-2014 |  | 0 |  |  | 0 | 0
| 2014-01-19 07:00 | 2014 | 1 | 19 | 7 |  |  | 0 | [7 empty] | 0 |  |  |  |  | 0 | 0 | 685.687 | 928.675 | -32.062 | 896.613 | 1582.3 | 1582.3 | check | [45 empty] | TRUE | 1-2014 |  | 0 |  |  | 0 | 0
| 2014-01-19 08:00 | 2014 | 1 | 19 | 8 |  |  | 0 | [7 empty] | 0 |  |  |  |  | 0 | 0 | 658.703 | 942.901 | -32.553 | 910.348 | 1569.05 | 1569.051 | check | [45 empty] | TRUE | 1-2014 |  | 0 |  |  | 0 | 0
| 2014-01-19 09:00 | 2014 | 1 | 19 | 9 |  |  | 13.266 | [7 empty] | 569.9074 |  |  |  |  | 13.266 | 569.9074 | 681.785 | 962.349 | -35.118 | 927.231 | 1609.016 | 1609.016 | check | [45 empty] | TRUE | 1-2014 |  | 0 |  |  | 569.9074 | 0
| 2014-01-19 10:00 | 2014 | 1 | 19 | 10 |  |  | 53.267 | [7 empty] | 2085.9357 |  |  |  |  | 53.267 | 2085.9357 | 709.975 | 971.903 | -34.861 | 937.042 | 1647.017 | 1647.017 | check | [45 empty] | TRUE | 1-2014 |  | 0 |  |  | 2085.9357 | 0
| 2014-01-19 11:00 | 2014 | 1 | 19 | 11 |  |  | 70.213 | [7 empty] | 2543.1149 |  |  |  |  | 70.213 | 2543.1149 | 692.62 | 957.597 | -35.204 | 922.393 | 1615.013 | 1615.013 | check | [45 empty] | TRUE | 1-2014 |  | 0 |  |  | 2543.1149 | 0
| 2014-01-19 12:00 | 2014 | 1 | 19 | 12 |  |  | 51.056 | [7 empty] | 1727.2245 |  |  |  |  | 51.056 | 1727.2245 | 696.8 | 941.038 | -35.732 | 905.306 | 1602.106 | 1602.106 | check | [45 empty] | TRUE | 1-2014 |  | 0 |  |  | 1727.2245 | 0
| 2014-01-19 13:00 | 2014 | 1 | 19 | 13 |  |  | 51.423 | [7 empty] | 1561.7165 |  |  |  |  | 51.423 | 1561.7165 | 676.865 | 912.62 | -34.312 | 878.308 | 1555.173 | 1555.173 | check | [45 empty] | TRUE | 1-2014 |  | 1561.7165 |  |  | 1561.7165 | 51.423
| 2014-01-19 14:00 | 2014 | 1 | 19 | 14 |  |  | 0 | [7 empty] | 0 |  |  |  |  | 0 | 0 | 654.1 | 882.001 | -34.601 | 847.4 | 1501.5 | 1501.5 | check | [45 empty] | TRUE | 1-2014 |  | 0 |  |  | 0 | 0
| 2014-01-19 15:00 | 2014 | 1 | 19 | 15 |  |  | 0 | [7 empty] | 0 |  |  |  |  | 0 | 0 | 622.57 | 853.375 | -31.545 | 821.83 | 1444.4 | 1444.4 | check | [45 empty] | TRUE | 1-2014 |  | 0 |  |  | 0 | 0
| 2014-01-19 16:00 | 2014 | 1 | 19 | 16 |  |  | 0 | [7 empty] | 0 |  |  |  |  | 0 | 0 | 591.743 | 840.016 | -28.659 | 811.357 | 1403.1 | 1403.1 | check | [45 empty] | TRUE | 1-2014 |  | 0 |  |  | 0 | 0
| 2014-01-19 17:00 | 2014 | 1 | 19 | 17 |  |  | 138.372 | [7 empty] | 3619.8115 |  |  |  |  | 138.372 | 3619.8115 | 633.485 | 850.939 | -26.702 | 824.237 | 1457.722 | 1457.722 | check | [45 empty] | TRUE | 1-2014 |  | 3619.8115 |  |  | 3619.8115 | 138.372
| 2014-01-19 18:00 | 2014 | 1 | 19 | 18 |  |  | 418.076 | [7 empty] | 12609.1722 |  |  |  |  | 418.076 | 12609.1722 | 936.895 | 897.857 | -30.076 | 867.781 | 1804.676 | 1804.676 | check | [45 empty] | TRUE | 1-2014 |  | 8208.979 |  |  | 12609.1722 | 272.181
| 2014-01-19 19:00 | 2014 | 1 | 19 | 19 |  |  | 426.114 | [7 empty] | 18165.2398 |  |  |  |  | 426.114 | 18165.2398 | 1018.51 | 962.045 | -31.891 | 930.154 | 1948.664 | 1948.664 | check | [45 empty] | TRUE | 1-2014 |  | 0 |  |  | 18165.2398 | 0
| 2014-01-19 20:00 | 2014 | 1 | 19 | 20 |  |  | 289.138 | [7 empty] | 9769.973 |  |  |  |  | 289.138 | 9769.973 | 997.625 | 978.18 | -33.617 | 944.563 | 1942.188 | 1942.188 | check | [45 empty] | TRUE | 1-2014 |  | 0 |  |  | 9769.973 | 0
| 2014-01-19 21:00 | 2014 | 1 | 19 | 21 |  |  | 316.339 | [7 empty] | 11103.4989 |  |  |  |  | 316.339 | 11103.4989 | 964.23 | 997.996 | -32.087 | 965.909 | 1930.139 | 1930.139 | check | [45 empty] | TRUE | 1-2014 |  | 0 |  |  | 11103.4989 | 0
| 2014-01-19 22:00 | 2014 | 1 | 19 | 22 |  |  | 259.029 | [7 empty] | 7586.9594 |  |  |  |  | 259.029 | 7586.9594 | 871.69 | 991.96 | -33.071 | 958.889 | 1830.579 | 1830.579 | check | [45 empty] | TRUE | 1-2014 |  | 7586.9594 |  |  | 7586.9594 | 259.029
| 2014-01-19 23:00 | 2014 | 1 | 19 | 23 |  |  | 65.978 | [7 empty] | 1969.4433 |  |  |  |  | 65.978 | 1969.4433 | 679.225 | 974.476 | -33.473 | 941.003 | 1620.228 | 1620.228 | check | [45 empty] | TRUE | 1-2014 |  | 1969.4433 |  |  | 1969.4433 | 65.978
| 2014-01-20 | 2014 | 1 | 20 | 0 |  |  | 0 | [7 empty] | 0 |  |  |  |  | 0 | 0 | 651.289 | 960.458 | -35.247 | 925.211 | 1576.5 | 1576.5 | check | [45 empty] | TRUE | 1-2014 |  | 0 |  |  | 0 | 0
| 2014-01-20 01:00 | 2014 | 1 | 20 | 1 |  |  | 0 | [7 empty] | 0 |  |  |  |  | 0 | 0 | 639.712 | 946.148 | -34.71 | 911.438 | 1551.15 | 1551.15 | check | [45 empty] | TRUE | 1-2014 |  | 0 |  |  | 0 | 0
| 2014-01-20 02:00 | 2014 | 1 | 20 | 2 |  |  | 0 | [7 empty] | 0 |  |  |  |  | 0 | 0 | 639.381 | 941.864 | -33.245 | 908.619 | 1548 | 1548 | check | [45 empty] | TRUE | 1-2014 |  | 0 |  |  | 0 | 0
| 2014-01-20 03:00 | 2014 | 1 | 20 | 3 |  |  | 0 | [7 empty] | 0 |  |  |  |  | 0 | 0 | 626.465 | 939.872 | -34.187 | 905.685 | 1532.15 | 1532.15 | check | [45 empty] | TRUE | 1-2014 |  | 0 |  |  | 0 | 0
| 2014-01-20 04:00 | 2014 | 1 | 20 | 4 |  |  | 0 | [7 empty] | 0 |  |  |  |  | 0 | 0 | 623.955 | 940.066 | -33.771 | 906.295 | 1530.25 | 1530.25 | check | [45 empty] | TRUE | 1-2014 |  | 0 |  |  | 0 | 0
| 2014-01-20 05:00 | 2014 | 1 | 20 | 5 |  |  | 0 | [7 empty] | 0 |  |  |  |  | 0 | 0 | 547.911 | 946.079 | -30.641 | 915.438 | 1463.35 | 1463.349 | check | [45 empty] | TRUE | 1-2014 |  | 0 |  |  | 0 | 0
| 2014-01-20 06:00 | 2014 | 1 | 20 | 6 |  |  | 0 | [7 empty] | 0 |  |  |  |  | 0 | 0 | 470.832 | 960.97 | -28.952 | 932.018 | 1402.85 | 1402.85 | check | [45 empty] | TRUE | 1-2014 |  | 0 |  |  | 0 | 0
| 2014-01-20 07:00 | 2014 | 1 | 20 | 7 |  |  | 163.856 | [7 empty] | 5113.9458 |  |  |  |  | 163.856 | 5113.9458 | 658.855 | 1014.038 | -31.887 | 982.151 | 1641.006 | 1641.006 | check | [45 empty] | TRUE | 1-2014 |  | 0 |  |  | 5113.9458 | 0
| 2014-01-20 08:00 | 2014 | 1 | 20 | 8 |  |  | 311.135 | [7 empty] | 10833.7207 |  |  |  |  | 311.135 | 10833.7207 | 910.555 | 1053.232 | -36.152 | 1017.08 | 1927.635 | 1927.635 | check | [45 empty] | TRUE | 1-2014 |  | 0 |  |  | 10833.7207 | 0
| 2014-01-20 09:00 | 2014 | 1 | 20 | 9 |  |  | 208.615 | [7 empty] | 8156.8465 |  |  |  |  | 208.615 | 8156.8465 | 969.12 | 1065.615 | -38.22 | 1027.395 | 1996.515 | 1996.515 | check | [45 empty] | TRUE | 1-2014 |  | 0 |  |  | 8156.8465 | 0
| 2014-01-20 10:00 | 2014 | 1 | 20 | 10 |  |  | 227.348 | [7 empty] | 9637.2817 |  |  |  |  | 227.348 | 9637.2817 | 1007.1 | 1045.207 | -38.559 | 1006.648 | 2013.748 | 2013.748 | check | [45 empty] | TRUE | 1-2014 |  | 0 |  |  | 9637.2817 | 0
| 2014-01-20 11:00 | 2014 | 1 | 20 | 11 |  |  | 248.532 | [7 empty] | 10724.1558 |  |  |  |  | 248.532 | 10724.1558 | 1031.5 | 993.797 | -37.516 | 956.281 | 1987.782 | 1987.781 | check | [45 empty] | TRUE | 1-2014 |  | 0 |  |  | 10724.1558 | 0
| 2014-01-20 12:00 | 2014 | 1 | 20 | 12 |  |  | 237.942 | [7 empty] | 9529.5771 |  |  |  |  | 237.942 | 9529.5771 | 1018.9 | 943.785 | -37.793 | 905.992 | 1924.892 | 1924.892 | check | [45 empty] | TRUE | 1-2014 |  | 0 |  |  | 9529.5771 | 0
| 2014-01-20 13:00 | 2014 | 1 | 20 | 13 |  |  | 223.733 | [7 empty] | 8190.8651 |  |  |  |  | 223.733 | 8190.8651 | 1016.6 | 892.246 | -33.313 | 858.933 | 1875.533 | 1875.533 | check | [45 empty] | TRUE | 1-2014 |  | 0 |  |  | 8190.8651 | 0
| 2014-01-20 14:00 | 2014 | 1 | 20 | 14 |  |  | 173.391 | [7 empty] | 5529.439 |  |  |  |  | 173.391 | 5529.439 | 1001.1 | 865.037 | -33.896 | 831.141 | 1832.241 | 1832.241 | check | [45 empty] | TRUE | 1-2014 |  | 0 |  |  | 5529.439 | 0
| 2014-01-20 15:00 | 2014 | 1 | 20 | 15 |  |  | 234.946 | [7 empty] | 7405.4979 |  |  |  |  | 234.946 | 7405.4979 | 1003.9 | 850.619 | -31.723 | 818.896 | 1822.796 | 1822.796 | check | [45 empty] | TRUE | 1-2014 |  | 0 |  |  | 7405.4979 | 0
| 2014-01-20 16:00 | 2014 | 1 | 20 | 16 |  |  | 222.477 | [7 empty] | 6505.2275 |  |  |  |  | 222.477 | 6505.2275 | 965.22 | 828.004 | -30.347 | 797.657 | 1762.877 | 1762.877 | check | [45 empty] | TRUE | 1-2014 |  | 4276.5547 |  |  | 6505.2275 | 146.257
| 2014-01-20 17:00 | 2014 | 1 | 20 | 17 |  |  | 302.024 | [7 empty] | 10362.4434 |  |  |  |  | 302.024 | 10362.4434 | 1025 | 834.062 | -31.439 | 802.623 | 1827.624 | 1827.623 | check | [45 empty] | TRUE | 1-2014 |  | 0 |  |  | 10362.4434 | 0
| 2014-01-20 18:00 | 2014 | 1 | 20 | 18 |  |  | 326.019 | [7 empty] | 15508.7238 |  |  |  |  | 326.019 | 15508.7238 | 1075.5 | 878.34 | -33.921 | 844.419 | 1919.919 | 1919.919 | check | [45 empty] | TRUE | 1-2014 |  | 0 |  |  | 15508.7238 | 0
| 2014-01-20 19:00 | 2014 | 1 | 20 | 19 |  |  | 260.6 | [7 empty] | 11508.096 |  |  |  |  | 260.6 | 11508.096 | 1030.6 | 937.907 | -36.057 | 901.85 | 1932.45 | 1932.45 | check | [45 empty] | TRUE | 1-2014 |  | 0 |  |  | 11508.096 | 0
| 2014-01-20 20:00 | 2014 | 1 | 20 | 20 |  |  | 245.669 | [7 empty] | 8866.1942 |  |  |  |  | 245.669 | 8866.1942 | 1012 | 972.382 | -37.863 | 934.519 | 1946.519 | 1946.519 | check | [45 empty] | TRUE | 1-2014 |  | 0 |  |  | 8866.1942 | 0
| 2014-01-20 21:00 | 2014 | 1 | 20 | 21 |  |  | 316.175 | [7 empty] | 11572.005 |  |  |  |  | 316.175 | 11572.005 | 1005.2 | 996.816 | -39.042 | 957.774 | 1962.975 | 1962.974 | check | [45 empty] | TRUE | 1-2014 |  | 0 |  |  | 11572.005 | 0
| 2014-01-20 22:00 | 2014 | 1 | 20 | 22 |  |  | 327.572 | [7 empty] | 11160.378 |  |  |  |  | 327.572 | 11160.378 | 1015.9 | 996.46 | -38.188 | 958.272 | 1974.172 | 1974.172 | check | [45 empty] | TRUE | 1-2014 |  | 0 |  |  | 11160.378 | 0
| 2014-01-20 23:00 | 2014 | 1 | 20 | 23 |  |  | 316.576 | [7 empty] | 9041.4106 |  |  |  |  | 316.576 | 9041.4106 | 926.2 | 986.554 | -36.378 | 950.176 | 1876.376 | 1876.376 | check | [45 empty] | TRUE | 1-2014 |  | 6465.2986 |  |  | 9041.4106 | 226.376
| 2014-01-21 | 2014 | 1 | 21 | 0 |  |  | 261.634 | [7 empty] | 6629.8056 |  |  |  |  | 261.634 | 6629.8056 | 660.625 | 968.471 | -35.512 | 932.959 | 1593.584 | 1593.584 | check | [45 empty] | TRUE | 1-2014 |  | 6629.8056 |  |  | 6629.8056 | 261.634
| 2014-01-21 01:00 | 2014 | 1 | 21 | 1 |  |  | 619.338 | [7 empty] | 11501.1067 |  |  |  |  | 619.338 | 11501.1067 | 894.945 | 941.3 | -32.657 | 908.643 | 1803.588 | 1803.588 | check | [45 empty] | TRUE | 1-2014 |  | 11501.1067 |  |  | 11501.1067 | 619.338
| 2014-01-21 02:00 | 2014 | 1 | 21 | 2 |  |  | 350.897 | [7 empty] | 4417.7932 |  |  |  |  | 350.897 | 4417.7932 | 661.02 | 925.904 | -32.627 | 893.277 | 1554.297 | 1554.297 | check | [45 empty] | TRUE | 1-2014 |  | 4417.7932 |  |  | 4417.7932 | 350.897
| 2014-01-21 03:00 | 2014 | 1 | 21 | 3 |  |  | 213.676 | [7 empty] | 5457.285 |  |  |  |  | 213.676 | 5457.285 | 599.46 | 915.722 | -31.506 | 884.216 | 1483.676 | 1483.676 | check | [45 empty] | TRUE | 1-2014 |  | 5457.285 |  |  | 5457.285 | 213.676
| 2014-01-21 04:00 | 2014 | 1 | 21 | 4 |  |  | 201.664 | [7 empty] | 2272.7533 |  |  |  |  | 201.664 | 2272.7533 | 614.77 | 924.055 | -30.661 | 893.394 | 1508.164 | 1508.164 | check | [45 empty] | TRUE | 1-2014 |  | 2272.7533 |  |  | 2272.7533 | 201.664
| 2014-01-21 05:00 | 2014 | 1 | 21 | 5 |  |  | 350.535 | [7 empty] | 6043.2234 |  |  |  |  | 350.535 | 6043.2234 | 690.65 | 968.97 | -28.885 | 940.085 | 1630.735 | 1630.735 | check | [45 empty] | TRUE | 1-2014 |  | 6043.2234 |  |  | 6043.2234 | 350.535
| 2014-01-21 06:00 | 2014 | 1 | 21 | 6 |  |  | 471.024 | [7 empty] | 10386.0792 |  |  |  |  | 471.024 | 10386.0792 | 838.325 | 1003.048 | -30.15 | 972.898 | 1811.224 | 1811.223 | check | [45 empty] | TRUE | 1-2014 |  | 10386.0792 |  |  | 10386.0792 | 471.024
| 2014-01-21 07:00 | 2014 | 1 | 21 | 7 |  |  | 591.124 | [7 empty] | 23302.1081 |  |  |  |  | 591.124 | 23302.1081 | 914.045 | 1022.269 | -33.19 | 989.079 | 1903.124 | 1903.124 | check | [45 empty] | TRUE | 1-2014 |  | 0 |  |  | 23302.1081 | 0
| 2014-01-21 08:00 | 2014 | 1 | 21 | 8 |  |  | 779.176 | [7 empty] | 32959.1448 |  |  |  |  | 779.176 | 32959.1448 | 967.295 | 1047.509 | -29.827 | 1017.682 | 1984.976 | 1984.977 | check | [45 empty] | TRUE | 1-2014 |  | 0 |  |  | 32959.1448 | 0
| 2014-01-21 09:00 | 2014 | 1 | 21 | 9 |  |  | 757.391 | [7 empty] | 35885.1856 |  |  |  |  | 757.391 | 35885.1856 | 956.3 | 1058.768 | -31.577 | 1027.191 | 1983.491 | 1983.491 | check | [45 empty] | TRUE | 1-2014 |  | 0 |  |  | 35885.1856 | 0
| 2014-01-21 10:00 | 2014 | 1 | 21 | 10 |  |  | 672.943 | [7 empty] | 44333.4848 |  |  |  |  | 672.943 | 44333.4848 | 944.1 | 1089.706 | -34.413 | 1055.293 | 1999.393 | 1999.393 | check | [45 empty] | TRUE | 1-2014 |  | 0 |  |  | 44333.4848 | 0
| 2014-01-21 11:00 | 2014 | 1 | 21 | 11 |  |  | 652.172 | [7 empty] | 50706.373 |  |  |  |  | 652.172 | 50706.373 | 936.7 | 1119.407 | -37.235 | 1082.172 | 2018.872 | 2018.872 | check | [45 empty] | TRUE | 1-2014 |  | 0 |  |  | 50706.373 | 0
| 2014-01-21 12:00 | 2014 | 1 | 21 | 12 |  |  | 525.477 | [7 empty] | 36100.2699 |  |  |  |  | 525.477 | 36100.2699 | 929.2 | 1157.691 | -39.915 | 1117.776 | 2046.977 | 2046.976 | check | [45 empty] | TRUE | 1-2014 |  | 0 |  |  | 36100.2699 | 0
| 2014-01-21 13:00 | 2014 | 1 | 21 | 13 |  |  | 390.184 | [7 empty] | 23372.0216 |  |  |  |  | 390.184 | 23372.0216 | 940.4 | 1172.338 | -40.704 | 1131.634 | 2072.034 | 2072.034 | check | [45 empty] | TRUE | 1-2014 |  | 0 |  |  | 23372.0216 | 0
| 2014-01-21 14:00 | 2014 | 1 | 21 | 14 |  |  | 279.772 | [7 empty] | 14959.4088 |  |  |  |  | 279.772 | 14959.4088 | 957 | 1181.083 | -41.711 | 1139.372 | 2096.372 | 2096.372 | check | [45 empty] | TRUE | 1-2014 |  | 0 |  |  | 14959.4088 | 0
| 2014-01-21 15:00 | 2014 | 1 | 21 | 15 |  |  | 286.764 | [7 empty] | 17145.6196 |  |  |  |  | 286.764 | 17145.6196 | 973 | 1181.553 | -40.339 | 1141.214 | 2114.214 | 2114.214 | check | [45 empty] | TRUE | 1-2014 |  | 0 |  |  | 17145.6196 | 0
| 2014-01-21 16:00 | 2014 | 1 | 21 | 16 |  |  | 315.537 | [7 empty] | 20396.3117 |  |  |  |  | 315.537 | 20396.3117 | 982.7 | 1204.116 | -43.829 | 1160.287 | 2142.987 | 2142.987 | check | [45 empty] | TRUE | 1-2014 |  | 0 |  |  | 20396.3117 | 0
| 2014-01-21 17:00 | 2014 | 1 | 21 | 17 |  |  | 326.526 | [7 empty] | 21789.08 |  |  |  |  | 326.526 | 21789.08 | 967.4 | 1231.108 | -44.532 | 1186.576 | 2153.976 | 2153.976 | check | [45 empty] | TRUE | 1-2014 |  | 0 |  |  | 21789.08 | 0
| 2014-01-21 18:00 | 2014 | 1 | 21 | 18 |  |  | 307.001 | [7 empty] | 41021.4736 |  |  |  |  | 307.001 | 41021.4736 | 914.2 | 1290.163 | -49.762 | 1240.401 | 2154.601 | 2154.601 | check | [45 empty] | TRUE | 1-2014 |  | 0 |  |  | 41021.4736 | 0
| 2014-01-21 19:00 | 2014 | 1 | 21 | 19 |  |  | 310.102 | [7 empty] | 47594.455 |  |  |  |  | 310.102 | 47594.455 | 850 | 1332.964 | -44.712 | 1288.252 | 2138.252 | 2138.252 | check | [45 empty] | TRUE | 1-2014 |  | 0 |  |  | 47594.455 | 0
| 2014-01-21 20:00 | 2014 | 1 | 21 | 20 |  |  | 288.08 | [7 empty] | 16322.6128 |  |  |  |  | 288.08 | 16322.6128 | 820.1 | 1333.403 | -44.673 | 1288.73 | 2108.83 | 2108.83 | check | [45 empty] | TRUE | 1-2014 |  | 0 |  |  | 16322.6128 | 0
| 2014-01-21 21:00 | 2014 | 1 | 21 | 21 |  |  | 257.555 | [7 empty] | 19306.3228 |  |  |  |  | 257.555 | 19306.3228 | 794.4 | 1327.616 | -45.861 | 1281.755 | 2076.155 | 2076.155 | check | [45 empty] | TRUE | 1-2014 |  | 0 |  |  | 19306.3228 | 0
| 2014-01-21 22:00 | 2014 | 1 | 21 | 22 |  |  | 254.929 | [7 empty] | 18117.804 |  |  |  |  | 254.929 | 18117.804 | 796.9 | 1322.268 | -48.639 | 1273.629 | 2070.529 | 2070.529 | check | [45 empty] | TRUE | 1-2014 |  | 0 |  |  | 18117.804 | 0
| 2014-01-21 23:00 | 2014 | 1 | 21 | 23 |  |  | 246.616 | [7 empty] | 14984.3882 |  |  |  |  | 246.616 | 14984.3882 | 810.6 | 1293.113 | -47.946 | 1245.167 | 2055.766 | 2055.767 | check | [45 empty] | TRUE | 1-2014 |  | 0 |  |  | 14984.3882 | 0
| 2014-01-22 | 2014 | 1 | 22 | 0 |  |  | 240.791 | [7 empty] | 15073.5166 |  |  |  |  | 240.791 | 15073.5166 | 832.2 | 1258.904 | -46.863 | 1212.041 | 2044.241 | 2044.241 | check | [45 empty] | TRUE | 1-2014 |  | 0 |  |  | 15073.5166 | 0
| 2014-01-22 01:00 | 2014 | 1 | 22 | 1 |  |  | 56.461 | [7 empty] | 2783.5273 |  |  |  |  | 56.461 | 2783.5273 | 541.725 | 1250.519 | -44.833 | 1205.686 | 1747.411 | 1747.411 | check | [45 empty] | TRUE | 1-2014 |  | 0 |  |  | 2783.5273 | 0
| 2014-01-22 02:00 | 2014 | 1 | 22 | 2 |  |  | 73.405 | [7 empty] | 8857.7813 |  |  |  |  | 73.405 | 8857.7813 | 517.515 | 1246.835 | -48.495 | 1198.34 | 1715.855 | 1715.855 | check | [45 empty] | TRUE | 1-2014 |  | 0 |  |  | 8857.7813 | 0
| 2014-01-22 03:00 | 2014 | 1 | 22 | 3 |  |  | 109.704 | [7 empty] | 14400.8441 |  |  |  |  | 109.704 | 14400.8441 | 489.36 | 1266.213 | -50.269 | 1215.944 | 1705.304 | 1705.304 | check | [45 empty] | TRUE | 1-2014 |  | 0 |  |  | 14400.8441 | 0
| 2014-01-22 04:00 | 2014 | 1 | 22 | 4 |  |  | 100.474 | [7 empty] | 9905.7317 |  |  |  |  | 100.474 | 9905.7317 | 464.02 | 1281.732 | -51.528 | 1230.204 | 1694.224 | 1694.224 | check | [45 empty] | TRUE | 1-2014 |  | 0 |  |  | 9905.7317 | 0
| 2014-01-22 05:00 | 2014 | 1 | 22 | 5 |  |  | 263.752 | [7 empty] | 15695.8815 |  |  |  |  | 263.752 | 15695.8815 | 445.685 | 1315.131 | -50.464 | 1264.667 | 1710.352 | 1710.352 | check | [45 empty] | TRUE | 1-2014 |  | 0 |  |  | 15695.8815 | 0
| 2014-01-22 06:00 | 2014 | 1 | 22 | 6 |  |  | 251.651 | [7 empty] | 72669.2593 |  |  |  |  | 251.651 | 72669.2593 | 384.355 | 1355.445 | -49.449 | 1305.996 | 1690.351 | 1690.351 | check | [45 empty] | TRUE | 1-2014 |  | 0 |  |  | 72669.2593 | 0
| 2014-01-22 07:00 | 2014 | 1 | 22 | 7 |  |  | 263.736 | [7 empty] | 50560.8286 |  |  |  |  | 263.736 | 50560.8286 | 354.8 | 1400.604 | -52.468 | 1348.136 | 1702.936 | 1702.936 | check | [45 empty] | TRUE | 1-2014 |  | 0 |  |  | 50560.8286 | 0
| 2014-01-22 08:00 | 2014 | 1 | 22 | 8 |  |  | 252.533 | [7 empty] | 90177.009 |  |  |  |  | 252.533 | 90177.009 | 305.3 | 1449.986 | -55.703 | 1394.283 | 1699.583 | 1699.583 | check | [45 empty] | TRUE | 1-2014 |  | 0 |  |  | 90177.009 | 0
| 2014-01-22 09:00 | 2014 | 1 | 22 | 9 |  |  | 246.042 | [7 empty] | 77328.5402 |  |  |  |  | 246.042 | 77328.5402 | 294.2 | 1460.055 | -58.863 | 1401.192 | 1695.392 | 1695.392 | check | [45 empty] | TRUE | 1-2014 |  | 0 |  |  | 77328.5402 | 0
| 2014-01-22 10:00 | 2014 | 1 | 22 | 10 |  |  | 250.938 | [7 empty] | 47773.5764 |  |  |  |  | 250.938 | 47773.5764 | 321.4 | 1443.542 | -58.704 | 1384.838 | 1706.238 | 1706.238 | check | [45 empty] | TRUE | 1-2014 |  | 0 |  |  | 47773.5764 | 0
| 2014-01-22 11:00 | 2014 | 1 | 22 | 11 |  |  | 247.684 | [7 empty] | 89825.0794 |  |  |  |  | 247.684 | 89825.0794 | 382.2 | 1374.873 | -59.039 | 1315.834 | 1698.034 | 1698.034 | check | [45 empty] | TRUE | 1-2014 |  | 0 |  |  | 89825.0794 | 0
| 2014-01-22 12:00 | 2014 | 1 | 22 | 12 |  |  | 243.87 | [7 empty] | 79650.3807 |  |  |  |  | 243.87 | 79650.3807 | 443.4 | 1314.369 | -56.25 | 1258.119 | 1701.52 | 1701.519 | check | [45 empty] | TRUE | 1-2014 |  | 0 |  |  | 79650.3807 | 0
| 2014-01-22 13:00 | 2014 | 1 | 22 | 13 |  |  | 242.471 | [7 empty] | 61706.4448 |  |  |  |  | 242.471 | 61706.4448 | 492.7 | 1272.656 | -54.835 | 1217.821 | 1710.521 | 1710.521 | check | [45 empty] | TRUE | 1-2014 |  | 0 |  |  | 61706.4448 | 0
| 2014-01-22 14:00 | 2014 | 1 | 22 | 14 |  |  | 255.423 | [7 empty] | 38464.1496 |  |  |  |  | 255.423 | 38464.1496 | 524.8 | 1237.989 | -51.516 | 1186.473 | 1711.273 | 1711.273 | check | [45 empty] | TRUE | 1-2014 |  | 0 |  |  | 38464.1496 | 0
| 2014-01-22 15:00 | 2014 | 1 | 22 | 15 |  |  | 248.156 | [7 empty] | 39779.4068 |  |  |  |  | 248.156 | 39779.4068 | 546.3 | 1218.094 | -50.588 | 1167.506 | 1713.806 | 1713.806 | check | [45 empty] | TRUE | 1-2014 |  | 0 |  |  | 39779.4068 | 0
| 2014-01-22 16:00 | 2014 | 1 | 22 | 16 |  |  | 278.236 | [7 empty] | 74233.3648 |  |  |  |  | 278.236 | 74233.3648 | 556.9 | 1234.52 | -53.735 | 1180.785 | 1737.686 | 1737.685 | check | [45 empty] | TRUE | 1-2014 |  | 0 |  |  | 74233.3648 | 0
| 2014-01-22 17:00 | 2014 | 1 | 22 | 17 |  |  | 291.083 | [7 empty] | 38216.2871 |  |  |  |  | 291.083 | 38216.2871 | 543.3 | 1255.5 | -54.866 | 1200.634 | 1743.933 | 1743.934 | check | [45 empty] | TRUE | 1-2014 |  | 0 |  |  | 38216.2871 | 0
| 2014-01-22 18:00 | 2014 | 1 | 22 | 18 |  |  | 269.974 | [7 empty] | 153342.5323 |  |  |  |  | 269.974 | 153342.5323 | 505.6 | 1287.828 | -57.754 | 1230.074 | 1735.674 | 1735.674 | check | [45 empty] | TRUE | 1-2014 |  | 0 |  |  | 153342.5323 | 0
| 2014-01-22 19:00 | 2014 | 1 | 22 | 19 |  |  | 293.532 | [7 empty] | 131883.9276 |  |  |  |  | 293.532 | 131883.9276 | 467.2 | 1313.101 | -54.77 | 1258.331 | 1725.532 | 1725.531 | check | [45 empty] | TRUE | 1-2014 |  | 0 |  |  | 131883.9276 | 0
| 2014-01-22 20:00 | 2014 | 1 | 22 | 20 |  |  | 280.751 | [7 empty] | 123443.4072 |  |  |  |  | 280.751 | 123443.4072 | 472.1 | 1299.491 | -56.69 | 1242.801 | 1714.901 | 1714.901 | check | [45 empty] | TRUE | 1-2014 |  | 0 |  |  | 123443.4072 | 0
| 2014-01-22 21:00 | 2014 | 1 | 22 | 21 |  |  | 253.286 | [7 empty] | 115313.5172 |  |  |  |  | 253.286 | 115313.5172 | 474.8 | 1282.937 | -56.001 | 1226.936 | 1701.736 | 1701.736 | check | [45 empty] | TRUE | 1-2014 |  | 0 |  |  | 115313.5172 | 0
| 2014-01-22 22:00 | 2014 | 1 | 22 | 22 |  |  | 241.978 | [7 empty] | 72799.0813 |  |  |  |  | 241.978 | 72799.0813 | 501.1 | 1265.017 | -55.089 | 1209.928 | 1711.028 | 1711.028 | check | [45 empty] | TRUE | 1-2014 |  | 0 |  |  | 72799.0813 | 0
| 2014-01-22 23:00 | 2014 | 1 | 22 | 23 |  |  | 252.049 | [7 empty] | 69331.1184 |  |  |  |  | 252.049 | 69331.1184 | 531.8 | 1242.902 | -54.403 | 1188.499 | 1720.299 | 1720.299 | check | [45 empty] | TRUE | 1-2014 |  | 0 |  |  | 69331.1184 | 0
| 2014-01-23 | 2014 | 1 | 23 | 0 |  |  | 198.257 | [7 empty] | 37002.6865 |  |  |  |  | 198.257 | 37002.6865 | 518.025 | 1208.578 | -52.595 | 1155.983 | 1674.007 | 1674.008 | check | [45 empty] | TRUE | 1-2014 |  | 0 |  |  | 37002.6865 | 0
| 2014-01-23 01:00 | 2014 | 1 | 23 | 1 |  |  | 0 | [7 empty] | 0 |  |  |  |  | 0 | 0 | 362.759 | 1176.684 | -47.593 | 1129.091 | 1491.85 | 1491.85 | check | [45 empty] | TRUE | 1-2014 |  | 0 |  |  | 0 | 0
| 2014-01-23 02:00 | 2014 | 1 | 23 | 2 |  |  | 0 | [7 empty] | 0 |  |  |  |  | 0 | 0 | 435.093 | 1166.539 | -49.582 | 1116.957 | 1552.05 | 1552.05 | check | [45 empty] | TRUE | 1-2014 |  | 0 |  |  | 0 | 0
| 2014-01-23 03:00 | 2014 | 1 | 23 | 3 |  |  | 0 | [7 empty] | 0 |  |  |  |  | 0 | 0 | 471.322 | 1159.733 | -49.604 | 1110.129 | 1581.45 | 1581.451 | check | [45 empty] | TRUE | 1-2014 |  | 0 |  |  | 0 | 0
| 2014-01-23 04:00 | 2014 | 1 | 23 | 4 |  |  | 0 | [7 empty] | 0 |  |  |  |  | 0 | 0 | 545.203 | 1167.844 | -50.096 | 1117.748 | 1662.95 | 1662.951 | check | [45 empty] | TRUE | 1-2014 |  | 0 |  |  | 0 | 0
| 2014-01-23 05:00 | 2014 | 1 | 23 | 5 |  |  | 0 | [7 empty] | 0 |  |  |  |  | 0 | 0 | 527.3 | 1191.096 | -50.997 | 1140.099 | 1667.4 | 1667.399 | check | [45 empty] | TRUE | 1-2014 |  | 0 |  |  | 0 | 0
| 2014-01-23 06:00 | 2014 | 1 | 23 | 6 |  |  | 0 | [7 empty] | 0 |  |  |  |  | 0 | 0 | 496.861 | 1221.201 | -50.013 | 1171.188 | 1668.05 | 1668.049 | check | [45 empty] | TRUE | 1-2014 |  | 0 |  |  | 0 | 0
| 2014-01-23 07:00 | 2014 | 1 | 23 | 7 |  |  | 0 | [7 empty] | 0 |  |  |  |  | 0 | 0 | 446.758 | 1282.745 | -52.253 | 1230.492 | 1677.25 | 1677.25 | check | [45 empty] | TRUE | 1-2014 |  | 0 |  |  | 0 | 0
| 2014-01-23 08:00 | 2014 | 1 | 23 | 8 |  |  | 0 | [7 empty] | 0 |  |  |  |  | 0 | 0 | 421.23 | 1330.148 | -48.127 | 1282.021 | 1703.25 | 1703.251 | check | [45 empty] | TRUE | 1-2014 |  | 0 |  |  | 0 | 0
| 2014-01-23 09:00 | 2014 | 1 | 23 | 9 |  |  | 0 | [7 empty] | 0 |  |  |  |  | 0 | 0 | 416.341 | 1348.392 | -48.683 | 1299.709 | 1716.05 | 1716.05 | check | [45 empty] | TRUE | 1-2014 |  | 0 |  |  | 0 | 0
| 2014-01-23 10:00 | 2014 | 1 | 23 | 10 |  |  | 11.5 | [7 empty] | 4596.665 |  |  |  |  | 11.5 | 4596.665 | 423.913 | 1361.784 | -50.997 | 1310.787 | 1734.7 | 1734.7 | check | [45 empty] | TRUE | 1-2014 |  | 0 |  |  | 4596.665 | 0
| 2014-01-23 11:00 | 2014 | 1 | 23 | 11 |  |  | 8.4 | [7 empty] | 3846.024 |  |  |  |  | 8.4 | 3846.024 | 458.493 | 1358.952 | -55.345 | 1303.607 | 1762.1 | 1762.1 | check | [45 empty] | TRUE | 1-2014 |  | 0 |  |  | 3846.024 | 0
| 2014-01-23 12:00 | 2014 | 1 | 23 | 12 |  |  | 0 | [7 empty] | 0 |  |  |  |  | 0 | 0 | 481.267 | 1347.76 | -57.177 | 1290.583 | 1771.85 | 1771.85 | check | [45 empty] | TRUE | 1-2014 |  | 0 |  |  | 0 | 0
| 2014-01-23 13:00 | 2014 | 1 | 23 | 13 |  |  | 0 | [7 empty] | 0 |  |  |  |  | 0 | 0 | 456.734 | 1330.048 | -51.331 | 1278.717 | 1735.45 | 1735.451 | check | [45 empty] | TRUE | 1-2014 |  | 0 |  |  | 0 | 0
| 2014-01-23 14:00 | 2014 | 1 | 23 | 14 |  |  | 0 | [7 empty] | 0 |  |  |  |  | 0 | 0 | 478.764 | 1314.741 | -51.605 | 1263.136 | 1741.9 | 1741.9 | check | [45 empty] | TRUE | 1-2014 |  | 0 |  |  | 0 | 0
| 2014-01-23 15:00 | 2014 | 1 | 23 | 15 |  |  | 0 | [7 empty] | 0 |  |  |  |  | 0 | 0 | 473.484 | 1297.745 | -48.928 | 1248.817 | 1722.3 | 1722.301 | check | [45 empty] | TRUE | 1-2014 |  | 0 |  |  | 0 | 0
| 2014-01-23 16:00 | 2014 | 1 | 23 | 16 |  |  | 0 | [7 empty] | 0 |  |  |  |  | 0 | 0 | 446.099 | 1295.161 | -48.96 | 1246.201 | 1692.3 | 1692.3 | check | [45 empty] | TRUE | 1-2014 |  | 0 |  |  | 0 | 0
| 2014-01-23 17:00 | 2014 | 1 | 23 | 17 |  |  | 0 | [7 empty] | 0 |  |  |  |  | 0 | 0 | 355.332 | 1321.966 | -47.398 | 1274.568 | 1629.9 | 1629.9 | check | [45 empty] | TRUE | 1-2014 |  | 0 |  |  | 0 | 0
| 2014-01-23 18:00 | 2014 | 1 | 23 | 18 |  |  | 0 | [7 empty] | 0 |  |  |  |  | 0 | 0 | 320.902 | 1377.464 | -50.316 | 1327.148 | 1648.05 | 1648.05 | check | [45 empty] | TRUE | 1-2014 |  | 0 |  |  | 0 | 0
| 2014-01-23 19:00 | 2014 | 1 | 23 | 19 |  |  | 32.6 | [7 empty] | 20675.572 |  |  |  |  | 32.6 | 20675.572 | 429.524 | 1445.689 | -52.013 | 1393.676 | 1823.2 | 1823.2 | check | [45 empty] | TRUE | 1-2014 |  | 0 |  |  | 20675.572 | 0
| 2014-01-23 20:00 | 2014 | 1 | 23 | 20 |  |  | 34.1 | [7 empty] | 17587.757 |  |  |  |  | 34.1 | 17587.757 | 442.179 | 1463.845 | -54.624 | 1409.221 | 1851.4 | 1851.4 | check | [45 empty] | TRUE | 1-2014 |  | 0 |  |  | 17587.757 | 0
| 2014-01-23 21:00 | 2014 | 1 | 23 | 21 |  |  | 35.9 | [7 empty] | 18121.602 |  |  |  |  | 35.9 | 18121.602 | 436.437 | 1473.877 | -58.464 | 1415.413 | 1851.85 | 1851.85 | check | [45 empty] | TRUE | 1-2014 |  | 0 |  |  | 18121.602 | 0
| 2014-01-23 22:00 | 2014 | 1 | 23 | 22 |  |  | 15 | [7 empty] | 5763.45 |  |  |  |  | 15 | 5763.45 | 391.207 | 1484.742 | -60.149 | 1424.593 | 1815.8 | 1815.8 | check | [45 empty] | TRUE | 1-2014 |  | 0 |  |  | 5763.45 | 0
| 2014-01-23 23:00 | 2014 | 1 | 23 | 23 |  |  | 0 | [7 empty] | 0 |  |  |  |  | 0 | 0 | 371.849 | 1474.428 | -59.127 | 1415.301 | 1787.15 | 1787.15 | check | [45 empty] | TRUE | 1-2014 |  | 0 |  |  | 0 | 0
| 2014-01-24 | 2014 | 1 | 24 | 0 |  |  | 0 | [7 empty] | 0 |  |  |  |  | 0 | 0 | 369.741 | 1469.145 | -59.786 | 1409.359 | 1779.1 | 1779.1 | check | [45 empty] | TRUE | 1-2014 |  | 0 |  |  | 0 | 0
| 2014-01-24 01:00 | 2014 | 1 | 24 | 1 |  |  | 32.752 | [7 empty] | 8065.835 |  |  |  |  | 32.752 | 8065.835 | 399.7 | 1462.377 | -58.525 | 1403.852 | 1803.552 | 1803.552 | check | [45 empty] | TRUE | 1-2014 |  | 0 |  |  | 8065.835 | 0
| 2014-01-24 02:00 | 2014 | 1 | 24 | 2 |  |  | 123.219 | [7 empty] | 42349.1381 |  |  |  |  | 123.219 | 42349.1381 | 330.5 | 1465.286 | -58.117 | 1407.169 | 1737.669 | 1737.669 | check | [45 empty] | TRUE | 1-2014 |  | 0 |  |  | 42349.1381 | 0
| 2014-01-24 03:00 | 2014 | 1 | 24 | 3 |  |  | 203.269 | [7 empty] | 89210.6987 |  |  |  |  | 203.269 | 89210.6987 | 323.2 | 1478.197 | -58.178 | 1420.019 | 1743.219 | 1743.219 | check | [45 empty] | TRUE | 1-2014 |  | 0 |  |  | 89210.6987 | 0
| 2014-01-24 04:00 | 2014 | 1 | 24 | 4 |  |  | 282.073 | [7 empty] | 104713.9598 |  |  |  |  | 282.073 | 104713.9598 | 343 | 1494.831 | -57.158 | 1437.673 | 1780.673 | 1780.673 | check | [45 empty] | TRUE | 1-2014 |  | 0 |  |  | 104713.9598 | 0
| 2014-01-24 05:00 | 2014 | 1 | 24 | 5 |  |  | 323.791 | [7 empty] | 133741.8726 |  |  |  |  | 323.791 | 133741.8726 | 320.7 | 1518.428 | -55.036 | 1463.392 | 1784.091 | 1784.092 | check | [45 empty] | TRUE | 1-2014 |  | 1277.1506 |  |  | 133741.8726 | 3.092
| 2014-01-24 06:00 | 2014 | 1 | 24 | 6 |  |  | 366.371 | [7 empty] | 207783.6489 |  |  |  |  | 366.371 | 207783.6489 | 352.145 | 1555.935 | -55.609 | 1500.326 | 1852.471 | 1852.471 | check | [45 empty] | TRUE | 1-2014 |  | 8068.1336 |  |  | 207783.6489 | 14.226
| 2014-01-24 07:00 | 2014 | 1 | 24 | 7 |  |  | 327.109 | [7 empty] | 178931.8941 |  |  |  |  | 327.109 | 178931.8941 | 280.33 | 1607.382 | -56.703 | 1550.679 | 1831.009 | 1831.009 | check | [45 empty] | TRUE | 1-2014 |  | 25588.5808 |  |  | 178931.8941 | 46.779
| 2014-01-24 08:00 | 2014 | 1 | 24 | 8 |  |  | 222.953 | [7 empty] | 165179.1891 |  |  |  |  | 222.953 | 165179.1891 | 241.2 | 1646.911 | -55.808 | 1591.103 | 1832.303 | 1832.303 | check | [45 empty] | TRUE | 1-2014 |  | 0 |  |  | 165179.1891 | 0
| 2014-01-24 09:00 | 2014 | 1 | 24 | 9 |  |  | 216.424 | [7 empty] | 88885.3368 |  |  |  |  | 216.424 | 88885.3368 | 257.45 | 1649.972 | -58.998 | 1590.974 | 1848.424 | 1848.424 | check | [45 empty] | TRUE | 1-2014 |  | 0 |  |  | 88885.3368 | 0
| 2014-01-24 10:00 | 2014 | 1 | 24 | 10 |  |  | 177.562 | [7 empty] | 51698.9519 |  |  |  |  | 177.562 | 51698.9519 | 298.95 | 1601.639 | -59.876 | 1541.763 | 1840.712 | 1840.713 | check | [45 empty] | TRUE | 1-2014 |  | 0 |  |  | 51698.9519 | 0
| 2014-01-24 11:00 | 2014 | 1 | 24 | 11 |  |  | 85.621 | [7 empty] | 21503.7141 |  |  |  |  | 85.621 | 21503.7141 | 359.64 | 1522.952 | -61.471 | 1461.481 | 1821.121 | 1821.121 | check | [45 empty] | TRUE | 1-2014 |  | 0 |  |  | 21503.7141 | 0
| 2014-01-24 12:00 | 2014 | 1 | 24 | 12 |  |  | 9.116 | [7 empty] | 1772.2416 |  |  |  |  | 9.116 | 1772.2416 | 439.03 | 1436.348 | -60.512 | 1375.836 | 1814.866 | 1814.866 | check | [45 empty] | TRUE | 1-2014 |  | 0 |  |  | 1772.2416 | 0
| 2014-01-24 13:00 | 2014 | 1 | 24 | 13 |  |  | 0 | [7 empty] | 0 |  |  |  |  | 0 | 0 | 574.728 | 1360.43 | -57.608 | 1302.822 | 1877.55 | 1877.55 | check | [45 empty] | TRUE | 1-2014 |  | 0 |  |  | 0 | 0
| 2014-01-24 14:00 | 2014 | 1 | 24 | 14 |  |  | 0 | [7 empty] | 0 |  |  |  |  | 0 | 0 | 700.821 | 1303.292 | -55.663 | 1247.629 | 1948.45 | 1948.45 | check | [45 empty] | TRUE | 1-2014 |  | 0 |  |  | 0 | 0
| 2014-01-24 15:00 | 2014 | 1 | 24 | 15 |  |  | 0 | [7 empty] | 0 |  |  |  |  | 0 | 0 | 710.304 | 1257.581 | -53.735 | 1203.846 | 1914.15 | 1914.15 | check | [45 empty] | TRUE | 1-2014 |  | 0 |  |  | 0 | 0
| 2014-01-24 16:00 | 2014 | 1 | 24 | 16 |  |  | 0 | [7 empty] | 0 |  |  |  |  | 0 | 0 | 705.084 | 1225.918 | -50.902 | 1175.016 | 1880.1 | 1880.1 | check | [45 empty] | TRUE | 1-2014 |  | 0 |  |  | 0 | 0
| 2014-01-24 17:00 | 2014 | 1 | 24 | 17 |  |  | 0 | [7 empty] | 0 |  |  |  |  | 0 | 0 | 694.931 | 1242.261 | -52.842 | 1189.419 | 1884.35 | 1884.35 | check | [45 empty] | TRUE | 1-2014 |  | 0 |  |  | 0 | 0
| 2014-01-24 18:00 | 2014 | 1 | 24 | 18 |  |  | 0 | [7 empty] | 0 |  |  |  |  | 0 | 0 | 674.32 | 1275.239 | -55.859 | 1219.38 | 1893.7 | 1893.7 | check | [45 empty] | TRUE | 1-2014 |  | 0 |  |  | 0 | 0
| 2014-01-24 19:00 | 2014 | 1 | 24 | 19 |  |  | 0 | [7 empty] | 0 |  |  |  |  | 0 | 0 | 624.015 | 1321.875 | -53.24 | 1268.635 | 1892.65 | 1892.65 | check | [45 empty] | TRUE | 1-2014 |  | 0 |  |  | 0 | 0
| 2014-01-24 20:00 | 2014 | 1 | 24 | 20 |  |  | 0 | [7 empty] | 0 |  |  |  |  | 0 | 0 | 629.311 | 1323.557 | -52.868 | 1270.689 | 1900 | 1900 | check | [45 empty] | TRUE | 1-2014 |  | 0 |  |  | 0 | 0
| 2014-01-24 21:00 | 2014 | 1 | 24 | 21 |  |  | 0 | [7 empty] | 0 |  |  |  |  | 0 | 0 | 656.263 | 1317.969 | -56.282 | 1261.687 | 1917.95 | 1917.95 | check | [45 empty] | TRUE | 1-2014 |  | 0 |  |  | 0 | 0
| 2014-01-24 22:00 | 2014 | 1 | 24 | 22 |  |  | 0 | [7 empty] | 0 |  |  |  |  | 0 | 0 | 671.945 | 1322.381 | -54.626 | 1267.755 | 1939.7 | 1939.7 | check | [45 empty] | TRUE | 1-2014 |  | 0 |  |  | 0 | 0
| 2014-01-24 23:00 | 2014 | 1 | 24 | 23 |  |  | 0 | [7 empty] | 0 |  |  |  |  | 0 | 0 | 720.977 | 1304.644 | -55.071 | 1249.573 | 1970.55 | 1970.55 | check | [45 empty] | TRUE | 1-2014 |  | 0 |  |  | 0 | 0
| 2014-01-25 | 2014 | 1 | 25 | 0 |  |  | 0 | [7 empty] | 0 |  |  |  |  | 0 | 0 | 693.466 | 1290.209 | -59.325 | 1230.884 | 1924.35 | 1924.35 | check | [45 empty] | TRUE | 1-2014 |  | 0 |  |  | 0 | 0
| 2014-01-25 01:00 | 2014 | 1 | 25 | 1 |  |  | 114.263 | [7 empty] | 24525.4103 |  |  |  |  | 114.263 | 24525.4103 | 813.195 | 1262.776 | -61.359 | 1201.417 | 2014.613 | 2014.612 | check | [45 empty] | TRUE | 1-2014 |  | 0 |  |  | 24525.4103 | 0
| 2014-01-25 02:00 | 2014 | 1 | 25 | 2 |  |  | 0 | [7 empty] | 0 |  |  |  |  | 0 | 0 | 694.858 | 1226.653 | -55.062 | 1171.591 | 1866.45 | 1866.449 | check | [45 empty] | TRUE | 1-2014 |  | 0 |  |  | 0 | 0
| 2014-01-25 03:00 | 2014 | 1 | 25 | 3 |  |  | 0 | [7 empty] | 0 |  |  |  |  | 0 | 0 | 859.78 | 1199.745 | -54.375 | 1145.37 | 2005.15 | 2005.15 | check | [45 empty] | TRUE | 1-2014 |  | 0 |  |  | 0 | 0
| 2014-01-25 04:00 | 2014 | 1 | 25 | 4 |  |  | 0 | [7 empty] | 0 |  |  |  |  | 0 | 0 | 945.864 | 1168.571 | -53.835 | 1114.736 | 2060.6 | 2060.6 | check | [45 empty] | TRUE | 1-2014 |  | 0 |  |  | 0 | 0
| 2014-01-25 05:00 | 2014 | 1 | 25 | 5 |  |  | 0 | [7 empty] | 0 |  |  |  |  | 0 | 0 | 975.102 | 1153.701 | -54.103 | 1099.598 | 2074.7 | 2074.7 | check | [45 empty] | TRUE | 1-2014 |  | 0 |  |  | 0 | 0
| 2014-01-25 06:00 | 2014 | 1 | 25 | 6 |  |  | 0 | [7 empty] | 0 |  |  |  |  | 0 | 0 | 977.329 | 1152.618 | -51.597 | 1101.021 | 2078.35 | 2078.35 | check | [45 empty] | TRUE | 1-2014 |  | 0 |  |  | 0 | 0
| 2014-01-25 07:00 | 2014 | 1 | 25 | 7 |  |  | 0 | [7 empty] | 0 |  |  |  |  | 0 | 0 | 984.943 | 1161.812 | -53.155 | 1108.657 | 2093.6 | 2093.6 | check | [45 empty] | TRUE | 1-2014 |  | 0 |  |  | 0 | 0
| 2014-01-25 08:00 | 2014 | 1 | 25 | 8 |  |  | 0 | [7 empty] | 0 |  |  |  |  | 0 | 0 | 977.555 | 1183.34 | -54.895 | 1128.445 | 2106 | 2106 | check | [45 empty] | TRUE | 1-2014 |  | 0 |  |  | 0 | 0
| 2014-01-25 09:00 | 2014 | 1 | 25 | 9 |  |  | 0 | [7 empty] | 0 |  |  |  |  | 0 | 0 | 969.494 | 1198.045 | -53.189 | 1144.856 | 2114.35 | 2114.35 | check | [45 empty] | TRUE | 1-2014 |  | 0 |  |  | 0 | 0
| 2014-01-25 10:00 | 2014 | 1 | 25 | 10 |  |  | 0 | [7 empty] | 0 |  |  |  |  | 0 | 0 | 963.057 | 1222.079 | -57.886 | 1164.193 | 2127.25 | 2127.25 | check | [45 empty] | TRUE | 1-2014 |  | 0 |  |  | 0 | 0
| 2014-01-25 11:00 | 2014 | 1 | 25 | 11 |  |  | 0 | [7 empty] | 0 |  |  |  |  | 0 | 0 | 941.22 | 1230.184 | -56.254 | 1173.93 | 2115.15 | 2115.15 | check | [45 empty] | TRUE | 1-2014 |  | 0 |  |  | 0 | 0
| 2014-01-25 12:00 | 2014 | 1 | 25 | 12 |  |  | 0 | [7 empty] | 0 |  |  |  |  | 0 | 0 | 930.119 | 1227.522 | -56.091 | 1171.431 | 2101.55 | 2101.55 | check | [45 empty] | TRUE | 1-2014 |  | 0 |  |  | 0 | 0
| 2014-01-25 13:00 | 2014 | 1 | 25 | 13 |  |  | 0 | [7 empty] | 0 |  |  |  |  | 0 | 0 | 959.187 | 1209.001 | -52.938 | 1156.063 | 2115.25 | 2115.25 | check | [45 empty] | TRUE | 1-2014 |  | 0 |  |  | 0 | 0
| 2014-01-25 14:00 | 2014 | 1 | 25 | 14 |  |  | 0 | [7 empty] | 0 |  |  |  |  | 0 | 0 | 961.967 | 1178.276 | -52.193 | 1126.083 | 2088.05 | 2088.05 | check | [45 empty] | TRUE | 1-2014 |  | 0 |  |  | 0 | 0
| 2014-01-25 15:00 | 2014 | 1 | 25 | 15 |  |  | 0 | [7 empty] | 0 |  |  |  |  | 0 | 0 | 881.743 | 1123.79 | -49.083 | 1074.707 | 1956.45 | 1956.45 | check | [45 empty] | TRUE | 1-2014 |  | 0 |  |  | 0 | 0
| 2014-01-25 16:00 | 2014 | 1 | 25 | 16 |  |  | 174.457 | [7 empty] | 19444.9772 |  |  |  |  | 174.457 | 19444.9772 | 905.62 | 1102.349 | -43.612 | 1058.737 | 1964.357 | 1964.357 | check | [45 empty] | TRUE | 1-2014 |  | 0 |  |  | 19444.9772 | 0
| 2014-01-25 17:00 | 2014 | 1 | 25 | 17 |  |  | 236.47 | [7 empty] | 22838.2726 |  |  |  |  | 236.47 | 22838.2726 | 933.43 | 1090.519 | -40.329 | 1050.19 | 1983.62 | 1983.62 | check | [45 empty] | TRUE | 1-2014 |  | 0 |  |  | 22838.2726 | 0
| 2014-01-25 18:00 | 2014 | 1 | 25 | 18 |  |  | 222.95 | [7 empty] | 37908.1885 |  |  |  |  | 222.95 | 37908.1885 | 945.47 | 1102.084 | -41.204 | 1060.88 | 2006.35 | 2006.35 | check | [45 empty] | TRUE | 1-2014 |  | 0 |  |  | 37908.1885 | 0
| 2014-01-25 19:00 | 2014 | 1 | 25 | 19 |  |  | 195.791 | [7 empty] | 34296.7095 |  |  |  |  | 195.791 | 34296.7095 | 985.445 | 1150.042 | -40.896 | 1109.146 | 2094.591 | 2094.591 | check | [45 empty] | TRUE | 1-2014 |  | 0 |  |  | 34296.7095 | 0
| 2014-01-25 20:00 | 2014 | 1 | 25 | 20 |  |  | 117.036 | [7 empty] | 5098.0882 |  |  |  |  | 117.036 | 5098.0882 | 929.465 | 1135.436 | -40.414 | 1095.022 | 2024.486 | 2024.487 | check | [45 empty] | TRUE | 1-2014 |  | 0 |  |  | 5098.0882 | 0
| 2014-01-25 21:00 | 2014 | 1 | 25 | 21 |  |  | 43.258 | [7 empty] | 2291.3763 |  |  |  |  | 43.258 | 2291.3763 | 920.9 | 1141.465 | -41.657 | 1099.808 | 2020.708 | 2020.708 | check | [45 empty] | TRUE | 1-2014 |  | 0 |  |  | 2291.3763 | 0
| 2014-01-25 22:00 | 2014 | 1 | 25 | 22 |  |  | 0 | [7 empty] | 0 |  |  |  |  | 0 | 0 | 938.925 | 1130.903 | -43.528 | 1087.375 | 2026.3 | 2026.3 | check | [45 empty] | TRUE | 1-2014 |  | 0 |  |  | 0 | 0
| 2014-01-25 23:00 | 2014 | 1 | 25 | 23 |  |  | 0 | [7 empty] | 0 |  |  |  |  | 0 | 0 | 892.364 | 1125.938 | -40.602 | 1085.336 | 1977.7 | 1977.7 | check | [45 empty] | TRUE | 1-2014 |  | 0 |  |  | 0 | 0
| 2014-01-26 | 2014 | 1 | 26 | 0 |  |  | 0 | [7 empty] | 0 |  |  |  |  | 0 | 0 | 893.535 | 1118.235 | -39.17 | 1079.065 | 1972.6 | 1972.6 | check | [45 empty] | TRUE | 1-2014 |  | 0 |  |  | 0 | 0
| 2014-01-26 01:00 | 2014 | 1 | 26 | 1 |  |  | 274.304 | [7 empty] | 13994.9901 |  |  |  |  | 274.304 | 13994.9901 | 983.6 | 1129.877 | -37.523 | 1092.354 | 2075.954 | 2075.954 | check | [45 empty] | TRUE | 1-2014 |  | 0 |  |  | 13994.9901 | 0
| 2014-01-26 02:00 | 2014 | 1 | 26 | 2 |  |  | 314.962 | [7 empty] | 16403.221 |  |  |  |  | 314.962 | 16403.221 | 947.8 | 1144.275 | -37.413 | 1106.862 | 2054.662 | 2054.662 | check | [45 empty] | TRUE | 1-2014 |  | 0 |  |  | 16403.221 | 0
| 2014-01-26 03:00 | 2014 | 1 | 26 | 3 |  |  | 335.081 | [7 empty] | 17916.7811 |  |  |  |  | 335.081 | 17916.7811 | 934.205 | 1177.145 | -39.569 | 1137.576 | 2071.781 | 2071.781 | check | [45 empty] | TRUE | 1-2014 |  | 0 |  |  | 17916.7811 | 0
| 2014-01-26 04:00 | 2014 | 1 | 26 | 4 |  |  | 350.855 | [7 empty] | 16848.0571 |  |  |  |  | 350.855 | 16848.0571 | 898.765 | 1211.671 | -43.031 | 1168.64 | 2067.405 | 2067.405 | check | [45 empty] | TRUE | 1-2014 |  | 0 |  |  | 16848.0571 | 0
| 2014-01-26 05:00 | 2014 | 1 | 26 | 5 |  |  | 353.624 | [7 empty] | 17486.7068 |  |  |  |  | 353.624 | 17486.7068 | 875.8 | 1235.515 | -44.991 | 1190.524 | 2066.324 | 2066.324 | check | [45 empty] | TRUE | 1-2014 |  | 0 |  |  | 17486.7068 | 0
| 2014-01-26 06:00 | 2014 | 1 | 26 | 6 |  |  | 307.656 | [7 empty] | 18040.9478 |  |  |  |  | 307.656 | 18040.9478 | 829.415 | 1245.844 | -46.653 | 1199.191 | 2028.606 | 2028.606 | check | [45 empty] | TRUE | 1-2014 |  | 0 |  |  | 18040.9478 | 0
| 2014-01-26 07:00 | 2014 | 1 | 26 | 7 |  |  | 248.48 | [7 empty] | 21578.0032 |  |  |  |  | 248.48 | 21578.0032 | 759.4 | 1260.368 | -49.288 | 1211.08 | 1970.48 | 1970.48 | check | [45 empty] | TRUE | 1-2014 |  | 0 |  |  | 21578.0032 | 0
| 2014-01-26 08:00 | 2014 | 1 | 26 | 8 |  |  | 218.926 | [7 empty] | 22459.6183 |  |  |  |  | 218.926 | 22459.6183 | 728.5 | 1258.283 | -51.557 | 1206.726 | 1935.226 | 1935.226 | check | [45 empty] | TRUE | 1-2014 |  | 0 |  |  | 22459.6183 | 0
| 2014-01-26 09:00 | 2014 | 1 | 26 | 9 |  |  | 215.418 | [7 empty] | 29264.5353 |  |  |  |  | 215.418 | 29264.5353 | 733.19 | 1252.59 | -55.162 | 1197.428 | 1930.618 | 1930.618 | check | [45 empty] | TRUE | 1-2014 |  | 0 |  |  | 29264.5353 | 0
| 2014-01-26 10:00 | 2014 | 1 | 26 | 10 |  |  | 210.906 | [7 empty] | 10751.9879 |  |  |  |  | 210.906 | 10751.9879 | 774.74 | 1218.999 | -51.833 | 1167.166 | 1941.906 | 1941.906 | check | [45 empty] | TRUE | 1-2014 |  | 0 |  |  | 10751.9879 | 0
| 2014-01-26 11:00 | 2014 | 1 | 26 | 11 |  |  | 273.817 | [7 empty] | 13143.216 |  |  |  |  | 273.817 | 13143.216 | 881.95 | 1176.162 | -50.045 | 1126.117 | 2008.067 | 2008.067 | check | [45 empty] | TRUE | 1-2014 |  | 0 |  |  | 13143.216 | 0
| 2014-01-26 12:00 | 2014 | 1 | 26 | 12 |  |  | 298.589 | [7 empty] | 17625.7087 |  |  |  |  | 298.589 | 17625.7087 | 948.735 | 1111.454 | -48.35 | 1063.104 | 2011.839 | 2011.839 | check | [45 empty] | TRUE | 1-2014 |  | 0 |  |  | 17625.7087 | 0
| 2014-01-26 13:00 | 2014 | 1 | 26 | 13 |  |  | 196.162 | [7 empty] | 18890.4006 |  |  |  |  | 196.162 | 18890.4006 | 971.535 | 1032.772 | -43.545 | 989.227 | 1960.762 | 1960.762 | check | [45 empty] | TRUE | 1-2014 |  | 0 |  |  | 18890.4006 | 0
| 2014-01-26 14:00 | 2014 | 1 | 26 | 14 |  |  | 13.105 | [7 empty] | 803.3365 |  |  |  |  | 13.105 | 803.3365 | 931.22 | 958.29 | -43.805 | 914.485 | 1845.705 | 1845.705 | check | [45 empty] | TRUE | 1-2014 |  | 0 |  |  | 803.3365 | 0
| 2014-01-26 15:00 | 2014 | 1 | 26 | 15 |  |  | 0 | [7 empty] | 0 |  |  |  |  | 0 | 0 | 930.09 | 892.771 | -39.311 | 853.46 | 1783.55 | 1783.55 | check | [45 empty] | TRUE | 1-2014 |  | 0 |  |  | 0 | 0
| 2014-01-26 16:00 | 2014 | 1 | 26 | 16 |  |  | 0 | [7 empty] | 0 |  |  |  |  | 0 | 0 | 976.143 | 870.928 | -38.071 | 832.857 | 1809 | 1809 | check | [45 empty] | TRUE | 1-2014 |  | 0 |  |  | 0 | 0
| 2014-01-26 17:00 | 2014 | 1 | 26 | 17 |  |  | 0 | [7 empty] | 0 |  |  |  |  | 0 | 0 | 967.183 | 883.12 | -36.253 | 846.867 | 1814.05 | 1814.05 | check | [45 empty] | TRUE | 1-2014 |  | 0 |  |  | 0 | 0
| 2014-01-26 18:00 | 2014 | 1 | 26 | 18 |  |  | 31.646 | [7 empty] | 5075.069 |  |  |  |  | 31.646 | 5075.069 | 1077.365 | 910.378 | -40.547 | 869.831 | 1947.196 | 1947.196 | check | [45 empty] | TRUE | 1-2014 |  | 0 |  |  | 5075.069 | 0
| 2014-01-26 19:00 | 2014 | 1 | 26 | 19 |  |  | 9.906 | [7 empty] | 766.8235 |  |  |  |  | 9.906 | 766.8235 | 1077.3 | 977.713 | -41.157 | 936.556 | 2013.856 | 2013.856 | check | [45 empty] | TRUE | 1-2014 |  | 0 |  |  | 766.8235 | 0
| 2014-01-26 20:00 | 2014 | 1 | 26 | 20 |  |  | 48.754 | [7 empty] | 3438.6196 |  |  |  |  | 48.754 | 3438.6196 | 1077.76 | 994.121 | -40.526 | 953.595 | 2031.354 | 2031.355 | check | [45 empty] | TRUE | 1-2014 |  | 0 |  |  | 3438.6196 | 0
| 2014-01-26 21:00 | 2014 | 1 | 26 | 21 |  |  | 65.169 | [7 empty] | 5264.3518 |  |  |  |  | 65.169 | 5264.3518 | 1051.385 | 995.948 | -42.614 | 953.334 | 2004.719 | 2004.719 | check | [45 empty] | TRUE | 1-2014 |  | 0 |  |  | 5264.3518 | 0
| 2014-01-26 22:00 | 2014 | 1 | 26 | 22 |  |  | 107.731 | [7 empty] | 4884.5235 |  |  |  |  | 107.731 | 4884.5235 | 1046.7 | 984.228 | -40.447 | 943.781 | 1990.481 | 1990.481 | check | [45 empty] | TRUE | 1-2014 |  | 0 |  |  | 4884.5235 | 0
| 2014-01-26 23:00 | 2014 | 1 | 26 | 23 |  |  | 0 | [7 empty] | 0 |  |  |  |  | 0 | 0 | 955.403 | 968.642 | -39.595 | 929.047 | 1884.45 | 1884.45 | check | [45 empty] | TRUE | 1-2014 |  | 0 |  |  | 0 | 0
| 2014-01-27 | 2014 | 1 | 27 | 0 |  |  | 0 | [7 empty] | 0 |  |  |  |  | 0 | 0 | 878.857 | 943.393 | -36.9 | 906.493 | 1785.35 | 1785.35 | check | [45 empty] | TRUE | 1-2014 |  | 0 |  |  | 0 | 0
| 2014-01-27 01:00 | 2014 | 1 | 27 | 1 |  |  | 0 | [7 empty] | 0 |  |  |  |  | 0 | 0 | 798.605 | 909.989 | -35.095 | 874.894 | 1673.5 | 1673.499 | check | [45 empty] | TRUE | 1-2014 |  | 0 |  |  | 0 | 0
| 2014-01-27 02:00 | 2014 | 1 | 27 | 2 |  |  | 0 | [7 empty] | 0 |  |  |  |  | 0 | 0 | 713.121 | 890.807 | -34.778 | 856.029 | 1569.15 | 1569.15 | check | [45 empty] | TRUE | 1-2014 |  | 0 |  |  | 0 | 0
| 2014-01-27 03:00 | 2014 | 1 | 27 | 3 |  |  | 0 | [7 empty] | 0 |  |  |  |  | 0 | 0 | 690.135 | 878.42 | -32.955 | 845.465 | 1535.6 | 1535.6 | check | [45 empty] | TRUE | 1-2014 |  | 0 |  |  | 0 | 0
| 2014-01-27 04:00 | 2014 | 1 | 27 | 4 |  |  | 0 | [7 empty] | 0 |  |  |  |  | 0 | 0 | 651.283 | 872.026 | -31.859 | 840.167 | 1491.45 | 1491.45 | check | [45 empty] | TRUE | 1-2014 |  | 0 |  |  | 0 | 0
| 2014-01-27 05:00 | 2014 | 1 | 27 | 5 |  |  | 0 | [7 empty] | 0 |  |  |  |  | 0 | 0 | 697.053 | 872.945 | -31.048 | 841.897 | 1538.95 | 1538.95 | check | [45 empty] | TRUE | 1-2014 |  | 0 |  |  | 0 | 0
| 2014-01-27 06:00 | 2014 | 1 | 27 | 6 |  |  | 0 | [7 empty] | 0 |  |  |  |  | 0 | 0 | 665.599 | 915.116 | -31.015 | 884.101 | 1549.7 | 1549.7 | check | [45 empty] | TRUE | 1-2014 |  | 0 |  |  | 0 | 0
| 2014-01-27 07:00 | 2014 | 1 | 27 | 7 |  |  | 0 | [7 empty] | 0 |  |  |  |  | 0 | 0 | 824.891 | 985.921 | -35.262 | 950.659 | 1775.55 | 1775.55 | check | [45 empty] | TRUE | 1-2014 |  | 0 |  |  | 0 | 0
| 2014-01-27 08:00 | 2014 | 1 | 27 | 8 |  |  | 0 | [7 empty] | 0 |  |  |  |  | 0 | 0 | 871.301 | 1066.512 | -38.363 | 1028.149 | 1899.45 | 1899.45 | check | [45 empty] | TRUE | 1-2014 |  | 0 |  |  | 0 | 0
| 2014-01-27 09:00 | 2014 | 1 | 27 | 9 |  |  | 0 | [7 empty] | 0 |  |  |  |  | 0 | 0 | 775.681 | 1112.121 | -38.152 | 1073.969 | 1849.65 | 1849.65 | check | [45 empty] | TRUE | 1-2014 |  | 0 |  |  | 0 | 0
| 2014-01-27 10:00 | 2014 | 1 | 27 | 10 |  |  | 0 | [7 empty] | 0 |  |  |  |  | 0 | 0 | 680.417 | 1148.86 | -37.927 | 1110.933 | 1791.35 | 1791.35 | check | [45 empty] | TRUE | 1-2014 |  | 0 |  |  | 0 | 0
| 2014-01-27 11:00 | 2014 | 1 | 27 | 11 |  |  | 0 | [7 empty] | 0 |  |  |  |  | 0 | 0 | 659.49 | 1163.737 | -37.426 | 1126.311 | 1785.8 | 1785.801 | check | [45 empty] | TRUE | 1-2014 |  | 0 |  |  | 0 | 0
| 2014-01-27 12:00 | 2014 | 1 | 27 | 12 |  |  | 0 | [7 empty] | 0 |  |  |  |  | 0 | 0 | 646.649 | 1164.724 | -37.223 | 1127.501 | 1774.15 | 1774.15 | check | [45 empty] | TRUE | 1-2014 |  | 0 |  |  | 0 | 0
| 2014-01-27 13:00 | 2014 | 1 | 27 | 13 |  |  | 0 | [7 empty] | 0 |  |  |  |  | 0 | 0 | 614.034 | 1144.822 | -37.755 | 1107.067 | 1721.1 | 1721.101 | check | [45 empty] | TRUE | 1-2014 |  | 0 |  |  | 0 | 0
| 2014-01-27 14:00 | 2014 | 1 | 27 | 14 |  |  | 0 | [7 empty] | 0 |  |  |  |  | 0 | 0 | 536.27 | 1138.207 | -35.677 | 1102.53 | 1638.8 | 1638.8 | check | [45 empty] | TRUE | 1-2014 |  | 0 |  |  | 0 | 0
| 2014-01-27 15:00 | 2014 | 1 | 27 | 15 |  |  | 6.017 | [7 empty] | 254.4589 |  |  |  |  | 6.017 | 254.4589 | 545.2 | 1127.509 | -34.992 | 1092.517 | 1637.717 | 1637.717 | check | [45 empty] | TRUE | 1-2014 |  | 0 |  |  | 254.4589 | 0
| 2014-01-27 16:00 | 2014 | 1 | 27 | 16 |  |  | 0 | [7 empty] | 0 |  |  |  |  | 0 | 0 | 582.128 | 1139.013 | -34.941 | 1104.072 | 1686.2 | 1686.2 | check | [45 empty] | TRUE | 1-2014 |  | 0 |  |  | 0 | 0
| 2014-01-27 17:00 | 2014 | 1 | 27 | 17 |  |  | 0 | [7 empty] | 0 |  |  |  |  | 0 | 0 | 585.445 | 1146.964 | -36.609 | 1110.355 | 1695.8 | 1695.8 | check | [45 empty] | TRUE | 1-2014 |  | 0 |  |  | 0 | 0
| 2014-01-27 18:00 | 2014 | 1 | 27 | 18 |  |  | 0 | [7 empty] | 0 |  |  |  |  | 0 | 0 | 632.015 | 1188.912 | -42.527 | 1146.385 | 1778.4 | 1778.4 | check | [45 empty] | TRUE | 1-2014 |  | 0 |  |  | 0 | 0
| 2014-01-27 19:00 | 2014 | 1 | 27 | 19 |  |  | 0 | [7 empty] | 0 |  |  |  |  | 0 | 0 | 678.395 | 1268.849 | -41.944 | 1226.905 | 1905.3 | 1905.3 | check | [45 empty] | TRUE | 1-2014 |  | 0 |  |  | 0 | 0
| 2014-01-27 20:00 | 2014 | 1 | 27 | 20 |  |  | 0 | [7 empty] | 0 |  |  |  |  | 0 | 0 | 758.383 | 1286.279 | -41.012 | 1245.267 | 2003.65 | 2003.65 | check | [45 empty] | TRUE | 1-2014 |  | 0 |  |  | 0 | 0
| 2014-01-27 21:00 | 2014 | 1 | 27 | 21 |  |  | 0 | [7 empty] | 0 |  |  |  |  | 0 | 0 | 804.171 | 1304.359 | -42.23 | 1262.129 | 2066.3 | 2066.3 | check | [45 empty] | TRUE | 1-2014 |  | 0 |  |  | 0 | 0
| 2014-01-27 22:00 | 2014 | 1 | 27 | 22 |  |  | 0 | [7 empty] | 0 |  |  |  |  | 0 | 0 | 783.092 | 1308.011 | -42.103 | 1265.908 | 2049 | 2049 | check | [45 empty] | TRUE | 1-2014 |  | 0 |  |  | 0 | 0
| 2014-01-27 23:00 | 2014 | 1 | 27 | 23 |  |  | 0 | [7 empty] | 0 |  |  |  |  | 0 | 0 | 768.503 | 1291.572 | -40.375 | 1251.197 | 2019.7 | 2019.7 | check | [45 empty] | TRUE | 1-2014 |  | 0 |  |  | 0 | 0
| 2014-01-28 | 2014 | 1 | 28 | 0 |  |  | 0 | [7 empty] | 0 |  |  |  |  | 0 | 0 | 758.785 | 1285.07 | -42.604 | 1242.466 | 2001.25 | 2001.251 | check | [45 empty] | TRUE | 1-2014 |  | 0 |  |  | 0 | 0
| 2014-01-28 01:00 | 2014 | 1 | 28 | 1 |  |  | 0 | [7 empty] | 0 |  |  |  |  | 0 | 0 | 645.135 | 1280.462 | -44.347 | 1236.115 | 1881.25 | 1881.25 | check | [45 empty] | TRUE | 1-2014 |  | 0 |  |  | 0 | 0
| 2014-01-28 02:00 | 2014 | 1 | 28 | 2 |  |  | 0 | [7 empty] | 0 |  |  |  |  | 0 | 0 | 481.552 | 1285.679 | -44.181 | 1241.498 | 1723.05 | 1723.05 | check | [45 empty] | TRUE | 1-2014 |  | 0 |  |  | 0 | 0
| 2014-01-28 03:00 | 2014 | 1 | 28 | 3 |  |  | 0 | [7 empty] | 0 |  |  |  |  | 0 | 0 | 477.182 | 1294.649 | -44.581 | 1250.068 | 1727.25 | 1727.25 | check | [45 empty] | TRUE | 1-2014 |  | 0 |  |  | 0 | 0
| 2014-01-28 04:00 | 2014 | 1 | 28 | 4 |  |  | 0 | [7 empty] | 0 |  |  |  |  | 0 | 0 | 425.657 | 1299.449 | -43.806 | 1255.643 | 1681.3 | 1681.3 | check | [45 empty] | TRUE | 1-2014 |  | 0 |  |  | 0 | 0
| 2014-01-28 05:00 | 2014 | 1 | 28 | 5 |  |  | 0 | [7 empty] | 0 |  |  |  |  | 0 | 0 | 434.205 | 1322.346 | -44.051 | 1278.295 | 1712.5 | 1712.5 | check | [45 empty] | TRUE | 1-2014 |  | 0 |  |  | 0 | 0
| 2014-01-28 06:00 | 2014 | 1 | 28 | 6 |  |  | 0 | [7 empty] | 0 |  |  |  |  | 0 | 0 | 519.424 | 1363.893 | -47.317 | 1316.576 | 1836 | 1836 | check | [45 empty] | TRUE | 1-2014 |  | 0 |  |  | 0 | 0
| 2014-01-28 07:00 | 2014 | 1 | 28 | 7 |  |  | 0 | [7 empty] | 0 |  |  |  |  | 0 | 0 | 606.025 | 1412.578 | -53.403 | 1359.175 | 1965.2 | 1965.2 | check | [45 empty] | TRUE | 1-2014 |  | 0 |  |  | 0 | 0
| 2014-01-28 08:00 | 2014 | 1 | 28 | 8 |  |  | 34.7 | [7 empty] | 32398.696 |  |  |  |  | 34.7 | 32398.696 | 630.406 | 1459.336 | -49.992 | 1409.344 | 2039.75 | 2039.75 | check | [45 empty] | TRUE | 1-2014 |  | 0 |  |  | 32398.696 | 0
| 2014-01-28 09:00 | 2014 | 1 | 28 | 9 |  |  | 45.8 | [7 empty] | 41745.326 |  |  |  |  | 45.8 | 41745.326 | 672.911 | 1475.926 | -50.037 | 1425.889 | 2098.8 | 2098.8 | check | [45 empty] | TRUE | 1-2014 |  | 0 |  |  | 41745.326 | 0
| 2014-01-28 10:00 | 2014 | 1 | 28 | 10 |  |  | 11.6 | [7 empty] | 9357.256 |  |  |  |  | 11.6 | 9357.256 | 683.714 | 1478.198 | -52.412 | 1425.786 | 2109.5 | 2109.5 | check | [45 empty] | TRUE | 1-2014 |  | 0 |  |  | 9357.256 | 0
| 2014-01-28 11:00 | 2014 | 1 | 28 | 11 |  |  | 0 | [7 empty] | 0 |  |  |  |  | 0 | 0 | 670.899 | 1458.464 | -49.763 | 1408.701 | 2079.6 | 2079.6 | check | [45 empty] | TRUE | 1-2014 |  | 0 |  |  | 0 | 0
| 2014-01-28 12:00 | 2014 | 1 | 28 | 12 |  |  | 0 | [7 empty] | 0 |  |  |  |  | 0 | 0 | 684.439 | 1434.192 | -49.781 | 1384.411 | 2068.85 | 2068.85 | check | [45 empty] | TRUE | 1-2014 |  | 0 |  |  | 0 | 0
| 2014-01-28 13:00 | 2014 | 1 | 28 | 13 |  |  | 0 | [7 empty] | 0 |  |  |  |  | 0 | 0 | 718.424 | 1410.484 | -49.758 | 1360.726 | 2079.15 | 2079.15 | check | [45 empty] | TRUE | 1-2014 |  | 0 |  |  | 0 | 0
| 2014-01-28 14:00 | 2014 | 1 | 28 | 14 |  |  | 0 | [7 empty] | 0 |  |  |  |  | 0 | 0 | 718.67 | 1382.933 | -50.954 | 1331.979 | 2050.65 | 2050.649 | check | [45 empty] | TRUE | 1-2014 |  | 0 |  |  | 0 | 0
| 2014-01-28 15:00 | 2014 | 1 | 28 | 15 |  |  | 0 | [7 empty] | 0 |  |  |  |  | 0 | 0 | 741.703 | 1367.295 | -51.697 | 1315.598 | 2057.3 | 2057.301 | check | [45 empty] | TRUE | 1-2014 |  | 0 |  |  | 0 | 0
| 2014-01-28 16:00 | 2014 | 1 | 28 | 16 |  |  | 0 | [7 empty] | 0 |  |  |  |  | 0 | 0 | 769.934 | 1369.156 | -51.64 | 1317.516 | 2087.45 | 2087.45 | check | [45 empty] | TRUE | 1-2014 |  | 0 |  |  | 0 | 0
| 2014-01-28 17:00 | 2014 | 1 | 28 | 17 |  |  | 0 | [7 empty] | 0 |  |  |  |  | 0 | 0 | 752.781 | 1382.786 | -53.117 | 1329.669 | 2082.45 | 2082.45 | check | [45 empty] | TRUE | 1-2014 |  | 0 |  |  | 0 | 0
| 2014-01-28 18:00 | 2014 | 1 | 28 | 18 |  |  | 0 | [7 empty] | 0 |  |  |  |  | 0 | 0 | 720.382 | 1422.549 | -55.631 | 1366.918 | 2087.3 | 2087.3 | check | [45 empty] | TRUE | 1-2014 |  | 0 |  |  | 0 | 0
| 2014-01-28 19:00 | 2014 | 1 | 28 | 19 |  |  | 0 | [7 empty] | 0 |  |  |  |  | 0 | 0 | 682.723 | 1452.128 | -52.701 | 1399.427 | 2082.15 | 2082.15 | check | [45 empty] | TRUE | 1-2014 |  | 0 |  |  | 0 | 0
| 2014-01-28 20:00 | 2014 | 1 | 28 | 20 |  |  | 0 | [7 empty] | 0 |  |  |  |  | 0 | 0 | 705.766 | 1447.052 | -51.218 | 1395.834 | 2101.6 | 2101.6 | check | [45 empty] | TRUE | 1-2014 |  | 0 |  |  | 0 | 0
| 2014-01-28 21:00 | 2014 | 1 | 28 | 21 |  |  | 0 | [7 empty] | 0 |  |  |  |  | 0 | 0 | 710.193 | 1440.135 | -49.878 | 1390.257 | 2100.45 | 2100.45 | check | [45 empty] | TRUE | 1-2014 |  | 0 |  |  | 0 | 0
| 2014-01-28 22:00 | 2014 | 1 | 28 | 22 |  |  | 0 | [7 empty] | 0 |  |  |  |  | 0 | 0 | 734.788 | 1429.123 | -47.761 | 1381.362 | 2116.15 | 2116.15 | check | [45 empty] | TRUE | 1-2014 |  | 0 |  |  | 0 | 0
| 2014-01-28 23:00 | 2014 | 1 | 28 | 23 |  |  | 0 | [7 empty] | 0 |  |  |  |  | 0 | 0 | 704.393 | 1431.694 | -49.787 | 1381.907 | 2086.3 | 2086.3 | check | [45 empty] | TRUE | 1-2014 |  | 0 |  |  | 0 | 0
| 2014-01-29 | 2014 | 1 | 29 | 0 |  |  | 39.498 | [7 empty] | 2394.7637 |  |  |  |  | 39.498 | 2394.7637 | 731.8 | 1435.444 | -52.146 | 1383.298 | 2115.098 | 2115.098 | check | [45 empty] | TRUE | 1-2014 |  | 0 |  |  | 2394.7637 | 0
| 2014-01-29 01:00 | 2014 | 1 | 29 | 1 |  |  | 41.818 | [7 empty] | 5929.3742 |  |  |  |  | 41.818 | 5929.3742 | 705.7 | 1442.407 | -56.839 | 1385.568 | 2091.268 | 2091.268 | check | [45 empty] | TRUE | 1-2014 |  | 0 |  |  | 5929.3742 | 0
| 2014-01-29 02:00 | 2014 | 1 | 29 | 2 |  |  | 114.406 | [7 empty] | 24246.0636 |  |  |  |  | 114.406 | 24246.0636 | 714.84 | 1529.243 | -61.777 | 1467.466 | 2182.306 | 2182.306 | check | [45 empty] | TRUE | 1-2014 |  | 0 |  |  | 24246.0636 | 0
| 2014-01-29 03:00 | 2014 | 1 | 29 | 3 |  |  | 64.736 | [7 empty] | 12152.2419 |  |  |  |  | 64.736 | 12152.2419 | 683.945 | 1466.964 | -58.473 | 1408.491 | 2092.436 | 2092.436 | check | [45 empty] | TRUE | 1-2014 |  | 0 |  |  | 12152.2419 | 0
| 2014-01-29 04:00 | 2014 | 1 | 29 | 4 |  |  | 69.987 | [7 empty] | 9057.0177 |  |  |  |  | 69.987 | 9057.0177 | 672.31 | 1491.734 | -59.307 | 1432.427 | 2104.737 | 2104.737 | check | [45 empty] | TRUE | 1-2014 |  | 0 |  |  | 9057.0177 | 0
| 2014-01-29 05:00 | 2014 | 1 | 29 | 5 |  |  | 78.217 | [7 empty] | 10851.0444 |  |  |  |  | 78.217 | 10851.0444 | 650.445 | 1523.712 | -59.791 | 1463.921 | 2114.367 | 2114.366 | check | [45 empty] | TRUE | 1-2014 |  | 0 |  |  | 10851.0444 | 0
| 2014-01-29 06:00 | 2014 | 1 | 29 | 6 |  |  | 76.086 | [7 empty] | 4199.1863 |  |  |  |  | 76.086 | 4199.1863 | 618.7 | 1543.184 | -57.248 | 1485.936 | 2104.636 | 2104.636 | check | [45 empty] | TRUE | 1-2014 |  | 0 |  |  | 4199.1863 | 0
| 2014-01-29 07:00 | 2014 | 1 | 29 | 7 |  |  | 101.174 | [7 empty] | 11869.7337 |  |  |  |  | 101.174 | 11869.7337 | 568.9 | 1601.761 | -57.937 | 1543.824 | 2112.724 | 2112.724 | check | [45 empty] | TRUE | 1-2014 |  | 0 |  |  | 11869.7337 | 0
| 2014-01-29 08:00 | 2014 | 1 | 29 | 8 |  |  | 20.899 | [7 empty] | 2703.2856 |  |  |  |  | 20.899 | 2703.2856 | 513 | 1621.518 | -55.119 | 1566.399 | 2079.399 | 2079.399 | check | [45 empty] | TRUE | 1-2014 |  | 0 |  |  | 2703.2856 | 0
| 2014-01-29 09:00 | 2014 | 1 | 29 | 9 |  |  | 19.202 | [7 empty] | 3099.2028 |  |  |  |  | 19.202 | 3099.2028 | 513.3 | 1629.329 | -57.227 | 1572.102 | 2085.402 | 2085.402 | check | [45 empty] | TRUE | 1-2014 |  | 0 |  |  | 3099.2028 | 0
| 2014-01-29 10:00 | 2014 | 1 | 29 | 10 |  |  | 0 | [7 empty] | 0 |  |  |  |  | 0 | 0 | 550.645 | 1585.428 | -57.773 | 1527.655 | 2078.3 | 2078.3 | check | [45 empty] | TRUE | 1-2014 |  | 0 |  |  | 0 | 0
| 2014-01-29 11:00 | 2014 | 1 | 29 | 11 |  |  | 0 | [7 empty] | 0 |  |  |  |  | 0 | 0 | 638.312 | 1501.956 | -55.918 | 1446.038 | 2084.35 | 2084.35 | check | [45 empty] | TRUE | 1-2014 |  | 0 |  |  | 0 | 0
| 2014-01-29 12:00 | 2014 | 1 | 29 | 12 |  |  | 0 | [7 empty] | 0 |  |  |  |  | 0 | 0 | 722.446 | 1405.408 | -53.804 | 1351.604 | 2074.05 | 2074.05 | check | [45 empty] | TRUE | 1-2014 |  | 0 |  |  | 0 | 0
| 2014-01-29 13:00 | 2014 | 1 | 29 | 13 |  |  | 14.988 | [7 empty] | 1701.138 |  |  |  |  | 14.988 | 1701.138 | 768 | 1339.258 | -55.42 | 1283.838 | 2051.838 | 2051.838 | check | [45 empty] | TRUE | 1-2014 |  | 0 |  |  | 1701.138 | 0
| 2014-01-29 14:00 | 2014 | 1 | 29 | 14 |  |  | 70.053 | [7 empty] | 6697.0668 |  |  |  |  | 70.053 | 6697.0668 | 814.5 | 1281.479 | -52.876 | 1228.603 | 2043.103 | 2043.103 | check | [45 empty] | TRUE | 1-2014 |  | 0 |  |  | 6697.0668 | 0
| 2014-01-29 15:00 | 2014 | 1 | 29 | 15 |  |  | 25.822 | [7 empty] | 2941.6422 |  |  |  |  | 25.822 | 2941.6422 | 833.795 | 1241.929 | -51.502 | 1190.427 | 2024.222 | 2024.222 | check | [45 empty] | TRUE | 1-2014 |  | 0 |  |  | 2941.6422 | 0
| 2014-01-29 16:00 | 2014 | 1 | 29 | 16 |  |  | 0 | [7 empty] | 0 |  |  |  |  | 0 | 0 | 818.78 | 1211.358 | -48.738 | 1162.62 | 1981.4 | 1981.4 | check | [45 empty] | TRUE | 1-2014 |  | 0 |  |  | 0 | 0
| 2014-01-29 17:00 | 2014 | 1 | 29 | 17 |  |  | 29.587 | [7 empty] | 2010.1408 |  |  |  |  | 29.587 | 2010.1408 | 801.69 | 1221.036 | -49.439 | 1171.597 | 1973.287 | 1973.287 | check | [45 empty] | TRUE | 1-2014 |  | 0 |  |  | 2010.1408 | 0
| 2014-01-29 18:00 | 2014 | 1 | 29 | 18 |  |  | 0 | [7 empty] | 0 |  |  |  |  | 0 | 0 | 807.149 | 1280.226 | -56.075 | 1224.151 | 2031.3 | 2031.3 | check | [45 empty] | TRUE | 1-2014 |  | 0 |  |  | 0 | 0
| 2014-01-29 19:00 | 2014 | 1 | 29 | 19 |  |  | 0 | [7 empty] | 0 |  |  |  |  | 0 | 0 | 777.867 | 1368.773 | -56.79 | 1311.983 | 2089.85 | 2089.85 | check | [45 empty] | TRUE | 1-2014 |  | 0 |  |  | 0 | 0
| 2014-01-29 20:00 | 2014 | 1 | 29 | 20 |  |  | 0 | [7 empty] | 0 |  |  |  |  | 0 | 0 | 754.874 | 1408.04 | -59.664 | 1348.376 | 2103.25 | 2103.25 | check | [45 empty] | TRUE | 1-2014 |  | 0 |  |  | 0 | 0
| 2014-01-29 21:00 | 2014 | 1 | 29 | 21 |  |  | 0 | [7 empty] | 0 |  |  |  |  | 0 | 0 | 736.136 | 1430.88 | -59.466 | 1371.414 | 2107.55 | 2107.55 | check | [45 empty] | TRUE | 1-2014 |  | 0 |  |  | 0 | 0
| 2014-01-29 22:00 | 2014 | 1 | 29 | 22 |  |  | 0.406 | [7 empty] | 73.8701 |  |  |  |  | 0.406 | 73.8701 | 729.8 | 1439.374 | -55.619 | 1383.755 | 2113.556 | 2113.555 | check | [45 empty] | TRUE | 1-2014 |  | 0 |  |  | 73.8701 | 0
| 2014-01-29 23:00 | 2014 | 1 | 29 | 23 |  |  | 15.77 | [7 empty] | 1872.3721 |  |  |  |  | 15.77 | 1872.3721 | 726.635 | 1437.182 | -55.847 | 1381.335 | 2107.97 | 2107.97 | check | [45 empty] | TRUE | 1-2014 |  | 0 |  |  | 1872.3721 | 0
| 2014-01-30 | 2014 | 1 | 30 | 0 |  |  | 0 | [7 empty] | 0 |  |  |  |  | 0 | 0 | 710.64 | 1429.78 | -60.67 | 1369.11 | 2079.75 | 2079.75 | check | [45 empty] | TRUE | 1-2014 |  | 0 |  |  | 0 | 0
| 2014-01-30 01:00 | 2014 | 1 | 30 | 1 |  |  | 0 | [7 empty] | 0 |  |  |  |  | 0 | 0 | 735.908 | 1418.931 | -63.039 | 1355.892 | 2091.8 | 2091.8 | check | [45 empty] | TRUE | 1-2014 |  | 0 |  |  | 0 | 0
| 2014-01-30 02:00 | 2014 | 1 | 30 | 2 |  |  | 0 | [7 empty] | 0 |  |  |  |  | 0 | 0 | 719.719 | 1421.574 | -63.793 | 1357.781 | 2077.5 | 2077.5 | check | [45 empty] | TRUE | 1-2014 |  | 0 |  |  | 0 | 0
| 2014-01-30 03:00 | 2014 | 1 | 30 | 3 |  |  | 0 | [7 empty] | 0 |  |  |  |  | 0 | 0 | 708.397 | 1444.035 | -66.882 | 1377.153 | 2085.55 | 2085.55 | check | [45 empty] | TRUE | 1-2014 |  | 0 |  |  | 0 | 0
| 2014-01-30 04:00 | 2014 | 1 | 30 | 4 |  |  | 0 | [7 empty] | 0 |  |  |  |  | 0 | 0 | 676.631 | 1460.894 | -66.875 | 1394.019 | 2070.65 | 2070.65 | check | [45 empty] | TRUE | 1-2014 |  | 0 |  |  | 0 | 0
| 2014-01-30 05:00 | 2014 | 1 | 30 | 5 |  |  | 0 | [7 empty] | 0 |  |  |  |  | 0 | 0 | 646.678 | 1485.062 | -68.989 | 1416.073 | 2062.75 | 2062.751 | check | [45 empty] | TRUE | 1-2014 |  | 0 |  |  | 0 | 0
| 2014-01-30 06:00 | 2014 | 1 | 30 | 6 |  |  | 6.013 | [7 empty] | 2907.9529 |  |  |  |  | 6.013 | 2907.9529 | 602.08 | 1529.468 | -68.386 | 1461.082 | 2063.163 | 2063.162 | check | [45 empty] | TRUE | 1-2014 |  | 0 |  |  | 2907.9529 | 0
| 2014-01-30 07:00 | 2014 | 1 | 30 | 7 |  |  | 30.918 | [7 empty] | 23234.2586 |  |  |  |  | 30.918 | 23234.2586 | 582.67 | 1593.943 | -69.395 | 1524.548 | 2107.218 | 2107.218 | check | [45 empty] | TRUE | 1-2014 |  | 0 |  |  | 23234.2586 | 0
| 2014-01-30 08:00 | 2014 | 1 | 30 | 8 |  |  | 24.419 | [7 empty] | 7443.3996 |  |  |  |  | 24.419 | 7443.3996 | 549.2 | 1620.007 | -66.688 | 1553.319 | 2102.519 | 2102.519 | check | [45 empty] | TRUE | 1-2014 |  | 0 |  |  | 7443.3996 | 0
| 2014-01-30 09:00 | 2014 | 1 | 30 | 9 |  |  | 45.054 | [7 empty] | 7546.0945 |  |  |  |  | 45.054 | 7546.0945 | 560.7 | 1627.69 | -66.386 | 1561.304 | 2122.004 | 2122.004 | check | [45 empty] | TRUE | 1-2014 |  | 0 |  |  | 7546.0945 | 0
| 2014-01-30 10:00 | 2014 | 1 | 30 | 10 |  |  | 103.943 | [7 empty] | 8708.3445 |  |  |  |  | 103.943 | 8708.3445 | 624.6 | 1556.12 | -61.127 | 1494.993 | 2119.593 | 2119.593 | check | [45 empty] | TRUE | 1-2014 |  | 0 |  |  | 8708.3445 | 0
| 2014-01-30 11:00 | 2014 | 1 | 30 | 11 |  |  | 64.558 | [7 empty] | 6103.9589 |  |  |  |  | 64.558 | 6103.9589 | 738.1 | 1427.955 | -56.947 | 1371.008 | 2109.108 | 2109.108 | check | [45 empty] | TRUE | 1-2014 |  | 0 |  |  | 6103.9589 | 0
| 2014-01-30 12:00 | 2014 | 1 | 30 | 12 |  |  | 21.994 | [7 empty] | 1520.8851 |  |  |  |  | 21.994 | 1520.8851 | 847.1 | 1305.267 | -54.973 | 1250.294 | 2097.394 | 2097.394 | check | [45 empty] | TRUE | 1-2014 |  | 0 |  |  | 1520.8851 | 0
| 2014-01-30 13:00 | 2014 | 1 | 30 | 13 |  |  | 0 | [7 empty] | 0 |  |  |  |  | 0 | 0 | 933.489 | 1199.963 | -52.802 | 1147.161 | 2080.65 | 2080.65 | check | [45 empty] | TRUE | 1-2014 |  | 0 |  |  | 0 | 0
| 2014-01-30 14:00 | 2014 | 1 | 30 | 14 |  |  | 0 | [7 empty] | 0 |  |  |  |  | 0 | 0 | 1017.462 | 1129.278 | -49.691 | 1079.587 | 2097.05 | 2097.049 | check | [45 empty] | TRUE | 1-2014 |  | 0 |  |  | 0 | 0
| 2014-01-30 15:00 | 2014 | 1 | 30 | 15 |  |  | 41.478 | [7 empty] | 1635.0628 |  |  |  |  | 41.478 | 1635.0628 | 983.67 | 1086.183 | -42.175 | 1044.008 | 2027.678 | 2027.678 | check | [45 empty] | TRUE | 1-2014 |  | 0 |  |  | 1635.0628 | 0
| 2014-01-30 16:00 | 2014 | 1 | 30 | 16 |  |  | 75.551 | [7 empty] | 2717.5695 |  |  |  |  | 75.551 | 2717.5695 | 982.975 | 1052.013 | -40.488 | 1011.525 | 1994.501 | 1994.5 | check | [45 empty] | TRUE | 1-2014 |  | 0 |  |  | 2717.5695 | 0
| 2014-01-30 17:00 | 2014 | 1 | 30 | 17 |  |  | 144.598 | [7 empty] | 6502.5721 |  |  |  |  | 144.598 | 6502.5721 | 1020.64 | 1023.071 | -45.063 | 978.008 | 1998.648 | 1998.648 | check | [45 empty] | TRUE | 1-2014 |  | 0 |  |  | 6502.5721 | 0
| 2014-01-30 18:00 | 2014 | 1 | 30 | 18 |  |  | 135.306 | [7 empty] | 13307.3451 |  |  |  |  | 135.306 | 13307.3451 | 998.1 | 1095.238 | -45.981 | 1049.257 | 2047.356 | 2047.357 | check | [45 empty] | TRUE | 1-2014 |  | 0 |  |  | 13307.3451 | 0
| 2014-01-30 19:00 | 2014 | 1 | 30 | 19 |  |  | 56.772 | [7 empty] | 7797.6342 |  |  |  |  | 56.772 | 7797.6342 | 945.4 | 1155.285 | -44.313 | 1110.972 | 2056.372 | 2056.372 | check | [45 empty] | TRUE | 1-2014 |  | 0 |  |  | 7797.6342 | 0
| 2014-01-30 20:00 | 2014 | 1 | 30 | 20 |  |  | 0 | [7 empty] | 0 |  |  |  |  | 0 | 0 | 949.311 | 1165.461 | -45.722 | 1119.739 | 2069.05 | 2069.05 | check | [45 empty] | TRUE | 1-2014 |  | 0 |  |  | 0 | 0
| 2014-01-30 21:00 | 2014 | 1 | 30 | 21 |  |  | 0 | [7 empty] | 0 |  |  |  |  | 0 | 0 | 975.379 | 1176.833 | -49.712 | 1127.121 | 2102.5 | 2102.5 | check | [45 empty] | TRUE | 1-2014 |  | 0 |  |  | 0 | 0
| 2014-01-30 22:00 | 2014 | 1 | 30 | 22 |  |  | 8.613 | [7 empty] | 878.104 |  |  |  |  | 8.613 | 878.104 | 917.8 | 1163.026 | -47.313 | 1115.713 | 2033.513 | 2033.513 | check | [45 empty] | TRUE | 1-2014 |  | 0 |  |  | 878.104 | 0
| 2014-01-30 23:00 | 2014 | 1 | 30 | 23 |  |  | 170.442 | [7 empty] | 9624.8597 |  |  |  |  | 170.442 | 9624.8597 | 924.585 | 1134.585 | -43.928 | 1090.657 | 2015.242 | 2015.242 | check | [45 empty] | TRUE | 1-2014 |  | 0 |  |  | 9624.8597 | 0
| 2014-01-31 | 2014 | 1 | 31 | 0 |  |  | 257.733 | [7 empty] | 18520.6934 |  |  |  |  | 257.733 | 18520.6934 | 873.06 | 1102.9 | -40.127 | 1062.773 | 1935.833 | 1935.833 | check | [45 empty] | TRUE | 1-2014 |  | 0 |  |  | 18520.6934 | 0
| 2014-01-31 01:00 | 2014 | 1 | 31 | 1 |  |  | 484.67 | [7 empty] | 19973.2507 |  |  |  |  | 484.67 | 19973.2507 | 1035.4 | 1074.549 | -40.379 | 1034.17 | 2069.57 | 2069.57 | check | [45 empty] | TRUE | 1-2014 |  | 0 |  |  | 19973.2507 | 0
| 2014-01-31 02:00 | 2014 | 1 | 31 | 2 |  |  | 453 | [7 empty] | 18763.26 |  |  |  |  | 453 | 18763.26 | 976.2 | 1061.035 | -38.985 | 1022.05 | 1998.25 | 1998.25 | check | [45 empty] | TRUE | 1-2014 |  | 0 |  |  | 18763.26 | 0
| 2014-01-31 03:00 | 2014 | 1 | 31 | 3 |  |  | 366.466 | [7 empty] | 14354.4732 |  |  |  |  | 366.466 | 14354.4732 | 910.6 | 1063.768 | -40.802 | 1022.966 | 1933.566 | 1933.566 | check | [45 empty] | TRUE | 1-2014 |  | 0 |  |  | 14354.4732 | 0
| 2014-01-31 04:00 | 2014 | 1 | 31 | 4 |  |  | 428.034 | [7 empty] | 17284.0129 |  |  |  |  | 428.034 | 17284.0129 | 924.8 | 1074.603 | -39.718 | 1034.885 | 1959.684 | 1959.685 | check | [45 empty] | TRUE | 1-2014 |  | 0 |  |  | 17284.0129 | 0
| 2014-01-31 05:00 | 2014 | 1 | 31 | 5 |  |  | 439.338 | [7 empty] | 19787.7835 |  |  |  |  | 439.338 | 19787.7835 | 990.3 | 1089.586 | -39.848 | 1049.738 | 2040.038 | 2040.038 | check | [45 empty] | TRUE | 1-2014 |  | 0 |  |  | 19787.7835 | 0
| 2014-01-31 06:00 | 2014 | 1 | 31 | 6 |  |  | 333.753 | [7 empty] | 24137.017 |  |  |  |  | 333.753 | 24137.017 | 976.9 | 1114.137 | -38.584 | 1075.553 | 2052.453 | 2052.453 | check | [45 empty] | TRUE | 1-2014 |  | 0 |  |  | 24137.017 | 0
| 2014-01-31 07:00 | 2014 | 1 | 31 | 7 |  |  | 194.903 | [7 empty] | 22076.6628 |  |  |  |  | 194.903 | 22076.6628 | 911.9 | 1168.202 | -41.199 | 1127.003 | 2038.903 | 2038.903 | check | [45 empty] | TRUE | 1-2014 |  | 0 |  |  | 22076.6628 | 0
| 2014-01-31 08:00 | 2014 | 1 | 31 | 8 |  |  | 145.476 | [7 empty] | 10693.9408 |  |  |  |  | 145.476 | 10693.9408 | 871.1 | 1209.764 | -38.688 | 1171.076 | 2042.176 | 2042.176 | check | [45 empty] | TRUE | 1-2014 |  | 0 |  |  | 10693.9408 | 0
| 2014-01-31 09:00 | 2014 | 1 | 31 | 9 |  |  | 149.98 | [7 empty] | 14216.6042 |  |  |  |  | 149.98 | 14216.6042 | 874.9 | 1209.063 | -37.283 | 1171.78 | 2046.68 | 2046.68 | check | [45 empty] | TRUE | 1-2014 |  | 0 |  |  | 14216.6042 | 0
| 2014-01-31 10:00 | 2014 | 1 | 31 | 10 |  |  | 143.147 | [7 empty] | 9722.5442 |  |  |  |  | 143.147 | 9722.5442 | 906.1 | 1171.079 | -37.032 | 1134.047 | 2040.147 | 2040.147 | check | [45 empty] | TRUE | 1-2014 |  | 0 |  |  | 9722.5442 | 0
| 2014-01-31 11:00 | 2014 | 1 | 31 | 11 |  |  | 133.675 | [7 empty] | 14378.083 |  |  |  |  | 133.675 | 14378.083 | 969.6 | 1094.261 | -34.936 | 1059.325 | 2028.925 | 2028.925 | check | [45 empty] | TRUE | 1-2014 |  | 0 |  |  | 14378.083 | 0
| 2014-01-31 12:00 | 2014 | 1 | 31 | 12 |  |  | 120.14 | [7 empty] | 5162.4158 |  |  |  |  | 120.14 | 5162.4158 | 1039.1 | 1010.701 | -34.711 | 975.99 | 2015.09 | 2015.09 | check | [45 empty] | TRUE | 1-2014 |  | 0 |  |  | 5162.4158 | 0
| 2014-01-31 13:00 | 2014 | 1 | 31 | 13 |  |  | 144.972 | [7 empty] | 5752.489 |  |  |  |  | 144.972 | 5752.489 | 1090.3 | 971.303 | -33.531 | 937.772 | 2028.072 | 2028.072 | check | [45 empty] | TRUE | 1-2014 |  | 0 |  |  | 5752.489 | 0
| 2014-01-31 14:00 | 2014 | 1 | 31 | 14 |  |  | 165.312 | [7 empty] | 6432.2899 |  |  |  |  | 165.312 | 6432.2899 | 1126.6 | 954.28 | -34.469 | 919.811 | 2046.412 | 2046.411 | check | [45 empty] | TRUE | 1-2014 |  | 0 |  |  | 6432.2899 | 0
| 2014-01-31 15:00 | 2014 | 1 | 31 | 15 |  |  | 211.509 | [7 empty] | 7866.0197 |  |  |  |  | 211.509 | 7866.0197 | 1157 | 939.104 | -32.146 | 906.958 | 2063.959 | 2063.958 | check | [45 empty] | TRUE | 1-2014 |  | 0 |  |  | 7866.0197 | 0
| 2014-01-31 16:00 | 2014 | 1 | 31 | 16 |  |  | 208.643 | [7 empty] | 8057.7927 |  |  |  |  | 208.643 | 8057.7927 | 1177.7 | 927.377 | -31.885 | 895.492 | 2073.193 | 2073.192 | check | [45 empty] | TRUE | 1-2014 |  | 0 |  |  | 8057.7927 | 0
| 2014-01-31 17:00 | 2014 | 1 | 31 | 17 |  |  | 208.83 | [7 empty] | 8342.7585 |  |  |  |  | 208.83 | 8342.7585 | 1174.5 | 939.34 | -33.16 | 906.18 | 2080.68 | 2080.68 | check | [45 empty] | TRUE | 1-2014 |  | 0 |  |  | 8342.7585 | 0
| 2014-01-31 18:00 | 2014 | 1 | 31 | 18 |  |  | 187.156 | [7 empty] | 15406.6819 |  |  |  |  | 187.156 | 15406.6819 | 1151 | 968.993 | -34.137 | 934.856 | 2085.856 | 2085.856 | check | [45 empty] | TRUE | 1-2014 |  | 0 |  |  | 15406.6819 | 0
| 2014-01-31 19:00 | 2014 | 1 | 31 | 19 |  |  | 191.344 | [7 empty] | 11151.5283 |  |  |  |  | 191.344 | 11151.5283 | 1116.8 | 1004.728 | -32.634 | 972.094 | 2088.894 | 2088.894 | check | [45 empty] | TRUE | 1-2014 |  | 0 |  |  | 11151.5283 | 0
| 2014-01-31 20:00 | 2014 | 1 | 31 | 20 |  |  | 191.626 | [7 empty] | 11945.9648 |  |  |  |  | 191.626 | 11945.9648 | 1109.5 | 1016.779 | -32.953 | 983.826 | 2093.326 | 2093.326 | check | [45 empty] | TRUE | 1-2014 |  | 0 |  |  | 11945.9648 | 0
| 2014-01-31 21:00 | 2014 | 1 | 31 | 21 |  |  | 175.546 | [7 empty] | 10660.9086 |  |  |  |  | 175.546 | 10660.9086 | 1098.5 | 1017.803 | -34.907 | 982.896 | 2081.396 | 2081.396 | check | [45 empty] | TRUE | 1-2014 |  | 0 |  |  | 10660.9086 | 0
| 2014-01-31 22:00 | 2014 | 1 | 31 | 22 |  |  | 179.996 | [7 empty] | 8749.6056 |  |  |  |  | 179.996 | 8749.6056 | 1101.5 | 1027.35 | -39.004 | 988.346 | 2089.846 | 2089.846 | check | [45 empty] | TRUE | 1-2014 |  | 0 |  |  | 8749.6056 | 0
| 2014-01-31 23:00 | 2014 | 1 | 31 | 23 |  |  | 168.346 | [7 empty] | 8119.3276 |  |  |  |  | 168.346 | 8119.3276 | 1109.1 | 1010.427 | -38.782 | 971.645 | 2080.746 | 2080.745 | check | [45 empty] | TRUE | 1-2014 |  | 0 |  |  | 8119.3276 | 0
| 2014-02-01 | 2014 | 2 | 1 | 0 |  |  | 109.177 | [7 empty] | 5407.5368 |  |  |  |  | 109.177 | 5407.5368 | 1076.1 | 983.697 | -38.37 | 945.327 | 2021.427 | 2021.427 | check | [45 empty] | TRUE | 1-2014 |  | 0 |  |  | 5407.5368 | 0
| 2014-02-01 01:00 | 2014 | 2 | 1 | 1 |  |  | 0 | [7 empty] | 0 |  |  |  |  | 0 | 0 | 892.045 | 960.082 | -37.427 | 922.655 | 1814.7 | 1814.7 | check | [45 empty] | TRUE | 2-2014 |  | 0 |  |  | 0 | 0
| 2014-02-01 02:00 | 2014 | 2 | 1 | 2 |  |  | 0 | [7 empty] | 0 |  |  |  |  | 0 | 0 | 793.916 | 940.06 | -37.275 | 902.785 | 1696.7 | 1696.701 | check | [45 empty] | TRUE | 2-2014 |  | 0 |  |  | 0 | 0
| 2014-02-01 03:00 | 2014 | 2 | 1 | 3 |  |  | 0 | [7 empty] | 0 |  |  |  |  | 0 | 0 | 788.896 | 940.7 | -38.346 | 902.354 | 1691.25 | 1691.25 | check | [45 empty] | TRUE | 2-2014 |  | 0 |  |  | 0 | 0
| 2014-02-01 04:00 | 2014 | 2 | 1 | 4 |  |  | 54.574 | [7 empty] | 2671.943 |  |  |  |  | 54.574 | 2671.943 | 852.6 | 944.626 | -39.102 | 905.524 | 1758.124 | 1758.124 | check | [45 empty] | TRUE | 2-2014 |  | 0 |  |  | 2671.943 | 0
| 2014-02-01 05:00 | 2014 | 2 | 1 | 5 |  |  | 39.133 | [7 empty] | 1698.7635 |  |  |  |  | 39.133 | 1698.7635 | 874.2 | 952.872 | -40.54 | 912.332 | 1786.533 | 1786.532 | check | [45 empty] | TRUE | 2-2014 |  | 0 |  |  | 1698.7635 | 0
| 2014-02-01 06:00 | 2014 | 2 | 1 | 6 |  |  | 0 | [7 empty] | 0 |  |  |  |  | 0 | 0 | 876.344 | 966.783 | -39.577 | 927.206 | 1803.55 | 1803.55 | check | [45 empty] | TRUE | 2-2014 |  | 0 |  |  | 0 | 0
| 2014-02-01 07:00 | 2014 | 2 | 1 | 7 |  |  | 0 | [7 empty] | 0 |  |  |  |  | 0 | 0 | 886.826 | 992.811 | -40.387 | 952.424 | 1839.25 | 1839.25 | check | [45 empty] | TRUE | 2-2014 |  | 0 |  |  | 0 | 0
| 2014-02-01 08:00 | 2014 | 2 | 1 | 8 |  |  | 0 | [7 empty] | 0 |  |  |  |  | 0 | 0 | 872.947 | 1013.342 | -40.588 | 972.754 | 1845.7 | 1845.701 | check | [45 empty] | TRUE | 2-2014 |  | 0 |  |  | 0 | 0
| 2014-02-01 09:00 | 2014 | 2 | 1 | 9 |  |  | 8.151 | [7 empty] | 588.9098 |  |  |  |  | 8.151 | 588.9098 | 799.9 | 1019.301 | -38.05 | 981.251 | 1781.151 | 1781.151 | check | [45 empty] | TRUE | 2-2014 |  | 0 |  |  | 588.9098 | 0
| 2014-02-01 10:00 | 2014 | 2 | 1 | 10 |  |  | 73.367 | [7 empty] | 4611.8496 |  |  |  |  | 73.367 | 4611.8496 | 835.9 | 1005.816 | -36.649 | 969.167 | 1805.067 | 1805.067 | check | [45 empty] | TRUE | 2-2014 |  | 0 |  |  | 4611.8496 | 0
| 2014-02-01 11:00 | 2014 | 2 | 1 | 11 |  |  | 88.599 | [7 empty] | 5487.8221 |  |  |  |  | 88.599 | 5487.8221 | 906.8 | 941.925 | -34.425 | 907.5 | 1814.299 | 1814.3 | check | [45 empty] | TRUE | 2-2014 |  | 0 |  |  | 5487.8221 | 0
| 2014-02-01 12:00 | 2014 | 2 | 1 | 12 |  |  | 90.275 | [7 empty] | 3600.167 |  |  |  |  | 90.275 | 3600.167 | 980.8 | 868.891 | -31.866 | 837.025 | 1817.825 | 1817.825 | check | [45 empty] | TRUE | 2-2014 |  | 0 |  |  | 3600.167 | 0
| 2014-02-01 13:00 | 2014 | 2 | 1 | 13 |  |  | 84.022 | [7 empty] | 3366.7615 |  |  |  |  | 84.022 | 3366.7615 | 1033.6 | 804.695 | -29.273 | 775.422 | 1809.022 | 1809.022 | check | [45 empty] | TRUE | 2-2014 |  | 0 |  |  | 3366.7615 | 0
| 2014-02-01 14:00 | 2014 | 2 | 1 | 14 |  |  | 49.171 | [7 empty] | 1752.9461 |  |  |  |  | 49.171 | 1752.9461 | 1036.2 | 767.764 | -27.943 | 739.821 | 1776.021 | 1776.021 | check | [45 empty] | TRUE | 2-2014 |  | 0 |  |  | 1752.9461 | 0
| 2014-02-01 15:00 | 2014 | 2 | 1 | 15 |  |  | 0 | [7 empty] | 0 |  |  |  |  | 0 | 0 | 1007.275 | 745.177 | -26.601 | 718.576 | 1725.85 | 1725.851 | check | [45 empty] | TRUE | 2-2014 |  | 0 |  |  | 0 | 0
| 2014-02-01 16:00 | 2014 | 2 | 1 | 16 |  |  | 0 | [7 empty] | 0 |  |  |  |  | 0 | 0 | 982.831 | 723.384 | -25.765 | 697.619 | 1680.45 | 1680.45 | check | [45 empty] | TRUE | 2-2014 |  | 0 |  |  | 0 | 0
| 2014-02-01 17:00 | 2014 | 2 | 1 | 17 |  |  | 5.818 | [7 empty] | 210.3789 |  |  |  |  | 5.818 | 210.3789 | 987.1 | 729.222 | -25.503 | 703.719 | 1690.818 | 1690.819 | check | [45 empty] | TRUE | 2-2014 |  | 0 |  |  | 210.3789 | 0
| 2014-02-01 18:00 | 2014 | 2 | 1 | 18 |  |  | 120.73 | [7 empty] | 6108.938 |  |  |  |  | 120.73 | 6108.938 | 1093 | 753.256 | -25.677 | 727.579 | 1820.58 | 1820.579 | check | [45 empty] | TRUE | 2-2014 |  | 0 |  |  | 6108.938 | 0
| 2014-02-01 19:00 | 2014 | 2 | 1 | 19 |  |  | 88.948 | [7 empty] | 6552.7992 |  |  |  |  | 88.948 | 6552.7992 | 1039.1 | 803.722 | -27.174 | 776.548 | 1815.648 | 1815.648 | check | [45 empty] | TRUE | 2-2014 |  | 0 |  |  | 6552.7992 | 0
| 2014-02-01 20:00 | 2014 | 2 | 1 | 20 |  |  | 44.576 | [7 empty] | 1842.7718 |  |  |  |  | 44.576 | 1842.7718 | 1012.4 | 831.245 | -28.919 | 802.326 | 1814.726 | 1814.726 | check | [45 empty] | TRUE | 2-2014 |  | 0 |  |  | 1842.7718 | 0
| 2014-02-01 21:00 | 2014 | 2 | 1 | 21 |  |  | 28.79 | [7 empty] | 1161.3886 |  |  |  |  | 28.79 | 1161.3886 | 1006.6 | 844.26 | -29.969 | 814.291 | 1820.89 | 1820.891 | check | [45 empty] | TRUE | 2-2014 |  | 0 |  |  | 1161.3886 | 0
| 2014-02-01 22:00 | 2014 | 2 | 1 | 22 |  |  | 0 | [7 empty] | 0 |  |  |  |  | 0 | 0 | 993.439 | 853.996 | -30.185 | 823.811 | 1817.25 | 1817.25 | check | [45 empty] | TRUE | 2-2014 |  | 0 |  |  | 0 | 0
| 2014-02-01 23:00 | 2014 | 2 | 1 | 23 |  |  | 0 | [7 empty] | 0 |  |  |  |  | 0 | 0 | 975.122 | 840.632 | -29.503 | 811.129 | 1786.25 | 1786.251 | check | [45 empty] | TRUE | 2-2014 |  | 0 |  |  | 0 | 0
| 2014-02-02 | 2014 | 2 | 2 | 0 |  |  | 18.543 | [7 empty] | 631.0183 |  |  |  |  | 18.543 | 631.0183 | 933.6 | 827.111 | -27.418 | 799.693 | 1733.293 | 1733.293 | check | [45 empty] | TRUE | 2-2014 |  | 0 |  |  | 631.0183 | 0
| 2014-02-02 01:00 | 2014 | 2 | 2 | 1 |  |  | 119.226 | [7 empty] | 4176.4868 |  |  |  |  | 119.226 | 4176.4868 | 983 | 801.68 | -26.555 | 775.125 | 1758.126 | 1758.125 | check | [45 empty] | TRUE | 2-2014 |  | 0 |  |  | 4176.4868 | 0
| 2014-02-02 02:00 | 2014 | 2 | 2 | 2 |  |  | 43.675 | [7 empty] | 1424.2417 |  |  |  |  | 43.675 | 1424.2417 | 718.7 | 786.056 | -24.581 | 761.475 | 1480.175 | 1480.175 | check | [45 empty] | TRUE | 2-2014 |  | 0 |  |  | 1424.2417 | 0
| 2014-02-02 03:00 | 2014 | 2 | 2 | 3 |  |  | 143.649 | [7 empty] | 4723.1791 |  |  |  |  | 143.649 | 4723.1791 | 671.2 | 770.757 | -23.307 | 747.45 | 1418.649 | 1418.65 | check | [45 empty] | TRUE | 2-2014 |  | 0 |  |  | 4723.1791 | 0
| 2014-02-02 04:00 | 2014 | 2 | 2 | 4 |  |  | 169.349 | [7 empty] | 5596.9844 |  |  |  |  | 169.349 | 5596.9844 | 742.8 | 772.798 | -24.249 | 748.549 | 1491.349 | 1491.349 | check | [45 empty] | TRUE | 2-2014 |  | 0 |  |  | 5596.9844 | 0
| 2014-02-02 05:00 | 2014 | 2 | 2 | 5 |  |  | 123.592 | [7 empty] | 4184.8251 |  |  |  |  | 123.592 | 4184.8251 | 779.7 | 771.508 | -23.615 | 747.893 | 1527.592 | 1527.593 | check | [45 empty] | TRUE | 2-2014 |  | 0 |  |  | 4184.8251 | 0
| 2014-02-02 06:00 | 2014 | 2 | 2 | 6 |  |  | 68.392 | [7 empty] | 2496.308 |  |  |  |  | 68.392 | 2496.308 | 794.5 | 784.661 | -24.77 | 759.891 | 1554.392 | 1554.391 | check | [45 empty] | TRUE | 2-2014 |  | 0 |  |  | 2496.308 | 0
| 2014-02-02 07:00 | 2014 | 2 | 2 | 7 |  |  | 124.864 | [7 empty] | 4611.2275 |  |  |  |  | 124.864 | 4611.2275 | 961.3 | 807.117 | -26.553 | 780.564 | 1741.864 | 1741.864 | check | [45 empty] | TRUE | 2-2014 |  | 0 |  |  | 4611.2275 | 0
| 2014-02-02 08:00 | 2014 | 2 | 2 | 8 |  |  | 121.402 | [7 empty] | 4457.8814 |  |  |  |  | 121.402 | 4457.8814 | 955.3 | 831.001 | -25.899 | 805.102 | 1760.402 | 1760.402 | check | [45 empty] | TRUE | 2-2014 |  | 0 |  |  | 4457.8814 | 0
| 2014-02-02 09:00 | 2014 | 2 | 2 | 9 |  |  | 183.598 | [7 empty] | 6743.5545 |  |  |  |  | 183.598 | 6743.5545 | 1024.6 | 845.111 | -26.113 | 818.998 | 1843.598 | 1843.598 | check | [45 empty] | TRUE | 2-2014 |  | 0 |  |  | 6743.5545 | 0
| 2014-02-02 10:00 | 2014 | 2 | 2 | 10 |  |  | 202.927 | [7 empty] | 11536.4 |  |  |  |  | 202.927 | 11536.4 | 1016.2 | 867.224 | -24.497 | 842.727 | 1858.927 | 1858.927 | check | [45 empty] | TRUE | 2-2014 |  | 0 |  |  | 11536.4 | 0
| 2014-02-02 11:00 | 2014 | 2 | 2 | 11 |  |  | 156.967 | [7 empty] | 6302.2251 |  |  |  |  | 156.967 | 6302.2251 | 1032.9 | 852.259 | -23.192 | 829.067 | 1861.967 | 1861.967 | check | [45 empty] | TRUE | 2-2014 |  | 0 |  |  | 6302.2251 | 0
| 2014-02-02 12:00 | 2014 | 2 | 2 | 12 |  |  | 115.77 | [7 empty] | 4603.0152 |  |  |  |  | 115.77 | 4603.0152 | 1019.1 | 823.911 | -22.241 | 801.67 | 1820.77 | 1820.77 | check | [45 empty] | TRUE | 2-2014 |  | 0 |  |  | 4603.0152 | 0
| 2014-02-02 13:00 | 2014 | 2 | 2 | 13 |  |  | 157.772 | [7 empty] | 7483.126 |  |  |  |  | 157.772 | 7483.126 | 1066.8 | 818.592 | -22.62 | 795.972 | 1862.772 | 1862.772 | check | [45 empty] | TRUE | 2-2014 |  | 0 |  |  | 7483.126 | 0
| 2014-02-02 14:00 | 2014 | 2 | 2 | 14 |  |  | 103.886 | [7 empty] | 4345.5514 |  |  |  |  | 103.886 | 4345.5514 | 1008.3 | 822.247 | -22.66 | 799.587 | 1807.886 | 1807.887 | check | [45 empty] | TRUE | 2-2014 |  | 0 |  |  | 4345.5514 | 0
| 2014-02-02 15:00 | 2014 | 2 | 2 | 15 |  |  | 31.741 | [7 empty] | 1166.7992 |  |  |  |  | 31.741 | 1166.7992 | 932.2 | 827.525 | -22.984 | 804.541 | 1736.741 | 1736.741 | check | [45 empty] | TRUE | 2-2014 |  | 0 |  |  | 1166.7992 | 0
| 2014-02-02 16:00 | 2014 | 2 | 2 | 16 |  |  | 45.021 | [7 empty] | 1677.9327 |  |  |  |  | 45.021 | 1677.9327 | 941.7 | 832.564 | -23.242 | 809.322 | 1751.021 | 1751.022 | check | [45 empty] | TRUE | 2-2014 |  | 0 |  |  | 1677.9327 | 0
| 2014-02-02 17:00 | 2014 | 2 | 2 | 17 |  |  | 192.765 | [7 empty] | 8013.241 |  |  |  |  | 192.765 | 8013.241 | 1078.7 | 847.844 | -23.779 | 824.065 | 1902.765 | 1902.765 | check | [45 empty] | TRUE | 2-2014 |  | 0 |  |  | 8013.241 | 0
| 2014-02-02 18:00 | 2014 | 2 | 2 | 18 |  |  | 261.178 | [7 empty] | 21492.3376 |  |  |  |  | 261.178 | 21492.3376 | 1097.6 | 899.234 | -24.656 | 874.578 | 1972.178 | 1972.178 | check | [45 empty] | TRUE | 2-2014 |  | 0 |  |  | 21492.3376 | 0
| 2014-02-02 19:00 | 2014 | 2 | 2 | 19 |  |  | 224.031 | [7 empty] | 9144.9454 |  |  |  |  | 224.031 | 9144.9454 | 1039.9 | 920.211 | -24.08 | 896.131 | 1936.031 | 1936.031 | check | [45 empty] | TRUE | 2-2014 |  | 0 |  |  | 9144.9454 | 0
| 2014-02-02 20:00 | 2014 | 2 | 2 | 20 |  |  | 193.455 | [7 empty] | 8415.2925 |  |  |  |  | 193.455 | 8415.2925 | 1007.6 | 920.808 | -23.954 | 896.854 | 1904.455 | 1904.454 | check | [45 empty] | TRUE | 2-2014 |  | 0 |  |  | 8415.2925 | 0
| 2014-02-02 21:00 | 2014 | 2 | 2 | 21 |  |  | 202.966 | [7 empty] | 8865.5549 |  |  |  |  | 202.966 | 8865.5549 | 999 | 941.945 | -24.978 | 916.967 | 1915.966 | 1915.967 | check | [45 empty] | TRUE | 2-2014 |  | 0 |  |  | 8865.5549 | 0
| 2014-02-02 22:00 | 2014 | 2 | 2 | 22 |  |  | 226.859 | [7 empty] | 10204.1178 |  |  |  |  | 226.859 | 10204.1178 | 1003 | 959.943 | -25.084 | 934.859 | 1937.859 | 1937.859 | check | [45 empty] | TRUE | 2-2014 |  | 0 |  |  | 10204.1178 | 0
| 2014-02-02 23:00 | 2014 | 2 | 2 | 23 |  |  | 225.353 | [7 empty] | 9685.6719 |  |  |  |  | 225.353 | 9685.6719 | 1012.6 | 953.748 | -24.995 | 928.753 | 1941.353 | 1941.353 | check | [45 empty] | TRUE | 2-2014 |  | 0 |  |  | 9685.6719 | 0
| 2014-02-03 | 2014 | 2 | 3 | 0 |  |  | 251.037 | [7 empty] | 8467.478 |  |  |  |  | 251.037 | 8467.478 | 991.7 | 938.655 | -24.318 | 914.337 | 1906.037 | 1906.037 | check | [45 empty] | TRUE | 2-2014 |  | 0 |  |  | 8467.478 | 0
| 2014-02-03 01:00 | 2014 | 2 | 3 | 1 |  |  | 223.014 | [7 empty] | 7305.9386 |  |  |  |  | 223.014 | 7305.9386 | 893 | 922.916 | -22.902 | 900.014 | 1793.014 | 1793.014 | check | [45 empty] | TRUE | 2-2014 |  | 0 |  |  | 7305.9386 | 0
| 2014-02-03 02:00 | 2014 | 2 | 3 | 2 |  |  | 285.174 | [7 empty] | 9256.748 |  |  |  |  | 285.174 | 9256.748 | 857.6 | 915.091 | -23.517 | 891.574 | 1749.174 | 1749.174 | check | [45 empty] | TRUE | 2-2014 |  | 0 |  |  | 9256.748 | 0
| 2014-02-03 03:00 | 2014 | 2 | 3 | 3 |  |  | 332.935 | [7 empty] | 10780.4353 |  |  |  |  | 332.935 | 10780.4353 | 843.1 | 924.411 | -23.577 | 900.834 | 1743.935 | 1743.934 | check | [45 empty] | TRUE | 2-2014 |  | 0 |  |  | 10780.4353 | 0
| 2014-02-03 04:00 | 2014 | 2 | 3 | 4 |  |  | 333.563 | [7 empty] | 11004.2434 |  |  |  |  | 333.563 | 11004.2434 | 851.4 | 932.46 | -24.297 | 908.163 | 1759.563 | 1759.563 | check | [45 empty] | TRUE | 2-2014 |  | 0 |  |  | 11004.2434 | 0
| 2014-02-03 05:00 | 2014 | 2 | 3 | 5 |  |  | 308.621 | [7 empty] | 10338.8035 |  |  |  |  | 308.621 | 10338.8035 | 850.2 | 950.075 | -24.654 | 925.421 | 1775.621 | 1775.621 | check | [45 empty] | TRUE | 2-2014 |  | 0 |  |  | 10338.8035 | 0
| 2014-02-03 06:00 | 2014 | 2 | 3 | 6 |  |  | 274.948 | [7 empty] | 9790.8983 |  |  |  |  | 274.948 | 9790.8983 | 805.3 | 980.613 | -23.965 | 956.648 | 1761.948 | 1761.948 | check | [45 empty] | TRUE | 2-2014 |  | 0 |  |  | 9790.8983 | 0
| 2014-02-03 07:00 | 2014 | 2 | 3 | 7 |  |  | 141.879 | [7 empty] | 9495.9615 |  |  |  |  | 141.879 | 9495.9615 | 715.5 | 1047.167 | -26.788 | 1020.379 | 1735.879 | 1735.879 | check | [45 empty] | TRUE | 2-2014 |  | 0 |  |  | 9495.9615 | 0
| 2014-02-03 08:00 | 2014 | 2 | 3 | 8 |  |  | 55.843 | [7 empty] | 3181.9341 |  |  |  |  | 55.843 | 3181.9341 | 665.2 | 1092.994 | -27.35 | 1065.644 | 1730.843 | 1730.844 | check | [45 empty] | TRUE | 2-2014 |  | 0 |  |  | 3181.9341 | 0
| 2014-02-03 09:00 | 2014 | 2 | 3 | 9 |  |  | 75.34 | [7 empty] | 5767.277 |  |  |  |  | 75.34 | 5767.277 | 655.7 | 1126.696 | -29.055 | 1097.641 | 1753.34 | 1753.341 | check | [45 empty] | TRUE | 2-2014 |  | 0 |  |  | 5767.277 | 0
| 2014-02-03 10:00 | 2014 | 2 | 3 | 10 |  |  | 83.558 | [7 empty] | 6206.6882 |  |  |  |  | 83.558 | 6206.6882 | 661.8 | 1115.384 | -28.626 | 1086.758 | 1748.558 | 1748.558 | check | [45 empty] | TRUE | 2-2014 |  | 0 |  |  | 6206.6882 | 0
| 2014-02-03 11:00 | 2014 | 2 | 3 | 11 |  |  | 85.223 | [7 empty] | 8554.6847 |  |  |  |  | 85.223 | 8554.6847 | 679.3 | 1102.467 | -29.544 | 1072.923 | 1752.223 | 1752.223 | check | [45 empty] | TRUE | 2-2014 |  | 0 |  |  | 8554.6847 | 0
| 2014-02-03 12:00 | 2014 | 2 | 3 | 12 |  |  | 88.398 | [7 empty] | 8091.9529 |  |  |  |  | 88.398 | 8091.9529 | 702.4 | 1090.704 | -30.706 | 1059.998 | 1762.398 | 1762.398 | check | [45 empty] | TRUE | 2-2014 |  | 0 |  |  | 8091.9529 | 0
| 2014-02-03 13:00 | 2014 | 2 | 3 | 13 |  |  | 93.009 | [7 empty] | 7692.7744 |  |  |  |  | 93.009 | 7692.7744 | 719.8 | 1091.863 | -31.654 | 1060.209 | 1780.009 | 1780.009 | check | [45 empty] | TRUE | 2-2014 |  | 0 |  |  | 7692.7744 | 0
| 2014-02-03 14:00 | 2014 | 2 | 3 | 14 |  |  | 84.25 | [7 empty] | 4393.6375 |  |  |  |  | 84.25 | 4393.6375 | 733 | 1073.452 | -32.202 | 1041.25 | 1774.25 | 1774.25 | check | [45 empty] | TRUE | 2-2014 |  | 0 |  |  | 4393.6375 | 0
| 2014-02-03 15:00 | 2014 | 2 | 3 | 15 |  |  | 94.124 | [7 empty] | 9135.6754 |  |  |  |  | 94.124 | 9135.6754 | 750.8 | 1068.843 | -30.519 | 1038.324 | 1789.124 | 1789.124 | check | [45 empty] | TRUE | 2-2014 |  | 0 |  |  | 9135.6754 | 0
| 2014-02-03 16:00 | 2014 | 2 | 3 | 16 |  |  | 110.675 | [7 empty] | 5257.0625 |  |  |  |  | 110.675 | 5257.0625 | 763.8 | 1068.368 | -30.492 | 1037.876 | 1801.675 | 1801.676 | check | [45 empty] | TRUE | 2-2014 |  | 0 |  |  | 5257.0625 | 0
| 2014-02-03 17:00 | 2014 | 2 | 3 | 17 |  |  | 103.192 | [7 empty] | 6136.8282 |  |  |  |  | 103.192 | 6136.8282 | 756.5 | 1071.718 | -30.025 | 1041.693 | 1798.192 | 1798.193 | check | [45 empty] | TRUE | 2-2014 |  | 0 |  |  | 6136.8282 | 0
| 2014-02-03 18:00 | 2014 | 2 | 3 | 18 |  |  | 101.919 | [7 empty] | 5186.6579 |  |  |  |  | 101.919 | 5186.6579 | 728.4 | 1101.141 | -32.622 | 1068.519 | 1796.919 | 1796.919 | check | [45 empty] | TRUE | 2-2014 |  | 0 |  |  | 5186.6579 | 0
| 2014-02-03 19:00 | 2014 | 2 | 3 | 19 |  |  | 76.548 | [7 empty] | 8192.9324 |  |  |  |  | 76.548 | 8192.9324 | 674.1 | 1120.635 | -31.187 | 1089.448 | 1763.548 | 1763.548 | check | [45 empty] | TRUE | 2-2014 |  | 0 |  |  | 8192.9324 | 0
| 2014-02-03 20:00 | 2014 | 2 | 3 | 20 |  |  | 53.633 | [7 empty] | 3997.8038 |  |  |  |  | 53.633 | 3997.8038 | 652.9 | 1116.902 | -29.17 | 1087.732 | 1740.633 | 1740.632 | check | [45 empty] | TRUE | 2-2014 |  | 0 |  |  | 3997.8038 | 0
| 2014-02-03 21:00 | 2014 | 2 | 3 | 21 |  |  | 38.889 | [7 empty] | 2613.7297 |  |  |  |  | 38.889 | 2613.7297 | 647 | 1106.173 | -29.285 | 1076.888 | 1723.889 | 1723.888 | check | [45 empty] | TRUE | 2-2014 |  | 0 |  |  | 2613.7297 | 0
| 2014-02-03 22:00 | 2014 | 2 | 3 | 22 |  |  | 34.184 | [7 empty] | 1745.0932 |  |  |  |  | 34.184 | 1745.0932 | 658 | 1092.715 | -28.53 | 1064.185 | 1722.184 | 1722.185 | check | [45 empty] | TRUE | 2-2014 |  | 0 |  |  | 1745.0932 | 0
| 2014-02-03 23:00 | 2014 | 2 | 3 | 23 |  |  | 24.34 | [7 empty] | 961.1866 |  |  |  |  | 24.34 | 961.1866 | 678.9 | 1060.948 | -27.508 | 1033.44 | 1712.34 | 1712.34 | check | [45 empty] | TRUE | 2-2014 |  | 0 |  |  | 961.1866 | 0
| 2014-02-04 | 2014 | 2 | 4 | 0 |  |  | 27.866 | [7 empty] | 1025.4688 |  |  |  |  | 27.866 | 1025.4688 | 709.3 | 1026.842 | -27.275 | 999.567 | 1708.866 | 1708.867 | check | [45 empty] | TRUE | 2-2014 |  | 0 |  |  | 1025.4688 | 0
| 2014-02-04 01:00 | 2014 | 2 | 4 | 1 |  |  | 0 | [7 empty] | 0 |  |  |  |  | 0 | 0 | 689.037 | 997.442 | -30.479 | 966.963 | 1656 | 1656 | check | [45 empty] | TRUE | 2-2014 |  | 0 |  |  | 0 | 0
| 2014-02-04 02:00 | 2014 | 2 | 4 | 2 |  |  | 0 | [7 empty] | 0 |  |  |  |  | 0 | 0 | 677.696 | 974.253 | -29.949 | 944.304 | 1622 | 1622 | check | [45 empty] | TRUE | 2-2014 |  | 0 |  |  | 0 | 0
| 2014-02-04 03:00 | 2014 | 2 | 4 | 3 |  |  | 0 | [7 empty] | 0 |  |  |  |  | 0 | 0 | 675.17 | 968.238 | -30.407 | 937.831 | 1613 | 1613.001 | check | [45 empty] | TRUE | 2-2014 |  | 0 |  |  | 0 | 0
| 2014-02-04 04:00 | 2014 | 2 | 4 | 4 |  |  | 0 | [7 empty] | 0 |  |  |  |  | 0 | 0 | 695.849 | 974.575 | -31.424 | 943.151 | 1639 | 1639 | check | [45 empty] | TRUE | 2-2014 |  | 0 |  |  | 0 | 0
| 2014-02-04 05:00 | 2014 | 2 | 4 | 5 |  |  | 0 | [7 empty] | 0 |  |  |  |  | 0 | 0 | 663.162 | 982.831 | -30.994 | 951.837 | 1615 | 1614.999 | check | [45 empty] | TRUE | 2-2014 |  | 0 |  |  | 0 | 0
| 2014-02-04 06:00 | 2014 | 2 | 4 | 6 |  |  | 0 | [7 empty] | 0 |  |  |  |  | 0 | 0 | 656.748 | 1010.815 | -31.564 | 979.251 | 1636 | 1635.999 | check | [45 empty] | TRUE | 2-2014 |  | 0 |  |  | 0 | 0
| 2014-02-04 07:00 | 2014 | 2 | 4 | 7 |  |  | 0 | [7 empty] | 0 |  |  |  |  | 0 | 0 | 593.513 | 1076.115 | -33.629 | 1042.486 | 1636 | 1635.999 | check | [45 empty] | TRUE | 2-2014 |  | 0 |  |  | 0 | 0
| 2014-02-04 08:00 | 2014 | 2 | 4 | 8 |  |  | 0 | [7 empty] | 0 |  |  |  |  | 0 | 0 | 554.754 | 1112.24 | -32.994 | 1079.246 | 1634 | 1634 | check | [45 empty] | TRUE | 2-2014 |  | 0 |  |  | 0 | 0
| 2014-02-04 09:00 | 2014 | 2 | 4 | 9 |  |  | 0 | [7 empty] | 0 |  |  |  |  | 0 | 0 | 560.623 | 1110.497 | -34.12 | 1076.377 | 1637 | 1637 | check | [45 empty] | TRUE | 2-2014 |  | 0 |  |  | 0 | 0
| 2014-02-04 10:00 | 2014 | 2 | 4 | 10 |  |  | 0 | [7 empty] | 0 |  |  |  |  | 0 | 0 | 561.374 | 1108.856 | -34.23 | 1074.626 | 1636 | 1636 | check | [45 empty] | TRUE | 2-2014 |  | 0 |  |  | 0 | 0
| 2014-02-04 11:00 | 2014 | 2 | 4 | 11 |  |  | 0 | [7 empty] | 0 |  |  |  |  | 0 | 0 | 560.696 | 1107.744 | -34.44 | 1073.304 | 1634 | 1634 | check | [45 empty] | TRUE | 2-2014 |  | 0 |  |  | 0 | 0
| 2014-02-04 12:00 | 2014 | 2 | 4 | 12 |  |  | 0 | [7 empty] | 0 |  |  |  |  | 0 | 0 | 585.642 | 1081.597 | -31.239 | 1050.358 | 1636 | 1636 | check | [45 empty] | TRUE | 2-2014 |  | 0 |  |  | 0 | 0
| 2014-02-04 13:00 | 2014 | 2 | 4 | 13 |  |  | 21.637 | [7 empty] | 1180.2984 |  |  |  |  | 21.637 | 1180.2984 | 582.4 | 1061.448 | -30.211 | 1031.237 | 1613.637 | 1613.637 | check | [45 empty] | TRUE | 2-2014 |  | 0 |  |  | 1180.2984 | 0
| 2014-02-04 14:00 | 2014 | 2 | 4 | 14 |  |  | 46.639 | [7 empty] | 2182.2388 |  |  |  |  | 46.639 | 2182.2388 | 612 | 1033.173 | -29.534 | 1003.639 | 1615.639 | 1615.639 | check | [45 empty] | TRUE | 2-2014 |  | 0 |  |  | 2182.2388 | 0
| 2014-02-04 15:00 | 2014 | 2 | 4 | 15 |  |  | 53.483 | [7 empty] | 2196.012 |  |  |  |  | 53.483 | 2196.012 | 635.9 | 1013.593 | -29.01 | 984.583 | 1620.483 | 1620.483 | check | [45 empty] | TRUE | 2-2014 |  | 0 |  |  | 2196.012 | 0
| 2014-02-04 16:00 | 2014 | 2 | 4 | 16 |  |  | 45.442 | [7 empty] | 1802.2297 |  |  |  |  | 45.442 | 1802.2297 | 653.8 | 1003.934 | -28.293 | 975.641 | 1629.442 | 1629.441 | check | [45 empty] | TRUE | 2-2014 |  | 0 |  |  | 1802.2297 | 0
| 2014-02-04 17:00 | 2014 | 2 | 4 | 17 |  |  | 58.46 | [7 empty] | 2615.5004 |  |  |  |  | 58.46 | 2615.5004 | 709.2 | 1011.696 | -29.436 | 982.26 | 1691.46 | 1691.46 | check | [45 empty] | TRUE | 2-2014 |  | 0 |  |  | 2615.5004 | 0
| 2014-02-04 18:00 | 2014 | 2 | 4 | 18 |  |  | 58.503 | [7 empty] | 3898.6399 |  |  |  |  | 58.503 | 3898.6399 | 683.7 | 1037.597 | -30.795 | 1006.802 | 1690.503 | 1690.502 | check | [45 empty] | TRUE | 2-2014 |  | 0 |  |  | 3898.6399 | 0
| 2014-02-04 19:00 | 2014 | 2 | 4 | 19 |  |  | 24.362 | [7 empty] | 1225.6522 |  |  |  |  | 24.362 | 1225.6522 | 631.8 | 1080.467 | -32.905 | 1047.562 | 1679.362 | 1679.362 | check | [45 empty] | TRUE | 2-2014 |  | 0 |  |  | 1225.6522 | 0
| 2014-02-04 20:00 | 2014 | 2 | 4 | 20 |  |  | 0 | [7 empty] | 0 |  |  |  |  | 0 | 0 | 633.199 | 1087.504 | -32.703 | 1054.801 | 1688 | 1688 | check | [45 empty] | TRUE | 2-2014 |  | 0 |  |  | 0 | 0
| 2014-02-04 21:00 | 2014 | 2 | 4 | 21 |  |  | 0 | [7 empty] | 0 |  |  |  |  | 0 | 0 | 623.73 | 1095.706 | -32.436 | 1063.27 | 1687 | 1687 | check | [45 empty] | TRUE | 2-2014 |  | 0 |  |  | 0 | 0
| 2014-02-04 22:00 | 2014 | 2 | 4 | 22 |  |  | 0 | [7 empty] | 0 |  |  |  |  | 0 | 0 | 649.001 | 1071.12 | -31.121 | 1039.999 | 1689 | 1689 | check | [45 empty] | TRUE | 2-2014 |  | 0 |  |  | 0 | 0
| 2014-02-04 23:00 | 2014 | 2 | 4 | 23 |  |  | 0 | [7 empty] | 0 |  |  |  |  | 0 | 0 | 683.088 | 1030.043 | -30.132 | 999.911 | 1683 | 1682.999 | check | [45 empty] | TRUE | 2-2014 |  | 0 |  |  | 0 | 0
| 2014-02-05 | 2014 | 2 | 5 | 0 |  |  | 0 | [7 empty] | 0 |  |  |  |  | 0 | 0 | 686.82 | 998.183 | -27.003 | 971.18 | 1658 | 1658 | check | [45 empty] | TRUE | 2-2014 |  | 0 |  |  | 0 | 0
| 2014-02-05 01:00 | 2014 | 2 | 5 | 1 |  |  | 64.471 | [7 empty] | 2592.3789 |  |  |  |  | 64.471 | 2592.3789 | 769.6 | 957.173 | -25.302 | 931.871 | 1701.471 | 1701.471 | check | [45 empty] | TRUE | 2-2014 |  | 0 |  |  | 2592.3789 | 0
| 2014-02-05 02:00 | 2014 | 2 | 5 | 2 |  |  | 0 | [7 empty] | 0 |  |  |  |  | 0 | 0 | 667.733 | 936.178 | -24.911 | 911.267 | 1579 | 1579 | check | [45 empty] | TRUE | 2-2014 |  | 0 |  |  | 0 | 0
| 2014-02-05 03:00 | 2014 | 2 | 5 | 3 |  |  | 39.478 | [7 empty] | 1369.8866 |  |  |  |  | 39.478 | 1369.8866 | 604.9 | 916.767 | -27.188 | 889.579 | 1494.478 | 1494.479 | check | [45 empty] | TRUE | 2-2014 |  | 0 |  |  | 1369.8866 | 0
| 2014-02-05 04:00 | 2014 | 2 | 5 | 4 |  |  | 85.484 | [7 empty] | 3079.9885 |  |  |  |  | 85.484 | 3079.9885 | 608.4 | 907.957 | -27.872 | 880.085 | 1488.484 | 1488.485 | check | [45 empty] | TRUE | 2-2014 |  | 0 |  |  | 3079.9885 | 0
| 2014-02-05 05:00 | 2014 | 2 | 5 | 5 |  |  | 148.523 | [7 empty] | 5425.5452 |  |  |  |  | 148.523 | 5425.5452 | 718.5 | 910.35 | -28.327 | 882.023 | 1600.523 | 1600.523 | check | [45 empty] | TRUE | 2-2014 |  | 0 |  |  | 5425.5452 | 0
| 2014-02-05 06:00 | 2014 | 2 | 5 | 6 |  |  | 153.34 | [7 empty] | 6205.6698 |  |  |  |  | 153.34 | 6205.6698 | 765 | 926.97 | -28.63 | 898.34 | 1663.34 | 1663.34 | check | [45 empty] | TRUE | 2-2014 |  | 0 |  |  | 6205.6698 | 0
| 2014-02-05 07:00 | 2014 | 2 | 5 | 7 |  |  | 102.709 | [7 empty] | 3846.452 |  |  |  |  | 102.709 | 3846.452 | 691.5 | 990.945 | -29.736 | 961.209 | 1652.709 | 1652.709 | check | [45 empty] | TRUE | 2-2014 |  | 0 |  |  | 3846.452 | 0
| 2014-02-05 08:00 | 2014 | 2 | 5 | 8 |  |  | 87.173 | [7 empty] | 3215.812 |  |  |  |  | 87.173 | 3215.812 | 651.4 | 1009.422 | -28.649 | 980.773 | 1632.173 | 1632.173 | check | [45 empty] | TRUE | 2-2014 |  | 0 |  |  | 3215.812 | 0
| 2014-02-05 09:00 | 2014 | 2 | 5 | 9 |  |  | 13.635 | [7 empty] | 580.7147 |  |  |  |  | 13.635 | 580.7147 | 651.7 | 983.538 | -30.603 | 952.935 | 1604.635 | 1604.635 | check | [45 empty] | TRUE | 2-2014 |  | 0 |  |  | 580.7147 | 0
| 2014-02-05 10:00 | 2014 | 2 | 5 | 10 |  |  | 52.222 | [7 empty] | 2582.9001 |  |  |  |  | 52.222 | 2582.9001 | 653.8 | 974.868 | -30.446 | 944.422 | 1598.222 | 1598.222 | check | [45 empty] | TRUE | 2-2014 |  | 0 |  |  | 2582.9001 | 0
| 2014-02-05 11:00 | 2014 | 2 | 5 | 11 |  |  | 114.852 | [7 empty] | 7283.9138 |  |  |  |  | 114.852 | 7283.9138 | 659.7 | 972.386 | -31.235 | 941.151 | 1600.852 | 1600.851 | check | [45 empty] | TRUE | 2-2014 |  | 0 |  |  | 7283.9138 | 0
| 2014-02-05 12:00 | 2014 | 2 | 5 | 12 |  |  | 124.429 | [7 empty] | 8087.885 |  |  |  |  | 124.429 | 8087.885 | 666.5 | 976.759 | -31.83 | 944.929 | 1611.429 | 1611.429 | check | [45 empty] | TRUE | 2-2014 |  | 0 |  |  | 8087.885 | 0
| 2014-02-05 13:00 | 2014 | 2 | 5 | 13 |  |  | 150.682 | [7 empty] | 8745.5833 |  |  |  |  | 150.682 | 8745.5833 | 677.4 | 993.85 | -32.568 | 961.282 | 1638.682 | 1638.682 | check | [45 empty] | TRUE | 2-2014 |  | 0 |  |  | 8745.5833 | 0
| 2014-02-05 14:00 | 2014 | 2 | 5 | 14 |  |  | 181.408 | [7 empty] | 10594.2272 |  |  |  |  | 181.408 | 10594.2272 | 690 | 1013.761 | -32.353 | 981.408 | 1671.408 | 1671.408 | check | [45 empty] | TRUE | 2-2014 |  | 0 |  |  | 10594.2272 | 0
| 2014-02-05 15:00 | 2014 | 2 | 5 | 15 |  |  | 201.568 | [7 empty] | 9874.8163 |  |  |  |  | 201.568 | 9874.8163 | 698.4 | 1027.399 | -32.231 | 995.168 | 1693.568 | 1693.568 | check | [45 empty] | TRUE | 2-2014 |  | 0 |  |  | 9874.8163 | 0
| 2014-02-05 16:00 | 2014 | 2 | 5 | 16 |  |  | 233.204 | [7 empty] | 13152.7056 |  |  |  |  | 233.204 | 13152.7056 | 710.2 | 1046.598 | -31.594 | 1015.004 | 1725.204 | 1725.204 | check | [45 empty] | TRUE | 2-2014 |  | 0 |  |  | 13152.7056 | 0
| 2014-02-05 17:00 | 2014 | 2 | 5 | 17 |  |  | 351.097 | [7 empty] | 19886.1341 |  |  |  |  | 351.097 | 19886.1341 | 691.5 | 1072.584 | -31.986 | 1040.598 | 1732.097 | 1732.098 | check | [45 empty] | TRUE | 2-2014 |  | 0 |  |  | 19886.1341 | 0
| 2014-02-05 18:00 | 2014 | 2 | 5 | 18 |  |  | 465.474 | [7 empty] | 38015.2616 |  |  |  |  | 465.474 | 38015.2616 | 657.4 | 1113.788 | -33.714 | 1080.074 | 1737.474 | 1737.474 | check | [45 empty] | TRUE | 2-2014 |  | 0 |  |  | 38015.2616 | 0
| 2014-02-05 19:00 | 2014 | 2 | 5 | 19 |  |  | 410.789 | [7 empty] | 30800.9592 |  |  |  |  | 410.789 | 30800.9592 | 577.2 | 1162.241 | -34.652 | 1127.589 | 1704.789 | 1704.789 | check | [45 empty] | TRUE | 2-2014 |  | 0 |  |  | 30800.9592 | 0
| 2014-02-05 20:00 | 2014 | 2 | 5 | 20 |  |  | 308.636 | [7 empty] | 27632.1811 |  |  |  |  | 308.636 | 27632.1811 | 545.6 | 1165.273 | -33.236 | 1132.037 | 1677.636 | 1677.637 | check | [45 empty] | TRUE | 2-2014 |  | 0 |  |  | 27632.1811 | 0
| 2014-02-05 21:00 | 2014 | 2 | 5 | 21 |  |  | 248.009 | [7 empty] | 19176.0559 |  |  |  |  | 248.009 | 19176.0559 | 521.3 | 1167.968 | -34.259 | 1133.709 | 1655.009 | 1655.009 | check | [45 empty] | TRUE | 2-2014 |  | 0 |  |  | 19176.0559 | 0
| 2014-02-05 22:00 | 2014 | 2 | 5 | 22 |  |  | 229.289 | [7 empty] | 12422.878 |  |  |  |  | 229.289 | 12422.878 | 521.4 | 1148.653 | -32.764 | 1115.889 | 1637.289 | 1637.289 | check | [45 empty] | TRUE | 2-2014 |  | 0 |  |  | 12422.878 | 0
| 2014-02-05 23:00 | 2014 | 2 | 5 | 23 |  |  | 217.24 | [7 empty] | 10746.8628 |  |  |  |  | 217.24 | 10746.8628 | 528.4 | 1133.295 | -33.455 | 1099.84 | 1628.24 | 1628.24 | check | [45 empty] | TRUE | 2-2014 |  | 0 |  |  | 10746.8628 | 0
| 2014-02-06 | 2014 | 2 | 6 | 0 |  |  | 238.869 | [7 empty] | 10311.9747 |  |  |  |  | 238.869 | 10311.9747 | 556.1 | 1120.24 | -33.471 | 1086.769 | 1642.869 | 1642.869 | check | [45 empty] | TRUE | 2-2014 |  | 0 |  |  | 10311.9747 | 0
| 2014-02-06 01:00 | 2014 | 2 | 6 | 1 |  |  | 201.785 | [7 empty] | 11013.4253 |  |  |  |  | 201.785 | 11013.4253 | 535.2 | 1095.6 | -33.015 | 1062.585 | 1597.785 | 1597.785 | check | [45 empty] | TRUE | 2-2014 |  | 0 |  |  | 11013.4253 | 0
| 2014-02-06 02:00 | 2014 | 2 | 6 | 2 |  |  | 192.592 | [7 empty] | 9533.304 |  |  |  |  | 192.592 | 9533.304 | 544.8 | 1074.431 | -32.639 | 1041.792 | 1586.592 | 1586.592 | check | [45 empty] | TRUE | 2-2014 |  | 0 |  |  | 9533.304 | 0
| 2014-02-06 03:00 | 2014 | 2 | 6 | 3 |  |  | 174.656 | [7 empty] | 8158.1818 |  |  |  |  | 174.656 | 8158.1818 | 539.4 | 1066.871 | -33.615 | 1033.256 | 1572.656 | 1572.656 | check | [45 empty] | TRUE | 2-2014 |  | 0 |  |  | 8158.1818 | 0
| 2014-02-06 04:00 | 2014 | 2 | 6 | 4 |  |  | 183.3 | [7 empty] | 9155.835 |  |  |  |  | 183.3 | 9155.835 | 528.7 | 1067.854 | -33.255 | 1034.599 | 1563.3 | 1563.299 | check | [45 empty] | TRUE | 2-2014 |  | 0 |  |  | 9155.835 | 0
| 2014-02-06 05:00 | 2014 | 2 | 6 | 5 |  |  | 184.824 | [7 empty] | 8625.7361 |  |  |  |  | 184.824 | 8625.7361 | 507.4 | 1076.884 | -34.461 | 1042.423 | 1549.824 | 1549.823 | check | [45 empty] | TRUE | 2-2014 |  | 0 |  |  | 8625.7361 | 0
| 2014-02-06 06:00 | 2014 | 2 | 6 | 6 |  |  | 177.511 | [7 empty] | 8714.015 |  |  |  |  | 177.511 | 8714.015 | 460 | 1101.881 | -33.37 | 1068.511 | 1528.511 | 1528.511 | check | [45 empty] | TRUE | 2-2014 |  | 0 |  |  | 8714.015 | 0
| 2014-02-06 07:00 | 2014 | 2 | 6 | 7 |  |  | 132.374 | [7 empty] | 10711.7041 |  |  |  |  | 132.374 | 10711.7041 | 385.6 | 1134.329 | -34.555 | 1099.774 | 1485.374 | 1485.374 | check | [45 empty] | TRUE | 2-2014 |  | 0 |  |  | 10711.7041 | 0
| 2014-02-06 08:00 | 2014 | 2 | 6 | 8 |  |  | 117.263 | [7 empty] | 9253.2233 |  |  |  |  | 117.263 | 9253.2233 | 342.1 | 1194.822 | -34.659 | 1160.163 | 1502.263 | 1502.263 | check | [45 empty] | TRUE | 2-2014 |  | 0 |  |  | 9253.2233 | 0
| 2014-02-06 09:00 | 2014 | 2 | 6 | 9 |  |  | 54.439 | [7 empty] | 4830.9169 |  |  |  |  | 54.439 | 4830.9169 | 344.9 | 1223.13 | -35.592 | 1187.538 | 1532.439 | 1532.438 | check | [45 empty] | TRUE | 2-2014 |  | 0 |  |  | 4830.9169 | 0
| 2014-02-06 10:00 | 2014 | 2 | 6 | 10 |  |  | 123.59 | [7 empty] | 12934.9294 |  |  |  |  | 123.59 | 12934.9294 | 369.9 | 1216.552 | -36.863 | 1179.689 | 1549.59 | 1549.589 | check | [45 empty] | TRUE | 2-2014 |  | 0 |  |  | 12934.9294 | 0
| 2014-02-06 11:00 | 2014 | 2 | 6 | 11 |  |  | 157.142 | [7 empty] | 24509.4377 |  |  |  |  | 157.142 | 24509.4377 | 412.2 | 1177.115 | -35.173 | 1141.942 | 1554.142 | 1554.142 | check | [45 empty] | TRUE | 2-2014 |  | 0 |  |  | 24509.4377 | 0
| 2014-02-06 12:00 | 2014 | 2 | 6 | 12 |  |  | 164.729 | [7 empty] | 17329.4908 |  |  |  |  | 164.729 | 17329.4908 | 451.4 | 1148.161 | -33.833 | 1114.328 | 1565.729 | 1565.728 | check | [45 empty] | TRUE | 2-2014 |  | 0 |  |  | 17329.4908 | 0
| 2014-02-06 13:00 | 2014 | 2 | 6 | 13 |  |  | 134.311 | [7 empty] | 11133.0388 |  |  |  |  | 134.311 | 11133.0388 | 480.5 | 1116.435 | -33.624 | 1082.811 | 1563.311 | 1563.311 | check | [45 empty] | TRUE | 2-2014 |  | 0 |  |  | 11133.0388 | 0
| 2014-02-06 14:00 | 2014 | 2 | 6 | 14 |  |  | 146.095 | [7 empty] | 11211.3303 |  |  |  |  | 146.095 | 11211.3303 | 500 | 1109.484 | -34.389 | 1075.095 | 1575.095 | 1575.095 | check | [45 empty] | TRUE | 2-2014 |  | 0 |  |  | 11211.3303 | 0
| 2014-02-06 15:00 | 2014 | 2 | 6 | 15 |  |  | 155.479 | [7 empty] | 9118.8433 |  |  |  |  | 155.479 | 9118.8433 | 520.9 | 1097.379 | -34.8 | 1062.579 | 1583.479 | 1583.479 | check | [45 empty] | TRUE | 2-2014 |  | 0 |  |  | 9118.8433 | 0
| 2014-02-06 16:00 | 2014 | 2 | 6 | 16 |  |  | 163.318 | [7 empty] | 9874.2063 |  |  |  |  | 163.318 | 9874.2063 | 535.7 | 1091.457 | -32.839 | 1058.618 | 1594.318 | 1594.318 | check | [45 empty] | TRUE | 2-2014 |  | 0 |  |  | 9874.2063 | 0
| 2014-02-06 17:00 | 2014 | 2 | 6 | 17 |  |  | 159.813 | [7 empty] | 10349.4899 |  |  |  |  | 159.813 | 10349.4899 | 527.3 | 1094.869 | -32.356 | 1062.513 | 1589.813 | 1589.813 | check | [45 empty] | TRUE | 2-2014 |  | 0 |  |  | 10349.4899 | 0
| 2014-02-06 18:00 | 2014 | 2 | 6 | 18 |  |  | 174.563 | [7 empty] | 19582.4773 |  |  |  |  | 174.563 | 19582.4773 | 499.8 | 1138.24 | -34.477 | 1103.763 | 1603.563 | 1603.563 | check | [45 empty] | TRUE | 2-2014 |  | 0 |  |  | 19582.4773 | 0
| 2014-02-06 19:00 | 2014 | 2 | 6 | 19 |  |  | 140.216 | [7 empty] | 28072.6454 |  |  |  |  | 140.216 | 28072.6454 | 441.9 | 1167.644 | -35.328 | 1132.316 | 1574.216 | 1574.216 | check | [45 empty] | TRUE | 2-2014 |  | 0 |  |  | 28072.6454 | 0
| 2014-02-06 20:00 | 2014 | 2 | 6 | 20 |  |  | 121.901 | [7 empty] | 16902.7927 |  |  |  |  | 121.901 | 16902.7927 | 428.1 | 1158.745 | -33.945 | 1124.8 | 1552.901 | 1552.9 | check | [45 empty] | TRUE | 2-2014 |  | 0 |  |  | 16902.7927 | 0
| 2014-02-06 21:00 | 2014 | 2 | 6 | 21 |  |  | 110.024 | [7 empty] | 15309.8396 |  |  |  |  | 110.024 | 15309.8396 | 425.4 | 1150.995 | -34.372 | 1116.623 | 1542.024 | 1542.023 | check | [45 empty] | TRUE | 2-2014 |  | 0 |  |  | 15309.8396 | 0
| 2014-02-06 22:00 | 2014 | 2 | 6 | 22 |  |  | 103.983 | [7 empty] | 10353.5873 |  |  |  |  | 103.983 | 10353.5873 | 438.4 | 1135.589 | -33.556 | 1102.033 | 1540.433 | 1540.433 | check | [45 empty] | TRUE | 2-2014 |  | 0 |  |  | 10353.5873 | 0
| 2014-02-06 23:00 | 2014 | 2 | 6 | 23 |  |  | 94.043 | [7 empty] | 4754.8141 |  |  |  |  | 94.043 | 4754.8141 | 458.6 | 1114.415 | -34.223 | 1080.192 | 1538.793 | 1538.792 | check | [45 empty] | TRUE | 2-2014 |  | 0 |  |  | 4754.8141 | 0
| 2014-02-07 | 2014 | 2 | 7 | 0 |  |  | 91.784 | [7 empty] | 4259.6954 |  |  |  |  | 91.784 | 4259.6954 | 491.6 | 1078.557 | -32.673 | 1045.884 | 1537.484 | 1537.484 | check | [45 empty] | TRUE | 2-2014 |  | 0 |  |  | 4259.6954 | 0
| 2014-02-07 01:00 | 2014 | 2 | 7 | 1 |  |  | 53.149 | [7 empty] | 2165.8218 |  |  |  |  | 53.149 | 2165.8218 | 466.5 | 1053.628 | -30.228 | 1023.4 | 1489.899 | 1489.9 | check | [45 empty] | TRUE | 2-2014 |  | 0 |  |  | 2165.8218 | 0
| 2014-02-07 02:00 | 2014 | 2 | 7 | 2 |  |  | 38.002 | [7 empty] | 1623.0654 |  |  |  |  | 38.002 | 1623.0654 | 474.4 | 1040.257 | -29.154 | 1011.103 | 1485.502 | 1485.503 | check | [45 empty] | TRUE | 2-2014 |  | 0 |  |  | 1623.0654 | 0
| 2014-02-07 03:00 | 2014 | 2 | 7 | 3 |  |  | 18.181 | [7 empty] | 733.7852 |  |  |  |  | 18.181 | 733.7852 | 469.1 | 1037.509 | -29.628 | 1007.881 | 1476.981 | 1476.981 | check | [45 empty] | TRUE | 2-2014 |  | 0 |  |  | 733.7852 | 0
| 2014-02-07 04:00 | 2014 | 2 | 7 | 4 |  |  | 0 | [7 empty] | 0 |  |  |  |  | 0 | 0 | 480.263 | 1048.912 | -30.375 | 1018.537 | 1498.8 | 1498.8 | check | [45 empty] | TRUE | 2-2014 |  | 0 |  |  | 0 | 0
| 2014-02-07 05:00 | 2014 | 2 | 7 | 5 |  |  | 0 | [7 empty] | 0 |  |  |  |  | 0 | 0 | 525.047 | 1074.006 | -31.553 | 1042.453 | 1567.5 | 1567.5 | check | [45 empty] | TRUE | 2-2014 |  | 0 |  |  | 0 | 0
| 2014-02-07 06:00 | 2014 | 2 | 7 | 6 |  |  | 0 | [7 empty] | 0 |  |  |  |  | 0 | 0 | 484.844 | 1097.447 | -31.291 | 1066.156 | 1551 | 1551 | check | [45 empty] | TRUE | 2-2014 |  | 0 |  |  | 0 | 0
| 2014-02-07 07:00 | 2014 | 2 | 7 | 7 |  |  | 0 | [7 empty] | 0 |  |  |  |  | 0 | 0 | 463.819 | 1178.539 | -33.208 | 1145.331 | 1609.15 | 1609.15 | check | [45 empty] | TRUE | 2-2014 |  | 0 |  |  | 0 | 0
| 2014-02-07 08:00 | 2014 | 2 | 7 | 8 |  |  | 0 | [7 empty] | 0 |  |  |  |  | 0 | 0 | 446.636 | 1211.113 | -34.599 | 1176.514 | 1623.15 | 1623.15 | check | [45 empty] | TRUE | 2-2014 |  | 0 |  |  | 0 | 0
| 2014-02-07 09:00 | 2014 | 2 | 7 | 9 |  |  | 0 | [7 empty] | 0 |  |  |  |  | 0 | 0 | 453.498 | 1213.275 | -34.173 | 1179.102 | 1632.6 | 1632.6 | check | [45 empty] | TRUE | 2-2014 |  | 0 |  |  | 0 | 0
| 2014-02-07 10:00 | 2014 | 2 | 7 | 10 |  |  | 0 | [7 empty] | 0 |  |  |  |  | 0 | 0 | 436.022 | 1230.732 | -34.154 | 1196.578 | 1632.6 | 1632.6 | check | [45 empty] | TRUE | 2-2014 |  | 0 |  |  | 0 | 0
| 2014-02-07 11:00 | 2014 | 2 | 7 | 11 |  |  | 0 | [7 empty] | 0 |  |  |  |  | 0 | 0 | 460.277 | 1199.617 | -34.545 | 1165.072 | 1625.35 | 1625.349 | check | [45 empty] | TRUE | 2-2014 |  | 0 |  |  | 0 | 0
| 2014-02-07 12:00 | 2014 | 2 | 7 | 12 |  |  | 0 | [7 empty] | 0 |  |  |  |  | 0 | 0 | 500.725 | 1158.687 | -32.861 | 1125.826 | 1626.55 | 1626.551 | check | [45 empty] | TRUE | 2-2014 |  | 0 |  |  | 0 | 0
| 2014-02-07 13:00 | 2014 | 2 | 7 | 13 |  |  | 0 | [7 empty] | 0 |  |  |  |  | 0 | 0 | 524.235 | 1137.156 | -32.542 | 1104.614 | 1628.85 | 1628.849 | check | [45 empty] | TRUE | 2-2014 |  | 0 |  |  | 0 | 0
| 2014-02-07 14:00 | 2014 | 2 | 7 | 14 |  |  | 0 | [7 empty] | 0 |  |  |  |  | 0 | 0 | 555.754 | 1105.16 | -31.264 | 1073.896 | 1629.65 | 1629.65 | check | [45 empty] | TRUE | 2-2014 |  | 0 |  |  | 0 | 0
| 2014-02-07 15:00 | 2014 | 2 | 7 | 15 |  |  | 0 | [7 empty] | 0 |  |  |  |  | 0 | 0 | 562.177 | 1069.854 | -29.482 | 1040.372 | 1602.55 | 1602.549 | check | [45 empty] | TRUE | 2-2014 |  | 0 |  |  | 0 | 0
| 2014-02-07 16:00 | 2014 | 2 | 7 | 16 |  |  | 0 | [7 empty] | 0 |  |  |  |  | 0 | 0 | 577.937 | 1057.131 | -27.768 | 1029.363 | 1607.3 | 1607.3 | check | [45 empty] | TRUE | 2-2014 |  | 0 |  |  | 0 | 0
| 2014-02-07 17:00 | 2014 | 2 | 7 | 17 |  |  | 0 | [7 empty] | 0 |  |  |  |  | 0 | 0 | 595.735 | 1058.688 | -26.973 | 1031.715 | 1627.45 | 1627.45 | check | [45 empty] | TRUE | 2-2014 |  | 0 |  |  | 0 | 0
| 2014-02-07 18:00 | 2014 | 2 | 7 | 18 |  |  | 0 | [7 empty] | 0 |  |  |  |  | 0 | 0 | 583.999 | 1077.159 | -28.858 | 1048.301 | 1632.3 | 1632.3 | check | [45 empty] | TRUE | 2-2014 |  | 0 |  |  | 0 | 0
| 2014-02-07 19:00 | 2014 | 2 | 7 | 19 |  |  | 0 | [7 empty] | 0 |  |  |  |  | 0 | 0 | 532.464 | 1137.725 | -32.039 | 1105.686 | 1638.15 | 1638.15 | check | [45 empty] | TRUE | 2-2014 |  | 0 |  |  | 0 | 0
| 2014-02-07 20:00 | 2014 | 2 | 7 | 20 |  |  | 0 | [7 empty] | 0 |  |  |  |  | 0 | 0 | 495.426 | 1160.822 | -32.798 | 1128.024 | 1623.45 | 1623.45 | check | [45 empty] | TRUE | 2-2014 |  | 0 |  |  | 0 | 0
| 2014-02-07 21:00 | 2014 | 2 | 7 | 21 |  |  | 0 | [7 empty] | 0 |  |  |  |  | 0 | 0 | 486.892 | 1168.874 | -33.166 | 1135.708 | 1622.6 | 1622.6 | check | [45 empty] | TRUE | 2-2014 |  | 0 |  |  | 0 | 0
| 2014-02-07 22:00 | 2014 | 2 | 7 | 22 |  |  | 0 | [7 empty] | 0 |  |  |  |  | 0 | 0 | 497.458 | 1162.395 | -31.853 | 1130.542 | 1628 | 1628 | check | [45 empty] | TRUE | 2-2014 |  | 0 |  |  | 0 | 0
| 2014-02-07 23:00 | 2014 | 2 | 7 | 23 |  |  | 0 | [7 empty] | 0 |  |  |  |  | 0 | 0 | 493.535 | 1152.565 | -29.65 | 1122.915 | 1616.45 | 1616.45 | check | [45 empty] | TRUE | 2-2014 |  | 0 |  |  | 0 | 0
| 2014-02-08 | 2014 | 2 | 8 | 0 |  |  | 0 | [7 empty] | 0 |  |  |  |  | 0 | 0 | 490.586 | 1133.303 | -29.739 | 1103.564 | 1594.15 | 1594.15 | check | [45 empty] | TRUE | 2-2014 |  | 0 |  |  | 0 | 0
| 2014-02-08 01:00 | 2014 | 2 | 8 | 1 |  |  | 0 | [7 empty] | 0 |  |  |  |  | 0 | 0 | 431.705 | 1106.478 | -30.583 | 1075.895 | 1507.6 | 1507.6 | check | [45 empty] | TRUE | 2-2014 |  | 0 |  |  | 0 | 0
| 2014-02-08 02:00 | 2014 | 2 | 8 | 2 |  |  | 0 | [7 empty] | 0 |  |  |  |  | 0 | 0 | 473.813 | 1082.287 | -30.25 | 1052.037 | 1525.85 | 1525.85 | check | [45 empty] | TRUE | 2-2014 |  | 0 |  |  | 0 | 0
| 2014-02-08 03:00 | 2014 | 2 | 8 | 3 |  |  | 0 | [7 empty] | 0 |  |  |  |  | 0 | 0 | 490.296 | 1070.315 | -31.11 | 1039.205 | 1529.5 | 1529.501 | check | [45 empty] | TRUE | 2-2014 |  | 0 |  |  | 0 | 0
| 2014-02-08 04:00 | 2014 | 2 | 8 | 4 |  |  | 0 | [7 empty] | 0 |  |  |  |  | 0 | 0 | 476.942 | 1068.542 | -29.533 | 1039.009 | 1515.95 | 1515.951 | check | [45 empty] | TRUE | 2-2014 |  | 0 |  |  | 0 | 0
| 2014-02-08 05:00 | 2014 | 2 | 8 | 5 |  |  | 0 | [7 empty] | 0 |  |  |  |  | 0 | 0 | 495.129 | 1088.65 | -30.679 | 1057.971 | 1553.1 | 1553.1 | check | [45 empty] | TRUE | 2-2014 |  | 0 |  |  | 0 | 0
| 2014-02-08 06:00 | 2014 | 2 | 8 | 6 |  |  | 0 | [7 empty] | 0 |  |  |  |  | 0 | 0 | 500.958 | 1104.567 | -30.575 | 1073.992 | 1574.95 | 1574.95 | check | [45 empty] | TRUE | 2-2014 |  | 0 |  |  | 0 | 0
| 2014-02-08 07:00 | 2014 | 2 | 8 | 7 |  |  | 0 | [7 empty] | 0 |  |  |  |  | 0 | 0 | 486.456 | 1130.144 | -30.5 | 1099.644 | 1586.1 | 1586.1 | check | [45 empty] | TRUE | 2-2014 |  | 0 |  |  | 0 | 0
| 2014-02-08 08:00 | 2014 | 2 | 8 | 8 |  |  | 0 | [7 empty] | 0 |  |  |  |  | 0 | 0 | 484.63 | 1149.777 | -32.307 | 1117.47 | 1602.1 | 1602.1 | check | [45 empty] | TRUE | 2-2014 |  | 0 |  |  | 0 | 0
| 2014-02-08 09:00 | 2014 | 2 | 8 | 9 |  |  | 0 | [7 empty] | 0 |  |  |  |  | 0 | 0 | 480.228 | 1159.56 | -32.538 | 1127.022 | 1607.25 | 1607.25 | check | [45 empty] | TRUE | 2-2014 |  | 0 |  |  | 0 | 0
| 2014-02-08 10:00 | 2014 | 2 | 8 | 10 |  |  | 0 | [7 empty] | 0 |  |  |  |  | 0 | 0 | 498.157 | 1140.945 | -32.302 | 1108.643 | 1606.8 | 1606.8 | check | [45 empty] | TRUE | 2-2014 |  | 0 |  |  | 0 | 0
| 2014-02-08 11:00 | 2014 | 2 | 8 | 11 |  |  | 0 | [7 empty] | 0 |  |  |  |  | 0 | 0 | 500.831 | 1136.11 | -33.841 | 1102.269 | 1603.1 | 1603.1 | check | [45 empty] | TRUE | 2-2014 |  | 0 |  |  | 0 | 0
| 2014-02-08 12:00 | 2014 | 2 | 8 | 12 |  |  | 0 | [7 empty] | 0 |  |  |  |  | 0 | 0 | 512.059 | 1110.867 | -34.126 | 1076.741 | 1588.8 | 1588.8 | check | [45 empty] | TRUE | 2-2014 |  | 0 |  |  | 0 | 0
| 2014-02-08 13:00 | 2014 | 2 | 8 | 13 |  |  | 19.935 | [7 empty] | 1516.0567 |  |  |  |  | 19.935 | 1516.0567 | 546.4 | 1084.841 | -33.206 | 1051.635 | 1598.035 | 1598.035 | check | [45 empty] | TRUE | 2-2014 |  | 0 |  |  | 1516.0567 | 0
| 2014-02-08 14:00 | 2014 | 2 | 8 | 14 |  |  | 4.303 | [7 empty] | 337.48 |  |  |  |  | 4.303 | 337.48 | 581.6 | 1037.338 | -32.685 | 1004.653 | 1586.253 | 1586.253 | check | [45 empty] | TRUE | 2-2014 |  | 0 |  |  | 337.48 | 0
| 2014-02-08 15:00 | 2014 | 2 | 8 | 15 |  |  | 0 | [7 empty] | 0 |  |  |  |  | 0 | 0 | 626.926 | 992.261 | -31.237 | 961.024 | 1587.95 | 1587.95 | check | [45 empty] | TRUE | 2-2014 |  | 0 |  |  | 0 | 0
| 2014-02-08 16:00 | 2014 | 2 | 8 | 16 |  |  | 0 | [7 empty] | 0 |  |  |  |  | 0 | 0 | 650.592 | 967.27 | -30.912 | 936.358 | 1586.95 | 1586.95 | check | [45 empty] | TRUE | 2-2014 |  | 0 |  |  | 0 | 0
| 2014-02-08 17:00 | 2014 | 2 | 8 | 17 |  |  | 0 | [7 empty] | 0 |  |  |  |  | 0 | 0 | 643.282 | 976.506 | -30.988 | 945.518 | 1588.8 | 1588.8 | check | [45 empty] | TRUE | 2-2014 |  | 0 |  |  | 0 | 0
| 2014-02-08 18:00 | 2014 | 2 | 8 | 18 |  |  | 0 | [7 empty] | 0 |  |  |  |  | 0 | 0 | 653.034 | 981.756 | -30.84 | 950.916 | 1603.95 | 1603.95 | check | [45 empty] | TRUE | 2-2014 |  | 0 |  |  | 0 | 0
| 2014-02-08 19:00 | 2014 | 2 | 8 | 19 |  |  | 0 | [7 empty] | 0 |  |  |  |  | 0 | 0 | 595.024 | 1019.758 | -29.983 | 989.775 | 1584.8 | 1584.799 | check | [45 empty] | TRUE | 2-2014 |  | 0 |  |  | 0 | 0
| 2014-02-08 20:00 | 2014 | 2 | 8 | 20 |  |  | 61.68 | [7 empty] | 5025.6864 |  |  |  |  | 61.68 | 5025.6864 | 568.1 | 1026.61 | -29.58 | 997.03 | 1565.13 | 1565.13 | check | [45 empty] | TRUE | 2-2014 |  | 0 |  |  | 5025.6864 | 0
| 2014-02-08 21:00 | 2014 | 2 | 8 | 21 |  |  | 51.53 | [7 empty] | 4753.6425 |  |  |  |  | 51.53 | 4753.6425 | 573.2 | 1026.216 | -30.336 | 995.88 | 1569.08 | 1569.08 | check | [45 empty] | TRUE | 2-2014 |  | 0 |  |  | 4753.6425 | 0
| 2014-02-08 22:00 | 2014 | 2 | 8 | 22 |  |  | 10.846 | [7 empty] | 663.8837 |  |  |  |  | 10.846 | 663.8837 | 583.6 | 1005.79 | -30.595 | 975.195 | 1558.796 | 1558.795 | check | [45 empty] | TRUE | 2-2014 |  | 0 |  |  | 663.8837 | 0
| 2014-02-08 23:00 | 2014 | 2 | 8 | 23 |  |  | 0 | [7 empty] | 0 |  |  |  |  | 0 | 0 | 640.746 | 982.552 | -30.048 | 952.504 | 1593.25 | 1593.25 | check | [45 empty] | TRUE | 2-2014 |  | 0 |  |  | 0 | 0
| 2014-02-09 | 2014 | 2 | 9 | 0 |  |  | 0 | [7 empty] | 0 |  |  |  |  | 0 | 0 | 685.338 | 955.24 | -31.478 | 923.762 | 1609.1 | 1609.1 | check | [45 empty] | TRUE | 2-2014 |  | 0 |  |  | 0 | 0
| 2014-02-09 01:00 | 2014 | 2 | 9 | 1 |  |  | 0 | [7 empty] | 0 |  |  |  |  | 0 | 0 | 593.753 | 934.284 | -30.788 | 903.496 | 1497.25 | 1497.249 | check | [45 empty] | TRUE | 2-2014 |  | 0 |  |  | 0 | 0
| 2014-02-09 02:00 | 2014 | 2 | 9 | 2 |  |  | 0 | [7 empty] | 0 |  |  |  |  | 0 | 0 | 500.162 | 924.475 | -29.987 | 894.488 | 1394.65 | 1394.65 | check | [45 empty] | TRUE | 2-2014 |  | 0 |  |  | 0 | 0
| 2014-02-09 03:00 | 2014 | 2 | 9 | 3 |  |  | 0 | [7 empty] | 0 |  |  |  |  | 0 | 0 | 452.207 | 914.578 | -29.285 | 885.293 | 1337.5 | 1337.5 | check | [45 empty] | TRUE | 2-2014 |  | 0 |  |  | 0 | 0
| 2014-02-09 04:00 | 2014 | 2 | 9 | 4 |  |  | 0 | [7 empty] | 0 |  |  |  |  | 0 | 0 | 442.986 | 913.144 | -29.779 | 883.365 | 1326.35 | 1326.351 | check | [45 empty] | TRUE | 2-2014 |  | 0 |  |  | 0 | 0
| 2014-02-09 05:00 | 2014 | 2 | 9 | 5 |  |  | 112.181 | [7 empty] | 5156.9606 |  |  |  |  | 112.181 | 5156.9606 | 548.4 | 929.105 | -32.124 | 896.981 | 1445.381 | 1445.381 | check | [45 empty] | TRUE | 2-2014 |  | 0 |  |  | 5156.9606 | 0
| 2014-02-09 06:00 | 2014 | 2 | 9 | 6 |  |  | 190.107 | [7 empty] | 10001.5293 |  |  |  |  | 190.107 | 10001.5293 | 692.7 | 935.889 | -32.082 | 903.807 | 1596.507 | 1596.507 | check | [45 empty] | TRUE | 2-2014 |  | 0 |  |  | 10001.5293 | 0
| 2014-02-09 07:00 | 2014 | 2 | 9 | 7 |  |  | 164.517 | [7 empty] | 8372.2701 |  |  |  |  | 164.517 | 8372.2701 | 740.9 | 957.772 | -32.205 | 925.567 | 1666.467 | 1666.467 | check | [45 empty] | TRUE | 2-2014 |  | 0 |  |  | 8372.2701 | 0
| 2014-02-09 08:00 | 2014 | 2 | 9 | 8 |  |  | 187.935 | [7 empty] | 9569.6502 |  |  |  |  | 187.935 | 9569.6502 | 788.3 | 971.363 | -31.428 | 939.935 | 1728.235 | 1728.235 | check | [45 empty] | TRUE | 2-2014 |  | 0 |  |  | 9569.6502 | 0
| 2014-02-09 09:00 | 2014 | 2 | 9 | 9 |  |  | 209.976 | [7 empty] | 11872.043 |  |  |  |  | 209.976 | 11872.043 | 771.3 | 990.17 | -32.294 | 957.876 | 1729.176 | 1729.176 | check | [45 empty] | TRUE | 2-2014 |  | 0 |  |  | 11872.043 | 0
| 2014-02-09 10:00 | 2014 | 2 | 9 | 10 |  |  | 246.731 | [7 empty] | 14103.144 |  |  |  |  | 246.731 | 14103.144 | 780.2 | 999.38 | -33.449 | 965.931 | 1746.131 | 1746.131 | check | [45 empty] | TRUE | 2-2014 |  | 0 |  |  | 14103.144 | 0
| 2014-02-09 11:00 | 2014 | 2 | 9 | 11 |  |  | 206.397 | [7 empty] | 11426.1379 |  |  |  |  | 206.397 | 11426.1379 | 817.1 | 983.642 | -32.995 | 950.647 | 1767.747 | 1767.747 | check | [45 empty] | TRUE | 2-2014 |  | 0 |  |  | 11426.1379 | 0
| 2014-02-09 12:00 | 2014 | 2 | 9 | 12 |  |  | 150.973 | [7 empty] | 8617.5388 |  |  |  |  | 150.973 | 8617.5388 | 854.1 | 956.768 | -32.095 | 924.673 | 1778.773 | 1778.773 | check | [45 empty] | TRUE | 2-2014 |  | 0 |  |  | 8617.5388 | 0
| 2014-02-09 13:00 | 2014 | 2 | 9 | 13 |  |  | 152.635 | [7 empty] | 9202.3641 |  |  |  |  | 152.635 | 9202.3641 | 872.9 | 952.516 | -31.73 | 920.786 | 1793.685 | 1793.686 | check | [45 empty] | TRUE | 2-2014 |  | 0 |  |  | 9202.3641 | 0
| 2014-02-09 14:00 | 2014 | 2 | 9 | 14 |  |  | 154.991 | [7 empty] | 8123.0783 |  |  |  |  | 154.991 | 8123.0783 | 890 | 957.327 | -31.386 | 925.941 | 1815.941 | 1815.941 | check | [45 empty] | TRUE | 2-2014 |  | 0 |  |  | 8123.0783 | 0
| 2014-02-09 15:00 | 2014 | 2 | 9 | 15 |  |  | 142.498 | [7 empty] | 7295.8976 |  |  |  |  | 142.498 | 7295.8976 | 906.4 | 961.084 | -31.336 | 929.748 | 1836.148 | 1836.148 | check | [45 empty] | TRUE | 2-2014 |  | 0 |  |  | 7295.8976 | 0
| 2014-02-09 16:00 | 2014 | 2 | 9 | 16 |  |  | 150.419 | [7 empty] | 8276.0534 |  |  |  |  | 150.419 | 8276.0534 | 916.7 | 965.68 | -32.26 | 933.42 | 1850.119 | 1850.12 | check | [45 empty] | TRUE | 2-2014 |  | 0 |  |  | 8276.0534 | 0
| 2014-02-09 17:00 | 2014 | 2 | 9 | 17 |  |  | 160.573 | [7 empty] | 9430.4523 |  |  |  |  | 160.573 | 9430.4523 | 915.6 | 979.661 | -33.688 | 945.973 | 1861.573 | 1861.573 | check | [45 empty] | TRUE | 2-2014 |  | 0 |  |  | 9430.4523 | 0
| 2014-02-09 18:00 | 2014 | 2 | 9 | 18 |  |  | 152.56 | [7 empty] | 16392.572 |  |  |  |  | 152.56 | 16392.572 | 895 | 999.831 | -35.721 | 964.11 | 1859.11 | 1859.11 | check | [45 empty] | TRUE | 2-2014 |  | 0 |  |  | 16392.572 | 0
| 2014-02-09 19:00 | 2014 | 2 | 9 | 19 |  |  | 131.341 | [7 empty] | 9875.5298 |  |  |  |  | 131.341 | 9875.5298 | 841.9 | 1041.295 | -34.604 | 1006.691 | 1848.591 | 1848.591 | check | [45 empty] | TRUE | 2-2014 |  | 0 |  |  | 9875.5298 | 0
| 2014-02-09 20:00 | 2014 | 2 | 9 | 20 |  |  | 112.616 | [7 empty] | 13142.2872 |  |  |  |  | 112.616 | 13142.2872 | 815.4 | 1047.137 | -32.021 | 1015.116 | 1830.516 | 1830.516 | check | [45 empty] | TRUE | 2-2014 |  | 0 |  |  | 13142.2872 | 0
| 2014-02-09 21:00 | 2014 | 2 | 9 | 21 |  |  | 80.989 | [7 empty] | 5423.8333 |  |  |  |  | 80.989 | 5423.8333 | 807.6 | 1036.943 | -32.954 | 1003.989 | 1811.589 | 1811.589 | check | [45 empty] | TRUE | 2-2014 |  | 0 |  |  | 5423.8333 | 0
| 2014-02-09 22:00 | 2014 | 2 | 9 | 22 |  |  | 67.199 | [7 empty] | 5142.7395 |  |  |  |  | 67.199 | 5142.7395 | 814.6 | 1036.464 | -33.015 | 1003.449 | 1818.049 | 1818.049 | check | [45 empty] | TRUE | 2-2014 |  | 0 |  |  | 5142.7395 | 0
| 2014-02-09 23:00 | 2014 | 2 | 9 | 23 |  |  | 40.444 | [7 empty] | 2014.9201 |  |  |  |  | 40.444 | 2014.9201 | 827.4 | 1045.029 | -34.885 | 1010.144 | 1837.544 | 1837.544 | check | [45 empty] | TRUE | 2-2014 |  | 0 |  |  | 2014.9201 | 0
| 2014-02-10 | 2014 | 2 | 10 | 0 |  |  | 33.849 | [7 empty] | 1689.7421 |  |  |  |  | 33.849 | 1689.7421 | 840.5 | 1047.105 | -36.357 | 1010.748 | 1851.249 | 1851.248 | check | [45 empty] | TRUE | 2-2014 |  | 0 |  |  | 1689.7421 | 0
| 2014-02-10 01:00 | 2014 | 2 | 10 | 1 |  |  | 0 | [7 empty] | 0 |  |  |  |  | 0 | 0 | 707.131 | 1027.363 | -35.194 | 992.169 | 1699.3 | 1699.3 | check | [45 empty] | TRUE | 2-2014 |  | 0 |  |  | 0 | 0
| 2014-02-10 02:00 | 2014 | 2 | 10 | 2 |  |  | 0 | [7 empty] | 0 |  |  |  |  | 0 | 0 | 595.444 | 1008.9 | -32.344 | 976.556 | 1572 | 1572 | check | [45 empty] | TRUE | 2-2014 |  | 0 |  |  | 0 | 0
| 2014-02-10 03:00 | 2014 | 2 | 10 | 3 |  |  | 0 | [7 empty] | 0 |  |  |  |  | 0 | 0 | 580.129 | 992.601 | -32.229 | 960.372 | 1540.5 | 1540.501 | check | [45 empty] | TRUE | 2-2014 |  | 0 |  |  | 0 | 0
| 2014-02-10 04:00 | 2014 | 2 | 10 | 4 |  |  | 0 | [7 empty] | 0 |  |  |  |  | 0 | 0 | 590.303 | 982.637 | -31.09 | 951.547 | 1541.85 | 1541.85 | check | [45 empty] | TRUE | 2-2014 |  | 0 |  |  | 0 | 0
| 2014-02-10 05:00 | 2014 | 2 | 10 | 5 |  |  | 0 | [7 empty] | 0 |  |  |  |  | 0 | 0 | 610.184 | 985.52 | -32.004 | 953.516 | 1563.7 | 1563.7 | check | [45 empty] | TRUE | 2-2014 |  | 0 |  |  | 0 | 0
| 2014-02-10 06:00 | 2014 | 2 | 10 | 6 |  |  | 48.162 | [7 empty] | 2835.7786 |  |  |  |  | 48.162 | 2835.7786 | 731.4 | 1021.479 | -33.167 | 988.312 | 1719.712 | 1719.712 | check | [45 empty] | TRUE | 2-2014 |  | 0 |  |  | 2835.7786 | 0
| 2014-02-10 07:00 | 2014 | 2 | 10 | 7 |  |  | 0 | [7 empty] | 0 |  |  |  |  | 0 | 0 | 730.888 | 1087.693 | -35.03 | 1052.663 | 1783.55 | 1783.551 | check | [45 empty] | TRUE | 2-2014 |  | 0 |  |  | 0 | 0
| 2014-02-10 08:00 | 2014 | 2 | 10 | 8 |  |  | 0 | [7 empty] | 0 |  |  |  |  | 0 | 0 | 724.247 | 1143.312 | -34.409 | 1108.903 | 1833.15 | 1833.15 | check | [45 empty] | TRUE | 2-2014 |  | 0 |  |  | 0 | 0
| 2014-02-10 09:00 | 2014 | 2 | 10 | 9 |  |  | 0 | [7 empty] | 0 |  |  |  |  | 0 | 0 | 714.316 | 1159.664 | -35.13 | 1124.534 | 1838.85 | 1838.85 | check | [45 empty] | TRUE | 2-2014 |  | 0 |  |  | 0 | 0
| 2014-02-10 10:00 | 2014 | 2 | 10 | 10 |  |  | 0 | [7 empty] | 0 |  |  |  |  | 0 | 0 | 707.764 | 1177.599 | -36.214 | 1141.385 | 1849.15 | 1849.149 | check | [45 empty] | TRUE | 2-2014 |  | 0 |  |  | 0 | 0
| 2014-02-10 11:00 | 2014 | 2 | 10 | 11 |  |  | 0 | [7 empty] | 0 |  |  |  |  | 0 | 0 | 712.415 | 1183.781 | -36.896 | 1146.885 | 1859.3 | 1859.3 | check | [45 empty] | TRUE | 2-2014 |  | 0 |  |  | 0 | 0
| 2014-02-10 12:00 | 2014 | 2 | 10 | 12 |  |  | 0 | [7 empty] | 0 |  |  |  |  | 0 | 0 | 720.624 | 1171.931 | -36.255 | 1135.676 | 1856.3 | 1856.3 | check | [45 empty] | TRUE | 2-2014 |  | 0 |  |  | 0 | 0
| 2014-02-10 13:00 | 2014 | 2 | 10 | 13 |  |  | 0 | [7 empty] | 0 |  |  |  |  | 0 | 0 | 756.286 | 1138.076 | -36.611 | 1101.465 | 1857.75 | 1857.751 | check | [45 empty] | TRUE | 2-2014 |  | 0 |  |  | 0 | 0
| 2014-02-10 14:00 | 2014 | 2 | 10 | 14 |  |  | 0 | [7 empty] | 0 |  |  |  |  | 0 | 0 | 770.486 | 1125.9 | -39.486 | 1086.414 | 1856.9 | 1856.9 | check | [45 empty] | TRUE | 2-2014 |  | 0 |  |  | 0 | 0
| 2014-02-10 15:00 | 2014 | 2 | 10 | 15 |  |  | 0 | [7 empty] | 0 |  |  |  |  | 0 | 0 | 790.222 | 1109.455 | -39.777 | 1069.678 | 1859.9 | 1859.9 | check | [45 empty] | TRUE | 2-2014 |  | 0 |  |  | 0 | 0
| 2014-02-10 16:00 | 2014 | 2 | 10 | 16 |  |  | 0 | [7 empty] | 0 |  |  |  |  | 0 | 0 | 813.71 | 1087.097 | -40.756 | 1046.341 | 1860.05 | 1860.051 | check | [45 empty] | TRUE | 2-2014 |  | 0 |  |  | 0 | 0
| 2014-02-10 17:00 | 2014 | 2 | 10 | 17 |  |  | 0 | [7 empty] | 0 |  |  |  |  | 0 | 0 | 824.29 | 1078.05 | -41.29 | 1036.76 | 1861.05 | 1861.05 | check | [45 empty] | TRUE | 2-2014 |  | 0 |  |  | 0 | 0
| 2014-02-10 18:00 | 2014 | 2 | 10 | 18 |  |  | 0 | [7 empty] | 0 |  |  |  |  | 0 | 0 | 795.863 | 1105.561 | -40.424 | 1065.137 | 1861 | 1861 | check | [45 empty] | TRUE | 2-2014 |  | 0 |  |  | 0 | 0
| 2014-02-10 19:00 | 2014 | 2 | 10 | 19 |  |  | 0 | [7 empty] | 0 |  |  |  |  | 0 | 0 | 728.063 | 1171.022 | -39.185 | 1131.837 | 1859.9 | 1859.9 | check | [45 empty] | TRUE | 2-2014 |  | 0 |  |  | 0 | 0
| 2014-02-10 20:00 | 2014 | 2 | 10 | 20 |  |  | 0 | [7 empty] | 0 |  |  |  |  | 0 | 0 | 688.937 | 1209.535 | -38.873 | 1170.662 | 1859.6 | 1859.599 | check | [45 empty] | TRUE | 2-2014 |  | 0 |  |  | 0 | 0
| 2014-02-10 21:00 | 2014 | 2 | 10 | 21 |  |  | 0 | [7 empty] | 0 |  |  |  |  | 0 | 0 | 672.531 | 1227.798 | -39.729 | 1188.069 | 1860.6 | 1860.6 | check | [45 empty] | TRUE | 2-2014 |  | 0 |  |  | 0 | 0
| 2014-02-10 22:00 | 2014 | 2 | 10 | 22 |  |  | 0 | [7 empty] | 0 |  |  |  |  | 0 | 0 | 664.423 | 1236.937 | -40.21 | 1196.727 | 1861.15 | 1861.15 | check | [45 empty] | TRUE | 2-2014 |  | 0 |  |  | 0 | 0
| 2014-02-10 23:00 | 2014 | 2 | 10 | 23 |  |  | 0 | [7 empty] | 0 |  |  |  |  | 0 | 0 | 662.001 | 1228.961 | -38.961 | 1190 | 1852 | 1852.001 | check | [45 empty] | TRUE | 2-2014 |  | 0 |  |  | 0 | 0
| 2014-02-11 | 2014 | 2 | 11 | 0 |  |  | 0 | [7 empty] | 0 |  |  |  |  | 0 | 0 | 692.821 | 1203.447 | -40.119 | 1163.328 | 1856.15 | 1856.149 | check | [45 empty] | TRUE | 2-2014 |  | 0 |  |  | 0 | 0
| 2014-02-11 01:00 | 2014 | 2 | 11 | 1 |  |  | 0 | [7 empty] | 0 |  |  |  |  | 0 | 0 | 687.665 | 1195.989 | -45.204 | 1150.785 | 1838.45 | 1838.45 | check | [45 empty] | TRUE | 2-2014 |  | 0 |  |  | 0 | 0
| 2014-02-11 02:00 | 2014 | 2 | 11 | 2 |  |  | 0 | [7 empty] | 0 |  |  |  |  | 0 | 0 | 683.655 | 1193.554 | -44.659 | 1148.895 | 1832.55 | 1832.55 | check | [45 empty] | TRUE | 2-2014 |  | 0 |  |  | 0 | 0
| 2014-02-11 03:00 | 2014 | 2 | 11 | 3 |  |  | 0 | [7 empty] | 0 |  |  |  |  | 0 | 0 | 687.827 | 1196.611 | -45.438 | 1151.173 | 1839 | 1839 | check | [45 empty] | TRUE | 2-2014 |  | 0 |  |  | 0 | 0
| 2014-02-11 04:00 | 2014 | 2 | 11 | 4 |  |  | 0 | [7 empty] | 0 |  |  |  |  | 0 | 0 | 666.757 | 1216.932 | -46.089 | 1170.843 | 1837.6 | 1837.6 | check | [45 empty] | TRUE | 2-2014 |  | 0 |  |  | 0 | 0
| 2014-02-11 05:00 | 2014 | 2 | 11 | 5 |  |  | 0 | [7 empty] | 0 |  |  |  |  | 0 | 0 | 643.809 | 1236.898 | -48.057 | 1188.841 | 1832.65 | 1832.65 | check | [45 empty] | TRUE | 2-2014 |  | 0 |  |  | 0 | 0
| 2014-02-11 06:00 | 2014 | 2 | 11 | 6 |  |  | 0 | [7 empty] | 0 |  |  |  |  | 0 | 0 | 590.512 | 1284.823 | -44.985 | 1239.838 | 1830.35 | 1830.35 | check | [45 empty] | TRUE | 2-2014 |  | 0 |  |  | 0 | 0
| 2014-02-11 07:00 | 2014 | 2 | 11 | 7 |  |  | 0 | [7 empty] | 0 |  |  |  |  | 0 | 0 | 524.12 | 1353.844 | -45.014 | 1308.83 | 1832.95 | 1832.95 | check | [45 empty] | TRUE | 2-2014 |  | 0 |  |  | 0 | 0
| 2014-02-11 08:00 | 2014 | 2 | 11 | 8 |  |  | 0 | [7 empty] | 0 |  |  |  |  | 0 | 0 | 493.165 | 1396.335 | -44.251 | 1352.084 | 1845.25 | 1845.249 | check | [45 empty] | TRUE | 2-2014 |  | 0 |  |  | 0 | 0
| 2014-02-11 09:00 | 2014 | 2 | 11 | 9 |  |  | 0 | [7 empty] | 0 |  |  |  |  | 0 | 0 | 513.3 | 1386.609 | -44.709 | 1341.9 | 1855.2 | 1855.2 | check | [45 empty] | TRUE | 2-2014 |  | 0 |  |  | 0 | 0
| 2014-02-11 10:00 | 2014 | 2 | 11 | 10 |  |  | 0 | [7 empty] | 0 |  |  |  |  | 0 | 0 | 564.698 | 1340.282 | -45.98 | 1294.302 | 1859 | 1859 | check | [45 empty] | TRUE | 2-2014 |  | 0 |  |  | 0 | 0
| 2014-02-11 11:00 | 2014 | 2 | 11 | 11 |  |  | 0 | [7 empty] | 0 |  |  |  |  | 0 | 0 | 644.016 | 1252.744 | -45.46 | 1207.284 | 1851.3 | 1851.3 | check | [45 empty] | TRUE | 2-2014 |  | 0 |  |  | 0 | 0
| 2014-02-11 12:00 | 2014 | 2 | 11 | 12 |  |  | 0 | [7 empty] | 0 |  |  |  |  | 0 | 0 | 720.71 | 1174.841 | -45.901 | 1128.94 | 1849.65 | 1849.65 | check | [45 empty] | TRUE | 2-2014 |  | 0 |  |  | 0 | 0
| 2014-02-11 13:00 | 2014 | 2 | 11 | 13 |  |  | 0 | [7 empty] | 0 |  |  |  |  | 0 | 0 | 787.538 | 1115.787 | -44.575 | 1071.212 | 1858.75 | 1858.75 | check | [45 empty] | TRUE | 2-2014 |  | 0 |  |  | 0 | 0
| 2014-02-11 14:00 | 2014 | 2 | 11 | 14 |  |  | 0 | [7 empty] | 0 |  |  |  |  | 0 | 0 | 837.216 | 1072.398 | -43.764 | 1028.634 | 1865.85 | 1865.85 | check | [45 empty] | TRUE | 2-2014 |  | 0 |  |  | 0 | 0
| 2014-02-11 15:00 | 2014 | 2 | 11 | 15 |  |  | 0 | [7 empty] | 0 |  |  |  |  | 0 | 0 | 848.944 | 1034.878 | -40.022 | 994.856 | 1843.8 | 1843.8 | check | [45 empty] | TRUE | 2-2014 |  | 0 |  |  | 0 | 0
| 2014-02-11 16:00 | 2014 | 2 | 11 | 16 |  |  | 0 | [7 empty] | 0 |  |  |  |  | 0 | 0 | 860.307 | 1016.072 | -40.979 | 975.093 | 1835.4 | 1835.4 | check | [45 empty] | TRUE | 2-2014 |  | 0 |  |  | 0 | 0
| 2014-02-11 17:00 | 2014 | 2 | 11 | 17 |  |  | 0 | [7 empty] | 0 |  |  |  |  | 0 | 0 | 869.712 | 1032.639 | -42.551 | 990.088 | 1859.8 | 1859.8 | check | [45 empty] | TRUE | 2-2014 |  | 0 |  |  | 0 | 0
| 2014-02-11 18:00 | 2014 | 2 | 11 | 18 |  |  | 0 | [7 empty] | 0 |  |  |  |  | 0 | 0 | 806.568 | 1083.605 | -43.773 | 1039.832 | 1846.4 | 1846.4 | check | [45 empty] | TRUE | 2-2014 |  | 0 |  |  | 0 | 0
| 2014-02-11 19:00 | 2014 | 2 | 11 | 19 |  |  | 0 | [7 empty] | 0 |  |  |  |  | 0 | 0 | 741.58 | 1159.464 | -43.795 | 1115.669 | 1857.25 | 1857.249 | check | [45 empty] | TRUE | 2-2014 |  | 0 |  |  | 0 | 0
| 2014-02-11 20:00 | 2014 | 2 | 11 | 20 |  |  | 0 | [7 empty] | 0 |  |  |  |  | 0 | 0 | 704.536 | 1195.663 | -41.249 | 1154.414 | 1858.95 | 1858.95 | check | [45 empty] | TRUE | 2-2014 |  | 0 |  |  | 0 | 0
| 2014-02-11 21:00 | 2014 | 2 | 11 | 21 |  |  | 0 | [7 empty] | 0 |  |  |  |  | 0 | 0 | 687.21 | 1214.991 | -44.951 | 1170.04 | 1857.25 | 1857.25 | check | [45 empty] | TRUE | 2-2014 |  | 0 |  |  | 0 | 0
| 2014-02-11 22:00 | 2014 | 2 | 11 | 22 |  |  | 0 | [7 empty] | 0 |  |  |  |  | 0 | 0 | 675.148 | 1227.202 | -46.25 | 1180.952 | 1856.1 | 1856.1 | check | [45 empty] | TRUE | 2-2014 |  | 0 |  |  | 0 | 0
| 2014-02-11 23:00 | 2014 | 2 | 11 | 23 |  |  | 0 | [7 empty] | 0 |  |  |  |  | 0 | 0 | 685.966 | 1216.856 | -46.873 | 1169.983 | 1855.95 | 1855.949 | check | [45 empty] | TRUE | 2-2014 |  | 0 |  |  | 0 | 0
| 2014-02-12 | 2014 | 2 | 12 | 0 |  |  | 0 | [7 empty] | 0 |  |  |  |  | 0 | 0 | 707.839 | 1195.913 | -50.202 | 1145.711 | 1853.55 | 1853.55 | check | [45 empty] | TRUE | 2-2014 |  | 0 |  |  | 0 | 0
| 2014-02-12 01:00 | 2014 | 2 | 12 | 1 |  |  | 0 | [7 empty] | 0 |  |  |  |  | 0 | 0 | 728.009 | 1173.635 | -51.444 | 1122.191 | 1850.2 | 1850.2 | check | [45 empty] | TRUE | 2-2014 |  | 0 |  |  | 0 | 0
| 2014-02-12 02:00 | 2014 | 2 | 12 | 2 |  |  | 0 | [7 empty] | 0 |  |  |  |  | 0 | 0 | 729.336 | 1163.138 | -51.924 | 1111.214 | 1840.55 | 1840.55 | check | [45 empty] | TRUE | 2-2014 |  | 0 |  |  | 0 | 0
| 2014-02-12 03:00 | 2014 | 2 | 12 | 3 |  |  | 0 | [7 empty] | 0 |  |  |  |  | 0 | 0 | 682.963 | 1175.194 | -51.457 | 1123.737 | 1806.7 | 1806.7 | check | [45 empty] | TRUE | 2-2014 |  | 0 |  |  | 0 | 0
| 2014-02-12 04:00 | 2014 | 2 | 12 | 4 |  |  | 0 | [7 empty] | 0 |  |  |  |  | 0 | 0 | 677.017 | 1192.219 | -50.836 | 1141.383 | 1818.4 | 1818.4 | check | [45 empty] | TRUE | 2-2014 |  | 0 |  |  | 0 | 0
| 2014-02-12 05:00 | 2014 | 2 | 12 | 5 |  |  | 0 | [7 empty] | 0 |  |  |  |  | 0 | 0 | 668.402 | 1213.927 | -50.278 | 1163.649 | 1832.05 | 1832.051 | check | [45 empty] | TRUE | 2-2014 |  | 0 |  |  | 0 | 0
| 2014-02-12 06:00 | 2014 | 2 | 12 | 6 |  |  | 0 | [7 empty] | 0 |  |  |  |  | 0 | 0 | 610.855 | 1272.793 | -51.898 | 1220.895 | 1831.75 | 1831.75 | check | [45 empty] | TRUE | 2-2014 |  | 0 |  |  | 0 | 0
| 2014-02-12 07:00 | 2014 | 2 | 12 | 7 |  |  | 0 | [7 empty] | 0 |  |  |  |  | 0 | 0 | 552.856 | 1348.354 | -54.21 | 1294.144 | 1847 | 1847 | check | [45 empty] | TRUE | 2-2014 |  | 0 |  |  | 0 | 0
| 2014-02-12 08:00 | 2014 | 2 | 12 | 8 |  |  | 0 | [7 empty] | 0 |  |  |  |  | 0 | 0 | 527.726 | 1369.58 | -48.706 | 1320.874 | 1848.6 | 1848.6 | check | [45 empty] | TRUE | 2-2014 |  | 0 |  |  | 0 | 0
| 2014-02-12 09:00 | 2014 | 2 | 12 | 9 |  |  | 0 | [7 empty] | 0 |  |  |  |  | 0 | 0 | 549.493 | 1348.425 | -47.868 | 1300.557 | 1850.05 | 1850.05 | check | [45 empty] | TRUE | 2-2014 |  | 0 |  |  | 0 | 0
| 2014-02-12 10:00 | 2014 | 2 | 12 | 10 |  |  | 0 | [7 empty] | 0 |  |  |  |  | 0 | 0 | 583.063 | 1316.417 | -47.88 | 1268.537 | 1851.6 | 1851.6 | check | [45 empty] | TRUE | 2-2014 |  | 0 |  |  | 0 | 0
| 2014-02-12 11:00 | 2014 | 2 | 12 | 11 |  |  | 0 | [7 empty] | 0 |  |  |  |  | 0 | 0 | 648.985 | 1251.639 | -47.924 | 1203.715 | 1852.7 | 1852.7 | check | [45 empty] | TRUE | 2-2014 |  | 0 |  |  | 0 | 0
| 2014-02-12 12:00 | 2014 | 2 | 12 | 12 |  |  | 0 | [7 empty] | 0 |  |  |  |  | 0 | 0 | 717.107 | 1198.286 | -47.243 | 1151.043 | 1868.15 | 1868.15 | check | [45 empty] | TRUE | 2-2014 |  | 0 |  |  | 0 | 0
| 2014-02-12 13:00 | 2014 | 2 | 12 | 13 |  |  | 0 | [7 empty] | 0 |  |  |  |  | 0 | 0 | 762.504 | 1138.915 | -46.57 | 1092.345 | 1854.85 | 1854.849 | check | [45 empty] | TRUE | 2-2014 |  | 0 |  |  | 0 | 0
| 2014-02-12 14:00 | 2014 | 2 | 12 | 14 |  |  | 0 | [7 empty] | 0 |  |  |  |  | 0 | 0 | 806.822 | 1100.897 | -47.019 | 1053.878 | 1860.7 | 1860.7 | check | [45 empty] | TRUE | 2-2014 |  | 0 |  |  | 0 | 0
| 2014-02-12 15:00 | 2014 | 2 | 12 | 15 |  |  | 0 | [7 empty] | 0 |  |  |  |  | 0 | 0 | 836.167 | 1077.809 | -47.126 | 1030.683 | 1866.85 | 1866.85 | check | [45 empty] | TRUE | 2-2014 |  | 0 |  |  | 0 | 0
| 2014-02-12 16:00 | 2014 | 2 | 12 | 16 |  |  | 0 | [7 empty] | 0 |  |  |  |  | 0 | 0 | 806.784 | 1070.499 | -46.433 | 1024.066 | 1830.85 | 1830.85 | check | [45 empty] | TRUE | 2-2014 |  | 0 |  |  | 0 | 0
| 2014-02-12 17:00 | 2014 | 2 | 12 | 17 |  |  | 0 | [7 empty] | 0 |  |  |  |  | 0 | 0 | 828.694 | 1077.725 | -45.868 | 1031.857 | 1860.55 | 1860.551 | check | [45 empty] | TRUE | 2-2014 |  | 0 |  |  | 0 | 0
| 2014-02-12 18:00 | 2014 | 2 | 12 | 18 |  |  | 0 | [7 empty] | 0 |  |  |  |  | 0 | 0 | 806.685 | 1104.612 | -46.297 | 1058.315 | 1865 | 1865 | check | [45 empty] | TRUE | 2-2014 |  | 0 |  |  | 0 | 0
| 2014-02-12 19:00 | 2014 | 2 | 12 | 19 |  |  | 0 | [7 empty] | 0 |  |  |  |  | 0 | 0 | 757.531 | 1152.944 | -44.775 | 1108.169 | 1865.7 | 1865.7 | check | [45 empty] | TRUE | 2-2014 |  | 0 |  |  | 0 | 0
| 2014-02-12 20:00 | 2014 | 2 | 12 | 20 |  |  | 0 | [7 empty] | 0 |  |  |  |  | 0 | 0 | 748.041 | 1161.38 | -43.121 | 1118.259 | 1866.3 | 1866.3 | check | [45 empty] | TRUE | 2-2014 |  | 0 |  |  | 0 | 0
| 2014-02-12 21:00 | 2014 | 2 | 12 | 21 |  |  | 0 | [7 empty] | 0 |  |  |  |  | 0 | 0 | 765.163 | 1146.488 | -43.351 | 1103.137 | 1868.3 | 1868.3 | check | [45 empty] | TRUE | 2-2014 |  | 0 |  |  | 0 | 0
| 2014-02-12 22:00 | 2014 | 2 | 12 | 22 |  |  | 0 | [7 empty] | 0 |  |  |  |  | 0 | 0 | 765.735 | 1144.453 | -43.338 | 1101.115 | 1866.85 | 1866.85 | check | [45 empty] | TRUE | 2-2014 |  | 0 |  |  | 0 | 0
| 2014-02-12 23:00 | 2014 | 2 | 12 | 23 |  |  | 0 | [7 empty] | 0 |  |  |  |  | 0 | 0 | 738.196 | 1120.295 | -40.091 | 1080.204 | 1818.4 | 1818.4 | check | [45 empty] | TRUE | 2-2014 |  | 0 |  |  | 0 | 0
| 2014-02-13 | 2014 | 2 | 13 | 0 |  |  | 21.786 | [7 empty] | 1137.6649 |  |  |  |  | 21.786 | 1137.6649 | 761.45 | 1083.649 | -38.464 | 1045.185 | 1806.636 | 1806.635 | check | [45 empty] | TRUE | 2-2014 |  | 0 |  |  | 1137.6649 | 0
| 2014-02-13 01:00 | 2014 | 2 | 13 | 1 |  |  | 0 | [7 empty] | 0 |  |  |  |  | 0 | 0 | 680.122 | 1068.342 | -37.814 | 1030.528 | 1710.65 | 1710.65 | check | [45 empty] | TRUE | 2-2014 |  | 0 |  |  | 0 | 0
| 2014-02-13 02:00 | 2014 | 2 | 13 | 2 |  |  | 0 | [7 empty] | 0 |  |  |  |  | 0 | 0 | 539.481 | 1053.529 | -39.16 | 1014.369 | 1553.85 | 1553.85 | check | [45 empty] | TRUE | 2-2014 |  | 0 |  |  | 0 | 0
| 2014-02-13 03:00 | 2014 | 2 | 13 | 3 |  |  | 0 | [7 empty] | 0 |  |  |  |  | 0 | 0 | 488.907 | 1049.694 | -40.551 | 1009.143 | 1498.05 | 1498.05 | check | [45 empty] | TRUE | 2-2014 |  | 0 |  |  | 0 | 0
| 2014-02-13 04:00 | 2014 | 2 | 13 | 4 |  |  | 0 | [7 empty] | 0 |  |  |  |  | 0 | 0 | 431.433 | 1051.116 | -40.599 | 1010.517 | 1441.95 | 1441.95 | check | [45 empty] | TRUE | 2-2014 |  | 0 |  |  | 0 | 0
| 2014-02-13 05:00 | 2014 | 2 | 13 | 5 |  |  | 14.345 | [7 empty] | 733.173 |  |  |  |  | 14.345 | 733.173 | 461.115 | 1049.582 | -40.152 | 1009.43 | 1470.545 | 1470.545 | check | [45 empty] | TRUE | 2-2014 |  | 0 |  |  | 733.173 | 0
| 2014-02-13 06:00 | 2014 | 2 | 13 | 6 |  |  | 210.708 | [7 empty] | 10282.5504 |  |  |  |  | 210.708 | 10282.5504 | 693 | 1088.461 | -38.602 | 1049.859 | 1742.858 | 1742.859 | check | [45 empty] | TRUE | 2-2014 |  | 0 |  |  | 10282.5504 | 0
| 2014-02-13 07:00 | 2014 | 2 | 13 | 7 |  |  | 133.757 | [7 empty] | 6691.8627 |  |  |  |  | 133.757 | 6691.8627 | 716.1 | 1142.968 | -39.512 | 1103.456 | 1819.557 | 1819.556 | check | [45 empty] | TRUE | 2-2014 |  | 0 |  |  | 6691.8627 | 0
| 2014-02-13 08:00 | 2014 | 2 | 13 | 8 |  |  | 44.434 | [7 empty] | 2485.638 |  |  |  |  | 44.434 | 2485.638 | 676.9 | 1194.799 | -39.815 | 1154.984 | 1831.884 | 1831.884 | check | [45 empty] | TRUE | 2-2014 |  | 0 |  |  | 2485.638 | 0
| 2014-02-13 09:00 | 2014 | 2 | 13 | 9 |  |  | 27.79 | [7 empty] | 1736.3192 |  |  |  |  | 27.79 | 1736.3192 | 683.3 | 1190.254 | -42.314 | 1147.94 | 1831.24 | 1831.24 | check | [45 empty] | TRUE | 2-2014 |  | 0 |  |  | 1736.3192 | 0
| 2014-02-13 10:00 | 2014 | 2 | 13 | 10 |  |  | 24.491 | [7 empty] | 1616.6509 |  |  |  |  | 24.491 | 1616.6509 | 709.6 | 1169.262 | -44.621 | 1124.641 | 1834.241 | 1834.241 | check | [45 empty] | TRUE | 2-2014 |  | 0 |  |  | 1616.6509 | 0
| 2014-02-13 11:00 | 2014 | 2 | 13 | 11 |  |  | 60.488 | [7 empty] | 3290.5472 |  |  |  |  | 60.488 | 3290.5472 | 751.7 | 1141.04 | -46.452 | 1094.588 | 1846.288 | 1846.288 | check | [45 empty] | TRUE | 2-2014 |  | 0 |  |  | 3290.5472 | 0
| 2014-02-13 12:00 | 2014 | 2 | 13 | 12 |  |  | 66.019 | [7 empty] | 3539.2786 |  |  |  |  | 66.019 | 3539.2786 | 793.6 | 1098.098 | -45.178 | 1052.92 | 1846.519 | 1846.52 | check | [45 empty] | TRUE | 2-2014 |  | 0 |  |  | 3539.2786 | 0
| 2014-02-13 13:00 | 2014 | 2 | 13 | 13 |  |  | 67.635 | [7 empty] | 3552.8666 |  |  |  |  | 67.635 | 3552.8666 | 826.9 | 1071.591 | -45.357 | 1026.234 | 1853.135 | 1853.134 | check | [45 empty] | TRUE | 2-2014 |  | 0 |  |  | 3552.8666 | 0
| 2014-02-13 14:00 | 2014 | 2 | 13 | 14 |  |  | 83.229 | [7 empty] | 4077.3887 |  |  |  |  | 83.229 | 4077.3887 | 812.8 | 1047.121 | -45.193 | 1001.928 | 1814.729 | 1814.728 | check | [45 empty] | TRUE | 2-2014 |  | 0 |  |  | 4077.3887 | 0
| 2014-02-13 15:00 | 2014 | 2 | 13 | 15 |  |  | 124.053 | [7 empty] | 5792.0346 |  |  |  |  | 124.053 | 5792.0346 | 838 | 1022.966 | -43.414 | 979.552 | 1817.553 | 1817.552 | check | [45 empty] | TRUE | 2-2014 |  | 0 |  |  | 5792.0346 | 0
| 2014-02-13 16:00 | 2014 | 2 | 13 | 16 |  |  | 133.946 | [7 empty] | 5877.5505 |  |  |  |  | 133.946 | 5877.5505 | 896.1 | 988.739 | -43.244 | 945.495 | 1841.596 | 1841.595 | check | [45 empty] | TRUE | 2-2014 |  | 0 |  |  | 5877.5505 | 0
| 2014-02-13 17:00 | 2014 | 2 | 13 | 17 |  |  | 150.806 | [7 empty] | 8537.1277 |  |  |  |  | 150.806 | 8537.1277 | 889.7 | 969.663 | -40.707 | 928.956 | 1818.656 | 1818.656 | check | [45 empty] | TRUE | 2-2014 |  | 0 |  |  | 8537.1277 | 0
| 2014-02-13 18:00 | 2014 | 2 | 13 | 18 |  |  | 204.742 | [7 empty] | 18549.6252 |  |  |  |  | 204.742 | 18549.6252 | 864.2 | 993.704 | -39.013 | 954.691 | 1818.892 | 1818.891 | check | [45 empty] | TRUE | 2-2014 |  | 0 |  |  | 18549.6252 | 0
| 2014-02-13 19:00 | 2014 | 2 | 13 | 19 |  |  | 146.656 | [7 empty] | 10295.2512 |  |  |  |  | 146.656 | 10295.2512 | 804.1 | 1066.992 | -40.586 | 1026.406 | 1830.506 | 1830.506 | check | [45 empty] | TRUE | 2-2014 |  | 0 |  |  | 10295.2512 | 0
| 2014-02-13 20:00 | 2014 | 2 | 13 | 20 |  |  | 89.52 | [7 empty] | 4216.392 |  |  |  |  | 89.52 | 4216.392 | 785.2 | 1097.639 | -42.319 | 1055.32 | 1840.52 | 1840.52 | check | [45 empty] | TRUE | 2-2014 |  | 0 |  |  | 4216.392 | 0
| 2014-02-13 21:00 | 2014 | 2 | 13 | 21 |  |  | 32.487 | [7 empty] | 1485.3056 |  |  |  |  | 32.487 | 1485.3056 | 774.6 | 1102.459 | -42.922 | 1059.537 | 1834.137 | 1834.137 | check | [45 empty] | TRUE | 2-2014 |  | 0 |  |  | 1485.3056 | 0
| 2014-02-13 22:00 | 2014 | 2 | 13 | 22 |  |  | 32.423 | [7 empty] | 1244.719 |  |  |  |  | 32.423 | 1244.719 | 782.9 | 1099.745 | -42.472 | 1057.273 | 1840.173 | 1840.173 | check | [45 empty] | TRUE | 2-2014 |  | 0 |  |  | 1244.719 | 0
| 2014-02-13 23:00 | 2014 | 2 | 13 | 23 |  |  | 97.188 | [7 empty] | 3573.6028 |  |  |  |  | 97.188 | 3573.6028 | 780.035 | 1081.611 | -41.259 | 1040.352 | 1820.388 | 1820.387 | check | [45 empty] | TRUE | 2-2014 |  | 0 |  |  | 3573.6028 | 0
| 2014-02-14 | 2014 | 2 | 14 | 0 |  |  | 49.486 | [7 empty] | 1908.1802 |  |  |  |  | 49.486 | 1908.1802 | 672.43 | 1058.498 | -38.992 | 1019.506 | 1691.936 | 1691.936 | check | [45 empty] | TRUE | 2-2014 |  | 0 |  |  | 1908.1802 | 0
| 2014-02-14 01:00 | 2014 | 2 | 14 | 1 |  |  | 114.908 | [7 empty] | 4443.4924 |  |  |  |  | 114.908 | 4443.4924 | 686.1 | 1039.13 | -38.721 | 1000.409 | 1686.508 | 1686.509 | check | [45 empty] | TRUE | 2-2014 |  | 0 |  |  | 4443.4924 | 0
| 2014-02-14 02:00 | 2014 | 2 | 14 | 2 |  |  | 73.765 | [7 empty] | 2828.8877 |  |  |  |  | 73.765 | 2828.8877 | 641.3 | 1030.027 | -38.262 | 991.765 | 1633.065 | 1633.065 | check | [45 empty] | TRUE | 2-2014 |  | 0 |  |  | 2828.8877 | 0
| 2014-02-14 03:00 | 2014 | 2 | 14 | 3 |  |  | 60.068 | [7 empty] | 2311.4166 |  |  |  |  | 60.068 | 2311.4166 | 630 | 1027.696 | -37.879 | 989.817 | 1619.818 | 1619.817 | check | [45 empty] | TRUE | 2-2014 |  | 0 |  |  | 2311.4166 | 0
| 2014-02-14 04:00 | 2014 | 2 | 14 | 4 |  |  | 40.549 | [7 empty] | 1480.8495 |  |  |  |  | 40.549 | 1480.8495 | 609.5 | 1028.974 | -38.325 | 990.649 | 1600.149 | 1600.149 | check | [45 empty] | TRUE | 2-2014 |  | 0 |  |  | 1480.8495 | 0
| 2014-02-14 05:00 | 2014 | 2 | 14 | 5 |  |  | 107.117 | [7 empty] | 3700.8924 |  |  |  |  | 107.117 | 3700.8924 | 650.05 | 1041.803 | -37.286 | 1004.517 | 1654.567 | 1654.567 | check | [45 empty] | TRUE | 2-2014 |  | 0 |  |  | 3700.8924 | 0
| 2014-02-14 06:00 | 2014 | 2 | 14 | 6 |  |  | 253.009 | [7 empty] | 9847.1103 |  |  |  |  | 253.009 | 9847.1103 | 753.6 | 1066.198 | -35.089 | 1031.109 | 1784.709 | 1784.709 | check | [45 empty] | TRUE | 2-2014 |  | 0 |  |  | 9847.1103 | 0
| 2014-02-14 07:00 | 2014 | 2 | 14 | 7 |  |  | 134.251 | [7 empty] | 5890.9339 |  |  |  |  | 134.251 | 5890.9339 | 684.8 | 1128.594 | -36.844 | 1091.75 | 1776.551 | 1776.55 | check | [45 empty] | TRUE | 2-2014 |  | 0 |  |  | 5890.9339 | 0
| 2014-02-14 08:00 | 2014 | 2 | 14 | 8 |  |  | 36.468 | [7 empty] | 1758.487 |  |  |  |  | 36.468 | 1758.487 | 648.7 | 1168.562 | -37.044 | 1131.518 | 1780.218 | 1780.218 | check | [45 empty] | TRUE | 2-2014 |  | 0 |  |  | 1758.487 | 0
| 2014-02-14 09:00 | 2014 | 2 | 14 | 9 |  |  | 10.443 | [7 empty] | 560.2669 |  |  |  |  | 10.443 | 560.2669 | 655.7 | 1171.746 | -39.803 | 1131.943 | 1787.643 | 1787.643 | check | [45 empty] | TRUE | 2-2014 |  | 0 |  |  | 560.2669 | 0
| 2014-02-14 10:00 | 2014 | 2 | 14 | 10 |  |  | 0 | [7 empty] | 0 |  |  |  |  | 0 | 0 | 737.612 | 1116.779 | -40.341 | 1076.438 | 1814.05 | 1814.05 | check | [45 empty] | TRUE | 2-2014 |  | 0 |  |  | 0 | 0
| 2014-02-14 11:00 | 2014 | 2 | 14 | 11 |  |  | 0 | [7 empty] | 0 |  |  |  |  | 0 | 0 | 812.959 | 1040.977 | -38.336 | 1002.641 | 1815.6 | 1815.6 | check | [45 empty] | TRUE | 2-2014 |  | 0 |  |  | 0 | 0
| 2014-02-14 12:00 | 2014 | 2 | 14 | 12 |  |  | 0 | [7 empty] | 0 |  |  |  |  | 0 | 0 | 878.216 | 973.376 | -35.542 | 937.834 | 1816.05 | 1816.05 | check | [45 empty] | TRUE | 2-2014 |  | 0 |  |  | 0 | 0
| 2014-02-14 13:00 | 2014 | 2 | 14 | 13 |  |  | 0 | [7 empty] | 0 |  |  |  |  | 0 | 0 | 926.473 | 922.803 | -33.226 | 889.577 | 1816.05 | 1816.05 | check | [45 empty] | TRUE | 2-2014 |  | 0 |  |  | 0 | 0
| 2014-02-14 14:00 | 2014 | 2 | 14 | 14 |  |  | 0 | [7 empty] | 0 |  |  |  |  | 0 | 0 | 961.846 | 887.147 | -32.093 | 855.054 | 1816.9 | 1816.9 | check | [45 empty] | TRUE | 2-2014 |  | 0 |  |  | 0 | 0
| 2014-02-14 15:00 | 2014 | 2 | 14 | 15 |  |  | 0 | [7 empty] | 0 |  |  |  |  | 0 | 0 | 968.298 | 864.852 | -30.95 | 833.902 | 1802.2 | 1802.2 | check | [45 empty] | TRUE | 2-2014 |  | 0 |  |  | 0 | 0
| 2014-02-14 16:00 | 2014 | 2 | 14 | 16 |  |  | 0 | [7 empty] | 0 |  |  |  |  | 0 | 0 | 908.377 | 859.908 | -30.236 | 829.672 | 1738.05 | 1738.049 | check | [45 empty] | TRUE | 2-2014 |  | 0 |  |  | 0 | 0
| 2014-02-14 17:00 | 2014 | 2 | 14 | 17 |  |  | 70.503 | [7 empty] | 2398.5121 |  |  |  |  | 70.503 | 2398.5121 | 891.9 | 875.805 | -30.002 | 845.803 | 1737.703 | 1737.703 | check | [45 empty] | TRUE | 2-2014 |  | 0 |  |  | 2398.5121 | 0
| 2014-02-14 18:00 | 2014 | 2 | 14 | 18 |  |  | 91.903 | [7 empty] | 3615.464 |  |  |  |  | 91.903 | 3615.464 | 874.7 | 901.571 | -30.619 | 870.952 | 1745.653 | 1745.652 | check | [45 empty] | TRUE | 2-2014 |  | 0 |  |  | 3615.464 | 0
| 2014-02-14 19:00 | 2014 | 2 | 14 | 19 |  |  | 0 | [7 empty] | 0 |  |  |  |  | 0 | 0 | 839.23 | 952.006 | -34.187 | 917.819 | 1757.05 | 1757.049 | check | [45 empty] | TRUE | 2-2014 |  | 0 |  |  | 0 | 0
| 2014-02-14 20:00 | 2014 | 2 | 14 | 20 |  |  | 0 | [7 empty] | 0 |  |  |  |  | 0 | 0 | 875.449 | 959.558 | -34.407 | 925.151 | 1800.6 | 1800.6 | check | [45 empty] | TRUE | 2-2014 |  | 0 |  |  | 0 | 0
| 2014-02-14 21:00 | 2014 | 2 | 14 | 21 |  |  | 0 | [7 empty] | 0 |  |  |  |  | 0 | 0 | 869.563 | 966.099 | -34.312 | 931.787 | 1801.35 | 1801.35 | check | [45 empty] | TRUE | 2-2014 |  | 0 |  |  | 0 | 0
| 2014-02-14 22:00 | 2014 | 2 | 14 | 22 |  |  | 0 | [7 empty] | 0 |  |  |  |  | 0 | 0 | 850.265 | 976.47 | -33.835 | 942.635 | 1792.9 | 1792.9 | check | [45 empty] | TRUE | 2-2014 |  | 0 |  |  | 0 | 0
| 2014-02-14 23:00 | 2014 | 2 | 14 | 23 |  |  | 30.6 | [7 empty] | 1251.54 |  |  |  |  | 30.6 | 1251.54 | 823.5 | 969.036 | -32.786 | 936.25 | 1759.75 | 1759.75 | check | [45 empty] | TRUE | 2-2014 |  | 0 |  |  | 1251.54 | 0
| 2014-02-15 | 2014 | 2 | 15 | 0 |  |  | 98.935 | [7 empty] | 3445.9061 |  |  |  |  | 98.935 | 3445.9061 | 847.5 | 946.7 | -32.415 | 914.285 | 1761.785 | 1761.785 | check | [45 empty] | TRUE | 2-2014 |  | 0 |  |  | 3445.9061 | 0
| 2014-02-15 01:00 | 2014 | 2 | 15 | 1 |  |  | 76.627 | [7 empty] | 2800.7168 |  |  |  |  | 76.627 | 2800.7168 | 737.6 | 922.244 | -29.667 | 892.577 | 1630.177 | 1630.177 | check | [45 empty] | TRUE | 2-2014 |  | 0 |  |  | 2800.7168 | 0
| 2014-02-15 02:00 | 2014 | 2 | 15 | 2 |  |  | 0 | [7 empty] | 0 |  |  |  |  | 0 | 0 | 630.177 | 925.476 | -28.903 | 896.573 | 1526.75 | 1526.75 | check | [45 empty] | TRUE | 2-2014 |  | 0 |  |  | 0 | 0
| 2014-02-15 03:00 | 2014 | 2 | 15 | 3 |  |  | 59.152 | [7 empty] | 2150.1752 |  |  |  |  | 59.152 | 2150.1752 | 669.9 | 928.204 | -29.402 | 898.802 | 1568.702 | 1568.702 | check | [45 empty] | TRUE | 2-2014 |  | 0 |  |  | 2150.1752 | 0
| 2014-02-15 04:00 | 2014 | 2 | 15 | 4 |  |  | 153.089 | [7 empty] | 5511.204 |  |  |  |  | 153.089 | 5511.204 | 805.5 | 955.775 | -31.036 | 924.739 | 1730.239 | 1730.239 | check | [45 empty] | TRUE | 2-2014 |  | 0 |  |  | 5511.204 | 0
| 2014-02-15 05:00 | 2014 | 2 | 15 | 5 |  |  | 170.133 | [7 empty] | 5966.5643 |  |  |  |  | 170.133 | 5966.5643 | 822.8 | 987 | -31.467 | 955.533 | 1778.333 | 1778.333 | check | [45 empty] | TRUE | 2-2014 |  | 0 |  |  | 5966.5643 | 0
| 2014-02-15 06:00 | 2014 | 2 | 15 | 6 |  |  | 117.088 | [7 empty] | 4398.9962 |  |  |  |  | 117.088 | 4398.9962 | 801.1 | 1026.087 | -31.399 | 994.688 | 1795.788 | 1795.788 | check | [45 empty] | TRUE | 2-2014 |  | 0 |  |  | 4398.9962 | 0
| 2014-02-15 07:00 | 2014 | 2 | 15 | 7 |  |  | 43.167 | [7 empty] | 1691.7147 |  |  |  |  | 43.167 | 1691.7147 | 770.3 | 1041.324 | -31.057 | 1010.267 | 1780.567 | 1780.567 | check | [45 empty] | TRUE | 2-2014 |  | 0 |  |  | 1691.7147 | 0
| 2014-02-15 08:00 | 2014 | 2 | 15 | 8 |  |  | 30.792 | [7 empty] | 1307.4283 |  |  |  |  | 30.792 | 1307.4283 | 739.7 | 1095.051 | -33.409 | 1061.642 | 1801.342 | 1801.342 | check | [45 empty] | TRUE | 2-2014 |  | 0 |  |  | 1307.4283 | 0
| 2014-02-15 09:00 | 2014 | 2 | 15 | 9 |  |  | 74.364 | [7 empty] | 4154.7167 |  |  |  |  | 74.364 | 4154.7167 | 713.4 | 1168.452 | -35.239 | 1133.213 | 1846.614 | 1846.613 | check | [45 empty] | TRUE | 2-2014 |  | 0 |  |  | 4154.7167 | 0
| 2014-02-15 10:00 | 2014 | 2 | 15 | 10 |  |  | 70.07 | [7 empty] | 5649.0434 |  |  |  |  | 70.07 | 5649.0434 | 694.5 | 1185.143 | -36.323 | 1148.82 | 1843.32 | 1843.32 | check | [45 empty] | TRUE | 2-2014 |  | 0 |  |  | 5649.0434 | 0
| 2014-02-15 11:00 | 2014 | 2 | 15 | 11 |  |  | 38.139 | [7 empty] | 3103.7518 |  |  |  |  | 38.139 | 3103.7518 | 690.6 | 1157.082 | -36.993 | 1120.089 | 1810.689 | 1810.689 | check | [45 empty] | TRUE | 2-2014 |  | 0 |  |  | 3103.7518 | 0
| 2014-02-15 12:00 | 2014 | 2 | 15 | 12 |  |  | 20.466 | [7 empty] | 1199.5123 |  |  |  |  | 20.466 | 1199.5123 | 698 | 1134.852 | -38.136 | 1096.716 | 1794.716 | 1794.716 | check | [45 empty] | TRUE | 2-2014 |  | 0 |  |  | 1199.5123 | 0
| 2014-02-15 13:00 | 2014 | 2 | 15 | 13 |  |  | 4.855 | [7 empty] | 261.1504 |  |  |  |  | 4.855 | 261.1504 | 718.1 | 1096.52 | -37.516 | 1059.004 | 1777.105 | 1777.104 | check | [45 empty] | TRUE | 2-2014 |  | 0 |  |  | 261.1504 | 0
| 2014-02-15 14:00 | 2014 | 2 | 15 | 14 |  |  | 5.364 | [7 empty] | 283.3801 |  |  |  |  | 5.364 | 283.3801 | 740.6 | 1073.867 | -36.853 | 1037.014 | 1777.614 | 1777.614 | check | [45 empty] | TRUE | 2-2014 |  | 0 |  |  | 283.3801 | 0
| 2014-02-15 15:00 | 2014 | 2 | 15 | 15 |  |  | 0 | [7 empty] | 0 |  |  |  |  | 0 | 0 | 767.995 | 1040.746 | -36.49 | 1004.256 | 1772.25 | 1772.251 | check | [45 empty] | TRUE | 2-2014 |  | 0 |  |  | 0 | 0
| 2014-02-15 16:00 | 2014 | 2 | 15 | 16 |  |  | 0 | [7 empty] | 0 |  |  |  |  | 0 | 0 | 763.389 | 1037.898 | -36.587 | 1001.311 | 1764.7 | 1764.7 | check | [45 empty] | TRUE | 2-2014 |  | 0 |  |  | 0 | 0
| 2014-02-15 17:00 | 2014 | 2 | 15 | 17 |  |  | 5.539 | [7 empty] | 237.4015 |  |  |  |  | 5.539 | 237.4015 | 748.4 | 1054.459 | -36.07 | 1018.389 | 1766.789 | 1766.789 | check | [45 empty] | TRUE | 2-2014 |  | 0 |  |  | 237.4015 | 0
| 2014-02-15 18:00 | 2014 | 2 | 15 | 18 |  |  | 0 | [7 empty] | 0 |  |  |  |  | 0 | 0 | 728.396 | 1070.172 | -37.168 | 1033.004 | 1761.4 | 1761.4 | check | [45 empty] | TRUE | 2-2014 |  | 0 |  |  | 0 | 0
| 2014-02-15 19:00 | 2014 | 2 | 15 | 19 |  |  | 0 | [7 empty] | 0 |  |  |  |  | 0 | 0 | 686.991 | 1101.593 | -38.684 | 1062.909 | 1749.9 | 1749.9 | check | [45 empty] | TRUE | 2-2014 |  | 0 |  |  | 0 | 0
| 2014-02-15 20:00 | 2014 | 2 | 15 | 20 |  |  | 0 | [7 empty] | 0 |  |  |  |  | 0 | 0 | 696.824 | 1105.521 | -39.845 | 1065.676 | 1762.5 | 1762.5 | check | [45 empty] | TRUE | 2-2014 |  | 0 |  |  | 0 | 0
| 2014-02-15 21:00 | 2014 | 2 | 15 | 21 |  |  | 6.935 | [7 empty] | 485.3113 |  |  |  |  | 6.935 | 485.3113 | 680.1 | 1116.229 | -40.044 | 1076.185 | 1756.285 | 1756.285 | check | [45 empty] | TRUE | 2-2014 |  | 0 |  |  | 485.3113 | 0
| 2014-02-15 22:00 | 2014 | 2 | 15 | 22 |  |  | 0 | [7 empty] | 0 |  |  |  |  | 0 | 0 | 689.86 | 1107.294 | -40.155 | 1067.139 | 1757 | 1756.999 | check | [45 empty] | TRUE | 2-2014 |  | 0 |  |  | 0 | 0
| 2014-02-15 23:00 | 2014 | 2 | 15 | 23 |  |  | 21.95 | [7 empty] | 1163.35 |  |  |  |  | 21.95 | 1163.35 | 704.5 | 1105.917 | -39.266 | 1066.651 | 1771.15 | 1771.151 | check | [45 empty] | TRUE | 2-2014 |  | 0 |  |  | 1163.35 | 0
| 2014-02-16 | 2014 | 2 | 16 | 0 |  |  | 12.202 | [7 empty] | 595.4576 |  |  |  |  | 12.202 | 595.4576 | 719.3 | 1083.103 | -37.101 | 1046.002 | 1765.302 | 1765.302 | check | [45 empty] | TRUE | 2-2014 |  | 0 |  |  | 595.4576 | 0
| 2014-02-16 01:00 | 2014 | 2 | 16 | 1 |  |  | 38.096 | [7 empty] | 2102.8992 |  |  |  |  | 38.096 | 2102.8992 | 769.395 | 1065.363 | -35.862 | 1029.501 | 1798.896 | 1798.896 | check | [45 empty] | TRUE | 2-2014 |  | 0 |  |  | 2102.8992 | 0
| 2014-02-16 02:00 | 2014 | 2 | 16 | 2 |  |  | 0 | [7 empty] | 0 |  |  |  |  | 0 | 0 | 652.935 | 1054.56 | -35.696 | 1018.864 | 1671.8 | 1671.799 | check | [45 empty] | TRUE | 2-2014 |  | 0 |  |  | 0 | 0
| 2014-02-16 03:00 | 2014 | 2 | 16 | 3 |  |  | 8.508 | [7 empty] | 378.4358 |  |  |  |  | 8.508 | 378.4358 | 558.31 | 1071.003 | -36.805 | 1034.198 | 1592.508 | 1592.508 | check | [45 empty] | TRUE | 2-2014 |  | 0 |  |  | 378.4358 | 0
| 2014-02-16 04:00 | 2014 | 2 | 16 | 4 |  |  | 129.884 | [7 empty] | 5905.8255 |  |  |  |  | 129.884 | 5905.8255 | 663.5 | 1092.598 | -37.264 | 1055.334 | 1718.834 | 1718.834 | check | [45 empty] | TRUE | 2-2014 |  | 0 |  |  | 5905.8255 | 0
| 2014-02-16 05:00 | 2014 | 2 | 16 | 5 |  |  | 37.472 | [7 empty] | 1580.1942 |  |  |  |  | 37.472 | 1580.1942 | 676 | 1053.491 | -36.269 | 1017.222 | 1693.222 | 1693.222 | check | [45 empty] | TRUE | 2-2014 |  | 0 |  |  | 1580.1942 | 0
| 2014-02-16 06:00 | 2014 | 2 | 16 | 6 |  |  | 15.647 | [7 empty] | 676.1069 |  |  |  |  | 15.647 | 676.1069 | 725.6 | 1049.93 | -36.033 | 1013.897 | 1739.497 | 1739.497 | check | [45 empty] | TRUE | 2-2014 |  | 0 |  |  | 676.1069 | 0
| 2014-02-16 07:00 | 2014 | 2 | 16 | 7 |  |  | 0 | [7 empty] | 0 |  |  |  |  | 0 | 0 | 762.87 | 1055.007 | -36.577 | 1018.43 | 1781.3 | 1781.3 | check | [45 empty] | TRUE | 2-2014 |  | 0 |  |  | 0 | 0
| 2014-02-16 08:00 | 2014 | 2 | 16 | 8 |  |  | 0 | [7 empty] | 0 |  |  |  |  | 0 | 0 | 785.838 | 1065.609 | -37.047 | 1028.562 | 1814.4 | 1814.4 | check | [45 empty] | TRUE | 2-2014 |  | 0 |  |  | 0 | 0
| 2014-02-16 09:00 | 2014 | 2 | 16 | 9 |  |  | 0 | [7 empty] | 0 |  |  |  |  | 0 | 0 | 810.972 | 1068.493 | -37.316 | 1031.177 | 1842.15 | 1842.149 | check | [45 empty] | TRUE | 2-2014 |  | 0 |  |  | 0 | 0
| 2014-02-16 10:00 | 2014 | 2 | 16 | 10 |  |  | 0 | [7 empty] | 0 |  |  |  |  | 0 | 0 | 830.081 | 1058.76 | -37.241 | 1021.519 | 1851.6 | 1851.6 | check | [45 empty] | TRUE | 2-2014 |  | 0 |  |  | 0 | 0
| 2014-02-16 11:00 | 2014 | 2 | 16 | 11 |  |  | 0 | [7 empty] | 0 |  |  |  |  | 0 | 0 | 866.899 | 1017.895 | -34.344 | 983.551 | 1850.45 | 1850.45 | check | [45 empty] | TRUE | 2-2014 |  | 0 |  |  | 0 | 0
| 2014-02-16 12:00 | 2014 | 2 | 16 | 12 |  |  | 0 | [7 empty] | 0 |  |  |  |  | 0 | 0 | 883.679 | 975.052 | -34.282 | 940.77 | 1824.45 | 1824.449 | check | [45 empty] | TRUE | 2-2014 |  | 0 |  |  | 0 | 0
| 2014-02-16 13:00 | 2014 | 2 | 16 | 13 |  |  | 67.093 | [7 empty] | 2530.748 |  |  |  |  | 67.093 | 2530.748 | 919.4 | 955.873 | -31.581 | 924.292 | 1843.693 | 1843.692 | check | [45 empty] | TRUE | 2-2014 |  | 0 |  |  | 2530.748 | 0
| 2014-02-16 14:00 | 2014 | 2 | 16 | 14 |  |  | 29.545 | [7 empty] | 1154.0277 |  |  |  |  | 29.545 | 1154.0277 | 943.8 | 941.868 | -31.823 | 910.045 | 1853.845 | 1853.845 | check | [45 empty] | TRUE | 2-2014 |  | 0 |  |  | 1154.0277 | 0
| 2014-02-16 15:00 | 2014 | 2 | 16 | 15 |  |  | 0 | [7 empty] | 0 |  |  |  |  | 0 | 0 | 946.76 | 927.349 | -31.809 | 895.54 | 1842.3 | 1842.3 | check | [45 empty] | TRUE | 2-2014 |  | 0 |  |  | 0 | 0
| 2014-02-16 16:00 | 2014 | 2 | 16 | 16 |  |  | 0.022 | [7 empty] | 0.93999 |  |  |  |  | 0.022 | 0.93999 | 955.4 | 917.046 | -31.974 | 885.072 | 1840.472 | 1840.472 | check | [45 empty] | TRUE | 2-2014 |  | 0 |  |  | 0.93999 | 0
| 2014-02-16 17:00 | 2014 | 2 | 16 | 17 |  |  | 18.633 | [7 empty] | 900.3466 |  |  |  |  | 18.633 | 900.3466 | 972.5 | 925.313 | -32.881 | 892.432 | 1864.933 | 1864.932 | check | [45 empty] | TRUE | 2-2014 |  | 0 |  |  | 900.3466 | 0
| 2014-02-16 18:00 | 2014 | 2 | 16 | 18 |  |  | 8.47 | [7 empty] | 505.8284 |  |  |  |  | 8.47 | 505.8284 | 950.6 | 939.732 | -33.262 | 906.47 | 1857.07 | 1857.07 | check | [45 empty] | TRUE | 2-2014 |  | 0 |  |  | 505.8284 | 0
| 2014-02-16 19:00 | 2014 | 2 | 16 | 19 |  |  | 0 | [7 empty] | 0 |  |  |  |  | 0 | 0 | 904.732 | 977.243 | -34.275 | 942.968 | 1847.7 | 1847.7 | check | [45 empty] | TRUE | 2-2014 |  | 0 |  |  | 0 | 0
| 2014-02-16 20:00 | 2014 | 2 | 16 | 20 |  |  | 0 | [7 empty] | 0 |  |  |  |  | 0 | 0 | 883.034 | 1004.208 | -34.692 | 969.516 | 1852.55 | 1852.55 | check | [45 empty] | TRUE | 2-2014 |  | 0 |  |  | 0 | 0
| 2014-02-16 21:00 | 2014 | 2 | 16 | 21 |  |  | 0 | [7 empty] | 0 |  |  |  |  | 0 | 0 | 872.077 | 1015.178 | -33.655 | 981.523 | 1853.6 | 1853.6 | check | [45 empty] | TRUE | 2-2014 |  | 0 |  |  | 0 | 0
| 2014-02-16 22:00 | 2014 | 2 | 16 | 22 |  |  | 11.81 | [7 empty] | 637.3857 |  |  |  |  | 11.81 | 637.3857 | 874.3 | 1003.692 | -33.383 | 970.309 | 1844.61 | 1844.609 | check | [45 empty] | TRUE | 2-2014 |  | 0 |  |  | 637.3857 | 0
| 2014-02-16 23:00 | 2014 | 2 | 16 | 23 |  |  | 0 | [7 empty] | 0 |  |  |  |  | 0 | 0 | 896.773 | 991.866 | -33.64 | 958.226 | 1855 | 1854.999 | check | [45 empty] | TRUE | 2-2014 |  | 0 |  |  | 0 | 0
| 2014-02-17 | 2014 | 2 | 17 | 0 |  |  | 15.008 | [7 empty] | 807.1302 |  |  |  |  | 15.008 | 807.1302 | 898.3 | 984.285 | -33.977 | 950.308 | 1848.608 | 1848.608 | check | [45 empty] | TRUE | 2-2014 |  | 0 |  |  | 807.1302 | 0
| 2014-02-17 01:00 | 2014 | 2 | 17 | 1 |  |  | 0 | [7 empty] | 0 |  |  |  |  | 0 | 0 | 891.856 | 983.363 | -35.469 | 947.894 | 1839.75 | 1839.75 | check | [45 empty] | TRUE | 2-2014 |  | 0 |  |  | 0 | 0
| 2014-02-17 02:00 | 2014 | 2 | 17 | 2 |  |  | 0 | [7 empty] | 0 |  |  |  |  | 0 | 0 | 894.807 | 989.037 | -34.244 | 954.793 | 1849.6 | 1849.6 | check | [45 empty] | TRUE | 2-2014 |  | 0 |  |  | 0 | 0
| 2014-02-17 03:00 | 2014 | 2 | 17 | 3 |  |  | 0 | [7 empty] | 0 |  |  |  |  | 0 | 0 | 870.905 | 1007.445 | -35.6 | 971.845 | 1842.75 | 1842.75 | check | [45 empty] | TRUE | 2-2014 |  | 0 |  |  | 0 | 0
| 2014-02-17 04:00 | 2014 | 2 | 17 | 4 |  |  | 0 | [7 empty] | 0 |  |  |  |  | 0 | 0 | 863.892 | 1028.639 | -36.081 | 992.558 | 1856.45 | 1856.45 | check | [45 empty] | TRUE | 2-2014 |  | 0 |  |  | 0 | 0
| 2014-02-17 05:00 | 2014 | 2 | 17 | 5 |  |  | 0 | [7 empty] | 0 |  |  |  |  | 0 | 0 | 844.836 | 1056.857 | -38.943 | 1017.914 | 1862.75 | 1862.75 | check | [45 empty] | TRUE | 2-2014 |  | 0 |  |  | 0 | 0
| 2014-02-17 06:00 | 2014 | 2 | 17 | 6 |  |  | 0 | [7 empty] | 0 |  |  |  |  | 0 | 0 | 796.837 | 1101.582 | -37.969 | 1063.613 | 1860.45 | 1860.45 | check | [45 empty] | TRUE | 2-2014 |  | 0 |  |  | 0 | 0
| 2014-02-17 07:00 | 2014 | 2 | 17 | 7 |  |  | 0 | [7 empty] | 0 |  |  |  |  | 0 | 0 | 731.77 | 1169.567 | -41.737 | 1127.83 | 1859.6 | 1859.6 | check | [45 empty] | TRUE | 2-2014 |  | 0 |  |  | 0 | 0
| 2014-02-17 08:00 | 2014 | 2 | 17 | 8 |  |  | 0 | [7 empty] | 0 |  |  |  |  | 0 | 0 | 698.947 | 1204.005 | -42.352 | 1161.653 | 1860.6 | 1860.6 | check | [45 empty] | TRUE | 2-2014 |  | 0 |  |  | 0 | 0
| 2014-02-17 09:00 | 2014 | 2 | 17 | 9 |  |  | 0 | [7 empty] | 0 |  |  |  |  | 0 | 0 | 703.316 | 1198.109 | -42.524 | 1155.585 | 1858.9 | 1858.901 | check | [45 empty] | TRUE | 2-2014 |  | 0 |  |  | 0 | 0
| 2014-02-17 10:00 | 2014 | 2 | 17 | 10 |  |  | 0 | [7 empty] | 0 |  |  |  |  | 0 | 0 | 737.679 | 1165.187 | -42.817 | 1122.37 | 1860.05 | 1860.049 | check | [45 empty] | TRUE | 2-2014 |  | 0 |  |  | 0 | 0
| 2014-02-17 11:00 | 2014 | 2 | 17 | 11 |  |  | 0 | [7 empty] | 0 |  |  |  |  | 0 | 0 | 772.607 | 1120.762 | -38.769 | 1081.993 | 1854.6 | 1854.6 | check | [45 empty] | TRUE | 2-2014 |  | 0 |  |  | 0 | 0
| 2014-02-17 12:00 | 2014 | 2 | 17 | 12 |  |  | 0 | [7 empty] | 0 |  |  |  |  | 0 | 0 | 814.27 | 1076.867 | -38.688 | 1038.179 | 1852.45 | 1852.449 | check | [45 empty] | TRUE | 2-2014 |  | 0 |  |  | 0 | 0
| 2014-02-17 13:00 | 2014 | 2 | 17 | 13 |  |  | 0 | [7 empty] | 0 |  |  |  |  | 0 | 0 | 857.881 | 1033.865 | -37.697 | 996.168 | 1854.05 | 1854.049 | check | [45 empty] | TRUE | 2-2014 |  | 0 |  |  | 0 | 0
| 2014-02-17 14:00 | 2014 | 2 | 17 | 14 |  |  | 0 | [7 empty] | 0 |  |  |  |  | 0 | 0 | 911.564 | 980.949 | -35.763 | 945.186 | 1856.75 | 1856.75 | check | [45 empty] | TRUE | 2-2014 |  | 0 |  |  | 0 | 0
| 2014-02-17 15:00 | 2014 | 2 | 17 | 15 |  |  | 0 | [7 empty] | 0 |  |  |  |  | 0 | 0 | 968.345 | 923.629 | -33.724 | 889.905 | 1858.25 | 1858.25 | check | [45 empty] | TRUE | 2-2014 |  | 0 |  |  | 0 | 0
| 2014-02-17 16:00 | 2014 | 2 | 17 | 16 |  |  | 0 | [7 empty] | 0 |  |  |  |  | 0 | 0 | 993.6 | 887.356 | -31.956 | 855.4 | 1849 | 1849 | check | [45 empty] | TRUE | 2-2014 |  | 0 |  |  | 0 | 0
| 2014-02-17 17:00 | 2014 | 2 | 17 | 17 |  |  | 0 | [7 empty] | 0 |  |  |  |  | 0 | 0 | 995.97 | 880.019 | -31.389 | 848.63 | 1844.6 | 1844.6 | check | [45 empty] | TRUE | 2-2014 |  | 0 |  |  | 0 | 0
| 2014-02-17 18:00 | 2014 | 2 | 17 | 18 |  |  | 0 | [7 empty] | 0 |  |  |  |  | 0 | 0 | 963.764 | 915.673 | -32.837 | 882.836 | 1846.6 | 1846.6 | check | [45 empty] | TRUE | 2-2014 |  | 0 |  |  | 0 | 0
| 2014-02-17 19:00 | 2014 | 2 | 17 | 19 |  |  | 0 | [7 empty] | 0 |  |  |  |  | 0 | 0 | 933.295 | 948.624 | -33.92 | 914.704 | 1848 | 1847.999 | check | [45 empty] | TRUE | 2-2014 |  | 0 |  |  | 0 | 0
| 2014-02-17 20:00 | 2014 | 2 | 17 | 20 |  |  | 0 | [7 empty] | 0 |  |  |  |  | 0 | 0 | 900.654 | 969.257 | -34.161 | 935.096 | 1835.75 | 1835.75 | check | [45 empty] | TRUE | 2-2014 |  | 0 |  |  | 0 | 0
| 2014-02-17 21:00 | 2014 | 2 | 17 | 21 |  |  | 0 | [7 empty] | 0 |  |  |  |  | 0 | 0 | 915.424 | 967.646 | -35.62 | 932.026 | 1847.45 | 1847.45 | check | [45 empty] | TRUE | 2-2014 |  | 0 |  |  | 0 | 0
| 2014-02-17 22:00 | 2014 | 2 | 17 | 22 |  |  | 0 | [7 empty] | 0 |  |  |  |  | 0 | 0 | 922.165 | 947.75 | -34.615 | 913.135 | 1835.3 | 1835.3 | check | [45 empty] | TRUE | 2-2014 |  | 0 |  |  | 0 | 0
| 2014-02-17 23:00 | 2014 | 2 | 17 | 23 |  |  | 0 | [7 empty] | 0 |  |  |  |  | 0 | 0 | 945.322 | 916.395 | -33.367 | 883.028 | 1828.35 | 1828.35 | check | [45 empty] | TRUE | 2-2014 |  | 0 |  |  | 0 | 0
| 2014-02-18 | 2014 | 2 | 18 | 0 |  |  | 0 | [7 empty] | 0 |  |  |  |  | 0 | 0 | 949.711 | 867.691 | -30.003 | 837.688 | 1787.4 | 1787.399 | check | [45 empty] | TRUE | 2-2014 |  | 0 |  |  | 0 | 0
| 2014-02-18 01:00 | 2014 | 2 | 18 | 1 |  |  | 6.447 | [7 empty] | 304.3629 |  |  |  |  | 6.447 | 304.3629 | 983.2 | 849.771 | -29.723 | 820.048 | 1803.247 | 1803.248 | check | [45 empty] | TRUE | 2-2014 |  | 0 |  |  | 304.3629 | 0
| 2014-02-18 02:00 | 2014 | 2 | 18 | 2 |  |  | 0 | [7 empty] | 0 |  |  |  |  | 0 | 0 | 1019.232 | 834.145 | -29.677 | 804.468 | 1823.7 | 1823.7 | check | [45 empty] | TRUE | 2-2014 |  | 0 |  |  | 0 | 0
| 2014-02-18 03:00 | 2014 | 2 | 18 | 3 |  |  | 1.06 | [7 empty] | 47.5495 |  |  |  |  | 1.06 | 47.5495 | 998 | 835.065 | -29.855 | 805.21 | 1803.21 | 1803.21 | check | [45 empty] | TRUE | 2-2014 |  | 0 |  |  | 47.5495 | 0
| 2014-02-18 04:00 | 2014 | 2 | 18 | 4 |  |  | 11.278 | [7 empty] | 550.3664 |  |  |  |  | 11.278 | 550.3664 | 992 | 847.266 | -30.688 | 816.578 | 1808.578 | 1808.578 | check | [45 empty] | TRUE | 2-2014 |  | 0 |  |  | 550.3664 | 0
| 2014-02-18 05:00 | 2014 | 2 | 18 | 5 |  |  | 29.723 | [7 empty] | 1444.835 |  |  |  |  | 29.723 | 1444.835 | 974.7 | 880.577 | -30.254 | 850.323 | 1825.023 | 1825.023 | check | [45 empty] | TRUE | 2-2014 |  | 0 |  |  | 1444.835 | 0
| 2014-02-18 06:00 | 2014 | 2 | 18 | 6 |  |  | 43.04 | [7 empty] | 2859.1472 |  |  |  |  | 43.04 | 2859.1472 | 931.9 | 933.527 | -29.537 | 903.99 | 1835.89 | 1835.89 | check | [45 empty] | TRUE | 2-2014 |  | 0 |  |  | 2859.1472 | 0
| 2014-02-18 07:00 | 2014 | 2 | 18 | 7 |  |  | 56.488 | [7 empty] | 6304.6257 |  |  |  |  | 56.488 | 6304.6257 | 863.6 | 1030.426 | -34.238 | 996.188 | 1859.788 | 1859.788 | check | [45 empty] | TRUE | 2-2014 |  | 0 |  |  | 6304.6257 | 0
| 2014-02-18 08:00 | 2014 | 2 | 18 | 8 |  |  | 29.889 | [7 empty] | 2487.6615 |  |  |  |  | 29.889 | 2487.6615 | 823.7 | 1061.86 | -36.521 | 1025.339 | 1849.039 | 1849.039 | check | [45 empty] | TRUE | 2-2014 |  | 0 |  |  | 2487.6615 | 0
| 2014-02-18 09:00 | 2014 | 2 | 18 | 9 |  |  | 23.347 | [7 empty] | 1482.768 |  |  |  |  | 23.347 | 1482.768 | 826.5 | 1054.441 | -37.994 | 1016.447 | 1842.947 | 1842.947 | check | [45 empty] | TRUE | 2-2014 |  | 0 |  |  | 1482.768 | 0
| 2014-02-18 10:00 | 2014 | 2 | 18 | 10 |  |  | 5.222 | [7 empty] | 346.3178 |  |  |  |  | 5.222 | 346.3178 | 854.7 | 1008.052 | -36.931 | 971.121 | 1825.822 | 1825.821 | check | [45 empty] | TRUE | 2-2014 |  | 0 |  |  | 346.3178 | 0
| 2014-02-18 11:00 | 2014 | 2 | 18 | 11 |  |  | 0 | [7 empty] | 0 |  |  |  |  | 0 | 0 | 931.602 | 922.754 | -34.056 | 888.698 | 1820.3 | 1820.3 | check | [45 empty] | TRUE | 2-2014 |  | 0 |  |  | 0 | 0
| 2014-02-18 12:00 | 2014 | 2 | 18 | 12 |  |  | 0 | [7 empty] | 0 |  |  |  |  | 0 | 0 | 966.378 | 868.225 | -32.003 | 836.222 | 1802.6 | 1802.6 | check | [45 empty] | TRUE | 2-2014 |  | 0 |  |  | 0 | 0
| 2014-02-18 13:00 | 2014 | 2 | 18 | 13 |  |  | 0 | [7 empty] | 0 |  |  |  |  | 0 | 0 | 1002.657 | 849.77 | -32.928 | 816.842 | 1819.5 | 1819.499 | check | [45 empty] | TRUE | 2-2014 |  | 0 |  |  | 0 | 0
| 2014-02-18 14:00 | 2014 | 2 | 18 | 14 |  |  | 0 | [7 empty] | 0 |  |  |  |  | 0 | 0 | 1038.451 | 796.006 | -31.207 | 764.799 | 1803.25 | 1803.25 | check | [45 empty] | TRUE | 2-2014 |  | 0 |  |  | 0 | 0
| 2014-02-18 15:00 | 2014 | 2 | 18 | 15 |  |  | 45.821 | [7 empty] | 2000.0866 |  |  |  |  | 45.821 | 2000.0866 | 1057.1 | 777.372 | -29.5 | 747.872 | 1804.971 | 1804.972 | check | [45 empty] | TRUE | 2-2014 |  | 0 |  |  | 2000.0866 | 0
| 2014-02-18 16:00 | 2014 | 2 | 18 | 16 |  |  | 61.51 | [7 empty] | 2242.6546 |  |  |  |  | 61.51 | 2242.6546 | 1077.2 | 759.337 | -28.527 | 730.81 | 1808.01 | 1808.01 | check | [45 empty] | TRUE | 2-2014 |  | 0 |  |  | 2242.6546 | 0
| 2014-02-18 17:00 | 2014 | 2 | 18 | 17 |  |  | 120.508 | [7 empty] | 4564.843 |  |  |  |  | 120.508 | 4564.843 | 1074.5 | 766.827 | -27.919 | 738.908 | 1813.408 | 1813.408 | check | [45 empty] | TRUE | 2-2014 |  | 0 |  |  | 4564.843 | 0
| 2014-02-18 18:00 | 2014 | 2 | 18 | 18 |  |  | 80.467 | [7 empty] | 3162.3531 |  |  |  |  | 80.467 | 3162.3531 | 1050.8 | 783.997 | -27.58 | 756.417 | 1807.217 | 1807.217 | check | [45 empty] | TRUE | 2-2014 |  | 0 |  |  | 3162.3531 | 0
| 2014-02-18 19:00 | 2014 | 2 | 18 | 19 |  |  | 0 | [7 empty] | 0 |  |  |  |  | 0 | 0 | 990.357 | 842.346 | -30.804 | 811.542 | 1801.9 | 1801.899 | check | [45 empty] | TRUE | 2-2014 |  | 0 |  |  | 0 | 0
| 2014-02-18 20:00 | 2014 | 2 | 18 | 20 |  |  | 0 | [7 empty] | 0 |  |  |  |  | 0 | 0 | 966.312 | 886.705 | -32.468 | 854.237 | 1820.55 | 1820.549 | check | [45 empty] | TRUE | 2-2014 |  | 0 |  |  | 0 | 0
| 2014-02-18 21:00 | 2014 | 2 | 18 | 21 |  |  | 0 | [7 empty] | 0 |  |  |  |  | 0 | 0 | 952.713 | 899.017 | -32.33 | 866.687 | 1819.4 | 1819.4 | check | [45 empty] | TRUE | 2-2014 |  | 0 |  |  | 0 | 0
| 2014-02-18 22:00 | 2014 | 2 | 18 | 22 |  |  | 3.896 | [7 empty] | 210.9294 |  |  |  |  | 3.896 | 210.9294 | 951.4 | 914.607 | -32.362 | 882.245 | 1833.646 | 1833.645 | check | [45 empty] | TRUE | 2-2014 |  | 0 |  |  | 210.9294 | 0
| 2014-02-18 23:00 | 2014 | 2 | 18 | 23 |  |  | 45.531 | [7 empty] | 1890.9024 |  |  |  |  | 45.531 | 1890.9024 | 971.5 | 899.356 | -30.425 | 868.931 | 1840.431 | 1840.431 | check | [45 empty] | TRUE | 2-2014 |  | 0 |  |  | 1890.9024 | 0
| 2014-02-19 | 2014 | 2 | 19 | 0 |  |  | 0 | [7 empty] | 0 |  |  |  |  | 0 | 0 | 834.028 | 861.691 | -30.819 | 830.872 | 1664.9 | 1664.9 | check | [45 empty] | TRUE | 2-2014 |  | 0 |  |  | 0 | 0
| 2014-02-19 01:00 | 2014 | 2 | 19 | 1 |  |  | 0 | [7 empty] | 0 |  |  |  |  | 0 | 0 | 596.069 | 828.517 | -29.836 | 798.681 | 1394.75 | 1394.75 | check | [45 empty] | TRUE | 2-2014 |  | 0 |  |  | 0 | 0
| 2014-02-19 02:00 | 2014 | 2 | 19 | 2 |  |  | 0 | [7 empty] | 0 |  |  |  |  | 0 | 0 | 538.391 | 815.47 | -28.662 | 786.808 | 1325.2 | 1325.199 | check | [45 empty] | TRUE | 2-2014 |  | 0 |  |  | 0 | 0
| 2014-02-19 03:00 | 2014 | 2 | 19 | 3 |  |  | 0 | [7 empty] | 0 |  |  |  |  | 0 | 0 | 537.105 | 805.228 | -27.583 | 777.645 | 1314.75 | 1314.75 | check | [45 empty] | TRUE | 2-2014 |  | 0 |  |  | 0 | 0
| 2014-02-19 04:00 | 2014 | 2 | 19 | 4 |  |  | 0 | [7 empty] | 0 |  |  |  |  | 0 | 0 | 539.509 | 795.502 | -27.411 | 768.091 | 1307.6 | 1307.6 | check | [45 empty] | TRUE | 2-2014 |  | 0 |  |  | 0 | 0
| 2014-02-19 05:00 | 2014 | 2 | 19 | 5 |  |  | 0 | [7 empty] | 0 |  |  |  |  | 0 | 0 | 546.159 | 802.035 | -28.793 | 773.242 | 1319.4 | 1319.401 | check | [45 empty] | TRUE | 2-2014 |  | 0 |  |  | 0 | 0
| 2014-02-19 06:00 | 2014 | 2 | 19 | 6 |  |  | 80.662 | [7 empty] | 2747.3477 |  |  |  |  | 80.662 | 2747.3477 | 729.7 | 832.599 | -28.786 | 803.813 | 1533.512 | 1533.513 | check | [45 empty] | TRUE | 2-2014 |  | 0 |  |  | 2747.3477 | 0
| 2014-02-19 07:00 | 2014 | 2 | 19 | 7 |  |  | 0 | [7 empty] | 0 |  |  |  |  | 0 | 0 | 722.985 | 888.342 | -31.877 | 856.465 | 1579.45 | 1579.45 | check | [45 empty] | TRUE | 2-2014 |  | 0 |  |  | 0 | 0
| 2014-02-19 08:00 | 2014 | 2 | 19 | 8 |  |  | 0 | [7 empty] | 0 |  |  |  |  | 0 | 0 | 713.564 | 903.728 | -31.742 | 871.986 | 1585.55 | 1585.55 | check | [45 empty] | TRUE | 2-2014 |  | 0 |  |  | 0 | 0
| 2014-02-19 09:00 | 2014 | 2 | 19 | 9 |  |  | 0 | [7 empty] | 0 |  |  |  |  | 0 | 0 | 723.722 | 891.859 | -30.431 | 861.428 | 1585.15 | 1585.15 | check | [45 empty] | TRUE | 2-2014 |  | 0 |  |  | 0 | 0
| 2014-02-19 10:00 | 2014 | 2 | 19 | 10 |  |  | 0 | [7 empty] | 0 |  |  |  |  | 0 | 0 | 754.806 | 862.42 | -29.225 | 833.195 | 1588 | 1588.001 | check | [45 empty] | TRUE | 2-2014 |  | 0 |  |  | 0 | 0
| 2014-02-19 11:00 | 2014 | 2 | 19 | 11 |  |  | 39.215 | [7 empty] | 2038.7878 |  |  |  |  | 39.215 | 2038.7878 | 835.9 | 825.267 | -29.402 | 795.865 | 1631.765 | 1631.765 | check | [45 empty] | TRUE | 2-2014 |  | 0 |  |  | 2038.7878 | 0
| 2014-02-19 12:00 | 2014 | 2 | 19 | 12 |  |  | 0 | [7 empty] | 0 |  |  |  |  | 0 | 0 | 888.64 | 791.903 | -28.392 | 763.511 | 1652.15 | 1652.151 | check | [45 empty] | TRUE | 2-2014 |  | 0 |  |  | 0 | 0
| 2014-02-19 13:00 | 2014 | 2 | 19 | 13 |  |  | 0 | [7 empty] | 0 |  |  |  |  | 0 | 0 | 969.357 | 770.847 | -27.355 | 743.492 | 1712.85 | 1712.849 | check | [45 empty] | TRUE | 2-2014 |  | 0 |  |  | 0 | 0
| 2014-02-19 14:00 | 2014 | 2 | 19 | 14 |  |  | 0 | [7 empty] | 0 |  |  |  |  | 0 | 0 | 967.22 | 766.51 | -26.88 | 739.63 | 1706.85 | 1706.85 | check | [45 empty] | TRUE | 2-2014 |  | 0 |  |  | 0 | 0
| 2014-02-19 15:00 | 2014 | 2 | 19 | 15 |  |  | 0 | [7 empty] | 0 |  |  |  |  | 0 | 0 | 998.62 | 756.338 | -25.959 | 730.379 | 1729 | 1728.999 | check | [45 empty] | TRUE | 2-2014 |  | 0 |  |  | 0 | 0
| 2014-02-19 16:00 | 2014 | 2 | 19 | 16 |  |  | 38.753 | [7 empty] | 1400.9209 |  |  |  |  | 38.753 | 1400.9209 | 1040.4 | 735.834 | -24.482 | 711.352 | 1751.753 | 1751.752 | check | [45 empty] | TRUE | 2-2014 |  | 0 |  |  | 1400.9209 | 0
| 2014-02-19 17:00 | 2014 | 2 | 19 | 17 |  |  | 28.528 | [7 empty] | 1029.005 |  |  |  |  | 28.528 | 1029.005 | 1028.4 | 739.018 | -23.19 | 715.828 | 1744.228 | 1744.228 | check | [45 empty] | TRUE | 2-2014 |  | 0 |  |  | 1029.005 | 0
| 2014-02-19 18:00 | 2014 | 2 | 19 | 18 |  |  | 29.911 | [7 empty] | 1064.8316 |  |  |  |  | 29.911 | 1064.8316 | 998.1 | 751.401 | -22.439 | 728.962 | 1727.061 | 1727.062 | check | [45 empty] | TRUE | 2-2014 |  | 0 |  |  | 1064.8316 | 0
| 2014-02-19 19:00 | 2014 | 2 | 19 | 19 |  |  | 0 | [7 empty] | 0 |  |  |  |  | 0 | 0 | 991.946 | 794.58 | -23.976 | 770.604 | 1762.55 | 1762.55 | check | [45 empty] | TRUE | 2-2014 |  | 0 |  |  | 0 | 0
| 2014-02-19 20:00 | 2014 | 2 | 19 | 20 |  |  | 0 | [7 empty] | 0 |  |  |  |  | 0 | 0 | 1003.958 | 833.587 | -25.394 | 808.193 | 1812.15 | 1812.151 | check | [45 empty] | TRUE | 2-2014 |  | 0 |  |  | 0 | 0
| 2014-02-19 21:00 | 2014 | 2 | 19 | 21 |  |  | 0 | [7 empty] | 0 |  |  |  |  | 0 | 0 | 997.173 | 861.379 | -26.851 | 834.528 | 1831.7 | 1831.701 | check | [45 empty] | TRUE | 2-2014 |  | 0 |  |  | 0 | 0
| 2014-02-19 22:00 | 2014 | 2 | 19 | 22 |  |  | 0 | [7 empty] | 0 |  |  |  |  | 0 | 0 | 985.219 | 873.02 | -27.389 | 845.631 | 1830.85 | 1830.85 | check | [45 empty] | TRUE | 2-2014 |  | 0 |  |  | 0 | 0
| 2014-02-19 23:00 | 2014 | 2 | 19 | 23 |  |  | 0 | [7 empty] | 0 |  |  |  |  | 0 | 0 | 988.148 | 860.425 | -26.172 | 834.253 | 1822.4 | 1822.401 | check | [45 empty] | TRUE | 2-2014 |  | 0 |  |  | 0 | 0
| 2014-02-20 | 2014 | 2 | 20 | 0 |  |  | 0 | [7 empty] | 0 |  |  |  |  | 0 | 0 | 980.49 | 835.403 | -24.193 | 811.21 | 1791.7 | 1791.7 | check | [45 empty] | TRUE | 2-2014 |  | 0 |  |  | 0 | 0
| 2014-02-20 01:00 | 2014 | 2 | 20 | 1 |  |  | 0 | [7 empty] | 0 |  |  |  |  | 0 | 0 | 949.568 | 818.805 | -23.022 | 795.783 | 1745.35 | 1745.351 | check | [45 empty] | TRUE | 2-2014 |  | 0 |  |  | 0 | 0
| 2014-02-20 02:00 | 2014 | 2 | 20 | 2 |  |  | 0 | [7 empty] | 0 |  |  |  |  | 0 | 0 | 922.835 | 804.951 | -22.036 | 782.915 | 1705.75 | 1705.75 | check | [45 empty] | TRUE | 2-2014 |  | 0 |  |  | 0 | 0
| 2014-02-20 03:00 | 2014 | 2 | 20 | 3 |  |  | 0 | [7 empty] | 0 |  |  |  |  | 0 | 0 | 874.866 | 810.72 | -23.686 | 787.034 | 1661.9 | 1661.9 | check | [45 empty] | TRUE | 2-2014 |  | 0 |  |  | 0 | 0
| 2014-02-20 04:00 | 2014 | 2 | 20 | 4 |  |  | 0 | [7 empty] | 0 |  |  |  |  | 0 | 0 | 777.802 | 817.285 | -25.886 | 791.399 | 1569.2 | 1569.201 | check | [45 empty] | TRUE | 2-2014 |  | 0 |  |  | 0 | 0
| 2014-02-20 05:00 | 2014 | 2 | 20 | 5 |  |  | 96.022 | [7 empty] | 3606.5863 |  |  |  |  | 96.022 | 3606.5863 | 825.13 | 829.362 | -27.019 | 802.343 | 1627.472 | 1627.473 | check | [45 empty] | TRUE | 2-2014 |  | 0 |  |  | 3606.5863 | 0
| 2014-02-20 06:00 | 2014 | 2 | 20 | 6 |  |  | 109.206 | [7 empty] | 5363.1067 |  |  |  |  | 109.206 | 5363.1067 | 843.5 | 868.249 | -28.643 | 839.606 | 1683.106 | 1683.106 | check | [45 empty] | TRUE | 2-2014 |  | 0 |  |  | 5363.1067 | 0
| 2014-02-20 07:00 | 2014 | 2 | 20 | 7 |  |  | 85.306 | [7 empty] | 9384.5131 |  |  |  |  | 85.306 | 9384.5131 | 831.1 | 940.852 | -32.946 | 907.906 | 1739.006 | 1739.006 | check | [45 empty] | TRUE | 2-2014 |  | 0 |  |  | 9384.5131 | 0
| 2014-02-20 08:00 | 2014 | 2 | 20 | 8 |  |  | 132.216 | [7 empty] | 7220.3158 |  |  |  |  | 132.216 | 7220.3158 | 854.3 | 965.567 | -31.801 | 933.766 | 1788.066 | 1788.066 | check | [45 empty] | TRUE | 2-2014 |  | 0 |  |  | 7220.3158 | 0
| 2014-02-20 09:00 | 2014 | 2 | 20 | 9 |  |  | 126.878 | [7 empty] | 5578.8257 |  |  |  |  | 126.878 | 5578.8257 | 866.1 | 943.457 | -30.379 | 913.078 | 1779.178 | 1779.178 | check | [45 empty] | TRUE | 2-2014 |  | 0 |  |  | 5578.8257 | 0
| 2014-02-20 10:00 | 2014 | 2 | 20 | 10 |  |  | 109.684 | [7 empty] | 6298.0553 |  |  |  |  | 109.684 | 6298.0553 | 896.4 | 918.356 | -31.222 | 887.134 | 1783.534 | 1783.534 | check | [45 empty] | TRUE | 2-2014 |  | 0 |  |  | 6298.0553 | 0
| 2014-02-20 11:00 | 2014 | 2 | 20 | 11 |  |  | 39.557 | [7 empty] | 2145.5717 |  |  |  |  | 39.557 | 2145.5717 | 900.7 | 862.231 | -29.924 | 832.307 | 1733.007 | 1733.007 | check | [45 empty] | TRUE | 2-2014 |  | 0 |  |  | 2145.5717 | 0
| 2014-02-20 12:00 | 2014 | 2 | 20 | 12 |  |  | 61.584 | [7 empty] | 4838.6549 |  |  |  |  | 61.584 | 4838.6549 | 937.9 | 808.053 | -29.369 | 778.684 | 1716.584 | 1716.584 | check | [45 empty] | TRUE | 2-2014 |  | 0 |  |  | 4838.6549 | 0
| 2014-02-20 13:00 | 2014 | 2 | 20 | 13 |  |  | 57.745 | [7 empty] | 3104.3712 |  |  |  |  | 57.745 | 3104.3712 | 1003.4 | 774.678 | -27.884 | 746.794 | 1750.195 | 1750.194 | check | [45 empty] | TRUE | 2-2014 |  | 0 |  |  | 3104.3712 | 0
| 2014-02-20 14:00 | 2014 | 2 | 20 | 14 |  |  | 70.639 | [7 empty] | 3556.6737 |  |  |  |  | 70.639 | 3556.6737 | 1022.8 | 754.28 | -27.291 | 726.989 | 1749.789 | 1749.789 | check | [45 empty] | TRUE | 2-2014 |  | 0 |  |  | 3556.6737 | 0
| 2014-02-20 15:00 | 2014 | 2 | 20 | 15 |  |  | 113.733 | [7 empty] | 6105.1874 |  |  |  |  | 113.733 | 6105.1874 | 1039.3 | 730.98 | -25.747 | 705.233 | 1744.533 | 1744.533 | check | [45 empty] | TRUE | 2-2014 |  | 0 |  |  | 6105.1874 | 0
| 2014-02-20 16:00 | 2014 | 2 | 20 | 16 |  |  | 81.56 | [7 empty] | 3881.4404 |  |  |  |  | 81.56 | 3881.4404 | 1050.3 | 714.157 | -25.496 | 688.661 | 1738.96 | 1738.961 | check | [45 empty] | TRUE | 2-2014 |  | 0 |  |  | 3881.4404 | 0
| 2014-02-20 17:00 | 2014 | 2 | 20 | 17 |  |  | 69.937 | [7 empty] | 3184.2316 |  |  |  |  | 69.937 | 3184.2316 | 1053.1 | 712.435 | -25.848 | 686.587 | 1739.687 | 1739.687 | check | [45 empty] | TRUE | 2-2014 |  | 0 |  |  | 3184.2316 | 0
| 2014-02-20 18:00 | 2014 | 2 | 20 | 18 |  |  | 45.107 | [7 empty] | 2597.7121 |  |  |  |  | 45.107 | 2597.7121 | 1050.7 | 722.756 | -26.5 | 696.256 | 1746.957 | 1746.956 | check | [45 empty] | TRUE | 2-2014 |  | 0 |  |  | 2597.7121 | 0
| 2014-02-20 19:00 | 2014 | 2 | 20 | 19 |  |  | 72.893 | [7 empty] | 4221.2336 |  |  |  |  | 72.893 | 4221.2336 | 1005 | 758.786 | -26.344 | 732.442 | 1737.443 | 1737.442 | check | [45 empty] | TRUE | 2-2014 |  | 0 |  |  | 4221.2336 | 0
| 2014-02-20 20:00 | 2014 | 2 | 20 | 20 |  |  | 83.299 | [7 empty] | 5047.0864 |  |  |  |  | 83.299 | 5047.0864 | 992 | 775.119 | -26.02 | 749.099 | 1741.099 | 1741.099 | check | [45 empty] | TRUE | 2-2014 |  | 0 |  |  | 5047.0864 | 0
| 2014-02-20 21:00 | 2014 | 2 | 20 | 21 |  |  | 84.472 | [7 empty] | 4882.4816 |  |  |  |  | 84.472 | 4882.4816 | 987.6 | 767.088 | -25.116 | 741.972 | 1729.572 | 1729.572 | check | [45 empty] | TRUE | 2-2014 |  | 0 |  |  | 4882.4816 | 0
| 2014-02-20 22:00 | 2014 | 2 | 20 | 22 |  |  | 66.968 | [7 empty] | 3102.6274 |  |  |  |  | 66.968 | 3102.6274 | 993.1 | 751.448 | -23.78 | 727.668 | 1720.768 | 1720.768 | check | [45 empty] | TRUE | 2-2014 |  | 0 |  |  | 3102.6274 | 0
| 2014-02-20 23:00 | 2014 | 2 | 20 | 23 |  |  | 83.679 | [7 empty] | 2760.5702 |  |  |  |  | 83.679 | 2760.5702 | 997.2 | 720.047 | -21.917 | 698.13 | 1695.329 | 1695.33 | check | [45 empty] | TRUE | 2-2014 |  | 0 |  |  | 2760.5702 | 0
| 2014-02-21 | 2014 | 2 | 21 | 0 |  |  | 0 | [7 empty] | 0 |  |  |  |  | 0 | 0 | 878.346 | 679.878 | -21.924 | 657.954 | 1536.3 | 1536.3 | check | [45 empty] | TRUE | 2-2014 |  | 0 |  |  | 0 | 0
| 2014-02-21 01:00 | 2014 | 2 | 21 | 1 |  |  | 0 | [7 empty] | 0 |  |  |  |  | 0 | 0 | 893.776 | 628.475 | -21.052 | 607.423 | 1501.2 | 1501.199 | check | [45 empty] | TRUE | 2-2014 |  | 0 |  |  | 0 | 0
| 2014-02-21 02:00 | 2014 | 2 | 21 | 2 |  |  | 0 | [7 empty] | 0 |  |  |  |  | 0 | 0 | 849.99 | 611.531 | -19.871 | 591.66 | 1441.65 | 1441.65 | check | [45 empty] | TRUE | 2-2014 |  | 0 |  |  | 0 | 0
| 2014-02-21 03:00 | 2014 | 2 | 21 | 3 |  |  | 0 | [7 empty] | 0 |  |  |  |  | 0 | 0 | 839.391 | 586.222 | -18.863 | 567.359 | 1406.75 | 1406.75 | check | [45 empty] | TRUE | 2-2014 |  | 0 |  |  | 0 | 0
| 2014-02-21 04:00 | 2014 | 2 | 21 | 4 |  |  | 0 | [7 empty] | 0 |  |  |  |  | 0 | 0 | 813.313 | 604.071 | -18.184 | 585.887 | 1399.2 | 1399.2 | check | [45 empty] | TRUE | 2-2014 |  | 0 |  |  | 0 | 0
| 2014-02-21 05:00 | 2014 | 2 | 21 | 5 |  |  | 0 | [7 empty] | 0 |  |  |  |  | 0 | 0 | 768.425 | 627.749 | -18.323 | 609.426 | 1377.85 | 1377.851 | check | [45 empty] | TRUE | 2-2014 |  | 0 |  |  | 0 | 0
| 2014-02-21 06:00 | 2014 | 2 | 21 | 6 |  |  | 139.194 | [7 empty] | 6036.8438 |  |  |  |  | 139.194 | 6036.8438 | 891.74 | 678.032 | -19.879 | 658.153 | 1549.894 | 1549.893 | check | [45 empty] | TRUE | 2-2014 |  | 0 |  |  | 6036.8438 | 0
| 2014-02-21 07:00 | 2014 | 2 | 21 | 7 |  |  | 178.926 | [7 empty] | 12628.5971 |  |  |  |  | 178.926 | 12628.5971 | 1010.825 | 746.611 | -22.66 | 723.951 | 1734.776 | 1734.776 | check | [45 empty] | TRUE | 2-2014 |  | 0 |  |  | 12628.5971 | 0
| 2014-02-21 08:00 | 2014 | 2 | 21 | 8 |  |  | 19.811 | [7 empty] | 1160.5284 |  |  |  |  | 19.811 | 1160.5284 | 967.3 | 792.594 | -23.633 | 768.961 | 1736.261 | 1736.261 | check | [45 empty] | TRUE | 2-2014 |  | 0 |  |  | 1160.5284 | 0
| 2014-02-21 09:00 | 2014 | 2 | 21 | 9 |  |  | 0 | [7 empty] | 0 |  |  |  |  | 0 | 0 | 990.045 | 813.624 | -24.219 | 789.405 | 1779.45 | 1779.45 | check | [45 empty] | TRUE | 2-2014 |  | 0 |  |  | 0 | 0
| 2014-02-21 10:00 | 2014 | 2 | 21 | 10 |  |  | 0 | [7 empty] | 0 |  |  |  |  | 0 | 0 | 992.295 | 837.237 | -25.232 | 812.005 | 1804.3 | 1804.3 | check | [45 empty] | TRUE | 2-2014 |  | 0 |  |  | 0 | 0
| 2014-02-21 11:00 | 2014 | 2 | 21 | 11 |  |  | 0 | [7 empty] | 0 |  |  |  |  | 0 | 0 | 974.656 | 810.458 | -25.965 | 784.493 | 1759.15 | 1759.149 | check | [45 empty] | TRUE | 2-2014 |  | 0 |  |  | 0 | 0
| 2014-02-21 12:00 | 2014 | 2 | 21 | 12 |  |  | 0 | [7 empty] | 0 |  |  |  |  | 0 | 0 | 979.309 | 793.818 | -27.227 | 766.591 | 1745.9 | 1745.9 | check | [45 empty] | TRUE | 2-2014 |  | 0 |  |  | 0 | 0
| 2014-02-21 13:00 | 2014 | 2 | 21 | 13 |  |  | 0 | [7 empty] | 0 |  |  |  |  | 0 | 0 | 974.686 | 780.571 | -27.058 | 753.513 | 1728.2 | 1728.199 | check | [45 empty] | TRUE | 2-2014 |  | 0 |  |  | 0 | 0
| 2014-02-21 14:00 | 2014 | 2 | 21 | 14 |  |  | 0 | [7 empty] | 0 |  |  |  |  | 0 | 0 | 1010.955 | 764.502 | -26.906 | 737.596 | 1748.55 | 1748.551 | check | [45 empty] | TRUE | 2-2014 |  | 0 |  |  | 0 | 0
| 2014-02-21 15:00 | 2014 | 2 | 21 | 15 |  |  | 0 | [7 empty] | 0 |  |  |  |  | 0 | 0 | 1010.971 | 756.731 | -27.002 | 729.729 | 1740.7 | 1740.7 | check | [45 empty] | TRUE | 2-2014 |  | 0 |  |  | 0 | 0
| 2014-02-21 16:00 | 2014 | 2 | 21 | 16 |  |  | 14.636 | [7 empty] | 574.9021 |  |  |  |  | 14.636 | 574.9021 | 999.4 | 738.484 | -25.648 | 712.836 | 1712.236 | 1712.236 | check | [45 empty] | TRUE | 2-2014 |  | 0 |  |  | 574.9021 | 0
| 2014-02-21 17:00 | 2014 | 2 | 21 | 17 |  |  | 27.683 | [7 empty] | 1022.3332 |  |  |  |  | 27.683 | 1022.3332 | 985.9 | 746.458 | -25.925 | 720.533 | 1706.433 | 1706.433 | check | [45 empty] | TRUE | 2-2014 |  | 0 |  |  | 1022.3332 | 0
| 2014-02-21 18:00 | 2014 | 2 | 21 | 18 |  |  | 103.75 | [7 empty] | 3698.6875 |  |  |  |  | 103.75 | 3698.6875 | 966.6 | 768.16 | -24.96 | 743.2 | 1709.8 | 1709.8 | check | [45 empty] | TRUE | 2-2014 |  | 0 |  |  | 3698.6875 | 0
| 2014-02-21 19:00 | 2014 | 2 | 21 | 19 |  |  | 73.423 | [7 empty] | 3609.4747 |  |  |  |  | 73.423 | 3609.4747 | 920.1 | 824.614 | -26.741 | 797.873 | 1717.973 | 1717.973 | check | [45 empty] | TRUE | 2-2014 |  | 0 |  |  | 3609.4747 | 0
| 2014-02-21 20:00 | 2014 | 2 | 21 | 20 |  |  | 48.914 | [7 empty] | 2955.3839 |  |  |  |  | 48.914 | 2955.3839 | 907 | 851.565 | -27.35 | 824.215 | 1731.214 | 1731.215 | check | [45 empty] | TRUE | 2-2014 |  | 0 |  |  | 2955.3839 | 0
| 2014-02-21 21:00 | 2014 | 2 | 21 | 21 |  |  | 58.726 | [7 empty] | 3040.8323 |  |  |  |  | 58.726 | 3040.8323 | 935.8 | 869.671 | -27.144 | 842.527 | 1778.326 | 1778.327 | check | [45 empty] | TRUE | 2-2014 |  | 0 |  |  | 3040.8323 | 0
| 2014-02-21 22:00 | 2014 | 2 | 21 | 22 |  |  | 86 | [7 empty] | 4636.26 |  |  |  |  | 86 | 4636.26 | 942.5 | 882.985 | -26.185 | 856.8 | 1799.3 | 1799.3 | check | [45 empty] | TRUE | 2-2014 |  | 0 |  |  | 4636.26 | 0
| 2014-02-21 23:00 | 2014 | 2 | 21 | 23 |  |  | 99.053 | [7 empty] | 3919.5272 |  |  |  |  | 99.053 | 3919.5272 | 961.7 | 886.966 | -26.313 | 860.653 | 1822.353 | 1822.353 | check | [45 empty] | TRUE | 2-2014 |  | 0 |  |  | 3919.5272 | 0
| 2014-02-22 | 2014 | 2 | 22 | 0 |  |  | 166.316 | [7 empty] | 5819.3968 |  |  |  |  | 166.316 | 5819.3968 | 989.3 | 878.908 | -25.191 | 853.717 | 1843.016 | 1843.017 | check | [45 empty] | TRUE | 2-2014 |  | 0 |  |  | 5819.3968 | 0
| 2014-02-22 01:00 | 2014 | 2 | 22 | 1 |  |  | 185.374 | [7 empty] | 9012.8839 |  |  |  |  | 185.374 | 9012.8839 | 932.6 | 863.646 | -24.923 | 838.723 | 1771.324 | 1771.323 | check | [45 empty] | TRUE | 2-2014 |  | 0 |  |  | 9012.8839 | 0
| 2014-02-22 02:00 | 2014 | 2 | 22 | 2 |  |  | 104.9 | [7 empty] | 4327.125 |  |  |  |  | 104.9 | 4327.125 | 793.8 | 863.676 | -24.126 | 839.55 | 1633.35 | 1633.35 | check | [45 empty] | TRUE | 2-2014 |  | 0 |  |  | 4327.125 | 0
| 2014-02-22 03:00 | 2014 | 2 | 22 | 3 |  |  | 188.207 | [7 empty] | 6702.0513 |  |  |  |  | 188.207 | 6702.0513 | 860.1 | 870.095 | -24.737 | 845.358 | 1705.457 | 1705.458 | check | [45 empty] | TRUE | 2-2014 |  | 0 |  |  | 6702.0513 | 0
| 2014-02-22 04:00 | 2014 | 2 | 22 | 4 |  |  | 227.477 | [7 empty] | 8516.7389 |  |  |  |  | 227.477 | 8516.7389 | 917.4 | 881.078 | -25.35 | 855.728 | 1773.127 | 1773.128 | check | [45 empty] | TRUE | 2-2014 |  | 0 |  |  | 8516.7389 | 0
| 2014-02-22 05:00 | 2014 | 2 | 22 | 5 |  |  | 227.366 | [7 empty] | 7912.3368 |  |  |  |  | 227.366 | 7912.3368 | 936 | 896.002 | -26.237 | 869.765 | 1805.766 | 1805.765 | check | [45 empty] | TRUE | 2-2014 |  | 0 |  |  | 7912.3368 | 0
| 2014-02-22 06:00 | 2014 | 2 | 22 | 6 |  |  | 238.961 | [7 empty] | 8755.531 |  |  |  |  | 238.961 | 8755.531 | 938.9 | 918.444 | -27.384 | 891.06 | 1829.961 | 1829.96 | check | [45 empty] | TRUE | 2-2014 |  | 0 |  |  | 8755.531 | 0
| 2014-02-22 07:00 | 2014 | 2 | 22 | 7 |  |  | 210.814 | [7 empty] | 8780.4031 |  |  |  |  | 210.814 | 8780.4031 | 928.43 | 952.332 | -28.847 | 923.485 | 1851.914 | 1851.915 | check | [45 empty] | TRUE | 2-2014 |  | 0 |  |  | 8780.4031 | 0
| 2014-02-22 08:00 | 2014 | 2 | 22 | 8 |  |  | 173.249 | [7 empty] | 9433.4081 |  |  |  |  | 173.249 | 9433.4081 | 913.3 | 979.2 | -29.501 | 949.699 | 1862.999 | 1862.999 | check | [45 empty] | TRUE | 2-2014 |  | 0 |  |  | 9433.4081 | 0
| 2014-02-22 09:00 | 2014 | 2 | 22 | 9 |  |  | 155.746 | [7 empty] | 8309.0491 |  |  |  |  | 155.746 | 8309.0491 | 894.3 | 984.118 | -30.872 | 953.246 | 1847.546 | 1847.546 | check | [45 empty] | TRUE | 2-2014 |  | 0 |  |  | 8309.0491 | 0
| 2014-02-22 10:00 | 2014 | 2 | 22 | 10 |  |  | 126.579 | [7 empty] | 5606.1839 |  |  |  |  | 126.579 | 5606.1839 | 909 | 936.212 | -28.433 | 907.779 | 1816.779 | 1816.779 | check | [45 empty] | TRUE | 2-2014 |  | 0 |  |  | 5606.1839 | 0
| 2014-02-22 11:00 | 2014 | 2 | 22 | 11 |  |  | 74.606 | [7 empty] | 2952.9055 |  |  |  |  | 74.606 | 2952.9055 | 872.4 | 854.501 | -26.395 | 828.106 | 1700.506 | 1700.506 | check | [45 empty] | TRUE | 2-2014 |  | 0 |  |  | 2952.9055 | 0
| 2014-02-22 12:00 | 2014 | 2 | 22 | 12 |  |  | 112.549 | [7 empty] | 4177.8189 |  |  |  |  | 112.549 | 4177.8189 | 914.5 | 792.207 | -25.258 | 766.949 | 1681.449 | 1681.449 | check | [45 empty] | TRUE | 2-2014 |  | 0 |  |  | 4177.8189 | 0
| 2014-02-22 13:00 | 2014 | 2 | 22 | 13 |  |  | 105.576 | [7 empty] | 3849.301 |  |  |  |  | 105.576 | 3849.301 | 946.2 | 740.958 | -23.832 | 717.126 | 1663.326 | 1663.326 | check | [45 empty] | TRUE | 2-2014 |  | 0 |  |  | 3849.301 | 0
| 2014-02-22 14:00 | 2014 | 2 | 22 | 14 |  |  | 139.497 | [7 empty] | 4839.1509 |  |  |  |  | 139.497 | 4839.1509 | 937.4 | 709.423 | -22.576 | 686.847 | 1624.247 | 1624.247 | check | [45 empty] | TRUE | 2-2014 |  | 0 |  |  | 4839.1509 | 0
| 2014-02-22 15:00 | 2014 | 2 | 22 | 15 |  |  | 112.649 | [7 empty] | 3607.021 |  |  |  |  | 112.649 | 3607.021 | 891.5 | 676.288 | -20.939 | 655.349 | 1546.849 | 1546.849 | check | [45 empty] | TRUE | 2-2014 |  | 0 |  |  | 3607.021 | 0
| 2014-02-22 16:00 | 2014 | 2 | 22 | 16 |  |  | 27.872 | [7 empty] | 826.9622 |  |  |  |  | 27.872 | 826.9622 | 826.935 | 666.787 | -20.1 | 646.687 | 1473.622 | 1473.622 | check | [45 empty] | TRUE | 2-2014 |  | 0 |  |  | 826.9622 | 0
| 2014-02-22 17:00 | 2014 | 2 | 22 | 17 |  |  | 224.903 | [7 empty] | 6684.1172 |  |  |  |  | 224.903 | 6684.1172 | 978.7 | 668.533 | -20.43 | 648.103 | 1626.803 | 1626.803 | check | [45 empty] | TRUE | 2-2014 |  | 0 |  |  | 6684.1172 | 0
| 2014-02-22 18:00 | 2014 | 2 | 22 | 18 |  |  | 363.558 | [7 empty] | 10612.258 |  |  |  |  | 363.558 | 10612.258 | 1077.2 | 681.181 | -21.223 | 659.958 | 1737.158 | 1737.158 | check | [45 empty] | TRUE | 2-2014 |  | 0 |  |  | 10612.258 | 0
| 2014-02-22 19:00 | 2014 | 2 | 22 | 19 |  |  | 313.187 | [7 empty] | 13545.3378 |  |  |  |  | 313.187 | 13545.3378 | 1030.4 | 724.887 | -24.05 | 700.837 | 1731.237 | 1731.237 | check | [45 empty] | TRUE | 2-2014 |  | 0 |  |  | 13545.3378 | 0
| 2014-02-22 20:00 | 2014 | 2 | 22 | 20 |  |  | 221.762 | [7 empty] | 9351.7035 |  |  |  |  | 221.762 | 9351.7035 | 1010.7 | 766.295 | -25.183 | 741.112 | 1751.812 | 1751.812 | check | [45 empty] | TRUE | 2-2014 |  | 0 |  |  | 9351.7035 | 0
| 2014-02-22 21:00 | 2014 | 2 | 22 | 21 |  |  | 168.864 | [7 empty] | 5737.9987 |  |  |  |  | 168.864 | 5737.9987 | 1004.7 | 784.727 | -25.862 | 758.865 | 1763.564 | 1763.565 | check | [45 empty] | TRUE | 2-2014 |  | 0 |  |  | 5737.9987 | 0
| 2014-02-22 22:00 | 2014 | 2 | 22 | 22 |  |  | 210.429 | [7 empty] | 7236.6533 |  |  |  |  | 210.429 | 7236.6533 | 1007.9 | 790.28 | -24.701 | 765.579 | 1773.479 | 1773.479 | check | [45 empty] | TRUE | 2-2014 |  | 0 |  |  | 7236.6533 | 0
| 2014-02-22 23:00 | 2014 | 2 | 22 | 23 |  |  | 274.557 | [7 empty] | 8923.1025 |  |  |  |  | 274.557 | 8923.1025 | 1019.9 | 796.502 | -24.445 | 772.057 | 1791.957 | 1791.957 | check | [45 empty] | TRUE | 2-2014 |  | 0 |  |  | 8923.1025 | 0
| 2014-02-23 | 2014 | 2 | 23 | 0 |  |  | 225.677 | [7 empty] | 7205.8666 |  |  |  |  | 225.677 | 7205.8666 | 948.5 | 784.198 | -23.771 | 760.427 | 1708.927 | 1708.927 | check | [45 empty] | TRUE | 2-2014 |  | 0 |  |  | 7205.8666 | 0
| 2014-02-23 01:00 | 2014 | 2 | 23 | 1 |  |  | 323.185 | [7 empty] | 11069.0863 |  |  |  |  | 323.185 | 11069.0863 | 1018.8 | 779.374 | -22.74 | 756.634 | 1775.435 | 1775.434 | check | [45 empty] | TRUE | 2-2014 |  | 0 |  |  | 11069.0863 | 0
| 2014-02-23 02:00 | 2014 | 2 | 23 | 2 |  |  | 146.083 | [7 empty] | 4949.292 |  |  |  |  | 146.083 | 4949.292 | 776.2 | 778.397 | -23.264 | 755.133 | 1531.333 | 1531.333 | check | [45 empty] | TRUE | 2-2014 |  | 0 |  |  | 4949.292 | 0
| 2014-02-23 03:00 | 2014 | 2 | 23 | 3 |  |  | 127.01 | [7 empty] | 3882.6957 |  |  |  |  | 127.01 | 3882.6957 | 734.2 | 777.837 | -23.927 | 753.91 | 1488.11 | 1488.11 | check | [45 empty] | TRUE | 2-2014 |  | 0 |  |  | 3882.6957 | 0
| 2014-02-23 04:00 | 2014 | 2 | 23 | 4 |  |  | 210.316 | [7 empty] | 6187.4967 |  |  |  |  | 210.316 | 6187.4967 | 787.9 | 783.522 | -23.706 | 759.816 | 1547.716 | 1547.716 | check | [45 empty] | TRUE | 2-2014 |  | 2954.2387 |  |  | 6187.4967 | 100.416
| 2014-02-23 05:00 | 2014 | 2 | 23 | 5 |  |  | 159.569 | [7 empty] | 4627.501 |  |  |  |  | 159.569 | 4627.501 | 738.85 | 788.768 | -24.099 | 764.669 | 1503.519 | 1503.519 | check | [45 empty] | TRUE | 2-2014 |  | 1470.851 |  |  | 4627.501 | 50.719
| 2014-02-23 06:00 | 2014 | 2 | 23 | 6 |  |  | 287.541 | [7 empty] | 9422.7186 |  |  |  |  | 287.541 | 9422.7186 | 837.275 | 797.679 | -24.114 | 773.565 | 1610.841 | 1610.84 | check | [45 empty] | TRUE | 2-2014 |  | 0 |  |  | 9422.7186 | 0
| 2014-02-23 07:00 | 2014 | 2 | 23 | 7 |  |  | 296.589 | [7 empty] | 10173.0027 |  |  |  |  | 296.589 | 10173.0027 | 921.73 | 825.826 | -25.166 | 800.66 | 1722.389 | 1722.39 | check | [45 empty] | TRUE | 2-2014 |  | 0 |  |  | 10173.0027 | 0
| 2014-02-23 08:00 | 2014 | 2 | 23 | 8 |  |  | 303.348 | [7 empty] | 9968.0153 |  |  |  |  | 303.348 | 9968.0153 | 963 | 834.404 | -23.755 | 810.649 | 1773.648 | 1773.649 | check | [45 empty] | TRUE | 2-2014 |  | 0 |  |  | 9968.0153 | 0
| 2014-02-23 09:00 | 2014 | 2 | 23 | 9 |  |  | 260.622 | [7 empty] | 9457.9724 |  |  |  |  | 260.622 | 9457.9724 | 959.8 | 854.443 | -24.721 | 829.722 | 1789.522 | 1789.522 | check | [45 empty] | TRUE | 2-2014 |  | 0 |  |  | 9457.9724 | 0
| 2014-02-23 10:00 | 2014 | 2 | 23 | 10 |  |  | 153.467 | [7 empty] | 5501.7919 |  |  |  |  | 153.467 | 5501.7919 | 960.1 | 828.186 | -25.219 | 802.967 | 1763.067 | 1763.067 | check | [45 empty] | TRUE | 2-2014 |  | 0 |  |  | 5501.7919 | 0
| 2014-02-23 11:00 | 2014 | 2 | 23 | 11 |  |  | 114.601 | [7 empty] | 3807.0452 |  |  |  |  | 114.601 | 3807.0452 | 986.1 | 750.734 | -23.483 | 727.251 | 1713.351 | 1713.351 | check | [45 empty] | TRUE | 2-2014 |  | 0 |  |  | 3807.0452 | 0
| 2014-02-23 12:00 | 2014 | 2 | 23 | 12 |  |  | 170.124 | [7 empty] | 5103.72 |  |  |  |  | 170.124 | 5103.72 | 1013 | 703.829 | -21.256 | 682.573 | 1695.574 | 1695.573 | check | [45 empty] | TRUE | 2-2014 |  | 0 |  |  | 5103.72 | 0
| 2014-02-23 13:00 | 2014 | 2 | 23 | 13 |  |  | 287.5 | [7 empty] | 8820.5 |  |  |  |  | 287.5 | 8820.5 | 1083.1 | 674.669 | -19.819 | 654.85 | 1737.95 | 1737.95 | check | [45 empty] | TRUE | 2-2014 |  | 0 |  |  | 8820.5 | 0
| 2014-02-23 14:00 | 2014 | 2 | 23 | 14 |  |  | 360.216 | [7 empty] | 10298.5754 |  |  |  |  | 360.216 | 10298.5754 | 1088.5 | 659.024 | -18.707 | 640.317 | 1728.816 | 1728.817 | check | [45 empty] | TRUE | 2-2014 |  | 7053.639 |  |  | 10298.5754 | 246.717
| 2014-02-23 15:00 | 2014 | 2 | 23 | 15 |  |  | 361.242 | [7 empty] | 9800.4955 |  |  |  |  | 361.242 | 9800.4955 | 1047.5 | 644.672 | -17.829 | 626.843 | 1674.342 | 1674.343 | check | [45 empty] | TRUE | 2-2014 |  | 6368.5776 |  |  | 9800.4955 | 234.743
| 2014-02-23 16:00 | 2014 | 2 | 23 | 16 |  |  | 387.145 | [7 empty] | 9999.9554 |  |  |  |  | 387.145 | 9999.9554 | 1031.7 | 643.009 | -17.614 | 625.395 | 1657.095 | 1657.095 | check | [45 empty] | TRUE | 2-2014 |  | 6494.8243 |  |  | 9999.9554 | 251.445
| 2014-02-23 17:00 | 2014 | 2 | 23 | 17 |  |  | 425.311 | [7 empty] | 11887.4425 |  |  |  |  | 425.311 | 11887.4425 | 1094.1 | 667.929 | -19.119 | 648.81 | 1742.911 | 1742.91 | check | [45 empty] | TRUE | 2-2014 |  | 7216.9695 |  |  | 11887.4425 | 258.21
| 2014-02-23 18:00 | 2014 | 2 | 23 | 18 |  |  | 433.927 | [7 empty] | 12254.0985 |  |  |  |  | 433.927 | 12254.0985 | 1073.5 | 700.83 | -21.104 | 679.726 | 1753.227 | 1753.226 | check | [45 empty] | TRUE | 2-2014 |  | 8088.6702 |  |  | 12254.0985 | 286.426
| 2014-02-23 19:00 | 2014 | 2 | 23 | 19 |  |  | 362.653 | [7 empty] | 14382.818 |  |  |  |  | 362.653 | 14382.818 | 1025.8 | 763.264 | -24.112 | 739.152 | 1764.953 | 1764.952 | check | [45 empty] | TRUE | 2-2014 |  | 0 |  |  | 14382.818 | 0
| 2014-02-23 20:00 | 2014 | 2 | 23 | 20 |  |  | 238.612 | [7 empty] | 8704.5658 |  |  |  |  | 238.612 | 8704.5658 | 993.8 | 812.923 | -26.361 | 786.562 | 1780.362 | 1780.362 | check | [45 empty] | TRUE | 2-2014 |  | 0 |  |  | 8704.5658 | 0
| 2014-02-23 21:00 | 2014 | 2 | 23 | 21 |  |  | 205.055 | [7 empty] | 7857.7076 |  |  |  |  | 205.055 | 7857.7076 | 982.8 | 835.673 | -27.818 | 807.855 | 1790.655 | 1790.655 | check | [45 empty] | TRUE | 2-2014 |  | 0 |  |  | 7857.7076 | 0
| 2014-02-23 22:00 | 2014 | 2 | 23 | 22 |  |  | 231.879 | [7 empty] | 7939.537 |  |  |  |  | 231.879 | 7939.537 | 986.8 | 809.996 | -26.768 | 783.228 | 1770.029 | 1770.028 | check | [45 empty] | TRUE | 2-2014 |  | 0 |  |  | 7939.537 | 0
| 2014-02-23 23:00 | 2014 | 2 | 23 | 23 |  |  | 345.551 | [7 empty] | 12315.4376 |  |  |  |  | 345.551 | 12315.4376 | 1000.3 | 799.114 | -26.413 | 772.701 | 1773.001 | 1773.001 | check | [45 empty] | TRUE | 2-2014 |  | 0 |  |  | 12315.4376 | 0
| 2014-02-24 | 2014 | 2 | 24 | 0 |  |  | 320.863 | [7 empty] | 9577.7606 |  |  |  |  | 320.863 | 9577.7606 | 1014.5 | 787.062 | -25.949 | 761.113 | 1775.613 | 1775.613 | check | [45 empty] | TRUE | 2-2014 |  | 1861.5356 |  |  | 9577.7606 | 62.363
| 2014-02-24 01:00 | 2014 | 2 | 24 | 1 |  |  | 299.304 | [7 empty] | 9332.2987 |  |  |  |  | 299.304 | 9332.2987 | 973 | 783.537 | -24.032 | 759.505 | 1732.504 | 1732.505 | check | [45 empty] | TRUE | 2-2014 |  | 0 |  |  | 9332.2987 | 0
| 2014-02-24 02:00 | 2014 | 2 | 24 | 2 |  |  | 304.49 | [7 empty] | 7904.5604 |  |  |  |  | 304.49 | 7904.5604 | 962.6 | 791.67 | -24.08 | 767.59 | 1730.19 | 1730.19 | check | [45 empty] | TRUE | 2-2014 |  | 7904.5604 |  |  | 7904.5604 | 304.49
| 2014-02-24 03:00 | 2014 | 2 | 24 | 3 |  |  | 289.249 | [7 empty] | 8182.8542 |  |  |  |  | 289.249 | 8182.8542 | 860 | 800.589 | -23.44 | 777.149 | 1637.149 | 1637.149 | check | [45 empty] | TRUE | 2-2014 |  | 8182.8542 |  |  | 8182.8542 | 289.249
| 2014-02-24 04:00 | 2014 | 2 | 24 | 4 |  |  | 305.402 | [7 empty] | 8679.5248 |  |  |  |  | 305.402 | 8679.5248 | 838.4 | 831.822 | -24.07 | 807.752 | 1646.152 | 1646.152 | check | [45 empty] | TRUE | 2-2014 |  | 8679.5248 |  |  | 8679.5248 | 305.402
| 2014-02-24 05:00 | 2014 | 2 | 24 | 5 |  |  | 305.256 | [7 empty] | 9240.0991 |  |  |  |  | 305.256 | 9240.0991 | 875.9 | 856.434 | -25.628 | 830.806 | 1706.706 | 1706.706 | check | [45 empty] | TRUE | 2-2014 |  | 4581.5461 |  |  | 9240.0991 | 151.356
| 2014-02-24 06:00 | 2014 | 2 | 24 | 6 |  |  | 184.141 | [7 empty] | 6498.3359 |  |  |  |  | 184.141 | 6498.3359 | 844.2 | 920.059 | -27.268 | 892.791 | 1736.991 | 1736.991 | check | [45 empty] | TRUE | 2-2014 |  | 0 |  |  | 6498.3359 | 0
| 2014-02-24 07:00 | 2014 | 2 | 24 | 7 |  |  | 80.1 | [7 empty] | 6233.382 |  |  |  |  | 80.1 | 6233.382 | 754.8 | 1019.098 | -34.798 | 984.3 | 1739.1 | 1739.1 | check | [45 empty] | TRUE | 2-2014 |  | 0 |  |  | 6233.382 | 0
| 2014-02-24 08:00 | 2014 | 2 | 24 | 8 |  |  | 15.886 | [7 empty] | 940.1335 |  |  |  |  | 15.886 | 940.1335 | 707.3 | 1056.028 | -38.142 | 1017.886 | 1725.186 | 1725.186 | check | [45 empty] | TRUE | 2-2014 |  | 0 |  |  | 940.1335 | 0
| 2014-02-24 09:00 | 2014 | 2 | 24 | 9 |  |  | 0 | [7 empty] | 0 |  |  |  |  | 0 | 0 | 712.403 | 1053.521 | -39.175 | 1014.346 | 1726.75 | 1726.749 | check | [45 empty] | TRUE | 2-2014 |  | 0 |  |  | 0 | 0
| 2014-02-24 10:00 | 2014 | 2 | 24 | 10 |  |  | 0 | [7 empty] | 0 |  |  |  |  | 0 | 0 | 758.981 | 1024.326 | -38.857 | 985.469 | 1744.45 | 1744.45 | check | [45 empty] | TRUE | 2-2014 |  | 0 |  |  | 0 | 0
| 2014-02-24 11:00 | 2014 | 2 | 24 | 11 |  |  | 0 | [7 empty] | 0 |  |  |  |  | 0 | 0 | 773.554 | 975.876 | -37.729 | 938.147 | 1711.7 | 1711.701 | check | [45 empty] | TRUE | 2-2014 |  | 0 |  |  | 0 | 0
| 2014-02-24 12:00 | 2014 | 2 | 24 | 12 |  |  | 22.68 | [7 empty] | 1177.7724 |  |  |  |  | 22.68 | 1177.7724 | 802.1 | 933.879 | -37.099 | 896.78 | 1698.88 | 1698.88 | check | [45 empty] | TRUE | 2-2014 |  | 0 |  |  | 1177.7724 | 0
| 2014-02-24 13:00 | 2014 | 2 | 24 | 13 |  |  | 0 | [7 empty] | 0 |  |  |  |  | 0 | 0 | 848.636 | 890.706 | -33.791 | 856.915 | 1705.55 | 1705.551 | check | [45 empty] | TRUE | 2-2014 |  | 0 |  |  | 0 | 0
| 2014-02-24 14:00 | 2014 | 2 | 24 | 14 |  |  | 0 | [7 empty] | 0 |  |  |  |  | 0 | 0 | 861.065 | 856.79 | -31.555 | 825.235 | 1686.3 | 1686.3 | check | [45 empty] | TRUE | 2-2014 |  | 0 |  |  | 0 | 0
| 2014-02-24 15:00 | 2014 | 2 | 24 | 15 |  |  | 6.278 | [7 empty] | 267.5684 |  |  |  |  | 6.278 | 267.5684 | 884.3 | 838.505 | -30.127 | 808.378 | 1692.678 | 1692.678 | check | [45 empty] | TRUE | 2-2014 |  | 0 |  |  | 267.5684 | 0
| 2014-02-24 16:00 | 2014 | 2 | 24 | 16 |  |  | 14.439 | [7 empty] | 618.5668 |  |  |  |  | 14.439 | 618.5668 | 898.9 | 824.04 | -29.151 | 794.889 | 1693.789 | 1693.789 | check | [45 empty] | TRUE | 2-2014 |  | 0 |  |  | 618.5668 | 0
| 2014-02-24 17:00 | 2014 | 2 | 24 | 17 |  |  | 0 | [7 empty] | 0 |  |  |  |  | 0 | 0 | 891.521 | 833.447 | -31.418 | 802.029 | 1693.55 | 1693.55 | check | [45 empty] | TRUE | 2-2014 |  | 0 |  |  | 0 | 0
| 2014-02-24 18:00 | 2014 | 2 | 24 | 18 |  |  | 0.816 | [7 empty] | 44.2296 |  |  |  |  | 0.816 | 44.2296 | 852.6 | 875.077 | -33.011 | 842.066 | 1694.666 | 1694.666 | check | [45 empty] | TRUE | 2-2014 |  | 0 |  |  | 44.2296 | 0
| 2014-02-24 19:00 | 2014 | 2 | 24 | 19 |  |  | 0 | [7 empty] | 0 |  |  |  |  | 0 | 0 | 811.875 | 934.237 | -35.962 | 898.275 | 1710.15 | 1710.15 | check | [45 empty] | TRUE | 2-2014 |  | 0 |  |  | 0 | 0
| 2014-02-24 20:00 | 2014 | 2 | 24 | 20 |  |  | 0 | [7 empty] | 0 |  |  |  |  | 0 | 0 | 764.54 | 988.002 | -42.093 | 945.909 | 1710.45 | 1710.449 | check | [45 empty] | TRUE | 2-2014 |  | 0 |  |  | 0 | 0
| 2014-02-24 21:00 | 2014 | 2 | 24 | 21 |  |  | 0 | [7 empty] | 0 |  |  |  |  | 0 | 0 | 763.712 | 991.347 | -40.609 | 950.738 | 1714.45 | 1714.45 | check | [45 empty] | TRUE | 2-2014 |  | 0 |  |  | 0 | 0
| 2014-02-24 22:00 | 2014 | 2 | 24 | 22 |  |  | 5.743 | [7 empty] | 292.089 |  |  |  |  | 5.743 | 292.089 | 747.3 | 991.43 | -38.686 | 952.744 | 1700.043 | 1700.044 | check | [45 empty] | TRUE | 2-2014 |  | 0 |  |  | 292.089 | 0
| 2014-02-24 23:00 | 2014 | 2 | 24 | 23 |  |  | 67.979 | [7 empty] | 2882.3096 |  |  |  |  | 67.979 | 2882.3096 | 767.5 | 980.848 | -36.369 | 944.479 | 1711.979 | 1711.979 | check | [45 empty] | TRUE | 2-2014 |  | 0 |  |  | 2882.3096 | 0
| 2014-02-25 | 2014 | 2 | 25 | 0 |  |  | 308.134 | [7 empty] | 11924.7858 |  |  |  |  | 308.134 | 11924.7858 | 798.8 | 947.643 | -36.859 | 910.784 | 1709.584 | 1709.584 | check | [45 empty] | TRUE | 2-2014 |  | 0 |  |  | 11924.7858 | 0
| 2014-02-25 01:00 | 2014 | 2 | 25 | 1 |  |  | 495.746 | [7 empty] | 22814.2309 |  |  |  |  | 495.746 | 22814.2309 | 749.1 | 932.713 | -33.966 | 898.747 | 1647.846 | 1647.847 | check | [45 empty] | TRUE | 2-2014 |  | 0 |  |  | 22814.2309 | 0
| 2014-02-25 02:00 | 2014 | 2 | 25 | 2 |  |  | 732.684 | [7 empty] | 33381.083 |  |  |  |  | 732.684 | 33381.083 | 759.7 | 941.676 | -33.241 | 908.435 | 1668.134 | 1668.135 | check | [45 empty] | TRUE | 2-2014 |  | 0 |  |  | 33381.083 | 0
| 2014-02-25 03:00 | 2014 | 2 | 25 | 3 |  |  | 730.787 | [7 empty] | 33170.4219 |  |  |  |  | 730.787 | 33170.4219 | 761.2 | 944.037 | -32.9 | 911.137 | 1672.337 | 1672.337 | check | [45 empty] | TRUE | 2-2014 |  | 0 |  |  | 33170.4219 | 0
| 2014-02-25 04:00 | 2014 | 2 | 25 | 4 |  |  | 718.606 | [7 empty] | 33903.8311 |  |  |  |  | 718.606 | 33903.8311 | 753.3 | 937.813 | -31.357 | 906.456 | 1659.756 | 1659.756 | check | [45 empty] | TRUE | 2-2014 |  | 0 |  |  | 33903.8311 | 0
| 2014-02-25 05:00 | 2014 | 2 | 25 | 5 |  |  | 716.387 | [7 empty] | 32810.5246 |  |  |  |  | 716.387 | 32810.5246 | 735.4 | 946.4 | -31.263 | 915.137 | 1650.537 | 1650.537 | check | [45 empty] | TRUE | 2-2014 |  | 0 |  |  | 32810.5246 | 0
| 2014-02-25 06:00 | 2014 | 2 | 25 | 6 |  |  | 719.111 | [7 empty] | 35524.0834 |  |  |  |  | 719.111 | 35524.0834 | 691.1 | 971.071 | -32.61 | 938.461 | 1629.561 | 1629.561 | check | [45 empty] | TRUE | 2-2014 |  | 1383.7434 |  |  | 35524.0834 | 28.011
| 2014-02-25 07:00 | 2014 | 2 | 25 | 7 |  |  | 711.852 | [7 empty] | 66572.399 |  |  |  |  | 711.852 | 66572.399 | 613 | 1049.6 | -38.449 | 1011.151 | 1624.152 | 1624.151 | check | [45 empty] | TRUE | 2-2014 |  | 9244.5455 |  |  | 66572.399 | 98.851
| 2014-02-25 08:00 | 2014 | 2 | 25 | 8 |  |  | 700.193 | [7 empty] | 59110.2931 |  |  |  |  | 700.193 | 59110.2931 | 578.2 | 1073.195 | -39.602 | 1033.593 | 1611.793 | 1611.793 | check | [45 empty] | TRUE | 2-2014 |  | 10298.6491 |  |  | 59110.2931 | 121.993
| 2014-02-25 09:00 | 2014 | 2 | 25 | 9 |  |  | 695.173 | [7 empty] | 46117.7768 |  |  |  |  | 695.173 | 46117.7768 | 582.3 | 1066.145 | -40.072 | 1026.073 | 1608.373 | 1608.373 | check | [45 empty] | TRUE | 2-2014 |  | 7487.9948 |  |  | 46117.7768 | 112.873
| 2014-02-25 10:00 | 2014 | 2 | 25 | 10 |  |  | 737.804 | [7 empty] | 47300.6144 |  |  |  |  | 737.804 | 47300.6144 | 609.8 | 1079.968 | -41.764 | 1038.204 | 1648.004 | 1648.004 | check | [45 empty] | TRUE | 2-2014 |  | 8206.3364 |  |  | 47300.6144 | 128.004
| 2014-02-25 11:00 | 2014 | 2 | 25 | 11 |  |  | 745.995 | [7 empty] | 73122.4299 |  |  |  |  | 745.995 | 73122.4299 | 651 | 1064.309 | -43.715 | 1020.594 | 1671.595 | 1671.594 | check | [45 empty] | TRUE | 2-2014 |  | 10879.6319 |  |  | 73122.4299 | 110.994
| 2014-02-25 12:00 | 2014 | 2 | 25 | 12 |  |  | 755.495 | [7 empty] | 74212.2738 |  |  |  |  | 755.495 | 74212.2738 | 695.8 | 1033.068 | -41.623 | 991.445 | 1687.245 | 1687.245 | check | [45 empty] | TRUE | 2-2014 |  | 8221.3598 |  |  | 74212.2738 | 83.695
| 2014-02-25 13:00 | 2014 | 2 | 25 | 13 |  |  | 760.073 | [7 empty] | 47185.3318 |  |  |  |  | 760.073 | 47185.3318 | 728.3 | 999.971 | -39.598 | 960.373 | 1688.673 | 1688.673 | check | [45 empty] | TRUE | 2-2014 |  | 3338.2278 |  |  | 47185.3318 | 53.773
| 2014-02-25 14:00 | 2014 | 2 | 25 | 14 |  |  | 754.861 | [7 empty] | 38497.911 |  |  |  |  | 754.861 | 38497.911 | 754.2 | 964.574 | -36.813 | 927.761 | 1681.961 | 1681.961 | check | [45 empty] | TRUE | 2-2014 |  | 1155.711 |  |  | 38497.911 | 22.661
| 2014-02-25 15:00 | 2014 | 2 | 25 | 15 |  |  | 727.25 | [7 empty] | 34784.3675 |  |  |  |  | 727.25 | 34784.3675 | 778.2 | 915.36 | -32.611 | 882.749 | 1660.95 | 1660.949 | check | [45 empty] | TRUE | 2-2014 |  | 0 |  |  | 34784.3675 | 0
| 2014-02-25 16:00 | 2014 | 2 | 25 | 16 |  |  | 692.263 | [7 empty] | 31221.0613 |  |  |  |  | 692.263 | 31221.0613 | 794.8 | 901.287 | -31.974 | 869.313 | 1664.113 | 1664.113 | check | [45 empty] | TRUE | 2-2014 |  | 0 |  |  | 31221.0613 | 0
| 2014-02-25 17:00 | 2014 | 2 | 25 | 17 |  |  | 652.22 | [7 empty] | 29245.5448 |  |  |  |  | 652.22 | 29245.5448 | 788.8 | 900.631 | -33.711 | 866.92 | 1655.72 | 1655.72 | check | [45 empty] | TRUE | 2-2014 |  | 0 |  |  | 29245.5448 | 0
| 2014-02-25 18:00 | 2014 | 2 | 25 | 18 |  |  | 624.498 | [7 empty] | 51902.0288 |  |  |  |  | 624.498 | 51902.0288 | 759.3 | 921.178 | -34.281 | 886.897 | 1646.198 | 1646.197 | check | [45 empty] | TRUE | 2-2014 |  | 0 |  |  | 51902.0288 | 0
| 2014-02-25 19:00 | 2014 | 2 | 25 | 19 |  |  | 580.561 | [7 empty] | 75589.0422 |  |  |  |  | 580.561 | 75589.0422 | 704.3 | 987.824 | -37.464 | 950.36 | 1654.661 | 1654.66 | check | [45 empty] | TRUE | 2-2014 |  | 0 |  |  | 75589.0422 | 0
| 2014-02-25 20:00 | 2014 | 2 | 25 | 20 |  |  | 558.657 | [7 empty] | 35385.3344 |  |  |  |  | 558.657 | 35385.3344 | 681.7 | 1025.711 | -39.603 | 986.108 | 1667.807 | 1667.808 | check | [45 empty] | TRUE | 2-2014 |  | 0 |  |  | 35385.3344 | 0
| 2014-02-25 21:00 | 2014 | 2 | 25 | 21 |  |  | 526.065 | [7 empty] | 35888.1543 |  |  |  |  | 526.065 | 35888.1543 | 669.7 | 1016.607 | -38.641 | 977.966 | 1647.665 | 1647.666 | check | [45 empty] | TRUE | 2-2014 |  | 0 |  |  | 35888.1543 | 0
| 2014-02-25 22:00 | 2014 | 2 | 25 | 22 |  |  | 524.952 | [7 empty] | 35486.7552 |  |  |  |  | 524.952 | 35486.7552 | 677.7 | 1014.619 | -36.217 | 978.402 | 1656.102 | 1656.102 | check | [45 empty] | TRUE | 2-2014 |  | 0 |  |  | 35486.7552 | 0
| 2014-02-25 23:00 | 2014 | 2 | 25 | 23 |  |  | 495.273 | [7 empty] | 22416.056 |  |  |  |  | 495.273 | 22416.056 | 701.2 | 978.509 | -33.436 | 945.073 | 1646.273 | 1646.273 | check | [45 empty] | TRUE | 2-2014 |  | 0 |  |  | 22416.056 | 0
| 2014-02-26 | 2014 | 2 | 26 | 0 |  |  | 468.656 | [7 empty] | 18319.763 |  |  |  |  | 468.656 | 18319.763 | 735.825 | 939.798 | -33.416 | 906.382 | 1642.206 | 1642.207 | check | [45 empty] | TRUE | 2-2014 |  | 0 |  |  | 18319.763 | 0
| 2014-02-26 01:00 | 2014 | 2 | 26 | 1 |  |  | 0 | [7 empty] | 0 |  |  |  |  | 0 | 0 | 272.998 | 918.394 | -33.091 | 885.303 | 1158.3 | 1158.301 | check | [45 empty] | TRUE | 2-2014 |  | 0 |  |  | 0 | 0
| 2014-02-26 02:00 | 2014 | 2 | 26 | 2 |  |  | 0 | [7 empty] | 0 |  |  |  |  | 0 | 0 | 281.21 | 923.995 | -32.856 | 891.139 | 1172.35 | 1172.349 | check | [45 empty] | TRUE | 2-2014 |  | 0 |  |  | 0 | 0
| 2014-02-26 03:00 | 2014 | 2 | 26 | 3 |  |  | 29.8 | [7 empty] | 1493.874 |  |  |  |  | 29.8 | 1493.874 | 214.241 | 942.791 | -32.782 | 910.009 | 1124.25 | 1124.25 | check | [45 empty] | TRUE | 2-2014 |  | 0 |  |  | 1493.874 | 0
| 2014-02-26 04:00 | 2014 | 2 | 26 | 4 |  |  | 42.3 | [7 empty] | 2071.854 |  |  |  |  | 42.3 | 2071.854 | 233.803 | 956.628 | -32.781 | 923.847 | 1157.65 | 1157.65 | check | [45 empty] | TRUE | 2-2014 |  | 0 |  |  | 2071.854 | 0
| 2014-02-26 05:00 | 2014 | 2 | 26 | 5 |  |  | 1 | [7 empty] | 55.33 |  |  |  |  | 1 | 55.33 | 179.377 | 979.056 | -34.083 | 944.973 | 1124.35 | 1124.35 | check | [45 empty] | TRUE | 2-2014 |  | 0 |  |  | 55.33 | 0
| 2014-02-26 06:00 | 2014 | 2 | 26 | 6 |  |  | 23.3 | [7 empty] | 1517.296 |  |  |  |  | 23.3 | 1517.296 | 163.454 | 1041.823 | -35.577 | 1006.246 | 1169.7 | 1169.7 | check | [45 empty] | TRUE | 2-2014 |  | 0 |  |  | 1517.296 | 0
| 2014-02-26 07:00 | 2014 | 2 | 26 | 7 |  |  | 100.8 | [7 empty] | 10485.216 |  |  |  |  | 100.8 | 10485.216 | 205.933 | 1103.027 | -36.71 | 1066.317 | 1272.25 | 1272.25 | check | [45 empty] | TRUE | 2-2014 |  | 0 |  |  | 10485.216 | 0
| 2014-02-26 08:00 | 2014 | 2 | 26 | 8 |  |  | 143.1 | [7 empty] | 18522.864 |  |  |  |  | 143.1 | 18522.864 | 201.282 | 1166.612 | -40.344 | 1126.268 | 1327.55 | 1327.55 | check | [45 empty] | TRUE | 2-2014 |  | 0 |  |  | 18522.864 | 0
| 2014-02-26 09:00 | 2014 | 2 | 26 | 9 |  |  | 158.2 | [7 empty] | 17364.032 |  |  |  |  | 158.2 | 17364.032 | 222.693 | 1178.041 | -41.634 | 1136.407 | 1359.1 | 1359.1 | check | [45 empty] | TRUE | 2-2014 |  | 0 |  |  | 17364.032 | 0
| 2014-02-26 10:00 | 2014 | 2 | 26 | 10 |  |  | 150.5 | [7 empty] | 14818.23 |  |  |  |  | 150.5 | 14818.23 | 275.138 | 1145.764 | -41.952 | 1103.812 | 1378.95 | 1378.95 | check | [45 empty] | TRUE | 2-2014 |  | 0 |  |  | 14818.23 | 0
| 2014-02-26 11:00 | 2014 | 2 | 26 | 11 |  |  | 130.5 | [7 empty] | 12209.58 |  |  |  |  | 130.5 | 12209.58 | 293.37 | 1142.2 | -43.47 | 1098.73 | 1392.1 | 1392.1 | check | [45 empty] | TRUE | 2-2014 |  | 0 |  |  | 12209.58 | 0
| 2014-02-26 12:00 | 2014 | 2 | 26 | 12 |  |  | 97.1 | [7 empty] | 8110.763 |  |  |  |  | 97.1 | 8110.763 | 282.534 | 1117.471 | -43.305 | 1074.166 | 1356.7 | 1356.7 | check | [45 empty] | TRUE | 2-2014 |  | 0 |  |  | 8110.763 | 0
| 2014-02-26 13:00 | 2014 | 2 | 26 | 13 |  |  | 70.3 | [7 empty] | 5228.914 |  |  |  |  | 70.3 | 5228.914 | 297.048 | 1076.167 | -40.465 | 1035.702 | 1332.75 | 1332.75 | check | [45 empty] | TRUE | 2-2014 |  | 0 |  |  | 5228.914 | 0
| 2014-02-26 14:00 | 2014 | 2 | 26 | 14 |  |  | 49.1 | [7 empty] | 3475.298 |  |  |  |  | 49.1 | 3475.298 | 325.042 | 1043.935 | -36.977 | 1006.958 | 1332 | 1332 | check | [45 empty] | TRUE | 2-2014 |  | 0 |  |  | 3475.298 | 0
| 2014-02-26 15:00 | 2014 | 2 | 26 | 15 |  |  | 28.4 | [7 empty] | 1963.86 |  |  |  |  | 28.4 | 1963.86 | 349.976 | 1003.158 | -37.133 | 966.025 | 1316 | 1316.001 | check | [45 empty] | TRUE | 2-2014 |  | 0 |  |  | 1963.86 | 0
| 2014-02-26 16:00 | 2014 | 2 | 26 | 16 |  |  | 18.1 | [7 empty] | 1214.329 |  |  |  |  | 18.1 | 1214.329 | 380.188 | 983.025 | -38.663 | 944.362 | 1324.55 | 1324.55 | check | [45 empty] | TRUE | 2-2014 |  | 0 |  |  | 1214.329 | 0
| 2014-02-26 17:00 | 2014 | 2 | 26 | 17 |  |  | 34.6 | [7 empty] | 2417.502 |  |  |  |  | 34.6 | 2417.502 | 415.041 | 982.511 | -39.352 | 943.159 | 1358.2 | 1358.2 | check | [45 empty] | TRUE | 2-2014 |  | 0 |  |  | 2417.502 | 0
| 2014-02-26 18:00 | 2014 | 2 | 26 | 18 |  |  | 75.5 | [7 empty] | 6738.375 |  |  |  |  | 75.5 | 6738.375 | 407.362 | 1019.49 | -41.002 | 978.488 | 1385.85 | 1385.85 | check | [45 empty] | TRUE | 2-2014 |  | 0 |  |  | 6738.375 | 0
| 2014-02-26 19:00 | 2014 | 2 | 26 | 19 |  |  | 144.8 | [7 empty] | 22911.704 |  |  |  |  | 144.8 | 22911.704 | 416.354 | 1084.197 | -41.852 | 1042.345 | 1458.7 | 1458.699 | check | [45 empty] | TRUE | 2-2014 |  | 0 |  |  | 22911.704 | 0
| 2014-02-26 20:00 | 2014 | 2 | 26 | 20 |  |  | 165.6 | [7 empty] | 23664.24 |  |  |  |  | 165.6 | 23664.24 | 433.203 | 1136.204 | -41.507 | 1094.697 | 1527.9 | 1527.9 | check | [45 empty] | TRUE | 2-2014 |  | 0 |  |  | 23664.24 | 0
| 2014-02-26 21:00 | 2014 | 2 | 26 | 21 |  |  | 179 | [7 empty] | 22740.16 |  |  |  |  | 179 | 22740.16 | 458.898 | 1145.207 | -43.105 | 1102.102 | 1561 | 1561 | check | [45 empty] | TRUE | 2-2014 |  | 0 |  |  | 22740.16 | 0
| 2014-02-26 22:00 | 2014 | 2 | 26 | 22 |  |  | 167.6 | [7 empty] | 15891.832 |  |  |  |  | 167.6 | 15891.832 | 409.539 | 1156.92 | -42.109 | 1114.811 | 1524.35 | 1524.35 | check | [45 empty] | TRUE | 2-2014 |  | 0 |  |  | 15891.832 | 0
| 2014-02-26 23:00 | 2014 | 2 | 26 | 23 |  |  | 143.4 | [7 empty] | 11989.674 |  |  |  |  | 143.4 | 11989.674 | 368.838 | 1145.657 | -39.045 | 1106.612 | 1475.45 | 1475.45 | check | [45 empty] | TRUE | 2-2014 |  | 0 |  |  | 11989.674 | 0
| 2014-02-27 | 2014 | 2 | 27 | 0 |  |  | 110 | [7 empty] | 8153.2 |  |  |  |  | 110 | 8153.2 | 318.696 | 1126.122 | -38.668 | 1087.454 | 1406.15 | 1406.15 | check | [45 empty] | TRUE | 2-2014 |  | 0 |  |  | 8153.2 | 0
| 2014-02-27 01:00 | 2014 | 2 | 27 | 1 |  |  | 0 | [7 empty] | 0 |  |  |  |  | 0 | 0 | 180.923 | 1106.874 | -41.747 | 1065.127 | 1246.05 | 1246.05 | check | [45 empty] | TRUE | 2-2014 |  | 0 |  |  | 0 | 0
| 2014-02-27 02:00 | 2014 | 2 | 27 | 2 |  |  | 57.038 | [7 empty] | 3585.9791 |  |  |  |  | 57.038 | 3585.9791 | 148.1 | 1109.544 | -41.606 | 1067.938 | 1216.038 | 1216.038 | check | [45 empty] | TRUE | 2-2014 |  | 0 |  |  | 3585.9791 | 0
| 2014-02-27 03:00 | 2014 | 2 | 27 | 3 |  |  | 68.288 | [7 empty] | 3942.9491 |  |  |  |  | 68.288 | 3942.9491 | 141.7 | 1118.176 | -43.038 | 1075.138 | 1216.838 | 1216.838 | check | [45 empty] | TRUE | 2-2014 |  | 0 |  |  | 3942.9491 | 0
| 2014-02-27 04:00 | 2014 | 2 | 27 | 4 |  |  | 23.692 | [7 empty] | 1593.5239 |  |  |  |  | 23.692 | 1593.5239 | 131.8 | 1124.395 | -44.353 | 1080.042 | 1211.842 | 1211.842 | check | [45 empty] | TRUE | 2-2014 |  | 0 |  |  | 1593.5239 | 0
| 2014-02-27 05:00 | 2014 | 2 | 27 | 5 |  |  | 14.651 | [7 empty] | 1030.1118 |  |  |  |  | 14.651 | 1030.1118 | 111.1 | 1133.802 | -43.101 | 1090.701 | 1201.801 | 1201.801 | check | [45 empty] | TRUE | 2-2014 |  | 0 |  |  | 1030.1118 | 0
| 2014-02-27 06:00 | 2014 | 2 | 27 | 6 |  |  | 64.414 | [7 empty] | 7396.6596 |  |  |  |  | 64.414 | 7396.6596 | 141.9 | 1180.653 | -44.139 | 1136.514 | 1278.414 | 1278.414 | check | [45 empty] | TRUE | 2-2014 |  | 0 |  |  | 7396.6596 | 0
| 2014-02-27 07:00 | 2014 | 2 | 27 | 7 |  |  | 85.966 | [7 empty] | 10968.4019 |  |  |  |  | 85.966 | 10968.4019 | 146.2 | 1263.183 | -46.117 | 1217.066 | 1363.266 | 1363.266 | check | [45 empty] | TRUE | 2-2014 |  | 0 |  |  | 10968.4019 | 0
| 2014-02-27 08:00 | 2014 | 2 | 27 | 8 |  |  | 0 | [7 empty] | 0 |  |  |  |  | 0 | 0 | 140.688 | 1275.98 | -42.068 | 1233.912 | 1374.6 | 1374.6 | check | [45 empty] | TRUE | 2-2014 |  | 0 |  |  | 0 | 0
| 2014-02-27 09:00 | 2014 | 2 | 27 | 9 |  |  | 0 | [7 empty] | 0 |  |  |  |  | 0 | 0 | 195.178 | 1242.496 | -40.924 | 1201.572 | 1396.75 | 1396.75 | check | [45 empty] | TRUE | 2-2014 |  | 0 |  |  | 0 | 0
| 2014-02-27 10:00 | 2014 | 2 | 27 | 10 |  |  | 0 | [7 empty] | 0 |  |  |  |  | 0 | 0 | 260.634 | 1185.044 | -39.377 | 1145.667 | 1406.3 | 1406.301 | check | [45 empty] | TRUE | 2-2014 |  | 0 |  |  | 0 | 0
| 2014-02-27 11:00 | 2014 | 2 | 27 | 11 |  |  | 0 | [7 empty] | 0 |  |  |  |  | 0 | 0 | 321.816 | 1126.273 | -38.639 | 1087.634 | 1409.45 | 1409.45 | check | [45 empty] | TRUE | 2-2014 |  | 0 |  |  | 0 | 0
| 2014-02-27 12:00 | 2014 | 2 | 27 | 12 |  |  | 0 | [7 empty] | 0 |  |  |  |  | 0 | 0 | 361.179 | 1069.52 | -37.699 | 1031.821 | 1393 | 1393 | check | [45 empty] | TRUE | 2-2014 |  | 0 |  |  | 0 | 0
| 2014-02-27 13:00 | 2014 | 2 | 27 | 13 |  |  | 0 | [7 empty] | 0 |  |  |  |  | 0 | 0 | 386.533 | 1025.528 | -37.661 | 987.867 | 1374.4 | 1374.4 | check | [45 empty] | TRUE | 2-2014 |  | 0 |  |  | 0 | 0
| 2014-02-27 14:00 | 2014 | 2 | 27 | 14 |  |  | 0 | [7 empty] | 0 |  |  |  |  | 0 | 0 | 433.471 | 985.423 | -36.594 | 948.829 | 1382.3 | 1382.3 | check | [45 empty] | TRUE | 2-2014 |  | 0 |  |  | 0 | 0
| 2014-02-27 15:00 | 2014 | 2 | 27 | 15 |  |  | 0 | [7 empty] | 0 |  |  |  |  | 0 | 0 | 436.252 | 955.248 | -34.2 | 921.048 | 1357.3 | 1357.3 | check | [45 empty] | TRUE | 2-2014 |  | 0 |  |  | 0 | 0
| 2014-02-27 16:00 | 2014 | 2 | 27 | 16 |  |  | 0 | [7 empty] | 0 |  |  |  |  | 0 | 0 | 481.287 | 929.781 | -33.267 | 896.514 | 1377.8 | 1377.801 | check | [45 empty] | TRUE | 2-2014 |  | 0 |  |  | 0 | 0
| 2014-02-27 17:00 | 2014 | 2 | 27 | 17 |  |  | 0 | [7 empty] | 0 |  |  |  |  | 0 | 0 | 496.77 | 940.727 | -36.947 | 903.78 | 1400.55 | 1400.55 | check | [45 empty] | TRUE | 2-2014 |  | 0 |  |  | 0 | 0
| 2014-02-27 18:00 | 2014 | 2 | 27 | 18 |  |  | 0 | [7 empty] | 0 |  |  |  |  | 0 | 0 | 427.017 | 976.166 | -38.334 | 937.832 | 1364.85 | 1364.849 | check | [45 empty] | TRUE | 2-2014 |  | 0 |  |  | 0 | 0
| 2014-02-27 19:00 | 2014 | 2 | 27 | 19 |  |  | 0 | [7 empty] | 0 |  |  |  |  | 0 | 0 | 376.625 | 1044.948 | -44.074 | 1000.874 | 1377.5 | 1377.499 | check | [45 empty] | TRUE | 2-2014 |  | 0 |  |  | 0 | 0
| 2014-02-27 20:00 | 2014 | 2 | 27 | 20 |  |  | 0 | [7 empty] | 0 |  |  |  |  | 0 | 0 | 325.016 | 1093.123 | -45.59 | 1047.533 | 1372.55 | 1372.549 | check | [45 empty] | TRUE | 2-2014 |  | 0 |  |  | 0 | 0
| 2014-02-27 21:00 | 2014 | 2 | 27 | 21 |  |  | 0 | [7 empty] | 0 |  |  |  |  | 0 | 0 | 299.991 | 1119.9 | -47.041 | 1072.859 | 1372.85 | 1372.85 | check | [45 empty] | TRUE | 2-2014 |  | 0 |  |  | 0 | 0
| 2014-02-27 22:00 | 2014 | 2 | 27 | 22 |  |  | 0 | [7 empty] | 0 |  |  |  |  | 0 | 0 | 297.556 | 1124.459 | -46.315 | 1078.144 | 1375.7 | 1375.7 | check | [45 empty] | TRUE | 2-2014 |  | 0 |  |  | 0 | 0
| 2014-02-27 23:00 | 2014 | 2 | 27 | 23 |  |  | 0 | [7 empty] | 0 |  |  |  |  | 0 | 0 | 291.248 | 1114.543 | -43.541 | 1071.002 | 1362.25 | 1362.25 | check | [45 empty] | TRUE | 2-2014 |  | 0 |  |  | 0 | 0
| 2014-02-28 | 2014 | 2 | 28 | 0 |  |  | 0 | [7 empty] | 0 |  |  |  |  | 0 | 0 | 330.562 | 1088.856 | -42.668 | 1046.188 | 1376.75 | 1376.75 | check | [45 empty] | TRUE | 2-2014 |  | 0 |  |  | 0 | 0
| 2014-02-28 01:00 | 2014 | 2 | 28 | 1 |  |  | 0 | [7 empty] | 0 |  |  |  |  | 0 | 0 | 345.899 | 1076.768 | -46.967 | 1029.801 | 1375.7 | 1375.7 | check | [45 empty] | TRUE | 2-2014 |  | 0 |  |  | 0 | 0
| 2014-02-28 02:00 | 2014 | 2 | 28 | 2 |  |  | 0 | [7 empty] | 0 |  |  |  |  | 0 | 0 | 296.954 | 1075.124 | -46.627 | 1028.497 | 1325.45 | 1325.451 | check | [45 empty] | TRUE | 2-2014 |  | 0 |  |  | 0 | 0
| 2014-02-28 03:00 | 2014 | 2 | 28 | 3 |  |  | 0 | [7 empty] | 0 |  |  |  |  | 0 | 0 | 279.814 | 1083.507 | -47.871 | 1035.636 | 1315.45 | 1315.45 | check | [45 empty] | TRUE | 2-2014 |  | 0 |  |  | 0 | 0
| 2014-02-28 04:00 | 2014 | 2 | 28 | 4 |  |  | 0 | [7 empty] | 0 |  |  |  |  | 0 | 0 | 257.241 | 1106.692 | -47.483 | 1059.209 | 1316.45 | 1316.45 | check | [45 empty] | TRUE | 2-2014 |  | 0 |  |  | 0 | 0
| 2014-02-28 05:00 | 2014 | 2 | 28 | 5 |  |  | 0 | [7 empty] | 0 |  |  |  |  | 0 | 0 | 231.457 | 1132.166 | -48.173 | 1083.993 | 1315.45 | 1315.45 | check | [45 empty] | TRUE | 2-2014 |  | 0 |  |  | 0 | 0
| 2014-02-28 06:00 | 2014 | 2 | 28 | 6 |  |  | 0 | [7 empty] | 0 |  |  |  |  | 0 | 0 | 181.024 | 1183.384 | -48.958 | 1134.426 | 1315.45 | 1315.45 | check | [45 empty] | TRUE | 2-2014 |  | 0 |  |  | 0 | 0
| 2014-02-28 07:00 | 2014 | 2 | 28 | 7 |  |  | 20.888 | [7 empty] | 13587.644 |  |  |  |  | 20.888 | 13587.644 | 107.8 | 1284.338 | -54.8 | 1229.538 | 1337.338 | 1337.338 | check | [45 empty] | TRUE | 2-2014 |  | 0 |  |  | 13587.644 | 0
| 2014-02-28 08:00 | 2014 | 2 | 28 | 8 |  |  | 7.073 | [7 empty] | 894.0979 |  |  |  |  | 7.073 | 894.0979 | 74.4 | 1301.505 | -51.382 | 1250.123 | 1324.523 | 1324.523 | check | [45 empty] | TRUE | 2-2014 |  | 0 |  |  | 894.0979 | 0
| 2014-02-28 09:00 | 2014 | 2 | 28 | 9 |  |  | 0 | [7 empty] | 0 |  |  |  |  | 0 | 0 | 104.675 | 1263.594 | -51.119 | 1212.475 | 1317.15 | 1317.15 | check | [45 empty] | TRUE | 2-2014 |  | 0 |  |  | 0 | 0
| 2014-02-28 10:00 | 2014 | 2 | 28 | 10 |  |  | 0 | [7 empty] | 0 |  |  |  |  | 0 | 0 | 185.975 | 1187.344 | -50.019 | 1137.325 | 1323.3 | 1323.3 | check | [45 empty] | TRUE | 2-2014 |  | 0 |  |  | 0 | 0
| 2014-02-28 11:00 | 2014 | 2 | 28 | 11 |  |  | 0 | [7 empty] | 0 |  |  |  |  | 0 | 0 | 283.27 | 1094.747 | -46.717 | 1048.03 | 1331.3 | 1331.3 | check | [45 empty] | TRUE | 2-2014 |  | 0 |  |  | 0 | 0
| 2014-02-28 12:00 | 2014 | 2 | 28 | 12 |  |  | 0 | [7 empty] | 0 |  |  |  |  | 0 | 0 | 374.984 | 1016.726 | -45.111 | 971.615 | 1346.6 | 1346.599 | check | [45 empty] | TRUE | 2-2014 |  | 0 |  |  | 0 | 0
| 2014-02-28 13:00 | 2014 | 2 | 28 | 13 |  |  | 0 | [7 empty] | 0 |  |  |  |  | 0 | 0 | 401.885 | 951.039 | -40.574 | 910.465 | 1312.35 | 1312.35 | check | [45 empty] | TRUE | 2-2014 |  | 0 |  |  | 0 | 0
| 2014-02-28 14:00 | 2014 | 2 | 28 | 14 |  |  | 20.048 | [7 empty] | 1990.3654 |  |  |  |  | 20.048 | 1990.3654 | 385.4 | 911.585 | -37.088 | 874.497 | 1259.898 | 1259.897 | check | [45 empty] | TRUE | 2-2014 |  | 0 |  |  | 1990.3654 | 0
| 2014-02-28 15:00 | 2014 | 2 | 28 | 15 |  |  | 0 | [7 empty] | 0 |  |  |  |  | 0 | 0 | 439.631 | 868.786 | -36.068 | 832.718 | 1272.35 | 1272.349 | check | [45 empty] | TRUE | 2-2014 |  | 0 |  |  | 0 | 0
| 2014-02-28 16:00 | 2014 | 2 | 28 | 16 |  |  | 0 | [7 empty] | 0 |  |  |  |  | 0 | 0 | 472.282 | 838.209 | -34.291 | 803.918 | 1276.2 | 1276.2 | check | [45 empty] | TRUE | 2-2014 |  | 0 |  |  | 0 | 0
| 2014-02-28 17:00 | 2014 | 2 | 28 | 17 |  |  | 3.805 | [7 empty] | 179.3715 |  |  |  |  | 3.805 | 179.3715 | 443.9 | 846.568 | -32.863 | 813.705 | 1257.605 | 1257.605 | check | [45 empty] | TRUE | 2-2014 |  | 0 |  |  | 179.3715 | 0
| 2014-02-28 18:00 | 2014 | 2 | 28 | 18 |  |  | 0 | [7 empty] | 0 |  |  |  |  | 0 | 0 | 465.506 | 868.212 | -33.818 | 834.394 | 1299.9 | 1299.9 | check | [45 empty] | TRUE | 2-2014 |  | 0 |  |  | 0 | 0
| 2014-02-28 19:00 | 2014 | 2 | 28 | 19 |  |  | 0 | [7 empty] | 0 |  |  |  |  | 0 | 0 | 421.558 | 927.323 | -33.531 | 893.792 | 1315.35 | 1315.35 | check | [45 empty] | TRUE | 2-2014 |  | 0 |  |  | 0 | 0
| 2014-02-28 20:00 | 2014 | 2 | 28 | 20 |  |  | 13.851 | [7 empty] | 1327.4798 |  |  |  |  | 13.851 | 1327.4798 | 401.1 | 964.85 | -35.649 | 929.201 | 1330.301 | 1330.301 | check | [45 empty] | TRUE | 2-2014 |  | 0 |  |  | 1327.4798 | 0
| 2014-02-28 21:00 | 2014 | 2 | 28 | 21 |  |  | 0 | [7 empty] | 0 |  |  |  |  | 0 | 0 | 376.911 | 992.421 | -36.632 | 955.789 | 1332.7 | 1332.7 | check | [45 empty] | TRUE | 2-2014 |  | 0 |  |  | 0 | 0
| 2014-02-28 22:00 | 2014 | 2 | 28 | 22 |  |  | 0 | [7 empty] | 0 |  |  |  |  | 0 | 0 | 356.786 | 1011.542 | -37.978 | 973.564 | 1330.35 | 1330.35 | check | [45 empty] | TRUE | 2-2014 |  | 0 |  |  | 0 | 0
| 2014-02-28 23:00 | 2014 | 2 | 28 | 23 |  |  | 15.929 | [7 empty] | 975.6513 |  |  |  |  | 15.929 | 975.6513 | 388.1 | 1009.79 | -38.211 | 971.579 | 1359.679 | 1359.679 | check | [45 empty] | TRUE | 2-2014 |  | 0 |  |  | 975.6513 | 0
| 2014-03-01 | 2014 | 3 | 1 | 0 |  |  | 52.913 | [7 empty] | 2690.626 |  |  |  |  | 52.913 | 2690.626 | 438.6 | 989.904 | -37.891 | 952.013 | 1390.613 | 1390.613 | check | [45 empty] | TRUE | 2-2014 |  | 0 |  |  | 2690.626 | 0
| 2014-03-01 01:00 | 2014 | 3 | 1 | 1 |  |  | 38.978 | [7 empty] | 3797.2368 |  |  |  |  | 38.978 | 3797.2368 | 443.4 | 967.144 | -37.516 | 929.628 | 1373.028 | 1373.028 | check | [45 empty] | TRUE | 3-2014 |  | 0 |  |  | 3797.2368 | 0
| 2014-03-01 02:00 | 2014 | 3 | 1 | 2 |  |  | 48.405 | [7 empty] | 3856.4264 |  |  |  |  | 48.405 | 3856.4264 | 453.6 | 945.102 | -33.847 | 911.255 | 1364.855 | 1364.855 | check | [45 empty] | TRUE | 3-2014 |  | 0 |  |  | 3856.4264 | 0
| 2014-03-01 03:00 | 2014 | 3 | 1 | 3 |  |  | 125.91 | [7 empty] | 8887.9869 |  |  |  |  | 125.91 | 8887.9869 | 450.2 | 942.429 | -36.219 | 906.21 | 1356.41 | 1356.41 | check | [45 empty] | TRUE | 3-2014 |  | 0 |  |  | 8887.9869 | 0
| 2014-03-01 04:00 | 2014 | 3 | 1 | 4 |  |  | 136.002 | [7 empty] | 10079.1082 |  |  |  |  | 136.002 | 10079.1082 | 454.8 | 939.154 | -34.102 | 905.052 | 1359.852 | 1359.852 | check | [45 empty] | TRUE | 3-2014 |  | 0 |  |  | 10079.1082 | 0
| 2014-03-01 05:00 | 2014 | 3 | 1 | 5 |  |  | 158.753 | [7 empty] | 13351.1273 |  |  |  |  | 158.753 | 13351.1273 | 446.2 | 936.468 | -32.314 | 904.154 | 1350.353 | 1350.354 | check | [45 empty] | TRUE | 3-2014 |  | 0 |  |  | 13351.1273 | 0
| 2014-03-01 06:00 | 2014 | 3 | 1 | 6 |  |  | 83.753 | [7 empty] | 7046.1399 |  |  |  |  | 83.753 | 7046.1399 | 426.4 | 936.487 | -32.233 | 904.254 | 1330.653 | 1330.654 | check | [45 empty] | TRUE | 3-2014 |  | 0 |  |  | 7046.1399 | 0
| 2014-03-01 07:00 | 2014 | 3 | 1 | 7 |  |  | 39.995 | [7 empty] | 5327.7339 |  |  |  |  | 39.995 | 5327.7339 | 400 | 953.813 | -33.417 | 920.396 | 1320.395 | 1320.396 | check | [45 empty] | TRUE | 3-2014 |  | 0 |  |  | 5327.7339 | 0
| 2014-03-01 08:00 | 2014 | 3 | 1 | 8 |  |  | 11.117 | [7 empty] | 1822.7433 |  |  |  |  | 11.117 | 1822.7433 | 383.8 | 959.787 | -35.47 | 924.317 | 1308.117 | 1308.117 | check | [45 empty] | TRUE | 3-2014 |  | 0 |  |  | 1822.7433 | 0
| 2014-03-01 09:00 | 2014 | 3 | 1 | 9 |  |  | 0 | [7 empty] | 0 |  |  |  |  | 0 | 0 | 405.781 | 971.327 | -37.808 | 933.519 | 1339.3 | 1339.3 | check | [45 empty] | TRUE | 3-2014 |  | 0 |  |  | 0 | 0
| 2014-03-01 10:00 | 2014 | 3 | 1 | 10 |  |  | 0 | [7 empty] | 0 |  |  |  |  | 0 | 0 | 433.04 | 967.307 | -38.497 | 928.81 | 1361.85 | 1361.85 | check | [45 empty] | TRUE | 3-2014 |  | 0 |  |  | 0 | 0
| 2014-03-01 11:00 | 2014 | 3 | 1 | 11 |  |  | 3.711 | [7 empty] | 383.0902 |  |  |  |  | 3.711 | 383.0902 | 469.5 | 939.543 | -38.482 | 901.061 | 1370.561 | 1370.561 | check | [45 empty] | TRUE | 3-2014 |  | 0 |  |  | 383.0902 | 0
| 2014-03-01 12:00 | 2014 | 3 | 1 | 12 |  |  | 0 | [7 empty] | 0 |  |  |  |  | 0 | 0 | 506.508 | 887.759 | -36.167 | 851.592 | 1358.1 | 1358.1 | check | [45 empty] | TRUE | 3-2014 |  | 0 |  |  | 0 | 0
| 2014-03-01 13:00 | 2014 | 3 | 1 | 13 |  |  | 12.632 | [7 empty] | 609.6203 |  |  |  |  | 12.632 | 609.6203 | 496.2 | 830.841 | -33.26 | 797.581 | 1293.782 | 1293.781 | check | [45 empty] | TRUE | 3-2014 |  | 0 |  |  | 609.6203 | 0
| 2014-03-01 14:00 | 2014 | 3 | 1 | 14 |  |  | 0 | [7 empty] | 0 |  |  |  |  | 0 | 0 | 533.174 | 785.756 | -31.331 | 754.425 | 1287.6 | 1287.599 | check | [45 empty] | TRUE | 3-2014 |  | 0 |  |  | 0 | 0
| 2014-03-01 15:00 | 2014 | 3 | 1 | 15 |  |  | 0 | [7 empty] | 0 |  |  |  |  | 0 | 0 | 594.454 | 752.077 | -30.281 | 721.796 | 1316.25 | 1316.25 | check | [45 empty] | TRUE | 3-2014 |  | 0 |  |  | 0 | 0
| 2014-03-01 16:00 | 2014 | 3 | 1 | 16 |  |  | 0 | [7 empty] | 0 |  |  |  |  | 0 | 0 | 586.368 | 732.583 | -30.251 | 702.332 | 1288.7 | 1288.7 | check | [45 empty] | TRUE | 3-2014 |  | 0 |  |  | 0 | 0
| 2014-03-01 17:00 | 2014 | 3 | 1 | 17 |  |  | 0 | [7 empty] | 0 |  |  |  |  | 0 | 0 | 585.202 | 732.19 | -29.242 | 702.948 | 1288.15 | 1288.15 | check | [45 empty] | TRUE | 3-2014 |  | 0 |  |  | 0 | 0
| 2014-03-01 18:00 | 2014 | 3 | 1 | 18 |  |  | 0 | [7 empty] | 0 |  |  |  |  | 0 | 0 | 617.611 | 736.853 | -29.314 | 707.539 | 1325.15 | 1325.15 | check | [45 empty] | TRUE | 3-2014 |  | 0 |  |  | 0 | 0
| 2014-03-01 19:00 | 2014 | 3 | 1 | 19 |  |  | 0 | [7 empty] | 0 |  |  |  |  | 0 | 0 | 597.068 | 777.499 | -32.317 | 745.182 | 1342.25 | 1342.25 | check | [45 empty] | TRUE | 3-2014 |  | 0 |  |  | 0 | 0
| 2014-03-01 20:00 | 2014 | 3 | 1 | 20 |  |  | 0 | [7 empty] | 0 |  |  |  |  | 0 | 0 | 580.933 | 800.807 | -34.04 | 766.767 | 1347.7 | 1347.7 | check | [45 empty] | TRUE | 3-2014 |  | 0 |  |  | 0 | 0
| 2014-03-01 21:00 | 2014 | 3 | 1 | 21 |  |  | 45.17 | [7 empty] | 2106.7288 |  |  |  |  | 45.17 | 2106.7288 | 530.2 | 809.196 | -32.076 | 777.12 | 1307.32 | 1307.32 | check | [45 empty] | TRUE | 3-2014 |  | 0 |  |  | 2106.7288 | 0
| 2014-03-01 22:00 | 2014 | 3 | 1 | 22 |  |  | 78.298 | [7 empty] | 4750.3397 |  |  |  |  | 78.298 | 4750.3397 | 531.2 | 805.122 | -29.124 | 775.998 | 1307.198 | 1307.198 | check | [45 empty] | TRUE | 3-2014 |  | 0 |  |  | 4750.3397 | 0
| 2014-03-01 23:00 | 2014 | 3 | 1 | 23 |  |  | 40.537 | [7 empty] | 2182.5121 |  |  |  |  | 40.537 | 2182.5121 | 543.8 | 796.029 | -28.342 | 767.687 | 1311.487 | 1311.487 | check | [45 empty] | TRUE | 3-2014 |  | 0 |  |  | 2182.5121 | 0
| 2014-03-02 | 2014 | 3 | 2 | 0 |  |  | 40.305 | [7 empty] | 1872.9733 |  |  |  |  | 40.305 | 1872.9733 | 563.7 | 772.364 | -26.759 | 745.605 | 1309.305 | 1309.305 | check | [45 empty] | TRUE | 3-2014 |  | 0 |  |  | 1872.9733 | 0
| 2014-03-02 01:00 | 2014 | 3 | 2 | 1 |  |  | 0 | [7 empty] | 0 |  |  |  |  | 0 | 0 | 574.7 | 755.939 | -27.089 | 728.85 | 1303.55 | 1303.55 | check | [45 empty] | TRUE | 3-2014 |  | 0 |  |  | 0 | 0
| 2014-03-02 02:00 | 2014 | 3 | 2 | 2 |  |  | 0 | [7 empty] | 0 |  |  |  |  | 0 | 0 | 599.802 | 737.93 | -25.783 | 712.147 | 1311.95 | 1311.949 | check | [45 empty] | TRUE | 3-2014 |  | 0 |  |  | 0 | 0
| 2014-03-02 03:00 | 2014 | 3 | 2 | 3 |  |  | 66.925 | [7 empty] | 3071.1883 |  |  |  |  | 66.925 | 3071.1883 | 592.7 | 726.828 | -26.003 | 700.825 | 1293.525 | 1293.525 | check | [45 empty] | TRUE | 3-2014 |  | 0 |  |  | 3071.1883 | 0
| 2014-03-02 04:00 | 2014 | 3 | 2 | 4 |  |  | 130.656 | [7 empty] | 6178.7222 |  |  |  |  | 130.656 | 6178.7222 | 625.2 | 722.612 | -23.706 | 698.906 | 1324.106 | 1324.106 | check | [45 empty] | TRUE | 3-2014 |  | 0 |  |  | 6178.7222 | 0
| 2014-03-02 05:00 | 2014 | 3 | 2 | 5 |  |  | 93.697 | [7 empty] | 4075.8195 |  |  |  |  | 93.697 | 4075.8195 | 617.6 | 726.091 | -22.444 | 703.647 | 1321.247 | 1321.247 | check | [45 empty] | TRUE | 3-2014 |  | 0 |  |  | 4075.8195 | 0
| 2014-03-02 06:00 | 2014 | 3 | 2 | 6 |  |  | 37.436 | [7 empty] | 1519.1529 |  |  |  |  | 37.436 | 1519.1529 | 602.1 | 730.211 | -23.225 | 706.986 | 1309.086 | 1309.086 | check | [45 empty] | TRUE | 3-2014 |  | 0 |  |  | 1519.1529 | 0
| 2014-03-02 07:00 | 2014 | 3 | 2 | 7 |  |  | 7.44 | [7 empty] | 276.5374 |  |  |  |  | 7.44 | 276.5374 | 571.66 | 745.107 | -25.177 | 719.93 | 1291.59 | 1291.59 | check | [45 empty] | TRUE | 3-2014 |  | 0 |  |  | 276.5374 | 0
| 2014-03-02 08:00 | 2014 | 3 | 2 | 8 |  |  | 0 | [7 empty] | 0 |  |  |  |  | 0 | 0 | 555.393 | 764.143 | -28.386 | 735.757 | 1291.15 | 1291.15 | check | [45 empty] | TRUE | 3-2014 |  | 0 |  |  | 0 | 0
| 2014-03-02 09:00 | 2014 | 3 | 2 | 9 |  |  | 0 | [7 empty] | 0 |  |  |  |  | 0 | 0 | 560.898 | 789.354 | -27.302 | 762.052 | 1322.95 | 1322.95 | check | [45 empty] | TRUE | 3-2014 |  | 0 |  |  | 0 | 0
| 2014-03-02 10:00 | 2014 | 3 | 2 | 10 |  |  | 0 | [7 empty] | 0 |  |  |  |  | 0 | 0 | 596.289 | 802.958 | -28.247 | 774.711 | 1371 | 1371 | check | [45 empty] | TRUE | 3-2014 |  | 0 |  |  | 0 | 0
| 2014-03-02 11:00 | 2014 | 3 | 2 | 11 |  |  | 0 | [7 empty] | 0 |  |  |  |  | 0 | 0 | 642.344 | 802.006 | -27.5 | 774.506 | 1416.85 | 1416.85 | check | [45 empty] | TRUE | 3-2014 |  | 0 |  |  | 0 | 0
| 2014-03-02 12:00 | 2014 | 3 | 2 | 12 |  |  | 0 | [7 empty] | 0 |  |  |  |  | 0 | 0 | 627.518 | 819.465 | -29.983 | 789.482 | 1417 | 1417 | check | [45 empty] | TRUE | 3-2014 |  | 0 |  |  | 0 | 0
| 2014-03-02 13:00 | 2014 | 3 | 2 | 13 |  |  | 0 | [7 empty] | 0 |  |  |  |  | 0 | 0 | 580.426 | 827.367 | -29.793 | 797.574 | 1378 | 1378 | check | [45 empty] | TRUE | 3-2014 |  | 0 |  |  | 0 | 0
| 2014-03-02 14:00 | 2014 | 3 | 2 | 14 |  |  | 3.613 | [7 empty] | 170.4288 |  |  |  |  | 3.613 | 170.4288 | 555.5 | 843.397 | -31.134 | 812.263 | 1367.763 | 1367.763 | check | [45 empty] | TRUE | 3-2014 |  | 0 |  |  | 170.4288 | 0
| 2014-03-02 15:00 | 2014 | 3 | 2 | 15 |  |  | 5.658 | [7 empty] | 254.2705 |  |  |  |  | 5.658 | 254.2705 | 561.7 | 840.698 | -30.89 | 809.808 | 1371.508 | 1371.508 | check | [45 empty] | TRUE | 3-2014 |  | 0 |  |  | 254.2705 | 0
| 2014-03-02 16:00 | 2014 | 3 | 2 | 16 |  |  | 12.851 | [7 empty] | 574.6967 |  |  |  |  | 12.851 | 574.6967 | 564.9 | 840.564 | -31.912 | 808.652 | 1373.551 | 1373.552 | check | [45 empty] | TRUE | 3-2014 |  | 0 |  |  | 574.6967 | 0
| 2014-03-02 17:00 | 2014 | 3 | 2 | 17 |  |  | 10.35 | [7 empty] | 568.422 |  |  |  |  | 10.35 | 568.422 | 551.3 | 854.532 | -32.631 | 821.901 | 1373.2 | 1373.201 | check | [45 empty] | TRUE | 3-2014 |  | 0 |  |  | 568.422 | 0
| 2014-03-02 18:00 | 2014 | 3 | 2 | 18 |  |  | 23.575 | [7 empty] | 1555.95 |  |  |  |  | 23.575 | 1555.95 | 532.2 | 886.923 | -33.698 | 853.225 | 1385.425 | 1385.425 | check | [45 empty] | TRUE | 3-2014 |  | 0 |  |  | 1555.95 | 0
| 2014-03-02 19:00 | 2014 | 3 | 2 | 19 |  |  | 12.289 | [7 empty] | 1041.1241 |  |  |  |  | 12.289 | 1041.1241 | 517.9 | 915.333 | -36.093 | 879.24 | 1397.139 | 1397.14 | check | [45 empty] | TRUE | 3-2014 |  | 0 |  |  | 1041.1241 | 0
| 2014-03-02 20:00 | 2014 | 3 | 2 | 20 |  |  | 0 | [7 empty] | 0 |  |  |  |  | 0 | 0 | 489.217 | 960.245 | -37.161 | 923.084 | 1412.3 | 1412.301 | check | [45 empty] | TRUE | 3-2014 |  | 0 |  |  | 0 | 0
| 2014-03-02 21:00 | 2014 | 3 | 2 | 21 |  |  | 0 | [7 empty] | 0 |  |  |  |  | 0 | 0 | 477.687 | 965.496 | -36.183 | 929.313 | 1407 | 1407 | check | [45 empty] | TRUE | 3-2014 |  | 0 |  |  | 0 | 0
| 2014-03-02 22:00 | 2014 | 3 | 2 | 22 |  |  | 0 | [7 empty] | 0 |  |  |  |  | 0 | 0 | 488.217 | 948.979 | -34.347 | 914.632 | 1402.85 | 1402.849 | check | [45 empty] | TRUE | 3-2014 |  | 0 |  |  | 0 | 0
| 2014-03-02 23:00 | 2014 | 3 | 2 | 23 |  |  | 0 | [7 empty] | 0 |  |  |  |  | 0 | 0 | 461.973 | 933.476 | -33.149 | 900.327 | 1362.3 | 1362.3 | check | [45 empty] | TRUE | 3-2014 |  | 0 |  |  | 0 | 0
| 2014-03-03 | 2014 | 3 | 3 | 0 |  |  | 0 | [7 empty] | 0 |  |  |  |  | 0 | 0 | 461.887 | 919.706 | -34.893 | 884.813 | 1346.7 | 1346.7 | check | [45 empty] | TRUE | 3-2014 |  | 0 |  |  | 0 | 0
| 2014-03-03 01:00 | 2014 | 3 | 3 | 1 |  |  | 4.524 | [7 empty] | 158.2495 |  |  |  |  | 4.524 | 158.2495 | 459 | 925.816 | -34.441 | 891.375 | 1350.374 | 1350.375 | check | [45 empty] | TRUE | 3-2014 |  | 0 |  |  | 158.2495 | 0
| 2014-03-03 02:00 | 2014 | 3 | 3 | 2 |  |  | 0 | [7 empty] | 0 |  |  |  |  | 0 | 0 | 403.734 | 940.704 | -34.289 | 906.415 | 1310.15 | 1310.149 | check | [45 empty] | TRUE | 3-2014 |  | 0 |  |  | 0 | 0
| 2014-03-03 03:00 | 2014 | 3 | 3 | 3 |  |  | 0 | [7 empty] | 0 |  |  |  |  | 0 | 0 | 330.099 | 967.132 | -35.231 | 931.901 | 1262 | 1262 | check | [45 empty] | TRUE | 3-2014 |  | 0 |  |  | 0 | 0
| 2014-03-03 04:00 | 2014 | 3 | 3 | 4 |  |  | 104.137 | [7 empty] | 4358.1335 |  |  |  |  | 104.137 | 4358.1335 | 397.72 | 994.502 | -35.585 | 958.917 | 1356.637 | 1356.637 | check | [45 empty] | TRUE | 3-2014 |  | 0 |  |  | 4358.1335 | 0
| 2014-03-03 05:00 | 2014 | 3 | 3 | 5 |  |  | 80.189 | [7 empty] | 3368.7399 |  |  |  |  | 80.189 | 3368.7399 | 370 | 1034.721 | -35.482 | 999.239 | 1369.239 | 1369.239 | check | [45 empty] | TRUE | 3-2014 |  | 0 |  |  | 3368.7399 | 0
| 2014-03-03 06:00 | 2014 | 3 | 3 | 6 |  |  | 62.046 | [7 empty] | 3612.3181 |  |  |  |  | 62.046 | 3612.3181 | 362.3 | 1080.469 | -37.874 | 1042.595 | 1404.896 | 1404.895 | check | [45 empty] | TRUE | 3-2014 |  | 0 |  |  | 3612.3181 | 0
| 2014-03-03 07:00 | 2014 | 3 | 3 | 7 |  |  | 9.138 | [7 empty] | 1680.9442 |  |  |  |  | 9.138 | 1680.9442 | 272.3 | 1127.802 | -44.114 | 1083.688 | 1355.988 | 1355.988 | check | [45 empty] | TRUE | 3-2014 |  | 0 |  |  | 1680.9442 | 0
| 2014-03-03 08:00 | 2014 | 3 | 3 | 8 |  |  | 0 | [7 empty] | 0 |  |  |  |  | 0 | 0 | 236.968 | 1164.388 | -44.056 | 1120.332 | 1357.3 | 1357.3 | check | [45 empty] | TRUE | 3-2014 |  | 0 |  |  | 0 | 0
| 2014-03-03 09:00 | 2014 | 3 | 3 | 9 |  |  | 0 | [7 empty] | 0 |  |  |  |  | 0 | 0 | 218.658 | 1190.873 | -45.931 | 1144.942 | 1363.6 | 1363.6 | check | [45 empty] | TRUE | 3-2014 |  | 0 |  |  | 0 | 0
| 2014-03-03 10:00 | 2014 | 3 | 3 | 10 |  |  | 25.649 | [7 empty] | 10591.2416 |  |  |  |  | 25.649 | 10591.2416 | 208.3 | 1232.081 | -49.432 | 1182.649 | 1390.949 | 1390.949 | check | [45 empty] | TRUE | 3-2014 |  | 0 |  |  | 10591.2416 | 0
| 2014-03-03 11:00 | 2014 | 3 | 3 | 11 |  |  | 38.595 | [7 empty] | 15318.3555 |  |  |  |  | 38.595 | 15318.3555 | 206 | 1250.322 | -50.277 | 1200.045 | 1406.045 | 1406.045 | check | [45 empty] | TRUE | 3-2014 |  | 0 |  |  | 15318.3555 | 0
| 2014-03-03 12:00 | 2014 | 3 | 3 | 12 |  |  | 43.444 | [7 empty] | 15088.9701 |  |  |  |  | 43.444 | 15088.9701 | 218.9 | 1246.843 | -51.999 | 1194.844 | 1413.744 | 1413.744 | check | [45 empty] | TRUE | 3-2014 |  | 0 |  |  | 15088.9701 | 0
| 2014-03-03 13:00 | 2014 | 3 | 3 | 13 |  |  | 45.576 | [7 empty] | 9136.165 |  |  |  |  | 45.576 | 9136.165 | 224.6 | 1243.709 | -50.283 | 1193.426 | 1418.026 | 1418.026 | check | [45 empty] | TRUE | 3-2014 |  | 0 |  |  | 9136.165 | 0
| 2014-03-03 14:00 | 2014 | 3 | 3 | 14 |  |  | 35.782 | [7 empty] | 7465.9143 |  |  |  |  | 35.782 | 7465.9143 | 241.6 | 1213.398 | -47.616 | 1165.782 | 1407.382 | 1407.382 | check | [45 empty] | TRUE | 3-2014 |  | 0 |  |  | 7465.9143 | 0
| 2014-03-03 15:00 | 2014 | 3 | 3 | 15 |  |  | 10.495 | [7 empty] | 1708.2712 |  |  |  |  | 10.495 | 1708.2712 | 248.3 | 1182.181 | -45.536 | 1136.645 | 1384.945 | 1384.945 | check | [45 empty] | TRUE | 3-2014 |  | 0 |  |  | 1708.2712 | 0
| 2014-03-03 16:00 | 2014 | 3 | 3 | 16 |  |  | 3.746 | [7 empty] | 853.5598 |  |  |  |  | 3.746 | 853.5598 | 265.6 | 1158.209 | -45.463 | 1112.746 | 1378.346 | 1378.346 | check | [45 empty] | TRUE | 3-2014 |  | 0 |  |  | 853.5598 | 0
| 2014-03-03 17:00 | 2014 | 3 | 3 | 17 |  |  | 0 | [7 empty] | 0 |  |  |  |  | 0 | 0 | 271.193 | 1155.003 | -47.296 | 1107.707 | 1378.9 | 1378.9 | check | [45 empty] | TRUE | 3-2014 |  | 0 |  |  | 0 | 0
| 2014-03-03 18:00 | 2014 | 3 | 3 | 18 |  |  | 0 | [7 empty] | 0 |  |  |  |  | 0 | 0 | 265.749 | 1177.49 | -45.789 | 1131.701 | 1397.45 | 1397.45 | check | [45 empty] | TRUE | 3-2014 |  | 0 |  |  | 0 | 0
| 2014-03-03 19:00 | 2014 | 3 | 3 | 19 |  |  | 0 | [7 empty] | 0 |  |  |  |  | 0 | 0 | 223.388 | 1234.426 | -46.065 | 1188.361 | 1411.75 | 1411.749 | check | [45 empty] | TRUE | 3-2014 |  | 0 |  |  | 0 | 0
| 2014-03-03 20:00 | 2014 | 3 | 3 | 20 |  |  | 0 | [7 empty] | 0 |  |  |  |  | 0 | 0 | 193.578 | 1265.11 | -43.938 | 1221.172 | 1414.75 | 1414.75 | check | [45 empty] | TRUE | 3-2014 |  | 0 |  |  | 0 | 0
| 2014-03-03 21:00 | 2014 | 3 | 3 | 21 |  |  | 0 | [7 empty] | 0 |  |  |  |  | 0 | 0 | 192.897 | 1267.446 | -46.443 | 1221.003 | 1413.9 | 1413.9 | check | [45 empty] | TRUE | 3-2014 |  | 0 |  |  | 0 | 0
| 2014-03-03 22:00 | 2014 | 3 | 3 | 22 |  |  | 0 | [7 empty] | 0 |  |  |  |  | 0 | 0 | 189.544 | 1268.181 | -46.575 | 1221.606 | 1411.15 | 1411.15 | check | [45 empty] | TRUE | 3-2014 |  | 0 |  |  | 0 | 0
| 2014-03-03 23:00 | 2014 | 3 | 3 | 23 |  |  | 0 | [7 empty] | 0 |  |  |  |  | 0 | 0 | 196.758 | 1262.186 | -47.494 | 1214.692 | 1411.45 | 1411.45 | check | [45 empty] | TRUE | 3-2014 |  | 0 |  |  | 0 | 0
| 2014-03-04 | 2014 | 3 | 4 | 0 |  |  | 0 | [7 empty] | 0 |  |  |  |  | 0 | 0 | 202.911 | 1255.698 | -46.459 | 1209.239 | 1412.15 | 1412.15 | check | [45 empty] | TRUE | 3-2014 |  | 0 |  |  | 0 | 0
| 2014-03-04 01:00 | 2014 | 3 | 4 | 1 |  |  | 0 | [7 empty] | 0 |  |  |  |  | 0 | 0 | 211.174 | 1247.038 | -45.912 | 1201.126 | 1412.3 | 1412.3 | check | [45 empty] | TRUE | 3-2014 |  | 0 |  |  | 0 | 0
| 2014-03-04 02:00 | 2014 | 3 | 4 | 2 |  |  | 0 | [7 empty] | 0 |  |  |  |  | 0 | 0 | 205.947 | 1249.453 | -45.101 | 1204.352 | 1410.3 | 1410.299 | check | [45 empty] | TRUE | 3-2014 |  | 0 |  |  | 0 | 0
| 2014-03-04 03:00 | 2014 | 3 | 4 | 3 |  |  | 0 | [7 empty] | 0 |  |  |  |  | 0 | 0 | 204.404 | 1255.883 | -47.136 | 1208.747 | 1413.15 | 1413.151 | check | [45 empty] | TRUE | 3-2014 |  | 0 |  |  | 0 | 0
| 2014-03-04 04:00 | 2014 | 3 | 4 | 4 |  |  | 0 | [7 empty] | 0 |  |  |  |  | 0 | 0 | 193.567 | 1266.182 | -48.45 | 1217.732 | 1411.3 | 1411.299 | check | [45 empty] | TRUE | 3-2014 |  | 0 |  |  | 0 | 0
| 2014-03-04 05:00 | 2014 | 3 | 4 | 5 |  |  | 13.6 | [7 empty] | 2776.712 |  |  |  |  | 13.6 | 2776.712 | 187.173 | 1286.883 | -50.006 | 1236.877 | 1424.05 | 1424.05 | check | [45 empty] | TRUE | 3-2014 |  | 0 |  |  | 2776.712 | 0
| 2014-03-04 06:00 | 2014 | 3 | 4 | 6 |  |  | 61.1 | [7 empty] | 11624.275 |  |  |  |  | 61.1 | 11624.275 | 198.893 | 1317.65 | -49.293 | 1268.357 | 1467.25 | 1467.25 | check | [45 empty] | TRUE | 3-2014 |  | 0 |  |  | 11624.275 | 0
| 2014-03-04 07:00 | 2014 | 3 | 4 | 7 |  |  | 135.9 | [7 empty] | 46817.55 |  |  |  |  | 135.9 | 46817.55 | 244.841 | 1347.318 | -51.109 | 1296.209 | 1541.05 | 1541.05 | check | [45 empty] | TRUE | 3-2014 |  | 0 |  |  | 46817.55 | 0
| 2014-03-04 08:00 | 2014 | 3 | 4 | 8 |  |  | 161.8 | [7 empty] | 69028.734 |  |  |  |  | 161.8 | 69028.734 | 250.293 | 1371.918 | -49.261 | 1322.657 | 1572.95 | 1572.95 | check | [45 empty] | TRUE | 3-2014 |  | 0 |  |  | 69028.734 | 0
| 2014-03-04 09:00 | 2014 | 3 | 4 | 9 |  |  | 135.2 | [7 empty] | 43378.92 |  |  |  |  | 135.2 | 43378.92 | 222.327 | 1367.059 | -49.436 | 1317.623 | 1539.95 | 1539.95 | check | [45 empty] | TRUE | 3-2014 |  | 0 |  |  | 43378.92 | 0
| 2014-03-04 10:00 | 2014 | 3 | 4 | 10 |  |  | 49 | [7 empty] | 15065.05 |  |  |  |  | 49 | 15065.05 | 206.653 | 1294.3 | -49.353 | 1244.947 | 1451.6 | 1451.6 | check | [45 empty] | TRUE | 3-2014 |  | 0 |  |  | 15065.05 | 0
| 2014-03-04 11:00 | 2014 | 3 | 4 | 11 |  |  | 0 | [7 empty] | 0 |  |  |  |  | 0 | 0 | 244.495 | 1210.282 | -50.177 | 1160.105 | 1404.6 | 1404.6 | check | [45 empty] | TRUE | 3-2014 |  | 0 |  |  | 0 | 0
| 2014-03-04 12:00 | 2014 | 3 | 4 | 12 |  |  | 0 | [7 empty] | 0 |  |  |  |  | 0 | 0 | 295.622 | 1156.805 | -47.677 | 1109.128 | 1404.75 | 1404.75 | check | [45 empty] | TRUE | 3-2014 |  | 0 |  |  | 0 | 0
| 2014-03-04 13:00 | 2014 | 3 | 4 | 13 |  |  | 0 | [7 empty] | 0 |  |  |  |  | 0 | 0 | 350.422 | 1104.647 | -46.468 | 1058.179 | 1408.6 | 1408.601 | check | [45 empty] | TRUE | 3-2014 |  | 0 |  |  | 0 | 0
| 2014-03-04 14:00 | 2014 | 3 | 4 | 14 |  |  | 0 | [7 empty] | 0 |  |  |  |  | 0 | 0 | 399.202 | 1049.939 | -42.24 | 1007.699 | 1406.9 | 1406.901 | check | [45 empty] | TRUE | 3-2014 |  | 0 |  |  | 0 | 0
| 2014-03-04 15:00 | 2014 | 3 | 4 | 15 |  |  | 0 | [7 empty] | 0 |  |  |  |  | 0 | 0 | 429.65 | 1018.638 | -45.388 | 973.25 | 1402.9 | 1402.9 | check | [45 empty] | TRUE | 3-2014 |  | 0 |  |  | 0 | 0
| 2014-03-04 16:00 | 2014 | 3 | 4 | 16 |  |  | 0 | [7 empty] | 0 |  |  |  |  | 0 | 0 | 427.284 | 1001.024 | -44.558 | 956.466 | 1383.75 | 1383.75 | check | [45 empty] | TRUE | 3-2014 |  | 0 |  |  | 0 | 0
| 2014-03-04 17:00 | 2014 | 3 | 4 | 17 |  |  | 0 | [7 empty] | 0 |  |  |  |  | 0 | 0 | 442.353 | 999.166 | -44.369 | 954.797 | 1397.15 | 1397.15 | check | [45 empty] | TRUE | 3-2014 |  | 0 |  |  | 0 | 0
| 2014-03-04 18:00 | 2014 | 3 | 4 | 18 |  |  | 0 | [7 empty] | 0 |  |  |  |  | 0 | 0 | 426.004 | 1019.122 | -43.677 | 975.445 | 1401.45 | 1401.449 | check | [45 empty] | TRUE | 3-2014 |  | 0 |  |  | 0 | 0
| 2014-03-04 19:00 | 2014 | 3 | 4 | 19 |  |  | 0 | [7 empty] | 0 |  |  |  |  | 0 | 0 | 382.431 | 1062.992 | -49.122 | 1013.87 | 1396.3 | 1396.301 | check | [45 empty] | TRUE | 3-2014 |  | 0 |  |  | 0 | 0
| 2014-03-04 20:00 | 2014 | 3 | 4 | 20 |  |  | 0 | [7 empty] | 0 |  |  |  |  | 0 | 0 | 350.054 | 1091.597 | -44.351 | 1047.246 | 1397.3 | 1397.3 | check | [45 empty] | TRUE | 3-2014 |  | 0 |  |  | 0 | 0
| 2014-03-04 21:00 | 2014 | 3 | 4 | 21 |  |  | 0 | [7 empty] | 0 |  |  |  |  | 0 | 0 | 348.934 | 1093.874 | -45.508 | 1048.366 | 1397.3 | 1397.3 | check | [45 empty] | TRUE | 3-2014 |  | 0 |  |  | 0 | 0
| 2014-03-04 22:00 | 2014 | 3 | 4 | 22 |  |  | 0 | [7 empty] | 0 |  |  |  |  | 0 | 0 | 362.307 | 1078.706 | -43.863 | 1034.843 | 1397.15 | 1397.15 | check | [45 empty] | TRUE | 3-2014 |  | 0 |  |  | 0 | 0
| 2014-03-04 23:00 | 2014 | 3 | 4 | 23 |  |  | 0 | [7 empty] | 0 |  |  |  |  | 0 | 0 | 386.926 | 1052.804 | -41.729 | 1011.075 | 1398 | 1398.001 | check | [45 empty] | TRUE | 3-2014 |  | 0 |  |  | 0 | 0
| 2014-03-05 | 2014 | 3 | 5 | 0 |  |  | 0 | [7 empty] | 0 |  |  |  |  | 0 | 0 | 400.237 | 1024.369 | -40.606 | 983.763 | 1384 | 1384 | check | [45 empty] | TRUE | 3-2014 |  | 0 |  |  | 0 | 0
| 2014-03-05 01:00 | 2014 | 3 | 5 | 1 |  |  | 0 | [7 empty] | 0 |  |  |  |  | 0 | 0 | 303.234 | 1006.733 | -37.817 | 968.916 | 1272.15 | 1272.15 | check | [45 empty] | TRUE | 3-2014 |  | 0 |  |  | 0 | 0
| 2014-03-05 02:00 | 2014 | 3 | 5 | 2 |  |  | 0 | [7 empty] | 0 |  |  |  |  | 0 | 0 | 292.842 | 996.004 | -38.346 | 957.658 | 1250.5 | 1250.5 | check | [45 empty] | TRUE | 3-2014 |  | 0 |  |  | 0 | 0
| 2014-03-05 03:00 | 2014 | 3 | 5 | 3 |  |  | 0 | [7 empty] | 0 |  |  |  |  | 0 | 0 | 322.219 | 989.286 | -37.804 | 951.482 | 1273.7 | 1273.701 | check | [45 empty] | TRUE | 3-2014 |  | 0 |  |  | 0 | 0
| 2014-03-05 04:00 | 2014 | 3 | 5 | 4 |  |  | 0 | [7 empty] | 0 |  |  |  |  | 0 | 0 | 362.818 | 994.199 | -39.267 | 954.932 | 1317.75 | 1317.75 | check | [45 empty] | TRUE | 3-2014 |  | 0 |  |  | 0 | 0
| 2014-03-05 05:00 | 2014 | 3 | 5 | 5 |  |  | 0 | [7 empty] | 0 |  |  |  |  | 0 | 0 | 371.025 | 1008.537 | -41.562 | 966.975 | 1338 | 1338 | check | [45 empty] | TRUE | 3-2014 |  | 0 |  |  | 0 | 0
| 2014-03-05 06:00 | 2014 | 3 | 5 | 6 |  |  | 0 | [7 empty] | 0 |  |  |  |  | 0 | 0 | 312.643 | 1049.138 | -39.632 | 1009.506 | 1322.15 | 1322.149 | check | [45 empty] | TRUE | 3-2014 |  | 0 |  |  | 0 | 0
| 2014-03-05 07:00 | 2014 | 3 | 5 | 7 |  |  | 0 | [7 empty] | 0 |  |  |  |  | 0 | 0 | 200.09 | 1112.591 | -43.231 | 1069.36 | 1269.45 | 1269.45 | check | [45 empty] | TRUE | 3-2014 |  | 0 |  |  | 0 | 0
| 2014-03-05 08:00 | 2014 | 3 | 5 | 8 |  |  | 22.807 | [7 empty] | 4106.1723 |  |  |  |  | 22.807 | 4106.1723 | 165 | 1144.134 | -42.727 | 1101.407 | 1266.407 | 1266.407 | check | [45 empty] | TRUE | 3-2014 |  | 0 |  |  | 4106.1723 | 0
| 2014-03-05 09:00 | 2014 | 3 | 5 | 9 |  |  | 0 | [7 empty] | 0 |  |  |  |  | 0 | 0 | 187.002 | 1137.461 | -43.863 | 1093.598 | 1280.6 | 1280.6 | check | [45 empty] | TRUE | 3-2014 |  | 0 |  |  | 0 | 0
| 2014-03-05 10:00 | 2014 | 3 | 5 | 10 |  |  | 0 | [7 empty] | 0 |  |  |  |  | 0 | 0 | 250.239 | 1095.771 | -45.261 | 1050.51 | 1300.75 | 1300.749 | check | [45 empty] | TRUE | 3-2014 |  | 0 |  |  | 0 | 0
| 2014-03-05 11:00 | 2014 | 3 | 5 | 11 |  |  | 0 | [7 empty] | 0 |  |  |  |  | 0 | 0 | 343.704 | 1056.9 | -46.304 | 1010.596 | 1354.3 | 1354.3 | check | [45 empty] | TRUE | 3-2014 |  | 0 |  |  | 0 | 0
| 2014-03-05 12:00 | 2014 | 3 | 5 | 12 |  |  | 0 | [7 empty] | 0 |  |  |  |  | 0 | 0 | 428.222 | 1005.687 | -44.309 | 961.378 | 1389.6 | 1389.6 | check | [45 empty] | TRUE | 3-2014 |  | 0 |  |  | 0 | 0
| 2014-03-05 13:00 | 2014 | 3 | 5 | 13 |  |  | 0 | [7 empty] | 0 |  |  |  |  | 0 | 0 | 478.62 | 961.645 | -43.715 | 917.93 | 1396.55 | 1396.55 | check | [45 empty] | TRUE | 3-2014 |  | 0 |  |  | 0 | 0
| 2014-03-05 14:00 | 2014 | 3 | 5 | 14 |  |  | 0 | [7 empty] | 0 |  |  |  |  | 0 | 0 | 497.18 | 919.156 | -40.336 | 878.82 | 1376 | 1376 | check | [45 empty] | TRUE | 3-2014 |  | 0 |  |  | 0 | 0
| 2014-03-05 15:00 | 2014 | 3 | 5 | 15 |  |  | 0 | [7 empty] | 0 |  |  |  |  | 0 | 0 | 544.565 | 882.115 | -36.83 | 845.285 | 1389.85 | 1389.85 | check | [45 empty] | TRUE | 3-2014 |  | 0 |  |  | 0 | 0
| 2014-03-05 16:00 | 2014 | 3 | 5 | 16 |  |  | 0 | [7 empty] | 0 |  |  |  |  | 0 | 0 | 503.65 | 880.016 | -37.216 | 842.8 | 1346.45 | 1346.45 | check | [45 empty] | TRUE | 3-2014 |  | 0 |  |  | 0 | 0
| 2014-03-05 17:00 | 2014 | 3 | 5 | 17 |  |  | 0 | [7 empty] | 0 |  |  |  |  | 0 | 0 | 501.735 | 878.335 | -36.17 | 842.165 | 1343.9 | 1343.9 | check | [45 empty] | TRUE | 3-2014 |  | 0 |  |  | 0 | 0
| 2014-03-05 18:00 | 2014 | 3 | 5 | 18 |  |  | 1.864 | [7 empty] | 100.9897 |  |  |  |  | 1.864 | 100.9897 | 474.4 | 905.906 | -36.393 | 869.513 | 1343.914 | 1343.913 | check | [45 empty] | TRUE | 3-2014 |  | 0 |  |  | 100.9897 | 0
| 2014-03-05 19:00 | 2014 | 3 | 5 | 19 |  |  | 0 | [7 empty] | 0 |  |  |  |  | 0 | 0 | 440.564 | 967.69 | -36.504 | 931.186 | 1371.75 | 1371.75 | check | [45 empty] | TRUE | 3-2014 |  | 0 |  |  | 0 | 0
| 2014-03-05 20:00 | 2014 | 3 | 5 | 20 |  |  | 0 | [7 empty] | 0 |  |  |  |  | 0 | 0 | 421.867 | 1013.866 | -36.283 | 977.583 | 1399.45 | 1399.45 | check | [45 empty] | TRUE | 3-2014 |  | 0 |  |  | 0 | 0
| 2014-03-05 21:00 | 2014 | 3 | 5 | 21 |  |  | 0 | [7 empty] | 0 |  |  |  |  | 0 | 0 | 415.953 | 1018.504 | -37.858 | 980.646 | 1396.6 | 1396.599 | check | [45 empty] | TRUE | 3-2014 |  | 0 |  |  | 0 | 0
| 2014-03-05 22:00 | 2014 | 3 | 5 | 22 |  |  | 0 | [7 empty] | 0 |  |  |  |  | 0 | 0 | 402.81 | 1032.142 | -39.802 | 992.34 | 1395.15 | 1395.15 | check | [45 empty] | TRUE | 3-2014 |  | 0 |  |  | 0 | 0
| 2014-03-05 23:00 | 2014 | 3 | 5 | 23 |  |  | 0 | [7 empty] | 0 |  |  |  |  | 0 | 0 | 418.881 | 1015.984 | -39.565 | 976.419 | 1395.3 | 1395.3 | check | [45 empty] | TRUE | 3-2014 |  | 0 |  |  | 0 | 0
| 2014-03-06 | 2014 | 3 | 6 | 0 |  |  | 0 | [7 empty] | 0 |  |  |  |  | 0 | 0 | 437.014 | 999.207 | -39.921 | 959.286 | 1396.3 | 1396.3 | check | [45 empty] | TRUE | 3-2014 |  | 0 |  |  | 0 | 0
| 2014-03-06 01:00 | 2014 | 3 | 6 | 1 |  |  | 0 | [7 empty] | 0 |  |  |  |  | 0 | 0 | 442.522 | 981.576 | -37.848 | 943.728 | 1386.25 | 1386.25 | check | [45 empty] | TRUE | 3-2014 |  | 0 |  |  | 0 | 0
| 2014-03-06 02:00 | 2014 | 3 | 6 | 2 |  |  | 0 | [7 empty] | 0 |  |  |  |  | 0 | 0 | 446.182 | 968.801 | -37.533 | 931.268 | 1377.45 | 1377.45 | check | [45 empty] | TRUE | 3-2014 |  | 0 |  |  | 0 | 0
| 2014-03-06 03:00 | 2014 | 3 | 6 | 3 |  |  | 0 | [7 empty] | 0 |  |  |  |  | 0 | 0 | 390.283 | 965.199 | -39.332 | 925.867 | 1316.15 | 1316.15 | check | [45 empty] | TRUE | 3-2014 |  | 0 |  |  | 0 | 0
| 2014-03-06 04:00 | 2014 | 3 | 6 | 4 |  |  | 0 | [7 empty] | 0 |  |  |  |  | 0 | 0 | 382.393 | 959.986 | -37.08 | 922.906 | 1305.3 | 1305.299 | check | [45 empty] | TRUE | 3-2014 |  | 0 |  |  | 0 | 0
| 2014-03-06 05:00 | 2014 | 3 | 6 | 5 |  |  | 0 | [7 empty] | 0 |  |  |  |  | 0 | 0 | 365.436 | 975.966 | -37.952 | 938.014 | 1303.45 | 1303.45 | check | [45 empty] | TRUE | 3-2014 |  | 0 |  |  | 0 | 0
| 2014-03-06 06:00 | 2014 | 3 | 6 | 6 |  |  | 0 | [7 empty] | 0 |  |  |  |  | 0 | 0 | 339.78 | 1017.377 | -38.707 | 978.67 | 1318.45 | 1318.45 | check | [45 empty] | TRUE | 3-2014 |  | 0 |  |  | 0 | 0
| 2014-03-06 07:00 | 2014 | 3 | 6 | 7 |  |  | 0 | [7 empty] | 0 |  |  |  |  | 0 | 0 | 297.575 | 1085.452 | -41.726 | 1043.726 | 1341.3 | 1341.301 | check | [45 empty] | TRUE | 3-2014 |  | 0 |  |  | 0 | 0
| 2014-03-06 08:00 | 2014 | 3 | 6 | 8 |  |  | 0 | [7 empty] | 0 |  |  |  |  | 0 | 0 | 262.15 | 1125.419 | -39.969 | 1085.45 | 1347.6 | 1347.6 | check | [45 empty] | TRUE | 3-2014 |  | 0 |  |  | 0 | 0
| 2014-03-06 09:00 | 2014 | 3 | 6 | 9 |  |  | 0 | [7 empty] | 0 |  |  |  |  | 0 | 0 | 273.761 | 1112.546 | -39.557 | 1072.989 | 1346.75 | 1346.75 | check | [45 empty] | TRUE | 3-2014 |  | 0 |  |  | 0 | 0
| 2014-03-06 10:00 | 2014 | 3 | 6 | 10 |  |  | 0 | [7 empty] | 0 |  |  |  |  | 0 | 0 | 334.787 | 1053.485 | -39.822 | 1013.663 | 1348.45 | 1348.45 | check | [45 empty] | TRUE | 3-2014 |  | 0 |  |  | 0 | 0
| 2014-03-06 11:00 | 2014 | 3 | 6 | 11 |  |  | 0 | [7 empty] | 0 |  |  |  |  | 0 | 0 | 358.922 | 992.159 | -38.032 | 954.127 | 1313.05 | 1313.049 | check | [45 empty] | TRUE | 3-2014 |  | 0 |  |  | 0 | 0
| 2014-03-06 12:00 | 2014 | 3 | 6 | 12 |  |  | 27.15 | [7 empty] | 5045.8275 |  |  |  |  | 27.15 | 5045.8275 | 350.7 | 938.458 | -35.508 | 902.95 | 1253.65 | 1253.65 | check | [45 empty] | TRUE | 3-2014 |  | 0 |  |  | 5045.8275 | 0
| 2014-03-06 13:00 | 2014 | 3 | 6 | 13 |  |  | 66.036 | [7 empty] | 4574.3137 |  |  |  |  | 66.036 | 4574.3137 | 408.5 | 896.412 | -32.525 | 863.887 | 1272.386 | 1272.387 | check | [45 empty] | TRUE | 3-2014 |  | 0 |  |  | 4574.3137 | 0
| 2014-03-06 14:00 | 2014 | 3 | 6 | 14 |  |  | 80.15 | [7 empty] | 6142.696 |  |  |  |  | 80.15 | 6142.696 | 450.7 | 870.842 | -32.243 | 838.599 | 1289.3 | 1289.299 | check | [45 empty] | TRUE | 3-2014 |  | 0 |  |  | 6142.696 | 0
| 2014-03-06 15:00 | 2014 | 3 | 6 | 15 |  |  | 102.831 | [7 empty] | 6600.7219 |  |  |  |  | 102.831 | 6600.7219 | 477.5 | 865.436 | -31.806 | 833.63 | 1311.131 | 1311.13 | check | [45 empty] | TRUE | 3-2014 |  | 0 |  |  | 6600.7219 | 0
| 2014-03-06 16:00 | 2014 | 3 | 6 | 16 |  |  | 115.694 | [7 empty] | 15419.6963 |  |  |  |  | 115.694 | 15419.6963 | 500.9 | 848.552 | -29.308 | 819.244 | 1320.144 | 1320.144 | check | [45 empty] | TRUE | 3-2014 |  | 0 |  |  | 15419.6963 | 0
| 2014-03-06 17:00 | 2014 | 3 | 6 | 17 |  |  | 127.623 | [7 empty] | 19425.4968 |  |  |  |  | 127.623 | 19425.4968 | 503.6 | 848.89 | -30.417 | 818.473 | 1322.073 | 1322.073 | check | [45 empty] | TRUE | 3-2014 |  | 0 |  |  | 19425.4968 | 0
| 2014-03-06 18:00 | 2014 | 3 | 6 | 18 |  |  | 129.557 | [7 empty] | 12182.2447 |  |  |  |  | 129.557 | 12182.2447 | 488.3 | 854.881 | -30.474 | 824.407 | 1312.707 | 1312.707 | check | [45 empty] | TRUE | 3-2014 |  | 0 |  |  | 12182.2447 | 0
| 2014-03-06 19:00 | 2014 | 3 | 6 | 19 |  |  | 131.939 | [7 empty] | 25018.2732 |  |  |  |  | 131.939 | 25018.2732 | 466 | 903.812 | -33.723 | 870.089 | 1336.089 | 1336.089 | check | [45 empty] | TRUE | 3-2014 |  | 0 |  |  | 25018.2732 | 0
| 2014-03-06 20:00 | 2014 | 3 | 6 | 20 |  |  | 146.948 | [7 empty] | 30742.9911 |  |  |  |  | 146.948 | 30742.9911 | 430.2 | 952.676 | -36.478 | 916.198 | 1346.398 | 1346.398 | check | [45 empty] | TRUE | 3-2014 |  | 0 |  |  | 30742.9911 | 0
| 2014-03-06 21:00 | 2014 | 3 | 6 | 21 |  |  | 112.475 | [7 empty] | 24060.652 |  |  |  |  | 112.475 | 24060.652 | 415 | 977.441 | -39.516 | 937.925 | 1352.925 | 1352.925 | check | [45 empty] | TRUE | 3-2014 |  | 0 |  |  | 24060.652 | 0
| 2014-03-06 22:00 | 2014 | 3 | 6 | 22 |  |  | 110.054 | [7 empty] | 16506.9995 |  |  |  |  | 110.054 | 16506.9995 | 409 | 973.984 | -38.78 | 935.204 | 1344.204 | 1344.204 | check | [45 empty] | TRUE | 3-2014 |  | 0 |  |  | 16506.9995 | 0
| 2014-03-06 23:00 | 2014 | 3 | 6 | 23 |  |  | 146.709 | [7 empty] | 16959.5604 |  |  |  |  | 146.709 | 16959.5604 | 429.6 | 955.983 | -34.524 | 921.459 | 1351.059 | 1351.059 | check | [45 empty] | TRUE | 3-2014 |  | 0 |  |  | 16959.5604 | 0
| 2014-03-07 | 2014 | 3 | 7 | 0 |  |  | 93.002 | [7 empty] | 5391.3259 |  |  |  |  | 93.002 | 5391.3259 | 400.43 | 930.27 | -33.248 | 897.022 | 1297.452 | 1297.452 | check | [45 empty] | TRUE | 3-2014 |  | 0 |  |  | 5391.3259 | 0
| 2014-03-07 01:00 | 2014 | 3 | 7 | 1 |  |  | 180.599 | [7 empty] | 11372.319 |  |  |  |  | 180.599 | 11372.319 | 453.5 | 897.733 | -30.984 | 866.749 | 1320.249 | 1320.249 | check | [45 empty] | TRUE | 3-2014 |  | 0 |  |  | 11372.319 | 0
| 2014-03-07 02:00 | 2014 | 3 | 7 | 2 |  |  | 52.512 | [7 empty] | 2662.8835 |  |  |  |  | 52.512 | 2662.8835 | 367.1 | 884.629 | -35.067 | 849.562 | 1216.662 | 1216.662 | check | [45 empty] | TRUE | 3-2014 |  | 0 |  |  | 2662.8835 | 0
| 2014-03-07 03:00 | 2014 | 3 | 7 | 3 |  |  | 28.322 | [7 empty] | 1284.4027 |  |  |  |  | 28.322 | 1284.4027 | 357.5 | 882.943 | -36.671 | 846.272 | 1203.772 | 1203.772 | check | [45 empty] | TRUE | 3-2014 |  | 0 |  |  | 1284.4027 | 0
| 2014-03-07 04:00 | 2014 | 3 | 7 | 4 |  |  | 23.476 | [7 empty] | 1215.3525 |  |  |  |  | 23.476 | 1215.3525 | 343.4 | 889.721 | -37.345 | 852.376 | 1195.776 | 1195.776 | check | [45 empty] | TRUE | 3-2014 |  | 0 |  |  | 1215.3525 | 0
| 2014-03-07 05:00 | 2014 | 3 | 7 | 5 |  |  | 97.591 | [7 empty] | 4879.55 |  |  |  |  | 97.591 | 4879.55 | 406.4 | 905.484 | -37.843 | 867.641 | 1274.041 | 1274.041 | check | [45 empty] | TRUE | 3-2014 |  | 0 |  |  | 4879.55 | 0
| 2014-03-07 06:00 | 2014 | 3 | 7 | 6 |  |  | 153.352 | [7 empty] | 9375.9413 |  |  |  |  | 153.352 | 9375.9413 | 413.6 | 949.933 | -35.181 | 914.752 | 1328.352 | 1328.352 | check | [45 empty] | TRUE | 3-2014 |  | 0 |  |  | 9375.9413 | 0
| 2014-03-07 07:00 | 2014 | 3 | 7 | 7 |  |  | 72.391 | [7 empty] | 9217.546 |  |  |  |  | 72.391 | 9217.546 | 291.4 | 1012.606 | -37.015 | 975.591 | 1266.991 | 1266.991 | check | [45 empty] | TRUE | 3-2014 |  | 0 |  |  | 9217.546 | 0
| 2014-03-07 08:00 | 2014 | 3 | 7 | 8 |  |  | 71.246 | [7 empty] | 6834.6288 |  |  |  |  | 71.246 | 6834.6288 | 262.9 | 1037.936 | -35.99 | 1001.946 | 1264.846 | 1264.846 | check | [45 empty] | TRUE | 3-2014 |  | 0 |  |  | 6834.6288 | 0
| 2014-03-07 09:00 | 2014 | 3 | 7 | 9 |  |  | 69.866 | [7 empty] | 5135.151 |  |  |  |  | 69.866 | 5135.151 | 276.4 | 1014.361 | -36.445 | 977.916 | 1254.316 | 1254.316 | check | [45 empty] | TRUE | 3-2014 |  | 0 |  |  | 5135.151 | 0
| 2014-03-07 10:00 | 2014 | 3 | 7 | 10 |  |  | 58.632 | [7 empty] | 4764.4363 |  |  |  |  | 58.632 | 4764.4363 | 319.9 | 952.543 | -35.361 | 917.182 | 1237.082 | 1237.082 | check | [45 empty] | TRUE | 3-2014 |  | 0 |  |  | 4764.4363 | 0
| 2014-03-07 11:00 | 2014 | 3 | 7 | 11 |  |  | 7.068 | [7 empty] | 1919.6688 |  |  |  |  | 7.068 | 1919.6688 | 338.1 | 884.401 | -33.683 | 850.718 | 1188.818 | 1188.818 | check | [45 empty] | TRUE | 3-2014 |  | 0 |  |  | 1919.6688 | 0
| 2014-03-07 12:00 | 2014 | 3 | 7 | 12 |  |  | 14.562 | [7 empty] | 1557.4059 |  |  |  |  | 14.562 | 1557.4059 | 396.6 | 838.418 | -32.156 | 806.262 | 1202.862 | 1202.862 | check | [45 empty] | TRUE | 3-2014 |  | 0 |  |  | 1557.4059 | 0
| 2014-03-07 13:00 | 2014 | 3 | 7 | 13 |  |  | 14.946 | [7 empty] | 1044.277 |  |  |  |  | 14.946 | 1044.277 | 431.2 | 802.479 | -31.134 | 771.345 | 1202.546 | 1202.545 | check | [45 empty] | TRUE | 3-2014 |  | 0 |  |  | 1044.277 | 0
| 2014-03-07 14:00 | 2014 | 3 | 7 | 14 |  |  | 12.828 | [7 empty] | 660.8986 |  |  |  |  | 12.828 | 660.8986 | 461.3 | 770.597 | -30.47 | 740.127 | 1201.428 | 1201.427 | check | [45 empty] | TRUE | 3-2014 |  | 0 |  |  | 660.8986 | 0
| 2014-03-07 15:00 | 2014 | 3 | 7 | 15 |  |  | 20.761 | [7 empty] | 1086.8383 |  |  |  |  | 20.761 | 1086.8383 | 488.9 | 750.376 | -28.915 | 721.461 | 1210.361 | 1210.361 | check | [45 empty] | TRUE | 3-2014 |  | 0 |  |  | 1086.8383 | 0
| 2014-03-07 16:00 | 2014 | 3 | 7 | 16 |  |  | 23.542 | [7 empty] | 944.2696 |  |  |  |  | 23.542 | 944.2696 | 512.5 | 727.311 | -27.82 | 699.491 | 1211.992 | 1211.991 | check | [45 empty] | TRUE | 3-2014 |  | 0 |  |  | 944.2696 | 0
| 2014-03-07 17:00 | 2014 | 3 | 7 | 17 |  |  | 113.07 | [7 empty] | 5561.9133 |  |  |  |  | 113.07 | 5561.9133 | 575.8 | 724.237 | -26.717 | 697.52 | 1273.32 | 1273.32 | check | [45 empty] | TRUE | 3-2014 |  | 0 |  |  | 5561.9133 | 0
| 2014-03-07 18:00 | 2014 | 3 | 7 | 18 |  |  | 138.908 | [7 empty] | 6298.0887 |  |  |  |  | 138.908 | 6298.0887 | 563.3 | 731.545 | -26.837 | 704.708 | 1268.008 | 1268.008 | check | [45 empty] | TRUE | 3-2014 |  | 0 |  |  | 6298.0887 | 0
| 2014-03-07 19:00 | 2014 | 3 | 7 | 19 |  |  | 185.23 | [7 empty] | 19814.0531 |  |  |  |  | 185.23 | 19814.0531 | 562.1 | 770.722 | -26.592 | 744.13 | 1306.23 | 1306.23 | check | [45 empty] | TRUE | 3-2014 |  | 0 |  |  | 19814.0531 | 0
| 2014-03-07 20:00 | 2014 | 3 | 7 | 20 |  |  | 105.335 | [7 empty] | 5083.4671 |  |  |  |  | 105.335 | 5083.4671 | 532.2 | 808.233 | -29.447 | 778.786 | 1310.985 | 1310.986 | check | [45 empty] | TRUE | 3-2014 |  | 0 |  |  | 5083.4671 | 0
| 2014-03-07 21:00 | 2014 | 3 | 7 | 21 |  |  | 117.218 | [7 empty] | 7316.7476 |  |  |  |  | 117.218 | 7316.7476 | 525.2 | 821.735 | -28.518 | 793.217 | 1318.418 | 1318.417 | check | [45 empty] | TRUE | 3-2014 |  | 0 |  |  | 7316.7476 | 0
| 2014-03-07 22:00 | 2014 | 3 | 7 | 22 |  |  | 108.362 | [7 empty] | 4876.29 |  |  |  |  | 108.362 | 4876.29 | 526.4 | 831.754 | -28.692 | 803.062 | 1329.462 | 1329.462 | check | [45 empty] | TRUE | 3-2014 |  | 0 |  |  | 4876.29 | 0
| 2014-03-07 23:00 | 2014 | 3 | 7 | 23 |  |  | 157.86 | [7 empty] | 6787.98 |  |  |  |  | 157.86 | 6787.98 | 539.6 | 831.19 | -27.929 | 803.261 | 1342.86 | 1342.861 | check | [45 empty] | TRUE | 3-2014 |  | 0 |  |  | 6787.98 | 0
| 2014-03-08 | 2014 | 3 | 8 | 0 |  |  | 131.081 | [7 empty] | 6505.55 |  |  |  |  | 131.081 | 6505.55 | 530.54 | 826.04 | -28.649 | 797.391 | 1327.931 | 1327.931 | check | [45 empty] | TRUE | 3-2014 |  | 0 |  |  | 6505.55 | 0
| 2014-03-08 01:00 | 2014 | 3 | 8 | 1 |  |  | 0 | [7 empty] | 0 |  |  |  |  | 0 | 0 | 405.422 | 816.7 | -28.372 | 788.328 | 1193.75 | 1193.75 | check | [45 empty] | TRUE | 3-2014 |  | 0 |  |  | 0 | 0
| 2014-03-08 02:00 | 2014 | 3 | 8 | 2 |  |  | 0 | [7 empty] | 0 |  |  |  |  | 0 | 0 | 308.97 | 814.97 | -30.29 | 784.68 | 1093.65 | 1093.65 | check | [45 empty] | TRUE | 3-2014 |  | 0 |  |  | 0 | 0
| 2014-03-08 03:00 | 2014 | 3 | 8 | 3 |  |  | 0 | [7 empty] | 0 |  |  |  |  | 0 | 0 | 209.494 | 826.897 | -30.041 | 796.856 | 1006.35 | 1006.35 | check | [45 empty] | TRUE | 3-2014 |  | 0 |  |  | 0 | 0
| 2014-03-08 04:00 | 2014 | 3 | 8 | 4 |  |  | 96.802 | [7 empty] | 4144.0936 |  |  |  |  | 96.802 | 4144.0936 | 216.7 | 839.928 | -30.076 | 809.852 | 1026.552 | 1026.552 | check | [45 empty] | TRUE | 3-2014 |  | 0 |  |  | 4144.0936 | 0
| 2014-03-08 05:00 | 2014 | 3 | 8 | 5 |  |  | 270.023 | [7 empty] | 14235.6126 |  |  |  |  | 270.023 | 14235.6126 | 303.3 | 856.355 | -31.882 | 824.473 | 1127.773 | 1127.773 | check | [45 empty] | TRUE | 3-2014 |  | 0 |  |  | 14235.6126 | 0
| 2014-03-08 06:00 | 2014 | 3 | 8 | 6 |  |  | 345.235 | [7 empty] | 18245.6698 |  |  |  |  | 345.235 | 18245.6698 | 339.8 | 877.537 | -32.902 | 844.635 | 1184.435 | 1184.435 | check | [45 empty] | TRUE | 3-2014 |  | 287.2397 |  |  | 18245.6698 | 5.435
| 2014-03-08 07:00 | 2014 | 3 | 8 | 7 |  |  | 487.602 | [7 empty] | 27598.2732 |  |  |  |  | 487.602 | 27598.2732 | 416.5 | 916.062 | -34.41 | 881.652 | 1298.152 | 1298.152 | check | [45 empty] | TRUE | 3-2014 |  | 4024.3732 |  |  | 27598.2732 | 71.102
| 2014-03-08 08:00 | 2014 | 3 | 8 | 8 |  |  | 483.621 | [7 empty] | 22145.0056 |  |  |  |  | 483.621 | 22145.0056 | 436.8 | 931.774 | -33.103 | 898.671 | 1335.471 | 1335.471 | check | [45 empty] | TRUE | 3-2014 |  | 2143.9336 |  |  | 22145.0056 | 46.821
| 2014-03-08 09:00 | 2014 | 3 | 8 | 9 |  |  | 504.161 | [7 empty] | 24189.6448 |  |  |  |  | 504.161 | 24189.6448 | 427.5 | 926.976 | -33.715 | 893.261 | 1320.761 | 1320.761 | check | [45 empty] | TRUE | 3-2014 |  | 3678.1948 |  |  | 24189.6448 | 76.661
| 2014-03-08 10:00 | 2014 | 3 | 8 | 10 |  |  | 473.209 | [7 empty] | 21668.2401 |  |  |  |  | 473.209 | 21668.2401 | 461.4 | 864.937 | -30.978 | 833.959 | 1295.359 | 1295.359 | check | [45 empty] | TRUE | 3-2014 |  | 540.7341 |  |  | 21668.2401 | 11.809
| 2014-03-08 11:00 | 2014 | 3 | 8 | 11 |  |  | 431.804 | [7 empty] | 23196.5109 |  |  |  |  | 431.804 | 23196.5109 | 513.7 | 795.676 | -29.272 | 766.404 | 1280.104 | 1280.104 | check | [45 empty] | TRUE | 3-2014 |  | 0 |  |  | 23196.5109 | 0
| 2014-03-08 12:00 | 2014 | 3 | 8 | 12 |  |  | 436.848 | [7 empty] | 17076.3883 |  |  |  |  | 436.848 | 17076.3883 | 562.8 | 747.35 | -27.402 | 719.948 | 1282.748 | 1282.748 | check | [45 empty] | TRUE | 3-2014 |  | 0 |  |  | 17076.3883 | 0
| 2014-03-08 13:00 | 2014 | 3 | 8 | 13 |  |  | 436.699 | [7 empty] | 16127.2941 |  |  |  |  | 436.699 | 16127.2941 | 602.1 | 711.003 | -25.754 | 685.249 | 1287.349 | 1287.349 | check | [45 empty] | TRUE | 3-2014 |  | 0 |  |  | 16127.2941 | 0
| 2014-03-08 14:00 | 2014 | 3 | 8 | 14 |  |  | 411.253 | [7 empty] | 15101.2102 |  |  |  |  | 411.253 | 15101.2102 | 631.725 | 683.602 | -24.974 | 658.628 | 1290.353 | 1290.353 | check | [45 empty] | TRUE | 3-2014 |  | 0 |  |  | 15101.2102 | 0
| 2014-03-08 15:00 | 2014 | 3 | 8 | 15 |  |  | 377.21 | [7 empty] | 12923.2146 |  |  |  |  | 377.21 | 12923.2146 | 654.27 | 661.668 | -24.229 | 637.439 | 1291.71 | 1291.709 | check | [45 empty] | TRUE | 3-2014 |  | 0 |  |  | 12923.2146 | 0
| 2014-03-08 16:00 | 2014 | 3 | 8 | 16 |  |  | 359.413 | [7 empty] | 12500.3841 |  |  |  |  | 359.413 | 12500.3841 | 642 | 658.268 | -24.055 | 634.213 | 1276.213 | 1276.213 | check | [45 empty] | TRUE | 3-2014 |  | 0 |  |  | 12500.3841 | 0
| 2014-03-08 17:00 | 2014 | 3 | 8 | 17 |  |  | 367.023 | [7 empty] | 13025.6463 |  |  |  |  | 367.023 | 13025.6463 | 655.26 | 654.554 | -24.641 | 629.913 | 1285.173 | 1285.173 | check | [45 empty] | TRUE | 3-2014 |  | 0 |  |  | 13025.6463 | 0
| 2014-03-08 18:00 | 2014 | 3 | 8 | 18 |  |  | 366.123 | [7 empty] | 12993.7053 |  |  |  |  | 366.123 | 12993.7053 | 651.8 | 664.764 | -24.841 | 639.923 | 1291.723 | 1291.723 | check | [45 empty] | TRUE | 3-2014 |  | 0 |  |  | 12993.7053 | 0
| 2014-03-08 19:00 | 2014 | 3 | 8 | 19 |  |  | 334.878 | [7 empty] | 18619.2168 |  |  |  |  | 334.878 | 18619.2168 | 618.2 | 701.319 | -27.64 | 673.679 | 1291.878 | 1291.879 | check | [45 empty] | TRUE | 3-2014 |  | 0 |  |  | 18619.2168 | 0
| 2014-03-08 20:00 | 2014 | 3 | 8 | 20 |  |  | 297.676 | [7 empty] | 17408.0925 |  |  |  |  | 297.676 | 17408.0925 | 578 | 746.791 | -28.815 | 717.976 | 1295.976 | 1295.976 | check | [45 empty] | TRUE | 3-2014 |  | 0 |  |  | 17408.0925 | 0
| 2014-03-08 21:00 | 2014 | 3 | 8 | 21 |  |  | 288.927 | [7 empty] | 14336.5577 |  |  |  |  | 288.927 | 14336.5577 | 572.3 | 755.007 | -27.629 | 727.378 | 1299.677 | 1299.678 | check | [45 empty] | TRUE | 3-2014 |  | 0 |  |  | 14336.5577 | 0
| 2014-03-08 22:00 | 2014 | 3 | 8 | 22 |  |  | 271.594 | [7 empty] | 12094.0808 |  |  |  |  | 271.594 | 12094.0808 | 572.1 | 748.056 | -26.712 | 721.344 | 1293.444 | 1293.444 | check | [45 empty] | TRUE | 3-2014 |  | 0 |  |  | 12094.0808 | 0
| 2014-03-08 23:00 | 2014 | 3 | 8 | 23 |  |  | 184.962 | [7 empty] | 7361.4876 |  |  |  |  | 184.962 | 7361.4876 | 466 | 731.424 | -24.862 | 706.562 | 1172.562 | 1172.562 | check | [45 empty] | TRUE | 3-2014 |  | 0 |  |  | 7361.4876 | 0
| 2014-03-09 | 2014 | 3 | 9 | 0 |  |  | 243.445 | [7 empty] | 8729.9377 |  |  |  |  | 243.445 | 8729.9377 | 445.19 | 711.709 | -23.304 | 688.405 | 1133.595 | 1133.595 | check | [45 empty] | TRUE | 3-2014 |  | 0 |  |  | 8729.9377 | 0
| 2014-03-09 01:00 | 2014 | 3 | 9 | 1 |  |  | 0 | [7 empty] | 0 |  |  |  |  | 0 | 0 | 140.163 | 687.762 | -22.475 | 665.287 | 805.45 | 805.45 | check | [45 empty] | TRUE | 3-2014 |  | 0 |  |  | 0 | 0
DST | DAY LIGHT SAVINGS | [6 empty] | 0 | [7 empty] | 0 |  |  |  |  | 0 | 0 | 0 | 0 | 0 | 0 | [48 empty] | TRUE |  |  | 0 |  |  | 0 | 0
| 2014-03-09 03:00 | 2014 | 3 | 9 | 3 |  |  | 15.347 | [7 empty] | 512.1294 |  |  |  |  | 15.347 | 512.1294 | 147.1 | 678.301 | -21.455 | 656.846 | 803.947 | 803.946 | check | [45 empty] | TRUE | 3-2014 |  | 0 |  |  | 512.1294 | 0
| 2014-03-09 04:00 | 2014 | 3 | 9 | 4 |  |  | 1.605 | [7 empty] | 56.2103 |  |  |  |  | 1.605 | 56.2103 | 133.1 | 678.102 | -21.598 | 656.504 | 789.605 | 789.604 | check | [45 empty] | TRUE | 3-2014 |  | 0 |  |  | 56.2103 | 0
| 2014-03-09 05:00 | 2014 | 3 | 9 | 5 |  |  | 53.121 | [7 empty] | 1893.7637 |  |  |  |  | 53.121 | 1893.7637 | 174.5 | 689.457 | -21.386 | 668.071 | 842.571 | 842.571 | check | [45 empty] | TRUE | 3-2014 |  | 0 |  |  | 1893.7637 | 0
| 2014-03-09 06:00 | 2014 | 3 | 9 | 6 |  |  | 45.863 | [7 empty] | 1543.29 |  |  |  |  | 45.863 | 1543.29 | 156.9 | 698.541 | -22.128 | 676.413 | 833.313 | 833.313 | check | [45 empty] | TRUE | 3-2014 |  | 0 |  |  | 1543.29 | 0
| 2014-03-09 07:00 | 2014 | 3 | 9 | 7 |  |  | 117.3 | [7 empty] | 3972.951 |  |  |  |  | 117.3 | 3972.951 | 213.9 | 721.33 | -22.631 | 698.699 | 912.6 | 912.599 | check | [45 empty] | TRUE | 3-2014 |  | 0 |  |  | 3972.951 | 0
| 2014-03-09 08:00 | 2014 | 3 | 9 | 8 |  |  | 124.757 | [7 empty] | 4677.1399 |  |  |  |  | 124.757 | 4677.1399 | 234.4 | 756.148 | -24.341 | 731.807 | 966.207 | 966.207 | check | [45 empty] | TRUE | 3-2014 |  | 0 |  |  | 4677.1399 | 0
| 2014-03-09 09:00 | 2014 | 3 | 9 | 9 |  |  | 39.181 | [7 empty] | 1425.013 |  |  |  |  | 39.181 | 1425.013 | 207.8 | 782.586 | -25.605 | 756.981 | 964.781 | 964.781 | check | [45 empty] | TRUE | 3-2014 |  | 0 |  |  | 1425.013 | 0
| 2014-03-09 10:00 | 2014 | 3 | 9 | 10 |  |  | 0 | [7 empty] | 0 |  |  |  |  | 0 | 0 | 219.266 | 804.235 | -26.052 | 778.183 | 997.45 | 997.449 | check | [45 empty] | TRUE | 3-2014 |  | 0 |  |  | 0 | 0
| 2014-03-09 11:00 | 2014 | 3 | 9 | 11 |  |  | 0 | [7 empty] | 0 |  |  |  |  | 0 | 0 | 273.693 | 801.904 | -27.297 | 774.607 | 1048.3 | 1048.3 | check | [45 empty] | TRUE | 3-2014 |  | 0 |  |  | 0 | 0
| 2014-03-09 12:00 | 2014 | 3 | 9 | 12 |  |  | 0 | [7 empty] | 0 |  |  |  |  | 0 | 0 | 277.462 | 797.938 | -27.949 | 769.989 | 1047.45 | 1047.451 | check | [45 empty] | TRUE | 3-2014 |  | 0 |  |  | 0 | 0
| 2014-03-09 13:00 | 2014 | 3 | 9 | 13 |  |  | 16.822 | [7 empty] | 609.2928 |  |  |  |  | 16.822 | 609.2928 | 313.3 | 775.152 | -28.33 | 746.822 | 1060.122 | 1060.122 | check | [45 empty] | TRUE | 3-2014 |  | 0 |  |  | 609.2928 | 0
| 2014-03-09 14:00 | 2014 | 3 | 9 | 14 |  |  | 19.188 | [7 empty] | 602.887 |  |  |  |  | 19.188 | 602.887 | 332.8 | 754.493 | -27.655 | 726.838 | 1059.638 | 1059.638 | check | [45 empty] | TRUE | 3-2014 |  | 0 |  |  | 602.887 | 0
| 2014-03-09 15:00 | 2014 | 3 | 9 | 15 |  |  | 29.789 | [7 empty] | 910.0539 |  |  |  |  | 29.789 | 910.0539 | 360.3 | 709.508 | -25.269 | 684.239 | 1044.539 | 1044.539 | check | [45 empty] | TRUE | 3-2014 |  | 0 |  |  | 910.0539 | 0
| 2014-03-09 16:00 | 2014 | 3 | 9 | 16 |  |  | 56.33 | [7 empty] | 1683.1404 |  |  |  |  | 56.33 | 1683.1404 | 367.7 | 688.039 | -25.11 | 662.929 | 1030.63 | 1030.629 | check | [45 empty] | TRUE | 3-2014 |  | 0 |  |  | 1683.1404 | 0
| 2014-03-09 17:00 | 2014 | 3 | 9 | 17 |  |  | 88.413 | [7 empty] | 2522.4229 |  |  |  |  | 88.413 | 2522.4229 | 363.6 | 673.75 | -24.337 | 649.413 | 1013.013 | 1013.013 | check | [45 empty] | TRUE | 3-2014 |  | 0 |  |  | 2522.4229 | 0
| 2014-03-09 18:00 | 2014 | 3 | 9 | 18 |  |  | 113.892 | [7 empty] | 3360.9529 |  |  |  |  | 113.892 | 3360.9529 | 352.5 | 671.957 | -23.515 | 648.442 | 1000.942 | 1000.942 | check | [45 empty] | TRUE | 3-2014 |  | 0 |  |  | 3360.9529 | 0
| 2014-03-09 19:00 | 2014 | 3 | 9 | 19 |  |  | 109.618 | [7 empty] | 3513.2569 |  |  |  |  | 109.618 | 3513.2569 | 343.4 | 693.977 | -24.059 | 669.918 | 1013.318 | 1013.318 | check | [45 empty] | TRUE | 3-2014 |  | 0 |  |  | 3513.2569 | 0
| 2014-03-09 20:00 | 2014 | 3 | 9 | 20 |  |  | 97.08 | [7 empty] | 7528.554 |  |  |  |  | 97.08 | 7528.554 | 337.7 | 743.082 | -29.402 | 713.68 | 1051.38 | 1051.38 | check | [45 empty] | TRUE | 3-2014 |  | 0 |  |  | 7528.554 | 0
| 2014-03-09 21:00 | 2014 | 3 | 9 | 21 |  |  | 69.231 | [7 empty] | 6267.4824 |  |  |  |  | 69.231 | 6267.4824 | 283.9 | 815.069 | -32.588 | 782.481 | 1066.381 | 1066.381 | check | [45 empty] | TRUE | 3-2014 |  | 0 |  |  | 6267.4824 | 0
| 2014-03-09 22:00 | 2014 | 3 | 9 | 22 |  |  | 50.998 | [7 empty] | 2736.5527 |  |  |  |  | 50.998 | 2736.5527 | 289.1 | 817.384 | -32.636 | 784.748 | 1073.848 | 1073.848 | check | [45 empty] | TRUE | 3-2014 |  | 0 |  |  | 2736.5527 | 0
| 2014-03-09 23:00 | 2014 | 3 | 9 | 23 |  |  | 0 | [7 empty] | 0 |  |  |  |  | 0 | 0 | 193.34 | 822.71 | -32.051 | 790.659 | 984 | 983.999 | check | [45 empty] | TRUE | 3-2014 |  | 0 |  |  | 0 | 0
| 2014-03-10 | 2014 | 3 | 10 | 0 |  |  | 74.774 | [7 empty] | 2784.5838 |  |  |  |  | 74.774 | 2784.5838 | 184 | 811.054 | -30.43 | 780.624 | 964.624 | 964.624 | check | [45 empty] | TRUE | 3-2014 |  | 0 |  |  | 2784.5838 | 0
| 2014-03-10 01:00 | 2014 | 3 | 10 | 1 |  |  | 55.938 | [7 empty] | 1769.3189 |  |  |  |  | 55.938 | 1769.3189 | 65.8 | 816.991 | -30.803 | 786.188 | 851.988 | 851.988 | check | [45 empty] | TRUE | 3-2014 |  | 1769.3189 |  |  | 1769.3189 | 55.938
| 2014-03-10 02:00 | 2014 | 3 | 10 | 2 |  |  | 107.491 | [7 empty] | 3391.341 |  |  |  |  | 107.491 | 3391.341 | 65.8 | 822.094 | -30.703 | 791.391 | 857.191 | 857.191 | check | [45 empty] | TRUE | 3-2014 |  | 3391.341 |  |  | 3391.341 | 107.491
| 2014-03-10 03:00 | 2014 | 3 | 10 | 3 |  |  | 109.918 | [7 empty] | 3445.9293 |  |  |  |  | 109.918 | 3445.9293 | 61.5 | 833.644 | -30.076 | 803.568 | 865.068 | 865.068 | check | [45 empty] | TRUE | 3-2014 |  | 3445.9293 |  |  | 3445.9293 | 109.918
| 2014-03-10 04:00 | 2014 | 3 | 10 | 4 |  |  | 80.389 | [7 empty] | 2541.0963 |  |  |  |  | 80.389 | 2541.0963 | 48.1 | 855.338 | -32.599 | 822.739 | 870.839 | 870.839 | check | [45 empty] | TRUE | 3-2014 |  | 2541.0963 |  |  | 2541.0963 | 80.389
| 2014-03-10 05:00 | 2014 | 3 | 10 | 5 |  |  | 171.343 | [7 empty] | 5620.0504 |  |  |  |  | 171.343 | 5620.0504 | 136.8 | 877.831 | -33.987 | 843.844 | 980.643 | 980.644 | check | [45 empty] | TRUE | 3-2014 |  | 5620.0504 |  |  | 5620.0504 | 171.343
| 2014-03-10 06:00 | 2014 | 3 | 10 | 6 |  |  | 146.043 | [7 empty] | 5526.2671 |  |  |  |  | 146.043 | 5526.2671 | 89.4 | 924.525 | -35.282 | 889.243 | 978.643 | 978.643 | check | [45 empty] | TRUE | 3-2014 |  | 2143.3711 |  |  | 5526.2671 | 56.643
| 2014-03-10 07:00 | 2014 | 3 | 10 | 7 |  |  | 164.095 | [7 empty] | 9294.3408 |  |  |  |  | 164.095 | 9294.3408 | 80.5 | 1015.508 | -37.763 | 977.745 | 1058.245 | 1058.245 | check | [45 empty] | TRUE | 3-2014 |  | 4734.8208 |  |  | 9294.3408 | 83.595
| 2014-03-10 08:00 | 2014 | 3 | 10 | 8 |  |  | 163.751 | [7 empty] | 27295.6542 |  |  |  |  | 163.751 | 27295.6542 | 109.5 | 1067.384 | -40.433 | 1026.951 | 1136.451 | 1136.451 | check | [45 empty] | TRUE | 3-2014 |  | 9043.0992 |  |  | 27295.6542 | 54.251
| 2014-03-10 09:00 | 2014 | 3 | 10 | 9 |  |  | 101.894 | [7 empty] | 9735.9717 |  |  |  |  | 101.894 | 9735.9717 | 111.2 | 1056.827 | -40.532 | 1016.295 | 1127.494 | 1127.495 | check | [45 empty] | TRUE | 3-2014 |  | 0 |  |  | 9735.9717 | 0
| 2014-03-10 10:00 | 2014 | 3 | 10 | 10 |  |  | 59.966 | [7 empty] | 2781.8227 |  |  |  |  | 59.966 | 2781.8227 | 130.6 | 1009.858 | -37.892 | 971.966 | 1102.566 | 1102.566 | check | [45 empty] | TRUE | 3-2014 |  | 0 |  |  | 2781.8227 | 0
| 2014-03-10 11:00 | 2014 | 3 | 10 | 11 |  |  | 37.712 | [7 empty] | 1798.4853 |  |  |  |  | 37.712 | 1798.4853 | 175.3 | 931.909 | -36.447 | 895.462 | 1070.762 | 1070.762 | check | [45 empty] | TRUE | 3-2014 |  | 0 |  |  | 1798.4853 | 0
| 2014-03-10 12:00 | 2014 | 3 | 10 | 12 |  |  | 16.89 | [7 empty] | 1044.6465 |  |  |  |  | 16.89 | 1044.6465 | 220.1 | 851.065 | -34.176 | 816.889 | 1036.99 | 1036.989 | check | [45 empty] | TRUE | 3-2014 |  | 0 |  |  | 1044.6465 | 0
| 2014-03-10 13:00 | 2014 | 3 | 10 | 13 |  |  | 0 | [7 empty] | 0 |  |  |  |  | 0 | 0 | 264.167 | 811.427 | -31.893 | 779.534 | 1043.7 | 1043.701 | check | [45 empty] | TRUE | 3-2014 |  | 0 |  |  | 0 | 0
| 2014-03-10 14:00 | 2014 | 3 | 10 | 14 |  |  | 0 | [7 empty] | 0 |  |  |  |  | 0 | 0 | 290.153 | 779.238 | -29.091 | 750.147 | 1040.3 | 1040.3 | check | [45 empty] | TRUE | 3-2014 |  | 0 |  |  | 0 | 0
| 2014-03-10 15:00 | 2014 | 3 | 10 | 15 |  |  | 5.17 | [7 empty] | 199.8722 |  |  |  |  | 5.17 | 199.8722 | 288.7 | 747.27 | -26.55 | 720.72 | 1009.42 | 1009.42 | check | [45 empty] | TRUE | 3-2014 |  | 0 |  |  | 199.8722 | 0
| 2014-03-10 16:00 | 2014 | 3 | 10 | 16 |  |  | 42.169 | [7 empty] | 1571.6386 |  |  |  |  | 42.169 | 1571.6386 | 308.7 | 725.847 | -25.129 | 700.718 | 1009.419 | 1009.418 | check | [45 empty] | TRUE | 3-2014 |  | 0 |  |  | 1571.6386 | 0
| 2014-03-10 17:00 | 2014 | 3 | 10 | 17 |  |  | 105.598 | [7 empty] | 3808.9199 |  |  |  |  | 105.598 | 3808.9199 | 315.3 | 719.454 | -24.106 | 695.348 | 1010.648 | 1010.648 | check | [45 empty] | TRUE | 3-2014 |  | 0 |  |  | 3808.9199 | 0
| 2014-03-10 18:00 | 2014 | 3 | 10 | 18 |  |  | 122.312 | [7 empty] | 4179.401 |  |  |  |  | 122.312 | 4179.401 | 319.5 | 713.475 | -22.863 | 690.612 | 1010.112 | 1010.112 | check | [45 empty] | TRUE | 3-2014 |  | 0 |  |  | 4179.401 | 0
| 2014-03-10 19:00 | 2014 | 3 | 10 | 19 |  |  | 156.002 | [7 empty] | 5277.5477 |  |  |  |  | 156.002 | 5277.5477 | 320 | 727.619 | -22.417 | 705.202 | 1025.202 | 1025.202 | check | [45 empty] | TRUE | 3-2014 |  | 0 |  |  | 5277.5477 | 0
| 2014-03-10 20:00 | 2014 | 3 | 10 | 20 |  |  | 126.431 | [7 empty] | 9183.9478 |  |  |  |  | 126.431 | 9183.9478 | 297.2 | 745.802 | -24.971 | 720.831 | 1018.031 | 1018.031 | check | [45 empty] | TRUE | 3-2014 |  | 0 |  |  | 9183.9478 | 0
| 2014-03-10 21:00 | 2014 | 3 | 10 | 21 |  |  | 53.796 | [7 empty] | 3520.4102 |  |  |  |  | 53.796 | 3520.4102 | 253 | 784.737 | -26.141 | 758.596 | 1011.596 | 1011.596 | check | [45 empty] | TRUE | 3-2014 |  | 0 |  |  | 3520.4102 | 0
| 2014-03-10 22:00 | 2014 | 3 | 10 | 22 |  |  | 58.199 | [7 empty] | 2313.4102 |  |  |  |  | 58.199 | 2313.4102 | 260.4 | 789.695 | -26.395 | 763.3 | 1023.699 | 1023.7 | check | [45 empty] | TRUE | 3-2014 |  | 0 |  |  | 2313.4102 | 0
| 2014-03-10 23:00 | 2014 | 3 | 10 | 23 |  |  | 77.551 | [7 empty] | 2683.2646 |  |  |  |  | 77.551 | 2683.2646 | 290.8 | 775.299 | -25.749 | 749.55 | 1040.351 | 1040.35 | check | [45 empty] | TRUE | 3-2014 |  | 0 |  |  | 2683.2646 | 0
| 2014-03-11 | 2014 | 3 | 11 | 0 |  |  | 54.465 | [7 empty] | 1633.4053 |  |  |  |  | 54.465 | 1633.4053 | 259.8 | 746.112 | -24.747 | 721.365 | 981.165 | 981.165 | check | [45 empty] | TRUE | 3-2014 |  | 0 |  |  | 1633.4053 | 0
| 2014-03-11 01:00 | 2014 | 3 | 11 | 1 |  |  | 0 | [7 empty] | 0 |  |  |  |  | 0 | 0 | 140.853 | 723.664 | -24.416 | 699.248 | 840.1 | 840.101 | check | [45 empty] | TRUE | 3-2014 |  | 0 |  |  | 0 | 0
| 2014-03-11 02:00 | 2014 | 3 | 11 | 2 |  |  | 0 | [7 empty] | 0 |  |  |  |  | 0 | 0 | 67.01 | 719.391 | -21.901 | 697.49 | 764.5 | 764.5 | check | [45 empty] | TRUE | 3-2014 |  | 0 |  |  | 0 | 0
| 2014-03-11 03:00 | 2014 | 3 | 11 | 3 |  |  | 11.669 | [7 empty] | 370.4907 |  |  |  |  | 11.669 | 370.4907 | 91.34 | 717.782 | -21.503 | 696.279 | 787.619 | 787.619 | check | [45 empty] | TRUE | 3-2014 |  | 370.4907 |  |  | 370.4907 | 11.669
| 2014-03-11 04:00 | 2014 | 3 | 11 | 4 |  |  | 10.247 | [7 empty] | 305.2581 |  |  |  |  | 10.247 | 305.2581 | 91.76 | 727.662 | -22.525 | 705.137 | 796.897 | 796.897 | check | [45 empty] | TRUE | 3-2014 |  | 305.2581 |  |  | 305.2581 | 10.247
| 2014-03-11 05:00 | 2014 | 3 | 11 | 5 |  |  | 37.135 | [7 empty] | 1217.2853 |  |  |  |  | 37.135 | 1217.2853 | 103.8 | 747.58 | -23.795 | 723.785 | 827.585 | 827.585 | check | [45 empty] | TRUE | 3-2014 |  | 1217.2853 |  |  | 1217.2853 | 37.135
| 2014-03-11 06:00 | 2014 | 3 | 11 | 6 |  |  | 49.238 | [7 empty] | 1656.8587 |  |  |  |  | 49.238 | 1656.8587 | 66.3 | 802.259 | -26.57 | 775.689 | 841.988 | 841.989 | check | [45 empty] | TRUE | 3-2014 |  | 0 |  |  | 1656.8587 | 0
| 2014-03-11 07:00 | 2014 | 3 | 11 | 7 |  |  | 135.473 | [7 empty] | 6178.9235 |  |  |  |  | 135.473 | 6178.9235 | 128.9 | 896.336 | -33.013 | 863.323 | 992.223 | 992.223 | check | [45 empty] | TRUE | 3-2014 |  | 299.7945 |  |  | 6178.9235 | 6.573
| 2014-03-11 08:00 | 2014 | 3 | 11 | 8 |  |  | 116.397 | [7 empty] | 8813.5808 |  |  |  |  | 116.397 | 8813.5808 | 154.3 | 942.425 | -34.579 | 907.846 | 1062.147 | 1062.146 | check | [45 empty] | TRUE | 3-2014 |  | 0 |  |  | 8813.5808 | 0
| 2014-03-11 09:00 | 2014 | 3 | 11 | 9 |  |  | 71.691 | [7 empty] | 3246.8854 |  |  |  |  | 71.691 | 3246.8854 | 156.3 | 941.292 | -31.701 | 909.591 | 1065.891 | 1065.891 | check | [45 empty] | TRUE | 3-2014 |  | 0 |  |  | 3246.8854 | 0
| 2014-03-11 10:00 | 2014 | 3 | 11 | 10 |  |  | 50.197 | [7 empty] | 2541.9761 |  |  |  |  | 50.197 | 2541.9761 | 168.2 | 911.221 | -30.474 | 880.747 | 1048.947 | 1048.947 | check | [45 empty] | TRUE | 3-2014 |  | 0 |  |  | 2541.9761 | 0
| 2014-03-11 11:00 | 2014 | 3 | 11 | 11 |  |  | 7.699 | [7 empty] | 368.3202 |  |  |  |  | 7.699 | 368.3202 | 171 | 845.661 | -29.262 | 816.399 | 987.399 | 987.399 | check | [45 empty] | TRUE | 3-2014 |  | 0 |  |  | 368.3202 | 0
| 2014-03-11 12:00 | 2014 | 3 | 11 | 12 |  |  | 28.909 | [7 empty] | 1248.5797 |  |  |  |  | 28.909 | 1248.5797 | 196.2 | 785.389 | -27.08 | 758.309 | 954.509 | 954.509 | check | [45 empty] | TRUE | 3-2014 |  | 0 |  |  | 1248.5797 | 0
| 2014-03-11 13:00 | 2014 | 3 | 11 | 13 |  |  | 32.098 | [7 empty] | 1417.1267 |  |  |  |  | 32.098 | 1417.1267 | 234 | 751.245 | -25.697 | 725.548 | 959.548 | 959.548 | check | [45 empty] | TRUE | 3-2014 |  | 0 |  |  | 1417.1267 | 0
| 2014-03-11 14:00 | 2014 | 3 | 11 | 14 |  |  | 28.675 | [7 empty] | 1361.7758 |  |  |  |  | 28.675 | 1361.7758 | 243.8 | 740.033 | -25.407 | 714.626 | 958.425 | 958.426 | check | [45 empty] | TRUE | 3-2014 |  | 0 |  |  | 1361.7758 | 0
| 2014-03-11 15:00 | 2014 | 3 | 11 | 15 |  |  | 23.282 | [7 empty] | 929.8831 |  |  |  |  | 23.282 | 929.8831 | 256.2 | 722.613 | -24.781 | 697.832 | 954.032 | 954.032 | check | [45 empty] | TRUE | 3-2014 |  | 0 |  |  | 929.8831 | 0
| 2014-03-11 16:00 | 2014 | 3 | 11 | 16 |  |  | 34.035 | [7 empty] | 1237.1723 |  |  |  |  | 34.035 | 1237.1723 | 274.3 | 702.903 | -24.169 | 678.734 | 953.035 | 953.034 | check | [45 empty] | TRUE | 3-2014 |  | 0 |  |  | 1237.1723 | 0
| 2014-03-11 17:00 | 2014 | 3 | 11 | 17 |  |  | 44.84 | [7 empty] | 1693.6068 |  |  |  |  | 44.84 | 1693.6068 | 279.5 | 706.53 | -25.19 | 681.34 | 960.84 | 960.84 | check | [45 empty] | TRUE | 3-2014 |  | 0 |  |  | 1693.6068 | 0
| 2014-03-11 18:00 | 2014 | 3 | 11 | 18 |  |  | 50.616 | [7 empty] | 1666.7849 |  |  |  |  | 50.616 | 1666.7849 | 290.1 | 702.06 | -24.644 | 677.416 | 967.516 | 967.516 | check | [45 empty] | TRUE | 3-2014 |  | 0 |  |  | 1666.7849 | 0
| 2014-03-11 19:00 | 2014 | 3 | 11 | 19 |  |  | 97.606 | [7 empty] | 3075.5651 |  |  |  |  | 97.606 | 3075.5651 | 331.9 | 702.307 | -24.001 | 678.306 | 1010.206 | 1010.206 | check | [45 empty] | TRUE | 3-2014 |  | 0 |  |  | 3075.5651 | 0
| 2014-03-11 20:00 | 2014 | 3 | 11 | 20 |  |  | 105.849 | [7 empty] | 4097.4148 |  |  |  |  | 105.849 | 4097.4148 | 319 | 722.355 | -26.306 | 696.049 | 1015.049 | 1015.049 | check | [45 empty] | TRUE | 3-2014 |  | 0 |  |  | 4097.4148 | 0
| 2014-03-11 21:00 | 2014 | 3 | 11 | 21 |  |  | 97.264 | [7 empty] | 3626.9746 |  |  |  |  | 97.264 | 3626.9746 | 274.6 | 759.434 | -26.87 | 732.564 | 1007.164 | 1007.164 | check | [45 empty] | TRUE | 3-2014 |  | 0 |  |  | 3626.9746 | 0
| 2014-03-11 22:00 | 2014 | 3 | 11 | 22 |  |  | 80.126 | [7 empty] | 3019.1477 |  |  |  |  | 80.126 | 3019.1477 | 282.2 | 755.109 | -26.733 | 728.376 | 1010.576 | 1010.576 | check | [45 empty] | TRUE | 3-2014 |  | 0 |  |  | 3019.1477 | 0
| 2014-03-11 23:00 | 2014 | 3 | 11 | 23 |  |  | 80.493 | [7 empty] | 2529.0901 |  |  |  |  | 80.493 | 2529.0901 | 299.26 | 721.928 | -23.845 | 698.083 | 997.343 | 997.343 | check | [45 empty] | TRUE | 3-2014 |  | 0 |  |  | 2529.0901 | 0
| 2014-03-12 | 2014 | 3 | 12 | 0 |  |  | 0 | [7 empty] | 0 |  |  |  |  | 0 | 0 | 229.425 | 679.415 | -21.34 | 658.075 | 887.5 | 887.5 | check | [45 empty] | TRUE | 3-2014 |  | 0 |  |  | 0 | 0
| 2014-03-12 01:00 | 2014 | 3 | 12 | 1 |  |  | 0 | [7 empty] | 0 |  |  |  |  | 0 | 0 | 149.045 | 646.015 | -19.71 | 626.305 | 775.35 | 775.35 | check | [45 empty] | TRUE | 3-2014 |  | 0 |  |  | 0 | 0
| 2014-03-12 02:00 | 2014 | 3 | 12 | 2 |  |  | 0 | [7 empty] | 0 |  |  |  |  | 0 | 0 | 88.619 | 630.247 | -19.016 | 611.231 | 699.85 | 699.85 | check | [45 empty] | TRUE | 3-2014 |  | 0 |  |  | 0 | 0
| 2014-03-12 03:00 | 2014 | 3 | 12 | 3 |  |  | 0 | [7 empty] | 0 |  |  |  |  | 0 | 0 | 142.815 | 623.062 | -18.726 | 604.336 | 747.15 | 747.151 | check | [45 empty] | TRUE | 3-2014 |  | 0 |  |  | 0 | 0
| 2014-03-12 04:00 | 2014 | 3 | 12 | 4 |  |  | 0 | [7 empty] | 0 |  |  |  |  | 0 | 0 | 181.888 | 622.841 | -19.079 | 603.762 | 785.65 | 785.65 | check | [45 empty] | TRUE | 3-2014 |  | 0 |  |  | 0 | 0
| 2014-03-12 05:00 | 2014 | 3 | 12 | 5 |  |  | 0 | [7 empty] | 0 |  |  |  |  | 0 | 0 | 184.671 | 623.534 | -19.205 | 604.329 | 789 | 789 | check | [45 empty] | TRUE | 3-2014 |  | 0 |  |  | 0 | 0
| 2014-03-12 06:00 | 2014 | 3 | 12 | 6 |  |  | 0 | [7 empty] | 0 |  |  |  |  | 0 | 0 | 158.042 | 654.697 | -21.589 | 633.108 | 791.15 | 791.15 | check | [45 empty] | TRUE | 3-2014 |  | 0 |  |  | 0 | 0
| 2014-03-12 07:00 | 2014 | 3 | 12 | 7 |  |  | 110.434 | [7 empty] | 4139.0663 |  |  |  |  | 110.434 | 4139.0663 | 238.2 | 734.295 | -25.711 | 708.584 | 946.784 | 946.784 | check | [45 empty] | TRUE | 3-2014 |  | 0 |  |  | 4139.0663 | 0
| 2014-03-12 08:00 | 2014 | 3 | 12 | 8 |  |  | 71.389 | [7 empty] | 3411.6803 |  |  |  |  | 71.389 | 3411.6803 | 263.5 | 774.746 | -26.657 | 748.089 | 1011.589 | 1011.589 | check | [45 empty] | TRUE | 3-2014 |  | 0 |  |  | 3411.6803 | 0
| 2014-03-12 09:00 | 2014 | 3 | 12 | 9 |  |  | 64.48 | [7 empty] | 2443.1472 |  |  |  |  | 64.48 | 2443.1472 | 262.2 | 794.716 | -26.886 | 767.83 | 1030.03 | 1030.03 | check | [45 empty] | TRUE | 3-2014 |  | 0 |  |  | 2443.1472 | 0
| 2014-03-12 10:00 | 2014 | 3 | 12 | 10 |  |  | 94.578 | [7 empty] | 4008.2156 |  |  |  |  | 94.578 | 4008.2156 | 259.7 | 800.752 | -27.774 | 772.978 | 1032.678 | 1032.678 | check | [45 empty] | TRUE | 3-2014 |  | 0 |  |  | 4008.2156 | 0
| 2014-03-12 11:00 | 2014 | 3 | 12 | 11 |  |  | 53.561 | [7 empty] | 2697.8676 |  |  |  |  | 53.561 | 2697.8676 | 264.7 | 793.208 | -28.547 | 764.661 | 1029.361 | 1029.361 | check | [45 empty] | TRUE | 3-2014 |  | 0 |  |  | 2697.8676 | 0
| 2014-03-12 12:00 | 2014 | 3 | 12 | 12 |  |  | 38.061 | [7 empty] | 1982.5975 |  |  |  |  | 38.061 | 1982.5975 | 267.5 | 788.804 | -28.793 | 760.011 | 1027.511 | 1027.511 | check | [45 empty] | TRUE | 3-2014 |  | 0 |  |  | 1982.5975 | 0
| 2014-03-12 13:00 | 2014 | 3 | 12 | 13 |  |  | 26.016 | [7 empty] | 1351.7914 |  |  |  |  | 26.016 | 1351.7914 | 269.4 | 774.317 | -28.551 | 745.766 | 1015.166 | 1015.166 | check | [45 empty] | TRUE | 3-2014 |  | 0 |  |  | 1351.7914 | 0
| 2014-03-12 14:00 | 2014 | 3 | 12 | 14 |  |  | 40.455 | [7 empty] | 1922.4216 |  |  |  |  | 40.455 | 1922.4216 | 265.2 | 792.999 | -29.294 | 763.705 | 1028.905 | 1028.905 | check | [45 empty] | TRUE | 3-2014 |  | 0 |  |  | 1922.4216 | 0
| 2014-03-12 15:00 | 2014 | 3 | 12 | 15 |  |  | 75.3 | [7 empty] | 3772.53 |  |  |  |  | 75.3 | 3772.53 | 275.7 | 817.902 | -29.852 | 788.05 | 1063.75 | 1063.75 | check | [45 empty] | TRUE | 3-2014 |  | 0 |  |  | 3772.53 | 0
| 2014-03-12 16:00 | 2014 | 3 | 12 | 16 |  |  | 113.112 | [7 empty] | 5035.7462 |  |  |  |  | 113.112 | 5035.7462 | 281.4 | 849.918 | -30.905 | 819.013 | 1100.412 | 1100.413 | check | [45 empty] | TRUE | 3-2014 |  | 0 |  |  | 5035.7462 | 0
| 2014-03-12 17:00 | 2014 | 3 | 12 | 17 |  |  | 142.943 | [7 empty] | 8596.592 |  |  |  |  | 142.943 | 8596.592 | 273.5 | 889.643 | -32.35 | 857.293 | 1130.793 | 1130.793 | check | [45 empty] | TRUE | 3-2014 |  | 0 |  |  | 8596.592 | 0
| 2014-03-12 18:00 | 2014 | 3 | 12 | 18 |  |  | 157.725 | [7 empty] | 7862.5913 |  |  |  |  | 157.725 | 7862.5913 | 251 | 930.69 | -35.515 | 895.175 | 1146.175 | 1146.175 | check | [45 empty] | TRUE | 3-2014 |  | 0 |  |  | 7862.5913 | 0
| 2014-03-12 19:00 | 2014 | 3 | 12 | 19 |  |  | 144.759 | [7 empty] | 6363.6056 |  |  |  |  | 144.759 | 6363.6056 | 201.2 | 968.649 | -37.09 | 931.559 | 1132.759 | 1132.759 | check | [45 empty] | TRUE | 3-2014 |  | 0 |  |  | 6363.6056 | 0
| 2014-03-12 20:00 | 2014 | 3 | 12 | 20 |  |  | 138.845 | [7 empty] | 14742.5621 |  |  |  |  | 138.845 | 14742.5621 | 130 | 1037.831 | -40.685 | 997.146 | 1127.145 | 1127.146 | check | [45 empty] | TRUE | 3-2014 |  | 939.2683 |  |  | 14742.5621 | 8.846
| 2014-03-12 21:00 | 2014 | 3 | 12 | 21 |  |  | 73.313 | [7 empty] | 4959.6245 |  |  |  |  | 73.313 | 4959.6245 | 49.6 | 1052.083 | -40.769 | 1011.314 | 1060.913 | 1060.914 | check | [45 empty] | TRUE | 3-2014 |  | 1604.2521 |  |  | 4959.6245 | 23.714
| 2014-03-12 22:00 | 2014 | 3 | 12 | 22 |  |  | 34.324 | [7 empty] | 2408.1718 |  |  |  |  | 34.324 | 2408.1718 | 8.9 | 1051.827 | -39.103 | 1012.724 | 1021.624 | 1021.624 | check | [45 empty] | TRUE | 3-2014 |  | 1783.7478 |  |  | 2408.1718 | 25.424
| 2014-03-12 23:00 | 2014 | 3 | 12 | 23 |  |  | 11.153 | [7 empty] | 524.6371 |  |  |  |  | 11.153 | 524.6371 | 3.1 | 1024.305 | -35.801 | 988.504 | 991.603 | 991.604 | check | [45 empty] | TRUE | 3-2014 |  | 378.8602 |  |  | 524.6371 | 8.054
| 2014-03-13 | 2014 | 3 | 13 | 0 |  |  | 2.6 | [7 empty] | 110.7106 |  |  |  |  | 2.6 | 110.7106 | 40.278 | 978.88 | -32.858 | 946.022 | 986.3 | 986.3 | check | [45 empty] | TRUE | 3-2014 |  | 0 |  |  | 110.7106 | 0
| 2014-03-13 01:00 | 2014 | 3 | 13 | 1 |  |  | 6.378 | [7 empty] | 206.3921 |  |  |  |  | 6.378 | 206.3921 | 30.6 | 957.924 | -29.697 | 928.227 | 958.828 | 958.827 | check | [45 empty] | TRUE | 3-2014 |  | 206.3921 |  |  | 206.3921 | 6.378
| 2014-03-13 02:00 | 2014 | 3 | 13 | 2 |  |  | 0 | [7 empty] | 0 |  |  |  |  | 0 | 0 | 53.967 | 932.007 | -29.524 | 902.483 | 956.45 | 956.45 | check | [45 empty] | TRUE | 3-2014 |  | 0 |  |  | 0 | 0
| 2014-03-13 03:00 | 2014 | 3 | 13 | 3 |  |  | 0 | [7 empty] | 0 |  |  |  |  | 0 | 0 | 93.747 | 918.331 | -29.628 | 888.703 | 982.45 | 982.45 | check | [45 empty] | TRUE | 3-2014 |  | 0 |  |  | 0 | 0
| 2014-03-13 04:00 | 2014 | 3 | 13 | 4 |  |  | 7.4 | [7 empty] | 396.27 |  |  |  |  | 7.4 | 396.27 | 91.347 | 933.482 | -31.28 | 902.202 | 993.55 | 993.549 | check | [45 empty] | TRUE | 3-2014 |  | 0 |  |  | 396.27 | 0
| 2014-03-13 05:00 | 2014 | 3 | 13 | 5 |  |  | 39.9 | [7 empty] | 2301.831 |  |  |  |  | 39.9 | 2301.831 | 99.256 | 959.979 | -33.885 | 926.094 | 1025.35 | 1025.35 | check | [45 empty] | TRUE | 3-2014 |  | 0 |  |  | 2301.831 | 0
| 2014-03-13 06:00 | 2014 | 3 | 13 | 6 |  |  | 102.2 | [7 empty] | 8127.966 |  |  |  |  | 102.2 | 8127.966 | 125.989 | 999.954 | -35.143 | 964.811 | 1090.8 | 1090.8 | check | [45 empty] | TRUE | 3-2014 |  | 0 |  |  | 8127.966 | 0
| 2014-03-13 07:00 | 2014 | 3 | 13 | 7 |  |  | 202.2 | [7 empty] | 26480.112 |  |  |  |  | 202.2 | 26480.112 | 148.335 | 1081.811 | -38.497 | 1043.314 | 1191.65 | 1191.649 | check | [45 empty] | TRUE | 3-2014 |  | 7054.0294 |  |  | 26480.112 | 53.864
| 2014-03-13 08:00 | 2014 | 3 | 13 | 8 |  |  | 247.4 | [7 empty] | 55177.622 |  |  |  |  | 247.4 | 55177.622 | 134.078 | 1134.14 | -38.368 | 1095.772 | 1229.85 | 1229.85 | check | [45 empty] | TRUE | 3-2014 |  | 25274.2057 |  |  | 55177.622 | 113.322
| 2014-03-13 09:00 | 2014 | 3 | 13 | 9 |  |  | 246.7 | [7 empty] | 38882.387 |  |  |  |  | 246.7 | 38882.387 | 116.961 | 1145.777 | -38.988 | 1106.789 | 1223.75 | 1223.75 | check | [45 empty] | TRUE | 3-2014 |  | 20448.1638 |  |  | 38882.387 | 129.739
| 2014-03-13 10:00 | 2014 | 3 | 13 | 10 |  |  | 215.9 | [7 empty] | 30007.941 |  |  |  |  | 215.9 | 30007.941 | 34.858 | 1140.441 | -40.949 | 1099.492 | 1134.35 | 1134.35 | check | [45 empty] | TRUE | 3-2014 |  | 25163.0276 |  |  | 30007.941 | 181.042
| 2014-03-13 11:00 | 2014 | 3 | 13 | 11 |  |  | 165.1 | [7 empty] | 18879.185 |  |  |  |  | 165.1 | 18879.185 | 49.884 | 1107.524 | -38.559 | 1068.965 | 1118.85 | 1118.849 | check | [45 empty] | TRUE | 3-2014 |  | 13174.8352 |  |  | 18879.185 | 115.215
| 2014-03-13 12:00 | 2014 | 3 | 13 | 12 |  |  | 114.5 | [7 empty] | 11096.195 |  |  |  |  | 114.5 | 11096.195 | 55.742 | 1066.576 | -39.368 | 1027.208 | 1082.95 | 1082.95 | check | [45 empty] | TRUE | 3-2014 |  | 5694.2378 |  |  | 11096.195 | 58.758
| 2014-03-13 13:00 | 2014 | 3 | 13 | 13 |  |  | 76.7 | [7 empty] | 7116.993 |  |  |  |  | 76.7 | 7116.993 | 57.08 | 1025.775 | -37.555 | 988.22 | 1045.3 | 1045.3 | check | [45 empty] | TRUE | 3-2014 |  | 1820.5398 |  |  | 7116.993 | 19.62
| 2014-03-13 14:00 | 2014 | 3 | 13 | 14 |  |  | 47.7 | [7 empty] | 4210.479 |  |  |  |  | 47.7 | 4210.479 | 81.459 | 980.446 | -36.756 | 943.69 | 1025.15 | 1025.149 | check | [45 empty] | TRUE | 3-2014 |  | 0 |  |  | 4210.479 | 0
| 2014-03-13 15:00 | 2014 | 3 | 13 | 15 |  |  | 21.9 | [7 empty] | 1817.919 |  |  |  |  | 21.9 | 1817.919 | 119.943 | 930.657 | -35.25 | 895.407 | 1015.35 | 1015.35 | check | [45 empty] | TRUE | 3-2014 |  | 0 |  |  | 1817.919 | 0
| 2014-03-13 16:00 | 2014 | 3 | 13 | 16 |  |  | 0.7 | [7 empty] | 53.5402 |  |  |  |  | 0.7 | 53.5402 | 139.2 | 881.862 | -32.162 | 849.7 | 988.9 | 988.9 | check | [45 empty] | TRUE | 3-2014 |  | 0 |  |  | 53.5402 | 0
| 2014-03-13 17:00 | 2014 | 3 | 13 | 17 |  |  | 8 | [7 empty] | 657.36 |  |  |  |  | 8 | 657.36 | 242.868 | 865.713 | -30.731 | 834.982 | 1077.85 | 1077.85 | check | [45 empty] | TRUE | 3-2014 |  | 0 |  |  | 657.36 | 0
| 2014-03-13 18:00 | 2014 | 3 | 13 | 18 |  |  | 21.3 | [7 empty] | 1990.485 |  |  |  |  | 21.3 | 1990.485 | 293.241 | 876.393 | -31.334 | 845.059 | 1138.3 | 1138.3 | check | [45 empty] | TRUE | 3-2014 |  | 0 |  |  | 1990.485 | 0
| 2014-03-13 19:00 | 2014 | 3 | 13 | 19 |  |  | 42.6 | [7 empty] | 5307.534 |  |  |  |  | 42.6 | 5307.534 | 369.079 | 889.617 | -30.946 | 858.671 | 1227.75 | 1227.75 | check | [45 empty] | TRUE | 3-2014 |  | 0 |  |  | 5307.534 | 0
| 2014-03-13 20:00 | 2014 | 3 | 13 | 20 |  |  | 56.6 | [7 empty] | 9788.404 |  |  |  |  | 56.6 | 9788.404 | 361.767 | 951.144 | -34.311 | 916.833 | 1278.6 | 1278.6 | check | [45 empty] | TRUE | 3-2014 |  | 0 |  |  | 9788.404 | 0
| 2014-03-13 21:00 | 2014 | 3 | 13 | 21 |  |  | 105.1 | [7 empty] | 17235.349 |  |  |  |  | 105.1 | 17235.349 | 400.548 | 1026.678 | -33.976 | 992.702 | 1393.25 | 1393.25 | check | [45 empty] | TRUE | 3-2014 |  | 0 |  |  | 17235.349 | 0
| 2014-03-13 22:00 | 2014 | 3 | 13 | 22 |  |  | 102.1 | [7 empty] | 11184.034 |  |  |  |  | 102.1 | 11184.034 | 429.877 | 1032.532 | -35.458 | 997.074 | 1426.95 | 1426.951 | check | [45 empty] | TRUE | 3-2014 |  | 0 |  |  | 11184.034 | 0
| 2014-03-13 23:00 | 2014 | 3 | 13 | 23 |  |  | 77 | [7 empty] | 7504.42 |  |  |  |  | 77 | 7504.42 | 440.51 | 1010.187 | -34.546 | 975.641 | 1416.15 | 1416.151 | check | [45 empty] | TRUE | 3-2014 |  | 0 |  |  | 7504.42 | 0
| 2014-03-14 | 2014 | 3 | 14 | 0 |  |  | 44.775 | [7 empty] | 3452.1525 |  |  |  |  | 44.775 | 3452.1525 | 457.636 | 975.513 | -35.375 | 940.138 | 1397.775 | 1397.774 | check | [45 empty] | TRUE | 3-2014 |  | 0 |  |  | 3452.1525 | 0
| 2014-03-14 01:00 | 2014 | 3 | 14 | 1 |  |  | 72.1 | [7 empty] | 4142.866 |  |  |  |  | 72.1 | 4142.866 | 467.688 | 945.148 | -38.037 | 907.111 | 1374.8 | 1374.799 | check | [45 empty] | TRUE | 3-2014 |  | 0 |  |  | 4142.866 | 0
| 2014-03-14 02:00 | 2014 | 3 | 14 | 2 |  |  | 53.8 | [7 empty] | 2917.574 |  |  |  |  | 53.8 | 2917.574 | 390.451 | 929.183 | -35.834 | 893.349 | 1283.8 | 1283.8 | check | [45 empty] | TRUE | 3-2014 |  | 0 |  |  | 2917.574 | 0
| 2014-03-14 03:00 | 2014 | 3 | 14 | 3 |  |  | 56.7 | [7 empty] | 2999.997 |  |  |  |  | 56.7 | 2999.997 | 375.92 | 936.202 | -35.672 | 900.53 | 1276.45 | 1276.45 | check | [45 empty] | TRUE | 3-2014 |  | 0 |  |  | 2999.997 | 0
| 2014-03-14 04:00 | 2014 | 3 | 14 | 4 |  |  | 64 | [7 empty] | 3432.96 |  |  |  |  | 64 | 3432.96 | 371.608 | 952.917 | -36.525 | 916.392 | 1288 | 1288 | check | [45 empty] | TRUE | 3-2014 |  | 0 |  |  | 3432.96 | 0
| 2014-03-14 05:00 | 2014 | 3 | 14 | 5 |  |  | 81.8 | [7 empty] | 4391.842 |  |  |  |  | 81.8 | 4391.842 | 380.463 | 966.732 | -36.246 | 930.486 | 1310.95 | 1310.949 | check | [45 empty] | TRUE | 3-2014 |  | 0 |  |  | 4391.842 | 0
| 2014-03-14 06:00 | 2014 | 3 | 14 | 6 |  |  | 125.7 | [7 empty] | 8322.597 |  |  |  |  | 125.7 | 8322.597 | 380.025 | 1010.537 | -36.162 | 974.375 | 1354.4 | 1354.4 | check | [45 empty] | TRUE | 3-2014 |  | 0 |  |  | 8322.597 | 0
| 2014-03-14 07:00 | 2014 | 3 | 14 | 7 |  |  | 122.6 | [7 empty] | 13716.488 |  |  |  |  | 122.6 | 13716.488 | 317.119 | 1091.904 | -39.423 | 1052.481 | 1369.6 | 1369.6 | check | [45 empty] | TRUE | 3-2014 |  | 0 |  |  | 13716.488 | 0
| 2014-03-14 08:00 | 2014 | 3 | 14 | 8 |  |  | 96.2 | [7 empty] | 16100.032 |  |  |  |  | 96.2 | 16100.032 | 308.117 | 1121.715 | -38.332 | 1083.383 | 1391.5 | 1391.5 | check | [45 empty] | TRUE | 3-2014 |  | 0 |  |  | 16100.032 | 0
| 2014-03-14 09:00 | 2014 | 3 | 14 | 9 |  |  | 80.3 | [7 empty] | 7062.385 |  |  |  |  | 80.3 | 7062.385 | 358.908 | 1108.337 | -36.945 | 1071.392 | 1430.3 | 1430.3 | check | [45 empty] | TRUE | 3-2014 |  | 0 |  |  | 7062.385 | 0
| 2014-03-14 10:00 | 2014 | 3 | 14 | 10 |  |  | 33.6 | [7 empty] | 2265.312 |  |  |  |  | 33.6 | 2265.312 | 368.769 | 1060.948 | -37.967 | 1022.981 | 1391.75 | 1391.75 | check | [45 empty] | TRUE | 3-2014 |  | 0 |  |  | 2265.312 | 0
| 2014-03-14 11:00 | 2014 | 3 | 14 | 11 |  |  | 27.2 | [7 empty] | 1598.816 |  |  |  |  | 27.2 | 1598.816 | 401.315 | 968.969 | -34.633 | 934.336 | 1335.65 | 1335.651 | check | [45 empty] | TRUE | 3-2014 |  | 0 |  |  | 1598.816 | 0
| 2014-03-14 12:00 | 2014 | 3 | 14 | 12 |  |  | 0 | [7 empty] | 0 |  |  |  |  | 0 | 0 | 419.296 | 877.725 | -31.421 | 846.304 | 1265.6 | 1265.6 | check | [45 empty] | TRUE | 3-2014 |  | 0 |  |  | 0 | 0
| 2014-03-14 13:00 | 2014 | 3 | 14 | 13 |  |  | 0 | [7 empty] | 0 |  |  |  |  | 0 | 0 | 430.371 | 819.974 | -29.595 | 790.379 | 1220.75 | 1220.75 | check | [45 empty] | TRUE | 3-2014 |  | 0 |  |  | 0 | 0
| 2014-03-14 14:00 | 2014 | 3 | 14 | 14 |  |  | 0 | [7 empty] | 0 |  |  |  |  | 0 | 0 | 482.514 | 775.833 | -26.597 | 749.236 | 1231.75 | 1231.75 | check | [45 empty] | TRUE | 3-2014 |  | 0 |  |  | 0 | 0
| 2014-03-14 15:00 | 2014 | 3 | 14 | 15 |  |  | 0 | [7 empty] | 0 |  |  |  |  | 0 | 0 | 544.686 | 744.905 | -24.841 | 720.064 | 1264.75 | 1264.75 | check | [45 empty] | TRUE | 3-2014 |  | 0 |  |  | 0 | 0
| 2014-03-14 16:00 | 2014 | 3 | 14 | 16 |  |  | 0 | [7 empty] | 0 |  |  |  |  | 0 | 0 | 558.371 | 715.267 | -24.738 | 690.529 | 1248.9 | 1248.9 | check | [45 empty] | TRUE | 3-2014 |  | 0 |  |  | 0 | 0
| 2014-03-14 17:00 | 2014 | 3 | 14 | 17 |  |  | 0 | [7 empty] | 0 |  |  |  |  | 0 | 0 | 545.12 | 711.279 | -24.499 | 686.78 | 1231.9 | 1231.9 | check | [45 empty] | TRUE | 3-2014 |  | 0 |  |  | 0 | 0
| 2014-03-14 18:00 | 2014 | 3 | 14 | 18 |  |  | 0 | [7 empty] | 0 |  |  |  |  | 0 | 0 | 522.109 | 731.494 | -24.403 | 707.091 | 1229.2 | 1229.2 | check | [45 empty] | TRUE | 3-2014 |  | 0 |  |  | 0 | 0
| 2014-03-14 19:00 | 2014 | 3 | 14 | 19 |  |  | 0 | [7 empty] | 0 |  |  |  |  | 0 | 0 | 487.899 | 741.34 | -22.789 | 718.551 | 1206.45 | 1206.45 | check | [45 empty] | TRUE | 3-2014 |  | 0 |  |  | 0 | 0
| 2014-03-14 20:00 | 2014 | 3 | 14 | 20 |  |  | 0 | [7 empty] | 0 |  |  |  |  | 0 | 0 | 478.92 | 763.133 | -25.453 | 737.68 | 1216.6 | 1216.6 | check | [45 empty] | TRUE | 3-2014 |  | 0 |  |  | 0 | 0
| 2014-03-14 21:00 | 2014 | 3 | 14 | 21 |  |  | 0 | [7 empty] | 0 |  |  |  |  | 0 | 0 | 439.189 | 798.263 | -25.202 | 773.061 | 1212.25 | 1212.25 | check | [45 empty] | TRUE | 3-2014 |  | 0 |  |  | 0 | 0
| 2014-03-14 22:00 | 2014 | 3 | 14 | 22 |  |  | 0 | [7 empty] | 0 |  |  |  |  | 0 | 0 | 433.796 | 788.002 | -24.148 | 763.854 | 1197.65 | 1197.65 | check | [45 empty] | TRUE | 3-2014 |  | 0 |  |  | 0 | 0
| 2014-03-14 23:00 | 2014 | 3 | 14 | 23 |  |  | 30.8 | [7 empty] | 1212.288 |  |  |  |  | 30.8 | 1212.288 | 436.429 | 760.856 | -22.134 | 738.722 | 1175.15 | 1175.151 | check | [45 empty] | TRUE | 3-2014 |  | 0 |  |  | 1212.288 | 0
| 2014-03-15 | 2014 | 3 | 15 | 0 |  |  | 17.1 | [7 empty] | 625.005 |  |  |  |  | 17.1 | 625.005 | 349.799 | 724.672 | -19.671 | 705.001 | 1054.8 | 1054.8 | check | [45 empty] | TRUE | 3-2014 |  | 0 |  |  | 625.005 | 0
| 2014-03-15 01:00 | 2014 | 3 | 15 | 1 |  |  | 38.092 | [7 empty] | 1178.9474 |  |  |  |  | 38.092 | 1178.9474 | 311.9 | 679.089 | -17.697 | 661.392 | 973.292 | 973.292 | check | [45 empty] | TRUE | 3-2014 |  | 0 |  |  | 1178.9474 | 0
| 2014-03-15 02:00 | 2014 | 3 | 15 | 2 |  |  | 0 | [7 empty] | 0 |  |  |  |  | 0 | 0 | 251.95 | 666.577 | -17.878 | 648.699 | 900.65 | 900.649 | check | [45 empty] | TRUE | 3-2014 |  | 0 |  |  | 0 | 0
| 2014-03-15 03:00 | 2014 | 3 | 15 | 3 |  |  | 36.295 | [7 empty] | 1173.7803 |  |  |  |  | 36.295 | 1173.7803 | 278.2 | 662.09 | -18.195 | 643.895 | 922.095 | 922.095 | check | [45 empty] | TRUE | 3-2014 |  | 0 |  |  | 1173.7803 | 0
| 2014-03-15 04:00 | 2014 | 3 | 15 | 4 |  |  | 80.094 | [7 empty] | 2095.259 |  |  |  |  | 80.094 | 2095.259 | 388.1 | 652.733 | -17.239 | 635.494 | 1023.594 | 1023.594 | check | [45 empty] | TRUE | 3-2014 |  | 2095.259 |  |  | 2095.259 | 80.094
| 2014-03-15 05:00 | 2014 | 3 | 15 | 5 |  |  | 58.206 | [7 empty] | 1596.0085 |  |  |  |  | 58.206 | 1596.0085 | 390.07 | 647.757 | -17.32 | 630.437 | 1020.506 | 1020.507 | check | [45 empty] | TRUE | 3-2014 |  | 1596.0085 |  |  | 1596.0085 | 58.206
| 2014-03-15 06:00 | 2014 | 3 | 15 | 6 |  |  | 31.681 | [7 empty] | 975.458 |  |  |  |  | 31.681 | 975.458 | 391.7 | 661.836 | -17.355 | 644.481 | 1036.181 | 1036.181 | check | [45 empty] | TRUE | 3-2014 |  | 0 |  |  | 975.458 | 0
| 2014-03-15 07:00 | 2014 | 3 | 15 | 7 |  |  | 42.487 | [7 empty] | 1280.1333 |  |  |  |  | 42.487 | 1280.1333 | 450.3 | 680.704 | -17.067 | 663.637 | 1113.937 | 1113.937 | check | [45 empty] | TRUE | 3-2014 |  | 0 |  |  | 1280.1333 | 0
| 2014-03-15 08:00 | 2014 | 3 | 15 | 8 |  |  | 0 | [7 empty] | 0 |  |  |  |  | 0 | 0 | 461.202 | 700.245 | -17.997 | 682.248 | 1143.45 | 1143.45 | check | [45 empty] | TRUE | 3-2014 |  | 0 |  |  | 0 | 0
| 2014-03-15 09:00 | 2014 | 3 | 15 | 9 |  |  | 0 | [7 empty] | 0 |  |  |  |  | 0 | 0 | 520.279 | 719.382 | -19.512 | 699.87 | 1220.15 | 1220.149 | check | [45 empty] | TRUE | 3-2014 |  | 0 |  |  | 0 | 0
| 2014-03-15 10:00 | 2014 | 3 | 15 | 10 |  |  | 0 | [7 empty] | 0 |  |  |  |  | 0 | 0 | 571.94 | 729.909 | -21.198 | 708.711 | 1280.65 | 1280.651 | check | [45 empty] | TRUE | 3-2014 |  | 0 |  |  | 0 | 0
| 2014-03-15 11:00 | 2014 | 3 | 15 | 11 |  |  | 0 | [7 empty] | 0 |  |  |  |  | 0 | 0 | 633.554 | 713.864 | -21.218 | 692.646 | 1326.2 | 1326.2 | check | [45 empty] | TRUE | 3-2014 |  | 0 |  |  | 0 | 0
| 2014-03-15 12:00 | 2014 | 3 | 15 | 12 |  |  | 0 | [7 empty] | 0 |  |  |  |  | 0 | 0 | 795.025 | 705.581 | -21.156 | 684.425 | 1479.45 | 1479.45 | check | [45 empty] | TRUE | 3-2014 |  | 0 |  |  | 0 | 0
| 2014-03-15 13:00 | 2014 | 3 | 15 | 13 |  |  | 0 | [7 empty] | 0 |  |  |  |  | 0 | 0 | 873.188 | 680.609 | -21.347 | 659.262 | 1532.45 | 1532.45 | check | [45 empty] | TRUE | 3-2014 |  | 0 |  |  | 0 | 0
| 2014-03-15 14:00 | 2014 | 3 | 15 | 14 |  |  | 0 | [7 empty] | 0 |  |  |  |  | 0 | 0 | 928.36 | 662.988 | -20.598 | 642.39 | 1570.75 | 1570.75 | check | [45 empty] | TRUE | 3-2014 |  | 0 |  |  | 0 | 0
| 2014-03-15 15:00 | 2014 | 3 | 15 | 15 |  |  | 0 | [7 empty] | 0 |  |  |  |  | 0 | 0 | 910.447 | 647.847 | -19.694 | 628.153 | 1538.6 | 1538.6 | check | [45 empty] | TRUE | 3-2014 |  | 0 |  |  | 0 | 0
| 2014-03-15 16:00 | 2014 | 3 | 15 | 16 |  |  | 0 | [7 empty] | 0 |  |  |  |  | 0 | 0 | 906.099 | 642.469 | -20.269 | 622.2 | 1528.3 | 1528.299 | check | [45 empty] | TRUE | 3-2014 |  | 0 |  |  | 0 | 0
| 2014-03-15 17:00 | 2014 | 3 | 15 | 17 |  |  | 0 | [7 empty] | 0 |  |  |  |  | 0 | 0 | 974.043 | 631.861 | -20.454 | 611.407 | 1585.45 | 1585.45 | check | [45 empty] | TRUE | 3-2014 |  | 0 |  |  | 0 | 0
| 2014-03-15 18:00 | 2014 | 3 | 15 | 18 |  |  | 0 | [7 empty] | 0 |  |  |  |  | 0 | 0 | 1006.514 | 633.048 | -19.812 | 613.236 | 1619.75 | 1619.75 | check | [45 empty] | TRUE | 3-2014 |  | 0 |  |  | 0 | 0
| 2014-03-15 19:00 | 2014 | 3 | 15 | 19 |  |  | 0 | [7 empty] | 0 |  |  |  |  | 0 | 0 | 980.599 | 644.06 | -19.358 | 624.702 | 1605.3 | 1605.301 | check | [45 empty] | TRUE | 3-2014 |  | 0 |  |  | 0 | 0
| 2014-03-15 20:00 | 2014 | 3 | 15 | 20 |  |  | 0 | [7 empty] | 0 |  |  |  |  | 0 | 0 | 954.976 | 664.139 | -21.265 | 642.874 | 1597.85 | 1597.85 | check | [45 empty] | TRUE | 3-2014 |  | 0 |  |  | 0 | 0
| 2014-03-15 21:00 | 2014 | 3 | 15 | 21 |  |  | 0 | [7 empty] | 0 |  |  |  |  | 0 | 0 | 941.097 | 709.234 | -22.532 | 686.702 | 1627.8 | 1627.799 | check | [45 empty] | TRUE | 3-2014 |  | 0 |  |  | 0 | 0
| 2014-03-15 22:00 | 2014 | 3 | 15 | 22 |  |  | 0 | [7 empty] | 0 |  |  |  |  | 0 | 0 | 893.948 | 712.112 | -22.76 | 689.352 | 1583.3 | 1583.3 | check | [45 empty] | TRUE | 3-2014 |  | 0 |  |  | 0 | 0
| 2014-03-15 23:00 | 2014 | 3 | 15 | 23 |  |  | 0 | [7 empty] | 0 |  |  |  |  | 0 | 0 | 813.615 | 705.982 | -22.197 | 683.785 | 1497.4 | 1497.4 | check | [45 empty] | TRUE | 3-2014 |  | 0 |  |  | 0 | 0
| 2014-03-16 | 2014 | 3 | 16 | 0 |  |  | 0 | [7 empty] | 0 |  |  |  |  | 0 | 0 | 739.934 | 695.048 | -21.532 | 673.516 | 1413.45 | 1413.45 | check | [45 empty] | TRUE | 3-2014 |  | 0 |  |  | 0 | 0
| 2014-03-16 01:00 | 2014 | 3 | 16 | 1 |  |  | 217.078 | [7 empty] | 6128.1119 |  |  |  |  | 217.078 | 6128.1119 | 950.9 | 688.596 | -21.268 | 667.328 | 1618.228 | 1618.228 | check | [45 empty] | TRUE | 3-2014 |  | 6128.1119 |  |  | 6128.1119 | 217.078
| 2014-03-16 02:00 | 2014 | 3 | 16 | 2 |  |  | 258.631 | [7 empty] | 7109.7662 |  |  |  |  | 258.631 | 7109.7662 | 953.3 | 687.068 | -20.837 | 666.231 | 1619.531 | 1619.531 | check | [45 empty] | TRUE | 3-2014 |  | 7109.7662 |  |  | 7109.7662 | 258.631
| 2014-03-16 03:00 | 2014 | 3 | 16 | 3 |  |  | 308.329 | [7 empty] | 9040.2063 |  |  |  |  | 308.329 | 9040.2063 | 1012.8 | 694.416 | -20.887 | 673.529 | 1686.329 | 1686.329 | check | [45 empty] | TRUE | 3-2014 |  | 4618.7503 |  |  | 9040.2063 | 157.529
| 2014-03-16 04:00 | 2014 | 3 | 16 | 4 |  |  | 200.057 | [7 empty] | 5775.6456 |  |  |  |  | 200.057 | 5775.6456 | 980.24 | 706.527 | -21.41 | 685.117 | 1665.357 | 1665.357 | check | [45 empty] | TRUE | 3-2014 |  | 3949.9068 |  |  | 5775.6456 | 136.817
| 2014-03-16 05:00 | 2014 | 3 | 16 | 5 |  |  | 138.669 | [7 empty] | 4244.6581 |  |  |  |  | 138.669 | 4244.6581 | 974.525 | 714.328 | -24.434 | 689.894 | 1664.419 | 1664.419 | check | [45 empty] | TRUE | 3-2014 |  | 0 |  |  | 4244.6581 | 0
| 2014-03-16 06:00 | 2014 | 3 | 16 | 6 |  |  | 146.622 | [7 empty] | 4513.0252 |  |  |  |  | 146.622 | 4513.0252 | 992.43 | 728.097 | -23.654 | 704.443 | 1696.872 | 1696.873 | check | [45 empty] | TRUE | 3-2014 |  | 0 |  |  | 4513.0252 | 0
| 2014-03-16 07:00 | 2014 | 3 | 16 | 7 |  |  | 128.741 | [7 empty] | 4956.5285 |  |  |  |  | 128.741 | 4956.5285 | 1055.64 | 748.705 | -23.603 | 725.102 | 1780.741 | 1780.742 | check | [45 empty] | TRUE | 3-2014 |  | 0 |  |  | 4956.5285 | 0
| 2014-03-16 08:00 | 2014 | 3 | 16 | 8 |  |  | 24.473 | [7 empty] | 947.1051 |  |  |  |  | 24.473 | 947.1051 | 1040.825 | 776.181 | -25.083 | 751.098 | 1791.923 | 1791.923 | check | [45 empty] | TRUE | 3-2014 |  | 0 |  |  | 947.1051 | 0
| 2014-03-16 09:00 | 2014 | 3 | 16 | 9 |  |  | 0 | [7 empty] | 0 |  |  |  |  | 0 | 0 | 1089.888 | 801.854 | -26.292 | 775.562 | 1865.45 | 1865.45 | check | [45 empty] | TRUE | 3-2014 |  | 0 |  |  | 0 | 0
| 2014-03-16 10:00 | 2014 | 3 | 16 | 10 |  |  | 0 | [7 empty] | 0 |  |  |  |  | 0 | 0 | 1130.844 | 820.599 | -26.543 | 794.056 | 1924.9 | 1924.9 | check | [45 empty] | TRUE | 3-2014 |  | 0 |  |  | 0 | 0
| 2014-03-16 11:00 | 2014 | 3 | 16 | 11 |  |  | 0 | [7 empty] | 0 |  |  |  |  | 0 | 0 | 1178.743 | 814.493 | -27.186 | 787.307 | 1966.05 | 1966.05 | check | [45 empty] | TRUE | 3-2014 |  | 0 |  |  | 0 | 0
| 2014-03-16 12:00 | 2014 | 3 | 16 | 12 |  |  | 0 | [7 empty] | 0 |  |  |  |  | 0 | 0 | 1213.509 | 812.463 | -28.121 | 784.342 | 1997.85 | 1997.851 | check | [45 empty] | TRUE | 3-2014 |  | 0 |  |  | 0 | 0
| 2014-03-16 13:00 | 2014 | 3 | 16 | 13 |  |  | 0 | [7 empty] | 0 |  |  |  |  | 0 | 0 | 1179.796 | 839.643 | -28.339 | 811.304 | 1991.1 | 1991.1 | check | [45 empty] | TRUE | 3-2014 |  | 0 |  |  | 0 | 0
| 2014-03-16 14:00 | 2014 | 3 | 16 | 14 |  |  | 0 | [7 empty] | 0 |  |  |  |  | 0 | 0 | 1163.093 | 854.463 | -28.156 | 826.307 | 1989.4 | 1989.4 | check | [45 empty] | TRUE | 3-2014 |  | 0 |  |  | 0 | 0
| 2014-03-16 15:00 | 2014 | 3 | 16 | 15 |  |  | 0 | [7 empty] | 0 |  |  |  |  | 0 | 0 | 1129.074 | 881.175 | -28.949 | 852.226 | 1981.3 | 1981.3 | check | [45 empty] | TRUE | 3-2014 |  | 0 |  |  | 0 | 0
| 2014-03-16 16:00 | 2014 | 3 | 16 | 16 |  |  | 0 | [7 empty] | 0 |  |  |  |  | 0 | 0 | 1148.473 | 889.81 | -29.283 | 860.527 | 2009 | 2009 | check | [45 empty] | TRUE | 3-2014 |  | 0 |  |  | 0 | 0
| 2014-03-16 17:00 | 2014 | 3 | 16 | 17 |  |  | 0 | [7 empty] | 0 |  |  |  |  | 0 | 0 | 1132.355 | 909.264 | -30.87 | 878.394 | 2010.75 | 2010.749 | check | [45 empty] | TRUE | 3-2014 |  | 0 |  |  | 0 | 0
| 2014-03-16 18:00 | 2014 | 3 | 16 | 18 |  |  | 0 | [7 empty] | 0 |  |  |  |  | 0 | 0 | 1101.202 | 924.64 | -32.192 | 892.448 | 1993.65 | 1993.65 | check | [45 empty] | TRUE | 3-2014 |  | 0 |  |  | 0 | 0
| 2014-03-16 19:00 | 2014 | 3 | 16 | 19 |  |  | 0 | [7 empty] | 0 |  |  |  |  | 0 | 0 | 1074.209 | 953.945 | -32.454 | 921.491 | 1995.7 | 1995.7 | check | [45 empty] | TRUE | 3-2014 |  | 0 |  |  | 0 | 0
| 2014-03-16 20:00 | 2014 | 3 | 16 | 20 |  |  | 0 | [7 empty] | 0 |  |  |  |  | 0 | 0 | 1056.573 | 990.219 | -33.442 | 956.777 | 2013.35 | 2013.35 | check | [45 empty] | TRUE | 3-2014 |  | 0 |  |  | 0 | 0
| 2014-03-16 21:00 | 2014 | 3 | 16 | 21 |  |  | 11.498 | [7 empty] | 984.9187 |  |  |  |  | 11.498 | 984.9187 | 1015.3 | 1011.637 | -31.789 | 979.848 | 1995.148 | 1995.148 | check | [45 empty] | TRUE | 3-2014 |  | 0 |  |  | 984.9187 | 0
| 2014-03-16 22:00 | 2014 | 3 | 16 | 22 |  |  | 21.963 | [7 empty] | 3233.1732 |  |  |  |  | 21.963 | 3233.1732 | 1035.5 | 1007.553 | -31.541 | 976.012 | 2011.513 | 2011.512 | check | [45 empty] | TRUE | 3-2014 |  | 0 |  |  | 3233.1732 | 0
| 2014-03-16 23:00 | 2014 | 3 | 16 | 23 |  |  | 0 | [7 empty] | 0 |  |  |  |  | 0 | 0 | 952.833 | 985.285 | -29.468 | 955.817 | 1908.65 | 1908.65 | check | [45 empty] | TRUE | 3-2014 |  | 0 |  |  | 0 | 0
| 2014-03-17 | 2014 | 3 | 17 | 0 |  |  | 0 | [7 empty] | 0 |  |  |  |  | 0 | 0 | 903.95 | 951.168 | -30.968 | 920.2 | 1824.15 | 1824.15 | check | [45 empty] | TRUE | 3-2014 |  | 0 |  |  | 0 | 0
| 2014-03-17 01:00 | 2014 | 3 | 17 | 1 |  |  | 94.61 | [7 empty] | 4397.4728 |  |  |  |  | 94.61 | 4397.4728 | 1027.6 | 925.158 | -31.299 | 893.859 | 1921.46 | 1921.459 | check | [45 empty] | TRUE | 3-2014 |  | 0 |  |  | 4397.4728 | 0
| 2014-03-17 02:00 | 2014 | 3 | 17 | 2 |  |  | 14.35 | [7 empty] | 632.9785 |  |  |  |  | 14.35 | 632.9785 | 972.9 | 900.482 | -32.882 | 867.6 | 1840.5 | 1840.5 | check | [45 empty] | TRUE | 3-2014 |  | 0 |  |  | 632.9785 | 0
| 2014-03-17 03:00 | 2014 | 3 | 17 | 3 |  |  | 20.905 | [7 empty] | 966.2291 |  |  |  |  | 20.905 | 966.2291 | 962.7 | 893.535 | -33.33 | 860.205 | 1822.905 | 1822.905 | check | [45 empty] | TRUE | 3-2014 |  | 0 |  |  | 966.2291 | 0
| 2014-03-17 04:00 | 2014 | 3 | 17 | 4 |  |  | 21.123 | [7 empty] | 974.1928 |  |  |  |  | 21.123 | 974.1928 | 994.6 | 890.296 | -33.773 | 856.523 | 1851.123 | 1851.123 | check | [45 empty] | TRUE | 3-2014 |  | 0 |  |  | 974.1928 | 0
| 2014-03-17 05:00 | 2014 | 3 | 17 | 5 |  |  | 0 | [7 empty] | 0 |  |  |  |  | 0 | 0 | 991.032 | 910.953 | -34.985 | 875.968 | 1867 | 1867 | check | [45 empty] | TRUE | 3-2014 |  | 0 |  |  | 0 | 0
| 2014-03-17 06:00 | 2014 | 3 | 17 | 6 |  |  | 0 | [7 empty] | 0 |  |  |  |  | 0 | 0 | 972.393 | 936.717 | -34.96 | 901.757 | 1874.15 | 1874.15 | check | [45 empty] | TRUE | 3-2014 |  | 0 |  |  | 0 | 0
| 2014-03-17 07:00 | 2014 | 3 | 17 | 7 |  |  | 0 | [7 empty] | 0 |  |  |  |  | 0 | 0 | 962.169 | 1000.743 | -36.912 | 963.831 | 1926 | 1926 | check | [45 empty] | TRUE | 3-2014 |  | 0 |  |  | 0 | 0
| 2014-03-17 08:00 | 2014 | 3 | 17 | 8 |  |  | 0 | [7 empty] | 0 |  |  |  |  | 0 | 0 | 982.623 | 1051.46 | -37.783 | 1013.677 | 1996.3 | 1996.3 | check | [45 empty] | TRUE | 3-2014 |  | 0 |  |  | 0 | 0
| 2014-03-17 09:00 | 2014 | 3 | 17 | 9 |  |  | 0 | [7 empty] | 0 |  |  |  |  | 0 | 0 | 982.497 | 1067.199 | -36.246 | 1030.953 | 2013.45 | 2013.45 | check | [45 empty] | TRUE | 3-2014 |  | 0 |  |  | 0 | 0
| 2014-03-17 10:00 | 2014 | 3 | 17 | 10 |  |  | 0 | [7 empty] | 0 |  |  |  |  | 0 | 0 | 974.663 | 1067.42 | -37.283 | 1030.137 | 2004.8 | 2004.8 | check | [45 empty] | TRUE | 3-2014 |  | 0 |  |  | 0 | 0
| 2014-03-17 11:00 | 2014 | 3 | 17 | 11 |  |  | 33.21 | [7 empty] | 9817.5402 |  |  |  |  | 33.21 | 9817.5402 | 1006.9 | 1077.007 | -38.747 | 1038.26 | 2045.16 | 2045.16 | check | [45 empty] | TRUE | 3-2014 |  | 0 |  |  | 9817.5402 | 0
| 2014-03-17 12:00 | 2014 | 3 | 17 | 12 |  |  | 56.527 | [7 empty] | 7429.9089 |  |  |  |  | 56.527 | 7429.9089 | 1041.5 | 1065.739 | -38.413 | 1027.326 | 2068.827 | 2068.826 | check | [45 empty] | TRUE | 3-2014 |  | 0 |  |  | 7429.9089 | 0
| 2014-03-17 13:00 | 2014 | 3 | 17 | 13 |  |  | 36.406 | [7 empty] | 6410.7325 |  |  |  |  | 36.406 | 6410.7325 | 1039.7 | 1045.666 | -39.51 | 1006.156 | 2045.856 | 2045.856 | check | [45 empty] | TRUE | 3-2014 |  | 0 |  |  | 6410.7325 | 0
| 2014-03-17 14:00 | 2014 | 3 | 17 | 14 |  |  | 100.697 | [7 empty] | 13922.3672 |  |  |  |  | 100.697 | 13922.3672 | 1124.9 | 1022.341 | -38.494 | 983.847 | 2108.747 | 2108.747 | check | [45 empty] | TRUE | 3-2014 |  | 0 |  |  | 13922.3672 | 0
| 2014-03-17 15:00 | 2014 | 3 | 17 | 15 |  |  | 61.408 | [7 empty] | 4585.3354 |  |  |  |  | 61.408 | 4585.3354 | 1092.2 | 1007.468 | -38.51 | 968.958 | 2061.158 | 2061.158 | check | [45 empty] | TRUE | 3-2014 |  | 0 |  |  | 4585.3354 | 0
| 2014-03-17 16:00 | 2014 | 3 | 17 | 16 |  |  | 117.342 | [7 empty] | 10282.6795 |  |  |  |  | 117.342 | 10282.6795 | 1174.5 | 979.71 | -37.419 | 942.291 | 2116.792 | 2116.791 | check | [45 empty] | TRUE | 3-2014 |  | 0 |  |  | 10282.6795 | 0
| 2014-03-17 17:00 | 2014 | 3 | 17 | 17 |  |  | 105.208 | [7 empty] | 13403.4992 |  |  |  |  | 105.208 | 13403.4992 | 1176.3 | 972.973 | -37.164 | 935.809 | 2112.108 | 2112.109 | check | [45 empty] | TRUE | 3-2014 |  | 0 |  |  | 13403.4992 | 0
| 2014-03-17 18:00 | 2014 | 3 | 17 | 18 |  |  | 130.212 | [7 empty] | 6961.1335 |  |  |  |  | 130.212 | 6961.1335 | 1172.1 | 971.913 | -35.751 | 936.162 | 2108.262 | 2108.262 | check | [45 empty] | TRUE | 3-2014 |  | 0 |  |  | 6961.1335 | 0
| 2014-03-17 19:00 | 2014 | 3 | 17 | 19 |  |  | 85.034 | [7 empty] | 4335.8837 |  |  |  |  | 85.034 | 4335.8837 | 1146.4 | 977.786 | -37.252 | 940.534 | 2086.934 | 2086.934 | check | [45 empty] | TRUE | 3-2014 |  | 0 |  |  | 4335.8837 | 0
| 2014-03-17 20:00 | 2014 | 3 | 17 | 20 |  |  | 115.423 | [7 empty] | 27235.2111 |  |  |  |  | 115.423 | 27235.2111 | 1117.7 | 992.611 | -38.688 | 953.923 | 2071.623 | 2071.623 | check | [45 empty] | TRUE | 3-2014 |  | 0 |  |  | 27235.2111 | 0
| 2014-03-17 21:00 | 2014 | 3 | 17 | 21 |  |  | 44.634 | [7 empty] | 5116.8418 |  |  |  |  | 44.634 | 5116.8418 | 1068.2 | 1010.787 | -38.453 | 972.334 | 2040.534 | 2040.534 | check | [45 empty] | TRUE | 3-2014 |  | 0 |  |  | 5116.8418 | 0
| 2014-03-17 22:00 | 2014 | 3 | 17 | 22 |  |  | 0 | [7 empty] | 0 |  |  |  |  | 0 | 0 | 1063.412 | 987.612 | -38.124 | 949.488 | 2012.9 | 2012.9 | check | [45 empty] | TRUE | 3-2014 |  | 0 |  |  | 0 | 0
| 2014-03-17 23:00 | 2014 | 3 | 17 | 23 |  |  | 41.251 | [7 empty] | 2008.5112 |  |  |  |  | 41.251 | 2008.5112 | 1121.1 | 953.86 | -38.809 | 915.051 | 2036.151 | 2036.151 | check | [45 empty] | TRUE | 3-2014 |  | 0 |  |  | 2008.5112 | 0
| 2014-03-18 | 2014 | 3 | 18 | 0 |  |  | 41.919 | [7 empty] | 1769.401 |  |  |  |  | 41.919 | 1769.401 | 1156.8 | 907.702 | -36.183 | 871.519 | 2028.319 | 2028.319 | check | [45 empty] | TRUE | 3-2014 |  | 0 |  |  | 1769.401 | 0
| 2014-03-18 01:00 | 2014 | 3 | 18 | 1 |  |  | 0 | [7 empty] | 0 |  |  |  |  | 0 | 0 | 995.391 | 870.572 | -35.612 | 834.96 | 1830.35 | 1830.351 | check | [45 empty] | TRUE | 3-2014 |  | 0 |  |  | 0 | 0
| 2014-03-18 02:00 | 2014 | 3 | 18 | 2 |  |  | 0 | [7 empty] | 0 |  |  |  |  | 0 | 0 | 980.549 | 860.285 | -36.784 | 823.501 | 1804.05 | 1804.05 | check | [45 empty] | TRUE | 3-2014 |  | 0 |  |  | 0 | 0
| 2014-03-18 03:00 | 2014 | 3 | 18 | 3 |  |  | 0 | [7 empty] | 0 |  |  |  |  | 0 | 0 | 1021.353 | 844.716 | -36.919 | 807.797 | 1829.15 | 1829.15 | check | [45 empty] | TRUE | 3-2014 |  | 0 |  |  | 0 | 0
| 2014-03-18 04:00 | 2014 | 3 | 18 | 4 |  |  | 0 | [7 empty] | 0 |  |  |  |  | 0 | 0 | 1028.236 | 843.377 | -36.463 | 806.914 | 1835.15 | 1835.15 | check | [45 empty] | TRUE | 3-2014 |  | 0 |  |  | 0 | 0
| 2014-03-18 05:00 | 2014 | 3 | 18 | 5 |  |  | 0 | [7 empty] | 0 |  |  |  |  | 0 | 0 | 992.714 | 853.666 | -35.529 | 818.137 | 1810.85 | 1810.851 | check | [45 empty] | TRUE | 3-2014 |  | 0 |  |  | 0 | 0
| 2014-03-18 06:00 | 2014 | 3 | 18 | 6 |  |  | 0 | [7 empty] | 0 |  |  |  |  | 0 | 0 | 1023.199 | 889.719 | -35.468 | 854.251 | 1877.45 | 1877.45 | check | [45 empty] | TRUE | 3-2014 |  | 0 |  |  | 0 | 0
| 2014-03-18 07:00 | 2014 | 3 | 18 | 7 |  |  | 0 | [7 empty] | 0 |  |  |  |  | 0 | 0 | 1006.307 | 960.494 | -36.801 | 923.693 | 1930 | 1930 | check | [45 empty] | TRUE | 3-2014 |  | 0 |  |  | 0 | 0
| 2014-03-18 08:00 | 2014 | 3 | 18 | 8 |  |  | 0 | [7 empty] | 0 |  |  |  |  | 0 | 0 | 1059.036 | 1005.863 | -39.299 | 966.564 | 2025.6 | 2025.6 | check | [45 empty] | TRUE | 3-2014 |  | 0 |  |  | 0 | 0
| 2014-03-18 09:00 | 2014 | 3 | 18 | 9 |  |  | 0 | [7 empty] | 0 |  |  |  |  | 0 | 0 | 1123.487 | 995.321 | -38.057 | 957.264 | 2080.75 | 2080.751 | check | [45 empty] | TRUE | 3-2014 |  | 0 |  |  | 0 | 0
| 2014-03-18 10:00 | 2014 | 3 | 18 | 10 |  |  | 0 | [7 empty] | 0 |  |  |  |  | 0 | 0 | 1134.852 | 978.078 | -38.33 | 939.748 | 2074.6 | 2074.6 | check | [45 empty] | TRUE | 3-2014 |  | 0 |  |  | 0 | 0
| 2014-03-18 11:00 | 2014 | 3 | 18 | 11 |  |  | 0 | [7 empty] | 0 |  |  |  |  | 0 | 0 | 1168.434 | 946.527 | -37.66 | 908.867 | 2077.3 | 2077.301 | check | [45 empty] | TRUE | 3-2014 |  | 0 |  |  | 0 | 0
| 2014-03-18 12:00 | 2014 | 3 | 18 | 12 |  |  | 0 | [7 empty] | 0 |  |  |  |  | 0 | 0 | 1206.733 | 912.887 | -38.17 | 874.717 | 2081.45 | 2081.45 | check | [45 empty] | TRUE | 3-2014 |  | 0 |  |  | 0 | 0
| 2014-03-18 13:00 | 2014 | 3 | 18 | 13 |  |  | 0 | [7 empty] | 0 |  |  |  |  | 0 | 0 | 1233.282 | 877.863 | -35.596 | 842.267 | 2075.55 | 2075.549 | check | [45 empty] | TRUE | 3-2014 |  | 0 |  |  | 0 | 0
| 2014-03-18 14:00 | 2014 | 3 | 18 | 14 |  |  | 0 | [7 empty] | 0 |  |  |  |  | 0 | 0 | 1241.308 | 828.036 | -33.344 | 794.692 | 2036 | 2036 | check | [45 empty] | TRUE | 3-2014 |  | 0 |  |  | 0 | 0
| 2014-03-18 15:00 | 2014 | 3 | 18 | 15 |  |  | 0 | [7 empty] | 0 |  |  |  |  | 0 | 0 | 1259.849 | 792.294 | -31.943 | 760.351 | 2020.2 | 2020.2 | check | [45 empty] | TRUE | 3-2014 |  | 0 |  |  | 0 | 0
| 2014-03-18 16:00 | 2014 | 3 | 18 | 16 |  |  | 0 | [7 empty] | 0 |  |  |  |  | 0 | 0 | 1267.937 | 765.51 | -31.497 | 734.013 | 2001.95 | 2001.95 | check | [45 empty] | TRUE | 3-2014 |  | 0 |  |  | 0 | 0
| 2014-03-18 17:00 | 2014 | 3 | 18 | 17 |  |  | 0 | [7 empty] | 0 |  |  |  |  | 0 | 0 | 1293.712 | 749.025 | -30.987 | 718.038 | 2011.75 | 2011.75 | check | [45 empty] | TRUE | 3-2014 |  | 0 |  |  | 0 | 0
| 2014-03-18 18:00 | 2014 | 3 | 18 | 18 |  |  | 0 | [7 empty] | 0 |  |  |  |  | 0 | 0 | 1262.199 | 743.088 | -28.988 | 714.1 | 1976.3 | 1976.299 | check | [45 empty] | TRUE | 3-2014 |  | 0 |  |  | 0 | 0
| 2014-03-18 19:00 | 2014 | 3 | 18 | 19 |  |  | 88.793 | [7 empty] | 2707.2986 |  |  |  |  | 88.793 | 2707.2986 | 1147.7 | 740.855 | -25.661 | 715.194 | 1862.893 | 1862.894 | check | [45 empty] | TRUE | 3-2014 |  | 0 |  |  | 2707.2986 | 0
| 2014-03-18 20:00 | 2014 | 3 | 18 | 20 |  |  | 0 | [7 empty] | 0 |  |  |  |  | 0 | 0 | 1197.611 | 766.848 | -30.809 | 736.039 | 1933.65 | 1933.65 | check | [45 empty] | TRUE | 3-2014 |  | 0 |  |  | 0 | 0
| 2014-03-18 21:00 | 2014 | 3 | 18 | 21 |  |  | 0 | [7 empty] | 0 |  |  |  |  | 0 | 0 | 1223.307 | 822.273 | -30.13 | 792.143 | 2015.45 | 2015.45 | check | [45 empty] | TRUE | 3-2014 |  | 0 |  |  | 0 | 0
| 2014-03-18 22:00 | 2014 | 3 | 18 | 22 |  |  | 0 | [7 empty] | 0 |  |  |  |  | 0 | 0 | 1184.116 | 819.948 | -30.614 | 789.334 | 1973.45 | 1973.45 | check | [45 empty] | TRUE | 3-2014 |  | 0 |  |  | 0 | 0
| 2014-03-18 23:00 | 2014 | 3 | 18 | 23 |  |  | 0 | [7 empty] | 0 |  |  |  |  | 0 | 0 | 1216.307 | 798.348 | -30.256 | 768.092 | 1984.4 | 1984.399 | check | [45 empty] | TRUE | 3-2014 |  | 0 |  |  | 0 | 0
| 2014-03-19 | 2014 | 3 | 19 | 0 |  |  | 0 | [7 empty] | 0 |  |  |  |  | 0 | 0 | 1063.838 | 764.212 | -29.5 | 734.712 | 1798.55 | 1798.55 | check | [45 empty] | TRUE | 3-2014 |  | 0 |  |  | 0 | 0
| 2014-03-19 01:00 | 2014 | 3 | 19 | 1 |  |  | 0 | [7 empty] | 0 |  |  |  |  | 0 | 0 | 878.183 | 737.266 | -27.549 | 709.717 | 1587.9 | 1587.9 | check | [45 empty] | TRUE | 3-2014 |  | 0 |  |  | 0 | 0
| 2014-03-19 02:00 | 2014 | 3 | 19 | 2 |  |  | 49.701 | [7 empty] | 1578.5038 |  |  |  |  | 49.701 | 1578.5038 | 878.2 | 727.895 | -26.495 | 701.4 | 1579.601 | 1579.6 | check | [45 empty] | TRUE | 3-2014 |  | 0 |  |  | 1578.5038 | 0
| 2014-03-19 03:00 | 2014 | 3 | 19 | 3 |  |  | 84.959 | [7 empty] | 2657.5175 |  |  |  |  | 84.959 | 2657.5175 | 932.6 | 727.768 | -25.009 | 702.759 | 1635.359 | 1635.359 | check | [45 empty] | TRUE | 3-2014 |  | 0 |  |  | 2657.5175 | 0
| 2014-03-19 04:00 | 2014 | 3 | 19 | 4 |  |  | 58.502 | [7 empty] | 1841.643 |  |  |  |  | 58.502 | 1841.643 | 937.95 | 741.139 | -26.837 | 714.302 | 1652.252 | 1652.252 | check | [45 empty] | TRUE | 3-2014 |  | 0 |  |  | 1841.643 | 0
| 2014-03-19 05:00 | 2014 | 3 | 19 | 5 |  |  | 80.344 | [7 empty] | 2724.465 |  |  |  |  | 80.344 | 2724.465 | 989.65 | 759.017 | -27.673 | 731.344 | 1720.994 | 1720.994 | check | [45 empty] | TRUE | 3-2014 |  | 0 |  |  | 2724.465 | 0
| 2014-03-19 06:00 | 2014 | 3 | 19 | 6 |  |  | 222.758 | [7 empty] | 8210.8599 |  |  |  |  | 222.758 | 8210.8599 | 1172.7 | 806.775 | -28.617 | 778.158 | 1950.858 | 1950.858 | check | [45 empty] | TRUE | 3-2014 |  | 0 |  |  | 8210.8599 | 0
| 2014-03-19 07:00 | 2014 | 3 | 19 | 7 |  |  | 186.578 | [7 empty] | 16597.9789 |  |  |  |  | 186.578 | 16597.9789 | 1144.2 | 905.857 | -33.629 | 872.228 | 2016.428 | 2016.428 | check | [45 empty] | TRUE | 3-2014 |  | 0 |  |  | 16597.9789 | 0
| 2014-03-19 08:00 | 2014 | 3 | 19 | 8 |  |  | 147.594 | [7 empty] | 7376.7481 |  |  |  |  | 147.594 | 7376.7481 | 1174 | 952.963 | -32.77 | 920.193 | 2094.194 | 2094.193 | check | [45 empty] | TRUE | 3-2014 |  | 0 |  |  | 7376.7481 | 0
| 2014-03-19 09:00 | 2014 | 3 | 19 | 9 |  |  | 21.295 | [7 empty] | 1002.1427 |  |  |  |  | 21.295 | 1002.1427 | 1176.8 | 944.806 | -31.711 | 913.095 | 2089.895 | 2089.895 | check | [45 empty] | TRUE | 3-2014 |  | 0 |  |  | 1002.1427 | 0
| 2014-03-19 10:00 | 2014 | 3 | 19 | 10 |  |  | 0 | [7 empty] | 0 |  |  |  |  | 0 | 0 | 1225.355 | 903.617 | -32.223 | 871.394 | 2096.75 | 2096.749 | check | [45 empty] | TRUE | 3-2014 |  | 0 |  |  | 0 | 0
| 2014-03-19 11:00 | 2014 | 3 | 19 | 11 |  |  | 0 | [7 empty] | 0 |  |  |  |  | 0 | 0 | 1277.697 | 850.115 | -31.212 | 818.903 | 2096.6 | 2096.6 | check | [45 empty] | TRUE | 3-2014 |  | 0 |  |  | 0 | 0
| 2014-03-19 12:00 | 2014 | 3 | 19 | 12 |  |  | 0 | [7 empty] | 0 |  |  |  |  | 0 | 0 | 1315.233 | 804.726 | -30.509 | 774.217 | 2089.45 | 2089.45 | check | [45 empty] | TRUE | 3-2014 |  | 0 |  |  | 0 | 0
| 2014-03-19 13:00 | 2014 | 3 | 19 | 13 |  |  | 0 | [7 empty] | 0 |  |  |  |  | 0 | 0 | 1331.061 | 784.229 | -31.84 | 752.389 | 2083.45 | 2083.45 | check | [45 empty] | TRUE | 3-2014 |  | 0 |  |  | 0 | 0
| 2014-03-19 14:00 | 2014 | 3 | 19 | 14 |  |  | 0 | [7 empty] | 0 |  |  |  |  | 0 | 0 | 1350.362 | 771.534 | -32.596 | 738.938 | 2089.3 | 2089.3 | check | [45 empty] | TRUE | 3-2014 |  | 0 |  |  | 0 | 0
| 2014-03-19 15:00 | 2014 | 3 | 19 | 15 |  |  | 0.099 | [7 empty] | 7.4401 |  |  |  |  | 0.099 | 7.4401 | 1320 | 753.273 | -31.574 | 721.699 | 2041.699 | 2041.699 | check | [45 empty] | TRUE | 3-2014 |  | 0 |  |  | 7.4401 | 0
| 2014-03-19 16:00 | 2014 | 3 | 19 | 16 |  |  | 28.528 | [7 empty] | 1273.7752 |  |  |  |  | 28.528 | 1273.7752 | 1324 | 743.461 | -31.333 | 712.128 | 2036.128 | 2036.128 | check | [45 empty] | TRUE | 3-2014 |  | 0 |  |  | 1273.7752 | 0
| 2014-03-19 17:00 | 2014 | 3 | 19 | 17 |  |  | 8.893 | [7 empty] | 499.9556 |  |  |  |  | 8.893 | 499.9556 | 1322.525 | 744.846 | -31.878 | 712.968 | 2035.493 | 2035.493 | check | [45 empty] | TRUE | 3-2014 |  | 0 |  |  | 499.9556 | 0
| 2014-03-19 18:00 | 2014 | 3 | 19 | 18 |  |  | 26.507 | [7 empty] | 1184.3328 |  |  |  |  | 26.507 | 1184.3328 | 1328.125 | 747.251 | -30.919 | 716.332 | 2044.457 | 2044.457 | check | [45 empty] | TRUE | 3-2014 |  | 0 |  |  | 1184.3328 | 0
| 2014-03-19 19:00 | 2014 | 3 | 19 | 19 |  |  | 69.783 | [7 empty] | 2906.4619 |  |  |  |  | 69.783 | 2906.4619 | 1388.8 | 754.203 | -29.62 | 724.583 | 2113.383 | 2113.383 | check | [45 empty] | TRUE | 3-2014 |  | 0 |  |  | 2906.4619 | 0
| 2014-03-19 20:00 | 2014 | 3 | 19 | 20 |  |  | 29.369 | [7 empty] | 2422.0614 |  |  |  |  | 29.369 | 2422.0614 | 1373.8 | 768.364 | -28.595 | 739.769 | 2113.569 | 2113.569 | check | [45 empty] | TRUE | 3-2014 |  | 0 |  |  | 2422.0614 | 0
| 2014-03-19 21:00 | 2014 | 3 | 19 | 21 |  |  | 0 | [7 empty] | 0 |  |  |  |  | 0 | 0 | 1349.181 | 801.052 | -27.783 | 773.269 | 2122.45 | 2122.45 | check | [45 empty] | TRUE | 3-2014 |  | 0 |  |  | 0 | 0
| 2014-03-19 22:00 | 2014 | 3 | 19 | 22 |  |  | 4.358 | [7 empty] | 368.7304 |  |  |  |  | 4.358 | 368.7304 | 1335.1 | 795.654 | -27.746 | 767.908 | 2103.008 | 2103.008 | check | [45 empty] | TRUE | 3-2014 |  | 0 |  |  | 368.7304 | 0
| 2014-03-19 23:00 | 2014 | 3 | 19 | 23 |  |  | 0 | [7 empty] | 0 |  |  |  |  | 0 | 0 | 1373.578 | 765.647 | -28.575 | 737.072 | 2110.65 | 2110.65 | check | [45 empty] | TRUE | 3-2014 |  | 0 |  |  | 0 | 0
| 2014-03-20 | 2014 | 3 | 20 | 0 |  |  | 0 | [7 empty] | 0 |  |  |  |  | 0 | 0 | 1357.702 | 725.049 | -27.751 | 697.298 | 2055 | 2055 | check | [45 empty] | TRUE | 3-2014 |  | 0 |  |  | 0 | 0
| 2014-03-20 01:00 | 2014 | 3 | 20 | 1 |  |  | 0 | [7 empty] | 0 |  |  |  |  | 0 | 0 | 1228.555 | 695.904 | -23.608 | 672.296 | 1900.85 | 1900.851 | check | [45 empty] | TRUE | 3-2014 |  | 0 |  |  | 0 | 0
| 2014-03-20 02:00 | 2014 | 3 | 20 | 2 |  |  | 0 | [7 empty] | 0 |  |  |  |  | 0 | 0 | 1155.948 | 686.239 | -21.587 | 664.652 | 1820.6 | 1820.6 | check | [45 empty] | TRUE | 3-2014 |  | 0 |  |  | 0 | 0
| 2014-03-20 03:00 | 2014 | 3 | 20 | 3 |  |  | 0 | [7 empty] | 0 |  |  |  |  | 0 | 0 | 1099.107 | 680.273 | -21.38 | 658.893 | 1758 | 1758 | check | [45 empty] | TRUE | 3-2014 |  | 0 |  |  | 0 | 0
| 2014-03-20 04:00 | 2014 | 3 | 20 | 4 |  |  | 0 | [7 empty] | 0 |  |  |  |  | 0 | 0 | 1044.194 | 688.734 | -21.628 | 667.106 | 1711.3 | 1711.3 | check | [45 empty] | TRUE | 3-2014 |  | 0 |  |  | 0 | 0
| 2014-03-20 05:00 | 2014 | 3 | 20 | 5 |  |  | 0 | [7 empty] | 0 |  |  |  |  | 0 | 0 | 1061.968 | 706.993 | -22.311 | 684.682 | 1746.65 | 1746.65 | check | [45 empty] | TRUE | 3-2014 |  | 0 |  |  | 0 | 0
| 2014-03-20 06:00 | 2014 | 3 | 20 | 6 |  |  | 0 | [7 empty] | 0 |  |  |  |  | 0 | 0 | 1080.676 | 753.512 | -22.188 | 731.324 | 1812 | 1812 | check | [45 empty] | TRUE | 3-2014 |  | 0 |  |  | 0 | 0
| 2014-03-20 07:00 | 2014 | 3 | 20 | 7 |  |  | 87.429 | [7 empty] | 4611.8798 |  |  |  |  | 87.429 | 4611.8798 | 1189.4 | 843.575 | -26.396 | 817.179 | 2006.579 | 2006.579 | check | [45 empty] | TRUE | 3-2014 |  | 0 |  |  | 4611.8798 | 0
| 2014-03-20 08:00 | 2014 | 3 | 20 | 8 |  |  | 55.072 | [7 empty] | 3545.5354 |  |  |  |  | 55.072 | 3545.5354 | 1258.6 | 899.01 | -28.788 | 870.222 | 2128.822 | 2128.822 | check | [45 empty] | TRUE | 3-2014 |  | 0 |  |  | 3545.5354 | 0
| 2014-03-20 09:00 | 2014 | 3 | 20 | 9 |  |  | 0 | [7 empty] | 0 |  |  |  |  | 0 | 0 | 1283.489 | 900.117 | -29.406 | 870.711 | 2154.2 | 2154.2 | check | [45 empty] | TRUE | 3-2014 |  | 0 |  |  | 0 | 0
| 2014-03-20 10:00 | 2014 | 3 | 20 | 10 |  |  | 0 | [7 empty] | 0 |  |  |  |  | 0 | 0 | 1285.655 | 905.492 | -30.696 | 874.796 | 2160.45 | 2160.451 | check | [45 empty] | TRUE | 3-2014 |  | 0 |  |  | 0 | 0
| 2014-03-20 11:00 | 2014 | 3 | 20 | 11 |  |  | 0 | [7 empty] | 0 |  |  |  |  | 0 | 0 | 1315.026 | 872.087 | -30.213 | 841.874 | 2156.9 | 2156.9 | check | [45 empty] | TRUE | 3-2014 |  | 0 |  |  | 0 | 0
| 2014-03-20 12:00 | 2014 | 3 | 20 | 12 |  |  | 0 | [7 empty] | 0 |  |  |  |  | 0 | 0 | 1350.143 | 836.51 | -29.904 | 806.606 | 2156.75 | 2156.749 | check | [45 empty] | TRUE | 3-2014 |  | 0 |  |  | 0 | 0
| 2014-03-20 13:00 | 2014 | 3 | 20 | 13 |  |  | 0 | [7 empty] | 0 |  |  |  |  | 0 | 0 | 1384.309 | 798.45 | -29.008 | 769.442 | 2153.75 | 2153.751 | check | [45 empty] | TRUE | 3-2014 |  | 0 |  |  | 0 | 0
| 2014-03-20 14:00 | 2014 | 3 | 20 | 14 |  |  | 0 | [7 empty] | 0 |  |  |  |  | 0 | 0 | 1405.939 | 768.606 | -28.196 | 740.41 | 2146.35 | 2146.349 | check | [45 empty] | TRUE | 3-2014 |  | 0 |  |  | 0 | 0
| 2014-03-20 15:00 | 2014 | 3 | 20 | 15 |  |  | 0 | [7 empty] | 0 |  |  |  |  | 0 | 0 | 1418.739 | 753.897 | -27.787 | 726.11 | 2144.85 | 2144.849 | check | [45 empty] | TRUE | 3-2014 |  | 0 |  |  | 0 | 0
| 2014-03-20 16:00 | 2014 | 3 | 20 | 16 |  |  | 0 | [7 empty] | 0 |  |  |  |  | 0 | 0 | 1420.752 | 739.876 | -27.079 | 712.797 | 2133.55 | 2133.549 | check | [45 empty] | TRUE | 3-2014 |  | 0 |  |  | 0 | 0
| 2014-03-20 17:00 | 2014 | 3 | 20 | 17 |  |  | 0 | [7 empty] | 0 |  |  |  |  | 0 | 0 | 1441.601 | 730.912 | -27.764 | 703.148 | 2144.75 | 2144.749 | check | [45 empty] | TRUE | 3-2014 |  | 0 |  |  | 0 | 0
| 2014-03-20 18:00 | 2014 | 3 | 20 | 18 |  |  | 0 | [7 empty] | 0 |  |  |  |  | 0 | 0 | 1414.085 | 729.825 | -26.01 | 703.815 | 2117.9 | 2117.9 | check | [45 empty] | TRUE | 3-2014 |  | 0 |  |  | 0 | 0
| 2014-03-20 19:00 | 2014 | 3 | 20 | 19 |  |  | 0 | [7 empty] | 0 |  |  |  |  | 0 | 0 | 1398.574 | 740.43 | -26.254 | 714.176 | 2112.75 | 2112.75 | check | [45 empty] | TRUE | 3-2014 |  | 0 |  |  | 0 | 0
| 2014-03-20 20:00 | 2014 | 3 | 20 | 20 |  |  | 0 | [7 empty] | 0 |  |  |  |  | 0 | 0 | 1375.348 | 781.575 | -27.024 | 754.551 | 2129.9 | 2129.899 | check | [45 empty] | TRUE | 3-2014 |  | 0 |  |  | 0 | 0
| 2014-03-20 21:00 | 2014 | 3 | 20 | 21 |  |  | 0 | [7 empty] | 0 |  |  |  |  | 0 | 0 | 1334.234 | 830.976 | -28.31 | 802.666 | 2136.9 | 2136.9 | check | [45 empty] | TRUE | 3-2014 |  | 0 |  |  | 0 | 0
| 2014-03-20 22:00 | 2014 | 3 | 20 | 22 |  |  | 0 | [7 empty] | 0 |  |  |  |  | 0 | 0 | 1348.101 | 843.104 | -28.606 | 814.498 | 2162.6 | 2162.599 | check | [45 empty] | TRUE | 3-2014 |  | 0 |  |  | 0 | 0
| 2014-03-20 23:00 | 2014 | 3 | 20 | 23 |  |  | 0 | [7 empty] | 0 |  |  |  |  | 0 | 0 | 1358.627 | 824.628 | -27.655 | 796.973 | 2155.6 | 2155.6 | check | [45 empty] | TRUE | 3-2014 |  | 0 |  |  | 0 | 0
| 2014-03-21 | 2014 | 3 | 21 | 0 |  |  | 0 | [7 empty] | 0 |  |  |  |  | 0 | 0 | 1332.914 | 806.955 | -26.569 | 780.386 | 2113.3 | 2113.3 | check | [45 empty] | TRUE | 3-2014 |  | 0 |  |  | 0 | 0
| 2014-03-21 01:00 | 2014 | 3 | 21 | 1 |  |  | 0 | [7 empty] | 0 |  |  |  |  | 0 | 0 | 1146.491 | 794.566 | -26.257 | 768.309 | 1914.8 | 1914.8 | check | [45 empty] | TRUE | 3-2014 |  | 0 |  |  | 0 | 0
| 2014-03-21 02:00 | 2014 | 3 | 21 | 2 |  |  | 0 | [7 empty] | 0 |  |  |  |  | 0 | 0 | 931.844 | 776.493 | -23.987 | 752.506 | 1684.35 | 1684.35 | check | [45 empty] | TRUE | 3-2014 |  | 0 |  |  | 0 | 0
| 2014-03-21 03:00 | 2014 | 3 | 21 | 3 |  |  | 0 | [7 empty] | 0 |  |  |  |  | 0 | 0 | 905.309 | 779.463 | -24.722 | 754.741 | 1660.05 | 1660.05 | check | [45 empty] | TRUE | 3-2014 |  | 0 |  |  | 0 | 0
| 2014-03-21 04:00 | 2014 | 3 | 21 | 4 |  |  | 0 | [7 empty] | 0 |  |  |  |  | 0 | 0 | 890.34 | 791.743 | -26.133 | 765.61 | 1655.95 | 1655.95 | check | [45 empty] | TRUE | 3-2014 |  | 0 |  |  | 0 | 0
| 2014-03-21 05:00 | 2014 | 3 | 21 | 5 |  |  | 0 | [7 empty] | 0 |  |  |  |  | 0 | 0 | 888.69 | 814.542 | -27.332 | 787.21 | 1675.9 | 1675.9 | check | [45 empty] | TRUE | 3-2014 |  | 0 |  |  | 0 | 0
| 2014-03-21 06:00 | 2014 | 3 | 21 | 6 |  |  | 0 | [7 empty] | 0 |  |  |  |  | 0 | 0 | 880.267 | 862.56 | -26.777 | 835.783 | 1716.05 | 1716.05 | check | [45 empty] | TRUE | 3-2014 |  | 0 |  |  | 0 | 0
| 2014-03-21 07:00 | 2014 | 3 | 21 | 7 |  |  | 207.884 | [7 empty] | 13976.0413 |  |  |  |  | 207.884 | 13976.0413 | 1113.1 | 942.653 | -31.32 | 911.333 | 2024.434 | 2024.433 | check | [45 empty] | TRUE | 3-2014 |  | 0 |  |  | 13976.0413 | 0
| 2014-03-21 08:00 | 2014 | 3 | 21 | 8 |  |  | 249.27 | [7 empty] | 11526.2448 |  |  |  |  | 249.27 | 11526.2448 | 1246.1 | 987.931 | -33.56 | 954.371 | 2200.47 | 2200.471 | check | [45 empty] | TRUE | 3-2014 |  | 0 |  |  | 11526.2448 | 0
| 2014-03-21 09:00 | 2014 | 3 | 21 | 9 |  |  | 79.072 | [7 empty] | 3737.7334 |  |  |  |  | 79.072 | 3737.7334 | 1251 | 982.578 | -33.457 | 949.121 | 2200.122 | 2200.121 | check | [45 empty] | TRUE | 3-2014 |  | 0 |  |  | 3737.7334 | 0
| 2014-03-21 10:00 | 2014 | 3 | 21 | 10 |  |  | 20.163 | [7 empty] | 801.4792 |  |  |  |  | 20.163 | 801.4792 | 1276.5 | 939.564 | -31.701 | 907.863 | 2184.363 | 2184.363 | check | [45 empty] | TRUE | 3-2014 |  | 0 |  |  | 801.4792 | 0
| 2014-03-21 11:00 | 2014 | 3 | 21 | 11 |  |  | 0 | [7 empty] | 0 |  |  |  |  | 0 | 0 | 1336.691 | 857.863 | -30.805 | 827.058 | 2163.75 | 2163.749 | check | [45 empty] | TRUE | 3-2014 |  | 0 |  |  | 0 | 0
| 2014-03-21 12:00 | 2014 | 3 | 21 | 12 |  |  | 16.914 | [7 empty] | 594.6962 |  |  |  |  | 16.914 | 594.6962 | 1370 | 784.026 | -28.362 | 755.664 | 2125.664 | 2125.664 | check | [45 empty] | TRUE | 3-2014 |  | 0 |  |  | 594.6962 | 0
| 2014-03-21 13:00 | 2014 | 3 | 21 | 13 |  |  | 114.308 | [7 empty] | 3971.0599 |  |  |  |  | 114.308 | 3971.0599 | 1398.5 | 744.581 | -26.723 | 717.858 | 2116.358 | 2116.358 | check | [45 empty] | TRUE | 3-2014 |  | 0 |  |  | 3971.0599 | 0
| 2014-03-21 14:00 | 2014 | 3 | 21 | 14 |  |  | 0 | [7 empty] | 0 |  |  |  |  | 0 | 0 | 1314.874 | 716.754 | -25.578 | 691.176 | 2006.05 | 2006.05 | check | [45 empty] | TRUE | 3-2014 |  | 0 |  |  | 0 | 0
| 2014-03-21 15:00 | 2014 | 3 | 21 | 15 |  |  | 0 | [7 empty] | 0 |  |  |  |  | 0 | 0 | 1273.902 | 694.755 | -24.757 | 669.998 | 1943.9 | 1943.9 | check | [45 empty] | TRUE | 3-2014 |  | 0 |  |  | 0 | 0
| 2014-03-21 16:00 | 2014 | 3 | 21 | 16 |  |  | 0 | [7 empty] | 0 |  |  |  |  | 0 | 0 | 1201.374 | 672.063 | -23.387 | 648.676 | 1850.05 | 1850.05 | check | [45 empty] | TRUE | 3-2014 |  | 0 |  |  | 0 | 0
| 2014-03-21 17:00 | 2014 | 3 | 21 | 17 |  |  | 0 | [7 empty] | 0 |  |  |  |  | 0 | 0 | 1118.949 | 666.651 | -22.4 | 644.251 | 1763.2 | 1763.2 | check | [45 empty] | TRUE | 3-2014 |  | 0 |  |  | 0 | 0
| 2014-03-21 18:00 | 2014 | 3 | 21 | 18 |  |  | 0 | [7 empty] | 0 |  |  |  |  | 0 | 0 | 1165.371 | 656.681 | -21.452 | 635.229 | 1800.6 | 1800.6 | check | [45 empty] | TRUE | 3-2014 |  | 0 |  |  | 0 | 0
| 2014-03-21 19:00 | 2014 | 3 | 21 | 19 |  |  | 28.329 | [7 empty] | 891.5136 |  |  |  |  | 28.329 | 891.5136 | 1151.6 | 655.295 | -21.816 | 633.479 | 1785.079 | 1785.079 | check | [45 empty] | TRUE | 3-2014 |  | 0 |  |  | 891.5136 | 0
| 2014-03-21 20:00 | 2014 | 3 | 21 | 20 |  |  | 46.72 | [7 empty] | 1729.5744 |  |  |  |  | 46.72 | 1729.5744 | 1197.6 | 673.897 | -24.027 | 649.87 | 1847.47 | 1847.47 | check | [45 empty] | TRUE | 3-2014 |  | 0 |  |  | 1729.5744 | 0
| 2014-03-21 21:00 | 2014 | 3 | 21 | 21 |  |  | 152.151 | [7 empty] | 6315.788 |  |  |  |  | 152.151 | 6315.788 | 1376.2 | 718.5 | -26.499 | 692.001 | 2068.201 | 2068.201 | check | [45 empty] | TRUE | 3-2014 |  | 0 |  |  | 6315.788 | 0
| 2014-03-21 22:00 | 2014 | 3 | 21 | 22 |  |  | 41.703 | [7 empty] | 1430.4129 |  |  |  |  | 41.703 | 1430.4129 | 1292 | 711.047 | -26.894 | 684.153 | 1976.153 | 1976.153 | check | [45 empty] | TRUE | 3-2014 |  | 0 |  |  | 1430.4129 | 0
| 2014-03-21 23:00 | 2014 | 3 | 21 | 23 |  |  | 0 | [7 empty] | 0 |  |  |  |  | 0 | 0 | 1180.393 | 695.26 | -25.053 | 670.207 | 1850.6 | 1850.6 | check | [45 empty] | TRUE | 3-2014 |  | 0 |  |  | 0 | 0
| 2014-03-22 | 2014 | 3 | 22 | 0 |  |  | 0 | [7 empty] | 0 |  |  |  |  | 0 | 0 | 1137.024 | 679.316 | -25.989 | 653.327 | 1790.35 | 1790.351 | check | [45 empty] | TRUE | 3-2014 |  | 0 |  |  | 0 | 0
| 2014-03-22 01:00 | 2014 | 3 | 22 | 1 |  |  | 0 | [7 empty] | 0 |  |  |  |  | 0 | 0 | 847.027 | 659.933 | -22.91 | 637.023 | 1484.05 | 1484.05 | check | [45 empty] | TRUE | 3-2014 |  | 0 |  |  | 0 | 0
| 2014-03-22 02:00 | 2014 | 3 | 22 | 2 |  |  | 0 | [7 empty] | 0 |  |  |  |  | 0 | 0 | 757.497 | 651.661 | -21.757 | 629.904 | 1387.4 | 1387.401 | check | [45 empty] | TRUE | 3-2014 |  | 0 |  |  | 0 | 0
| 2014-03-22 03:00 | 2014 | 3 | 22 | 3 |  |  | 0 | [7 empty] | 0 |  |  |  |  | 0 | 0 | 811.831 | 646.872 | -22.503 | 624.369 | 1436.2 | 1436.2 | check | [45 empty] | TRUE | 3-2014 |  | 0 |  |  | 0 | 0
| 2014-03-22 04:00 | 2014 | 3 | 22 | 4 |  |  | 0 | [7 empty] | 0 |  |  |  |  | 0 | 0 | 812.874 | 645.425 | -22.199 | 623.226 | 1436.1 | 1436.1 | check | [45 empty] | TRUE | 3-2014 |  | 0 |  |  | 0 | 0
| 2014-03-22 05:00 | 2014 | 3 | 22 | 5 |  |  | 27.289 | [7 empty] | 839.4096 |  |  |  |  | 27.289 | 839.4096 | 837.4 | 662.267 | -22.228 | 640.039 | 1477.439 | 1477.439 | check | [45 empty] | TRUE | 3-2014 |  | 0 |  |  | 839.4096 | 0
| 2014-03-22 06:00 | 2014 | 3 | 22 | 6 |  |  | 20.873 | [7 empty] | 651.6551 |  |  |  |  | 20.873 | 651.6551 | 888.4 | 680.661 | -23.088 | 657.573 | 1545.973 | 1545.973 | check | [45 empty] | TRUE | 3-2014 |  | 0 |  |  | 651.6551 | 0
| 2014-03-22 07:00 | 2014 | 3 | 22 | 7 |  |  | 45.9 | [7 empty] | 1496.34 |  |  |  |  | 45.9 | 1496.34 | 1008.04 | 697.074 | -22.814 | 674.26 | 1682.3 | 1682.3 | check | [45 empty] | TRUE | 3-2014 |  | 0 |  |  | 1496.34 | 0
| 2014-03-22 08:00 | 2014 | 3 | 22 | 8 |  |  | 13.249 | [7 empty] | 424.7629 |  |  |  |  | 13.249 | 424.7629 | 1131.2 | 716.511 | -22.462 | 694.049 | 1825.249 | 1825.249 | check | [45 empty] | TRUE | 3-2014 |  | 0 |  |  | 424.7629 | 0
| 2014-03-22 09:00 | 2014 | 3 | 22 | 9 |  |  | 138.586 | [7 empty] | 5235.7791 |  |  |  |  | 138.586 | 5235.7791 | 1283.9 | 720.823 | -22.687 | 698.136 | 1982.036 | 1982.036 | check | [45 empty] | TRUE | 3-2014 |  | 0 |  |  | 5235.7791 | 0
| 2014-03-22 10:00 | 2014 | 3 | 22 | 10 |  |  | 147.144 | [7 empty] | 5715.073 |  |  |  |  | 147.144 | 5715.073 | 1378.7 | 722.054 | -23.46 | 698.594 | 2077.294 | 2077.294 | check | [45 empty] | TRUE | 3-2014 |  | 0 |  |  | 5715.073 | 0
| 2014-03-22 11:00 | 2014 | 3 | 22 | 11 |  |  | 135.087 | [7 empty] | 5702.0223 |  |  |  |  | 135.087 | 5702.0223 | 1400.9 | 716.419 | -22.232 | 694.187 | 2095.087 | 2095.087 | check | [45 empty] | TRUE | 3-2014 |  | 0 |  |  | 5702.0223 | 0
| 2014-03-22 12:00 | 2014 | 3 | 22 | 12 |  |  | 144.496 | [7 empty] | 6042.8227 |  |  |  |  | 144.496 | 6042.8227 | 1431.9 | 691.851 | -21.256 | 670.595 | 2102.496 | 2102.495 | check | [45 empty] | TRUE | 3-2014 |  | 0 |  |  | 6042.8227 | 0
| 2014-03-22 13:00 | 2014 | 3 | 22 | 13 |  |  | 80.814 | [7 empty] | 2784.8504 |  |  |  |  | 80.814 | 2784.8504 | 1373.9 | 676.93 | -21.016 | 655.914 | 2029.814 | 2029.814 | check | [45 empty] | TRUE | 3-2014 |  | 0 |  |  | 2784.8504 | 0
| 2014-03-22 14:00 | 2014 | 3 | 22 | 14 |  |  | 0 | [7 empty] | 0 |  |  |  |  | 0 | 0 | 1253.818 | 658.344 | -20.012 | 638.332 | 1892.15 | 1892.15 | check | [45 empty] | TRUE | 3-2014 |  | 0 |  |  | 0 | 0
| 2014-03-22 15:00 | 2014 | 3 | 22 | 15 |  |  | 0 | [7 empty] | 0 |  |  |  |  | 0 | 0 | 1179.398 | 646.305 | -18.704 | 627.601 | 1807 | 1806.999 | check | [45 empty] | TRUE | 3-2014 |  | 0 |  |  | 0 | 0
| 2014-03-22 16:00 | 2014 | 3 | 22 | 16 |  |  | 0 | [7 empty] | 0 |  |  |  |  | 0 | 0 | 1165.451 | 634.751 | -18.352 | 616.399 | 1781.85 | 1781.85 | check | [45 empty] | TRUE | 3-2014 |  | 0 |  |  | 0 | 0
| 2014-03-22 17:00 | 2014 | 3 | 22 | 17 |  |  | 2.744 | [7 empty] | 85.1491 |  |  |  |  | 2.744 | 85.1491 | 1148.1 | 625.015 | -18.071 | 606.944 | 1755.044 | 1755.044 | check | [45 empty] | TRUE | 3-2014 |  | 0 |  |  | 85.1491 | 0
| 2014-03-22 18:00 | 2014 | 3 | 22 | 18 |  |  | 18.754 | [7 empty] | 567.3085 |  |  |  |  | 18.754 | 567.3085 | 1174 | 626.766 | -17.862 | 608.904 | 1782.904 | 1782.904 | check | [45 empty] | TRUE | 3-2014 |  | 0 |  |  | 567.3085 | 0
| 2014-03-22 19:00 | 2014 | 3 | 22 | 19 |  |  | 149.666 | [7 empty] | 4452.5635 |  |  |  |  | 149.666 | 4452.5635 | 1258.5 | 633.149 | -17.833 | 615.316 | 1873.816 | 1873.816 | check | [45 empty] | TRUE | 3-2014 |  | 0 |  |  | 4452.5635 | 0
| 2014-03-22 20:00 | 2014 | 3 | 22 | 20 |  |  | 340.369 | [7 empty] | 11470.4353 |  |  |  |  | 340.369 | 11470.4353 | 1460.7 | 650.587 | -19.768 | 630.819 | 2091.519 | 2091.519 | check | [45 empty] | TRUE | 3-2014 |  | 0 |  |  | 11470.4353 | 0
| 2014-03-22 21:00 | 2014 | 3 | 22 | 21 |  |  | 244.968 | [7 empty] | 8804.1499 |  |  |  |  | 244.968 | 8804.1499 | 1484 | 695.212 | -20.793 | 674.419 | 2158.418 | 2158.419 | check | [45 empty] | TRUE | 3-2014 |  | 0 |  |  | 8804.1499 | 0
| 2014-03-22 22:00 | 2014 | 3 | 22 | 22 |  |  | 269.119 | [7 empty] | 8942.8244 |  |  |  |  | 269.119 | 8942.8244 | 1486 | 696.908 | -19.939 | 676.969 | 2162.969 | 2162.969 | check | [45 empty] | TRUE | 3-2014 |  | 0 |  |  | 8942.8244 | 0
| 2014-03-22 23:00 | 2014 | 3 | 22 | 23 |  |  | 200.761 | [7 empty] | 6446.4357 |  |  |  |  | 200.761 | 6446.4357 | 1393.1 | 700.412 | -19.601 | 680.811 | 2073.911 | 2073.911 | check | [45 empty] | TRUE | 3-2014 |  | 0 |  |  | 6446.4357 | 0
| 2014-03-23 | 2014 | 3 | 23 | 0 |  |  | 109.208 | [7 empty] | 3251.1222 |  |  |  |  | 109.208 | 3251.1222 | 1183.1 | 674.863 | -17.505 | 657.358 | 1840.458 | 1840.458 | check | [45 empty] | TRUE | 3-2014 |  | 0 |  |  | 3251.1222 | 0
| 2014-03-23 01:00 | 2014 | 3 | 23 | 1 |  |  | 0 | [7 empty] | 0 |  |  |  |  | 0 | 0 | 871.549 | 674.603 | -16.952 | 657.651 | 1529.2 | 1529.2 | check | [45 empty] | TRUE | 3-2014 |  | 0 |  |  | 0 | 0
| 2014-03-23 02:00 | 2014 | 3 | 23 | 2 |  |  | 14.949 | [7 empty] | 436.6603 |  |  |  |  | 14.949 | 436.6603 | 761.5 | 667.926 | -16.678 | 651.248 | 1412.749 | 1412.748 | check | [45 empty] | TRUE | 3-2014 |  | 436.6603 |  |  | 436.6603 | 14.949
| 2014-03-23 03:00 | 2014 | 3 | 23 | 3 |  |  | 36.167 | [7 empty] | 1020.6327 |  |  |  |  | 36.167 | 1020.6327 | 734 | 677.079 | -17.613 | 659.466 | 1393.467 | 1393.466 | check | [45 empty] | TRUE | 3-2014 |  | 1020.6327 |  |  | 1020.6327 | 36.167
| 2014-03-23 04:00 | 2014 | 3 | 23 | 4 |  |  | 41.626 | [7 empty] | 1151.3752 |  |  |  |  | 41.626 | 1151.3752 | 733.7 | 685.362 | -17.936 | 667.426 | 1401.126 | 1401.126 | check | [45 empty] | TRUE | 3-2014 |  | 1151.3752 |  |  | 1151.3752 | 41.626
| 2014-03-23 05:00 | 2014 | 3 | 23 | 5 |  |  | 59.167 | [7 empty] | 1695.1345 |  |  |  |  | 59.167 | 1695.1345 | 795.6 | 696.67 | -18.953 | 677.717 | 1473.317 | 1473.317 | check | [45 empty] | TRUE | 3-2014 |  | 1695.1345 |  |  | 1695.1345 | 59.167
| 2014-03-23 06:00 | 2014 | 3 | 23 | 6 |  |  | 33.902 | [7 empty] | 996.3798 |  |  |  |  | 33.902 | 996.3798 | 831.4 | 710.306 | -20.554 | 689.752 | 1521.152 | 1521.152 | check | [45 empty] | TRUE | 3-2014 |  | 996.3798 |  |  | 996.3798 | 33.902
| 2014-03-23 07:00 | 2014 | 3 | 23 | 7 |  |  | 71.49 | [7 empty] | 2178.3003 |  |  |  |  | 71.49 | 2178.3003 | 986.8 | 727.811 | -21.421 | 706.39 | 1693.19 | 1693.19 | check | [45 empty] | TRUE | 3-2014 |  | 0 |  |  | 2178.3003 | 0
| 2014-03-23 08:00 | 2014 | 3 | 23 | 8 |  |  | 146.401 | [7 empty] | 4519.3989 |  |  |  |  | 146.401 | 4519.3989 | 1146 | 761.608 | -21.208 | 740.4 | 1886.401 | 1886.4 | check | [45 empty] | TRUE | 3-2014 |  | 0 |  |  | 4519.3989 | 0
| 2014-03-23 09:00 | 2014 | 3 | 23 | 9 |  |  | 243.084 | [7 empty] | 8274.5794 |  |  |  |  | 243.084 | 8274.5794 | 1312.1 | 795.231 | -24.097 | 771.134 | 2083.234 | 2083.234 | check | [45 empty] | TRUE | 3-2014 |  | 0 |  |  | 8274.5794 | 0
| 2014-03-23 10:00 | 2014 | 3 | 23 | 10 |  |  | 215.959 | [7 empty] | 8014.2385 |  |  |  |  | 215.959 | 8014.2385 | 1372.4 | 814.263 | -25.705 | 788.558 | 2160.959 | 2160.958 | check | [45 empty] | TRUE | 3-2014 |  | 0 |  |  | 8014.2385 | 0
| 2014-03-23 11:00 | 2014 | 3 | 23 | 11 |  |  | 147.169 | [7 empty] | 8075.163 |  |  |  |  | 147.169 | 8075.163 | 1387.4 | 799.577 | -25.659 | 773.918 | 2161.319 | 2161.318 | check | [45 empty] | TRUE | 3-2014 |  | 0 |  |  | 8075.163 | 0
| 2014-03-23 12:00 | 2014 | 3 | 23 | 12 |  |  | 108.927 | [7 empty] | 4825.4661 |  |  |  |  | 108.927 | 4825.4661 | 1408.5 | 768.03 | -25.053 | 742.977 | 2151.477 | 2151.477 | check | [45 empty] | TRUE | 3-2014 |  | 0 |  |  | 4825.4661 | 0
| 2014-03-23 13:00 | 2014 | 3 | 23 | 13 |  |  | 69.391 | [7 empty] | 2774.9461 |  |  |  |  | 69.391 | 2774.9461 | 1377.8 | 757.051 | -25.16 | 731.891 | 2109.691 | 2109.691 | check | [45 empty] | TRUE | 3-2014 |  | 0 |  |  | 2774.9461 | 0
| 2014-03-23 14:00 | 2014 | 3 | 23 | 14 |  |  | 14.348 | [7 empty] | 555.985 |  |  |  |  | 14.348 | 555.985 | 1327.8 | 749.291 | -25.443 | 723.848 | 2051.648 | 2051.648 | check | [45 empty] | TRUE | 3-2014 |  | 0 |  |  | 555.985 | 0
| 2014-03-23 15:00 | 2014 | 3 | 23 | 15 |  |  | 0 | [7 empty] | 0 |  |  |  |  | 0 | 0 | 1279.344 | 723.364 | -24.858 | 698.506 | 1977.85 | 1977.85 | check | [45 empty] | TRUE | 3-2014 |  | 0 |  |  | 0 | 0
| 2014-03-23 16:00 | 2014 | 3 | 23 | 16 |  |  | 0 | [7 empty] | 0 |  |  |  |  | 0 | 0 | 1282.734 | 706.319 | -24.603 | 681.716 | 1964.45 | 1964.45 | check | [45 empty] | TRUE | 3-2014 |  | 0 |  |  | 0 | 0
| 2014-03-23 17:00 | 2014 | 3 | 23 | 17 |  |  | 0 | [7 empty] | 0 |  |  |  |  | 0 | 0 | 1282.2 | 710.233 | -23.433 | 686.8 | 1969 | 1969 | check | [45 empty] | TRUE | 3-2014 |  | 0 |  |  | 0 | 0
| 2014-03-23 18:00 | 2014 | 3 | 23 | 18 |  |  | 102.787 | [7 empty] | 3384.7759 |  |  |  |  | 102.787 | 3384.7759 | 1313.5 | 715.405 | -23.518 | 691.887 | 2005.387 | 2005.387 | check | [45 empty] | TRUE | 3-2014 |  | 0 |  |  | 3384.7759 | 0
| 2014-03-23 19:00 | 2014 | 3 | 23 | 19 |  |  | 212.15 | [7 empty] | 6871.5385 |  |  |  |  | 212.15 | 6871.5385 | 1381.9 | 745.553 | -24.454 | 721.099 | 2103 | 2102.999 | check | [45 empty] | TRUE | 3-2014 |  | 0 |  |  | 6871.5385 | 0
| 2014-03-23 20:00 | 2014 | 3 | 23 | 20 |  |  | 252.871 | [7 empty] | 15154.559 |  |  |  |  | 252.871 | 15154.559 | 1403.3 | 786.845 | -26.674 | 760.171 | 2163.471 | 2163.471 | check | [45 empty] | TRUE | 3-2014 |  | 0 |  |  | 15154.559 | 0
| 2014-03-23 21:00 | 2014 | 3 | 23 | 21 |  |  | 140.895 | [7 empty] | 13990.8735 |  |  |  |  | 140.895 | 13990.8735 | 1349.6 | 862.963 | -28.218 | 834.745 | 2184.345 | 2184.345 | check | [45 empty] | TRUE | 3-2014 |  | 0 |  |  | 13990.8735 | 0
| 2014-03-23 22:00 | 2014 | 3 | 23 | 22 |  |  | 68.354 | [7 empty] | 3805.2672 |  |  |  |  | 68.354 | 3805.2672 | 1354.2 | 864.852 | -29.848 | 835.004 | 2189.204 | 2189.204 | check | [45 empty] | TRUE | 3-2014 |  | 0 |  |  | 3805.2672 | 0
| 2014-03-23 23:00 | 2014 | 3 | 23 | 23 |  |  | 38.927 | [7 empty] | 2544.2687 |  |  |  |  | 38.927 | 2544.2687 | 1363.6 | 857.353 | -31.026 | 826.327 | 2189.927 | 2189.927 | check | [45 empty] | TRUE | 3-2014 |  | 0 |  |  | 2544.2687 | 0
| 2014-03-24 | 2014 | 3 | 24 | 0 |  |  | 0 | [7 empty] | 0 |  |  |  |  | 0 | 0 | 1319.078 | 852.491 | -29.82 | 822.671 | 2141.75 | 2141.749 | check | [45 empty] | TRUE | 3-2014 |  | 0 |  |  | 0 | 0
| 2014-03-24 01:00 | 2014 | 3 | 24 | 1 |  |  | 0 | [7 empty] | 0 |  |  |  |  | 0 | 0 | 1188.047 | 846.952 | -29.299 | 817.653 | 2005.7 | 2005.7 | check | [45 empty] | TRUE | 3-2014 |  | 0 |  |  | 0 | 0
| 2014-03-24 02:00 | 2014 | 3 | 24 | 2 |  |  | 0 | [7 empty] | 0 |  |  |  |  | 0 | 0 | 1044.383 | 848.423 | -30.256 | 818.167 | 1862.55 | 1862.55 | check | [45 empty] | TRUE | 3-2014 |  | 0 |  |  | 0 | 0
| 2014-03-24 03:00 | 2014 | 3 | 24 | 3 |  |  | 0 | [7 empty] | 0 |  |  |  |  | 0 | 0 | 993.224 | 863.812 | -31.137 | 832.675 | 1825.9 | 1825.899 | check | [45 empty] | TRUE | 3-2014 |  | 0 |  |  | 0 | 0
| 2014-03-24 04:00 | 2014 | 3 | 24 | 4 |  |  | 0 | [7 empty] | 0 |  |  |  |  | 0 | 0 | 1036.763 | 889.747 | -33.26 | 856.487 | 1893.25 | 1893.25 | check | [45 empty] | TRUE | 3-2014 |  | 0 |  |  | 0 | 0
| 2014-03-24 05:00 | 2014 | 3 | 24 | 5 |  |  | 0 | [7 empty] | 0 |  |  |  |  | 0 | 0 | 1080.211 | 917.895 | -34.456 | 883.439 | 1963.65 | 1963.65 | check | [45 empty] | TRUE | 3-2014 |  | 0 |  |  | 0 | 0
| 2014-03-24 06:00 | 2014 | 3 | 24 | 6 |  |  | 0 | [7 empty] | 0 |  |  |  |  | 0 | 0 | 1091.363 | 977.173 | -36.986 | 940.187 | 2031.55 | 2031.55 | check | [45 empty] | TRUE | 3-2014 |  | 0 |  |  | 0 | 0
| 2014-03-24 07:00 | 2014 | 3 | 24 | 7 |  |  | 0 | [7 empty] | 0 |  |  |  |  | 0 | 0 | 1074.65 | 1079.418 | -40.368 | 1039.05 | 2113.7 | 2113.7 | check | [45 empty] | TRUE | 3-2014 |  | 0 |  |  | 0 | 0
| 2014-03-24 08:00 | 2014 | 3 | 24 | 8 |  |  | 0 | [7 empty] | 0 |  |  |  |  | 0 | 0 | 1061.037 | 1139.047 | -40.534 | 1098.513 | 2159.55 | 2159.55 | check | [45 empty] | TRUE | 3-2014 |  | 0 |  |  | 0 | 0
| 2014-03-24 09:00 | 2014 | 3 | 24 | 9 |  |  | 0 | [7 empty] | 0 |  |  |  |  | 0 | 0 | 1062.583 | 1141.358 | -39.491 | 1101.867 | 2164.45 | 2164.45 | check | [45 empty] | TRUE | 3-2014 |  | 0 |  |  | 0 | 0
| 2014-03-24 10:00 | 2014 | 3 | 24 | 10 |  |  | 0 | [7 empty] | 0 |  |  |  |  | 0 | 0 | 1108.983 | 1091.839 | -38.671 | 1053.168 | 2162.15 | 2162.151 | check | [45 empty] | TRUE | 3-2014 |  | 0 |  |  | 0 | 0
| 2014-03-24 11:00 | 2014 | 3 | 24 | 11 |  |  | 0 | [7 empty] | 0 |  |  |  |  | 0 | 0 | 1183.273 | 1016.415 | -37.538 | 978.877 | 2162.15 | 2162.15 | check | [45 empty] | TRUE | 3-2014 |  | 0 |  |  | 0 | 0
| 2014-03-24 12:00 | 2014 | 3 | 24 | 12 |  |  | 17.363 | [7 empty] | 917.9818 |  |  |  |  | 17.363 | 917.9818 | 1199.6 | 955.582 | -37.369 | 918.213 | 2117.813 | 2117.813 | check | [45 empty] | TRUE | 3-2014 |  | 0 |  |  | 917.9818 | 0
| 2014-03-24 13:00 | 2014 | 3 | 24 | 13 |  |  | 189.798 | [7 empty] | 12667.1185 |  |  |  |  | 189.798 | 12667.1185 | 1242.4 | 906.509 | -34.962 | 871.547 | 2113.948 | 2113.947 | check | [45 empty] | TRUE | 3-2014 |  | 0 |  |  | 12667.1185 | 0
| 2014-03-24 14:00 | 2014 | 3 | 24 | 14 |  |  | 240.393 | [7 empty] | 16361.1476 |  |  |  |  | 240.393 | 16361.1476 | 1276.1 | 870.88 | -32.537 | 838.343 | 2114.443 | 2114.443 | check | [45 empty] | TRUE | 3-2014 |  | 0 |  |  | 16361.1476 | 0
| 2014-03-24 15:00 | 2014 | 3 | 24 | 15 |  |  | 237.18 | [7 empty] | 10056.432 |  |  |  |  | 237.18 | 10056.432 | 1307 | 836.39 | -31.06 | 805.33 | 2112.33 | 2112.33 | check | [45 empty] | TRUE | 3-2014 |  | 0 |  |  | 10056.432 | 0
| 2014-03-24 16:00 | 2014 | 3 | 24 | 16 |  |  | 244.399 | [7 empty] | 9705.0843 |  |  |  |  | 244.399 | 9705.0843 | 1328.5 | 803.084 | -30.035 | 773.049 | 2101.549 | 2101.549 | check | [45 empty] | TRUE | 3-2014 |  | 0 |  |  | 9705.0843 | 0
| 2014-03-24 17:00 | 2014 | 3 | 24 | 17 |  |  | 275.552 | [7 empty] | 10517.8198 |  |  |  |  | 275.552 | 10517.8198 | 1327.4 | 795.146 | -29.545 | 765.601 | 2093.002 | 2093.001 | check | [45 empty] | TRUE | 3-2014 |  | 0 |  |  | 10517.8198 | 0
| 2014-03-24 18:00 | 2014 | 3 | 24 | 18 |  |  | 578.883 | [7 empty] | 22391.1944 |  |  |  |  | 578.883 | 22391.1944 | 1317.8 | 802.521 | -29.138 | 773.383 | 2091.183 | 2091.183 | check | [45 empty] | TRUE | 3-2014 |  | 0 |  |  | 22391.1944 | 0
| 2014-03-24 19:00 | 2014 | 3 | 24 | 19 |  |  | 746.402 | [7 empty] | 31722.085 |  |  |  |  | 746.402 | 31722.085 | 1301.1 | 827.385 | -29.783 | 797.602 | 2098.702 | 2098.702 | check | [45 empty] | TRUE | 3-2014 |  | 0 |  |  | 31722.085 | 0
| 2014-03-24 20:00 | 2014 | 3 | 24 | 20 |  |  | 797.553 | [7 empty] | 71061.9723 |  |  |  |  | 797.553 | 71061.9723 | 1266 | 874.578 | -32.575 | 842.003 | 2108.003 | 2108.003 | check | [45 empty] | TRUE | 3-2014 |  | 0 |  |  | 71061.9723 | 0
| 2014-03-24 21:00 | 2014 | 3 | 24 | 21 |  |  | 829.325 | [7 empty] | 80544.044 |  |  |  |  | 829.325 | 80544.044 | 1214.5 | 932.102 | -33.677 | 898.425 | 2112.925 | 2112.925 | check | [45 empty] | TRUE | 3-2014 |  | 0 |  |  | 80544.044 | 0
| 2014-03-24 22:00 | 2014 | 3 | 24 | 22 |  |  | 824.587 | [7 empty] | 58545.677 |  |  |  |  | 824.587 | 58545.677 | 1213.7 | 927.345 | -34.158 | 893.187 | 2106.887 | 2106.887 | check | [45 empty] | TRUE | 3-2014 |  | 0 |  |  | 58545.677 | 0
| 2014-03-24 23:00 | 2014 | 3 | 24 | 23 |  |  | 820.567 | [7 empty] | 51531.6076 |  |  |  |  | 820.567 | 51531.6076 | 1236.7 | 900.755 | -34.738 | 866.017 | 2102.717 | 2102.717 | check | [45 empty] | TRUE | 3-2014 |  | 0 |  |  | 51531.6076 | 0
| 2014-03-25 | 2014 | 3 | 25 | 0 |  |  | 826.348 | [7 empty] | 39590.3327 |  |  |  |  | 826.348 | 39590.3327 | 1269.9 | 870.955 | -33.257 | 837.698 | 2107.598 | 2107.598 | check | [45 empty] | TRUE | 3-2014 |  | 0 |  |  | 39590.3327 | 0
| 2014-03-25 01:00 | 2014 | 3 | 25 | 1 |  |  | 0 | [7 empty] | 0 |  |  |  |  | 0 | 0 | 388.843 | 836.901 | -30.644 | 806.257 | 1195.1 | 1195.1 | check | [45 empty] | TRUE | 3-2014 |  | 0 |  |  | 0 | 0
| 2014-03-25 02:00 | 2014 | 3 | 25 | 2 |  |  | 0 | [7 empty] | 0 |  |  |  |  | 0 | 0 | 398.41 | 824.295 | -30.255 | 794.04 | 1192.45 | 1192.45 | check | [45 empty] | TRUE | 3-2014 |  | 0 |  |  | 0 | 0
| 2014-03-25 03:00 | 2014 | 3 | 25 | 3 |  |  | 0 | [7 empty] | 0 |  |  |  |  | 0 | 0 | 438.464 | 820.595 | -31.759 | 788.836 | 1227.3 | 1227.3 | check | [45 empty] | TRUE | 3-2014 |  | 0 |  |  | 0 | 0
| 2014-03-25 04:00 | 2014 | 3 | 25 | 4 |  |  | 0 | [7 empty] | 0 |  |  |  |  | 0 | 0 | 432.13 | 832.552 | -33.032 | 799.52 | 1231.65 | 1231.65 | check | [45 empty] | TRUE | 3-2014 |  | 0 |  |  | 0 | 0
| 2014-03-25 05:00 | 2014 | 3 | 25 | 5 |  |  | 0 | [7 empty] | 0 |  |  |  |  | 0 | 0 | 433.818 | 849.444 | -32.063 | 817.381 | 1251.2 | 1251.199 | check | [45 empty] | TRUE | 3-2014 |  | 0 |  |  | 0 | 0
| 2014-03-25 06:00 | 2014 | 3 | 25 | 6 |  |  | 0 | [7 empty] | 0 |  |  |  |  | 0 | 0 | 397.959 | 898.907 | -33.866 | 865.041 | 1263 | 1263 | check | [45 empty] | TRUE | 3-2014 |  | 0 |  |  | 0 | 0
| 2014-03-25 07:00 | 2014 | 3 | 25 | 7 |  |  | 0 | [7 empty] | 0 |  |  |  |  | 0 | 0 | 298.266 | 1018.833 | -39.099 | 979.734 | 1278 | 1278 | check | [45 empty] | TRUE | 3-2014 |  | 0 |  |  | 0 | 0
| 2014-03-25 08:00 | 2014 | 3 | 25 | 8 |  |  | 0 | [7 empty] | 0 |  |  |  |  | 0 | 0 | 267.981 | 1047.414 | -39.245 | 1008.169 | 1276.15 | 1276.15 | check | [45 empty] | TRUE | 3-2014 |  | 0 |  |  | 0 | 0
| 2014-03-25 09:00 | 2014 | 3 | 25 | 9 |  |  | 0 | [7 empty] | 0 |  |  |  |  | 0 | 0 | 290.574 | 1028.357 | -39.632 | 988.725 | 1279.3 | 1279.299 | check | [45 empty] | TRUE | 3-2014 |  | 0 |  |  | 0 | 0
| 2014-03-25 10:00 | 2014 | 3 | 25 | 10 |  |  | 0 | [7 empty] | 0 |  |  |  |  | 0 | 0 | 306.817 | 1011.704 | -40.371 | 971.333 | 1278.15 | 1278.15 | check | [45 empty] | TRUE | 3-2014 |  | 0 |  |  | 0 | 0
| 2014-03-25 11:00 | 2014 | 3 | 25 | 11 |  |  | 0 | [7 empty] | 0 |  |  |  |  | 0 | 0 | 325.696 | 995.945 | -41.641 | 954.304 | 1280 | 1280 | check | [45 empty] | TRUE | 3-2014 |  | 0 |  |  | 0 | 0
| 2014-03-25 12:00 | 2014 | 3 | 25 | 12 |  |  | 0 | [7 empty] | 0 |  |  |  |  | 0 | 0 | 335.261 | 980.208 | -40.469 | 939.739 | 1275 | 1275 | check | [45 empty] | TRUE | 3-2014 |  | 0 |  |  | 0 | 0
| 2014-03-25 13:00 | 2014 | 3 | 25 | 13 |  |  | 0 | [7 empty] | 0 |  |  |  |  | 0 | 0 | 330.825 | 970.679 | -38.754 | 931.925 | 1262.75 | 1262.75 | check | [45 empty] | TRUE | 3-2014 |  | 0 |  |  | 0 | 0
| 2014-03-25 14:00 | 2014 | 3 | 25 | 14 |  |  | 0 | [7 empty] | 0 |  |  |  |  | 0 | 0 | 350.288 | 958.475 | -38.413 | 920.062 | 1270.35 | 1270.35 | check | [45 empty] | TRUE | 3-2014 |  | 0 |  |  | 0 | 0
| 2014-03-25 15:00 | 2014 | 3 | 25 | 15 |  |  | 0 | [7 empty] | 0 |  |  |  |  | 0 | 0 | 367.92 | 949.057 | -38.427 | 910.63 | 1278.55 | 1278.55 | check | [45 empty] | TRUE | 3-2014 |  | 0 |  |  | 0 | 0
| 2014-03-25 16:00 | 2014 | 3 | 25 | 16 |  |  | 0 | [7 empty] | 0 |  |  |  |  | 0 | 0 | 375.843 | 937.408 | -36.701 | 900.707 | 1276.55 | 1276.55 | check | [45 empty] | TRUE | 3-2014 |  | 0 |  |  | 0 | 0
| 2014-03-25 17:00 | 2014 | 3 | 25 | 17 |  |  | 0 | [7 empty] | 0 |  |  |  |  | 0 | 0 | 393.886 | 920.62 | -35.956 | 884.664 | 1278.55 | 1278.55 | check | [45 empty] | TRUE | 3-2014 |  | 0 |  |  | 0 | 0
| 2014-03-25 18:00 | 2014 | 3 | 25 | 18 |  |  | 0 | [7 empty] | 0 |  |  |  |  | 0 | 0 | 375.399 | 922.107 | -34.956 | 887.151 | 1262.55 | 1262.55 | check | [45 empty] | TRUE | 3-2014 |  | 0 |  |  | 0 | 0
| 2014-03-25 19:00 | 2014 | 3 | 25 | 19 |  |  | 142.19 | [7 empty] | 7900.0764 |  |  |  |  | 142.19 | 7900.0764 | 433.1 | 973.16 | -36.67 | 936.49 | 1369.59 | 1369.59 | check | [45 empty] | TRUE | 3-2014 |  | 0 |  |  | 7900.0764 | 0
| 2014-03-25 20:00 | 2014 | 3 | 25 | 20 |  |  | 166.426 | [7 empty] | 15484.275 |  |  |  |  | 166.426 | 15484.275 | 419.3 | 1012.228 | -38.752 | 973.476 | 1392.776 | 1392.776 | check | [45 empty] | TRUE | 3-2014 |  | 0 |  |  | 15484.275 | 0
| 2014-03-25 21:00 | 2014 | 3 | 25 | 21 |  |  | 159.3 | [7 empty] | 20465.271 |  |  |  |  | 159.3 | 20465.271 | 368 | 1048.919 | -36.169 | 1012.75 | 1380.75 | 1380.75 | check | [45 empty] | TRUE | 3-2014 |  | 0 |  |  | 20465.271 | 0
| 2014-03-25 22:00 | 2014 | 3 | 25 | 22 |  |  | 122.354 | [7 empty] | 16221.6933 |  |  |  |  | 122.354 | 16221.6933 | 364.7 | 1024.985 | -33.031 | 991.954 | 1356.654 | 1356.654 | check | [45 empty] | TRUE | 3-2014 |  | 0 |  |  | 16221.6933 | 0
| 2014-03-25 23:00 | 2014 | 3 | 25 | 23 |  |  | 70.253 | [7 empty] | 5130.5766 |  |  |  |  | 70.253 | 5130.5766 | 385.2 | 985.125 | -34.372 | 950.753 | 1335.953 | 1335.953 | check | [45 empty] | TRUE | 3-2014 |  | 0 |  |  | 5130.5766 | 0
| 2014-03-26 | 2014 | 3 | 26 | 0 |  |  | 61.898 | [7 empty] | 3698.4055 |  |  |  |  | 61.898 | 3698.4055 | 412.2 | 956.6 | -36.052 | 920.548 | 1332.748 | 1332.748 | check | [45 empty] | TRUE | 3-2014 |  | 0 |  |  | 3698.4055 | 0
| 2014-03-26 01:00 | 2014 | 3 | 26 | 1 |  |  | 0 | [7 empty] | 0 |  |  |  |  | 0 | 0 | 314.729 | 930.193 | -32.871 | 897.322 | 1212.05 | 1212.051 | check | [45 empty] | TRUE | 3-2014 |  | 0 |  |  | 0 | 0
| 2014-03-26 02:00 | 2014 | 3 | 26 | 2 |  |  | 0 | [7 empty] | 0 |  |  |  |  | 0 | 0 | 292.158 | 920.852 | -32.21 | 888.642 | 1180.8 | 1180.8 | check | [45 empty] | TRUE | 3-2014 |  | 0 |  |  | 0 | 0
| 2014-03-26 03:00 | 2014 | 3 | 26 | 3 |  |  | 0 | [7 empty] | 0 |  |  |  |  | 0 | 0 | 326.72 | 924.085 | -33.204 | 890.881 | 1217.6 | 1217.601 | check | [45 empty] | TRUE | 3-2014 |  | 0 |  |  | 0 | 0
| 2014-03-26 04:00 | 2014 | 3 | 26 | 4 |  |  | 0 | [7 empty] | 0 |  |  |  |  | 0 | 0 | 399.946 | 932.481 | -33.427 | 899.054 | 1299 | 1299 | check | [45 empty] | TRUE | 3-2014 |  | 0 |  |  | 0 | 0
| 2014-03-26 05:00 | 2014 | 3 | 26 | 5 |  |  | 0 | [7 empty] | 0 |  |  |  |  | 0 | 0 | 407.183 | 951.801 | -33.984 | 917.817 | 1325 | 1325 | check | [45 empty] | TRUE | 3-2014 |  | 0 |  |  | 0 | 0
| 2014-03-26 06:00 | 2014 | 3 | 26 | 6 |  |  | 0 | [7 empty] | 0 |  |  |  |  | 0 | 0 | 373.048 | 999.742 | -35.34 | 964.402 | 1337.45 | 1337.45 | check | [45 empty] | TRUE | 3-2014 |  | 0 |  |  | 0 | 0
| 2014-03-26 07:00 | 2014 | 3 | 26 | 7 |  |  | 0 | [7 empty] | 0 |  |  |  |  | 0 | 0 | 290.43 | 1088.728 | -37.008 | 1051.72 | 1342.15 | 1342.15 | check | [45 empty] | TRUE | 3-2014 |  | 0 |  |  | 0 | 0
| 2014-03-26 08:00 | 2014 | 3 | 26 | 8 |  |  | 0 | [7 empty] | 0 |  |  |  |  | 0 | 0 | 224.485 | 1136.858 | -38.043 | 1098.815 | 1323.3 | 1323.3 | check | [45 empty] | TRUE | 3-2014 |  | 0 |  |  | 0 | 0
| 2014-03-26 09:00 | 2014 | 3 | 26 | 9 |  |  | 0 | [7 empty] | 0 |  |  |  |  | 0 | 0 | 221.925 | 1143.859 | -39.084 | 1104.775 | 1326.7 | 1326.7 | check | [45 empty] | TRUE | 3-2014 |  | 0 |  |  | 0 | 0
| 2014-03-26 10:00 | 2014 | 3 | 26 | 10 |  |  | 0 | [7 empty] | 0 |  |  |  |  | 0 | 0 | 246.589 | 1111.6 | -38.189 | 1073.411 | 1320 | 1320 | check | [45 empty] | TRUE | 3-2014 |  | 0 |  |  | 0 | 0
| 2014-03-26 11:00 | 2014 | 3 | 26 | 11 |  |  | 1.325 | [7 empty] | 77.9895 |  |  |  |  | 1.325 | 77.9895 | 281.6 | 1078 | -38.375 | 1039.625 | 1321.225 | 1321.225 | check | [45 empty] | TRUE | 3-2014 |  | 0 |  |  | 77.9895 | 0
| 2014-03-26 12:00 | 2014 | 3 | 26 | 12 |  |  | 34.003 | [7 empty] | 2348.2472 |  |  |  |  | 34.003 | 2348.2472 | 344.7 | 1034.522 | -37.52 | 997.002 | 1341.703 | 1341.702 | check | [45 empty] | TRUE | 3-2014 |  | 0 |  |  | 2348.2472 | 0
| 2014-03-26 13:00 | 2014 | 3 | 26 | 13 |  |  | 33.207 | [7 empty] | 2482.2233 |  |  |  |  | 33.207 | 2482.2233 | 392.5 | 994.551 | -36.844 | 957.707 | 1350.207 | 1350.207 | check | [45 empty] | TRUE | 3-2014 |  | 0 |  |  | 2482.2233 | 0
| 2014-03-26 14:00 | 2014 | 3 | 26 | 14 |  |  | 18.095 | [7 empty] | 1140.7088 |  |  |  |  | 18.095 | 1140.7088 | 430.8 | 937.034 | -35.738 | 901.296 | 1332.095 | 1332.096 | check | [45 empty] | TRUE | 3-2014 |  | 0 |  |  | 1140.7088 | 0
| 2014-03-26 15:00 | 2014 | 3 | 26 | 15 |  |  | 9.809 | [7 empty] | 477.2079 |  |  |  |  | 9.809 | 477.2079 | 463 | 894.771 | -34.813 | 859.958 | 1322.959 | 1322.958 | check | [45 empty] | TRUE | 3-2014 |  | 0 |  |  | 477.2079 | 0
| 2014-03-26 16:00 | 2014 | 3 | 26 | 16 |  |  | 4.583 | [7 empty] | 205.96 |  |  |  |  | 4.583 | 205.96 | 485.1 | 856.947 | -34.464 | 822.483 | 1307.583 | 1307.583 | check | [45 empty] | TRUE | 3-2014 |  | 0 |  |  | 205.96 | 0
| 2014-03-26 17:00 | 2014 | 3 | 26 | 17 |  |  | 0 | [7 empty] | 0 |  |  |  |  | 0 | 0 | 515.43 | 834.485 | -31.915 | 802.57 | 1318 | 1318 | check | [45 empty] | TRUE | 3-2014 |  | 0 |  |  | 0 | 0
| 2014-03-26 18:00 | 2014 | 3 | 26 | 18 |  |  | 0 | [7 empty] | 0 |  |  |  |  | 0 | 0 | 539.193 | 831.986 | -32.179 | 799.807 | 1339 | 1339 | check | [45 empty] | TRUE | 3-2014 |  | 0 |  |  | 0 | 0
| 2014-03-26 19:00 | 2014 | 3 | 26 | 19 |  |  | 0 | [7 empty] | 0 |  |  |  |  | 0 | 0 | 526.127 | 849.126 | -32.253 | 816.873 | 1343 | 1343 | check | [45 empty] | TRUE | 3-2014 |  | 0 |  |  | 0 | 0
| 2014-03-26 20:00 | 2014 | 3 | 26 | 20 |  |  | 0 | [7 empty] | 0 |  |  |  |  | 0 | 0 | 493.958 | 887.602 | -34.261 | 853.341 | 1347.3 | 1347.299 | check | [45 empty] | TRUE | 3-2014 |  | 0 |  |  | 0 | 0
| 2014-03-26 21:00 | 2014 | 3 | 26 | 21 |  |  | 0 | [7 empty] | 0 |  |  |  |  | 0 | 0 | 413.293 | 969.595 | -36.588 | 933.007 | 1346.3 | 1346.3 | check | [45 empty] | TRUE | 3-2014 |  | 0 |  |  | 0 | 0
| 2014-03-26 22:00 | 2014 | 3 | 26 | 22 |  |  | 0 | [7 empty] | 0 |  |  |  |  | 0 | 0 | 405.526 | 992.068 | -37.744 | 954.324 | 1359.85 | 1359.85 | check | [45 empty] | TRUE | 3-2014 |  | 0 |  |  | 0 | 0
| 2014-03-26 23:00 | 2014 | 3 | 26 | 23 |  |  | 0 | [7 empty] | 0 |  |  |  |  | 0 | 0 | 428.429 | 969.846 | -37.125 | 932.721 | 1361.15 | 1361.15 | check | [45 empty] | TRUE | 3-2014 |  | 0 |  |  | 0 | 0
| 2014-03-27 | 2014 | 3 | 27 | 0 |  |  | 0 | [7 empty] | 0 |  |  |  |  | 0 | 0 | 440.227 | 950.047 | -38.123 | 911.924 | 1352.15 | 1352.151 | check | [45 empty] | TRUE | 3-2014 |  | 0 |  |  | 0 | 0
| 2014-03-27 01:00 | 2014 | 3 | 27 | 1 |  |  | 0 | [7 empty] | 0 |  |  |  |  | 0 | 0 | 411.061 | 937.843 | -39.054 | 898.789 | 1309.85 | 1309.85 | check | [45 empty] | TRUE | 3-2014 |  | 0 |  |  | 0 | 0
| 2014-03-27 02:00 | 2014 | 3 | 27 | 2 |  |  | 35.857 | [7 empty] | 1679.5419 |  |  |  |  | 35.857 | 1679.5419 | 428.3 | 931.831 | -36.975 | 894.856 | 1323.157 | 1323.156 | check | [45 empty] | TRUE | 3-2014 |  | 0 |  |  | 1679.5419 | 0
| 2014-03-27 03:00 | 2014 | 3 | 27 | 3 |  |  | 0 | [7 empty] | 0 |  |  |  |  | 0 | 0 | 442.494 | 938.615 | -37.659 | 900.956 | 1343.45 | 1343.45 | check | [45 empty] | TRUE | 3-2014 |  | 0 |  |  | 0 | 0
| 2014-03-27 04:00 | 2014 | 3 | 27 | 4 |  |  | 0 | [7 empty] | 0 |  |  |  |  | 0 | 0 | 438.333 | 947.225 | -38.259 | 908.966 | 1347.3 | 1347.299 | check | [45 empty] | TRUE | 3-2014 |  | 0 |  |  | 0 | 0
| 2014-03-27 05:00 | 2014 | 3 | 27 | 5 |  |  | 0 | [7 empty] | 0 |  |  |  |  | 0 | 0 | 424.265 | 964.336 | -38.151 | 926.185 | 1350.45 | 1350.45 | check | [45 empty] | TRUE | 3-2014 |  | 0 |  |  | 0 | 0
| 2014-03-27 06:00 | 2014 | 3 | 27 | 6 |  |  | 0 | [7 empty] | 0 |  |  |  |  | 0 | 0 | 390.664 | 1001.246 | -39.91 | 961.336 | 1352 | 1352 | check | [45 empty] | TRUE | 3-2014 |  | 0 |  |  | 0 | 0
| 2014-03-27 07:00 | 2014 | 3 | 27 | 7 |  |  | 0 | [7 empty] | 0 |  |  |  |  | 0 | 0 | 310.128 | 1082.793 | -42.371 | 1040.422 | 1350.55 | 1350.55 | check | [45 empty] | TRUE | 3-2014 |  | 0 |  |  | 0 | 0
| 2014-03-27 08:00 | 2014 | 3 | 27 | 8 |  |  | 0 | [7 empty] | 0 |  |  |  |  | 0 | 0 | 265.484 | 1109.626 | -39.759 | 1069.867 | 1335.35 | 1335.351 | check | [45 empty] | TRUE | 3-2014 |  | 0 |  |  | 0 | 0
| 2014-03-27 09:00 | 2014 | 3 | 27 | 9 |  |  | 0 | [7 empty] | 0 |  |  |  |  | 0 | 0 | 300.293 | 1082.272 | -39.715 | 1042.557 | 1342.85 | 1342.85 | check | [45 empty] | TRUE | 3-2014 |  | 0 |  |  | 0 | 0
| 2014-03-27 10:00 | 2014 | 3 | 27 | 10 |  |  | 0 | [7 empty] | 0 |  |  |  |  | 0 | 0 | 350.913 | 1045.926 | -39.989 | 1005.937 | 1356.85 | 1356.85 | check | [45 empty] | TRUE | 3-2014 |  | 0 |  |  | 0 | 0
| 2014-03-27 11:00 | 2014 | 3 | 27 | 11 |  |  | 0 | [7 empty] | 0 |  |  |  |  | 0 | 0 | 422.172 | 971.268 | -36.59 | 934.678 | 1356.85 | 1356.85 | check | [45 empty] | TRUE | 3-2014 |  | 0 |  |  | 0 | 0
| 2014-03-27 12:00 | 2014 | 3 | 27 | 12 |  |  | 0.37 | [7 empty] | 21.6901 |  |  |  |  | 0.37 | 21.6901 | 476.2 | 913.481 | -33.611 | 879.87 | 1356.07 | 1356.07 | check | [45 empty] | TRUE | 3-2014 |  | 0 |  |  | 21.6901 | 0
| 2014-03-27 13:00 | 2014 | 3 | 27 | 13 |  |  | 20.256 | [7 empty] | 1095.4445 |  |  |  |  | 20.256 | 1095.4445 | 530.9 | 871.992 | -31.786 | 840.206 | 1371.106 | 1371.106 | check | [45 empty] | TRUE | 3-2014 |  | 0 |  |  | 1095.4445 | 0
| 2014-03-27 14:00 | 2014 | 3 | 27 | 14 |  |  | 13.612 | [7 empty] | 688.0866 |  |  |  |  | 13.612 | 688.0866 | 569.1 | 831.235 | -29.873 | 801.362 | 1370.462 | 1370.462 | check | [45 empty] | TRUE | 3-2014 |  | 0 |  |  | 688.0866 | 0
| 2014-03-27 15:00 | 2014 | 3 | 27 | 15 |  |  | 9.572 | [7 empty] | 430.2614 |  |  |  |  | 9.572 | 430.2614 | 599.4 | 794.616 | -27.595 | 767.021 | 1366.422 | 1366.421 | check | [45 empty] | TRUE | 3-2014 |  | 0 |  |  | 430.2614 | 0
| 2014-03-27 16:00 | 2014 | 3 | 27 | 16 |  |  | 4.672 | [7 empty] | 183.8385 |  |  |  |  | 4.672 | 183.8385 | 623.7 | 760.814 | -25.691 | 735.123 | 1358.822 | 1358.823 | check | [45 empty] | TRUE | 3-2014 |  | 0 |  |  | 183.8385 | 0
| 2014-03-27 17:00 | 2014 | 3 | 27 | 17 |  |  | 0 | [7 empty] | 0 |  |  |  |  | 0 | 0 | 640.308 | 741.719 | -27.027 | 714.692 | 1355 | 1355 | check | [45 empty] | TRUE | 3-2014 |  | 0 |  |  | 0 | 0
| 2014-03-27 18:00 | 2014 | 3 | 27 | 18 |  |  | 0 | [7 empty] | 0 |  |  |  |  | 0 | 0 | 653.766 | 729.919 | -26.685 | 703.234 | 1357 | 1357 | check | [45 empty] | TRUE | 3-2014 |  | 0 |  |  | 0 | 0
| 2014-03-27 19:00 | 2014 | 3 | 27 | 19 |  |  | 0 | [7 empty] | 0 |  |  |  |  | 0 | 0 | 650.551 | 733.432 | -26.283 | 707.149 | 1357.7 | 1357.7 | check | [45 empty] | TRUE | 3-2014 |  | 0 |  |  | 0 | 0
| 2014-03-27 20:00 | 2014 | 3 | 27 | 20 |  |  | 0 | [7 empty] | 0 |  |  |  |  | 0 | 0 | 632.08 | 751.776 | -26.705 | 725.071 | 1357.15 | 1357.151 | check | [45 empty] | TRUE | 3-2014 |  | 0 |  |  | 0 | 0
| 2014-03-27 21:00 | 2014 | 3 | 27 | 21 |  |  | 0 | [7 empty] | 0 |  |  |  |  | 0 | 0 | 565.017 | 786.746 | -27.613 | 759.133 | 1324.15 | 1324.15 | check | [45 empty] | TRUE | 3-2014 |  | 0 |  |  | 0 | 0
| 2014-03-27 22:00 | 2014 | 3 | 27 | 22 |  |  | 19.533 | [7 empty] | 755.1458 |  |  |  |  | 19.533 | 755.1458 | 549.3 | 790.106 | -26.873 | 763.233 | 1312.533 | 1312.533 | check | [45 empty] | TRUE | 3-2014 |  | 0 |  |  | 755.1458 | 0
| 2014-03-27 23:00 | 2014 | 3 | 27 | 23 |  |  | 31.395 | [7 empty] | 1085.9531 |  |  |  |  | 31.395 | 1085.9531 | 575 | 755.58 | -25.335 | 730.245 | 1305.245 | 1305.245 | check | [45 empty] | TRUE | 3-2014 |  | 0 |  |  | 1085.9531 | 0
| 2014-03-28 | 2014 | 3 | 28 | 0 |  |  | 0 | [7 empty] | 0 |  |  |  |  | 0 | 0 | 537.901 | 711.714 | -23.065 | 688.649 | 1226.55 | 1226.55 | check | [45 empty] | TRUE | 3-2014 |  | 0 |  |  | 0 | 0
| 2014-03-28 01:00 | 2014 | 3 | 28 | 1 |  |  | 0 | [7 empty] | 0 |  |  |  |  | 0 | 0 | 496.349 | 670.244 | -23.293 | 646.951 | 1143.3 | 1143.3 | check | [45 empty] | TRUE | 3-2014 |  | 0 |  |  | 0 | 0
| 2014-03-28 02:00 | 2014 | 3 | 28 | 2 |  |  | 0 | [7 empty] | 0 |  |  |  |  | 0 | 0 | 364.678 | 648.144 | -22.522 | 625.622 | 990.3 | 990.3 | check | [45 empty] | TRUE | 3-2014 |  | 0 |  |  | 0 | 0
| 2014-03-28 03:00 | 2014 | 3 | 28 | 3 |  |  | 0 | [7 empty] | 0 |  |  |  |  | 0 | 0 | 341.536 | 630.854 | -22.14 | 608.714 | 950.25 | 950.25 | check | [45 empty] | TRUE | 3-2014 |  | 0 |  |  | 0 | 0
| 2014-03-28 04:00 | 2014 | 3 | 28 | 4 |  |  | 0 | [7 empty] | 0 |  |  |  |  | 0 | 0 | 323.889 | 632.103 | -22.993 | 609.11 | 933 | 932.999 | check | [45 empty] | TRUE | 3-2014 |  | 0 |  |  | 0 | 0
| 2014-03-28 05:00 | 2014 | 3 | 28 | 5 |  |  | 0 | [7 empty] | 0 |  |  |  |  | 0 | 0 | 270.225 | 640.374 | -22.749 | 617.625 | 887.85 | 887.85 | check | [45 empty] | TRUE | 3-2014 |  | 0 |  |  | 0 | 0
| 2014-03-28 06:00 | 2014 | 3 | 28 | 6 |  |  | 0 | [7 empty] | 0 |  |  |  |  | 0 | 0 | 280.394 | 675.671 | -23.865 | 651.806 | 932.2 | 932.2 | check | [45 empty] | TRUE | 3-2014 |  | 0 |  |  | 0 | 0
| 2014-03-28 07:00 | 2014 | 3 | 28 | 7 |  |  | 0 | [7 empty] | 0 |  |  |  |  | 0 | 0 | 260.319 | 757.998 | -25.717 | 732.281 | 992.6 | 992.6 | check | [45 empty] | TRUE | 3-2014 |  | 0 |  |  | 0 | 0
| 2014-03-28 08:00 | 2014 | 3 | 28 | 8 |  |  | 0 | [7 empty] | 0 |  |  |  |  | 0 | 0 | 265.381 | 794.808 | -25.339 | 769.469 | 1034.85 | 1034.85 | check | [45 empty] | TRUE | 3-2014 |  | 0 |  |  | 0 | 0
| 2014-03-28 09:00 | 2014 | 3 | 28 | 9 |  |  | 0 | [7 empty] | 0 |  |  |  |  | 0 | 0 | 281.152 | 788.906 | -24.757 | 764.149 | 1045.3 | 1045.301 | check | [45 empty] | TRUE | 3-2014 |  | 0 |  |  | 0 | 0
| 2014-03-28 10:00 | 2014 | 3 | 28 | 10 |  |  | 0 | [7 empty] | 0 |  |  |  |  | 0 | 0 | 309.731 | 762.631 | -24.762 | 737.869 | 1047.6 | 1047.6 | check | [45 empty] | TRUE | 3-2014 |  | 0 |  |  | 0 | 0
| 2014-03-28 11:00 | 2014 | 3 | 28 | 11 |  |  | 0 | [7 empty] | 0 |  |  |  |  | 0 | 0 | 316.078 | 753.055 | -24.983 | 728.072 | 1044.15 | 1044.15 | check | [45 empty] | TRUE | 3-2014 |  | 0 |  |  | 0 | 0
| 2014-03-28 12:00 | 2014 | 3 | 28 | 12 |  |  | 0 | [7 empty] | 0 |  |  |  |  | 0 | 0 | 335.06 | 734.848 | -23.608 | 711.24 | 1046.3 | 1046.3 | check | [45 empty] | TRUE | 3-2014 |  | 0 |  |  | 0 | 0
| 2014-03-28 13:00 | 2014 | 3 | 28 | 13 |  |  | 0 | [7 empty] | 0 |  |  |  |  | 0 | 0 | 343.045 | 720.124 | -22.169 | 697.955 | 1041 | 1041 | check | [45 empty] | TRUE | 3-2014 |  | 0 |  |  | 0 | 0
| 2014-03-28 14:00 | 2014 | 3 | 28 | 14 |  |  | 0 | [7 empty] | 0 |  |  |  |  | 0 | 0 | 351.333 | 711.98 | -21.463 | 690.517 | 1041.85 | 1041.85 | check | [45 empty] | TRUE | 3-2014 |  | 0 |  |  | 0 | 0
| 2014-03-28 15:00 | 2014 | 3 | 28 | 15 |  |  | 0 | [7 empty] | 0 |  |  |  |  | 0 | 0 | 367.818 | 689.922 | -20.44 | 669.482 | 1037.3 | 1037.3 | check | [45 empty] | TRUE | 3-2014 |  | 0 |  |  | 0 | 0
| 2014-03-28 16:00 | 2014 | 3 | 28 | 16 |  |  | 0 | [7 empty] | 0 |  |  |  |  | 0 | 0 | 374.611 | 679.559 | -20.02 | 659.539 | 1034.15 | 1034.15 | check | [45 empty] | TRUE | 3-2014 |  | 0 |  |  | 0 | 0
| 2014-03-28 17:00 | 2014 | 3 | 28 | 17 |  |  | 0 | [7 empty] | 0 |  |  |  |  | 0 | 0 | 375.846 | 678.221 | -20.918 | 657.303 | 1033.15 | 1033.149 | check | [45 empty] | TRUE | 3-2014 |  | 0 |  |  | 0 | 0
| 2014-03-28 18:00 | 2014 | 3 | 28 | 18 |  |  | 0 | [7 empty] | 0 |  |  |  |  | 0 | 0 | 379.678 | 673.973 | -20.351 | 653.622 | 1033.3 | 1033.3 | check | [45 empty] | TRUE | 3-2014 |  | 0 |  |  | 0 | 0
| 2014-03-28 19:00 | 2014 | 3 | 28 | 19 |  |  | 8.476 | [7 empty] | 285.0479 |  |  |  |  | 8.476 | 285.0479 | 370.7 | 666.792 | -20.017 | 646.775 | 1017.476 | 1017.475 | check | [45 empty] | TRUE | 3-2014 |  | 0 |  |  | 285.0479 | 0
| 2014-03-28 20:00 | 2014 | 3 | 28 | 20 |  |  | 14.475 | [7 empty] | 496.3478 |  |  |  |  | 14.475 | 496.3478 | 362.6 | 670.797 | -19.773 | 651.024 | 1013.625 | 1013.624 | check | [45 empty] | TRUE | 3-2014 |  | 0 |  |  | 496.3478 | 0
| 2014-03-28 21:00 | 2014 | 3 | 28 | 21 |  |  | 0 | [7 empty] | 0 |  |  |  |  | 0 | 0 | 343.526 | 708.707 | -21.634 | 687.073 | 1030.6 | 1030.599 | check | [45 empty] | TRUE | 3-2014 |  | 0 |  |  | 0 | 0
| 2014-03-28 22:00 | 2014 | 3 | 28 | 22 |  |  | 0 | [7 empty] | 0 |  |  |  |  | 0 | 0 | 344.887 | 698.336 | -20.923 | 677.413 | 1022.3 | 1022.3 | check | [45 empty] | TRUE | 3-2014 |  | 0 |  |  | 0 | 0
| 2014-03-28 23:00 | 2014 | 3 | 28 | 23 |  |  | 13.253 | [7 empty] | 429.6623 |  |  |  |  | 13.253 | 429.6623 | 345.5 | 663.737 | -18.984 | 644.753 | 990.253 | 990.253 | check | [45 empty] | TRUE | 3-2014 |  | 0 |  |  | 429.6623 | 0
| 2014-03-29 | 2014 | 3 | 29 | 0 |  |  | 0 | [7 empty] | 0 |  |  |  |  | 0 | 0 | 308.288 | 638.683 | -17.221 | 621.462 | 929.75 | 929.75 | check | [45 empty] | TRUE | 3-2014 |  | 0 |  |  | 0 | 0
| 2014-03-29 01:00 | 2014 | 3 | 29 | 1 |  |  | 0 | [7 empty] | 0 |  |  |  |  | 0 | 0 | 217.855 | 615.709 | -15.664 | 600.045 | 817.9 | 817.9 | check | [45 empty] | TRUE | 3-2014 |  | 0 |  |  | 0 | 0
| 2014-03-29 02:00 | 2014 | 3 | 29 | 2 |  |  | 0 | [7 empty] | 0 |  |  |  |  | 0 | 0 | 133.041 | 597.803 | -15.144 | 582.659 | 715.7 | 715.7 | check | [45 empty] | TRUE | 3-2014 |  | 0 |  |  | 0 | 0
| 2014-03-29 03:00 | 2014 | 3 | 29 | 3 |  |  | 0 | [7 empty] | 0 |  |  |  |  | 0 | 0 | 113.871 | 591.332 | -15.053 | 576.279 | 690.15 | 690.15 | check | [45 empty] | TRUE | 3-2014 |  | 0 |  |  | 0 | 0
| 2014-03-29 04:00 | 2014 | 3 | 29 | 4 |  |  | 0 | [7 empty] | 0 |  |  |  |  | 0 | 0 | 109.813 | 594.419 | -15.231 | 579.188 | 689 | 689.001 | check | [45 empty] | TRUE | 3-2014 |  | 0 |  |  | 0 | 0
| 2014-03-29 05:00 | 2014 | 3 | 29 | 5 |  |  | 27.367 | [7 empty] | 833.0515 |  |  |  |  | 27.367 | 833.0515 | 125 | 605.3 | -15.633 | 589.667 | 714.667 | 714.667 | check | [45 empty] | TRUE | 3-2014 |  | 833.0515 |  |  | 833.0515 | 27.367
| 2014-03-29 06:00 | 2014 | 3 | 29 | 6 |  |  | 33.802 | [7 empty] | 1031.9751 |  |  |  |  | 33.802 | 1031.9751 | 136.495 | 626.006 | -16.249 | 609.757 | 746.252 | 746.252 | check | [45 empty] | TRUE | 3-2014 |  | 1031.9751 |  |  | 1031.9751 | 33.802
| 2014-03-29 07:00 | 2014 | 3 | 29 | 7 |  |  | 39.393 | [7 empty] | 1233.3948 |  |  |  |  | 39.393 | 1233.3948 | 198.13 | 655.891 | -17.579 | 638.312 | 836.443 | 836.442 | check | [45 empty] | TRUE | 3-2014 |  | 383.9232 |  |  | 1233.3948 | 12.262
| 2014-03-29 08:00 | 2014 | 3 | 29 | 8 |  |  | 60.643 | [7 empty] | 1919.351 |  |  |  |  | 60.643 | 1919.351 | 287.095 | 676.577 | -18.879 | 657.698 | 944.793 | 944.793 | check | [45 empty] | TRUE | 3-2014 |  | 0 |  |  | 1919.351 | 0
| 2014-03-29 09:00 | 2014 | 3 | 29 | 9 |  |  | 71.905 | [7 empty] | 2414.5699 |  |  |  |  | 71.905 | 2414.5699 | 335.2 | 702.23 | -19.776 | 682.454 | 1017.655 | 1017.654 | check | [45 empty] | TRUE | 3-2014 |  | 0 |  |  | 2414.5699 | 0
| 2014-03-29 10:00 | 2014 | 3 | 29 | 10 |  |  | 0 | [7 empty] | 0 |  |  |  |  | 0 | 0 | 310.778 | 719.882 | -20.51 | 699.372 | 1010.15 | 1010.15 | check | [45 empty] | TRUE | 3-2014 |  | 0 |  |  | 0 | 0
| 2014-03-29 11:00 | 2014 | 3 | 29 | 11 |  |  | 0 | [7 empty] | 0 |  |  |  |  | 0 | 0 | 318.288 | 740.9 | -21.088 | 719.812 | 1038.1 | 1038.1 | check | [45 empty] | TRUE | 3-2014 |  | 0 |  |  | 0 | 0
| 2014-03-29 12:00 | 2014 | 3 | 29 | 12 |  |  | 0 | [7 empty] | 0 |  |  |  |  | 0 | 0 | 313.015 | 753.783 | -22.498 | 731.285 | 1044.3 | 1044.3 | check | [45 empty] | TRUE | 3-2014 |  | 0 |  |  | 0 | 0
| 2014-03-29 13:00 | 2014 | 3 | 29 | 13 |  |  | 9.373 | [7 empty] | 406.3195 |  |  |  |  | 9.373 | 406.3195 | 305.7 | 762.011 | -23.138 | 738.873 | 1044.573 | 1044.573 | check | [45 empty] | TRUE | 3-2014 |  | 0 |  |  | 406.3195 | 0
| 2014-03-29 14:00 | 2014 | 3 | 29 | 14 |  |  | 11.331 | [7 empty] | 677.2539 |  |  |  |  | 11.331 | 677.2539 | 311.3 | 760.061 | -23.18 | 736.881 | 1048.181 | 1048.181 | check | [45 empty] | TRUE | 3-2014 |  | 0 |  |  | 677.2539 | 0
| 2014-03-29 15:00 | 2014 | 3 | 29 | 15 |  |  | 32.541 | [7 empty] | 1615.0098 |  |  |  |  | 32.541 | 1615.0098 | 323.6 | 767.202 | -23.161 | 744.041 | 1067.641 | 1067.641 | check | [45 empty] | TRUE | 3-2014 |  | 0 |  |  | 1615.0098 | 0
| 2014-03-29 16:00 | 2014 | 3 | 29 | 16 |  |  | 22.03 | [7 empty] | 850.7986 |  |  |  |  | 22.03 | 850.7986 | 317.1 | 770.495 | -23.115 | 747.38 | 1064.48 | 1064.48 | check | [45 empty] | TRUE | 3-2014 |  | 0 |  |  | 850.7986 | 0
| 2014-03-29 17:00 | 2014 | 3 | 29 | 17 |  |  | 53.45 | [7 empty] | 2605.153 |  |  |  |  | 53.45 | 2605.153 | 333.2 | 789.996 | -22.896 | 767.1 | 1100.3 | 1100.3 | check | [45 empty] | TRUE | 3-2014 |  | 0 |  |  | 2605.153 | 0
| 2014-03-29 18:00 | 2014 | 3 | 29 | 18 |  |  | 79.627 | [7 empty] | 3368.2221 |  |  |  |  | 79.627 | 3368.2221 | 335.1 | 805.222 | -23.645 | 781.577 | 1116.677 | 1116.677 | check | [45 empty] | TRUE | 3-2014 |  | 0 |  |  | 3368.2221 | 0
| 2014-03-29 19:00 | 2014 | 3 | 29 | 19 |  |  | 87.253 | [7 empty] | 3182.1169 |  |  |  |  | 87.253 | 3182.1169 | 331.2 | 814.278 | -23.726 | 790.552 | 1121.753 | 1121.752 | check | [45 empty] | TRUE | 3-2014 |  | 0 |  |  | 3182.1169 | 0
| 2014-03-29 20:00 | 2014 | 3 | 29 | 20 |  |  | 112.085 | [7 empty] | 4371.315 |  |  |  |  | 112.085 | 4371.315 | 332.8 | 845.709 | -24.624 | 821.085 | 1153.885 | 1153.885 | check | [45 empty] | TRUE | 3-2014 |  | 0 |  |  | 4371.315 | 0
| 2014-03-29 21:00 | 2014 | 3 | 29 | 21 |  |  | 102.05 | [7 empty] | 5034.1265 |  |  |  |  | 102.05 | 5034.1265 | 297.1 | 876.824 | -23.724 | 853.1 | 1150.2 | 1150.2 | check | [45 empty] | TRUE | 3-2014 |  | 0 |  |  | 5034.1265 | 0
| 2014-03-29 22:00 | 2014 | 3 | 29 | 22 |  |  | 130.466 | [7 empty] | 7897.107 |  |  |  |  | 130.466 | 7897.107 | 300.9 | 906.114 | -24.548 | 881.566 | 1182.466 | 1182.466 | check | [45 empty] | TRUE | 3-2014 |  | 0 |  |  | 7897.107 | 0
| 2014-03-29 23:00 | 2014 | 3 | 29 | 23 |  |  | 6.218 | [7 empty] | 238.3981 |  |  |  |  | 6.218 | 238.3981 | 141.7 | 914.325 | -24.257 | 890.068 | 1031.768 | 1031.768 | check | [45 empty] | TRUE | 3-2014 |  | 0 |  |  | 238.3981 | 0
| 2014-03-30 | 2014 | 3 | 30 | 0 |  |  | 48.427 | [7 empty] | 1598.091 |  |  |  |  | 48.427 | 1598.091 | 118.6 | 925.276 | -24.899 | 900.377 | 1018.977 | 1018.977 | check | [45 empty] | TRUE | 3-2014 |  | 0 |  |  | 1598.091 | 0
| 2014-03-30 01:00 | 2014 | 3 | 30 | 1 |  |  | 62.926 | [7 empty] | 1881.4874 |  |  |  |  | 62.926 | 1881.4874 | 60.195 | 928.403 | -24.123 | 904.28 | 964.476 | 964.475 | check | [45 empty] | TRUE | 3-2014 |  | 1881.4874 |  |  | 1881.4874 | 62.926
| 2014-03-30 02:00 | 2014 | 3 | 30 | 2 |  |  | 89.844 | [7 empty] | 2777.4881 |  |  |  |  | 89.844 | 2777.4881 | 0 | 916.61 | -23.616 | 892.994 | 892.994 | 892.994 | check | [45 empty] | TRUE | 3-2014 |  | 2777.4881 |  |  | 2777.4881 | 89.844
| 2014-03-30 03:00 | 2014 | 3 | 30 | 3 |  |  | 167.571 | [7 empty] | 5056.6349 |  |  |  |  | 167.571 | 5056.6349 | 0 | 898.789 | -22.568 | 876.221 | 876.221 | 876.221 | check | [45 empty] | TRUE | 3-2014 |  | 5056.6349 |  |  | 5056.6349 | 167.571
| 2014-03-30 04:00 | 2014 | 3 | 30 | 4 |  |  | 162.246 | [7 empty] | 4823.228 |  |  |  |  | 162.246 | 4823.228 | 0 | 884.155 | -22.509 | 861.646 | 861.646 | 861.646 | check | [45 empty] | TRUE | 3-2014 |  | 4823.228 |  |  | 4823.228 | 162.246
| 2014-03-30 05:00 | 2014 | 3 | 30 | 5 |  |  | 136.796 | [7 empty] | 4026.6005 |  |  |  |  | 136.796 | 4026.6005 | 0 | 877.071 | -21.725 | 855.346 | 855.346 | 855.346 | check | [45 empty] | TRUE | 3-2014 |  | 4026.6005 |  |  | 4026.6005 | 136.796
| 2014-03-30 06:00 | 2014 | 3 | 30 | 6 |  |  | 138.245 | [7 empty] | 4345.0404 |  |  |  |  | 138.245 | 4345.0404 | 5.005 | 874.221 | -22.181 | 852.04 | 857.045 | 857.045 | check | [45 empty] | TRUE | 3-2014 |  | 4345.0404 |  |  | 4345.0404 | 138.245
| 2014-03-30 07:00 | 2014 | 3 | 30 | 7 |  |  | 120.057 | [7 empty] | 3878.3573 |  |  |  |  | 120.057 | 3878.3573 | 0 | 880.069 | -22.662 | 857.407 | 857.407 | 857.407 | check | [45 empty] | TRUE | 3-2014 |  | 3878.3573 |  |  | 3878.3573 | 120.057
| 2014-03-30 08:00 | 2014 | 3 | 30 | 8 |  |  | 54.111 | [7 empty] | 1787.2489 |  |  |  |  | 54.111 | 1787.2489 | 0 | 903.955 | -23.743 | 880.212 | 880.211 | 880.212 | check | [45 empty] | FALSE | 3-2014 |  | 1787.2489 |  |  | 1787.2489 | 54.111
| 2014-03-30 09:00 | 2014 | 3 | 30 | 9 |  |  | 133.744 | [7 empty] | 5058.1981 |  |  |  |  | 133.744 | 5058.1981 | 168.2 | 922.349 | -26.455 | 895.894 | 1064.094 | 1064.094 | check | [45 empty] | TRUE | 3-2014 |  | 0 |  |  | 5058.1981 | 0
| 2014-03-30 10:00 | 2014 | 3 | 30 | 10 |  |  | 135.072 | [7 empty] | 8048.9405 |  |  |  |  | 135.072 | 8048.9405 | 204.885 | 944.84 | -26.553 | 918.287 | 1123.172 | 1123.172 | check | [45 empty] | TRUE | 3-2014 |  | 0 |  |  | 8048.9405 | 0
| 2014-03-30 11:00 | 2014 | 3 | 30 | 11 |  |  | 84.897 | [7 empty] | 5103.1587 |  |  |  |  | 84.897 | 5103.1587 | 220.165 | 933.523 | -26.641 | 906.882 | 1127.047 | 1127.047 | check | [45 empty] | TRUE | 3-2014 |  | 0 |  |  | 5103.1587 | 0
| 2014-03-30 12:00 | 2014 | 3 | 30 | 12 |  |  | 106.316 | [7 empty] | 5483.7793 |  |  |  |  | 106.316 | 5483.7793 | 300.235 | 892.991 | -27.21 | 865.781 | 1166.016 | 1166.016 | check | [45 empty] | TRUE | 3-2014 |  | 0 |  |  | 5483.7793 | 0
| 2014-03-30 13:00 | 2014 | 3 | 30 | 13 |  |  | 101.319 | [7 empty] | 4476.2734 |  |  |  |  | 101.319 | 4476.2734 | 329.15 | 862.159 | -27.69 | 834.469 | 1163.619 | 1163.619 | check | [45 empty] | TRUE | 3-2014 |  | 0 |  |  | 4476.2734 | 0
| 2014-03-30 14:00 | 2014 | 3 | 30 | 14 |  |  | 48.468 | [7 empty] | 1895.5835 |  |  |  |  | 48.468 | 1895.5835 | 323.48 | 813.237 | -27.099 | 786.138 | 1109.618 | 1109.618 | check | [45 empty] | TRUE | 3-2014 |  | 0 |  |  | 1895.5835 | 0
| 2014-03-30 15:00 | 2014 | 3 | 30 | 15 |  |  | 0 | [7 empty] | 0 |  |  |  |  | 0 | 0 | 308.286 | 774.281 | -27.567 | 746.714 | 1055 | 1055 | check | [45 empty] | TRUE | 3-2014 |  | 0 |  |  | 0 | 0
| 2014-03-30 16:00 | 2014 | 3 | 30 | 16 |  |  | 0 | [7 empty] | 0 |  |  |  |  | 0 | 0 | 356.111 | 735.266 | -26.627 | 708.639 | 1064.75 | 1064.75 | check | [45 empty] | TRUE | 3-2014 |  | 0 |  |  | 0 | 0
| 2014-03-30 17:00 | 2014 | 3 | 30 | 17 |  |  | 0 | [7 empty] | 0 |  |  |  |  | 0 | 0 | 374.778 | 714.062 | -24.69 | 689.372 | 1064.15 | 1064.15 | check | [45 empty] | TRUE | 3-2014 |  | 0 |  |  | 0 | 0
| 2014-03-30 18:00 | 2014 | 3 | 30 | 18 |  |  | 0 | [7 empty] | 0 |  |  |  |  | 0 | 0 | 390.817 | 690.255 | -23.772 | 666.483 | 1057.3 | 1057.3 | check | [45 empty] | TRUE | 3-2014 |  | 0 |  |  | 0 | 0
| 2014-03-30 19:00 | 2014 | 3 | 30 | 19 |  |  | 6.643 | [7 empty] | 216.8873 |  |  |  |  | 6.643 | 216.8873 | 379.8 | 699.5 | -23.507 | 675.993 | 1055.793 | 1055.793 | check | [45 empty] | TRUE | 3-2014 |  | 0 |  |  | 216.8873 | 0
| 2014-03-30 20:00 | 2014 | 3 | 30 | 20 |  |  | 43.273 | [7 empty] | 2513.7286 |  |  |  |  | 43.273 | 2513.7286 | 369.8 | 734.15 | -24.227 | 709.923 | 1079.723 | 1079.723 | check | [45 empty] | TRUE | 3-2014 |  | 0 |  |  | 2513.7286 | 0
| 2014-03-30 21:00 | 2014 | 3 | 30 | 21 |  |  | 49.692 | [7 empty] | 2234.1523 |  |  |  |  | 49.692 | 2234.1523 | 315.2 | 813.986 | -26.044 | 787.942 | 1103.142 | 1103.142 | check | [45 empty] | TRUE | 3-2014 |  | 0 |  |  | 2234.1523 | 0
| 2014-03-30 22:00 | 2014 | 3 | 30 | 22 |  |  | 63.183 | [7 empty] | 2395.8994 |  |  |  |  | 63.183 | 2395.8994 | 315.9 | 822.716 | -26.283 | 796.433 | 1112.333 | 1112.333 | check | [45 empty] | TRUE | 3-2014 |  | 0 |  |  | 2395.8994 | 0
| 2014-03-30 23:00 | 2014 | 3 | 30 | 23 |  |  | 0 | [7 empty] | 0 |  |  |  |  | 0 | 0 | 183.139 | 827.812 | -26.8 | 801.012 | 984.15 | 984.151 | check | [45 empty] | TRUE | 3-2014 |  | 0 |  |  | 0 | 0
| 2014-03-31 | 2014 | 3 | 31 | 0 |  |  | 17.349 | [7 empty] | 631.1566 |  |  |  |  | 17.349 | 631.1566 | 91.825 | 820.418 | -26.594 | 793.824 | 885.649 | 885.649 | check | [45 empty] | TRUE | 3-2014 |  | 0 |  |  | 631.1566 | 0
| 2014-03-31 01:00 | 2014 | 3 | 31 | 1 |  |  | 52.438 | [7 empty] | 1630.8218 |  |  |  |  | 52.438 | 1630.8218 | 50.4 | 819.095 | -27.507 | 791.588 | 841.988 | 841.988 | check | [45 empty] | TRUE | 3-2014 |  | 1630.8218 |  |  | 1630.8218 | 52.438
| 2014-03-31 02:00 | 2014 | 3 | 31 | 2 |  |  | 67.028 | [7 empty] | 2122.7768 |  |  |  |  | 67.028 | 2122.7768 | 47.025 | 828.824 | -27.121 | 801.703 | 848.728 | 848.728 | check | [45 empty] | TRUE | 3-2014 |  | 2122.7768 |  |  | 2122.7768 | 67.028
| 2014-03-31 03:00 | 2014 | 3 | 31 | 3 |  |  | 105.475 | [7 empty] | 3303.477 |  |  |  |  | 105.475 | 3303.477 | 41.88 | 848.412 | -27.117 | 821.295 | 863.175 | 863.175 | check | [45 empty] | TRUE | 3-2014 |  | 3303.477 |  |  | 3303.477 | 105.475
| 2014-03-31 04:00 | 2014 | 3 | 31 | 4 |  |  | 118.186 | [7 empty] | 3711.0404 |  |  |  |  | 118.186 | 3711.0404 | 25.4 | 866.09 | -27.754 | 838.336 | 863.736 | 863.736 | check | [45 empty] | TRUE | 3-2014 |  | 3711.0404 |  |  | 3711.0404 | 118.186
| 2014-03-31 05:00 | 2014 | 3 | 31 | 5 |  |  | 117.024 | [7 empty] | 3802.8499 |  |  |  |  | 117.024 | 3802.8499 | 0 | 895.886 | -28.762 | 867.124 | 867.124 | 867.124 | check | [45 empty] | TRUE | 3-2014 |  | 3802.8499 |  |  | 3802.8499 | 117.024
| 2014-03-31 06:00 | 2014 | 3 | 31 | 6 |  |  | 194.767 | [7 empty] | 6756.4672 |  |  |  |  | 194.767 | 6756.4672 | 54.495 | 945.114 | -29.491 | 915.623 | 970.117 | 970.118 | check | [45 empty] | TRUE | 3-2014 |  | 4866.0704 |  |  | 6756.4672 | 140.273
| 2014-03-31 07:00 | 2014 | 3 | 31 | 7 |  |  | 196.13 | [7 empty] | 24612.3537 |  |  |  |  | 196.13 | 24612.3537 | 42.625 | 1033.953 | -33.149 | 1000.804 | 1043.43 | 1043.429 | check | [45 empty] | TRUE | 3-2014 |  | 19263.217 |  |  | 24612.3537 | 153.504
| 2014-03-31 08:00 | 2014 | 3 | 31 | 8 |  |  | 195.065 | [7 empty] | 18414.136 |  |  |  |  | 195.065 | 18414.136 | 82.8 | 1086.477 | -35.461 | 1051.016 | 1133.815 | 1133.816 | check | [45 empty] | TRUE | 3-2014 |  | 10597.9104 |  |  | 18414.136 | 112.266
| 2014-03-31 09:00 | 2014 | 3 | 31 | 9 |  |  | 111.075 | [7 empty] | 8071.8202 |  |  |  |  | 111.075 | 8071.8202 | 91.7 | 1071.771 | -35.246 | 1036.525 | 1128.225 | 1128.225 | check | [45 empty] | TRUE | 3-2014 |  | 1407.9812 |  |  | 8071.8202 | 19.375
| 2014-03-31 10:00 | 2014 | 3 | 31 | 10 |  |  | 57.22 | [7 empty] | 2834.6788 |  |  |  |  | 57.22 | 2834.6788 | 118.6 | 1020.351 | -35.181 | 985.17 | 1103.77 | 1103.77 | check | [45 empty] | TRUE | 3-2014 |  | 0 |  |  | 2834.6788 | 0
| 2014-03-31 11:00 | 2014 | 3 | 31 | 11 |  |  | 24.747 | [7 empty] | 1254.9204 |  |  |  |  | 24.747 | 1254.9204 | 171.9 | 930.295 | -32.597 | 897.698 | 1069.597 | 1069.598 | check | [45 empty] | TRUE | 3-2014 |  | 0 |  |  | 1254.9204 | 0
| 2014-03-31 12:00 | 2014 | 3 | 31 | 12 |  |  | 10.71 | [7 empty] | 482.2713 |  |  |  |  | 10.71 | 482.2713 | 228.3 | 857.868 | -30.758 | 827.11 | 1055.41 | 1055.41 | check | [45 empty] | TRUE | 3-2014 |  | 0 |  |  | 482.2713 | 0
| 2014-03-31 13:00 | 2014 | 3 | 31 | 13 |  |  | 2.843 | [7 empty] | 117.0207 |  |  |  |  | 2.843 | 117.0207 | 267.1 | 810.34 | -29.047 | 781.293 | 1048.393 | 1048.393 | check | [45 empty] | TRUE | 3-2014 |  | 0 |  |  | 117.0207 | 0
| 2014-03-31 14:00 | 2014 | 3 | 31 | 14 |  |  | 12.226 | [7 empty] | 449.061 |  |  |  |  | 12.226 | 449.061 | 295.8 | 785.647 | -28.521 | 757.126 | 1052.926 | 1052.926 | check | [45 empty] | TRUE | 3-2014 |  | 0 |  |  | 449.061 | 0
| 2014-03-31 15:00 | 2014 | 3 | 31 | 15 |  |  | 18.854 | [7 empty] | 659.7015 |  |  |  |  | 18.854 | 659.7015 | 321.6 | 755.256 | -26.452 | 728.804 | 1050.404 | 1050.404 | check | [45 empty] | TRUE | 3-2014 |  | 0 |  |  | 659.7015 | 0
| 2014-03-31 16:00 | 2014 | 3 | 31 | 16 |  |  | 0 | [7 empty] | 0 |  |  |  |  | 0 | 0 | 337.088 | 727.988 | -25.526 | 702.462 | 1039.55 | 1039.55 | check | [45 empty] | TRUE | 3-2014 |  | 0 |  |  | 0 | 0
| 2014-03-31 17:00 | 2014 | 3 | 31 | 17 |  |  | 0 | [7 empty] | 0 |  |  |  |  | 0 | 0 | 357.007 | 704.309 | -24.766 | 679.543 | 1036.55 | 1036.55 | check | [45 empty] | TRUE | 3-2014 |  | 0 |  |  | 0 | 0
| 2014-03-31 18:00 | 2014 | 3 | 31 | 18 |  |  | 0 | [7 empty] | 0 |  |  |  |  | 0 | 0 | 370.122 | 702.549 | -25.122 | 677.427 | 1047.55 | 1047.549 | check | [45 empty] | TRUE | 3-2014 |  | 0 |  |  | 0 | 0
| 2014-03-31 19:00 | 2014 | 3 | 31 | 19 |  |  | 0 | [7 empty] | 0 |  |  |  |  | 0 | 0 | 328.188 | 714.61 | -24.098 | 690.512 | 1018.7 | 1018.7 | check | [45 empty] | TRUE | 3-2014 |  | 0 |  |  | 0 | 0
| 2014-03-31 20:00 | 2014 | 3 | 31 | 20 |  |  | 0 | [7 empty] | 0 |  |  |  |  | 0 | 0 | 306.97 | 732.41 | -24.98 | 707.43 | 1014.4 | 1014.4 | check | [45 empty] | TRUE | 3-2014 |  | 0 |  |  | 0 | 0
| 2014-03-31 21:00 | 2014 | 3 | 31 | 21 |  |  | 0 | [7 empty] | 0 |  |  |  |  | 0 | 0 | 281.032 | 787.519 | -26.251 | 761.268 | 1042.3 | 1042.3 | check | [45 empty] | TRUE | 3-2014 |  | 0 |  |  | 0 | 0
| 2014-03-31 22:00 | 2014 | 3 | 31 | 22 |  |  | 0 | [7 empty] | 0 |  |  |  |  | 0 | 0 | 276.639 | 795.093 | -26.032 | 769.061 | 1045.7 | 1045.7 | check | [45 empty] | TRUE | 3-2014 |  | 0 |  |  | 0 | 0
| 2014-03-31 23:00 | 2014 | 3 | 31 | 23 |  |  | 0 | [7 empty] | 0 |  |  |  |  | 0 | 0 | 287.626 | 771.384 | -25.609 | 745.775 | 1033.4 | 1033.401 | check | [45 empty] | TRUE | 3-2014 |  | 0 |  |  | 0 | 0
| 2014-04-01 | 2014 | 4 | 1 | 0 |  |  | 0 | [7 empty] | 0 |  |  |  |  | 0 | 0 | 188.783 | 732.953 | -22.886 | 710.067 | 898.85 | 898.85 | check | [45 empty] | TRUE | 3-2014 |  | 0 |  |  | 0 | 0
| 2014-04-01 01:00 | 2014 | 4 | 1 | 1 |  |  | 7.2 | [7 empty] | 218.808 |  |  |  |  | 7.2 | 218.808 | 67.15 | 712.448 | -22.198 | 690.25 | 757.4 | 757.4 | check | [45 empty] | TRUE | 4-2014 |  | 218.808 |  |  | 218.808 | 7.2
| 2014-04-01 02:00 | 2014 | 4 | 1 | 2 |  |  | 0.5 | [7 empty] | 14.85 |  |  |  |  | 0.5 | 14.85 | 50.652 | 711.94 | -20.491 | 691.449 | 742.1 | 742.101 | check | [45 empty] | TRUE | 4-2014 |  | 14.85 |  |  | 14.85 | 0.5
| 2014-04-01 03:00 | 2014 | 4 | 1 | 3 |  |  | 0 | [7 empty] | 0 |  |  |  |  | 0 | 0 | 86.532 | 717.581 | -21.563 | 696.018 | 782.55 | 782.55 | check | [45 empty] | TRUE | 4-2014 |  | 0 |  |  | 0 | 0
| 2014-04-01 04:00 | 2014 | 4 | 1 | 4 |  |  | 0 | [7 empty] | 0 |  |  |  |  | 0 | 0 | 85.217 | 723.903 | -23.27 | 700.633 | 785.85 | 785.85 | check | [45 empty] | TRUE | 4-2014 |  | 0 |  |  | 0 | 0
| 2014-04-01 05:00 | 2014 | 4 | 1 | 5 |  |  | 0 | [7 empty] | 0 |  |  |  |  | 0 | 0 | 83.844 | 742.168 | -23.012 | 719.156 | 803 | 803 | check | [45 empty] | TRUE | 4-2014 |  | 0 |  |  | 0 | 0
| 2014-04-01 06:00 | 2014 | 4 | 1 | 6 |  |  | 0 | [7 empty] | 0 |  |  |  |  | 0 | 0 | 136.853 | 775.279 | -24.131 | 751.148 | 888 | 888.001 | check | [45 empty] | TRUE | 4-2014 |  | 0 |  |  | 0 | 0
| 2014-04-01 07:00 | 2014 | 4 | 1 | 7 |  |  | 0 | [7 empty] | 0 |  |  |  |  | 0 | 0 | 170.48 | 843.988 | -27.068 | 816.92 | 987.4 | 987.4 | check | [45 empty] | TRUE | 4-2014 |  | 0 |  |  | 0 | 0
| 2014-04-01 08:00 | 2014 | 4 | 1 | 8 |  |  | 0 | [7 empty] | 0 |  |  |  |  | 0 | 0 | 160.906 | 874.097 | -28.353 | 845.744 | 1006.65 | 1006.65 | check | [45 empty] | TRUE | 4-2014 |  | 0 |  |  | 0 | 0
| 2014-04-01 09:00 | 2014 | 4 | 1 | 9 |  |  | 0 | [7 empty] | 0 |  |  |  |  | 0 | 0 | 180.009 | 863.025 | -28.184 | 834.841 | 1014.85 | 1014.85 | check | [45 empty] | TRUE | 4-2014 |  | 0 |  |  | 0 | 0
| 2014-04-01 10:00 | 2014 | 4 | 1 | 10 |  |  | 0 | [7 empty] | 0 |  |  |  |  | 0 | 0 | 199.849 | 844.507 | -27.506 | 817.001 | 1016.85 | 1016.85 | check | [45 empty] | TRUE | 4-2014 |  | 0 |  |  | 0 | 0
| 2014-04-01 11:00 | 2014 | 4 | 1 | 11 |  |  | 0 | [7 empty] | 0 |  |  |  |  | 0 | 0 | 246.261 | 799.727 | -25.688 | 774.039 | 1020.3 | 1020.3 | check | [45 empty] | TRUE | 4-2014 |  | 0 |  |  | 0 | 0
| 2014-04-01 12:00 | 2014 | 4 | 1 | 12 |  |  | 0 | [7 empty] | 0 |  |  |  |  | 0 | 0 | 292.737 | 753.238 | -24.676 | 728.562 | 1021.3 | 1021.299 | check | [45 empty] | TRUE | 4-2014 |  | 0 |  |  | 0 | 0
| 2014-04-01 13:00 | 2014 | 4 | 1 | 13 |  |  | 0 | [7 empty] | 0 |  |  |  |  | 0 | 0 | 308.093 | 734.646 | -24.288 | 710.358 | 1018.45 | 1018.451 | check | [45 empty] | TRUE | 4-2014 |  | 0 |  |  | 0 | 0
| 2014-04-01 14:00 | 2014 | 4 | 1 | 14 |  |  | 0 | [7 empty] | 0 |  |  |  |  | 0 | 0 | 311.493 | 732.288 | -24.931 | 707.357 | 1018.85 | 1018.85 | check | [45 empty] | TRUE | 4-2014 |  | 0 |  |  | 0 | 0
| 2014-04-01 15:00 | 2014 | 4 | 1 | 15 |  |  | 0 | [7 empty] | 0 |  |  |  |  | 0 | 0 | 320.45 | 721.803 | -24.253 | 697.55 | 1018 | 1018 | check | [45 empty] | TRUE | 4-2014 |  | 0 |  |  | 0 | 0
| 2014-04-01 16:00 | 2014 | 4 | 1 | 16 |  |  | 0 | [7 empty] | 0 |  |  |  |  | 0 | 0 | 320.987 | 720.563 | -24.249 | 696.314 | 1017.3 | 1017.301 | check | [45 empty] | TRUE | 4-2014 |  | 0 |  |  | 0 | 0
| 2014-04-01 17:00 | 2014 | 4 | 1 | 17 |  |  | 0 | [7 empty] | 0 |  |  |  |  | 0 | 0 | 315.537 | 724.599 | -25.286 | 699.313 | 1014.85 | 1014.85 | check | [45 empty] | TRUE | 4-2014 |  | 0 |  |  | 0 | 0
| 2014-04-01 18:00 | 2014 | 4 | 1 | 18 |  |  | 0 | [7 empty] | 0 |  |  |  |  | 0 | 0 | 314.49 | 720.931 | -24.421 | 696.51 | 1011 | 1011 | check | [45 empty] | TRUE | 4-2014 |  | 0 |  |  | 0 | 0
| 2014-04-01 19:00 | 2014 | 4 | 1 | 19 |  |  | 0 | [7 empty] | 0 |  |  |  |  | 0 | 0 | 304.192 | 718.285 | -22.627 | 695.658 | 999.85 | 999.85 | check | [45 empty] | TRUE | 4-2014 |  | 0 |  |  | 0 | 0
| 2014-04-01 20:00 | 2014 | 4 | 1 | 20 |  |  | 24.774 | [7 empty] | 2475.4181 |  |  |  |  | 24.774 | 2475.4181 | 339 | 716.937 | -21.713 | 695.224 | 1034.224 | 1034.224 | check | [45 empty] | TRUE | 4-2014 |  | 0 |  |  | 2475.4181 | 0
| 2014-04-01 21:00 | 2014 | 4 | 1 | 21 |  |  | 10.496 | [7 empty] | 1340.864 |  |  |  |  | 10.496 | 1340.864 | 297.7 | 757.528 | -22.432 | 735.096 | 1032.796 | 1032.796 | check | [45 empty] | TRUE | 4-2014 |  | 0 |  |  | 1340.864 | 0
| 2014-04-01 22:00 | 2014 | 4 | 1 | 22 |  |  | 16.505 | [7 empty] | 661.8505 |  |  |  |  | 16.505 | 661.8505 | 308.8 | 751.918 | -21.213 | 730.705 | 1039.505 | 1039.505 | check | [45 empty] | TRUE | 4-2014 |  | 0 |  |  | 661.8505 | 0
| 2014-04-01 23:00 | 2014 | 4 | 1 | 23 |  |  | 22.89 | [7 empty] | 780.7779 |  |  |  |  | 22.89 | 780.7779 | 341.2 | 709.877 | -20.337 | 689.54 | 1030.74 | 1030.74 | check | [45 empty] | TRUE | 4-2014 |  | 0 |  |  | 780.7779 | 0
| 2014-04-02 | 2014 | 4 | 2 | 0 |  |  | 0 | [7 empty] | 0 |  |  |  |  | 0 | 0 | 277.904 | 671.032 | -19.086 | 651.946 | 929.85 | 929.85 | check | [45 empty] | TRUE | 4-2014 |  | 0 |  |  | 0 | 0
| 2014-04-02 01:00 | 2014 | 4 | 2 | 1 |  |  | 0 | [7 empty] | 0 |  |  |  |  | 0 | 0 | 198.762 | 628.959 | -17.271 | 611.688 | 810.45 | 810.45 | check | [45 empty] | TRUE | 4-2014 |  | 0 |  |  | 0 | 0
| 2014-04-02 02:00 | 2014 | 4 | 2 | 2 |  |  | 0 | [7 empty] | 0 |  |  |  |  | 0 | 0 | 194.173 | 596.314 | -16.287 | 580.027 | 774.2 | 774.2 | check | [45 empty] | TRUE | 4-2014 |  | 0 |  |  | 0 | 0
| 2014-04-02 03:00 | 2014 | 4 | 2 | 3 |  |  | 0 | [7 empty] | 0 |  |  |  |  | 0 | 0 | 194.307 | 592.407 | -16.164 | 576.243 | 770.55 | 770.55 | check | [45 empty] | TRUE | 4-2014 |  | 0 |  |  | 0 | 0
| 2014-04-02 04:00 | 2014 | 4 | 2 | 4 |  |  | 83.8 | [7 empty] | 2467.91 |  |  |  |  | 83.8 | 2467.91 | 291.979 | 594.444 | -16.923 | 577.521 | 869.5 | 869.5 | check | [45 empty] | TRUE | 4-2014 |  | 0 |  |  | 2467.91 | 0
| 2014-04-02 05:00 | 2014 | 4 | 2 | 5 |  |  | 99 | [7 empty] | 3088.8 |  |  |  |  | 99 | 3088.8 | 289.11 | 615.5 | -18.06 | 597.44 | 886.55 | 886.55 | check | [45 empty] | TRUE | 4-2014 |  | 0 |  |  | 3088.8 | 0
| 2014-04-02 06:00 | 2014 | 4 | 2 | 6 |  |  | 76.2 | [7 empty] | 2744.724 |  |  |  |  | 76.2 | 2744.724 | 244.541 | 661.387 | -20.878 | 640.509 | 885.05 | 885.05 | check | [45 empty] | TRUE | 4-2014 |  | 0 |  |  | 2744.724 | 0
| 2014-04-02 07:00 | 2014 | 4 | 2 | 7 |  |  | 0 | [7 empty] | 0 |  |  |  |  | 0 | 0 | 145.97 | 735.497 | -23.617 | 711.88 | 857.85 | 857.85 | check | [45 empty] | TRUE | 4-2014 |  | 0 |  |  | 0 | 0
| 2014-04-02 08:00 | 2014 | 4 | 2 | 8 |  |  | 18.041 | [7 empty] | 792.902 |  |  |  |  | 18.041 | 792.902 | 197.6 | 775.702 | -23.961 | 751.741 | 949.341 | 949.341 | check | [45 empty] | TRUE | 4-2014 |  | 0 |  |  | 792.902 | 0
| 2014-04-02 09:00 | 2014 | 4 | 2 | 9 |  |  | 38.964 | [7 empty] | 3148.2912 |  |  |  |  | 38.964 | 3148.2912 | 209.5 | 781.976 | -24.462 | 757.514 | 967.014 | 967.014 | check | [45 empty] | TRUE | 4-2014 |  | 0 |  |  | 3148.2912 | 0
| 2014-04-02 10:00 | 2014 | 4 | 2 | 10 |  |  | 17.903 | [7 empty] | 1433.6722 |  |  |  |  | 17.903 | 1433.6722 | 215.9 | 766.289 | -24.236 | 742.053 | 957.953 | 957.953 | check | [45 empty] | TRUE | 4-2014 |  | 0 |  |  | 1433.6722 | 0
| 2014-04-02 11:00 | 2014 | 4 | 2 | 11 |  |  | 0 | [7 empty] | 0 |  |  |  |  | 0 | 0 | 291.045 | 740.406 | -24.751 | 715.655 | 1006.7 | 1006.7 | check | [45 empty] | TRUE | 4-2014 |  | 0 |  |  | 0 | 0
| 2014-04-02 12:00 | 2014 | 4 | 2 | 12 |  |  | 0 | [7 empty] | 0 |  |  |  |  | 0 | 0 | 306.416 | 733.027 | -25.143 | 707.884 | 1014.3 | 1014.3 | check | [45 empty] | TRUE | 4-2014 |  | 0 |  |  | 0 | 0
| 2014-04-02 13:00 | 2014 | 4 | 2 | 13 |  |  | 0 | [7 empty] | 0 |  |  |  |  | 0 | 0 | 309.472 | 726.315 | -25.487 | 700.828 | 1010.3 | 1010.3 | check | [45 empty] | TRUE | 4-2014 |  | 0 |  |  | 0 | 0
| 2014-04-02 14:00 | 2014 | 4 | 2 | 14 |  |  | 0 | [7 empty] | 0 |  |  |  |  | 0 | 0 | 316.293 | 720.946 | -25.089 | 695.857 | 1012.15 | 1012.15 | check | [45 empty] | TRUE | 4-2014 |  | 0 |  |  | 0 | 0
| 2014-04-02 15:00 | 2014 | 4 | 2 | 15 |  |  | 0 | [7 empty] | 0 |  |  |  |  | 0 | 0 | 314.704 | 721.187 | -24.591 | 696.596 | 1011.3 | 1011.3 | check | [45 empty] | TRUE | 4-2014 |  | 0 |  |  | 0 | 0
| 2014-04-02 16:00 | 2014 | 4 | 2 | 16 |  |  | 0 | [7 empty] | 0 |  |  |  |  | 0 | 0 | 313.623 | 717.568 | -24.041 | 693.527 | 1007.15 | 1007.15 | check | [45 empty] | TRUE | 4-2014 |  | 0 |  |  | 0 | 0
| 2014-04-02 17:00 | 2014 | 4 | 2 | 17 |  |  | 0 | [7 empty] | 0 |  |  |  |  | 0 | 0 | 310.589 | 718.918 | -24.356 | 694.562 | 1005.15 | 1005.151 | check | [45 empty] | TRUE | 4-2014 |  | 0 |  |  | 0 | 0
| 2014-04-02 18:00 | 2014 | 4 | 2 | 18 |  |  | 0 | [7 empty] | 0 |  |  |  |  | 0 | 0 | 314.299 | 715.523 | -24.521 | 691.002 | 1005.3 | 1005.301 | check | [45 empty] | TRUE | 4-2014 |  | 0 |  |  | 0 | 0
| 2014-04-02 19:00 | 2014 | 4 | 2 | 19 |  |  | 0 | [7 empty] | 0 |  |  |  |  | 0 | 0 | 320.091 | 712.556 | -24.347 | 688.209 | 1008.3 | 1008.3 | check | [45 empty] | TRUE | 4-2014 |  | 0 |  |  | 0 | 0
| 2014-04-02 20:00 | 2014 | 4 | 2 | 20 |  |  | 23.325 | [7 empty] | 879.819 |  |  |  |  | 23.325 | 879.819 | 344.4 | 714.117 | -24.892 | 689.225 | 1033.625 | 1033.625 | check | [45 empty] | TRUE | 4-2014 |  | 0 |  |  | 879.819 | 0
| 2014-04-02 21:00 | 2014 | 4 | 2 | 21 |  |  | 17.481 | [7 empty] | 1484.6613 |  |  |  |  | 17.481 | 1484.6613 | 306.1 | 756.377 | -24.845 | 731.532 | 1037.631 | 1037.632 | check | [45 empty] | TRUE | 4-2014 |  | 0 |  |  | 1484.6613 | 0
| 2014-04-02 22:00 | 2014 | 4 | 2 | 22 |  |  | 11.16 | [7 empty] | 410.0184 |  |  |  |  | 11.16 | 410.0184 | 318.4 | 744.997 | -25.237 | 719.76 | 1038.16 | 1038.16 | check | [45 empty] | TRUE | 4-2014 |  | 0 |  |  | 410.0184 | 0
| 2014-04-02 23:00 | 2014 | 4 | 2 | 23 |  |  | 35.211 | [7 empty] | 1196.8219 |  |  |  |  | 35.211 | 1196.8219 | 356.4 | 704.368 | -24.257 | 680.111 | 1036.511 | 1036.511 | check | [45 empty] | TRUE | 4-2014 |  | 0 |  |  | 1196.8219 | 0
| 2014-04-03 | 2014 | 4 | 3 | 0 |  |  | 0 | [7 empty] | 0 |  |  |  |  | 0 | 0 | 291.966 | 652.28 | -21.646 | 630.634 | 922.6 | 922.6 | check | [45 empty] | TRUE | 4-2014 |  | 0 |  |  | 0 | 0
| 2014-04-03 01:00 | 2014 | 4 | 3 | 1 |  |  | 0 | [7 empty] | 0 |  |  |  |  | 0 | 0 | 193.304 | 610.936 | -19.641 | 591.295 | 784.6 | 784.599 | check | [45 empty] | TRUE | 4-2014 |  | 0 |  |  | 0 | 0
| 2014-04-03 02:00 | 2014 | 4 | 3 | 2 |  |  | 0 | [7 empty] | 0 |  |  |  |  | 0 | 0 | 178.109 | 583.894 | -17.653 | 566.241 | 744.35 | 744.35 | check | [45 empty] | TRUE | 4-2014 |  | 0 |  |  | 0 | 0
| 2014-04-03 03:00 | 2014 | 4 | 3 | 3 |  |  | 0 | [7 empty] | 0 |  |  |  |  | 0 | 0 | 232.143 | 571.157 | -18.351 | 552.806 | 784.95 | 784.949 | check | [45 empty] | TRUE | 4-2014 |  | 0 |  |  | 0 | 0
| 2014-04-03 04:00 | 2014 | 4 | 3 | 4 |  |  | 0 | [7 empty] | 0 |  |  |  |  | 0 | 0 | 225.708 | 565.301 | -17.559 | 547.742 | 773.45 | 773.45 | check | [45 empty] | TRUE | 4-2014 |  | 0 |  |  | 0 | 0
| 2014-04-03 05:00 | 2014 | 4 | 3 | 5 |  |  | 0 | [7 empty] | 0 |  |  |  |  | 0 | 0 | 189.733 | 577.138 | -18.221 | 558.917 | 748.65 | 748.65 | check | [45 empty] | TRUE | 4-2014 |  | 0 |  |  | 0 | 0
| 2014-04-03 06:00 | 2014 | 4 | 3 | 6 |  |  | 0 | [7 empty] | 0 |  |  |  |  | 0 | 0 | 148.135 | 610.039 | -19.974 | 590.065 | 738.2 | 738.2 | check | [45 empty] | TRUE | 4-2014 |  | 0 |  |  | 0 | 0
| 2014-04-03 07:00 | 2014 | 4 | 3 | 7 |  |  | 0 | [7 empty] | 0 |  |  |  |  | 0 | 0 | 157.079 | 680.287 | -21.966 | 658.321 | 815.4 | 815.4 | check | [45 empty] | TRUE | 4-2014 |  | 0 |  |  | 0 | 0
| 2014-04-03 08:00 | 2014 | 4 | 3 | 8 |  |  | 0 | [7 empty] | 0 |  |  |  |  | 0 | 0 | 231.87 | 727.647 | -22.917 | 704.73 | 936.6 | 936.6 | check | [45 empty] | TRUE | 4-2014 |  | 0 |  |  | 0 | 0
| 2014-04-03 09:00 | 2014 | 4 | 3 | 9 |  |  | 0 | [7 empty] | 0 |  |  |  |  | 0 | 0 | 306.165 | 731.466 | -23.081 | 708.385 | 1014.55 | 1014.55 | check | [45 empty] | TRUE | 4-2014 |  | 0 |  |  | 0 | 0
| 2014-04-03 10:00 | 2014 | 4 | 3 | 10 |  |  | 14.737 | [7 empty] | 495.0158 |  |  |  |  | 14.737 | 495.0158 | 279.6 | 739.781 | -23.244 | 716.537 | 996.137 | 996.137 | check | [45 empty] | TRUE | 4-2014 |  | 0 |  |  | 495.0158 | 0
| 2014-04-03 11:00 | 2014 | 4 | 3 | 11 |  |  | 9.327 | [7 empty] | 362.727 |  |  |  |  | 9.327 | 362.727 | 297.7 | 741.219 | -24.543 | 716.676 | 1014.377 | 1014.376 | check | [45 empty] | TRUE | 4-2014 |  | 0 |  |  | 362.727 | 0
| 2014-04-03 12:00 | 2014 | 4 | 3 | 12 |  |  | 0.05 | [7 empty] | 1.93 |  |  |  |  | 0.05 | 1.93 | 310.9 | 732.815 | -23.666 | 709.149 | 1020.05 | 1020.049 | check | [45 empty] | TRUE | 4-2014 |  | 0 |  |  | 1.93 | 0
| 2014-04-03 13:00 | 2014 | 4 | 3 | 13 |  |  | 0 | [7 empty] | 0 |  |  |  |  | 0 | 0 | 318.606 | 724.918 | -23.674 | 701.244 | 1019.85 | 1019.85 | check | [45 empty] | TRUE | 4-2014 |  | 0 |  |  | 0 | 0
| 2014-04-03 14:00 | 2014 | 4 | 3 | 14 |  |  | 0.006 | [7 empty] | 0.25 |  |  |  |  | 0.006 | 0.25 | 316.3 | 728.933 | -25.077 | 703.856 | 1020.156 | 1020.156 | check | [45 empty] | TRUE | 4-2014 |  | 0 |  |  | 0.25 | 0
| 2014-04-03 15:00 | 2014 | 4 | 3 | 15 |  |  | 1.159 | [7 empty] | 46.2105 |  |  |  |  | 1.159 | 46.2105 | 320.8 | 724.082 | -24.273 | 699.809 | 1020.609 | 1020.609 | check | [45 empty] | TRUE | 4-2014 |  | 0 |  |  | 46.2105 | 0
KIUC 1-21 | 2014-04-03 16:00 | 2014 | 4 | 3 | 16 |  |  | 10.14 | [7 empty] | 457.2126 |  |  |  |  | 10.14 | 457.2126 | 332.3 | 718.357 | -23.516 | 694.841 | 1027.14 | 1027.141 | check | [45 empty] | TRUE | 4-2014 |  | 0 |  |  | 457.2126 | 0
| 2014-04-03 17:00 | 2014 | 4 | 3 | 17 |  |  | 0 | [7 empty] | 0 |  |  |  |  | 0 | 0 | 197.227 | 725.77 | -23.397 | 702.373 | 899.6 | 899.6 | check | [45 empty] | TRUE | 4-2014 |  | 0 |  |  | 0 | 0
| 2014-04-03 18:00 | 2014 | 4 | 3 | 18 |  |  | 23.132 | [7 empty] | 1113.8058 |  |  |  |  | 23.132 | 1113.8058 | 183 | 735.367 | -24.234 | 711.133 | 894.132 | 894.133 | check | [45 empty] | TRUE | 4-2014 |  | 0 |  |  | 1113.8058 | 0
| 2014-04-03 19:00 | 2014 | 4 | 3 | 19 |  |  | 24.246 | [7 empty] | 1309.0415 |  |  |  |  | 24.246 | 1309.0415 | 182.7 | 729.287 | -24.441 | 704.846 | 887.546 | 887.546 | check | [45 empty] | TRUE | 4-2014 |  | 0 |  |  | 1309.0415 | 0
| 2014-04-03 20:00 | 2014 | 4 | 3 | 20 |  |  | 36.535 | [7 empty] | 1557.8524 |  |  |  |  | 36.535 | 1557.8524 | 178.8 | 746.55 | -26.665 | 719.885 | 898.685 | 898.685 | check | [45 empty] | TRUE | 4-2014 |  | 0 |  |  | 1557.8524 | 0
| 2014-04-03 21:00 | 2014 | 4 | 3 | 21 |  |  | 15.291 | [7 empty] | 674.486 |  |  |  |  | 15.291 | 674.486 | 139.5 | 765.46 | -25.769 | 739.691 | 879.191 | 879.191 | check | [45 empty] | TRUE | 4-2014 |  | 0 |  |  | 674.486 | 0
| 2014-04-03 22:00 | 2014 | 4 | 3 | 22 |  |  | 5.039 | [7 empty] | 228.0097 |  |  |  |  | 5.039 | 228.0097 | 152.9 | 739.877 | -24.739 | 715.138 | 868.039 | 868.038 | check | [45 empty] | TRUE | 4-2014 |  | 0 |  |  | 228.0097 | 0
| 2014-04-03 23:00 | 2014 | 4 | 3 | 23 |  |  | 16.753 | [7 empty] | 625.8921 |  |  |  |  | 16.753 | 625.8921 | 191.5 | 711.22 | -23.817 | 687.403 | 878.903 | 878.903 | check | [45 empty] | TRUE | 4-2014 |  | 0 |  |  | 625.8921 | 0
| 2014-04-04 | 2014 | 4 | 4 | 0 |  |  | 2.314 | [7 empty] | 67.2402 |  |  |  |  | 2.314 | 67.2402 | 187.85 | 670.498 | -20.184 | 650.314 | 838.164 | 838.164 | check | [45 empty] | TRUE | 4-2014 |  | 0 |  |  | 67.2402 | 0
| 2014-04-04 01:00 | 2014 | 4 | 4 | 1 |  |  | 32.485 | [7 empty] | 893.3375 |  |  |  |  | 32.485 | 893.3375 | 168.335 | 616.276 | -18.026 | 598.25 | 766.585 | 766.585 | check | [45 empty] | TRUE | 4-2014 |  | 0 |  |  | 893.3375 | 0
| 2014-04-04 02:00 | 2014 | 4 | 4 | 2 |  |  | 88.186 | [7 empty] | 2531.8201 |  |  |  |  | 88.186 | 2531.8201 | 189.485 | 584.375 | -17.574 | 566.801 | 756.286 | 756.286 | check | [45 empty] | TRUE | 4-2014 |  | 0 |  |  | 2531.8201 | 0
| 2014-04-04 03:00 | 2014 | 4 | 4 | 3 |  |  | 98.368 | [7 empty] | 2908.7418 |  |  |  |  | 98.368 | 2908.7418 | 235.65 | 570.021 | -16.053 | 553.968 | 789.618 | 789.618 | check | [45 empty] | TRUE | 4-2014 |  | 0 |  |  | 2908.7418 | 0
| 2014-04-04 04:00 | 2014 | 4 | 4 | 4 |  |  | 26.159 | [7 empty] | 724.6043 |  |  |  |  | 26.159 | 724.6043 | 222.15 | 560.984 | -16.276 | 544.708 | 766.859 | 766.858 | check | [45 empty] | TRUE | 4-2014 |  | 0 |  |  | 724.6043 | 0
| 2014-04-04 05:00 | 2014 | 4 | 4 | 5 |  |  | 122.984 | [7 empty] | 3568.9957 |  |  |  |  | 122.984 | 3568.9957 | 341.35 | 569.246 | -17.262 | 551.984 | 893.334 | 893.334 | check | [45 empty] | TRUE | 4-2014 |  | 0 |  |  | 3568.9957 | 0
| 2014-04-04 06:00 | 2014 | 4 | 4 | 6 |  |  | 133.272 | [7 empty] | 4146.0919 |  |  |  |  | 133.272 | 4146.0919 | 340.9 | 596.922 | -18.449 | 578.473 | 919.372 | 919.373 | check | [45 empty] | TRUE | 4-2014 |  | 0 |  |  | 4146.0919 | 0
| 2014-04-04 07:00 | 2014 | 4 | 4 | 7 |  |  | 180.578 | [7 empty] | 9969.7114 |  |  |  |  | 180.578 | 9969.7114 | 374 | 658.026 | -20.748 | 637.278 | 1011.278 | 1011.278 | check | [45 empty] | TRUE | 4-2014 |  | 0 |  |  | 9969.7114 | 0
| 2014-04-04 08:00 | 2014 | 4 | 4 | 8 |  |  | 143.668 | [7 empty] | 5420.5936 |  |  |  |  | 143.668 | 5420.5936 | 332.5 | 689.577 | -22.659 | 666.918 | 999.418 | 999.418 | check | [45 empty] | TRUE | 4-2014 |  | 0 |  |  | 5420.5936 | 0
| 2014-04-04 09:00 | 2014 | 4 | 4 | 9 |  |  | 136.183 | [7 empty] | 5507.2405 |  |  |  |  | 136.183 | 5507.2405 | 279.4 | 699.154 | -22.972 | 676.182 | 955.583 | 955.582 | check | [45 empty] | TRUE | 4-2014 |  | 0 |  |  | 5507.2405 | 0
| 2014-04-04 10:00 | 2014 | 4 | 4 | 10 |  |  | 176.487 | [7 empty] | 7264.2049 |  |  |  |  | 176.487 | 7264.2049 | 280.4 | 738.129 | -25.342 | 712.787 | 993.187 | 993.187 | check | [45 empty] | TRUE | 4-2014 |  | 0 |  |  | 7264.2049 | 0
| 2014-04-04 11:00 | 2014 | 4 | 4 | 11 |  |  | 189.768 | [7 empty] | 7951.2792 |  |  |  |  | 189.768 | 7951.2792 | 281.5 | 748.625 | -26.257 | 722.368 | 1003.868 | 1003.868 | check | [45 empty] | TRUE | 4-2014 |  | 0 |  |  | 7951.2792 | 0
| 2014-04-04 12:00 | 2014 | 4 | 4 | 12 |  |  | 181.839 | [7 empty] | 8562.7985 |  |  |  |  | 181.839 | 8562.7985 | 281.5 | 736.393 | -25.654 | 710.739 | 992.239 | 992.239 | check | [45 empty] | TRUE | 4-2014 |  | 0 |  |  | 8562.7985 | 0
| 2014-04-04 13:00 | 2014 | 4 | 4 | 13 |  |  | 173.311 | [7 empty] | 7334.5215 |  |  |  |  | 173.311 | 7334.5215 | 284.5 | 726.062 | -24.851 | 701.211 | 985.711 | 985.711 | check | [45 empty] | TRUE | 4-2014 |  | 0 |  |  | 7334.5215 | 0
| 2014-04-04 14:00 | 2014 | 4 | 4 | 14 |  |  | 150.457 | [7 empty] | 8285.667 |  |  |  |  | 150.457 | 8285.667 | 286.7 | 719.225 | -25.368 | 693.857 | 980.557 | 980.557 | check | [45 empty] | TRUE | 4-2014 |  | 0 |  |  | 8285.667 | 0
| 2014-04-04 15:00 | 2014 | 4 | 4 | 15 |  |  | 130.287 | [7 empty] | 6991.2004 |  |  |  |  | 130.287 | 6991.2004 | 292.4 | 703.186 | -23.549 | 679.637 | 972.037 | 972.037 | check | [45 empty] | TRUE | 4-2014 |  | 0 |  |  | 6991.2004 | 0
| 2014-04-04 16:00 | 2014 | 4 | 4 | 16 |  |  | 87.915 | [7 empty] | 3283.6253 |  |  |  |  | 87.915 | 3283.6253 | 301.1 | 698.746 | -23.431 | 675.315 | 976.415 | 976.415 | check | [45 empty] | TRUE | 4-2014 |  | 0 |  |  | 3283.6253 | 0
| 2014-04-04 17:00 | 2014 | 4 | 4 | 17 |  |  | 0 | [7 empty] | 0 |  |  |  |  | 0 | 0 | 346.479 | 689.174 | -23.253 | 665.921 | 1012.4 | 1012.4 | check | [45 empty] | TRUE | 4-2014 |  | 0 |  |  | 0 | 0
| 2014-04-04 18:00 | 2014 | 4 | 4 | 18 |  |  | 0 | [7 empty] | 0 |  |  |  |  | 0 | 0 | 444.688 | 688.12 | -23.108 | 665.012 | 1109.7 | 1109.7 | check | [45 empty] | TRUE | 4-2014 |  | 0 |  |  | 0 | 0
| 2014-04-04 19:00 | 2014 | 4 | 4 | 19 |  |  | 0 | [7 empty] | 0 |  |  |  |  | 0 | 0 | 475.676 | 666.206 | -22.182 | 644.024 | 1119.7 | 1119.7 | check | [45 empty] | TRUE | 4-2014 |  | 0 |  |  | 0 | 0
| 2014-04-04 20:00 | 2014 | 4 | 4 | 20 |  |  | 0 | [7 empty] | 0 |  |  |  |  | 0 | 0 | 522.988 | 653.645 | -21.784 | 631.861 | 1154.85 | 1154.849 | check | [45 empty] | TRUE | 4-2014 |  | 0 |  |  | 0 | 0
| 2014-04-04 21:00 | 2014 | 4 | 4 | 21 |  |  | 0 | [7 empty] | 0 |  |  |  |  | 0 | 0 | 532.689 | 682.122 | -21.662 | 660.46 | 1193.15 | 1193.149 | check | [45 empty] | TRUE | 4-2014 |  | 0 |  |  | 0 | 0
| 2014-04-04 22:00 | 2014 | 4 | 4 | 22 |  |  | 0 | [7 empty] | 0 |  |  |  |  | 0 | 0 | 565.506 | 687.362 | -21.468 | 665.894 | 1231.4 | 1231.4 | check | [45 empty] | TRUE | 4-2014 |  | 0 |  |  | 0 | 0
| 2014-04-04 23:00 | 2014 | 4 | 4 | 23 |  |  | 0 | [7 empty] | 0 |  |  |  |  | 0 | 0 | 619.751 | 663.562 | -20.613 | 642.949 | 1262.7 | 1262.7 | check | [45 empty] | TRUE | 4-2014 |  | 0 |  |  | 0 | 0
| 2014-04-05 | 2014 | 4 | 5 | 0 |  |  | 0 | [7 empty] | 0 |  |  |  |  | 0 | 0 | 685.315 | 633.892 | -19.306 | 614.586 | 1299.9 | 1299.901 | check | [45 empty] | TRUE | 4-2014 |  | 0 |  |  | 0 | 0
| 2014-04-05 01:00 | 2014 | 4 | 5 | 1 |  |  | 0 | [7 empty] | 0 |  |  |  |  | 0 | 0 | 745.14 | 615.513 | -17.554 | 597.959 | 1343.1 | 1343.099 | check | [45 empty] | TRUE | 4-2014 |  | 0 |  |  | 0 | 0
| 2014-04-05 02:00 | 2014 | 4 | 5 | 2 |  |  | 0 | [7 empty] | 0 |  |  |  |  | 0 | 0 | 699.607 | 596.417 | -16.374 | 580.043 | 1279.65 | 1279.65 | check | [45 empty] | TRUE | 4-2014 |  | 0 |  |  | 0 | 0
| 2014-04-05 03:00 | 2014 | 4 | 5 | 3 |  |  | 0 | [7 empty] | 0 |  |  |  |  | 0 | 0 | 734.731 | 596.431 | -15.562 | 580.869 | 1315.6 | 1315.6 | check | [45 empty] | TRUE | 4-2014 |  | 0 |  |  | 0 | 0
| 2014-04-05 04:00 | 2014 | 4 | 5 | 4 |  |  | 0 | [7 empty] | 0 |  |  |  |  | 0 | 0 | 706.941 | 600.695 | -15.436 | 585.259 | 1292.2 | 1292.2 | check | [45 empty] | TRUE | 4-2014 |  | 0 |  |  | 0 | 0
| 2014-04-05 05:00 | 2014 | 4 | 5 | 5 |  |  | 0 | [7 empty] | 0 |  |  |  |  | 0 | 0 | 718.306 | 612.442 | -15.747 | 596.695 | 1315 | 1315.001 | check | [45 empty] | TRUE | 4-2014 |  | 0 |  |  | 0 | 0
| 2014-04-05 06:00 | 2014 | 4 | 5 | 6 |  |  | 0 | [7 empty] | 0 |  |  |  |  | 0 | 0 | 762.862 | 629.692 | -16.704 | 612.988 | 1375.85 | 1375.85 | check | [45 empty] | TRUE | 4-2014 |  | 0 |  |  | 0 | 0
| 2014-04-05 07:00 | 2014 | 4 | 5 | 7 |  |  | 0 | [7 empty] | 0 |  |  |  |  | 0 | 0 | 849.445 | 656.768 | -18.363 | 638.405 | 1487.85 | 1487.85 | check | [45 empty] | TRUE | 4-2014 |  | 0 |  |  | 0 | 0
| 2014-04-05 08:00 | 2014 | 4 | 5 | 8 |  |  | 0 | [7 empty] | 0 |  |  |  |  | 0 | 0 | 972.783 | 681.245 | -19.328 | 661.917 | 1634.7 | 1634.7 | check | [45 empty] | TRUE | 4-2014 |  | 0 |  |  | 0 | 0
| 2014-04-05 09:00 | 2014 | 4 | 5 | 9 |  |  | 0 | [7 empty] | 0 |  |  |  |  | 0 | 0 | 1111.63 | 721.558 | -21.188 | 700.37 | 1812 | 1812 | check | [45 empty] | TRUE | 4-2014 |  | 0 |  |  | 0 | 0
| 2014-04-05 10:00 | 2014 | 4 | 5 | 10 |  |  | 0 | [7 empty] | 0 |  |  |  |  | 0 | 0 | 1123.81 | 743.508 | -21.168 | 722.34 | 1846.15 | 1846.15 | check | [45 empty] | TRUE | 4-2014 |  | 0 |  |  | 0 | 0
| 2014-04-05 11:00 | 2014 | 4 | 5 | 11 |  |  | 0 | [7 empty] | 0 |  |  |  |  | 0 | 0 | 1129.42 | 744.812 | -20.532 | 724.28 | 1853.7 | 1853.7 | check | [45 empty] | TRUE | 4-2014 |  | 0 |  |  | 0 | 0
| 2014-04-05 12:00 | 2014 | 4 | 5 | 12 |  |  | 0 | [7 empty] | 0 |  |  |  |  | 0 | 0 | 1234.019 | 727.275 | -20.294 | 706.981 | 1941 | 1941 | check | [45 empty] | TRUE | 4-2014 |  | 0 |  |  | 0 | 0
| 2014-04-05 13:00 | 2014 | 4 | 5 | 13 |  |  | 0 | [7 empty] | 0 |  |  |  |  | 0 | 0 | 1289.178 | 706.319 | -19.947 | 686.372 | 1975.55 | 1975.55 | check | [45 empty] | TRUE | 4-2014 |  | 0 |  |  | 0 | 0
| 2014-04-05 14:00 | 2014 | 4 | 5 | 14 |  |  | 0 | [7 empty] | 0 |  |  |  |  | 0 | 0 | 1259.988 | 668.735 | -18.872 | 649.863 | 1909.85 | 1909.851 | check | [45 empty] | TRUE | 4-2014 |  | 0 |  |  | 0 | 0
| 2014-04-05 15:00 | 2014 | 4 | 5 | 15 |  |  | 0 | [7 empty] | 0 |  |  |  |  | 0 | 0 | 1214.43 | 641.972 | -17.853 | 624.119 | 1838.55 | 1838.549 | check | [45 empty] | TRUE | 4-2014 |  | 0 |  |  | 0 | 0
| 2014-04-05 16:00 | 2014 | 4 | 5 | 16 |  |  | 0 | [7 empty] | 0 |  |  |  |  | 0 | 0 | 1149.886 | 628.337 | -17.223 | 611.114 | 1761 | 1761 | check | [45 empty] | TRUE | 4-2014 |  | 0 |  |  | 0 | 0
| 2014-04-05 17:00 | 2014 | 4 | 5 | 17 |  |  | 0 | [7 empty] | 0 |  |  |  |  | 0 | 0 | 1172.483 | 625.314 | -17.798 | 607.516 | 1780 | 1779.999 | check | [45 empty] | TRUE | 4-2014 |  | 0 |  |  | 0 | 0
| 2014-04-05 18:00 | 2014 | 4 | 5 | 18 |  |  | 0 | [7 empty] | 0 |  |  |  |  | 0 | 0 | 1239.702 | 627.819 | -18.671 | 609.148 | 1848.85 | 1848.85 | check | [45 empty] | TRUE | 4-2014 |  | 0 |  |  | 0 | 0
| 2014-04-05 19:00 | 2014 | 4 | 5 | 19 |  |  | 0 | [7 empty] | 0 |  |  |  |  | 0 | 0 | 1267.987 | 626.016 | -19.003 | 607.013 | 1875 | 1875 | check | [45 empty] | TRUE | 4-2014 |  | 0 |  |  | 0 | 0
| 2014-04-05 20:00 | 2014 | 4 | 5 | 20 |  |  | 0 | [7 empty] | 0 |  |  |  |  | 0 | 0 | 1281.875 | 645.846 | -19.721 | 626.125 | 1908 | 1908 | check | [45 empty] | TRUE | 4-2014 |  | 0 |  |  | 0 | 0
| 2014-04-05 21:00 | 2014 | 4 | 5 | 21 |  |  | 0 | [7 empty] | 0 |  |  |  |  | 0 | 0 | 1254.69 | 692.245 | -21.635 | 670.61 | 1925.3 | 1925.3 | check | [45 empty] | TRUE | 4-2014 |  | 0 |  |  | 0 | 0
| 2014-04-05 22:00 | 2014 | 4 | 5 | 22 |  |  | 0 | [7 empty] | 0 |  |  |  |  | 0 | 0 | 1302.759 | 694.94 | -21.549 | 673.391 | 1976.15 | 1976.15 | check | [45 empty] | TRUE | 4-2014 |  | 0 |  |  | 0 | 0
| 2014-04-05 23:00 | 2014 | 4 | 5 | 23 |  |  | 0 | [7 empty] | 0 |  |  |  |  | 0 | 0 | 1319.045 | 690.826 | -21.171 | 669.655 | 1988.7 | 1988.7 | check | [45 empty] | TRUE | 4-2014 |  | 0 |  |  | 0 | 0
| 2014-04-06 | 2014 | 4 | 6 | 0 |  |  | 0 | [7 empty] | 0 |  |  |  |  | 0 | 0 | 1254.037 | 682.012 | -21.049 | 660.963 | 1915 | 1915 | check | [45 empty] | TRUE | 4-2014 |  | 0 |  |  | 0 | 0
| 2014-04-06 01:00 | 2014 | 4 | 6 | 1 |  |  | 50.85 | [7 empty] | 1622.6235 |  |  |  |  | 50.85 | 1622.6235 | 1244.7 | 684.187 | -20.036 | 664.151 | 1908.85 | 1908.851 | check | [45 empty] | TRUE | 4-2014 |  | 0 |  |  | 1622.6235 | 0
| 2014-04-06 02:00 | 2014 | 4 | 6 | 2 |  |  | 46.776 | [7 empty] | 1494.961 |  |  |  |  | 46.776 | 1494.961 | 1153.6 | 687.602 | -19.276 | 668.326 | 1821.926 | 1821.926 | check | [45 empty] | TRUE | 4-2014 |  | 0 |  |  | 1494.961 | 0
| 2014-04-06 03:00 | 2014 | 4 | 6 | 3 |  |  | 60.526 | [7 empty] | 1929.5689 |  |  |  |  | 60.526 | 1929.5689 | 1104.5 | 690.592 | -19.516 | 671.076 | 1775.576 | 1775.576 | check | [45 empty] | TRUE | 4-2014 |  | 0 |  |  | 1929.5689 | 0
| 2014-04-06 04:00 | 2014 | 4 | 6 | 4 |  |  | 88.805 | [7 empty] | 2846.2002 |  |  |  |  | 88.805 | 2846.2002 | 1084.1 | 703.1 | -19.695 | 683.405 | 1767.505 | 1767.505 | check | [45 empty] | TRUE | 4-2014 |  | 0 |  |  | 2846.2002 | 0
| 2014-04-06 05:00 | 2014 | 4 | 6 | 5 |  |  | 109.736 | [7 empty] | 3574.1015 |  |  |  |  | 109.736 | 3574.1015 | 1067.7 | 717.051 | -20.966 | 696.085 | 1763.786 | 1763.785 | check | [45 empty] | TRUE | 4-2014 |  | 0 |  |  | 3574.1015 | 0
| 2014-04-06 06:00 | 2014 | 4 | 6 | 6 |  |  | 163.735 | [7 empty] | 5460.5622 |  |  |  |  | 163.735 | 5460.5622 | 1156 | 742.309 | -22.574 | 719.735 | 1875.735 | 1875.735 | check | [45 empty] | TRUE | 4-2014 |  | 0 |  |  | 5460.5622 | 0
| 2014-04-06 07:00 | 2014 | 4 | 6 | 7 |  |  | 163.319 | [7 empty] | 6413.5371 |  |  |  |  | 163.319 | 6413.5371 | 1266.3 | 772.652 | -24.234 | 748.418 | 2014.719 | 2014.718 | check | [45 empty] | TRUE | 4-2014 |  | 0 |  |  | 6413.5371 | 0
| 2014-04-06 08:00 | 2014 | 4 | 6 | 8 |  |  | 130.869 | [7 empty] | 4808.1271 |  |  |  |  | 130.869 | 4808.1271 | 1321.2 | 794.461 | -24.392 | 770.069 | 2091.269 | 2091.269 | check | [45 empty] | TRUE | 4-2014 |  | 0 |  |  | 4808.1271 | 0
| 2014-04-06 09:00 | 2014 | 4 | 6 | 9 |  |  | 98.581 | [7 empty] | 3764.8084 |  |  |  |  | 98.581 | 3764.8084 | 1321.8 | 809.996 | -25.965 | 784.031 | 2105.831 | 2105.831 | check | [45 empty] | TRUE | 4-2014 |  | 0 |  |  | 3764.8084 | 0
| 2014-04-06 10:00 | 2014 | 4 | 6 | 10 |  |  | 23.209 | [7 empty] | 781.9112 |  |  |  |  | 23.209 | 781.9112 | 1316.4 | 779.84 | -24.631 | 755.209 | 2071.609 | 2071.609 | check | [45 empty] | TRUE | 4-2014 |  | 0 |  |  | 781.9112 | 0
| 2014-04-06 11:00 | 2014 | 4 | 6 | 11 |  |  | 24.194 | [7 empty] | 795.4987 |  |  |  |  | 24.194 | 795.4987 | 1371.1 | 701.857 | -21.362 | 680.495 | 2051.594 | 2051.595 | check | [45 empty] | TRUE | 4-2014 |  | 0 |  |  | 795.4987 | 0
| 2014-04-06 12:00 | 2014 | 4 | 6 | 12 |  |  | 94.405 | [7 empty] | 3066.2744 |  |  |  |  | 94.405 | 3066.2744 | 1421.1 | 655.519 | -19.815 | 635.704 | 2056.805 | 2056.804 | check | [45 empty] | TRUE | 4-2014 |  | 0 |  |  | 3066.2744 | 0
| 2014-04-06 13:00 | 2014 | 4 | 6 | 13 |  |  | 166.379 | [7 empty] | 5274.2143 |  |  |  |  | 166.379 | 5274.2143 | 1433.5 | 626.405 | -18.575 | 607.83 | 2041.329 | 2041.33 | check | [45 empty] | TRUE | 4-2014 |  | 0 |  |  | 5274.2143 | 0
| 2014-04-06 14:00 | 2014 | 4 | 6 | 14 |  |  | 140.278 | [7 empty] | 4421.5626 |  |  |  |  | 140.278 | 4421.5626 | 1421.7 | 605.769 | -17.94 | 587.829 | 2009.528 | 2009.529 | check | [45 empty] | TRUE | 4-2014 |  | 0 |  |  | 4421.5626 | 0
| 2014-04-06 15:00 | 2014 | 4 | 6 | 15 |  |  | 159.068 | [7 empty] | 4816.579 |  |  |  |  | 159.068 | 4816.579 | 1396.7 | 588.696 | -17.478 | 571.218 | 1967.918 | 1967.918 | check | [45 empty] | TRUE | 4-2014 |  | 0 |  |  | 4816.579 | 0
| 2014-04-06 16:00 | 2014 | 4 | 6 | 16 |  |  | 221.473 | [7 empty] | 6653.0489 |  |  |  |  | 221.473 | 6653.0489 | 1400.8 | 589.611 | -17.689 | 571.922 | 1972.723 | 1972.722 | check | [45 empty] | TRUE | 4-2014 |  | 0 |  |  | 6653.0489 | 0
| 2014-04-06 17:00 | 2014 | 4 | 6 | 17 |  |  | 238.19 | [7 empty] | 7305.2873 |  |  |  |  | 238.19 | 7305.2873 | 1399 | 587.854 | -18.114 | 569.74 | 1968.74 | 1968.74 | check | [45 empty] | TRUE | 4-2014 |  | 0 |  |  | 7305.2873 | 0
| 2014-04-06 18:00 | 2014 | 4 | 6 | 18 |  |  | 235.084 | [7 empty] | 7275.8498 |  |  |  |  | 235.084 | 7275.8498 | 1396.2 | 599.282 | -17.998 | 581.284 | 1977.484 | 1977.484 | check | [45 empty] | TRUE | 4-2014 |  | 0 |  |  | 7275.8498 | 0
| 2014-04-06 19:00 | 2014 | 4 | 6 | 19 |  |  | 234.221 | [7 empty] | 7413.0947 |  |  |  |  | 234.221 | 7413.0947 | 1458.3 | 601.441 | -18.121 | 583.32 | 2041.621 | 2041.62 | check | [45 empty] | TRUE | 4-2014 |  | 0 |  |  | 7413.0947 | 0
| 2014-04-06 20:00 | 2014 | 4 | 6 | 20 |  |  | 239.799 | [7 empty] | 9692.6756 |  |  |  |  | 239.799 | 9692.6756 | 1474.6 | 618.772 | -18.873 | 599.899 | 2074.499 | 2074.499 | check | [45 empty] | TRUE | 4-2014 |  | 0 |  |  | 9692.6756 | 0
| 2014-04-06 21:00 | 2014 | 4 | 6 | 21 |  |  | 216.866 | [7 empty] | 9930.2941 |  |  |  |  | 216.866 | 9930.2941 | 1428.3 | 673.166 | -20.051 | 653.115 | 2081.416 | 2081.415 | check | [45 empty] | TRUE | 4-2014 |  | 0 |  |  | 9930.2941 | 0
| 2014-04-06 22:00 | 2014 | 4 | 6 | 22 |  |  | 131.898 | [7 empty] | 5639.9585 |  |  |  |  | 131.898 | 5639.9585 | 1431.9 | 659.35 | -19.653 | 639.697 | 2071.598 | 2071.597 | check | [45 empty] | TRUE | 4-2014 |  | 0 |  |  | 5639.9585 | 0
| 2014-04-06 23:00 | 2014 | 4 | 6 | 23 |  |  | 0 | [7 empty] | 0 |  |  |  |  | 0 | 0 | 1260.207 | 628.215 | -18.322 | 609.893 | 1870.1 | 1870.1 | check | [45 empty] | TRUE | 4-2014 |  | 0 |  |  | 0 | 0
| 2014-04-07 | 2014 | 4 | 7 | 0 |  |  | 29.243 | [7 empty] | 899.2223 |  |  |  |  | 29.243 | 899.2223 | 1097.6 | 592.717 | -17.673 | 575.044 | 1672.643 | 1672.644 | check | [45 empty] | TRUE | 4-2014 |  | 0 |  |  | 899.2223 | 0
| 2014-04-07 01:00 | 2014 | 4 | 7 | 1 |  |  | 0 | [7 empty] | 0 |  |  |  |  | 0 | 0 | 954.661 | 560.823 | -16.384 | 544.439 | 1499.1 | 1499.1 | check | [45 empty] | TRUE | 4-2014 |  | 0 |  |  | 0 | 0
| 2014-04-07 02:00 | 2014 | 4 | 7 | 2 |  |  | 15.692 | [7 empty] | 405.1674 |  |  |  |  | 15.692 | 405.1674 | 890.1 | 557.505 | -16.313 | 541.192 | 1431.292 | 1431.292 | check | [45 empty] | TRUE | 4-2014 |  | 0 |  |  | 405.1674 | 0
| 2014-04-07 03:00 | 2014 | 4 | 7 | 3 |  |  | 26.91 | [7 empty] | 633.9996 |  |  |  |  | 26.91 | 633.9996 | 878.9 | 553.28 | -15.469 | 537.811 | 1416.71 | 1416.711 | check | [45 empty] | TRUE | 4-2014 |  | 633.9996 |  |  | 633.9996 | 26.91
| 2014-04-07 04:00 | 2014 | 4 | 7 | 4 |  |  | 0 | [7 empty] | 0 |  |  |  |  | 0 | 0 | 883.263 | 557.718 | -16.031 | 541.687 | 1424.95 | 1424.95 | check | [45 empty] | TRUE | 4-2014 |  | 0 |  |  | 0 | 0
| 2014-04-07 05:00 | 2014 | 4 | 7 | 5 |  |  | 0 | [7 empty] | 0 |  |  |  |  | 0 | 0 | 932.023 | 571.899 | -17.222 | 554.677 | 1486.7 | 1486.7 | check | [45 empty] | TRUE | 4-2014 |  | 0 |  |  | 0 | 0
| 2014-04-07 06:00 | 2014 | 4 | 7 | 6 |  |  | 200.89 | [7 empty] | 6551.0229 |  |  |  |  | 200.89 | 6551.0229 | 1117 | 623.203 | -19.463 | 603.74 | 1720.74 | 1720.74 | check | [45 empty] | TRUE | 4-2014 |  | 0 |  |  | 6551.0229 | 0
| 2014-04-07 07:00 | 2014 | 4 | 7 | 7 |  |  | 327.278 | [7 empty] | 17836.651 |  |  |  |  | 327.278 | 17836.651 | 1293.3 | 699.314 | -22.336 | 676.978 | 1970.278 | 1970.278 | check | [45 empty] | TRUE | 4-2014 |  | 0 |  |  | 17836.651 | 0
| 2014-04-07 08:00 | 2014 | 4 | 7 | 8 |  |  | 265.622 | [7 empty] | 9442.8621 |  |  |  |  | 265.622 | 9442.8621 | 1387.2 | 733.243 | -21.671 | 711.572 | 2098.772 | 2098.772 | check | [45 empty] | TRUE | 4-2014 |  | 0 |  |  | 9442.8621 | 0
| 2014-04-07 09:00 | 2014 | 4 | 7 | 9 |  |  | 123.635 | [7 empty] | 5966.6251 |  |  |  |  | 123.635 | 5966.6251 | 1393.1 | 741.478 | -21.643 | 719.835 | 2112.935 | 2112.935 | check | [45 empty] | TRUE | 4-2014 |  | 0 |  |  | 5966.6251 | 0
| 2014-04-07 10:00 | 2014 | 4 | 7 | 10 |  |  | 25.598 | [7 empty] | 2086.749 |  |  |  |  | 25.598 | 2086.749 | 1396.9 | 740.512 | -22.664 | 717.848 | 2114.748 | 2114.748 | check | [45 empty] | TRUE | 4-2014 |  | 0 |  |  | 2086.749 | 0
| 2014-04-07 11:00 | 2014 | 4 | 7 | 11 |  |  | 16.213 | [7 empty] | 1393.6695 |  |  |  |  | 16.213 | 1393.6695 | 1415.7 | 738.9 | -23.237 | 715.663 | 2131.363 | 2131.363 | check | [45 empty] | TRUE | 4-2014 |  | 0 |  |  | 1393.6695 | 0
| 2014-04-07 12:00 | 2014 | 4 | 7 | 12 |  |  | 16.88 | [7 empty] | 1106.1464 |  |  |  |  | 16.88 | 1106.1464 | 1432.8 | 731.096 | -23.317 | 707.779 | 2140.58 | 2140.579 | check | [45 empty] | TRUE | 4-2014 |  | 0 |  |  | 1106.1464 | 0
| 2014-04-07 13:00 | 2014 | 4 | 7 | 13 |  |  | 12.435 | [7 empty] | 1272.4735 |  |  |  |  | 12.435 | 1272.4735 | 1445.8 | 717.806 | -23.171 | 694.635 | 2140.435 | 2140.435 | check | [45 empty] | TRUE | 4-2014 |  | 0 |  |  | 1272.4735 | 0
| 2014-04-07 14:00 | 2014 | 4 | 7 | 14 |  |  | 26.317 | [7 empty] | 1271.1111 |  |  |  |  | 26.317 | 1271.1111 | 1455.8 | 712.486 | -23.67 | 688.816 | 2144.617 | 2144.616 | check | [45 empty] | TRUE | 4-2014 |  | 0 |  |  | 1271.1111 | 0
| 2014-04-07 15:00 | 2014 | 4 | 7 | 15 |  |  | 28.809 | [7 empty] | 2281.3847 |  |  |  |  | 28.809 | 2281.3847 | 1468.6 | 692.424 | -23.364 | 669.06 | 2137.659 | 2137.66 | check | [45 empty] | TRUE | 4-2014 |  | 0 |  |  | 2281.3847 | 0
| 2014-04-07 16:00 | 2014 | 4 | 7 | 16 |  |  | 75.82 | [7 empty] | 2650.6672 |  |  |  |  | 75.82 | 2650.6672 | 1485.1 | 686.253 | -22.383 | 663.87 | 2148.97 | 2148.97 | check | [45 empty] | TRUE | 4-2014 |  | 0 |  |  | 2650.6672 | 0
| 2014-04-07 17:00 | 2014 | 4 | 7 | 17 |  |  | 55.442 | [7 empty] | 2297.5165 |  |  |  |  | 55.442 | 2297.5165 | 1488.9 | 677.649 | -23.107 | 654.542 | 2143.442 | 2143.442 | check | [45 empty] | TRUE | 4-2014 |  | 0 |  |  | 2297.5165 | 0
| 2014-04-07 18:00 | 2014 | 4 | 7 | 18 |  |  | 54.101 | [7 empty] | 2527.0577 |  |  |  |  | 54.101 | 2527.0577 | 1495.7 | 680.421 | -23.17 | 657.251 | 2152.951 | 2152.951 | check | [45 empty] | TRUE | 4-2014 |  | 0 |  |  | 2527.0577 | 0
| 2014-04-07 19:00 | 2014 | 4 | 7 | 19 |  |  | 55.933 | [7 empty] | 2083.5042 |  |  |  |  | 55.933 | 2083.5042 | 1492.9 | 686.552 | -23.369 | 663.183 | 2156.083 | 2156.083 | check | [45 empty] | TRUE | 4-2014 |  | 0 |  |  | 2083.5042 | 0
| 2014-04-07 20:00 | 2014 | 4 | 7 | 20 |  |  | 68.506 | [7 empty] | 2540.2025 |  |  |  |  | 68.506 | 2540.2025 | 1473 | 687.849 | -22.343 | 665.506 | 2138.506 | 2138.506 | check | [45 empty] | TRUE | 4-2014 |  | 0 |  |  | 2540.2025 | 0
| 2014-04-07 21:00 | 2014 | 4 | 7 | 21 |  |  | 43.115 | [7 empty] | 1850.4958 |  |  |  |  | 43.115 | 1850.4958 | 1434.7 | 716.56 | -21.995 | 694.565 | 2129.265 | 2129.265 | check | [45 empty] | TRUE | 4-2014 |  | 0 |  |  | 1850.4958 | 0
| 2014-04-07 22:00 | 2014 | 4 | 7 | 22 |  |  | 28.676 | [7 empty] | 1277.229 |  |  |  |  | 28.676 | 1277.229 | 1445.5 | 693.611 | -21.585 | 672.026 | 2117.526 | 2117.526 | check | [45 empty] | TRUE | 4-2014 |  | 0 |  |  | 1277.229 | 0
| 2014-04-07 23:00 | 2014 | 4 | 7 | 23 |  |  | 0 | [7 empty] | 0 |  |  |  |  | 0 | 0 | 1382.888 | 664.145 | -21.333 | 642.812 | 2025.7 | 2025.7 | check | [45 empty] | TRUE | 4-2014 |  | 0 |  |  | 0 | 0
| 2014-04-08 | 2014 | 4 | 8 | 0 |  |  | 0 | [7 empty] | 0 |  |  |  |  | 0 | 0 | 1348.599 | 633.83 | -20.18 | 613.65 | 1962.25 | 1962.249 | check | [45 empty] | TRUE | 4-2014 |  | 0 |  |  | 0 | 0
| 2014-04-08 01:00 | 2014 | 4 | 8 | 1 |  |  | 0 | [7 empty] | 0 |  |  |  |  | 0 | 0 | 1175.506 | 590.787 | -18.442 | 572.345 | 1747.85 | 1747.851 | check | [45 empty] | TRUE | 4-2014 |  | 0 |  |  | 0 | 0
| 2014-04-08 02:00 | 2014 | 4 | 8 | 2 |  |  | 0 | [7 empty] | 0 |  |  |  |  | 0 | 0 | 1049.931 | 571.539 | -18.22 | 553.319 | 1603.25 | 1603.25 | check | [45 empty] | TRUE | 4-2014 |  | 0 |  |  | 0 | 0
| 2014-04-08 03:00 | 2014 | 4 | 8 | 3 |  |  | 0 | [7 empty] | 0 |  |  |  |  | 0 | 0 | 978.397 | 566.611 | -18.008 | 548.603 | 1527 | 1527 | check | [45 empty] | TRUE | 4-2014 |  | 0 |  |  | 0 | 0
| 2014-04-08 04:00 | 2014 | 4 | 8 | 4 |  |  | 0 | [7 empty] | 0 |  |  |  |  | 0 | 0 | 914.017 | 573.493 | -17.66 | 555.833 | 1469.85 | 1469.85 | check | [45 empty] | TRUE | 4-2014 |  | 0 |  |  | 0 | 0
| 2014-04-08 05:00 | 2014 | 4 | 8 | 5 |  |  | 0 | [7 empty] | 0 |  |  |  |  | 0 | 0 | 978.999 | 584.202 | -18.201 | 566.001 | 1545 | 1545 | check | [45 empty] | TRUE | 4-2014 |  | 0 |  |  | 0 | 0
| 2014-04-08 06:00 | 2014 | 4 | 8 | 6 |  |  | 0 | [7 empty] | 0 |  |  |  |  | 0 | 0 | 1023.619 | 623.158 | -20.077 | 603.081 | 1626.7 | 1626.7 | check | [45 empty] | TRUE | 4-2014 |  | 0 |  |  | 0 | 0
| 2014-04-08 07:00 | 2014 | 4 | 8 | 7 |  |  | 163.42 | [7 empty] | 15827.227 |  |  |  |  | 163.42 | 15827.227 | 1273.5 | 704.983 | -22.763 | 682.22 | 1955.72 | 1955.72 | check | [45 empty] | TRUE | 4-2014 |  | 0 |  |  | 15827.227 | 0
| 2014-04-08 08:00 | 2014 | 4 | 8 | 8 |  |  | 124.586 | [7 empty] | 5332.2808 |  |  |  |  | 124.586 | 5332.2808 | 1374.7 | 748.67 | -24.085 | 724.585 | 2099.286 | 2099.285 | check | [45 empty] | TRUE | 4-2014 |  | 0 |  |  | 5332.2808 | 0
| 2014-04-08 09:00 | 2014 | 4 | 8 | 9 |  |  | 24.556 | [7 empty] | 1077.2717 |  |  |  |  | 24.556 | 1077.2717 | 1380.2 | 754.601 | -24.695 | 729.906 | 2110.106 | 2110.106 | check | [45 empty] | TRUE | 4-2014 |  | 0 |  |  | 1077.2717 | 0
| 2014-04-08 10:00 | 2014 | 4 | 8 | 10 |  |  | 20.358 | [7 empty] | 744.4921 |  |  |  |  | 20.358 | 744.4921 | 1384.2 | 761.599 | -24.192 | 737.407 | 2121.608 | 2121.607 | check | [45 empty] | TRUE | 4-2014 |  | 0 |  |  | 744.4921 | 0
| 2014-04-08 11:00 | 2014 | 4 | 8 | 11 |  |  | 47.287 | [7 empty] | 1672.5412 |  |  |  |  | 47.287 | 1672.5412 | 1400.5 | 756.606 | -23.719 | 732.887 | 2133.387 | 2133.387 | check | [45 empty] | TRUE | 4-2014 |  | 0 |  |  | 1672.5412 | 0
| 2014-04-08 12:00 | 2014 | 4 | 8 | 12 |  |  | 64.558 | [7 empty] | 2367.3419 |  |  |  |  | 64.558 | 2367.3419 | 1422.7 | 737.273 | -23.165 | 714.108 | 2136.808 | 2136.808 | check | [45 empty] | TRUE | 4-2014 |  | 0 |  |  | 2367.3419 | 0
| 2014-04-08 13:00 | 2014 | 4 | 8 | 13 |  |  | 56.762 | [7 empty] | 2236.4228 |  |  |  |  | 56.762 | 2236.4228 | 1436.9 | 726.165 | -23.203 | 702.962 | 2139.862 | 2139.862 | check | [45 empty] | TRUE | 4-2014 |  | 0 |  |  | 2236.4228 | 0
| 2014-04-08 14:00 | 2014 | 4 | 8 | 14 |  |  | 80.69 | [7 empty] | 2845.1294 |  |  |  |  | 80.69 | 2845.1294 | 1453 | 704.753 | -22.813 | 681.94 | 2134.94 | 2134.94 | check | [45 empty] | TRUE | 4-2014 |  | 0 |  |  | 2845.1294 | 0
| 2014-04-08 15:00 | 2014 | 4 | 8 | 15 |  |  | 115.654 | [7 empty] | 4020.133 |  |  |  |  | 115.654 | 4020.133 | 1469.9 | 697.123 | -22.119 | 675.004 | 2144.904 | 2144.904 | check | [45 empty] | TRUE | 4-2014 |  | 0 |  |  | 4020.133 | 0
| 2014-04-08 16:00 | 2014 | 4 | 8 | 16 |  |  | 167.12 | [7 empty] | 5306.06 |  |  |  |  | 167.12 | 5306.06 | 1461.1 | 681.819 | -20.849 | 660.97 | 2122.07 | 2122.07 | check | [45 empty] | TRUE | 4-2014 |  | 0 |  |  | 5306.06 | 0
| 2014-04-08 17:00 | 2014 | 4 | 8 | 17 |  |  | 283.414 | [7 empty] | 8352.2106 |  |  |  |  | 283.414 | 8352.2106 | 1452.7 | 675.032 | -19.818 | 655.214 | 2107.914 | 2107.914 | check | [45 empty] | TRUE | 4-2014 |  | 0 |  |  | 8352.2106 | 0
| 2014-04-08 18:00 | 2014 | 4 | 8 | 18 |  |  | 281.529 | [7 empty] | 8817.4883 |  |  |  |  | 281.529 | 8817.4883 | 1454.2 | 671.333 | -19.754 | 651.579 | 2105.779 | 2105.779 | check | [45 empty] | TRUE | 4-2014 |  | 0 |  |  | 8817.4883 | 0
| 2014-04-08 19:00 | 2014 | 4 | 8 | 19 |  |  | 267.034 | [7 empty] | 8547.7583 |  |  |  |  | 267.034 | 8547.7583 | 1457.3 | 674.589 | -19.855 | 654.734 | 2112.034 | 2112.034 | check | [45 empty] | TRUE | 4-2014 |  | 0 |  |  | 8547.7583 | 0
| 2014-04-08 20:00 | 2014 | 4 | 8 | 20 |  |  | 241.403 | [7 empty] | 7954.2289 |  |  |  |  | 241.403 | 7954.2289 | 1459.2 | 681.849 | -20.096 | 661.753 | 2120.953 | 2120.953 | check | [45 empty] | TRUE | 4-2014 |  | 0 |  |  | 7954.2289 | 0
| 2014-04-08 21:00 | 2014 | 4 | 8 | 21 |  |  | 162.832 | [7 empty] | 5977.5627 |  |  |  |  | 162.832 | 5977.5627 | 1413 | 732.558 | -21.476 | 711.082 | 2124.082 | 2124.082 | check | [45 empty] | TRUE | 4-2014 |  | 0 |  |  | 5977.5627 | 0
| 2014-04-08 22:00 | 2014 | 4 | 8 | 22 |  |  | 86.989 | [7 empty] | 3136.8233 |  |  |  |  | 86.989 | 3136.8233 | 1417.6 | 727.993 | -20.354 | 707.639 | 2125.239 | 2125.239 | check | [45 empty] | TRUE | 4-2014 |  | 0 |  |  | 3136.8233 | 0
| 2014-04-08 23:00 | 2014 | 4 | 8 | 23 |  |  | 40.984 | [7 empty] | 1280.75 |  |  |  |  | 40.984 | 1280.75 | 1353.3 | 707.397 | -20.213 | 687.184 | 2040.484 | 2040.484 | check | [45 empty] | TRUE | 4-2014 |  | 0 |  |  | 1280.75 | 0
| 2014-04-09 | 2014 | 4 | 9 | 0 |  |  | 0 | [7 empty] | 0 |  |  |  |  | 0 | 0 | 1234.931 | 660.272 | -18.603 | 641.669 | 1876.6 | 1876.6 | check | [45 empty] | TRUE | 4-2014 |  | 0 |  |  | 0 | 0
| 2014-04-09 01:00 | 2014 | 4 | 9 | 1 |  |  | 0 | [7 empty] | 0 |  |  |  |  | 0 | 0 | 997.203 | 637.409 | -17.511 | 619.898 | 1617.1 | 1617.101 | check | [45 empty] | TRUE | 4-2014 |  | 0 |  |  | 0 | 0
| 2014-04-09 02:00 | 2014 | 4 | 9 | 2 |  |  | 16.311 | [7 empty] | 468.615 |  |  |  |  | 16.311 | 468.615 | 868 | 620.678 | -16.967 | 603.711 | 1471.711 | 1471.711 | check | [45 empty] | TRUE | 4-2014 |  | 0 |  |  | 468.615 | 0
| 2014-04-09 03:00 | 2014 | 4 | 9 | 3 |  |  | 54.271 | [7 empty] | 1664.4916 |  |  |  |  | 54.271 | 1664.4916 | 924 | 614.084 | -17.113 | 596.971 | 1520.971 | 1520.971 | check | [45 empty] | TRUE | 4-2014 |  | 0 |  |  | 1664.4916 | 0
| 2014-04-09 04:00 | 2014 | 4 | 9 | 4 |  |  | 0 | [7 empty] | 0 |  |  |  |  | 0 | 0 | 934.798 | 609.333 | -16.88 | 592.453 | 1527.25 | 1527.251 | check | [45 empty] | TRUE | 4-2014 |  | 0 |  |  | 0 | 0
| 2014-04-09 05:00 | 2014 | 4 | 9 | 5 |  |  | 17.313 | [7 empty] | 539.2999 |  |  |  |  | 17.313 | 539.2999 | 973.6 | 616.674 | -17.561 | 599.113 | 1572.713 | 1572.713 | check | [45 empty] | TRUE | 4-2014 |  | 0 |  |  | 539.2999 | 0
| 2014-04-09 06:00 | 2014 | 4 | 9 | 6 |  |  | 218.099 | [7 empty] | 6802.5078 |  |  |  |  | 218.099 | 6802.5078 | 1165.3 | 657.91 | -19.011 | 638.899 | 1804.199 | 1804.199 | check | [45 empty] | TRUE | 4-2014 |  | 0 |  |  | 6802.5078 | 0
| 2014-04-09 07:00 | 2014 | 4 | 9 | 7 |  |  | 306.785 | [7 empty] | 13427.9795 |  |  |  |  | 306.785 | 13427.9795 | 1291.3 | 738.003 | -23.119 | 714.884 | 2006.185 | 2006.184 | check | [45 empty] | TRUE | 4-2014 |  | 0 |  |  | 13427.9795 | 0
| 2014-04-09 08:00 | 2014 | 4 | 9 | 8 |  |  | 162.513 | [7 empty] | 6281.1274 |  |  |  |  | 162.513 | 6281.1274 | 1316.3 | 762.676 | -23.012 | 739.664 | 2055.963 | 2055.964 | check | [45 empty] | TRUE | 4-2014 |  | 0 |  |  | 6281.1274 | 0
| 2014-04-09 09:00 | 2014 | 4 | 9 | 9 |  |  | 5.447 | [7 empty] | 197.9385 |  |  |  |  | 5.447 | 197.9385 | 1317.5 | 766.774 | -23.677 | 743.097 | 2060.597 | 2060.597 | check | [45 empty] | TRUE | 4-2014 |  | 0 |  |  | 197.9385 | 0
| 2014-04-09 10:00 | 2014 | 4 | 9 | 10 |  |  | 0 | [7 empty] | 0 |  |  |  |  | 0 | 0 | 1352.303 | 758.306 | -24.759 | 733.547 | 2085.85 | 2085.85 | check | [45 empty] | TRUE | 4-2014 |  | 0 |  |  | 0 | 0
| 2014-04-09 11:00 | 2014 | 4 | 9 | 11 |  |  | 0 | [7 empty] | 0 |  |  |  |  | 0 | 0 | 1387.016 | 732.324 | -24.34 | 707.984 | 2095 | 2095 | check | [45 empty] | TRUE | 4-2014 |  | 0 |  |  | 0 | 0
| 2014-04-09 12:00 | 2014 | 4 | 9 | 12 |  |  | 0 | [7 empty] | 0 |  |  |  |  | 0 | 0 | 1405.544 | 712.81 | -24.053 | 688.757 | 2094.3 | 2094.301 | check | [45 empty] | TRUE | 4-2014 |  | 0 |  |  | 0 | 0
| 2014-04-09 13:00 | 2014 | 4 | 9 | 13 |  |  | 66.839 | [7 empty] | 2350.0592 |  |  |  |  | 66.839 | 2350.0592 | 1452.7 | 707.405 | -24.466 | 682.939 | 2135.639 | 2135.639 | check | [45 empty] | TRUE | 4-2014 |  | 0 |  |  | 2350.0592 | 0
| 2014-04-09 14:00 | 2014 | 4 | 9 | 14 |  |  | 68.023 | [7 empty] | 2373.3225 |  |  |  |  | 68.023 | 2373.3225 | 1469.8 | 697.126 | -24.803 | 672.323 | 2142.123 | 2142.123 | check | [45 empty] | TRUE | 4-2014 |  | 0 |  |  | 2373.3225 | 0
| 2014-04-09 15:00 | 2014 | 4 | 9 | 15 |  |  | 83.021 | [7 empty] | 2884.1495 |  |  |  |  | 83.021 | 2884.1495 | 1472.5 | 693.357 | -24.436 | 668.921 | 2141.421 | 2141.421 | check | [45 empty] | TRUE | 4-2014 |  | 0 |  |  | 2884.1495 | 0
| 2014-04-09 16:00 | 2014 | 4 | 9 | 16 |  |  | 88.285 | [7 empty] | 2769.5005 |  |  |  |  | 88.285 | 2769.5005 | 1446.3 | 675.423 | -22.887 | 652.536 | 2098.835 | 2098.836 | check | [45 empty] | TRUE | 4-2014 |  | 0 |  |  | 2769.5005 | 0
| 2014-04-09 17:00 | 2014 | 4 | 9 | 17 |  |  | 232.918 | [7 empty] | 7229.7747 |  |  |  |  | 232.918 | 7229.7747 | 1441 | 673.646 | -22.178 | 651.468 | 2092.468 | 2092.468 | check | [45 empty] | TRUE | 4-2014 |  | 0 |  |  | 7229.7747 | 0
| 2014-04-09 18:00 | 2014 | 4 | 9 | 18 |  |  | 242.797 | [7 empty] | 7849.627 |  |  |  |  | 242.797 | 7849.627 | 1449.3 | 674.975 | -21.928 | 653.047 | 2102.347 | 2102.347 | check | [45 empty] | TRUE | 4-2014 |  | 0 |  |  | 7849.627 | 0
| 2014-04-09 19:00 | 2014 | 4 | 9 | 19 |  |  | 214.634 | [7 empty] | 6434.7273 |  |  |  |  | 214.634 | 6434.7273 | 1463.2 | 671.108 | -21.374 | 649.734 | 2112.934 | 2112.934 | check | [45 empty] | TRUE | 4-2014 |  | 0 |  |  | 6434.7273 | 0
| 2014-04-09 20:00 | 2014 | 4 | 9 | 20 |  |  | 198.668 | [7 empty] | 6440.8166 |  |  |  |  | 198.668 | 6440.8166 | 1465.7 | 678.511 | -22.193 | 656.318 | 2122.018 | 2122.018 | check | [45 empty] | TRUE | 4-2014 |  | 0 |  |  | 6440.8166 | 0
| 2014-04-09 21:00 | 2014 | 4 | 9 | 21 |  |  | 96.056 | [7 empty] | 3768.2769 |  |  |  |  | 96.056 | 3768.2769 | 1420.4 | 731.763 | -25.106 | 706.657 | 2127.056 | 2127.057 | check | [45 empty] | TRUE | 4-2014 |  | 0 |  |  | 3768.2769 | 0
| 2014-04-09 22:00 | 2014 | 4 | 9 | 22 |  |  | 45.995 | [7 empty] | 1567.9696 |  |  |  |  | 45.995 | 1567.9696 | 1426 | 743.756 | -25.612 | 718.144 | 2144.145 | 2144.144 | check | [45 empty] | TRUE | 4-2014 |  | 0 |  |  | 1567.9696 | 0
| 2014-04-09 23:00 | 2014 | 4 | 9 | 23 |  |  | 76.403 | [7 empty] | 2337.1678 |  |  |  |  | 76.403 | 2337.1678 | 1379.1 | 732.356 | -24.053 | 708.303 | 2087.403 | 2087.403 | check | [45 empty] | TRUE | 4-2014 |  | 0 |  |  | 2337.1678 | 0
| 2014-04-10 | 2014 | 4 | 10 | 0 |  |  | 0 | [7 empty] | 0 |  |  |  |  | 0 | 0 | 1157.689 | 688.133 | -20.823 | 667.31 | 1825 | 1824.999 | check | [45 empty] | TRUE | 4-2014 |  | 0 |  |  | 0 | 0
| 2014-04-10 01:00 | 2014 | 4 | 10 | 1 |  |  | 0 | [7 empty] | 0 |  |  |  |  | 0 | 0 | 967.397 | 671.956 | -21.553 | 650.403 | 1617.8 | 1617.8 | check | [45 empty] | TRUE | 4-2014 |  | 0 |  |  | 0 | 0
| 2014-04-10 02:00 | 2014 | 4 | 10 | 2 |  |  | 34.757 | [7 empty] | 920.3654 |  |  |  |  | 34.757 | 920.3654 | 926.1 | 659.57 | -21.363 | 638.207 | 1564.307 | 1564.307 | check | [45 empty] | TRUE | 4-2014 |  | 0 |  |  | 920.3654 | 0
| 2014-04-10 03:00 | 2014 | 4 | 10 | 3 |  |  | 11.667 | [7 empty] | 324.5759 |  |  |  |  | 11.667 | 324.5759 | 912.1 | 672.662 | -21.246 | 651.416 | 1563.517 | 1563.516 | check | [45 empty] | TRUE | 4-2014 |  | 0 |  |  | 324.5759 | 0
| 2014-04-10 04:00 | 2014 | 4 | 10 | 4 |  |  | 45.21 | [7 empty] | 1242.8229 |  |  |  |  | 45.21 | 1242.8229 | 906.2 | 688.518 | -22.508 | 666.01 | 1572.21 | 1572.21 | check | [45 empty] | TRUE | 4-2014 |  | 0 |  |  | 1242.8229 | 0
| 2014-04-10 05:00 | 2014 | 4 | 10 | 5 |  |  | 52.931 | [7 empty] | 1446.0749 |  |  |  |  | 52.931 | 1446.0749 | 918.1 | 703.49 | -22.659 | 680.831 | 1598.931 | 1598.931 | check | [45 empty] | TRUE | 4-2014 |  | 0 |  |  | 1446.0749 | 0
| 2014-04-10 06:00 | 2014 | 4 | 10 | 6 |  |  | 215.177 | [7 empty] | 6265.9542 |  |  |  |  | 215.177 | 6265.9542 | 1111.3 | 753.324 | -23.297 | 730.027 | 1841.327 | 1841.327 | check | [45 empty] | TRUE | 4-2014 |  | 0 |  |  | 6265.9542 | 0
| 2014-04-10 07:00 | 2014 | 4 | 10 | 7 |  |  | 351.153 | [7 empty] | 18874.4738 |  |  |  |  | 351.153 | 18874.4738 | 1305.2 | 849.792 | -26.538 | 823.254 | 2128.453 | 2128.454 | check | [45 empty] | TRUE | 4-2014 |  | 0 |  |  | 18874.4738 | 0
| 2014-04-10 08:00 | 2014 | 4 | 10 | 8 |  |  | 283.874 | [7 empty] | 11025.6662 |  |  |  |  | 283.874 | 11025.6662 | 1346.7 | 884.665 | -27.191 | 857.474 | 2204.174 | 2204.174 | check | [45 empty] | TRUE | 4-2014 |  | 0 |  |  | 11025.6662 | 0
| 2014-04-10 09:00 | 2014 | 4 | 10 | 9 |  |  | 193.531 | [7 empty] | 7346.4368 |  |  |  |  | 193.531 | 7346.4368 | 1349.7 | 877.407 | -27.126 | 850.281 | 2199.981 | 2199.981 | check | [45 empty] | TRUE | 4-2014 |  | 0 |  |  | 7346.4368 | 0
| 2014-04-10 10:00 | 2014 | 4 | 10 | 10 |  |  | 97.269 | [7 empty] | 3467.6399 |  |  |  |  | 97.269 | 3467.6399 | 1339.7 | 820.747 | -26.029 | 794.718 | 2134.419 | 2134.418 | check | [45 empty] | TRUE | 4-2014 |  | 0 |  |  | 3467.6399 | 0
| 2014-04-10 11:00 | 2014 | 4 | 10 | 11 |  |  | 88.663 | [7 empty] | 3286.7374 |  |  |  |  | 88.663 | 3286.7374 | 1376.5 | 761.466 | -24.452 | 737.014 | 2113.513 | 2113.514 | check | [45 empty] | TRUE | 4-2014 |  | 0 |  |  | 3286.7374 | 0
| 2014-04-10 12:00 | 2014 | 4 | 10 | 12 |  |  | 85.557 | [7 empty] | 2973.9613 |  |  |  |  | 85.557 | 2973.9613 | 1434.8 | 728.626 | -23.719 | 704.907 | 2139.707 | 2139.707 | check | [45 empty] | TRUE | 4-2014 |  | 0 |  |  | 2973.9613 | 0
| 2014-04-10 13:00 | 2014 | 4 | 10 | 13 |  |  | 31.459 | [7 empty] | 1135.9845 |  |  |  |  | 31.459 | 1135.9845 | 1448.3 | 709.845 | -23.536 | 686.309 | 2134.609 | 2134.609 | check | [45 empty] | TRUE | 4-2014 |  | 0 |  |  | 1135.9845 | 0
| 2014-04-10 14:00 | 2014 | 4 | 10 | 14 |  |  | 0 | [7 empty] | 0 |  |  |  |  | 0 | 0 | 1486.681 | 700.68 | -23.211 | 677.469 | 2164.15 | 2164.15 | check | [45 empty] | TRUE | 4-2014 |  | 0 |  |  | 0 | 0
| 2014-04-10 15:00 | 2014 | 4 | 10 | 15 |  |  | 0 | [7 empty] | 0 |  |  |  |  | 0 | 0 | 1501.07 | 690.367 | -22.137 | 668.23 | 2169.3 | 2169.3 | check | [45 empty] | TRUE | 4-2014 |  | 0 |  |  | 0 | 0
| 2014-04-10 16:00 | 2014 | 4 | 10 | 16 |  |  | 0 | [7 empty] | 0 |  |  |  |  | 0 | 0 | 1477.362 | 685.846 | -21.357 | 664.489 | 2141.85 | 2141.851 | check | [45 empty] | TRUE | 4-2014 |  | 0 |  |  | 0 | 0
| 2014-04-10 17:00 | 2014 | 4 | 10 | 17 |  |  | 0 | [7 empty] | 0 |  |  |  |  | 0 | 0 | 1468.598 | 683.056 | -20.654 | 662.402 | 2131 | 2131 | check | [45 empty] | TRUE | 4-2014 |  | 0 |  |  | 0 | 0
| 2014-04-10 18:00 | 2014 | 4 | 10 | 18 |  |  | 0 | [7 empty] | 0 |  |  |  |  | 0 | 0 | 1487.77 | 675.222 | -21.292 | 653.93 | 2141.7 | 2141.7 | check | [45 empty] | TRUE | 4-2014 |  | 0 |  |  | 0 | 0
| 2014-04-10 19:00 | 2014 | 4 | 10 | 19 |  |  | 0 | [7 empty] | 0 |  |  |  |  | 0 | 0 | 1484.288 | 666.867 | -20.756 | 646.111 | 2130.4 | 2130.399 | check | [45 empty] | TRUE | 4-2014 |  | 0 |  |  | 0 | 0
| 2014-04-10 20:00 | 2014 | 4 | 10 | 20 |  |  | 22.938 | [7 empty] | 851.9173 |  |  |  |  | 22.938 | 851.9173 | 1449.3 | 677.97 | -19.932 | 658.038 | 2107.338 | 2107.338 | check | [45 empty] | TRUE | 4-2014 |  | 0 |  |  | 851.9173 | 0
| 2014-04-10 21:00 | 2014 | 4 | 10 | 21 |  |  | 46.862 | [7 empty] | 2360.4389 |  |  |  |  | 46.862 | 2360.4389 | 1416.1 | 719.593 | -19.881 | 699.712 | 2115.812 | 2115.812 | check | [45 empty] | TRUE | 4-2014 |  | 0 |  |  | 2360.4389 | 0
| 2014-04-10 22:00 | 2014 | 4 | 10 | 22 |  |  | 54.397 | [7 empty] | 2284.674 |  |  |  |  | 54.397 | 2284.674 | 1417.7 | 720.986 | -19.389 | 701.597 | 2119.297 | 2119.297 | check | [45 empty] | TRUE | 4-2014 |  | 0 |  |  | 2284.674 | 0
| 2014-04-10 23:00 | 2014 | 4 | 10 | 23 |  |  | 87.555 | [7 empty] | 2490.9398 |  |  |  |  | 87.555 | 2490.9398 | 1393.1 | 683.697 | -17.792 | 665.905 | 2059.005 | 2059.005 | check | [45 empty] | TRUE | 4-2014 |  | 0 |  |  | 2490.9398 | 0
| 2014-04-11 | 2014 | 4 | 11 | 0 |  |  | 0 | [7 empty] | 0 |  |  |  |  | 0 | 0 | 1180.094 | 626.694 | -16.488 | 610.206 | 1790.3 | 1790.3 | check | [45 empty] | TRUE | 4-2014 |  | 0 |  |  | 0 | 0
| 2014-04-11 01:00 | 2014 | 4 | 11 | 1 |  |  | 0 | [7 empty] | 0 |  |  |  |  | 0 | 0 | 1013.215 | 589.432 | -14.998 | 574.434 | 1587.65 | 1587.649 | check | [45 empty] | TRUE | 4-2014 |  | 0 |  |  | 0 | 0
| 2014-04-11 02:00 | 2014 | 4 | 11 | 2 |  |  | 45.598 | [7 empty] | 1160.0131 |  |  |  |  | 45.598 | 1160.0131 | 961.2 | 560.119 | -14.721 | 545.398 | 1506.598 | 1506.598 | check | [45 empty] | TRUE | 4-2014 |  | 1160.0131 |  |  | 1160.0131 | 45.598
| 2014-04-11 03:00 | 2014 | 4 | 11 | 3 |  |  | 42.615 | [7 empty] | 1075.6026 |  |  |  |  | 42.615 | 1075.6026 | 934.6 | 552.637 | -14.923 | 537.714 | 1472.315 | 1472.314 | check | [45 empty] | TRUE | 4-2014 |  | 1075.6026 |  |  | 1075.6026 | 42.615
| 2014-04-11 04:00 | 2014 | 4 | 11 | 4 |  |  | 88.08 | [7 empty] | 2218.7352 |  |  |  |  | 88.08 | 2218.7352 | 914.56 | 556.263 | -15.193 | 541.07 | 1455.63 | 1455.63 | check | [45 empty] | TRUE | 4-2014 |  | 1538.3533 |  |  | 2218.7352 | 61.07
| 2014-04-11 05:00 | 2014 | 4 | 11 | 5 |  |  | 73.833 | [7 empty] | 1980.2011 |  |  |  |  | 73.833 | 1980.2011 | 952.1 | 558.491 | -15.858 | 542.633 | 1494.733 | 1494.733 | check | [45 empty] | TRUE | 4-2014 |  | 0 |  |  | 1980.2011 | 0
| 2014-04-11 06:00 | 2014 | 4 | 11 | 6 |  |  | 80.199 | [7 empty] | 2250.3839 |  |  |  |  | 80.199 | 2250.3839 | 1018.5 | 598.334 | -18.285 | 580.049 | 1598.549 | 1598.549 | check | [45 empty] | TRUE | 4-2014 |  | 0 |  |  | 2250.3839 | 0
| 2014-04-11 07:00 | 2014 | 4 | 11 | 7 |  |  | 368.364 | [7 empty] | 16255.9033 |  |  |  |  | 368.364 | 16255.9033 | 1347 | 674.399 | -19.735 | 654.664 | 2001.664 | 2001.664 | check | [45 empty] | TRUE | 4-2014 |  | 0 |  |  | 16255.9033 | 0
| 2014-04-11 08:00 | 2014 | 4 | 11 | 8 |  |  | 428.027 | [7 empty] | 16260.7457 |  |  |  |  | 428.027 | 16260.7457 | 1538.2 | 702.205 | -20.778 | 681.427 | 2219.627 | 2219.627 | check | [45 empty] | TRUE | 4-2014 |  | 0 |  |  | 16260.7457 | 0
| 2014-04-11 09:00 | 2014 | 4 | 11 | 9 |  |  | 294.108 | [7 empty] | 10823.1744 |  |  |  |  | 294.108 | 10823.1744 | 1536.5 | 707.204 | -21.996 | 685.208 | 2221.708 | 2221.708 | check | [45 empty] | TRUE | 4-2014 |  | 0 |  |  | 10823.1744 | 0
| 2014-04-11 10:00 | 2014 | 4 | 11 | 10 |  |  | 178.649 | [7 empty] | 6459.9478 |  |  |  |  | 178.649 | 6459.9478 | 1535.1 | 704.235 | -22.237 | 681.998 | 2217.099 | 2217.098 | check | [45 empty] | TRUE | 4-2014 |  | 0 |  |  | 6459.9478 | 0
| 2014-04-11 11:00 | 2014 | 4 | 11 | 11 |  |  | 174.083 | [7 empty] | 6293.1004 |  |  |  |  | 174.083 | 6293.1004 | 1547.1 | 692.031 | -21.898 | 670.133 | 2217.233 | 2217.233 | check | [45 empty] | TRUE | 4-2014 |  | 0 |  |  | 6293.1004 | 0
| 2014-04-11 12:00 | 2014 | 4 | 11 | 12 |  |  | 210.554 | [7 empty] | 8889.5899 |  |  |  |  | 210.554 | 8889.5899 | 1559 | 684.939 | -21.085 | 663.854 | 2222.854 | 2222.854 | check | [45 empty] | TRUE | 4-2014 |  | 0 |  |  | 8889.5899 | 0
| 2014-04-11 13:00 | 2014 | 4 | 11 | 13 |  |  | 172.282 | [7 empty] | 6553.6073 |  |  |  |  | 172.282 | 6553.6073 | 1566.5 | 679.113 | -21.881 | 657.232 | 2223.732 | 2223.732 | check | [45 empty] | TRUE | 4-2014 |  | 0 |  |  | 6553.6073 | 0
| 2014-04-11 14:00 | 2014 | 4 | 11 | 14 |  |  | 112.433 | [7 empty] | 3917.1657 |  |  |  |  | 112.433 | 3917.1657 | 1571.2 | 675.866 | -21.633 | 654.233 | 2225.433 | 2225.433 | check | [45 empty] | TRUE | 4-2014 |  | 0 |  |  | 3917.1657 | 0
| 2014-04-11 15:00 | 2014 | 4 | 11 | 15 |  |  | 75.343 | [7 empty] | 2735.7043 |  |  |  |  | 75.343 | 2735.7043 | 1577.1 | 671.085 | -21.692 | 649.393 | 2226.493 | 2226.493 | check | [45 empty] | TRUE | 4-2014 |  | 0 |  |  | 2735.7043 | 0
| 2014-04-11 16:00 | 2014 | 4 | 11 | 16 |  |  | 70.266 | [7 empty] | 2651.8388 |  |  |  |  | 70.266 | 2651.8388 | 1582.6 | 662.333 | -20.817 | 641.516 | 2224.116 | 2224.116 | check | [45 empty] | TRUE | 4-2014 |  | 0 |  |  | 2651.8388 | 0
| 2014-04-11 17:00 | 2014 | 4 | 11 | 17 |  |  | 61.126 | [7 empty] | 2221.9301 |  |  |  |  | 61.126 | 2221.9301 | 1575 | 660.827 | -20.4 | 640.427 | 2215.426 | 2215.427 | check | [45 empty] | TRUE | 4-2014 |  | 0 |  |  | 2221.9301 | 0
| 2014-04-11 18:00 | 2014 | 4 | 11 | 18 |  |  | 34.266 | [7 empty] | 1181.8343 |  |  |  |  | 34.266 | 1181.8343 | 1554.6 | 647.35 | -19.684 | 627.666 | 2182.266 | 2182.266 | check | [45 empty] | TRUE | 4-2014 |  | 0 |  |  | 1181.8343 | 0
| 2014-04-11 19:00 | 2014 | 4 | 11 | 19 |  |  | 9.122 | [7 empty] | 294.9143 |  |  |  |  | 9.122 | 294.9143 | 1520 | 649.46 | -19.188 | 630.272 | 2150.272 | 2150.272 | check | [45 empty] | TRUE | 4-2014 |  | 0 |  |  | 294.9143 | 0
| 2014-04-11 20:00 | 2014 | 4 | 11 | 20 |  |  | 43.138 | [7 empty] | 1362.7294 |  |  |  |  | 43.138 | 1362.7294 | 1559.1 | 647.343 | -18.705 | 628.638 | 2187.738 | 2187.738 | check | [45 empty] | TRUE | 4-2014 |  | 0 |  |  | 1362.7294 | 0
| 2014-04-11 21:00 | 2014 | 4 | 11 | 21 |  |  | 33.65 | [7 empty] | 1167.655 |  |  |  |  | 33.65 | 1167.655 | 1521.8 | 674.148 | -20.298 | 653.85 | 2175.65 | 2175.65 | check | [45 empty] | TRUE | 4-2014 |  | 0 |  |  | 1167.655 | 0
| 2014-04-11 22:00 | 2014 | 4 | 11 | 22 |  |  | 39.89 | [7 empty] | 1350.2765 |  |  |  |  | 39.89 | 1350.2765 | 1522.8 | 660.751 | -19.661 | 641.09 | 2163.89 | 2163.89 | check | [45 empty] | TRUE | 4-2014 |  | 0 |  |  | 1350.2765 | 0
| 2014-04-11 23:00 | 2014 | 4 | 11 | 23 |  |  | 0 | [7 empty] | 0 |  |  |  |  | 0 | 0 | 1386.651 | 630.918 | -18.468 | 612.45 | 1999.1 | 1999.101 | check | [45 empty] | TRUE | 4-2014 |  | 0 |  |  | 0 | 0
| 2014-04-12 | 2014 | 4 | 12 | 0 |  |  | 0 | [7 empty] | 0 |  |  |  |  | 0 | 0 | 1223.507 | 590.84 | -18.098 | 572.742 | 1796.25 | 1796.249 | check | [45 empty] | TRUE | 4-2014 |  | 0 |  |  | 0 | 0
| 2014-04-12 01:00 | 2014 | 4 | 12 | 1 |  |  | 0 | [7 empty] | 0 |  |  |  |  | 0 | 0 | 1010.539 | 553.3 | -17.189 | 536.111 | 1546.65 | 1546.65 | check | [45 empty] | TRUE | 4-2014 |  | 0 |  |  | 0 | 0
| 2014-04-12 02:00 | 2014 | 4 | 12 | 2 |  |  | 0 | [7 empty] | 0 |  |  |  |  | 0 | 0 | 849.683 | 530.818 | -15.651 | 515.167 | 1364.85 | 1364.85 | check | [45 empty] | TRUE | 4-2014 |  | 0 |  |  | 0 | 0
| 2014-04-12 03:00 | 2014 | 4 | 12 | 3 |  |  | 0 | [7 empty] | 0 |  |  |  |  | 0 | 0 | 759.158 | 519.332 | -13.689 | 505.643 | 1264.8 | 1264.801 | check | [45 empty] | TRUE | 4-2014 |  | 0 |  |  | 0 | 0
| 2014-04-12 04:00 | 2014 | 4 | 12 | 4 |  |  | 0 | [7 empty] | 0 |  |  |  |  | 0 | 0 | 693.047 | 521.113 | -13.31 | 507.803 | 1200.85 | 1200.85 | check | [45 empty] | TRUE | 4-2014 |  | 0 |  |  | 0 | 0
| 2014-04-12 05:00 | 2014 | 4 | 12 | 5 |  |  | 0 | [7 empty] | 0 |  |  |  |  | 0 | 0 | 676.637 | 529.92 | -13.657 | 516.263 | 1192.9 | 1192.9 | check | [45 empty] | TRUE | 4-2014 |  | 0 |  |  | 0 | 0
| 2014-04-12 06:00 | 2014 | 4 | 12 | 6 |  |  | 0 | [7 empty] | 0 |  |  |  |  | 0 | 0 | 696.775 | 539.773 | -14.848 | 524.925 | 1221.7 | 1221.7 | check | [45 empty] | TRUE | 4-2014 |  | 0 |  |  | 0 | 0
| 2014-04-12 07:00 | 2014 | 4 | 12 | 7 |  |  | 114.533 | [7 empty] | 3326.0383 |  |  |  |  | 114.533 | 3326.0383 | 796.9 | 575.859 | -16.177 | 559.682 | 1356.583 | 1356.582 | check | [45 empty] | TRUE | 4-2014 |  | 0 |  |  | 3326.0383 | 0
| 2014-04-12 08:00 | 2014 | 4 | 12 | 8 |  |  | 275.787 | [7 empty] | 8041.9489 |  |  |  |  | 275.787 | 8041.9489 | 986.2 | 587.694 | -16.907 | 570.787 | 1556.987 | 1556.987 | check | [45 empty] | TRUE | 4-2014 |  | 0 |  |  | 8041.9489 | 0
| 2014-04-12 09:00 | 2014 | 4 | 12 | 9 |  |  | 359.422 | [7 empty] | 11336.1699 |  |  |  |  | 359.422 | 11336.1699 | 1107.9 | 615.243 | -18.771 | 596.472 | 1704.372 | 1704.372 | check | [45 empty] | TRUE | 4-2014 |  | 0 |  |  | 11336.1699 | 0
| 2014-04-12 10:00 | 2014 | 4 | 12 | 10 |  |  | 314.172 | [7 empty] | 10873.4929 |  |  |  |  | 314.172 | 10873.4929 | 1164.2 | 622.708 | -19.186 | 603.522 | 1767.722 | 1767.722 | check | [45 empty] | TRUE | 4-2014 |  | 0 |  |  | 10873.4929 | 0
| 2014-04-12 11:00 | 2014 | 4 | 12 | 11 |  |  | 238.963 | [7 empty] | 10100.966 |  |  |  |  | 238.963 | 10100.966 | 1165.7 | 624.394 | -19.731 | 604.663 | 1770.363 | 1770.363 | check | [45 empty] | TRUE | 4-2014 |  | 0 |  |  | 10100.966 | 0
| 2014-04-12 12:00 | 2014 | 4 | 12 | 12 |  |  | 141.908 | [7 empty] | 12817.1306 |  |  |  |  | 141.908 | 12817.1306 | 1161.7 | 621.981 | -19.373 | 602.608 | 1764.308 | 1764.308 | check | [45 empty] | TRUE | 4-2014 |  | 0 |  |  | 12817.1306 | 0
| 2014-04-12 13:00 | 2014 | 4 | 12 | 13 |  |  | 118.559 | [7 empty] | 3865.0234 |  |  |  |  | 118.559 | 3865.0234 | 1160.1 | 624.84 | -20.131 | 604.709 | 1764.809 | 1764.809 | check | [45 empty] | TRUE | 4-2014 |  | 0 |  |  | 3865.0234 | 0
| 2014-04-12 14:00 | 2014 | 4 | 12 | 14 |  |  | 39.482 | [7 empty] | 1230.6539 |  |  |  |  | 39.482 | 1230.6539 | 1122 | 629.707 | -19.675 | 610.032 | 1732.032 | 1732.032 | check | [45 empty] | TRUE | 4-2014 |  | 0 |  |  | 1230.6539 | 0
| 2014-04-12 15:00 | 2014 | 4 | 12 | 15 |  |  | 0 | [7 empty] | 0 |  |  |  |  | 0 | 0 | 1103.996 | 638.433 | -19.728 | 618.705 | 1722.7 | 1722.701 | check | [45 empty] | TRUE | 4-2014 |  | 0 |  |  | 0 | 0
| 2014-04-12 16:00 | 2014 | 4 | 12 | 16 |  |  | 0 | [7 empty] | 0 |  |  |  |  | 0 | 0 | 1112.142 | 641.155 | -20.047 | 621.108 | 1733.25 | 1733.25 | check | [45 empty] | TRUE | 4-2014 |  | 0 |  |  | 0 | 0
| 2014-04-12 17:00 | 2014 | 4 | 12 | 17 |  |  | 0 | [7 empty] | 0 |  |  |  |  | 0 | 0 | 1181.241 | 654.149 | -20.84 | 633.309 | 1814.55 | 1814.55 | check | [45 empty] | TRUE | 4-2014 |  | 0 |  |  | 0 | 0
| 2014-04-12 18:00 | 2014 | 4 | 12 | 18 |  |  | 0 | [7 empty] | 0 |  |  |  |  | 0 | 0 | 1224.566 | 656.668 | -20.684 | 635.984 | 1860.55 | 1860.55 | check | [45 empty] | TRUE | 4-2014 |  | 0 |  |  | 0 | 0
| 2014-04-12 19:00 | 2014 | 4 | 12 | 19 |  |  | 0 | [7 empty] | 0 |  |  |  |  | 0 | 0 | 1255.016 | 665.989 | -20.454 | 645.535 | 1900.55 | 1900.551 | check | [45 empty] | TRUE | 4-2014 |  | 0 |  |  | 0 | 0
| 2014-04-12 20:00 | 2014 | 4 | 12 | 20 |  |  | 0 | [7 empty] | 0 |  |  |  |  | 0 | 0 | 1262.739 | 654.104 | -19.993 | 634.111 | 1896.85 | 1896.85 | check | [45 empty] | TRUE | 4-2014 |  | 0 |  |  | 0 | 0
| 2014-04-12 21:00 | 2014 | 4 | 12 | 21 |  |  | 0 | [7 empty] | 0 |  |  |  |  | 0 | 0 | 1248.358 | 678.231 | -20.888 | 657.343 | 1905.7 | 1905.701 | check | [45 empty] | TRUE | 4-2014 |  | 0 |  |  | 0 | 0
| 2014-04-12 22:00 | 2014 | 4 | 12 | 22 |  |  | 0 | [7 empty] | 0 |  |  |  |  | 0 | 0 | 1264.674 | 666.896 | -19.72 | 647.176 | 1911.85 | 1911.85 | check | [45 empty] | TRUE | 4-2014 |  | 0 |  |  | 0 | 0
| 2014-04-12 23:00 | 2014 | 4 | 12 | 23 |  |  | 54.121 | [7 empty] | 1737.8253 |  |  |  |  | 54.121 | 1737.8253 | 1234.8 | 635.551 | -17.68 | 617.871 | 1852.671 | 1852.671 | check | [45 empty] | TRUE | 4-2014 |  | 0 |  |  | 1737.8253 | 0
| 2014-04-13 | 2014 | 4 | 13 | 0 |  |  | 22.939 | [7 empty] | 510.6221 |  |  |  |  | 22.939 | 510.6221 | 1057.8 | 589.242 | -15.903 | 573.339 | 1631.139 | 1631.139 | check | [45 empty] | TRUE | 4-2014 |  | 510.6221 |  |  | 510.6221 | 22.939
| 2014-04-13 01:00 | 2014 | 4 | 13 | 1 |  |  | 0 | [7 empty] | 0 |  |  |  |  | 0 | 0 | 801.906 | 546.983 | -13.79 | 533.193 | 1335.1 | 1335.099 | check | [45 empty] | TRUE | 4-2014 |  | 0 |  |  | 0 | 0
| 2014-04-13 02:00 | 2014 | 4 | 13 | 2 |  |  | 52.843 | [7 empty] | 874.5516 |  |  |  |  | 52.843 | 874.5516 | 677.8 | 527.668 | -11.925 | 515.743 | 1193.543 | 1193.543 | check | [45 empty] | TRUE | 4-2014 |  | 874.5516 |  |  | 874.5516 | 52.843
| 2014-04-13 03:00 | 2014 | 4 | 13 | 3 |  |  | 137.607 | [7 empty] | 2809.9349 |  |  |  |  | 137.607 | 2809.9349 | 679.9 | 513.559 | -11.752 | 501.807 | 1181.707 | 1181.707 | check | [45 empty] | TRUE | 4-2014 |  | 2809.9349 |  |  | 2809.9349 | 137.607
| 2014-04-13 04:00 | 2014 | 4 | 13 | 4 |  |  | 196.974 | [7 empty] | 3921.7523 |  |  |  |  | 196.974 | 3921.7523 | 687.55 | 506.663 | -12.189 | 494.474 | 1182.024 | 1182.024 | check | [45 empty] | TRUE | 4-2014 |  | 3921.7523 |  |  | 3921.7523 | 196.974
| 2014-04-13 05:00 | 2014 | 4 | 13 | 5 |  |  | 138.949 | [7 empty] | 3095.7837 |  |  |  |  | 138.949 | 3095.7837 | 622.05 | 501.061 | -12.462 | 488.599 | 1110.649 | 1110.649 | check | [45 empty] | TRUE | 4-2014 |  | 3095.7837 |  |  | 3095.7837 | 138.949
| 2014-04-13 06:00 | 2014 | 4 | 13 | 6 |  |  | 215.589 | [7 empty] | 5025.3796 |  |  |  |  | 215.589 | 5025.3796 | 672.65 | 514.982 | -12.494 | 502.488 | 1175.139 | 1175.138 | check | [45 empty] | TRUE | 4-2014 |  | 5025.3796 |  |  | 5025.3796 | 215.589
| 2014-04-13 07:00 | 2014 | 4 | 13 | 7 |  |  | 272.17 | [7 empty] | 6972.9954 |  |  |  |  | 272.17 | 6972.9954 | 818.165 | 526.483 | -12.778 | 513.705 | 1331.87 | 1331.87 | check | [45 empty] | TRUE | 4-2014 |  | 274.2621 |  |  | 6972.9954 | 10.705
| 2014-04-13 08:00 | 2014 | 4 | 13 | 8 |  |  | 293.952 | [7 empty] | 7622.1754 |  |  |  |  | 293.952 | 7622.1754 | 941.2 | 536.903 | -13 | 523.903 | 1465.102 | 1465.103 | check | [45 empty] | TRUE | 4-2014 |  | 0 |  |  | 7622.1754 | 0
| 2014-04-13 09:00 | 2014 | 4 | 13 | 9 |  |  | 404.177 | [7 empty] | 11567.5457 |  |  |  |  | 404.177 | 11567.5457 | 1111 | 566.701 | -14.324 | 552.377 | 1663.377 | 1663.377 | check | [45 empty] | TRUE | 4-2014 |  | 0 |  |  | 11567.5457 | 0
| 2014-04-13 10:00 | 2014 | 4 | 13 | 10 |  |  | 502.397 | [7 empty] | 15433.6358 |  |  |  |  | 502.397 | 15433.6358 | 1298.1 | 590.978 | -14.981 | 575.997 | 1874.097 | 1874.097 | check | [45 empty] | TRUE | 4-2014 |  | 0 |  |  | 15433.6358 | 0
| 2014-04-13 11:00 | 2014 | 4 | 13 | 11 |  |  | 492.253 | [7 empty] | 14693.752 |  |  |  |  | 492.253 | 14693.752 | 1330 | 588.162 | -15.509 | 572.653 | 1902.653 | 1902.653 | check | [45 empty] | TRUE | 4-2014 |  | 0 |  |  | 14693.752 | 0
| 2014-04-13 12:00 | 2014 | 4 | 13 | 12 |  |  | 493.446 | [7 empty] | 15227.7436 |  |  |  |  | 493.446 | 15227.7436 | 1336.8 | 596.246 | -16.899 | 579.347 | 1916.146 | 1916.147 | check | [45 empty] | TRUE | 4-2014 |  | 0 |  |  | 15227.7436 | 0
| 2014-04-13 13:00 | 2014 | 4 | 13 | 13 |  |  | 432.94 | [7 empty] | 13585.6572 |  |  |  |  | 432.94 | 13585.6572 | 1339.7 | 613.704 | -18.614 | 595.09 | 1934.79 | 1934.79 | check | [45 empty] | TRUE | 4-2014 |  | 0 |  |  | 13585.6572 | 0
| 2014-04-13 14:00 | 2014 | 4 | 13 | 14 |  |  | 371.311 | [7 empty] | 12632.0002 |  |  |  |  | 371.311 | 12632.0002 | 1335.1 | 633.056 | -19.845 | 613.211 | 1948.311 | 1948.311 | check | [45 empty] | TRUE | 4-2014 |  | 0 |  |  | 12632.0002 | 0
| 2014-04-13 15:00 | 2014 | 4 | 13 | 15 |  |  | 287.439 | [7 empty] | 9442.3712 |  |  |  |  | 287.439 | 9442.3712 | 1337.6 | 649.491 | -19.652 | 629.839 | 1967.439 | 1967.439 | check | [45 empty] | TRUE | 4-2014 |  | 0 |  |  | 9442.3712 | 0
| 2014-04-13 16:00 | 2014 | 4 | 13 | 16 |  |  | 290.408 | [7 empty] | 9356.9458 |  |  |  |  | 290.408 | 9356.9458 | 1337.4 | 666.253 | -20.695 | 645.558 | 1982.958 | 1982.958 | check | [45 empty] | TRUE | 4-2014 |  | 0 |  |  | 9356.9458 | 0
| 2014-04-13 17:00 | 2014 | 4 | 13 | 17 |  |  | 275.006 | [7 empty] | 9429.9557 |  |  |  |  | 275.006 | 9429.9557 | 1327 | 684.47 | -22.614 | 661.856 | 1988.856 | 1988.856 | check | [45 empty] | TRUE | 4-2014 |  | 0 |  |  | 9429.9557 | 0
| 2014-04-13 18:00 | 2014 | 4 | 13 | 18 |  |  | 221.635 | [7 empty] | 8614.9525 |  |  |  |  | 221.635 | 8614.9525 | 1319.8 | 697.442 | -23.056 | 674.386 | 1994.185 | 1994.186 | check | [45 empty] | TRUE | 4-2014 |  | 0 |  |  | 8614.9525 | 0
| 2014-04-13 19:00 | 2014 | 4 | 13 | 19 |  |  | 159.707 | [7 empty] | 6075.2543 |  |  |  |  | 159.707 | 6075.2543 | 1324.7 | 690.723 | -22.566 | 668.157 | 1992.857 | 1992.857 | check | [45 empty] | TRUE | 4-2014 |  | 0 |  |  | 6075.2543 | 0
| 2014-04-13 20:00 | 2014 | 4 | 13 | 20 |  |  | 57.215 | [7 empty] | 2037.4262 |  |  |  |  | 57.215 | 2037.4262 | 1285.6 | 680.655 | -22.04 | 658.615 | 1944.215 | 1944.215 | check | [45 empty] | TRUE | 4-2014 |  | 0 |  |  | 2037.4262 | 0
| 2014-04-13 21:00 | 2014 | 4 | 13 | 21 |  |  | 28.519 | [7 empty] | 1902.7877 |  |  |  |  | 28.519 | 1902.7877 | 1258 | 717.739 | -23.22 | 694.519 | 1952.519 | 1952.519 | check | [45 empty] | TRUE | 4-2014 |  | 0 |  |  | 1902.7877 | 0
| 2014-04-13 22:00 | 2014 | 4 | 13 | 22 |  |  | 21.41 | [7 empty] | 1504.9089 |  |  |  |  | 21.41 | 1504.9089 | 1267 | 707.229 | -21.969 | 685.26 | 1952.26 | 1952.26 | check | [45 empty] | TRUE | 4-2014 |  | 0 |  |  | 1504.9089 | 0
| 2014-04-13 23:00 | 2014 | 4 | 13 | 23 |  |  | 127.934 | [7 empty] | 4033.759 |  |  |  |  | 127.934 | 4033.759 | 1263.7 | 664.75 | -19.666 | 645.084 | 1908.784 | 1908.784 | check | [45 empty] | TRUE | 4-2014 |  | 0 |  |  | 4033.759 | 0
| 2014-04-14 | 2014 | 4 | 14 | 0 |  |  | 83.633 | [7 empty] | 2388.5585 |  |  |  |  | 83.633 | 2388.5585 | 1089.6 | 615.721 | -18.787 | 596.934 | 1686.533 | 1686.534 | check | [45 empty] | TRUE | 4-2014 |  | 0 |  |  | 2388.5585 | 0
| 2014-04-14 01:00 | 2014 | 4 | 14 | 1 |  |  | 80.607 | [7 empty] | 2054.6724 |  |  |  |  | 80.607 | 2054.6724 | 848.9 | 585.413 | -17.656 | 567.757 | 1416.657 | 1416.657 | check | [45 empty] | TRUE | 4-2014 |  | 0 |  |  | 2054.6724 | 0
| 2014-04-14 02:00 | 2014 | 4 | 14 | 2 |  |  | 178.276 | [7 empty] | 4437.2896 |  |  |  |  | 178.276 | 4437.2896 | 809.1 | 564.593 | -16.717 | 547.876 | 1356.976 | 1356.976 | check | [45 empty] | TRUE | 4-2014 |  | 1888.5536 |  |  | 4437.2896 | 75.876
| 2014-04-14 03:00 | 2014 | 4 | 14 | 3 |  |  | 203.806 | [7 empty] | 4952.4858 |  |  |  |  | 203.806 | 4952.4858 | 801.1 | 542.151 | -15.194 | 526.957 | 1328.056 | 1328.057 | check | [45 empty] | TRUE | 4-2014 |  | 1481.2551 |  |  | 4952.4858 | 60.957
| 2014-04-14 04:00 | 2014 | 4 | 14 | 4 |  |  | 166.488 | [7 empty] | 4177.1839 |  |  |  |  | 166.488 | 4177.1839 | 790.7 | 537.48 | -14.442 | 523.038 | 1313.738 | 1313.738 | check | [45 empty] | TRUE | 4-2014 |  | 854.0134 |  |  | 4177.1839 | 34.038
| 2014-04-14 05:00 | 2014 | 4 | 14 | 5 |  |  | 220.471 | [7 empty] | 5489.7279 |  |  |  |  | 220.471 | 5489.7279 | 844.2 | 546.974 | -14.453 | 532.521 | 1376.721 | 1376.721 | check | [45 empty] | TRUE | 4-2014 |  | 1108.5729 |  |  | 5489.7279 | 44.521
| 2014-04-14 06:00 | 2014 | 4 | 14 | 6 |  |  | 225.5 | [7 empty] | 5964.475 |  |  |  |  | 225.5 | 5964.475 | 863.7 | 569.894 | -14.944 | 554.95 | 1418.65 | 1418.65 | check | [45 empty] | TRUE | 4-2014 |  | 0 |  |  | 5964.475 | 0
| 2014-04-14 07:00 | 2014 | 4 | 14 | 7 |  |  | 403.651 | [7 empty] | 13449.6513 |  |  |  |  | 403.651 | 13449.6513 | 1208.2 | 633.014 | -17.162 | 615.852 | 1824.051 | 1824.052 | check | [45 empty] | TRUE | 4-2014 |  | 0 |  |  | 13449.6513 | 0
| 2014-04-14 08:00 | 2014 | 4 | 14 | 8 |  |  | 375.635 | [7 empty] | 12666.4122 |  |  |  |  | 375.635 | 12666.4122 | 1356.3 | 662.468 | -19.133 | 643.335 | 1999.635 | 1999.635 | check | [45 empty] | TRUE | 4-2014 |  | 0 |  |  | 12666.4122 | 0
| 2014-04-14 09:00 | 2014 | 4 | 14 | 9 |  |  | 218.907 | [7 empty] | 11805.6545 |  |  |  |  | 218.907 | 11805.6545 | 1337.3 | 678.633 | -19.726 | 658.907 | 1996.207 | 1996.207 | check | [45 empty] | TRUE | 4-2014 |  | 0 |  |  | 11805.6545 | 0
| 2014-04-14 10:00 | 2014 | 4 | 14 | 10 |  |  | 135.233 | [7 empty] | 4757.4969 |  |  |  |  | 135.233 | 4757.4969 | 1317.5 | 694.52 | -20.788 | 673.732 | 1991.233 | 1991.232 | check | [45 empty] | TRUE | 4-2014 |  | 0 |  |  | 4757.4969 | 0
| 2014-04-14 11:00 | 2014 | 4 | 14 | 11 |  |  | 74.297 | [7 empty] | 2804.7117 |  |  |  |  | 74.297 | 2804.7117 | 1302.1 | 712.651 | -20.454 | 692.197 | 1994.297 | 1994.297 | check | [45 empty] | TRUE | 4-2014 |  | 0 |  |  | 2804.7117 | 0
| 2014-04-14 12:00 | 2014 | 4 | 14 | 12 |  |  | 44.082 | [7 empty] | 2610.9769 |  |  |  |  | 44.082 | 2610.9769 | 1294.1 | 710.567 | -20.285 | 690.282 | 1984.382 | 1984.382 | check | [45 empty] | TRUE | 4-2014 |  | 0 |  |  | 2610.9769 | 0
| 2014-04-14 13:00 | 2014 | 4 | 14 | 13 |  |  | 22.981 | [7 empty] | 1328.072 |  |  |  |  | 22.981 | 1328.072 | 1286.5 | 705.586 | -21.104 | 684.482 | 1970.981 | 1970.982 | check | [45 empty] | TRUE | 4-2014 |  | 0 |  |  | 1328.072 | 0
| 2014-04-14 14:00 | 2014 | 4 | 14 | 14 |  |  | 17.008 | [7 empty] | 935.6101 |  |  |  |  | 17.008 | 935.6101 | 1277.7 | 706.916 | -21.758 | 685.158 | 1962.858 | 1962.858 | check | [45 empty] | TRUE | 4-2014 |  | 0 |  |  | 935.6101 | 0
| 2014-04-14 15:00 | 2014 | 4 | 14 | 15 |  |  | 25.342 | [7 empty] | 978.9615 |  |  |  |  | 25.342 | 978.9615 | 1279.9 | 714.338 | -21.597 | 692.741 | 1972.642 | 1972.641 | check | [45 empty] | TRUE | 4-2014 |  | 0 |  |  | 978.9615 | 0
| 2014-04-14 16:00 | 2014 | 4 | 14 | 16 |  |  | 17.479 | [7 empty] | 670.6692 |  |  |  |  | 17.479 | 670.6692 | 1281.7 | 722.721 | -21.942 | 700.779 | 1982.479 | 1982.479 | check | [45 empty] | TRUE | 4-2014 |  | 0 |  |  | 670.6692 | 0
| 2014-04-14 17:00 | 2014 | 4 | 14 | 17 |  |  | 22.331 | [7 empty] | 835.1794 |  |  |  |  | 22.331 | 835.1794 | 1277.7 | 717.565 | -21.234 | 696.331 | 1974.031 | 1974.031 | check | [45 empty] | TRUE | 4-2014 |  | 0 |  |  | 835.1794 | 0
| 2014-04-14 18:00 | 2014 | 4 | 14 | 18 |  |  | 16.467 | [7 empty] | 747.9311 |  |  |  |  | 16.467 | 747.9311 | 1283.1 | 718.808 | -21.141 | 697.667 | 1980.767 | 1980.767 | check | [45 empty] | TRUE | 4-2014 |  | 0 |  |  | 747.9311 | 0
| 2014-04-14 19:00 | 2014 | 4 | 14 | 19 |  |  | 13.348 | [7 empty] | 535.3883 |  |  |  |  | 13.348 | 535.3883 | 1282.2 | 714.61 | -20.613 | 693.997 | 1976.198 | 1976.197 | check | [45 empty] | TRUE | 4-2014 |  | 0 |  |  | 535.3883 | 0
| 2014-04-14 20:00 | 2014 | 4 | 14 | 20 |  |  | 0 | [7 empty] | 0 |  |  |  |  | 0 | 0 | 1274.576 | 710.663 | -20.939 | 689.724 | 1964.3 | 1964.3 | check | [45 empty] | TRUE | 4-2014 |  | 0 |  |  | 0 | 0
| 2014-04-14 21:00 | 2014 | 4 | 14 | 21 |  |  | 0 | [7 empty] | 0 |  |  |  |  | 0 | 0 | 1242.186 | 746.509 | -20.695 | 725.814 | 1968 | 1968 | check | [45 empty] | TRUE | 4-2014 |  | 0 |  |  | 0 | 0
| 2014-04-14 22:00 | 2014 | 4 | 14 | 22 |  |  | 0 | [7 empty] | 0 |  |  |  |  | 0 | 0 | 1224.112 | 740.036 | -19.448 | 720.588 | 1944.7 | 1944.7 | check | [45 empty] | TRUE | 4-2014 |  | 0 |  |  | 0 | 0
| 2014-04-14 23:00 | 2014 | 4 | 14 | 23 |  |  | 57.821 | [7 empty] | 1963.023 |  |  |  |  | 57.821 | 1963.023 | 1226.1 | 694.485 | -17.915 | 676.57 | 1902.671 | 1902.67 | check | [45 empty] | TRUE | 4-2014 |  | 0 |  |  | 1963.023 | 0
| 2014-04-15 | 2014 | 4 | 15 | 0 |  |  | 0 | [7 empty] | 0 |  |  |  |  | 0 | 0 | 1118.918 | 641.731 | -17.599 | 624.132 | 1743.05 | 1743.05 | check | [45 empty] | TRUE | 4-2014 |  | 0 |  |  | 0 | 0
| 2014-04-15 01:00 | 2014 | 4 | 15 | 1 |  |  | 20.516 | [7 empty] | 574.2428 |  |  |  |  | 20.516 | 574.2428 | 936.2 | 597.448 | -16.532 | 580.916 | 1517.116 | 1517.116 | check | [45 empty] | TRUE | 4-2014 |  | 0 |  |  | 574.2428 | 0
| 2014-04-15 02:00 | 2014 | 4 | 15 | 2 |  |  | 33.572 | [7 empty] | 989.3668 |  |  |  |  | 33.572 | 989.3668 | 873.6 | 558.389 | -15.017 | 543.372 | 1416.972 | 1416.972 | check | [45 empty] | TRUE | 4-2014 |  | 0 |  |  | 989.3668 | 0
| 2014-04-15 03:00 | 2014 | 4 | 15 | 3 |  |  | 84.732 | [7 empty] | 2375.038 |  |  |  |  | 84.732 | 2375.038 | 858.6 | 548.447 | -14.065 | 534.382 | 1392.982 | 1392.982 | check | [45 empty] | TRUE | 4-2014 |  | 0 |  |  | 2375.038 | 0
| 2014-04-15 04:00 | 2014 | 4 | 15 | 4 |  |  | 101.821 | [7 empty] | 2817.3871 |  |  |  |  | 101.821 | 2817.3871 | 842.7 | 545.355 | -13.534 | 531.821 | 1374.521 | 1374.521 | check | [45 empty] | TRUE | 4-2014 |  | 0 |  |  | 2817.3871 | 0
| 2014-04-15 05:00 | 2014 | 4 | 15 | 5 |  |  | 122.661 | [7 empty] | 3541.2231 |  |  |  |  | 122.661 | 3541.2231 | 880.6 | 552.846 | -14.085 | 538.761 | 1419.361 | 1419.361 | check | [45 empty] | TRUE | 4-2014 |  | 0 |  |  | 3541.2231 | 0
| 2014-04-15 06:00 | 2014 | 4 | 15 | 6 |  |  | 282.71 | [7 empty] | 9097.6078 |  |  |  |  | 282.71 | 9097.6078 | 1120.8 | 599.43 | -16.12 | 583.31 | 1704.11 | 1704.11 | check | [45 empty] | TRUE | 4-2014 |  | 0 |  |  | 9097.6078 | 0
| 2014-04-15 07:00 | 2014 | 4 | 15 | 7 |  |  | 246.267 | [7 empty] | 8673.5237 |  |  |  |  | 246.267 | 8673.5237 | 1239.8 | 685.973 | -18.955 | 667.018 | 1906.817 | 1906.818 | check | [45 empty] | TRUE | 4-2014 |  | 0 |  |  | 8673.5237 | 0
| 2014-04-15 08:00 | 2014 | 4 | 15 | 8 |  |  | 133.816 | [7 empty] | 5011.4092 |  |  |  |  | 133.816 | 5011.4092 | 1272.1 | 751.753 | -20.337 | 731.416 | 2003.516 | 2003.516 | check | [45 empty] | TRUE | 4-2014 |  | 0 |  |  | 5011.4092 | 0
| 2014-04-15 09:00 | 2014 | 4 | 15 | 9 |  |  | 44.805 | [7 empty] | 2376.4572 |  |  |  |  | 44.805 | 2376.4572 | 1251 | 782.883 | -21.228 | 761.655 | 2012.655 | 2012.655 | check | [45 empty] | TRUE | 4-2014 |  | 0 |  |  | 2376.4572 | 0
| 2014-04-15 10:00 | 2014 | 4 | 15 | 10 |  |  | 69.124 | [7 empty] | 3102.2851 |  |  |  |  | 69.124 | 3102.2851 | 1221.5 | 845.594 | -23.42 | 822.174 | 2043.674 | 2043.674 | check | [45 empty] | TRUE | 4-2014 |  | 0 |  |  | 3102.2851 | 0
| 2014-04-15 11:00 | 2014 | 4 | 15 | 11 |  |  | 77.916 | [7 empty] | 3090.1486 |  |  |  |  | 77.916 | 3090.1486 | 1196.9 | 890.822 | -25.256 | 865.566 | 2062.466 | 2062.466 | check | [45 empty] | TRUE | 4-2014 |  | 0 |  |  | 3090.1486 | 0
| 2014-04-15 12:00 | 2014 | 4 | 15 | 12 |  |  | 89.376 | [7 empty] | 3717.1478 |  |  |  |  | 89.376 | 3717.1478 | 1188.4 | 913.224 | -25.548 | 887.676 | 2076.076 | 2076.076 | check | [45 empty] | TRUE | 4-2014 |  | 0 |  |  | 3717.1478 | 0
| 2014-04-15 13:00 | 2014 | 4 | 15 | 13 |  |  | 102.674 | [7 empty] | 13217.224 |  |  |  |  | 102.674 | 13217.224 | 1182.3 | 937.892 | -26.818 | 911.074 | 2093.374 | 2093.374 | check | [45 empty] | TRUE | 4-2014 |  | 0 |  |  | 13217.224 | 0
| 2014-04-15 14:00 | 2014 | 4 | 15 | 14 |  |  | 69.395 | [7 empty] | 2912.5082 |  |  |  |  | 69.395 | 2912.5082 | 1182.6 | 904.784 | -26.139 | 878.645 | 2061.245 | 2061.245 | check | [45 empty] | TRUE | 4-2014 |  | 0 |  |  | 2912.5082 | 0
| 2014-04-15 15:00 | 2014 | 4 | 15 | 15 |  |  | 54.983 | [7 empty] | 2343.9253 |  |  |  |  | 54.983 | 2343.9253 | 1191 | 883.676 | -26.143 | 857.533 | 2048.533 | 2048.533 | check | [45 empty] | TRUE | 4-2014 |  | 0 |  |  | 2343.9253 | 0
| 2014-04-15 16:00 | 2014 | 4 | 15 | 16 |  |  | 50.673 | [7 empty] | 2487.5376 |  |  |  |  | 50.673 | 2487.5376 | 1199.5 | 871.353 | -26.48 | 844.873 | 2044.373 | 2044.373 | check | [45 empty] | TRUE | 4-2014 |  | 0 |  |  | 2487.5376 | 0
| 2014-04-15 17:00 | 2014 | 4 | 15 | 17 |  |  | 45.771 | [7 empty] | 2069.7646 |  |  |  |  | 45.771 | 2069.7646 | 1194.4 | 871.516 | -26.445 | 845.071 | 2039.471 | 2039.471 | check | [45 empty] | TRUE | 4-2014 |  | 0 |  |  | 2069.7646 | 0
| 2014-04-15 18:00 | 2014 | 4 | 15 | 18 |  |  | 64.696 | [7 empty] | 3248.3862 |  |  |  |  | 64.696 | 3248.3862 | 1187.7 | 889.3 | -27.604 | 861.696 | 2049.396 | 2049.396 | check | [45 empty] | TRUE | 4-2014 |  | 0 |  |  | 3248.3862 | 0
| 2014-04-15 19:00 | 2014 | 4 | 15 | 19 |  |  | 61.148 | [7 empty] | 2866.6182 |  |  |  |  | 61.148 | 2866.6182 | 1168.5 | 888.906 | -27.558 | 861.348 | 2029.848 | 2029.848 | check | [45 empty] | TRUE | 4-2014 |  | 0 |  |  | 2866.6182 | 0
| 2014-04-15 20:00 | 2014 | 4 | 15 | 20 |  |  | 35.066 | [7 empty] | 1913.5516 |  |  |  |  | 35.066 | 1913.5516 | 1129.3 | 907.792 | -28.026 | 879.766 | 2009.066 | 2009.066 | check | [45 empty] | TRUE | 4-2014 |  | 0 |  |  | 1913.5516 | 0
| 2014-04-15 21:00 | 2014 | 4 | 15 | 21 |  |  | 23.295 | [7 empty] | 1135.1653 |  |  |  |  | 23.295 | 1135.1653 | 1079.5 | 931.888 | -28.393 | 903.495 | 1982.995 | 1982.995 | check | [45 empty] | TRUE | 4-2014 |  | 0 |  |  | 1135.1653 | 0
| 2014-04-15 22:00 | 2014 | 4 | 15 | 22 |  |  | 28.446 | [7 empty] | 1390.4405 |  |  |  |  | 28.446 | 1390.4405 | 1082.8 | 924.996 | -28.8 | 896.196 | 1978.996 | 1978.996 | check | [45 empty] | TRUE | 4-2014 |  | 0 |  |  | 1390.4405 | 0
| 2014-04-15 23:00 | 2014 | 4 | 15 | 23 |  |  | 38.95 | [7 empty] | 1392.852 |  |  |  |  | 38.95 | 1392.852 | 1111.5 | 891.772 | -28.772 | 863 | 1974.5 | 1974.5 | check | [45 empty] | TRUE | 4-2014 |  | 0 |  |  | 1392.852 | 0
| 2014-04-16 | 2014 | 4 | 16 | 0 |  |  | 68.509 | [7 empty] | 2410.8317 |  |  |  |  | 68.509 | 2410.8317 | 1143.1 | 874.397 | -27.438 | 846.959 | 1990.059 | 1990.059 | check | [45 empty] | TRUE | 4-2014 |  | 0 |  |  | 2410.8317 | 0
| 2014-04-16 01:00 | 2014 | 4 | 16 | 1 |  |  | 57.509 | [7 empty] | 1860.9912 |  |  |  |  | 57.509 | 1860.9912 | 1042.1 | 849.306 | -26.197 | 823.109 | 1865.209 | 1865.209 | check | [45 empty] | TRUE | 4-2014 |  | 0 |  |  | 1860.9912 | 0
| 2014-04-16 02:00 | 2014 | 4 | 16 | 2 |  |  | 194.101 | [7 empty] | 6434.4482 |  |  |  |  | 194.101 | 6434.4482 | 1031.7 | 848.847 | -25.896 | 822.951 | 1854.651 | 1854.651 | check | [45 empty] | TRUE | 4-2014 |  | 0 |  |  | 6434.4482 | 0
| 2014-04-16 03:00 | 2014 | 4 | 16 | 3 |  |  | 219.687 | [7 empty] | 7974.6381 |  |  |  |  | 219.687 | 7974.6381 | 1039.5 | 845.048 | -26.211 | 818.837 | 1858.337 | 1858.337 | check | [45 empty] | TRUE | 4-2014 |  | 0 |  |  | 7974.6381 | 0
| 2014-04-16 04:00 | 2014 | 4 | 16 | 4 |  |  | 278.75 | [7 empty] | 10804.35 |  |  |  |  | 278.75 | 10804.35 | 1040 | 854.616 | -25.666 | 828.95 | 1868.95 | 1868.95 | check | [45 empty] | TRUE | 4-2014 |  | 0 |  |  | 10804.35 | 0
| 2014-04-16 05:00 | 2014 | 4 | 16 | 5 |  |  | 218.992 | [7 empty] | 7417.259 |  |  |  |  | 218.992 | 7417.259 | 1011.4 | 884.367 | -26.075 | 858.292 | 1869.692 | 1869.692 | check | [45 empty] | TRUE | 4-2014 |  | 0 |  |  | 7417.259 | 0
| 2014-04-16 06:00 | 2014 | 4 | 16 | 6 |  |  | 103.78 | [7 empty] | 3989.3032 |  |  |  |  | 103.78 | 3989.3032 | 909.5 | 933.997 | -29.017 | 904.98 | 1814.48 | 1814.48 | check | [45 empty] | TRUE | 4-2014 |  | 0 |  |  | 3989.3032 | 0
| 2014-04-16 07:00 | 2014 | 4 | 16 | 7 |  |  | 124.649 | [7 empty] | 6128.9913 |  |  |  |  | 124.649 | 6128.9913 | 923.2 | 1023.178 | -32.028 | 991.15 | 1914.349 | 1914.35 | check | [45 empty] | TRUE | 4-2014 |  | 0 |  |  | 6128.9913 | 0
| 2014-04-16 08:00 | 2014 | 4 | 16 | 8 |  |  | 96.261 | [7 empty] | 6078.8822 |  |  |  |  | 96.261 | 6078.8822 | 959.6 | 1050.998 | -32.337 | 1018.661 | 1978.261 | 1978.261 | check | [45 empty] | TRUE | 4-2014 |  | 0 |  |  | 6078.8822 | 0
| 2014-04-16 09:00 | 2014 | 4 | 16 | 9 |  |  | 41.656 | [7 empty] | 1740.8042 |  |  |  |  | 41.656 | 1740.8042 | 956.9 | 1023.297 | -32.391 | 990.906 | 1947.806 | 1947.806 | check | [45 empty] | TRUE | 4-2014 |  | 0 |  |  | 1740.8042 | 0
| 2014-04-16 10:00 | 2014 | 4 | 16 | 10 |  |  | 13.604 | [7 empty] | 623.8794 |  |  |  |  | 13.604 | 623.8794 | 982.6 | 962.426 | -31.422 | 931.004 | 1913.604 | 1913.604 | check | [45 empty] | TRUE | 4-2014 |  | 0 |  |  | 623.8794 | 0
| 2014-04-16 11:00 | 2014 | 4 | 16 | 11 |  |  | 0 | [7 empty] | 0 |  |  |  |  | 0 | 0 | 1029.237 | 897.03 | -30.117 | 866.913 | 1896.15 | 1896.15 | check | [45 empty] | TRUE | 4-2014 |  | 0 |  |  | 0 | 0
| 2014-04-16 12:00 | 2014 | 4 | 16 | 12 |  |  | 0 | [7 empty] | 0 |  |  |  |  | 0 | 0 | 1049.787 | 858.868 | -28.955 | 829.913 | 1879.7 | 1879.7 | check | [45 empty] | TRUE | 4-2014 |  | 0 |  |  | 0 | 0
| 2014-04-16 13:00 | 2014 | 4 | 16 | 13 |  |  | 66.534 | [7 empty] | 3133.7514 |  |  |  |  | 66.534 | 3133.7514 | 1057.9 | 831.288 | -28.504 | 802.784 | 1860.684 | 1860.684 | check | [45 empty] | TRUE | 4-2014 |  | 0 |  |  | 3133.7514 | 0
| 2014-04-16 14:00 | 2014 | 4 | 16 | 14 |  |  | 47.288 | [7 empty] | 1772.3542 |  |  |  |  | 47.288 | 1772.3542 | 1073.5 | 796.112 | -27.324 | 768.788 | 1842.288 | 1842.288 | check | [45 empty] | TRUE | 4-2014 |  | 0 |  |  | 1772.3542 | 0
| 2014-04-16 15:00 | 2014 | 4 | 16 | 15 |  |  | 30.772 | [7 empty] | 1102.8685 |  |  |  |  | 30.772 | 1102.8685 | 1091.7 | 761.308 | -26.086 | 735.222 | 1826.922 | 1826.922 | check | [45 empty] | TRUE | 4-2014 |  | 0 |  |  | 1102.8685 | 0
| 2014-04-16 16:00 | 2014 | 4 | 16 | 16 |  |  | 12.637 | [7 empty] | 448.4871 |  |  |  |  | 12.637 | 448.4871 | 1108.9 | 729.64 | -25.203 | 704.437 | 1813.337 | 1813.337 | check | [45 empty] | TRUE | 4-2014 |  | 0 |  |  | 448.4871 | 0
| 2014-04-16 17:00 | 2014 | 4 | 16 | 17 |  |  | 0 | [7 empty] | 0 |  |  |  |  | 0 | 0 | 1153.584 | 714.848 | -24.283 | 690.565 | 1844.15 | 1844.149 | check | [45 empty] | TRUE | 4-2014 |  | 0 |  |  | 0 | 0
| 2014-04-16 18:00 | 2014 | 4 | 16 | 18 |  |  | 0 | [7 empty] | 0 |  |  |  |  | 0 | 0 | 1127.455 | 713.041 | -24.496 | 688.545 | 1816 | 1816 | check | [45 empty] | TRUE | 4-2014 |  | 0 |  |  | 0 | 0
| 2014-04-16 19:00 | 2014 | 4 | 16 | 19 |  |  | 8.022 | [7 empty] | 268.1033 |  |  |  |  | 8.022 | 268.1033 | 1149 | 706.494 | -24.622 | 681.872 | 1830.872 | 1830.872 | check | [45 empty] | TRUE | 4-2014 |  | 0 |  |  | 268.1033 | 0
| 2014-04-16 20:00 | 2014 | 4 | 16 | 20 |  |  | 0 | [7 empty] | 0 |  |  |  |  | 0 | 0 | 1133.575 | 723.743 | -25.018 | 698.725 | 1832.3 | 1832.3 | check | [45 empty] | TRUE | 4-2014 |  | 0 |  |  | 0 | 0
| 2014-04-16 21:00 | 2014 | 4 | 16 | 21 |  |  | 0 | [7 empty] | 0 |  |  |  |  | 0 | 0 | 1140.101 | 778.131 | -27.232 | 750.899 | 1891 | 1891 | check | [45 empty] | TRUE | 4-2014 |  | 0 |  |  | 0 | 0
| 2014-04-16 22:00 | 2014 | 4 | 16 | 22 |  |  | 0 | [7 empty] | 0 |  |  |  |  | 0 | 0 | 1126.607 | 804.6 | -28.208 | 776.392 | 1903 | 1902.999 | check | [45 empty] | TRUE | 4-2014 |  | 0 |  |  | 0 | 0
| 2014-04-16 23:00 | 2014 | 4 | 16 | 23 |  |  | 0 | [7 empty] | 0 |  |  |  |  | 0 | 0 | 1143.329 | 789.152 | -26.632 | 762.52 | 1905.85 | 1905.849 | check | [45 empty] | TRUE | 4-2014 |  | 0 |  |  | 0 | 0
| 2014-04-17 | 2014 | 4 | 17 | 0 |  |  | 0 | [7 empty] | 0 |  |  |  |  | 0 | 0 | 1149.947 | 759.981 | -24.778 | 735.203 | 1885.15 | 1885.15 | check | [45 empty] | TRUE | 4-2014 |  | 0 |  |  | 0 | 0
| 2014-04-17 01:00 | 2014 | 4 | 17 | 1 |  |  | 0 | [7 empty] | 0 |  |  |  |  | 0 | 0 | 1051.126 | 744.251 | -25.527 | 718.724 | 1769.85 | 1769.85 | check | [45 empty] | TRUE | 4-2014 |  | 0 |  |  | 0 | 0
| 2014-04-17 02:00 | 2014 | 4 | 17 | 2 |  |  | 0 | [7 empty] | 0 |  |  |  |  | 0 | 0 | 894.387 | 743.038 | -24.575 | 718.463 | 1612.85 | 1612.85 | check | [45 empty] | TRUE | 4-2014 |  | 0 |  |  | 0 | 0
| 2014-04-17 03:00 | 2014 | 4 | 17 | 3 |  |  | 0 | [7 empty] | 0 |  |  |  |  | 0 | 0 | 868.378 | 743.676 | -24.055 | 719.621 | 1588 | 1587.999 | check | [45 empty] | TRUE | 4-2014 |  | 0 |  |  | 0 | 0
| 2014-04-17 04:00 | 2014 | 4 | 17 | 4 |  |  | 0 | [7 empty] | 0 |  |  |  |  | 0 | 0 | 860.965 | 758.925 | -24.89 | 734.035 | 1595 | 1595 | check | [45 empty] | TRUE | 4-2014 |  | 0 |  |  | 0 | 0
| 2014-04-17 05:00 | 2014 | 4 | 17 | 5 |  |  | 0 | [7 empty] | 0 |  |  |  |  | 0 | 0 | 848.772 | 781.119 | -26.191 | 754.928 | 1603.7 | 1603.7 | check | [45 empty] | TRUE | 4-2014 |  | 0 |  |  | 0 | 0
| 2014-04-17 06:00 | 2014 | 4 | 17 | 6 |  |  | 132.101 | [7 empty] | 5294.6081 |  |  |  |  | 132.101 | 5294.6081 | 977.5 | 830.382 | -26.782 | 803.6 | 1781.101 | 1781.1 | check | [45 empty] | TRUE | 4-2014 |  | 0 |  |  | 5294.6081 | 0
| 2014-04-17 07:00 | 2014 | 4 | 17 | 7 |  |  | 161.345 | [7 empty] | 7973.6699 |  |  |  |  | 161.345 | 7973.6699 | 1022.2 | 918.587 | -29.593 | 888.994 | 1911.195 | 1911.194 | check | [45 empty] | TRUE | 4-2014 |  | 0 |  |  | 7973.6699 | 0
| 2014-04-17 08:00 | 2014 | 4 | 17 | 8 |  |  | 129.954 | [7 empty] | 5871.3217 |  |  |  |  | 129.954 | 5871.3217 | 1070.3 | 943.85 | -30.046 | 913.804 | 1984.104 | 1984.104 | check | [45 empty] | TRUE | 4-2014 |  | 0 |  |  | 5871.3217 | 0
| 2014-04-17 09:00 | 2014 | 4 | 17 | 9 |  |  | 67.827 | [7 empty] | 2567.2519 |  |  |  |  | 67.827 | 2567.2519 | 1080.8 | 918.222 | -30.045 | 888.177 | 1968.977 | 1968.977 | check | [45 empty] | TRUE | 4-2014 |  | 0 |  |  | 2567.2519 | 0
| 2014-04-17 10:00 | 2014 | 4 | 17 | 10 |  |  | 91.715 | [7 empty] | 3584.2222 |  |  |  |  | 91.715 | 3584.2222 | 1124.7 | 861.918 | -27.903 | 834.015 | 1958.715 | 1958.715 | check | [45 empty] | TRUE | 4-2014 |  | 0 |  |  | 3584.2222 | 0
| 2014-04-17 11:00 | 2014 | 4 | 17 | 11 |  |  | 95.434 | [7 empty] | 3849.8076 |  |  |  |  | 95.434 | 3849.8076 | 1179.7 | 796.889 | -26.004 | 770.885 | 1950.584 | 1950.585 | check | [45 empty] | TRUE | 4-2014 |  | 0 |  |  | 3849.8076 | 0
| 2014-04-17 12:00 | 2014 | 4 | 17 | 12 |  |  | 80.92 | [7 empty] | 3662.4392 |  |  |  |  | 80.92 | 3662.4392 | 1219.9 | 749.69 | -24.67 | 725.02 | 1944.92 | 1944.92 | check | [45 empty] | TRUE | 4-2014 |  | 0 |  |  | 3662.4392 | 0
| 2014-04-17 13:00 | 2014 | 4 | 17 | 13 |  |  | 87.722 | [7 empty] | 3554.4954 |  |  |  |  | 87.722 | 3554.4954 | 1247.8 | 727.529 | -23.607 | 703.922 | 1951.722 | 1951.722 | check | [45 empty] | TRUE | 4-2014 |  | 0 |  |  | 3554.4954 | 0
| 2014-04-17 14:00 | 2014 | 4 | 17 | 14 |  |  | 84.548 | [7 empty] | 3744.6309 |  |  |  |  | 84.548 | 3744.6309 | 1266.4 | 709.734 | -23.286 | 686.448 | 1952.848 | 1952.848 | check | [45 empty] | TRUE | 4-2014 |  | 0 |  |  | 3744.6309 | 0
| 2014-04-17 15:00 | 2014 | 4 | 17 | 15 |  |  | 89.065 | [7 empty] | 3360.4225 |  |  |  |  | 89.065 | 3360.4225 | 1254.7 | 706.111 | -23.446 | 682.665 | 1937.365 | 1937.365 | check | [45 empty] | TRUE | 4-2014 |  | 0 |  |  | 3360.4225 | 0
| 2014-04-17 16:00 | 2014 | 4 | 17 | 16 |  |  | 60.377 | [7 empty] | 2165.723 |  |  |  |  | 60.377 | 2165.723 | 1242.5 | 691.248 | -21.521 | 669.727 | 1912.227 | 1912.227 | check | [45 empty] | TRUE | 4-2014 |  | 0 |  |  | 2165.723 | 0
| 2014-04-17 17:00 | 2014 | 4 | 17 | 17 |  |  | 30.279 | [7 empty] | 1039.7809 |  |  |  |  | 30.279 | 1039.7809 | 1234 | 688.079 | -20.5 | 667.579 | 1901.579 | 1901.579 | check | [45 empty] | TRUE | 4-2014 |  | 0 |  |  | 1039.7809 | 0
| 2014-04-17 18:00 | 2014 | 4 | 17 | 18 |  |  | 38.62 | [7 empty] | 1285.6598 |  |  |  |  | 38.62 | 1285.6598 | 1242.9 | 687.363 | -19.793 | 667.57 | 1910.47 | 1910.47 | check | [45 empty] | TRUE | 4-2014 |  | 0 |  |  | 1285.6598 | 0
| 2014-04-17 19:00 | 2014 | 4 | 17 | 19 |  |  | 101.595 | [7 empty] | 3347.5552 |  |  |  |  | 101.595 | 3347.5552 | 1300.8 | 680.381 | -18.586 | 661.795 | 1962.595 | 1962.595 | check | [45 empty] | TRUE | 4-2014 |  | 0 |  |  | 3347.5552 | 0
| 2014-04-17 20:00 | 2014 | 4 | 17 | 20 |  |  | 123.555 | [7 empty] | 4150.2124 |  |  |  |  | 123.555 | 4150.2124 | 1314 | 678.122 | -19.417 | 658.705 | 1972.705 | 1972.705 | check | [45 empty] | TRUE | 4-2014 |  | 0 |  |  | 4150.2124 | 0
| 2014-04-17 21:00 | 2014 | 4 | 17 | 21 |  |  | 52.418 | [7 empty] | 2886.1351 |  |  |  |  | 52.418 | 2886.1351 | 1267.6 | 727.106 | -21.838 | 705.268 | 1972.868 | 1972.868 | check | [45 empty] | TRUE | 4-2014 |  | 0 |  |  | 2886.1351 | 0
| 2014-04-17 22:00 | 2014 | 4 | 17 | 22 |  |  | 19.499 | [7 empty] | 722.8279 |  |  |  |  | 19.499 | 722.8279 | 1257.7 | 731.089 | -21.439 | 709.65 | 1967.349 | 1967.35 | check | [45 empty] | TRUE | 4-2014 |  | 0 |  |  | 722.8279 | 0
| 2014-04-17 23:00 | 2014 | 4 | 17 | 23 |  |  | 0 | [7 empty] | 0 |  |  |  |  | 0 | 0 | 1246.808 | 680.831 | -21.239 | 659.592 | 1906.4 | 1906.4 | check | [45 empty] | TRUE | 4-2014 |  | 0 |  |  | 0 | 0
| 2014-04-18 | 2014 | 4 | 18 | 0 |  |  | 16.814 | [7 empty] | 524.2605 |  |  |  |  | 16.814 | 524.2605 | 1179.9 | 644.887 | -18.273 | 626.614 | 1806.514 | 1806.514 | check | [45 empty] | TRUE | 4-2014 |  | 0 |  |  | 524.2605 | 0
| 2014-04-18 01:00 | 2014 | 4 | 18 | 1 |  |  | 0 | [7 empty] | 0 |  |  |  |  | 0 | 0 | 1059.964 | 615.152 | -17.565 | 597.587 | 1657.55 | 1657.551 | check | [45 empty] | TRUE | 4-2014 |  | 0 |  |  | 0 | 0
| 2014-04-18 02:00 | 2014 | 4 | 18 | 2 |  |  | 0 | [7 empty] | 0 |  |  |  |  | 0 | 0 | 800.344 | 601.427 | -17.221 | 584.206 | 1384.55 | 1384.55 | check | [45 empty] | TRUE | 4-2014 |  | 0 |  |  | 0 | 0
| 2014-04-18 03:00 | 2014 | 4 | 18 | 3 |  |  | 35.492 | [7 empty] | 1096.3479 |  |  |  |  | 35.492 | 1096.3479 | 648 | 600.897 | -18.004 | 582.893 | 1230.892 | 1230.893 | check | [45 empty] | TRUE | 4-2014 |  | 1096.3479 |  |  | 1096.3479 | 35.492
| 2014-04-18 04:00 | 2014 | 4 | 18 | 4 |  |  | 81.947 | [7 empty] | 2568.219 |  |  |  |  | 81.947 | 2568.219 | 637.1 | 605.105 | -18.558 | 586.547 | 1223.647 | 1223.647 | check | [45 empty] | TRUE | 4-2014 |  | 684.685 |  |  | 2568.219 | 21.847
| 2014-04-18 05:00 | 2014 | 4 | 18 | 5 |  |  | 90.439 | [7 empty] | 2858.7768 |  |  |  |  | 90.439 | 2858.7768 | 653.2 | 627.541 | -19.052 | 608.489 | 1261.689 | 1261.689 | check | [45 empty] | TRUE | 4-2014 |  | 0 |  |  | 2858.7768 | 0
| 2014-04-18 06:00 | 2014 | 4 | 18 | 6 |  |  | 146.169 | [7 empty] | 4573.628 |  |  |  |  | 146.169 | 4573.628 | 700.1 | 661.276 | -18.657 | 642.619 | 1342.719 | 1342.719 | check | [45 empty] | TRUE | 4-2014 |  | 2129.879 |  |  | 4573.628 | 68.069
| 2014-04-18 07:00 | 2014 | 4 | 18 | 7 |  |  | 177.772 | [7 empty] | 5644.261 |  |  |  |  | 177.772 | 5644.261 | 659.4 | 738.578 | -19.806 | 718.772 | 1378.172 | 1378.172 | check | [45 empty] | TRUE | 4-2014 |  | 0 |  |  | 5644.261 | 0
| 2014-04-18 08:00 | 2014 | 4 | 18 | 8 |  |  | 166.739 | [7 empty] | 5865.878 |  |  |  |  | 166.739 | 5865.878 | 634.7 | 757.854 | -20.115 | 737.739 | 1372.439 | 1372.439 | check | [45 empty] | TRUE | 4-2014 |  | 0 |  |  | 5865.878 | 0
| 2014-04-18 09:00 | 2014 | 4 | 18 | 9 |  |  | 162.551 | [7 empty] | 7698.4154 |  |  |  |  | 162.551 | 7698.4154 | 638.1 | 753.537 | -21.536 | 732.001 | 1370.101 | 1370.101 | check | [45 empty] | TRUE | 4-2014 |  | 0 |  |  | 7698.4154 | 0
| 2014-04-18 10:00 | 2014 | 4 | 18 | 10 |  |  | 171.872 | [7 empty] | 8572.9754 |  |  |  |  | 171.872 | 8572.9754 | 655.9 | 745.166 | -22.643 | 722.523 | 1378.422 | 1378.423 | check | [45 empty] | TRUE | 4-2014 |  | 0 |  |  | 8572.9754 | 0
| 2014-04-18 11:00 | 2014 | 4 | 18 | 11 |  |  | 179.147 | [7 empty] | 6642.7708 |  |  |  |  | 179.147 | 6642.7708 | 687.6 | 720.175 | -21.927 | 698.248 | 1385.847 | 1385.848 | check | [45 empty] | TRUE | 4-2014 |  | 0 |  |  | 6642.7708 | 0
| 2014-04-18 12:00 | 2014 | 4 | 18 | 12 |  |  | 176.474 | [7 empty] | 6570.127 |  |  |  |  | 176.474 | 6570.127 | 708.3 | 695.226 | -20.501 | 674.725 | 1383.024 | 1383.025 | check | [45 empty] | TRUE | 4-2014 |  | 0 |  |  | 6570.127 | 0
| 2014-04-18 13:00 | 2014 | 4 | 18 | 13 |  |  | 170.755 | [7 empty] | 6150.5951 |  |  |  |  | 170.755 | 6150.5951 | 723.4 | 668.646 | -18.741 | 649.905 | 1373.305 | 1373.305 | check | [45 empty] | TRUE | 4-2014 |  | 0 |  |  | 6150.5951 | 0
| 2014-04-18 14:00 | 2014 | 4 | 18 | 14 |  |  | 170.831 | [7 empty] | 5929.544 |  |  |  |  | 170.831 | 5929.544 | 731.8 | 662.824 | -18.943 | 643.881 | 1375.681 | 1375.681 | check | [45 empty] | TRUE | 4-2014 |  | 0 |  |  | 5929.544 | 0
| 2014-04-18 15:00 | 2014 | 4 | 18 | 15 |  |  | 146.252 | [7 empty] | 4792.678 |  |  |  |  | 146.252 | 4792.678 | 738.4 | 655.836 | -19.284 | 636.552 | 1374.952 | 1374.952 | check | [45 empty] | TRUE | 4-2014 |  | 0 |  |  | 4792.678 | 0
| 2014-04-18 16:00 | 2014 | 4 | 18 | 16 |  |  | 167.864 | [7 empty] | 5485.7955 |  |  |  |  | 167.864 | 5485.7955 | 748.9 | 651.776 | -18.111 | 633.665 | 1382.564 | 1382.565 | check | [45 empty] | TRUE | 4-2014 |  | 0 |  |  | 5485.7955 | 0
| 2014-04-18 17:00 | 2014 | 4 | 18 | 17 |  |  | 179.187 | [7 empty] | 5837.9125 |  |  |  |  | 179.187 | 5837.9125 | 742.4 | 648.591 | -18.104 | 630.487 | 1372.887 | 1372.887 | check | [45 empty] | TRUE | 4-2014 |  | 0 |  |  | 5837.9125 | 0
| 2014-04-18 18:00 | 2014 | 4 | 18 | 18 |  |  | 150.918 | [7 empty] | 5208.1802 |  |  |  |  | 150.918 | 5208.1802 | 737.4 | 638.882 | -18.365 | 620.517 | 1357.918 | 1357.917 | check | [45 empty] | TRUE | 4-2014 |  | 0 |  |  | 5208.1802 | 0
| 2014-04-18 19:00 | 2014 | 4 | 18 | 19 |  |  | 106.584 | [7 empty] | 3379.7786 |  |  |  |  | 106.584 | 3379.7786 | 744.6 | 632.175 | -18.492 | 613.683 | 1358.284 | 1358.283 | check | [45 empty] | TRUE | 4-2014 |  | 0 |  |  | 3379.7786 | 0
| 2014-04-18 20:00 | 2014 | 4 | 18 | 20 |  |  | 75.043 | [7 empty] | 2392.3708 |  |  |  |  | 75.043 | 2392.3708 | 715.7 | 633.205 | -18.162 | 615.043 | 1330.743 | 1330.743 | check | [45 empty] | TRUE | 4-2014 |  | 0 |  |  | 2392.3708 | 0
| 2014-04-18 21:00 | 2014 | 4 | 18 | 21 |  |  | 68.002 | [7 empty] | 2366.4696 |  |  |  |  | 68.002 | 2366.4696 | 683.6 | 661.62 | -20.219 | 641.401 | 1325.002 | 1325.001 | check | [45 empty] | TRUE | 4-2014 |  | 0 |  |  | 2366.4696 | 0
| 2014-04-18 22:00 | 2014 | 4 | 18 | 22 |  |  | 87.596 | [7 empty] | 2936.2179 |  |  |  |  | 87.596 | 2936.2179 | 686.2 | 669.686 | -20.439 | 649.247 | 1335.446 | 1335.447 | check | [45 empty] | TRUE | 4-2014 |  | 0 |  |  | 2936.2179 | 0
| 2014-04-18 23:00 | 2014 | 4 | 18 | 23 |  |  | 127.41 | [7 empty] | 4163.7588 |  |  |  |  | 127.41 | 4163.7588 | 705.7 | 641.028 | -18.617 | 622.411 | 1328.11 | 1328.111 | check | [45 empty] | TRUE | 4-2014 |  | 0 |  |  | 4163.7588 | 0
| 2014-04-19 | 2014 | 4 | 19 | 0 |  |  | 166.291 | [7 empty] | 5419.4237 |  |  |  |  | 166.291 | 5419.4237 | 736.5 | 609.404 | -17.913 | 591.491 | 1327.991 | 1327.991 | check | [45 empty] | TRUE | 4-2014 |  | 0 |  |  | 5419.4237 | 0
| 2014-04-19 01:00 | 2014 | 4 | 19 | 1 |  |  | 87.311 | [7 empty] | 2887.3748 |  |  |  |  | 87.311 | 2887.3748 | 648 | 587.968 | -17.107 | 570.861 | 1218.861 | 1218.861 | check | [45 empty] | TRUE | 4-2014 |  | 0 |  |  | 2887.3748 | 0
| 2014-04-19 02:00 | 2014 | 4 | 19 | 2 |  |  | 52.038 | [7 empty] | 1430.0042 |  |  |  |  | 52.038 | 1430.0042 | 534.4 | 571.609 | -16.172 | 555.437 | 1089.838 | 1089.837 | check | [45 empty] | TRUE | 4-2014 |  | 1430.0042 |  |  | 1430.0042 | 52.038
| 2014-04-19 03:00 | 2014 | 4 | 19 | 3 |  |  | 80.893 | [7 empty] | 2298.1701 |  |  |  |  | 80.893 | 2298.1701 | 575.1 | 568.228 | -15.386 | 552.842 | 1127.943 | 1127.942 | check | [45 empty] | TRUE | 4-2014 |  | 2298.1701 |  |  | 2298.1701 | 80.893
| 2014-04-19 04:00 | 2014 | 4 | 19 | 4 |  |  | 86.696 | [7 empty] | 2430.0889 |  |  |  |  | 86.696 | 2430.0889 | 623.4 | 567.486 | -15.69 | 551.796 | 1175.196 | 1175.196 | check | [45 empty] | TRUE | 4-2014 |  | 1606.0069 |  |  | 2430.0889 | 57.296
| 2014-04-19 05:00 | 2014 | 4 | 19 | 5 |  |  | 85.254 | [7 empty] | 2281.397 |  |  |  |  | 85.254 | 2281.397 | 600.6 | 582.68 | -16.776 | 565.904 | 1166.504 | 1166.504 | check | [45 empty] | TRUE | 4-2014 |  | 1596.341 |  |  | 2281.397 | 59.654
| 2014-04-19 06:00 | 2014 | 4 | 19 | 6 |  |  | 37.502 | [7 empty] | 1149.0613 |  |  |  |  | 37.502 | 1149.0613 | 598.9 | 594.616 | -17.464 | 577.152 | 1176.052 | 1176.052 | check | [45 empty] | TRUE | 4-2014 |  | 692.5253 |  |  | 1149.0613 | 22.602
| 2014-04-19 07:00 | 2014 | 4 | 19 | 7 |  |  | 17.198 | [7 empty] | 547.5843 |  |  |  |  | 17.198 | 547.5843 | 644.7 | 627.985 | -17.937 | 610.048 | 1254.748 | 1254.748 | check | [45 empty] | TRUE | 4-2014 |  | 0 |  |  | 547.5843 | 0
| 2014-04-19 08:00 | 2014 | 4 | 19 | 8 |  |  | 46.768 | [7 empty] | 1598.5302 |  |  |  |  | 46.768 | 1598.5302 | 678.4 | 642.319 | -18.251 | 624.068 | 1302.468 | 1302.468 | check | [45 empty] | TRUE | 4-2014 |  | 0 |  |  | 1598.5302 | 0
| 2014-04-19 09:00 | 2014 | 4 | 19 | 9 |  |  | 114.657 | [7 empty] | 6238.4874 |  |  |  |  | 114.657 | 6238.4874 | 757 | 664.159 | -18.652 | 645.507 | 1402.507 | 1402.507 | check | [45 empty] | TRUE | 4-2014 |  | 0 |  |  | 6238.4874 | 0
| 2014-04-19 10:00 | 2014 | 4 | 19 | 10 |  |  | 122.429 | [7 empty] | 4533.5459 |  |  |  |  | 122.429 | 4533.5459 | 760.3 | 662.894 | -19.015 | 643.879 | 1404.179 | 1404.179 | check | [45 empty] | TRUE | 4-2014 |  | 0 |  |  | 4533.5459 | 0
| 2014-04-19 11:00 | 2014 | 4 | 19 | 11 |  |  | 138.009 | [7 empty] | 5285.7447 |  |  |  |  | 138.009 | 5285.7447 | 765.9 | 640.695 | -18.386 | 622.309 | 1388.209 | 1388.209 | check | [45 empty] | TRUE | 4-2014 |  | 0 |  |  | 5285.7447 | 0
| 2014-04-19 12:00 | 2014 | 4 | 19 | 12 |  |  | 99.103 | [7 empty] | 3278.3272 |  |  |  |  | 99.103 | 3278.3272 | 766.3 | 629.748 | -18.195 | 611.553 | 1377.853 | 1377.853 | check | [45 empty] | TRUE | 4-2014 |  | 0 |  |  | 3278.3272 | 0
| 2014-04-19 13:00 | 2014 | 4 | 19 | 13 |  |  | 78.845 | [7 empty] | 2502.5403 |  |  |  |  | 78.845 | 2502.5403 | 742.7 | 619.414 | -18.368 | 601.046 | 1343.745 | 1343.746 | check | [45 empty] | TRUE | 4-2014 |  | 0 |  |  | 2502.5403 | 0
| 2014-04-19 14:00 | 2014 | 4 | 19 | 14 |  |  | 49.277 | [7 empty] | 1539.9062 |  |  |  |  | 49.277 | 1539.9062 | 703.3 | 615.628 | -17.601 | 598.027 | 1301.327 | 1301.327 | check | [45 empty] | TRUE | 4-2014 |  | 1539.9062 |  |  | 1539.9062 | 49.277
| 2014-04-19 15:00 | 2014 | 4 | 19 | 15 |  |  | 19.787 | [7 empty] | 616.365 |  |  |  |  | 19.787 | 616.365 | 671.9 | 610.916 | -16.979 | 593.937 | 1265.837 | 1265.837 | check | [45 empty] | TRUE | 4-2014 |  | 616.365 |  |  | 616.365 | 19.787
| 2014-04-19 16:00 | 2014 | 4 | 19 | 16 |  |  | 14.427 | [7 empty] | 447.6698 |  |  |  |  | 14.427 | 447.6698 | 663 | 614.861 | -16.684 | 598.177 | 1261.177 | 1261.177 | check | [45 empty] | TRUE | 4-2014 |  | 447.6698 |  |  | 447.6698 | 14.427
| 2014-04-19 17:00 | 2014 | 4 | 19 | 17 |  |  | 11.645 | [7 empty] | 371.1261 |  |  |  |  | 11.645 | 371.1261 | 652.3 | 619.92 | -16.826 | 603.094 | 1255.395 | 1255.394 | check | [45 empty] | TRUE | 4-2014 |  | 0 |  |  | 371.1261 | 0
| 2014-04-19 18:00 | 2014 | 4 | 19 | 18 |  |  | 15.304 | [7 empty] | 482.076 |  |  |  |  | 15.304 | 482.076 | 657.7 | 622.011 | -17.057 | 604.954 | 1262.654 | 1262.654 | check | [45 empty] | TRUE | 4-2014 |  | 0 |  |  | 482.076 | 0
| 2014-04-19 19:00 | 2014 | 4 | 19 | 19 |  |  | 0 | [7 empty] | 0 |  |  |  |  | 0 | 0 | 650.64 | 612.882 | -16.622 | 596.26 | 1246.9 | 1246.9 | check | [45 empty] | TRUE | 4-2014 |  | 0 |  |  | 0 | 0
| 2014-04-19 20:00 | 2014 | 4 | 19 | 20 |  |  | 91.243 | [7 empty] | 2907.9144 |  |  |  |  | 91.243 | 2907.9144 | 740.7 | 613.407 | -16.664 | 596.743 | 1337.443 | 1337.443 | check | [45 empty] | TRUE | 4-2014 |  | 0 |  |  | 2907.9144 | 0
| 2014-04-19 21:00 | 2014 | 4 | 19 | 21 |  |  | 94.936 | [7 empty] | 3419.5947 |  |  |  |  | 94.936 | 3419.5947 | 720.1 | 639.632 | -17.595 | 622.037 | 1342.136 | 1342.137 | check | [45 empty] | TRUE | 4-2014 |  | 0 |  |  | 3419.5947 | 0
| 2014-04-19 22:00 | 2014 | 4 | 19 | 22 |  |  | 101.882 | [7 empty] | 3571.9829 |  |  |  |  | 101.882 | 3571.9829 | 724.7 | 649.588 | -18.506 | 631.082 | 1355.782 | 1355.782 | check | [45 empty] | TRUE | 4-2014 |  | 0 |  |  | 3571.9829 | 0
| 2014-04-19 23:00 | 2014 | 4 | 19 | 23 |  |  | 24.256 | [7 empty] | 768.6726 |  |  |  |  | 24.256 | 768.6726 | 653.2 | 627.934 | -17.978 | 609.956 | 1263.156 | 1263.156 | check | [45 empty] | TRUE | 4-2014 |  | 0 |  |  | 768.6726 | 0
| 2014-04-20 | 2014 | 4 | 20 | 0 |  |  | 0 | [7 empty] | 0 |  |  |  |  | 0 | 0 | 604.32 | 598.739 | -16.159 | 582.58 | 1186.9 | 1186.9 | check | [45 empty] | TRUE | 4-2014 |  | 0 |  |  | 0 | 0
| 2014-04-20 01:00 | 2014 | 4 | 20 | 1 |  |  | 0 | [7 empty] | 0 |  |  |  |  | 0 | 0 | 609.086 | 573.749 | -16.085 | 557.664 | 1166.75 | 1166.75 | check | [45 empty] | TRUE | 4-2014 |  | 0 |  |  | 0 | 0
| 2014-04-20 02:00 | 2014 | 4 | 20 | 2 |  |  | 0 | [7 empty] | 0 |  |  |  |  | 0 | 0 | 621.778 | 551.104 | -15.283 | 535.821 | 1157.6 | 1157.599 | check | [45 empty] | TRUE | 4-2014 |  | 0 |  |  | 0 | 0
| 2014-04-20 03:00 | 2014 | 4 | 20 | 3 |  |  | 0 | [7 empty] | 0 |  |  |  |  | 0 | 0 | 583.747 | 548.372 | -14.369 | 534.003 | 1117.75 | 1117.75 | check | [45 empty] | TRUE | 4-2014 |  | 0 |  |  | 0 | 0
| 2014-04-20 04:00 | 2014 | 4 | 20 | 4 |  |  | 0 | [7 empty] | 0 |  |  |  |  | 0 | 0 | 587.375 | 546.595 | -14.07 | 532.525 | 1119.9 | 1119.9 | check | [45 empty] | TRUE | 4-2014 |  | 0 |  |  | 0 | 0
| 2014-04-20 05:00 | 2014 | 4 | 20 | 5 |  |  | 0 | [7 empty] | 0 |  |  |  |  | 0 | 0 | 599.751 | 551.441 | -14.592 | 536.849 | 1136.6 | 1136.6 | check | [45 empty] | TRUE | 4-2014 |  | 0 |  |  | 0 | 0
| 2014-04-20 06:00 | 2014 | 4 | 20 | 6 |  |  | 0 | [7 empty] | 0 |  |  |  |  | 0 | 0 | 608.944 | 567.908 | -15.252 | 552.656 | 1161.6 | 1161.6 | check | [45 empty] | TRUE | 4-2014 |  | 0 |  |  | 0 | 0
| 2014-04-20 07:00 | 2014 | 4 | 20 | 7 |  |  | 0 | [7 empty] | 0 |  |  |  |  | 0 | 0 | 590.403 | 594.368 | -15.871 | 578.497 | 1168.9 | 1168.9 | check | [45 empty] | TRUE | 4-2014 |  | 0 |  |  | 0 | 0
| 2014-04-20 08:00 | 2014 | 4 | 20 | 8 |  |  | 0 | [7 empty] | 0 |  |  |  |  | 0 | 0 | 574.02 | 625.588 | -16.708 | 608.88 | 1182.9 | 1182.9 | check | [45 empty] | TRUE | 4-2014 |  | 0 |  |  | 0 | 0
| 2014-04-20 09:00 | 2014 | 4 | 20 | 9 |  |  | 0 | [7 empty] | 0 |  |  |  |  | 0 | 0 | 558.699 | 664.534 | -17.333 | 647.201 | 1205.9 | 1205.9 | check | [45 empty] | TRUE | 4-2014 |  | 0 |  |  | 0 | 0
| 2014-04-20 10:00 | 2014 | 4 | 20 | 10 |  |  | 48.954 | [7 empty] | 1607.1598 |  |  |  |  | 48.954 | 1607.1598 | 602.4 | 659.003 | -17.549 | 641.454 | 1243.854 | 1243.854 | check | [45 empty] | TRUE | 4-2014 |  | 0 |  |  | 1607.1598 | 0
| 2014-04-20 11:00 | 2014 | 4 | 20 | 11 |  |  | 57.937 | [7 empty] | 1855.1427 |  |  |  |  | 57.937 | 1855.1427 | 626.7 | 622.763 | -16.926 | 605.837 | 1232.537 | 1232.537 | check | [45 empty] | TRUE | 4-2014 |  | 0 |  |  | 1855.1427 | 0
| 2014-04-20 12:00 | 2014 | 4 | 20 | 12 |  |  | 86.043 | [7 empty] | 2669.0539 |  |  |  |  | 86.043 | 2669.0539 | 616.1 | 596.778 | -16.085 | 580.693 | 1196.793 | 1196.793 | check | [45 empty] | TRUE | 4-2014 |  | 2634.9319 |  |  | 2669.0539 | 84.943
| 2014-04-20 13:00 | 2014 | 4 | 20 | 13 |  |  | 121.339 | [7 empty] | 3702.0529 |  |  |  |  | 121.339 | 3702.0529 | 613.9 | 598.87 | -15.38 | 583.49 | 1197.389 | 1197.39 | check | [45 empty] | TRUE | 4-2014 |  | 3094.9344 |  |  | 3702.0529 | 101.44
| 2014-04-20 14:00 | 2014 | 4 | 20 | 14 |  |  | 169.778 | [7 empty] | 5140.8778 |  |  |  |  | 169.778 | 5140.8778 | 609.9 | 609.81 | -15.182 | 594.628 | 1204.528 | 1204.528 | check | [45 empty] | TRUE | 4-2014 |  | 3478.5058 |  |  | 5140.8778 | 114.878
| 2014-04-20 15:00 | 2014 | 4 | 20 | 15 |  |  | 149.053 | [7 empty] | 4368.7434 |  |  |  |  | 149.053 | 4368.7434 | 583.4 | 595.77 | -14.368 | 581.402 | 1164.803 | 1164.802 | check | [45 empty] | TRUE | 4-2014 |  | 3038.0401 |  |  | 4368.7434 | 103.652
| 2014-04-20 16:00 | 2014 | 4 | 20 | 16 |  |  | 174.551 | [7 empty] | 5025.3233 |  |  |  |  | 174.551 | 5025.3233 | 563.9 | 600.623 | -13.772 | 586.851 | 1150.751 | 1150.751 | check | [45 empty] | TRUE | 4-2014 |  | 3761.4423 |  |  | 5025.3233 | 130.651
| 2014-04-20 17:00 | 2014 | 4 | 20 | 17 |  |  | 175.855 | [7 empty] | 5029.453 |  |  |  |  | 175.855 | 5029.453 | 564.6 | 610.102 | -13.747 | 596.355 | 1160.955 | 1160.955 | check | [45 empty] | TRUE | 4-2014 |  | 4041.323 |  |  | 5029.453 | 141.305
| 2014-04-20 18:00 | 2014 | 4 | 20 | 18 |  |  | 148.047 | [7 empty] | 4306.6872 |  |  |  |  | 148.047 | 4306.6872 | 571.7 | 615.36 | -14.113 | 601.247 | 1172.947 | 1172.947 | check | [45 empty] | TRUE | 4-2014 |  | 3641.9807 |  |  | 4306.6872 | 125.197
| 2014-04-20 19:00 | 2014 | 4 | 20 | 19 |  |  | 125.358 | [7 empty] | 3451.1057 |  |  |  |  | 125.358 | 3451.1057 | 579 | 619.004 | -13.945 | 605.059 | 1184.058 | 1184.059 | check | [45 empty] | TRUE | 4-2014 |  | 3229.5168 |  |  | 3451.1057 | 117.309
| 2014-04-20 20:00 | 2014 | 4 | 20 | 20 |  |  | 143.686 | [7 empty] | 4204.2524 |  |  |  |  | 143.686 | 4204.2524 | 595.5 | 624.247 | -14.661 | 609.586 | 1205.086 | 1205.086 | check | [45 empty] | TRUE | 4-2014 |  | 3556.1434 |  |  | 4204.2524 | 121.536
| 2014-04-20 21:00 | 2014 | 4 | 20 | 21 |  |  | 154.657 | [7 empty] | 5126.8795 |  |  |  |  | 154.657 | 5126.8795 | 604 | 643.366 | -16.56 | 626.806 | 1230.807 | 1230.806 | check | [45 empty] | TRUE | 4-2014 |  | 0 |  |  | 5126.8795 | 0
| 2014-04-20 22:00 | 2014 | 4 | 20 | 22 |  |  | 98.822 | [7 empty] | 3222.5854 |  |  |  |  | 98.822 | 3222.5854 | 612.7 | 644.451 | -17.879 | 626.572 | 1239.272 | 1239.272 | check | [45 empty] | TRUE | 4-2014 |  | 0 |  |  | 3222.5854 | 0
| 2014-04-20 23:00 | 2014 | 4 | 20 | 23 |  |  | 54.923 | [7 empty] | 1689.9807 |  |  |  |  | 54.923 | 1689.9807 | 600.9 | 612.664 | -17.341 | 595.323 | 1196.223 | 1196.223 | check | [45 empty] | TRUE | 4-2014 |  | 1689.9807 |  |  | 1689.9807 | 54.923
| 2014-04-21 | 2014 | 4 | 21 | 0 |  |  | 23.72 | [7 empty] | 653.2488 |  |  |  |  | 23.72 | 653.2488 | 542.7 | 569.383 | -14.913 | 554.47 | 1097.17 | 1097.17 | check | [45 empty] | TRUE | 4-2014 |  | 653.2488 |  |  | 653.2488 | 23.72
| 2014-04-21 01:00 | 2014 | 4 | 21 | 1 |  |  | 117.284 | [7 empty] | 2720.9888 |  |  |  |  | 117.284 | 2720.9888 | 571.2 | 547.815 | -13.431 | 534.384 | 1105.584 | 1105.584 | check | [45 empty] | TRUE | 4-2014 |  | 2720.9888 |  |  | 2720.9888 | 117.284
| 2014-04-21 02:00 | 2014 | 4 | 21 | 2 |  |  | 46.879 | [7 empty] | 1260.5763 |  |  |  |  | 46.879 | 1260.5763 | 513.8 | 560.684 | -13.305 | 547.379 | 1061.179 | 1061.179 | check | [45 empty] | TRUE | 4-2014 |  | 1260.5763 |  |  | 1260.5763 | 46.879
| 2014-04-21 03:00 | 2014 | 4 | 21 | 3 |  |  | 51.253 | [7 empty] | 1379.2182 |  |  |  |  | 51.253 | 1379.2182 | 501.5 | 553.413 | -13.91 | 539.503 | 1041.003 | 1041.003 | check | [45 empty] | TRUE | 4-2014 |  | 1379.2182 |  |  | 1379.2182 | 51.253
| 2014-04-21 04:00 | 2014 | 4 | 21 | 4 |  |  | 92.104 | [7 empty] | 2327.4681 |  |  |  |  | 92.104 | 2327.4681 | 502.7 | 565.974 | -14.269 | 551.705 | 1054.404 | 1054.405 | check | [45 empty] | TRUE | 4-2014 |  | 2327.4681 |  |  | 2327.4681 | 92.104
| 2014-04-21 05:00 | 2014 | 4 | 21 | 5 |  |  | 98.409 | [7 empty] | 2699.3589 |  |  |  |  | 98.409 | 2699.3589 | 519.2 | 580.281 | -14.322 | 565.959 | 1085.159 | 1085.159 | check | [45 empty] | TRUE | 4-2014 |  | 2699.3589 |  |  | 2699.3589 | 98.409
| 2014-04-21 06:00 | 2014 | 4 | 21 | 6 |  |  | 40.56 | [7 empty] | 1260.1992 |  |  |  |  | 40.56 | 1260.1992 | 542.4 | 624.302 | -16.442 | 607.86 | 1150.26 | 1150.26 | check | [45 empty] | TRUE | 4-2014 |  | 1260.1992 |  |  | 1260.1992 | 40.56
| 2014-04-21 07:00 | 2014 | 4 | 21 | 7 |  |  | 26.636 | [7 empty] | 1032.9441 |  |  |  |  | 26.636 | 1032.9441 | 483.5 | 705.5 | -18.564 | 686.936 | 1170.436 | 1170.436 | check | [45 empty] | TRUE | 4-2014 |  | 0 |  |  | 1032.9441 | 0
| 2014-04-21 08:00 | 2014 | 4 | 21 | 8 |  |  | 7.1 | [7 empty] | 262.132 |  |  |  |  | 7.1 | 262.132 | 444.9 | 750.86 | -20.16 | 730.7 | 1175.6 | 1175.6 | check | [45 empty] | TRUE | 4-2014 |  | 0 |  |  | 262.132 | 0
| 2014-04-21 09:00 | 2014 | 4 | 21 | 9 |  |  | 0 | [7 empty] | 0 |  |  |  |  | 0 | 0 | 466.05 | 759.981 | -20.73 | 739.251 | 1205.3 | 1205.301 | check | [45 empty] | TRUE | 4-2014 |  | 0 |  |  | 0 | 0
| 2014-04-21 10:00 | 2014 | 4 | 21 | 10 |  |  | 0 | [7 empty] | 0 |  |  |  |  | 0 | 0 | 495.169 | 748.885 | -20.405 | 728.48 | 1223.65 | 1223.649 | check | [45 empty] | TRUE | 4-2014 |  | 0 |  |  | 0 | 0
| 2014-04-21 11:00 | 2014 | 4 | 21 | 11 |  |  | 0 | [7 empty] | 0 |  |  |  |  | 0 | 0 | 516.623 | 734.155 | -20.178 | 713.977 | 1230.6 | 1230.6 | check | [45 empty] | TRUE | 4-2014 |  | 0 |  |  | 0 | 0
| 2014-04-21 12:00 | 2014 | 4 | 21 | 12 |  |  | 0 | [7 empty] | 0 |  |  |  |  | 0 | 0 | 536.764 | 735.154 | -20.168 | 714.986 | 1251.75 | 1251.75 | check | [45 empty] | TRUE | 4-2014 |  | 0 |  |  | 0 | 0
| 2014-04-21 13:00 | 2014 | 4 | 21 | 13 |  |  | 0 | [7 empty] | 0 |  |  |  |  | 0 | 0 | 552.074 | 738.445 | -20.619 | 717.826 | 1269.9 | 1269.9 | check | [45 empty] | TRUE | 4-2014 |  | 0 |  |  | 0 | 0
| 2014-04-21 14:00 | 2014 | 4 | 21 | 14 |  |  | 0 | [7 empty] | 0 |  |  |  |  | 0 | 0 | 569.641 | 742.858 | -22.05 | 720.808 | 1290.45 | 1290.449 | check | [45 empty] | TRUE | 4-2014 |  | 0 |  |  | 0 | 0
| 2014-04-21 15:00 | 2014 | 4 | 21 | 15 |  |  | 0 | [7 empty] | 0 |  |  |  |  | 0 | 0 | 627.253 | 754.565 | -23.468 | 731.097 | 1358.35 | 1358.35 | check | [45 empty] | TRUE | 4-2014 |  | 0 |  |  | 0 | 0
| 2014-04-21 16:00 | 2014 | 4 | 21 | 16 |  |  | 0 | [7 empty] | 0 |  |  |  |  | 0 | 0 | 633.579 | 760.176 | -23.855 | 736.321 | 1369.9 | 1369.9 | check | [45 empty] | TRUE | 4-2014 |  | 0 |  |  | 0 | 0
| 2014-04-21 17:00 | 2014 | 4 | 21 | 17 |  |  | 0 | [7 empty] | 0 |  |  |  |  | 0 | 0 | 631.442 | 761.761 | -24.053 | 737.708 | 1369.15 | 1369.15 | check | [45 empty] | TRUE | 4-2014 |  | 0 |  |  | 0 | 0
| 2014-04-21 18:00 | 2014 | 4 | 21 | 18 |  |  | 0 | [7 empty] | 0 |  |  |  |  | 0 | 0 | 644.983 | 754.736 | -23.369 | 731.367 | 1376.35 | 1376.35 | check | [45 empty] | TRUE | 4-2014 |  | 0 |  |  | 0 | 0
| 2014-04-21 19:00 | 2014 | 4 | 21 | 19 |  |  | 0 | [7 empty] | 0 |  |  |  |  | 0 | 0 | 655.958 | 743.01 | -22.968 | 720.042 | 1376 | 1376 | check | [45 empty] | TRUE | 4-2014 |  | 0 |  |  | 0 | 0
| 2014-04-21 20:00 | 2014 | 4 | 21 | 20 |  |  | 0 | [7 empty] | 0 |  |  |  |  | 0 | 0 | 658.234 | 733.237 | -22.521 | 710.716 | 1368.95 | 1368.95 | check | [45 empty] | TRUE | 4-2014 |  | 0 |  |  | 0 | 0
| 2014-04-21 21:00 | 2014 | 4 | 21 | 21 |  |  | 0 | [7 empty] | 0 |  |  |  |  | 0 | 0 | 581.262 | 756.548 | -23.06 | 733.488 | 1314.75 | 1314.75 | check | [45 empty] | TRUE | 4-2014 |  | 0 |  |  | 0 | 0
| 2014-04-21 22:00 | 2014 | 4 | 21 | 22 |  |  | 0 | [7 empty] | 0 |  |  |  |  | 0 | 0 | 572.029 | 743.059 | -20.939 | 722.12 | 1294.15 | 1294.149 | check | [45 empty] | TRUE | 4-2014 |  | 0 |  |  | 0 | 0
| 2014-04-21 23:00 | 2014 | 4 | 21 | 23 |  |  | 0 | [7 empty] | 0 |  |  |  |  | 0 | 0 | 618.945 | 694.03 | -18.675 | 675.355 | 1294.3 | 1294.3 | check | [45 empty] | TRUE | 4-2014 |  | 0 |  |  | 0 | 0
| 2014-04-22 | 2014 | 4 | 22 | 0 |  |  | 0 | [7 empty] | 0 |  |  |  |  | 0 | 0 | 619.09 | 643.253 | -18.343 | 624.91 | 1244 | 1244 | check | [45 empty] | TRUE | 4-2014 |  | 0 |  |  | 0 | 0
| 2014-04-22 01:00 | 2014 | 4 | 22 | 1 |  |  | 7.26 | [7 empty] | 202.9896 |  |  |  |  | 7.26 | 202.9896 | 572.4 | 593.148 | -17.088 | 576.06 | 1148.46 | 1148.46 | check | [45 empty] | TRUE | 4-2014 |  | 0 |  |  | 202.9896 | 0
| 2014-04-22 02:00 | 2014 | 4 | 22 | 2 |  |  | 58.232 | [7 empty] | 1476.7635 |  |  |  |  | 58.232 | 1476.7635 | 554.8 | 569.7 | -15.868 | 553.832 | 1108.632 | 1108.632 | check | [45 empty] | TRUE | 4-2014 |  | 1476.7635 |  |  | 1476.7635 | 58.232
| 2014-04-22 03:00 | 2014 | 4 | 22 | 3 |  |  | 106.793 | [7 empty] | 2472.258 |  |  |  |  | 106.793 | 2472.258 | 545.3 | 553.541 | -15.298 | 538.243 | 1083.543 | 1083.543 | check | [45 empty] | TRUE | 4-2014 |  | 2472.258 |  |  | 2472.258 | 106.793
| 2014-04-22 04:00 | 2014 | 4 | 22 | 4 |  |  | 104.166 | [7 empty] | 2517.6922 |  |  |  |  | 104.166 | 2517.6922 | 547.7 | 548.328 | -14.662 | 533.666 | 1081.366 | 1081.366 | check | [45 empty] | TRUE | 4-2014 |  | 2517.6922 |  |  | 2517.6922 | 104.166
| 2014-04-22 05:00 | 2014 | 4 | 22 | 5 |  |  | 57.229 | [7 empty] | 1388.9478 |  |  |  |  | 57.229 | 1388.9478 | 558.2 | 556.262 | -15.783 | 540.479 | 1098.679 | 1098.679 | check | [45 empty] | TRUE | 4-2014 |  | 1388.9478 |  |  | 1388.9478 | 57.229
| 2014-04-22 06:00 | 2014 | 4 | 22 | 6 |  |  | 71.029 | [7 empty] | 1976.7371 |  |  |  |  | 71.029 | 1976.7371 | 595.9 | 585.492 | -17.162 | 568.33 | 1164.229 | 1164.23 | check | [45 empty] | TRUE | 4-2014 |  | 0 |  |  | 1976.7371 | 0
| 2014-04-22 07:00 | 2014 | 4 | 22 | 7 |  |  | 153.668 | [7 empty] | 4946.5729 |  |  |  |  | 153.668 | 4946.5729 | 637 | 654.531 | -18.713 | 635.818 | 1272.818 | 1272.818 | check | [45 empty] | TRUE | 4-2014 |  | 600.9229 |  |  | 4946.5729 | 18.668
| 2014-04-22 08:00 | 2014 | 4 | 22 | 8 |  |  | 125.385 | [7 empty] | 5126.9927 |  |  |  |  | 125.385 | 5126.9927 | 678.1 | 669.187 | -19.302 | 649.885 | 1327.985 | 1327.985 | check | [45 empty] | TRUE | 4-2014 |  | 0 |  |  | 5126.9927 | 0
| 2014-04-22 09:00 | 2014 | 4 | 22 | 9 |  |  | 76.307 | [7 empty] | 2901.1921 |  |  |  |  | 76.307 | 2901.1921 | 694.9 | 679.352 | -19.344 | 660.008 | 1354.907 | 1354.908 | check | [45 empty] | TRUE | 4-2014 |  | 0 |  |  | 2901.1921 | 0
| 2014-04-22 10:00 | 2014 | 4 | 22 | 10 |  |  | 77.3 | [7 empty] | 2859.327 |  |  |  |  | 77.3 | 2859.327 | 684.7 | 697.843 | -20.093 | 677.75 | 1362.45 | 1362.45 | check | [45 empty] | TRUE | 4-2014 |  | 0 |  |  | 2859.327 | 0
| 2014-04-22 11:00 | 2014 | 4 | 22 | 11 |  |  | 82.151 | [7 empty] | 5353.7807 |  |  |  |  | 82.151 | 5353.7807 | 686.8 | 702.065 | -19.415 | 682.65 | 1369.451 | 1369.45 | check | [45 empty] | TRUE | 4-2014 |  | 0 |  |  | 5353.7807 | 0
| 2014-04-22 12:00 | 2014 | 4 | 22 | 12 |  |  | 102.281 | [7 empty] | 3832.4691 |  |  |  |  | 102.281 | 3832.4691 | 690.3 | 717.164 | -20.034 | 697.13 | 1387.431 | 1387.43 | check | [45 empty] | TRUE | 4-2014 |  | 0 |  |  | 3832.4691 | 0
| 2014-04-22 13:00 | 2014 | 4 | 22 | 13 |  |  | 103.121 | [7 empty] | 5577.8149 |  |  |  |  | 103.121 | 5577.8149 | 690 | 711.796 | -19.675 | 692.121 | 1382.121 | 1382.121 | check | [45 empty] | TRUE | 4-2014 |  | 0 |  |  | 5577.8149 | 0
| 2014-04-22 14:00 | 2014 | 4 | 22 | 14 |  |  | 110.798 | [7 empty] | 6510.4905 |  |  |  |  | 110.798 | 6510.4905 | 691 | 717.456 | -20.508 | 696.948 | 1387.948 | 1387.948 | check | [45 empty] | TRUE | 4-2014 |  | 0 |  |  | 6510.4905 | 0
| 2014-04-22 15:00 | 2014 | 4 | 22 | 15 |  |  | 118.215 | [7 empty] | 5260.5675 |  |  |  |  | 118.215 | 5260.5675 | 697.9 | 717.825 | -20.21 | 697.615 | 1395.515 | 1395.515 | check | [45 empty] | TRUE | 4-2014 |  | 0 |  |  | 5260.5675 | 0
| 2014-04-22 16:00 | 2014 | 4 | 22 | 16 |  |  | 119.184 | [7 empty] | 6735.0878 |  |  |  |  | 119.184 | 6735.0878 | 704.7 | 711.453 | -20.52 | 690.933 | 1395.634 | 1395.633 | check | [45 empty] | TRUE | 4-2014 |  | 0 |  |  | 6735.0878 | 0
| 2014-04-22 17:00 | 2014 | 4 | 22 | 17 |  |  | 119.073 | [7 empty] | 7286.0769 |  |  |  |  | 119.073 | 7286.0769 | 700.3 | 714.636 | -21.563 | 693.073 | 1393.373 | 1393.373 | check | [45 empty] | TRUE | 4-2014 |  | 0 |  |  | 7286.0769 | 0
| 2014-04-22 18:00 | 2014 | 4 | 22 | 18 |  |  | 119.153 | [7 empty] | 5697.8965 |  |  |  |  | 119.153 | 5697.8965 | 703.3 | 714.499 | -22.496 | 692.003 | 1395.303 | 1395.303 | check | [45 empty] | TRUE | 4-2014 |  | 0 |  |  | 5697.8965 | 0
| 2014-04-22 19:00 | 2014 | 4 | 22 | 19 |  |  | 105.004 | [7 empty] | 4047.9042 |  |  |  |  | 105.004 | 4047.9042 | 698.9 | 706.047 | -22.343 | 683.704 | 1382.604 | 1382.604 | check | [45 empty] | TRUE | 4-2014 |  | 0 |  |  | 4047.9042 | 0
| 2014-04-22 20:00 | 2014 | 4 | 22 | 20 |  |  | 55.679 | [7 empty] | 2188.7415 |  |  |  |  | 55.679 | 2188.7415 | 663.6 | 691.786 | -21.258 | 670.528 | 1334.129 | 1334.128 | check | [45 empty] | TRUE | 4-2014 |  | 0 |  |  | 2188.7415 | 0
| 2014-04-22 21:00 | 2014 | 4 | 22 | 21 |  |  | 35.537 | [7 empty] | 1680.9001 |  |  |  |  | 35.537 | 1680.9001 | 621.5 | 715.31 | -21.373 | 693.937 | 1315.437 | 1315.437 | check | [45 empty] | TRUE | 4-2014 |  | 0 |  |  | 1680.9001 | 0
| 2014-04-22 22:00 | 2014 | 4 | 22 | 22 |  |  | 37.493 | [7 empty] | 1507.2186 |  |  |  |  | 37.493 | 1507.2186 | 624.2 | 714.03 | -20.587 | 693.443 | 1317.643 | 1317.643 | check | [45 empty] | TRUE | 4-2014 |  | 0 |  |  | 1507.2186 | 0
| 2014-04-22 23:00 | 2014 | 4 | 22 | 23 |  |  | 21.333 | [7 empty] | 725.962 |  |  |  |  | 21.333 | 725.962 | 661.2 | 662.382 | -19.1 | 643.282 | 1304.483 | 1304.482 | check | [45 empty] | TRUE | 4-2014 |  | 0 |  |  | 725.962 | 0
| 2014-04-23 | 2014 | 4 | 23 | 0 |  |  | 0 | [7 empty] | 0 |  |  |  |  | 0 | 0 | 672.681 | 616.731 | -19.112 | 597.619 | 1270.3 | 1270.3 | check | [45 empty] | TRUE | 4-2014 |  | 0 |  |  | 0 | 0
| 2014-04-23 01:00 | 2014 | 4 | 23 | 1 |  |  | 0 | [7 empty] | 0 |  |  |  |  | 0 | 0 | 679.651 | 578.182 | -18.233 | 559.949 | 1239.6 | 1239.6 | check | [45 empty] | TRUE | 4-2014 |  | 0 |  |  | 0 | 0
| 2014-04-23 02:00 | 2014 | 4 | 23 | 2 |  |  | 0 | [7 empty] | 0 |  |  |  |  | 0 | 0 | 672.944 | 549.691 | -15.485 | 534.206 | 1207.15 | 1207.15 | check | [45 empty] | TRUE | 4-2014 |  | 0 |  |  | 0 | 0
| 2014-04-23 03:00 | 2014 | 4 | 23 | 3 |  |  | 0 | [7 empty] | 0 |  |  |  |  | 0 | 0 | 632.318 | 543.868 | -14.586 | 529.282 | 1161.6 | 1161.6 | check | [45 empty] | TRUE | 4-2014 |  | 0 |  |  | 0 | 0
| 2014-04-23 04:00 | 2014 | 4 | 23 | 4 |  |  | 0 | [7 empty] | 0 |  |  |  |  | 0 | 0 | 581.863 | 548.294 | -14.457 | 533.837 | 1115.7 | 1115.7 | check | [45 empty] | TRUE | 4-2014 |  | 0 |  |  | 0 | 0
| 2014-04-23 05:00 | 2014 | 4 | 23 | 5 |  |  | 0 | [7 empty] | 0 |  |  |  |  | 0 | 0 | 555.776 | 557.723 | -15.198 | 542.525 | 1098.3 | 1098.301 | check | [45 empty] | TRUE | 4-2014 |  | 0 |  |  | 0 | 0
| 2014-04-23 06:00 | 2014 | 4 | 23 | 6 |  |  | 0 | [7 empty] | 0 |  |  |  |  | 0 | 0 | 532.034 | 605.517 | -17.101 | 588.416 | 1120.45 | 1120.45 | check | [45 empty] | TRUE | 4-2014 |  | 0 |  |  | 0 | 0
| 2014-04-23 07:00 | 2014 | 4 | 23 | 7 |  |  | 0 | [7 empty] | 0 |  |  |  |  | 0 | 0 | 549.136 | 701.52 | -20.506 | 681.014 | 1230.15 | 1230.15 | check | [45 empty] | TRUE | 4-2014 |  | 0 |  |  | 0 | 0
| 2014-04-23 08:00 | 2014 | 4 | 23 | 8 |  |  | 0 | [7 empty] | 0 |  |  |  |  | 0 | 0 | 564.408 | 742.727 | -22.535 | 720.192 | 1284.6 | 1284.6 | check | [45 empty] | TRUE | 4-2014 |  | 0 |  |  | 0 | 0
| 2014-04-23 09:00 | 2014 | 4 | 23 | 9 |  |  | 0 | [7 empty] | 0 |  |  |  |  | 0 | 0 | 518.396 | 761.415 | -23.211 | 738.204 | 1256.6 | 1256.6 | check | [45 empty] | TRUE | 4-2014 |  | 0 |  |  | 0 | 0
| 2014-04-23 10:00 | 2014 | 4 | 23 | 10 |  |  | 0 | [7 empty] | 0 |  |  |  |  | 0 | 0 | 539.189 | 741.485 | -23.374 | 718.111 | 1257.3 | 1257.3 | check | [45 empty] | TRUE | 4-2014 |  | 0 |  |  | 0 | 0
| 2014-04-23 11:00 | 2014 | 4 | 23 | 11 |  |  | 0 | [7 empty] | 0 |  |  |  |  | 0 | 0 | 555.07 | 725.282 | -22.902 | 702.38 | 1257.45 | 1257.45 | check | [45 empty] | TRUE | 4-2014 |  | 0 |  |  | 0 | 0
| 2014-04-23 12:00 | 2014 | 4 | 23 | 12 |  |  | 0 | [7 empty] | 0 |  |  |  |  | 0 | 0 | 564.65 | 716.239 | -22.739 | 693.5 | 1258.15 | 1258.15 | check | [45 empty] | TRUE | 4-2014 |  | 0 |  |  | 0 | 0
| 2014-04-23 13:00 | 2014 | 4 | 23 | 13 |  |  | 78.432 | [7 empty] | 6160.0493 |  |  |  |  | 78.432 | 6160.0493 | 659.1 | 706.175 | -22.243 | 683.932 | 1343.032 | 1343.032 | check | [45 empty] | TRUE | 4-2014 |  | 0 |  |  | 6160.0493 | 0
| 2014-04-23 14:00 | 2014 | 4 | 23 | 14 |  |  | 89.99 | [7 empty] | 5750.361 |  |  |  |  | 89.99 | 5750.361 | 727.1 | 701.136 | -22.245 | 678.891 | 1405.99 | 1405.991 | check | [45 empty] | TRUE | 4-2014 |  | 0 |  |  | 5750.361 | 0
| 2014-04-23 15:00 | 2014 | 4 | 23 | 15 |  |  | 24.072 | [7 empty] | 1444.8014 |  |  |  |  | 24.072 | 1444.8014 | 738.1 | 695.185 | -20.913 | 674.272 | 1412.372 | 1412.372 | check | [45 empty] | TRUE | 4-2014 |  | 0 |  |  | 1444.8014 | 0
| 2014-04-23 16:00 | 2014 | 4 | 23 | 16 |  |  | 0 | [7 empty] | 0 |  |  |  |  | 0 | 0 | 770.14 | 686.219 | -19.908 | 666.311 | 1436.45 | 1436.451 | check | [45 empty] | TRUE | 4-2014 |  | 0 |  |  | 0 | 0
| 2014-04-23 17:00 | 2014 | 4 | 23 | 17 |  |  | 0 | [7 empty] | 0 |  |  |  |  | 0 | 0 | 778.344 | 678.785 | -18.979 | 659.806 | 1438.15 | 1438.15 | check | [45 empty] | TRUE | 4-2014 |  | 0 |  |  | 0 | 0
| 2014-04-23 18:00 | 2014 | 4 | 23 | 18 |  |  | 0 | [7 empty] | 0 |  |  |  |  | 0 | 0 | 780.366 | 678.194 | -18.96 | 659.234 | 1439.6 | 1439.6 | check | [45 empty] | TRUE | 4-2014 |  | 0 |  |  | 0 | 0
| 2014-04-23 19:00 | 2014 | 4 | 23 | 19 |  |  | 0 | [7 empty] | 0 |  |  |  |  | 0 | 0 | 801.095 | 670.503 | -19.098 | 651.405 | 1452.5 | 1452.5 | check | [45 empty] | TRUE | 4-2014 |  | 0 |  |  | 0 | 0
| 2014-04-23 20:00 | 2014 | 4 | 23 | 20 |  |  | 0 | [7 empty] | 0 |  |  |  |  | 0 | 0 | 858.654 | 668.466 | -19.37 | 649.096 | 1507.75 | 1507.75 | check | [45 empty] | TRUE | 4-2014 |  | 0 |  |  | 0 | 0
| 2014-04-23 21:00 | 2014 | 4 | 23 | 21 |  |  | 0 | [7 empty] | 0 |  |  |  |  | 0 | 0 | 879.994 | 700.991 | -21.085 | 679.906 | 1559.9 | 1559.9 | check | [45 empty] | TRUE | 4-2014 |  | 0 |  |  | 0 | 0
| 2014-04-23 22:00 | 2014 | 4 | 23 | 22 |  |  | 0 | [7 empty] | 0 |  |  |  |  | 0 | 0 | 875.926 | 711.711 | -20.038 | 691.673 | 1567.6 | 1567.599 | check | [45 empty] | TRUE | 4-2014 |  | 0 |  |  | 0 | 0
| 2014-04-23 23:00 | 2014 | 4 | 23 | 23 |  |  | 0 | [7 empty] | 0 |  |  |  |  | 0 | 0 | 898.664 | 686.576 | -18.791 | 667.785 | 1566.45 | 1566.449 | check | [45 empty] | TRUE | 4-2014 |  | 0 |  |  | 0 | 0
| 2014-04-24 | 2014 | 4 | 24 | 0 |  |  | 0 | [7 empty] | 0 |  |  |  |  | 0 | 0 | 930.226 | 654.07 | -17.847 | 636.223 | 1566.45 | 1566.449 | check | [45 empty] | TRUE | 4-2014 |  | 0 |  |  | 0 | 0
| 2014-04-24 01:00 | 2014 | 4 | 24 | 1 |  |  | 0 | [7 empty] | 0 |  |  |  |  | 0 | 0 | 941.064 | 623.749 | -19.063 | 604.686 | 1545.75 | 1545.75 | check | [45 empty] | TRUE | 4-2014 |  | 0 |  |  | 0 | 0
| 2014-04-24 02:00 | 2014 | 4 | 24 | 2 |  |  | 0 | [7 empty] | 0 |  |  |  |  | 0 | 0 | 939.836 | 610.263 | -18.649 | 591.614 | 1531.45 | 1531.45 | check | [45 empty] | TRUE | 4-2014 |  | 0 |  |  | 0 | 0
| 2014-04-24 03:00 | 2014 | 4 | 24 | 3 |  |  | 0 | [7 empty] | 0 |  |  |  |  | 0 | 0 | 901.933 | 603.314 | -18.798 | 584.516 | 1486.45 | 1486.449 | check | [45 empty] | TRUE | 4-2014 |  | 0 |  |  | 0 | 0
| 2014-04-24 04:00 | 2014 | 4 | 24 | 4 |  |  | 0 | [7 empty] | 0 |  |  |  |  | 0 | 0 | 876.776 | 615.099 | -19.274 | 595.825 | 1472.6 | 1472.601 | check | [45 empty] | TRUE | 4-2014 |  | 0 |  |  | 0 | 0
| 2014-04-24 05:00 | 2014 | 4 | 24 | 5 |  |  | 0 | [7 empty] | 0 |  |  |  |  | 0 | 0 | 880.701 | 632.781 | -21.032 | 611.749 | 1492.45 | 1492.45 | check | [45 empty] | TRUE | 4-2014 |  | 0 |  |  | 0 | 0
| 2014-04-24 06:00 | 2014 | 4 | 24 | 6 |  |  | 0 | [7 empty] | 0 |  |  |  |  | 0 | 0 | 874.205 | 672.387 | -21.142 | 651.245 | 1525.45 | 1525.45 | check | [45 empty] | TRUE | 4-2014 |  | 0 |  |  | 0 | 0
| 2014-04-24 07:00 | 2014 | 4 | 24 | 7 |  |  | 0 | [7 empty] | 0 |  |  |  |  | 0 | 0 | 801.203 | 752.088 | -22.691 | 729.397 | 1530.6 | 1530.6 | check | [45 empty] | TRUE | 4-2014 |  | 0 |  |  | 0 | 0
| 2014-04-24 08:00 | 2014 | 4 | 24 | 8 |  |  | 0 | [7 empty] | 0 |  |  |  |  | 0 | 0 | 724.719 | 789.424 | -24.393 | 765.031 | 1489.75 | 1489.75 | check | [45 empty] | TRUE | 4-2014 |  | 0 |  |  | 0 | 0
| 2014-04-24 09:00 | 2014 | 4 | 24 | 9 |  |  | 0 | [7 empty] | 0 |  |  |  |  | 0 | 0 | 691.233 | 787.166 | -24.499 | 762.667 | 1453.9 | 1453.9 | check | [45 empty] | TRUE | 4-2014 |  | 0 |  |  | 0 | 0
| 2014-04-24 10:00 | 2014 | 4 | 24 | 10 |  |  | 0 | [7 empty] | 0 |  |  |  |  | 0 | 0 | 713.442 | 767.647 | -25.489 | 742.158 | 1455.6 | 1455.6 | check | [45 empty] | TRUE | 4-2014 |  | 0 |  |  | 0 | 0
| 2014-04-24 11:00 | 2014 | 4 | 24 | 11 |  |  | 0 | [7 empty] | 0 |  |  |  |  | 0 | 0 | 741.399 | 737.594 | -23.392 | 714.202 | 1455.6 | 1455.601 | check | [45 empty] | TRUE | 4-2014 |  | 0 |  |  | 0 | 0
| 2014-04-24 12:00 | 2014 | 4 | 24 | 12 |  |  | 0 | [7 empty] | 0 |  |  |  |  | 0 | 0 | 774.393 | 704.521 | -21.863 | 682.658 | 1457.05 | 1457.051 | check | [45 empty] | TRUE | 4-2014 |  | 0 |  |  | 0 | 0
| 2014-04-24 13:00 | 2014 | 4 | 24 | 13 |  |  | 0 | [7 empty] | 0 |  |  |  |  | 0 | 0 | 772.815 | 702.923 | -22.288 | 680.635 | 1453.45 | 1453.45 | check | [45 empty] | TRUE | 4-2014 |  | 0 |  |  | 0 | 0
| 2014-04-24 14:00 | 2014 | 4 | 24 | 14 |  |  | 0 | [7 empty] | 0 |  |  |  |  | 0 | 0 | 779.077 | 694.834 | -22.161 | 672.673 | 1451.75 | 1451.75 | check | [45 empty] | TRUE | 4-2014 |  | 0 |  |  | 0 | 0
| 2014-04-24 15:00 | 2014 | 4 | 24 | 15 |  |  | 0 | [7 empty] | 0 |  |  |  |  | 0 | 0 | 775.062 | 697.466 | -21.628 | 675.838 | 1450.9 | 1450.9 | check | [45 empty] | TRUE | 4-2014 |  | 0 |  |  | 0 | 0
| 2014-04-24 16:00 | 2014 | 4 | 24 | 16 |  |  | 0 | [7 empty] | 0 |  |  |  |  | 0 | 0 | 777.879 | 695.072 | -21.502 | 673.57 | 1451.45 | 1451.449 | check | [45 empty] | TRUE | 4-2014 |  | 0 |  |  | 0 | 0
| 2014-04-24 17:00 | 2014 | 4 | 24 | 17 |  |  | 0 | [7 empty] | 0 |  |  |  |  | 0 | 0 | 773.03 | 701.871 | -22.3 | 679.571 | 1452.6 | 1452.601 | check | [45 empty] | TRUE | 4-2014 |  | 0 |  |  | 0 | 0
| 2014-04-24 18:00 | 2014 | 4 | 24 | 18 |  |  | 0 | [7 empty] | 0 |  |  |  |  | 0 | 0 | 772.473 | 702.119 | -23.143 | 678.976 | 1451.45 | 1451.449 | check | [45 empty] | TRUE | 4-2014 |  | 0 |  |  | 0 | 0
| 2014-04-24 19:00 | 2014 | 4 | 24 | 19 |  |  | 0 | [7 empty] | 0 |  |  |  |  | 0 | 0 | 784.971 | 687.365 | -21.736 | 665.629 | 1450.6 | 1450.6 | check | [45 empty] | TRUE | 4-2014 |  | 0 |  |  | 0 | 0
| 2014-04-24 20:00 | 2014 | 4 | 24 | 20 |  |  | 0 | [7 empty] | 0 |  |  |  |  | 0 | 0 | 824.573 | 682.828 | -20.501 | 662.327 | 1486.9 | 1486.9 | check | [45 empty] | TRUE | 4-2014 |  | 0 |  |  | 0 | 0
| 2014-04-24 21:00 | 2014 | 4 | 24 | 21 |  |  | 0 | [7 empty] | 0 |  |  |  |  | 0 | 0 | 854.541 | 713.477 | -19.668 | 693.809 | 1548.35 | 1548.35 | check | [45 empty] | TRUE | 4-2014 |  | 0 |  |  | 0 | 0
| 2014-04-24 22:00 | 2014 | 4 | 24 | 22 |  |  | 0 | [7 empty] | 0 |  |  |  |  | 0 | 0 | 883.618 | 709.416 | -18.584 | 690.832 | 1574.45 | 1574.45 | check | [45 empty] | TRUE | 4-2014 |  | 0 |  |  | 0 | 0
| 2014-04-24 23:00 | 2014 | 4 | 24 | 23 |  |  | 0 | [7 empty] | 0 |  |  |  |  | 0 | 0 | 933.004 | 675.696 | -18.099 | 657.597 | 1590.6 | 1590.601 | check | [45 empty] | TRUE | 4-2014 |  | 0 |  |  | 0 | 0
| 2014-04-25 | 2014 | 4 | 25 | 0 |  |  | 0 | [7 empty] | 0 |  |  |  |  | 0 | 0 | 999.43 | 637.973 | -18.953 | 619.02 | 1618.45 | 1618.45 | check | [45 empty] | TRUE | 4-2014 |  | 0 |  |  | 0 | 0
| 2014-04-25 01:00 | 2014 | 4 | 25 | 1 |  |  | 0 | [7 empty] | 0 |  |  |  |  | 0 | 0 | 980.291 | 605.902 | -19.593 | 586.309 | 1566.6 | 1566.6 | check | [45 empty] | TRUE | 4-2014 |  | 0 |  |  | 0 | 0
| 2014-04-25 02:00 | 2014 | 4 | 25 | 2 |  |  | 0 | [7 empty] | 0 |  |  |  |  | 0 | 0 | 1028.713 | 582.386 | -17.499 | 564.887 | 1593.6 | 1593.6 | check | [45 empty] | TRUE | 4-2014 |  | 0 |  |  | 0 | 0
| 2014-04-25 03:00 | 2014 | 4 | 25 | 3 |  |  | 0 | [7 empty] | 0 |  |  |  |  | 0 | 0 | 983.589 | 569.566 | -16.555 | 553.011 | 1536.6 | 1536.6 | check | [45 empty] | TRUE | 4-2014 |  | 0 |  |  | 0 | 0
| 2014-04-25 04:00 | 2014 | 4 | 25 | 4 |  |  | 0 | [7 empty] | 0 |  |  |  |  | 0 | 0 | 956.767 | 567.419 | -16.736 | 550.683 | 1507.45 | 1507.45 | check | [45 empty] | TRUE | 4-2014 |  | 0 |  |  | 0 | 0
| 2014-04-25 05:00 | 2014 | 4 | 25 | 5 |  |  | 0 | [7 empty] | 0 |  |  |  |  | 0 | 0 | 1027.691 | 585.992 | -18.083 | 567.909 | 1595.6 | 1595.6 | check | [45 empty] | TRUE | 4-2014 |  | 0 |  |  | 0 | 0
| 2014-04-25 06:00 | 2014 | 4 | 25 | 6 |  |  | 0 | [7 empty] | 0 |  |  |  |  | 0 | 0 | 1157.027 | 607.14 | -18.567 | 588.573 | 1745.6 | 1745.6 | check | [45 empty] | TRUE | 4-2014 |  | 0 |  |  | 0 | 0
| 2014-04-25 07:00 | 2014 | 4 | 25 | 7 |  |  | 0 | [7 empty] | 0 |  |  |  |  | 0 | 0 | 1198.947 | 677.658 | -19.155 | 658.503 | 1857.45 | 1857.45 | check | [45 empty] | TRUE | 4-2014 |  | 0 |  |  | 0 | 0
| 2014-04-25 08:00 | 2014 | 4 | 25 | 8 |  |  | 0 | [7 empty] | 0 |  |  |  |  | 0 | 0 | 1209.566 | 719.449 | -20.415 | 699.034 | 1908.6 | 1908.6 | check | [45 empty] | TRUE | 4-2014 |  | 0 |  |  | 0 | 0
| 2014-04-25 09:00 | 2014 | 4 | 25 | 9 |  |  | 0 | [7 empty] | 0 |  |  |  |  | 0 | 0 | 1119.416 | 723.507 | -21.573 | 701.934 | 1821.35 | 1821.35 | check | [45 empty] | TRUE | 4-2014 |  | 0 |  |  | 0 | 0
| 2014-04-25 10:00 | 2014 | 4 | 25 | 10 |  |  | 0 | [7 empty] | 0 |  |  |  |  | 0 | 0 | 1084.687 | 740.896 | -22.533 | 718.363 | 1803.05 | 1803.05 | check | [45 empty] | TRUE | 4-2014 |  | 0 |  |  | 0 | 0
| 2014-04-25 11:00 | 2014 | 4 | 25 | 11 |  |  | 0 | [7 empty] | 0 |  |  |  |  | 0 | 0 | 1070.544 | 762.762 | -23.706 | 739.056 | 1809.6 | 1809.6 | check | [45 empty] | TRUE | 4-2014 |  | 0 |  |  | 0 | 0
| 2014-04-25 12:00 | 2014 | 4 | 25 | 12 |  |  | 0 | [7 empty] | 0 |  |  |  |  | 0 | 0 | 1087.387 | 741.64 | -23.727 | 717.913 | 1805.3 | 1805.3 | check | [45 empty] | TRUE | 4-2014 |  | 0 |  |  | 0 | 0
| 2014-04-25 13:00 | 2014 | 4 | 25 | 13 |  |  | 0 | [7 empty] | 0 |  |  |  |  | 0 | 0 | 1104.496 | 724.347 | -23.093 | 701.254 | 1805.75 | 1805.75 | check | [45 empty] | TRUE | 4-2014 |  | 0 |  |  | 0 | 0
| 2014-04-25 14:00 | 2014 | 4 | 25 | 14 |  |  | 0 | [7 empty] | 0 |  |  |  |  | 0 | 0 | 1111.335 | 723.393 | -23.129 | 700.264 | 1811.6 | 1811.599 | check | [45 empty] | TRUE | 4-2014 |  | 0 |  |  | 0 | 0
| 2014-04-25 15:00 | 2014 | 4 | 25 | 15 |  |  | 0 | [7 empty] | 0 |  |  |  |  | 0 | 0 | 1146.741 | 703.108 | -22.649 | 680.459 | 1827.2 | 1827.2 | check | [45 empty] | TRUE | 4-2014 |  | 0 |  |  | 0 | 0
| 2014-04-25 16:00 | 2014 | 4 | 25 | 16 |  |  | 0 | [7 empty] | 0 |  |  |  |  | 0 | 0 | 1140.287 | 707.537 | -21.924 | 685.613 | 1825.9 | 1825.9 | check | [45 empty] | TRUE | 4-2014 |  | 0 |  |  | 0 | 0
| 2014-04-25 17:00 | 2014 | 4 | 25 | 17 |  |  | 0 | [7 empty] | 0 |  |  |  |  | 0 | 0 | 1146.78 | 697.14 | -21.47 | 675.67 | 1822.45 | 1822.45 | check | [45 empty] | TRUE | 4-2014 |  | 0 |  |  | 0 | 0
| 2014-04-25 18:00 | 2014 | 4 | 25 | 18 |  |  | 0 | [7 empty] | 0 |  |  |  |  | 0 | 0 | 1146.6 | 693.907 | -21.457 | 672.45 | 1819.05 | 1819.05 | check | [45 empty] | TRUE | 4-2014 |  | 0 |  |  | 0 | 0
| 2014-04-25 19:00 | 2014 | 4 | 25 | 19 |  |  | 0 | [7 empty] | 0 |  |  |  |  | 0 | 0 | 1149.371 | 690.203 | -21.674 | 668.529 | 1817.9 | 1817.9 | check | [45 empty] | TRUE | 4-2014 |  | 0 |  |  | 0 | 0
| 2014-04-25 20:00 | 2014 | 4 | 25 | 20 |  |  | 0 | [7 empty] | 0 |  |  |  |  | 0 | 0 | 1146.727 | 682.224 | -20.901 | 661.323 | 1808.05 | 1808.05 | check | [45 empty] | TRUE | 4-2014 |  | 0 |  |  | 0 | 0
| 2014-04-25 21:00 | 2014 | 4 | 25 | 21 |  |  | 0 | [7 empty] | 0 |  |  |  |  | 0 | 0 | 1121.728 | 700.753 | -20.582 | 680.171 | 1801.9 | 1801.899 | check | [45 empty] | TRUE | 4-2014 |  | 0 |  |  | 0 | 0
| 2014-04-25 22:00 | 2014 | 4 | 25 | 22 |  |  | 0 | [7 empty] | 0 |  |  |  |  | 0 | 0 | 1120.777 | 697.664 | -19.641 | 678.023 | 1798.8 | 1798.8 | check | [45 empty] | TRUE | 4-2014 |  | 0 |  |  | 0 | 0
| 2014-04-25 23:00 | 2014 | 4 | 25 | 23 |  |  | 0 | [7 empty] | 0 |  |  |  |  | 0 | 0 | 1029.724 | 674.997 | -17.321 | 657.676 | 1687.4 | 1687.4 | check | [45 empty] | TRUE | 4-2014 |  | 0 |  |  | 0 | 0
| 2014-04-26 | 2014 | 4 | 26 | 0 |  |  | 0 | [7 empty] | 0 |  |  |  |  | 0 | 0 | 892.9 | 651.99 | -15.54 | 636.45 | 1529.35 | 1529.35 | check | [45 empty] | TRUE | 4-2014 |  | 0 |  |  | 0 | 0
| 2014-04-26 01:00 | 2014 | 4 | 26 | 1 |  |  | 78.579 | [7 empty] | 2316.5089 |  |  |  |  | 78.579 | 2316.5089 | 797.1 | 624.31 | -14.381 | 609.929 | 1407.029 | 1407.029 | check | [45 empty] | TRUE | 4-2014 |  | 0 |  |  | 2316.5089 | 0
| 2014-04-26 02:00 | 2014 | 4 | 26 | 2 |  |  | 56.008 | [7 empty] | 1767.6125 |  |  |  |  | 56.008 | 1767.6125 | 686.3 | 606.765 | -12.857 | 593.908 | 1280.208 | 1280.208 | check | [45 empty] | TRUE | 4-2014 |  | 0 |  |  | 1767.6125 | 0
| 2014-04-26 03:00 | 2014 | 4 | 26 | 3 |  |  | 0 | [7 empty] | 0 |  |  |  |  | 0 | 0 | 602.789 | 602.971 | -12.409 | 590.562 | 1193.35 | 1193.351 | check | [45 empty] | TRUE | 4-2014 |  | 0 |  |  | 0 | 0
| 2014-04-26 04:00 | 2014 | 4 | 26 | 4 |  |  | 0 | [7 empty] | 0 |  |  |  |  | 0 | 0 | 609.74 | 605.111 | -12.351 | 592.76 | 1202.5 | 1202.5 | check | [45 empty] | TRUE | 4-2014 |  | 0 |  |  | 0 | 0
| 2014-04-26 05:00 | 2014 | 4 | 26 | 5 |  |  | 0 | [7 empty] | 0 |  |  |  |  | 0 | 0 | 622.228 | 609.936 | -12.564 | 597.372 | 1219.6 | 1219.6 | check | [45 empty] | TRUE | 4-2014 |  | 0 |  |  | 0 | 0
| 2014-04-26 06:00 | 2014 | 4 | 26 | 6 |  |  | 0 | [7 empty] | 0 |  |  |  |  | 0 | 0 | 640.018 | 626.949 | -13.116 | 613.833 | 1253.85 | 1253.851 | check | [45 empty] | TRUE | 4-2014 |  | 0 |  |  | 0 | 0
| 2014-04-26 07:00 | 2014 | 4 | 26 | 7 |  |  | 0 | [7 empty] | 0 |  |  |  |  | 0 | 0 | 706.936 | 645.256 | -13.192 | 632.064 | 1339 | 1339 | check | [45 empty] | TRUE | 4-2014 |  | 0 |  |  | 0 | 0
| 2014-04-26 08:00 | 2014 | 4 | 26 | 8 |  |  | 73.055 | [7 empty] | 2724.2209 |  |  |  |  | 73.055 | 2724.2209 | 785.4 | 659.85 | -13.595 | 646.255 | 1431.655 | 1431.655 | check | [45 empty] | TRUE | 4-2014 |  | 0 |  |  | 2724.2209 | 0
| 2014-04-26 09:00 | 2014 | 4 | 26 | 9 |  |  | 53.095 | [7 empty] | 2496.5269 |  |  |  |  | 53.095 | 2496.5269 | 886.5 | 675.808 | -13.913 | 661.895 | 1548.395 | 1548.395 | check | [45 empty] | TRUE | 4-2014 |  | 0 |  |  | 2496.5269 | 0
| 2014-04-26 10:00 | 2014 | 4 | 26 | 10 |  |  | 0 | [7 empty] | 0 |  |  |  |  | 0 | 0 | 897.643 | 666.505 | -13.848 | 652.657 | 1550.3 | 1550.3 | check | [45 empty] | TRUE | 4-2014 |  | 0 |  |  | 0 | 0
| 2014-04-26 11:00 | 2014 | 4 | 26 | 11 |  |  | 0 | [7 empty] | 0 |  |  |  |  | 0 | 0 | 924.386 | 656.615 | -13.851 | 642.764 | 1567.15 | 1567.15 | check | [45 empty] | TRUE | 4-2014 |  | 0 |  |  | 0 | 0
| 2014-04-26 12:00 | 2014 | 4 | 26 | 12 |  |  | 0 | [7 empty] | 0 |  |  |  |  | 0 | 0 | 941.726 | 652.264 | -13.69 | 638.574 | 1580.3 | 1580.3 | check | [45 empty] | TRUE | 4-2014 |  | 0 |  |  | 0 | 0
| 2014-04-26 13:00 | 2014 | 4 | 26 | 13 |  |  | 0 | [7 empty] | 0 |  |  |  |  | 0 | 0 | 939.412 | 654.695 | -14.106 | 640.589 | 1580 | 1580.001 | check | [45 empty] | TRUE | 4-2014 |  | 0 |  |  | 0 | 0
| 2014-04-26 14:00 | 2014 | 4 | 26 | 14 |  |  | 0 | [7 empty] | 0 |  |  |  |  | 0 | 0 | 950.052 | 652.742 | -13.844 | 638.898 | 1588.95 | 1588.95 | check | [45 empty] | TRUE | 4-2014 |  | 0 |  |  | 0 | 0
| 2014-04-26 15:00 | 2014 | 4 | 26 | 15 |  |  | 0 | [7 empty] | 0 |  |  |  |  | 0 | 0 | 948.374 | 658.959 | -14.433 | 644.526 | 1592.9 | 1592.9 | check | [45 empty] | TRUE | 4-2014 |  | 0 |  |  | 0 | 0
| 2014-04-26 16:00 | 2014 | 4 | 26 | 16 |  |  | 0 | [7 empty] | 0 |  |  |  |  | 0 | 0 | 941.64 | 667.238 | -14.928 | 652.31 | 1593.95 | 1593.95 | check | [45 empty] | TRUE | 4-2014 |  | 0 |  |  | 0 | 0
| 2014-04-26 17:00 | 2014 | 4 | 26 | 17 |  |  | 0 | [7 empty] | 0 |  |  |  |  | 0 | 0 | 920.076 | 677.127 | -16.053 | 661.074 | 1581.15 | 1581.15 | check | [45 empty] | TRUE | 4-2014 |  | 0 |  |  | 0 | 0
| 2014-04-26 18:00 | 2014 | 4 | 26 | 18 |  |  | 91.513 | [7 empty] | 3231.324 |  |  |  |  | 91.513 | 3231.324 | 874.4 | 682.811 | -16.998 | 665.813 | 1540.213 | 1540.213 | check | [45 empty] | TRUE | 4-2014 |  | 0 |  |  | 3231.324 | 0
| 2014-04-26 19:00 | 2014 | 4 | 26 | 19 |  |  | 289.368 | [7 empty] | 9907.9603 |  |  |  |  | 289.368 | 9907.9603 | 882.6 | 671.076 | -16.308 | 654.768 | 1537.368 | 1537.368 | check | [45 empty] | TRUE | 4-2014 |  | 0 |  |  | 9907.9603 | 0
| 2014-04-26 20:00 | 2014 | 4 | 26 | 20 |  |  | 250.409 | [7 empty] | 8313.5788 |  |  |  |  | 250.409 | 8313.5788 | 854.4 | 663.016 | -15.307 | 647.709 | 1502.109 | 1502.109 | check | [45 empty] | TRUE | 4-2014 |  | 0 |  |  | 8313.5788 | 0
| 2014-04-26 21:00 | 2014 | 4 | 26 | 21 |  |  | 206.568 | [7 empty] | 9446.3546 |  |  |  |  | 206.568 | 9446.3546 | 828.6 | 677.437 | -15.619 | 661.818 | 1490.418 | 1490.418 | check | [45 empty] | TRUE | 4-2014 |  | 0 |  |  | 9446.3546 | 0
| 2014-04-26 22:00 | 2014 | 4 | 26 | 22 |  |  | 188.856 | [7 empty] | 8247.3415 |  |  |  |  | 188.856 | 8247.3415 | 836.8 | 681.708 | -15.802 | 665.906 | 1502.706 | 1502.706 | check | [45 empty] | TRUE | 4-2014 |  | 0 |  |  | 8247.3415 | 0
| 2014-04-26 23:00 | 2014 | 4 | 26 | 23 |  |  | 217.432 | [7 empty] | 7518.7986 |  |  |  |  | 217.432 | 7518.7986 | 878.4 | 648.169 | -14.437 | 633.732 | 1512.132 | 1512.132 | check | [45 empty] | TRUE | 4-2014 |  | 0 |  |  | 7518.7986 | 0
| 2014-04-27 | 2014 | 4 | 27 | 0 |  |  | 208.267 | [7 empty] | 6295.9114 |  |  |  |  | 208.267 | 6295.9114 | 843.5 | 606.793 | -13.475 | 593.318 | 1436.817 | 1436.818 | check | [45 empty] | TRUE | 4-2014 |  | 2864.8366 |  |  | 6295.9114 | 94.768
| 2014-04-27 01:00 | 2014 | 4 | 27 | 1 |  |  | 146.754 | [7 empty] | 3887.5135 |  |  |  |  | 146.754 | 3887.5135 | 705.1 | 572.763 | -13.059 | 559.704 | 1264.804 | 1264.804 | check | [45 empty] | TRUE | 4-2014 |  | 3593.4745 |  |  | 3887.5135 | 135.654
| 2014-04-27 02:00 | 2014 | 4 | 27 | 2 |  |  | 240.399 | [7 empty] | 6339.3216 |  |  |  |  | 240.399 | 6339.3216 | 686.2 | 552.419 | -11.671 | 540.748 | 1226.949 | 1226.948 | check | [45 empty] | TRUE | 4-2014 |  | 5252.8513 |  |  | 6339.3216 | 199.198
| 2014-04-27 03:00 | 2014 | 4 | 27 | 3 |  |  | 305.958 | [7 empty] | 7954.908 |  |  |  |  | 305.958 | 7954.908 | 659.9 | 544.885 | -11.127 | 533.758 | 1193.658 | 1193.658 | check | [45 empty] | TRUE | 4-2014 |  | 7954.908 |  |  | 7954.908 | 305.958
| 2014-04-27 04:00 | 2014 | 4 | 27 | 4 |  |  | 282.387 | [7 empty] | 6771.6403 |  |  |  |  | 282.387 | 6771.6403 | 570.2 | 543.135 | -11.598 | 531.537 | 1101.737 | 1101.737 | check | [45 empty] | TRUE | 4-2014 |  | 6771.6403 |  |  | 6771.6403 | 282.387
| 2014-04-27 05:00 | 2014 | 4 | 27 | 5 |  |  | 312.993 | [7 empty] | 7396.0246 |  |  |  |  | 312.993 | 7396.0246 | 556.7 | 544.867 | -12.024 | 532.843 | 1089.543 | 1089.543 | check | [45 empty] | TRUE | 4-2014 |  | 7396.0246 |  |  | 7396.0246 | 312.993
| 2014-04-27 06:00 | 2014 | 4 | 27 | 6 |  |  | 354.788 | [7 empty] | 9210.2965 |  |  |  |  | 354.788 | 9210.2965 | 603.8 | 556.933 | -13.045 | 543.888 | 1147.688 | 1147.688 | check | [45 empty] | TRUE | 4-2014 |  | 8901.3725 |  |  | 9210.2965 | 342.888
| 2014-04-27 07:00 | 2014 | 4 | 27 | 7 |  |  | 357.556 | [7 empty] | 9010.4112 |  |  |  |  | 357.556 | 9010.4112 | 620.5 | 573.417 | -13.611 | 559.806 | 1180.306 | 1180.306 | check | [45 empty] | TRUE | 4-2014 |  | 9010.4112 |  |  | 9010.4112 | 357.556
| 2014-04-27 08:00 | 2014 | 4 | 27 | 8 |  |  | 438.883 | [7 empty] | 12648.6081 |  |  |  |  | 438.883 | 12648.6081 | 672.2 | 595.336 | -14.003 | 581.333 | 1253.533 | 1253.533 | check | [45 empty] | TRUE | 4-2014 |  | 6360.0841 |  |  | 12648.6081 | 220.683
| 2014-04-27 09:00 | 2014 | 4 | 27 | 9 |  |  | 623.591 | [7 empty] | 20977.6012 |  |  |  |  | 623.591 | 20977.6012 | 891.2 | 628.819 | -16.177 | 612.642 | 1503.841 | 1503.842 | check | [45 empty] | TRUE | 4-2014 |  | 0 |  |  | 20977.6012 | 0
| 2014-04-27 10:00 | 2014 | 4 | 27 | 10 |  |  | 650.866 | [7 empty] | 22721.7321 |  |  |  |  | 650.866 | 22721.7321 | 1055.8 | 624.194 | -16.427 | 607.767 | 1663.566 | 1663.567 | check | [45 empty] | TRUE | 4-2014 |  | 0 |  |  | 22721.7321 | 0
| 2014-04-27 11:00 | 2014 | 4 | 27 | 11 |  |  | 632.629 | [7 empty] | 21465.102 |  |  |  |  | 632.629 | 21465.102 | 1088.9 | 621.465 | -16.735 | 604.73 | 1693.629 | 1693.63 | check | [45 empty] | TRUE | 4-2014 |  | 0 |  |  | 21465.102 | 0
| 2014-04-27 12:00 | 2014 | 4 | 27 | 12 |  |  | 565.914 | [7 empty] | 20769.0438 |  |  |  |  | 565.914 | 20769.0438 | 1091.9 | 620.94 | -17.077 | 603.863 | 1695.764 | 1695.763 | check | [45 empty] | TRUE | 4-2014 |  | 0 |  |  | 20769.0438 | 0
| 2014-04-27 13:00 | 2014 | 4 | 27 | 13 |  |  | 602.22 | [7 empty] | 20096.0814 |  |  |  |  | 602.22 | 20096.0814 | 1139.2 | 640.78 | -16.91 | 623.87 | 1763.07 | 1763.07 | check | [45 empty] | TRUE | 4-2014 |  | 0 |  |  | 20096.0814 | 0
| 2014-04-27 14:00 | 2014 | 4 | 27 | 14 |  |  | 562.132 | [7 empty] | 19022.5469 |  |  |  |  | 562.132 | 19022.5469 | 1128.1 | 656.028 | -17.145 | 638.883 | 1766.982 | 1766.983 | check | [45 empty] | TRUE | 4-2014 |  | 0 |  |  | 19022.5469 | 0
| 2014-04-27 15:00 | 2014 | 4 | 27 | 15 |  |  | 513.279 | [7 empty] | 17738.9222 |  |  |  |  | 513.279 | 17738.9222 | 1105.7 | 677.103 | -17.674 | 659.429 | 1765.129 | 1765.129 | check | [45 empty] | TRUE | 4-2014 |  | 0 |  |  | 17738.9222 | 0
| 2014-04-27 16:00 | 2014 | 4 | 27 | 16 |  |  | 492.461 | [7 empty] | 17078.5475 |  |  |  |  | 492.461 | 17078.5475 | 1093.6 | 700.674 | -18.813 | 681.861 | 1775.461 | 1775.461 | check | [45 empty] | TRUE | 4-2014 |  | 0 |  |  | 17078.5475 | 0
| 2014-04-27 17:00 | 2014 | 4 | 27 | 17 |  |  | 497.449 | [7 empty] | 20136.7355 |  |  |  |  | 497.449 | 20136.7355 | 1100.1 | 716.287 | -19.087 | 697.2 | 1797.299 | 1797.3 | check | [45 empty] | TRUE | 4-2014 |  | 0 |  |  | 20136.7355 | 0
| 2014-04-27 18:00 | 2014 | 4 | 27 | 18 |  |  | 472.455 | [7 empty] | 18902.9245 |  |  |  |  | 472.455 | 18902.9245 | 1090.3 | 726.081 | -18.926 | 707.155 | 1797.455 | 1797.455 | check | [45 empty] | TRUE | 4-2014 |  | 0 |  |  | 18902.9245 | 0
| 2014-04-27 19:00 | 2014 | 4 | 27 | 19 |  |  | 455.884 | [7 empty] | 15969.6165 |  |  |  |  | 455.884 | 15969.6165 | 1090.9 | 721.515 | -17.53 | 703.985 | 1794.884 | 1794.885 | check | [45 empty] | TRUE | 4-2014 |  | 0 |  |  | 15969.6165 | 0
| 2014-04-27 20:00 | 2014 | 4 | 27 | 20 |  |  | 414.156 | [7 empty] | 18384.3848 |  |  |  |  | 414.156 | 18384.3848 | 1055 | 697.459 | -16.903 | 680.556 | 1735.556 | 1735.556 | check | [45 empty] | TRUE | 4-2014 |  | 0 |  |  | 18384.3848 | 0
| 2014-04-27 21:00 | 2014 | 4 | 27 | 21 |  |  | 478.106 | [7 empty] | 23986.578 |  |  |  |  | 478.106 | 23986.578 | 1023 | 722.497 | -18.39 | 704.107 | 1727.106 | 1727.107 | check | [45 empty] | TRUE | 4-2014 |  | 0 |  |  | 23986.578 | 0
| 2014-04-27 22:00 | 2014 | 4 | 27 | 22 |  |  | 491.127 | [7 empty] | 17341.6944 |  |  |  |  | 491.127 | 17341.6944 | 1025 | 709.051 | -18.075 | 690.976 | 1715.977 | 1715.976 | check | [45 empty] | TRUE | 4-2014 |  | 0 |  |  | 17341.6944 | 0
| 2014-04-27 23:00 | 2014 | 4 | 27 | 23 |  |  | 463.82 | [7 empty] | 15361.7184 |  |  |  |  | 463.82 | 15361.7184 | 1068.1 | 667.353 | -16.933 | 650.42 | 1718.52 | 1718.52 | check | [45 empty] | TRUE | 4-2014 |  | 0 |  |  | 15361.7184 | 0
| 2014-04-28 | 2014 | 4 | 28 | 0 |  |  | 390.156 | [7 empty] | 10292.3153 |  |  |  |  | 390.156 | 10292.3153 | 959.5 | 619.671 | -16.065 | 603.606 | 1563.106 | 1563.106 | check | [45 empty] | TRUE | 4-2014 |  | 2101.3253 |  |  | 10292.3153 | 79.656
| 2014-04-28 01:00 | 2014 | 4 | 28 | 1 |  |  | 0 | [7 empty] | 0 |  |  |  |  | 0 | 0 | 461.521 | 581.034 | -14.054 | 566.98 | 1028.5 | 1028.501 | check | [45 empty] | TRUE | 4-2014 |  | 0 |  |  | 0 | 0
| 2014-04-28 02:00 | 2014 | 4 | 28 | 2 |  |  | 87.345 | [7 empty] | 2144.3198 |  |  |  |  | 87.345 | 2144.3198 | 422.8 | 557.812 | -12.417 | 545.395 | 968.195 | 968.195 | check | [45 empty] | TRUE | 4-2014 |  | 2144.3198 |  |  | 2144.3198 | 87.345
| 2014-04-28 03:00 | 2014 | 4 | 28 | 3 |  |  | 168.134 | [7 empty] | 4078.9308 |  |  |  |  | 168.134 | 4078.9308 | 407.9 | 547.663 | -11.829 | 535.834 | 943.734 | 943.734 | check | [45 empty] | TRUE | 4-2014 |  | 4078.9308 |  |  | 4078.9308 | 168.134
| 2014-04-28 04:00 | 2014 | 4 | 28 | 4 |  |  | 194.559 | [7 empty] | 4686.9263 |  |  |  |  | 194.559 | 4686.9263 | 407 | 541.151 | -12.192 | 528.959 | 935.959 | 935.959 | check | [45 empty] | TRUE | 4-2014 |  | 4686.9263 |  |  | 4686.9263 | 194.559
| 2014-04-28 05:00 | 2014 | 4 | 28 | 5 |  |  | 214.38 | [7 empty] | 5485.9842 |  |  |  |  | 214.38 | 5485.9842 | 434.8 | 550.397 | -12.617 | 537.78 | 972.58 | 972.58 | check | [45 empty] | TRUE | 4-2014 |  | 5485.9842 |  |  | 5485.9842 | 214.38
| 2014-04-28 06:00 | 2014 | 4 | 28 | 6 |  |  | 243.349 | [7 empty] | 7161.7611 |  |  |  |  | 243.349 | 7161.7611 | 533.1 | 576.044 | -14.295 | 561.749 | 1094.849 | 1094.849 | check | [45 empty] | TRUE | 4-2014 |  | 6246.4881 |  |  | 7161.7611 | 212.249
| 2014-04-28 07:00 | 2014 | 4 | 28 | 7 |  |  | 331.11 | [7 empty] | 13552.3323 |  |  |  |  | 331.11 | 13552.3323 | 685.7 | 632.166 | -16.555 | 615.611 | 1301.31 | 1301.311 | check | [45 empty] | TRUE | 4-2014 |  | 0 |  |  | 13552.3323 | 0
| 2014-04-28 08:00 | 2014 | 4 | 28 | 8 |  |  | 255.523 | [7 empty] | 10098.269 |  |  |  |  | 255.523 | 10098.269 | 712 | 664.475 | -16.802 | 647.673 | 1359.673 | 1359.673 | check | [45 empty] | TRUE | 4-2014 |  | 0 |  |  | 10098.269 | 0
| 2014-04-28 09:00 | 2014 | 4 | 28 | 9 |  |  | 130.819 | [7 empty] | 5345.2643 |  |  |  |  | 130.819 | 5345.2643 | 694.1 | 692.561 | -17.392 | 675.169 | 1369.269 | 1369.269 | check | [45 empty] | TRUE | 4-2014 |  | 0 |  |  | 5345.2643 | 0
| 2014-04-28 10:00 | 2014 | 4 | 28 | 10 |  |  | 97.494 | [7 empty] | 4165.9186 |  |  |  |  | 97.494 | 4165.9186 | 684.9 | 720.182 | -18.587 | 701.595 | 1386.494 | 1386.495 | check | [45 empty] | TRUE | 4-2014 |  | 0 |  |  | 4165.9186 | 0
| 2014-04-28 11:00 | 2014 | 4 | 28 | 11 |  |  | 77.134 | [7 empty] | 5538.9925 |  |  |  |  | 77.134 | 5538.9925 | 679.5 | 739.429 | -19.495 | 719.934 | 1399.434 | 1399.434 | check | [45 empty] | TRUE | 4-2014 |  | 0 |  |  | 5538.9925 | 0
| 2014-04-28 12:00 | 2014 | 4 | 28 | 12 |  |  | 59.452 | [7 empty] | 2467.8525 |  |  |  |  | 59.452 | 2467.8525 | 674 | 743.766 | -19.313 | 724.453 | 1398.452 | 1398.453 | check | [45 empty] | TRUE | 4-2014 |  | 0 |  |  | 2467.8525 | 0
| 2014-04-28 13:00 | 2014 | 4 | 28 | 13 |  |  | 45.777 | [7 empty] | 2009.1525 |  |  |  |  | 45.777 | 2009.1525 | 666.1 | 744.352 | -19.675 | 724.677 | 1390.777 | 1390.777 | check | [45 empty] | TRUE | 4-2014 |  | 0 |  |  | 2009.1525 | 0
| 2014-04-28 14:00 | 2014 | 4 | 28 | 14 |  |  | 26.297 | [7 empty] | 1694.5787 |  |  |  |  | 26.297 | 1694.5787 | 654 | 749.858 | -19.561 | 730.297 | 1384.297 | 1384.297 | check | [45 empty] | TRUE | 4-2014 |  | 0 |  |  | 1694.5787 | 0
| 2014-04-28 15:00 | 2014 | 4 | 28 | 15 |  |  | 6.598 | [7 empty] | 328.9829 |  |  |  |  | 6.598 | 328.9829 | 646.5 | 748.524 | -19.576 | 728.948 | 1375.448 | 1375.448 | check | [45 empty] | TRUE | 4-2014 |  | 0 |  |  | 328.9829 | 0
| 2014-04-28 16:00 | 2014 | 4 | 28 | 16 |  |  | 4.448 | [7 empty] | 202.6998 |  |  |  |  | 4.448 | 202.6998 | 646.3 | 748.595 | -19.997 | 728.598 | 1374.898 | 1374.898 | check | [45 empty] | TRUE | 4-2014 |  | 0 |  |  | 202.6998 | 0
| 2014-04-28 17:00 | 2014 | 4 | 28 | 17 |  |  | 0 | [7 empty] | 0 |  |  |  |  | 0 | 0 | 641.17 | 749.108 | -20.277 | 728.831 | 1370 | 1370.001 | check | [45 empty] | TRUE | 4-2014 |  | 0 |  |  | 0 | 0
| 2014-04-28 18:00 | 2014 | 4 | 28 | 18 |  |  | 0 | [7 empty] | 0 |  |  |  |  | 0 | 0 | 646.017 | 741.315 | -20.182 | 721.133 | 1367.15 | 1367.15 | check | [45 empty] | TRUE | 4-2014 |  | 0 |  |  | 0 | 0
| 2014-04-28 19:00 | 2014 | 4 | 28 | 19 |  |  | 0 | [7 empty] | 0 |  |  |  |  | 0 | 0 | 652.544 | 728.893 | -20.286 | 708.607 | 1361.15 | 1361.151 | check | [45 empty] | TRUE | 4-2014 |  | 0 |  |  | 0 | 0
| 2014-04-28 20:00 | 2014 | 4 | 28 | 20 |  |  | 0 | [7 empty] | 0 |  |  |  |  | 0 | 0 | 652.552 | 729.943 | -19.195 | 710.748 | 1363.3 | 1363.3 | check | [45 empty] | TRUE | 4-2014 |  | 0 |  |  | 0 | 0
| 2014-04-28 21:00 | 2014 | 4 | 28 | 21 |  |  | 0 | [7 empty] | 0 |  |  |  |  | 0 | 0 | 637.986 | 740.063 | -17.749 | 722.314 | 1360.3 | 1360.3 | check | [45 empty] | TRUE | 4-2014 |  | 0 |  |  | 0 | 0
| 2014-04-28 22:00 | 2014 | 4 | 28 | 22 |  |  | 0 | [7 empty] | 0 |  |  |  |  | 0 | 0 | 649.379 | 729.573 | -16.802 | 712.771 | 1362.15 | 1362.15 | check | [45 empty] | TRUE | 4-2014 |  | 0 |  |  | 0 | 0
| 2014-04-28 23:00 | 2014 | 4 | 28 | 23 |  |  | 0 | [7 empty] | 0 |  |  |  |  | 0 | 0 | 672.801 | 693.433 | -15.084 | 678.349 | 1351.15 | 1351.15 | check | [45 empty] | TRUE | 4-2014 |  | 0 |  |  | 0 | 0
| 2014-04-29 | 2014 | 4 | 29 | 0 |  |  | 0 | [7 empty] | 0 |  |  |  |  | 0 | 0 | 668.662 | 654.277 | -13.639 | 640.638 | 1309.3 | 1309.3 | check | [45 empty] | TRUE | 4-2014 |  | 0 |  |  | 0 | 0
| 2014-04-29 01:00 | 2014 | 4 | 29 | 1 |  |  | 0 | [7 empty] | 0 |  |  |  |  | 0 | 0 | 656.864 | 606.9 | -12.464 | 594.436 | 1251.3 | 1251.3 | check | [45 empty] | TRUE | 4-2014 |  | 0 |  |  | 0 | 0
| 2014-04-29 02:00 | 2014 | 4 | 29 | 2 |  |  | 0 | [7 empty] | 0 |  |  |  |  | 0 | 0 | 630.499 | 583.419 | -11.568 | 571.851 | 1202.35 | 1202.35 | check | [45 empty] | TRUE | 4-2014 |  | 0 |  |  | 0 | 0
| 2014-04-29 03:00 | 2014 | 4 | 29 | 3 |  |  | 0 | [7 empty] | 0 |  |  |  |  | 0 | 0 | 554.208 | 578.074 | -10.882 | 567.192 | 1121.4 | 1121.4 | check | [45 empty] | TRUE | 4-2014 |  | 0 |  |  | 0 | 0
| 2014-04-29 04:00 | 2014 | 4 | 29 | 4 |  |  | 0 | [7 empty] | 0 |  |  |  |  | 0 | 0 | 565.097 | 557.793 | -10.54 | 547.253 | 1112.35 | 1112.35 | check | [45 empty] | TRUE | 4-2014 |  | 0 |  |  | 0 | 0
| 2014-04-29 05:00 | 2014 | 4 | 29 | 5 |  |  | 0 | [7 empty] | 0 |  |  |  |  | 0 | 0 | 568.8 | 558.957 | -11.357 | 547.6 | 1116.4 | 1116.4 | check | [45 empty] | TRUE | 4-2014 |  | 0 |  |  | 0 | 0
| 2014-04-29 06:00 | 2014 | 4 | 29 | 6 |  |  | 0 | [7 empty] | 0 |  |  |  |  | 0 | 0 | 574.855 | 582.428 | -13.133 | 569.295 | 1144.15 | 1144.15 | check | [45 empty] | TRUE | 4-2014 |  | 0 |  |  | 0 | 0
| 2014-04-29 07:00 | 2014 | 4 | 29 | 7 |  |  | 20.506 | [7 empty] | 1074.9245 |  |  |  |  | 20.506 | 1074.9245 | 590.5 | 658.882 | -16.725 | 642.157 | 1232.656 | 1232.657 | check | [45 empty] | TRUE | 4-2014 |  | 0 |  |  | 1074.9245 | 0
| 2014-04-29 08:00 | 2014 | 4 | 29 | 8 |  |  | 55.941 | [7 empty] | 2789.7777 |  |  |  |  | 55.941 | 2789.7777 | 682.8 | 705.819 | -18.077 | 687.742 | 1370.541 | 1370.542 | check | [45 empty] | TRUE | 4-2014 |  | 0 |  |  | 2789.7777 | 0
| 2014-04-29 09:00 | 2014 | 4 | 29 | 9 |  |  | 56.528 | [7 empty] | 2698.0814 |  |  |  |  | 56.528 | 2698.0814 | 695.7 | 718.409 | -17.981 | 700.428 | 1396.128 | 1396.128 | check | [45 empty] | TRUE | 4-2014 |  | 0 |  |  | 2698.0814 | 0
| 2014-04-29 10:00 | 2014 | 4 | 29 | 10 |  |  | 56.378 | [7 empty] | 3298.113 |  |  |  |  | 56.378 | 3298.113 | 682.6 | 732.288 | -19.211 | 713.077 | 1395.678 | 1395.677 | check | [45 empty] | TRUE | 4-2014 |  | 0 |  |  | 3298.113 | 0
| 2014-04-29 11:00 | 2014 | 4 | 29 | 11 |  |  | 28.421 | [7 empty] | 1500.6288 |  |  |  |  | 28.421 | 1500.6288 | 678.8 | 720.069 | -18.998 | 701.071 | 1379.871 | 1379.871 | check | [45 empty] | TRUE | 4-2014 |  | 0 |  |  | 1500.6288 | 0
| 2014-04-29 12:00 | 2014 | 4 | 29 | 12 |  |  | 28.876 | [7 empty] | 1340.1352 |  |  |  |  | 28.876 | 1340.1352 | 672.8 | 724.833 | -19.457 | 705.376 | 1378.176 | 1378.176 | check | [45 empty] | TRUE | 4-2014 |  | 0 |  |  | 1340.1352 | 0
| 2014-04-29 13:00 | 2014 | 4 | 29 | 13 |  |  | 42.479 | [7 empty] | 1993.1147 |  |  |  |  | 42.479 | 1993.1147 | 660.9 | 744.331 | -19.452 | 724.879 | 1385.779 | 1385.779 | check | [45 empty] | TRUE | 4-2014 |  | 0 |  |  | 1993.1147 | 0
| 2014-04-29 14:00 | 2014 | 4 | 29 | 14 |  |  | 32.51 | [7 empty] | 2482.1385 |  |  |  |  | 32.51 | 2482.1385 | 644.8 | 753.974 | -19.814 | 734.16 | 1378.96 | 1378.96 | check | [45 empty] | TRUE | 4-2014 |  | 0 |  |  | 2482.1385 | 0
| 2014-04-29 15:00 | 2014 | 4 | 29 | 15 |  |  | 32.04 | [7 empty] | 1768.2876 |  |  |  |  | 32.04 | 1768.2876 | 634.7 | 763.514 | -21.024 | 742.49 | 1377.19 | 1377.19 | check | [45 empty] | TRUE | 4-2014 |  | 0 |  |  | 1768.2876 | 0
| 2014-04-29 16:00 | 2014 | 4 | 29 | 16 |  |  | 31.67 | [7 empty] | 1781.7542 |  |  |  |  | 31.67 | 1781.7542 | 632.2 | 766.763 | -20.843 | 745.92 | 1378.12 | 1378.12 | check | [45 empty] | TRUE | 4-2014 |  | 0 |  |  | 1781.7542 | 0
| 2014-04-29 17:00 | 2014 | 4 | 29 | 17 |  |  | 34.26 | [7 empty] | 2652.4092 |  |  |  |  | 34.26 | 2652.4092 | 622.1 | 781.233 | -21.623 | 759.61 | 1381.71 | 1381.71 | check | [45 empty] | TRUE | 4-2014 |  | 0 |  |  | 2652.4092 | 0
| 2014-04-29 18:00 | 2014 | 4 | 29 | 18 |  |  | 50.031 | [7 empty] | 2643.638 |  |  |  |  | 50.031 | 2643.638 | 622.5 | 786.5 | -21.519 | 764.981 | 1387.481 | 1387.481 | check | [45 empty] | TRUE | 4-2014 |  | 0 |  |  | 2643.638 | 0
| 2014-04-29 19:00 | 2014 | 4 | 29 | 19 |  |  | 56.7 | [7 empty] | 3745.602 |  |  |  |  | 56.7 | 3745.602 | 624 | 776.504 | -20.504 | 756 | 1380 | 1380 | check | [45 empty] | TRUE | 4-2014 |  | 0 |  |  | 3745.602 | 0
| 2014-04-29 20:00 | 2014 | 4 | 29 | 20 |  |  | 37.173 | [7 empty] | 1825.9378 |  |  |  |  | 37.173 | 1825.9378 | 607.7 | 756.411 | -19.488 | 736.923 | 1344.623 | 1344.623 | check | [45 empty] | TRUE | 4-2014 |  | 0 |  |  | 1825.9378 | 0
| 2014-04-29 21:00 | 2014 | 4 | 29 | 21 |  |  | 22.172 | [7 empty] | 929.2285 |  |  |  |  | 22.172 | 929.2285 | 576.9 | 774.25 | -18.679 | 755.571 | 1332.472 | 1332.471 | check | [45 empty] | TRUE | 4-2014 |  | 0 |  |  | 929.2285 | 0
| 2014-04-29 22:00 | 2014 | 4 | 29 | 22 |  |  | 23.854 | [7 empty] | 1001.6295 |  |  |  |  | 23.854 | 1001.6295 | 589.9 | 765.455 | -17.051 | 748.404 | 1338.304 | 1338.304 | check | [45 empty] | TRUE | 4-2014 |  | 0 |  |  | 1001.6295 | 0
| 2014-04-29 23:00 | 2014 | 4 | 29 | 23 |  |  | 38.226 | [7 empty] | 1423.154 |  |  |  |  | 38.226 | 1423.154 | 643.5 | 720.137 | -15.261 | 704.876 | 1348.376 | 1348.376 | check | [45 empty] | TRUE | 4-2014 |  | 0 |  |  | 1423.154 | 0
| 2014-04-30 | 2014 | 4 | 30 | 0 |  |  | 0 | [7 empty] | 0 |  |  |  |  | 0 | 0 | 671.305 | 653.983 | -14.988 | 638.995 | 1310.3 | 1310.3 | check | [45 empty] | TRUE | 4-2014 |  | 0 |  |  | 0 | 0
| 2014-04-30 01:00 | 2014 | 4 | 30 | 1 |  |  | 0 | [7 empty] | 0 |  |  |  |  | 0 | 0 | 679.959 | 610.316 | -14.125 | 596.191 | 1276.15 | 1276.15 | check | [45 empty] | TRUE | 4-2014 |  | 0 |  |  | 0 | 0
| 2014-04-30 02:00 | 2014 | 4 | 30 | 2 |  |  | 0 | [7 empty] | 0 |  |  |  |  | 0 | 0 | 647.657 | 571.13 | -12.787 | 558.343 | 1206 | 1206 | check | [45 empty] | TRUE | 4-2014 |  | 0 |  |  | 0 | 0
| 2014-04-30 03:00 | 2014 | 4 | 30 | 3 |  |  | 0 | [7 empty] | 0 |  |  |  |  | 0 | 0 | 620.375 | 557.875 | -12.55 | 545.325 | 1165.7 | 1165.7 | check | [45 empty] | TRUE | 4-2014 |  | 0 |  |  | 0 | 0
| 2014-04-30 04:00 | 2014 | 4 | 30 | 4 |  |  | 0 | [7 empty] | 0 |  |  |  |  | 0 | 0 | 556.762 | 568.44 | -12.852 | 555.588 | 1112.35 | 1112.35 | check | [45 empty] | TRUE | 4-2014 |  | 0 |  |  | 0 | 0
| 2014-04-30 05:00 | 2014 | 4 | 30 | 5 |  |  | 0 | [7 empty] | 0 |  |  |  |  | 0 | 0 | 543.165 | 566.699 | -12.713 | 553.986 | 1097.15 | 1097.151 | check | [45 empty] | TRUE | 4-2014 |  | 0 |  |  | 0 | 0
| 2014-04-30 06:00 | 2014 | 4 | 30 | 6 |  |  | 54.947 | [7 empty] | 1860.5054 |  |  |  |  | 54.947 | 1860.5054 | 589.4 | 588.657 | -14.41 | 574.247 | 1163.647 | 1163.647 | check | [45 empty] | TRUE | 4-2014 |  | 0 |  |  | 1860.5054 | 0
| 2014-04-30 07:00 | 2014 | 4 | 30 | 7 |  |  | 155.498 | [7 empty] | 13021.4025 |  |  |  |  | 155.498 | 13021.4025 | 685.2 | 650.674 | -16.076 | 634.598 | 1319.798 | 1319.798 | check | [45 empty] | TRUE | 4-2014 |  | 0 |  |  | 13021.4025 | 0
| 2014-04-30 08:00 | 2014 | 4 | 30 | 8 |  |  | 59.574 | [7 empty] | 4829.6642 |  |  |  |  | 59.574 | 4829.6642 | 680.2 | 690.776 | -17.102 | 673.674 | 1353.874 | 1353.874 | check | [45 empty] | TRUE | 4-2014 |  | 0 |  |  | 4829.6642 | 0
| 2014-04-30 09:00 | 2014 | 4 | 30 | 9 |  |  | 31.753 | [7 empty] | 3509.9766 |  |  |  |  | 31.753 | 3509.9766 | 669 | 709.243 | -17.191 | 692.052 | 1361.053 | 1361.052 | check | [45 empty] | TRUE | 4-2014 |  | 0 |  |  | 3509.9766 | 0
| 2014-04-30 10:00 | 2014 | 4 | 30 | 10 |  |  | 41.815 | [7 empty] | 3097.6552 |  |  |  |  | 41.815 | 3097.6552 | 660 | 721.912 | -17.947 | 703.965 | 1363.965 | 1363.965 | check | [45 empty] | TRUE | 4-2014 |  | 0 |  |  | 3097.6552 | 0
| 2014-04-30 11:00 | 2014 | 4 | 30 | 11 |  |  | 51.963 | [7 empty] | 4099.8807 |  |  |  |  | 51.963 | 4099.8807 | 659.9 | 717.581 | -17.368 | 700.213 | 1360.113 | 1360.113 | check | [45 empty] | TRUE | 4-2014 |  | 0 |  |  | 4099.8807 | 0
| 2014-04-30 12:00 | 2014 | 4 | 30 | 12 |  |  | 68.897 | [7 empty] | 4603.6975 |  |  |  |  | 68.897 | 4603.6975 | 660.6 | 723.925 | -17.628 | 706.297 | 1366.897 | 1366.897 | check | [45 empty] | TRUE | 4-2014 |  | 0 |  |  | 4603.6975 | 0
| 2014-04-30 13:00 | 2014 | 4 | 30 | 13 |  |  | 77.161 | [7 empty] | 3699.8699 |  |  |  |  | 77.161 | 3699.8699 | 658.6 | 732.066 | -18.355 | 713.711 | 1372.311 | 1372.311 | check | [45 empty] | TRUE | 4-2014 |  | 0 |  |  | 3699.8699 | 0
| 2014-04-30 14:00 | 2014 | 4 | 30 | 14 |  |  | 84.105 | [7 empty] | 5617.3729 |  |  |  |  | 84.105 | 5617.3729 | 654.2 | 745.022 | -19.117 | 725.905 | 1380.105 | 1380.105 | check | [45 empty] | TRUE | 4-2014 |  | 0 |  |  | 5617.3729 | 0
| 2014-04-30 15:00 | 2014 | 4 | 30 | 15 |  |  | 89.927 | [7 empty] | 4358.7617 |  |  |  |  | 89.927 | 4358.7617 | 654.8 | 750.39 | -19.964 | 730.426 | 1385.227 | 1385.226 | check | [45 empty] | TRUE | 4-2014 |  | 0 |  |  | 4358.7617 | 0
| 2014-04-30 16:00 | 2014 | 4 | 30 | 16 |  |  | 87.35 | [7 empty] | 4295.873 |  |  |  |  | 87.35 | 4295.873 | 657.1 | 737.419 | -20.169 | 717.25 | 1374.35 | 1374.35 | check | [45 empty] | TRUE | 4-2014 |  | 0 |  |  | 4295.873 | 0
| 2014-04-30 17:00 | 2014 | 4 | 30 | 17 |  |  | 65.43 | [7 empty] | 4354.3665 |  |  |  |  | 65.43 | 4354.3665 | 650.5 | 741.661 | -20.581 | 721.08 | 1371.58 | 1371.58 | check | [45 empty] | TRUE | 4-2014 |  | 0 |  |  | 4354.3665 | 0
| 2014-04-30 18:00 | 2014 | 4 | 30 | 18 |  |  | 75.292 | [7 empty] | 4620.67 |  |  |  |  | 75.292 | 4620.67 | 650.8 | 749.389 | -20.748 | 728.641 | 1379.442 | 1379.441 | check | [45 empty] | TRUE | 4-2014 |  | 0 |  |  | 4620.67 | 0
| 2014-04-30 19:00 | 2014 | 4 | 30 | 19 |  |  | 61.232 | [7 empty] | 3438.7891 |  |  |  |  | 61.232 | 3438.7891 | 645.1 | 742.047 | -19.764 | 722.283 | 1367.382 | 1367.383 | check | [45 empty] | TRUE | 4-2014 |  | 0 |  |  | 3438.7891 | 0
| 2014-04-30 20:00 | 2014 | 4 | 30 | 20 |  |  | 36.148 | [7 empty] | 2092.9692 |  |  |  |  | 36.148 | 2092.9692 | 622 | 740.211 | -19.063 | 721.148 | 1343.148 | 1343.148 | check | [45 empty] | TRUE | 4-2014 |  | 0 |  |  | 2092.9692 | 0
| 2014-04-30 21:00 | 2014 | 4 | 30 | 21 |  |  | 0 | [7 empty] | 0 |  |  |  |  | 0 | 0 | 585.394 | 755.2 | -18.144 | 737.056 | 1322.45 | 1322.45 | check | [45 empty] | TRUE | 4-2014 |  | 0 |  |  | 0 | 0
| 2014-04-30 22:00 | 2014 | 4 | 30 | 22 |  |  | 0 | [7 empty] | 0 |  |  |  |  | 0 | 0 | 608.926 | 747.916 | -16.842 | 731.074 | 1340 | 1340 | check | [45 empty] | TRUE | 4-2014 |  | 0 |  |  | 0 | 0
| 2014-04-30 23:00 | 2014 | 4 | 30 | 23 |  |  | 0 | [7 empty] | 0 |  |  |  |  | 0 | 0 | 645.877 | 701.259 | -15.986 | 685.273 | 1331.15 | 1331.15 | check | [45 empty] | TRUE | 4-2014 |  | 0 |  |  | 0 | 0
| 2014-05-01 | 2014 | 5 | 1 | 0 |  |  | 0 | [7 empty] | 0 |  |  |  |  | 0 | 0 | 660.125 | 659.036 | -16.16 | 642.876 | 1303 | 1303.001 | check | [45 empty] | TRUE | 4-2014 |  | 0 |  |  | 0 | 0

## DATA - CONF
| Hour (0-23) |  |  |  | Hour (1-24) |  |  |  | KIUC 1-12 Att3 CONF | KIUC 1-13 Att 2 2014 SALES |  |  | KIUC 1-14 Att 2 2014 PURC |  |  | GEN + PUR | LOAD + OSS | ERROR |  | KIUC 2_11 Attach1
KIUC 2-14 Att 1
| Year | Month | Day | Hour | Year | Month | Day | Hour | Grand Total NATIVE GENERATION | Sale MWh | Revenue | $/MWh | Purch MWh | Cost | $/MWh |  |  |  |  | Row Labels | ENDDT_EPT | LOAD OBLIGATION | MARGINAL_LOSS LOAD ADJUSTMENT | Grand Total
| 2013 | 12 | 31 |  | 2014 | 1 | 1 | 1
| 2014 | 1 | 1 | 1 | 2014 | 1 | 1 | 2 |  | 47.994 | 1838.1702 | 38.3 | 147.85 | 5278.245 | 35.7 | 1040.8 | 1040.8 | 0 |  | 2014/01 | 2014-01-01 01:00 | 1022.86 | -30.054 | 992.806
| 2014 | 1 | 1 | 2 | 2014 | 1 | 1 | 3 |  | 23.12 | 807.8128 | 34.94 | 195.1 | 6204.18 | 31.8 | 1004.1 | 1004.1 | 0 |  | 2014/01 | 2014-01-01 02:00 | 1012.805 | -31.825 | 980.98
| 2014 | 1 | 1 | 3 | 2014 | 1 | 1 | 4 |  | 53.337 | 1732.9191 | 32.49 | 288 | 9129.6 | 31.7 | 1028.45 | 1028.45 | 0 |  | 2014/01 | 2014-01-01 03:00 | 1007.888 | -32.775 | 975.113
| 2014 | 1 | 1 | 4 | 2014 | 1 | 1 | 5 |  | 47.004 | 1623.0481 | 34.53 | 285.55 | 9051.935 | 31.7 | 1024.35 | 1024.35 | 0 |  | 2014/01 | 2014-01-01 04:00 | 1011.135 | -33.789 | 977.346
| 2014 | 1 | 1 | 5 | 2014 | 1 | 1 | 6 |  |  |  | 0 | 247.32 | 7959.7816 | 32.1841 | 978.82 | 978.82 | 0 |  | 2014/01 | 2014-01-01 05:00 | 1012.418 | -33.598 | 978.82
| 2014 | 1 | 1 | 6 | 2014 | 1 | 1 | 7 |  |  |  | 0 | 266.491 | 8593.6079 | 32.2473 | 1005.491 | 1005.491 | 0 |  | 2014/01 | 2014-01-01 06:00 | 1037.385 | -31.894 | 1005.491
| 2014 | 1 | 1 | 7 | 2014 | 1 | 1 | 8 |  |  |  | 0 | 268.078 | 9089.7189 | 33.907 | 1023.028 | 1023.028 | 0 |  | 2014/01 | 2014-01-01 07:00 | 1055.213 | -32.185 | 1023.028
| 2014 | 1 | 1 | 8 | 2014 | 1 | 1 | 9 |  |  |  | 0 | 247.86 | 8894.8561 | 35.8866 | 1059.91 | 1059.911 | 0.001 |  | 2014/01 | 2014-01-01 08:00 | 1093.187 | -33.276 | 1059.911
| 2014 | 1 | 1 | 9 | 2014 | 1 | 1 | 10 |  |  |  | 0 | 260.031 | 9482.6171 | 36.4673 | 1072.781 | 1072.781 | 0 |  | 2014/01 | 2014-01-01 09:00 | 1107.368 | -34.587 | 1072.781
| 2014 | 1 | 1 | 10 | 2014 | 1 | 1 | 11 |  |  |  | 0 | 229.346 | 8263.603 | 36.0312 | 1059.596 | 1059.596 | 0 |  | 2014/01 | 2014-01-01 10:00 | 1093.786 | -34.19 | 1059.596
| 2014 | 1 | 1 | 11 | 2014 | 1 | 1 | 12 |  |  |  | 0 | 176.681 | 6267.9915 | 35.4763 | 1010.781 | 1010.781 | 0 |  | 2014/01 | 2014-01-01 11:00 | 1042.687 | -31.906 | 1010.781
| 2014 | 1 | 1 | 12 | 2014 | 1 | 1 | 13 |  |  |  | 0 | 101.063 | 3498.1954 | 34.614 | 940.163 | 940.163 | 0 |  | 2014/01 | 2014-01-01 12:00 | 969.466 | -29.303 | 940.163
| 2014 | 1 | 1 | 13 | 2014 | 1 | 1 | 14 |  | 49.89 | 1495.7022 | 29.98 | 84.35 | 2769.2105 | 32.83 | 934.95 | 934.951 | 0.001 |  | 2014/01 | 2014-01-01 13:00 | 912.142 | -27.081 | 885.061
| 2014 | 1 | 1 | 14 | 2014 | 1 | 1 | 15 |  | 80.257 | 2540.9366 | 31.66 | 72.4 | 2329.108 | 32.17 | 924 | 924 | 0 |  | 2014/01 | 2014-01-01 14:00 | 870.534 | -26.791 | 843.743
| 2014 | 1 | 1 | 15 | 2014 | 1 | 1 | 16 |  | 86.766 | 2589.9651 | 29.85 | 53.1 | 1679.553 | 31.63 | 905.15 | 905.15 | 0 |  | 2014/01 | 2014-01-01 15:00 | 844.469 | -26.085 | 818.384
| 2014 | 1 | 1 | 16 | 2014 | 1 | 1 | 17 |  | 81.768 | 2346.7416 | 28.7 | 44.1 | 1412.964 | 32.04 | 890.9 | 890.899 | -0.001 |  | 2014/01 | 2014-01-01 16:00 | 835.098 | -25.967 | 809.131
| 2014 | 1 | 1 | 17 | 2014 | 1 | 1 | 18 |  | 36.244 | 1080.0712 | 29.8 | 42.65 | 1440.2905 | 33.77 | 867.9 | 867.901 | 0.001 |  | 2014/01 | 2014-01-01 17:00 | 857.09 | -25.433 | 831.657
| 2014 | 1 | 1 | 18 | 2014 | 1 | 1 | 19 |  | 74.9 | 3742.004 | 49.96 | 103.18 | 4150.9314 | 40.23 | 956.68 | 956.68 | 0 |  | 2014/01 | 2014-01-01 18:00 | 912.131 | -30.351 | 881.78
| 2014 | 1 | 1 | 19 | 2014 | 1 | 1 | 20 |  | 36.9 | 1839.834 | 49.86 | 64.699 | 2391.922 | 36.97 | 956.649 | 956.649 | 0 |  | 2014/01 | 2014-01-01 19:00 | 948.198 | -28.449 | 919.749
| 2014 | 1 | 1 | 20 | 2014 | 1 | 1 | 21 |  | 21.1 | 955.619 | 45.29 | 67.002 | 2373.2108 | 35.42 | 960.402 | 960.403 | 0.001 |  | 2014/01 | 2014-01-01 20:00 | 967.674 | -28.371 | 939.303
| 2014 | 1 | 1 | 21 | 2014 | 1 | 1 | 22 |  | 4.582 | 182.9134 | 39.92 | 9.8 | 443.548 | 45.26 | 945.55 | 945.549 | -0.001 |  | 2014/01 | 2014-01-01 21:00 | 973.202 | -32.235 | 940.967
| 2014 | 1 | 1 | 22 | 2014 | 1 | 1 | 23 |  | 87.114 | 2956.6492 | 33.94 | 53.7 | 2144.778 | 39.94 | 1039.6 | 1039.601 | 0.001 |  | 2014/01 | 2014-01-01 22:00 | 985.648 | -33.161 | 952.487
| 2014 | 1 | 1 | 23 | 2014 | 1 | 1 | 24 |  | 158.263 | 5058.0855 | 31.96 | 117.3 | 3926.031 | 33.47 | 1096.9 | 1096.9 | 0 |  | 2014/01 | 2014-01-01 23:00 | 968.526 | -29.889 | 938.637
| 2014 | 1 | 1 | 0 | 2014 | 1 | 2 | 1 |  | 198.247 | 5876.0411 | 29.64 | 125.5 | 3960.78 | 31.56 | 1113.8 | 1113.8 | 0 |  | 2014/01 | 2014-01-02 | 944.417 | -28.864 | 915.553
| 2014 | 1 | 2 | 1 | 2014 | 1 | 2 | 2 |  | 251.391 | 7491.4518 | 29.8 | 67.65 | 2134.3575 | 31.55 | 1149.45 | 1149.449 | -0.001 |  | 2014/01 | 2014-01-02 01:00 | 927.993 | -29.935 | 898.058
| 2014 | 1 | 2 | 2 | 2014 | 1 | 2 | 3 |  | 403.986 | 11606.5178 | 28.73 | 79.725 | 2432.4097 | 30.51 | 1294.375 | 1294.375 | 0 |  | 2014/01 | 2014-01-02 02:00 | 920.04 | -29.651 | 890.389
| 2014 | 1 | 2 | 3 | 2014 | 1 | 2 | 4 |  | 528.999 | 14965.3817 | 28.29 | 120.05 | 3627.911 | 30.22 | 1431.3 | 1431.3 | 0 |  | 2014/01 | 2014-01-02 03:00 | 932.776 | -30.475 | 902.301
| 2014 | 1 | 2 | 4 | 2014 | 1 | 2 | 5 |  | 491.67 | 14145.3459 | 28.77 | 105.615 | 3177.9554 | 30.09 | 1397.015 | 1397.015 | 0 |  | 2014/01 | 2014-01-02 04:00 | 935.497 | -30.152 | 905.345
| 2014 | 1 | 2 | 5 | 2014 | 1 | 2 | 6 |  | 547.792 | 15453.2123 | 28.21 | 133.335 | 4134.7184 | 31.01 | 1462.535 | 1462.535 | 0 |  | 2014/01 | 2014-01-02 05:00 | 944.806 | -30.063 | 914.743
| 2014 | 1 | 2 | 6 | 2014 | 1 | 2 | 7 |  | 547.138 | 15626.2613 | 28.56 | 134.245 | 4395.1813 | 32.74 | 1484.595 | 1484.595 | 0 |  | 2014/01 | 2014-01-02 06:00 | 966.795 | -29.338 | 937.457
| 2014 | 1 | 2 | 7 | 2014 | 1 | 2 | 8 |  | 436.202 | 14364.1319 | 32.93 | 22.125 | 827.2537 | 37.39 | 1407.625 | 1407.625 | 0 |  | 2014/01 | 2014-01-02 07:00 | 1004.953 | -33.53 | 971.423
| 2014 | 1 | 2 | 8 | 2014 | 1 | 2 | 9 |  | 489.997 | 23948.3556 | 48.8745 |  |  | #DIV/0! | 1497 | 1497 | 0 |  | 2014/01 | 2014-01-02 08:00 | 1041.803 | -34.8 | 1007.003
| 2014 | 1 | 2 | 9 | 2014 | 1 | 2 | 10 |  | 568.712 | 27747.418 | 48.7899 |  |  | #DIV/0! | 1567.65 | 1567.65 | 0 |  | 2014/01 | 2014-01-02 09:00 | 1033.156 | -34.218 | 998.938
| 2014 | 1 | 2 | 10 | 2014 | 1 | 2 | 11 |  | 544.438 | 47351.5396 | 86.9732 |  |  | #DIV/0! | 1525.85 | 1525.85 | 0 |  | 2014/01 | 2014-01-02 10:00 | 1016.476 | -35.064 | 981.412
| 2014 | 1 | 2 | 11 | 2014 | 1 | 2 | 12 |  | 589.974 | 27155.6792 | 46.0286 |  |  | #DIV/0! | 1570.8 | 1570.8 | 0 |  | 2014/01 | 2014-01-02 11:00 | 1016.27 | -35.444 | 980.826
| 2014 | 1 | 2 | 12 | 2014 | 1 | 2 | 13 |  | 554.887 | 31755.724 | 57.2292 |  |  | #DIV/0! | 1538.45 | 1538.45 | 0 |  | 2014/01 | 2014-01-02 12:00 | 1019.105 | -35.542 | 983.563
| 2014 | 1 | 2 | 13 | 2014 | 1 | 2 | 14 |  | 639.546 | 32792.1144 | 51.2741 |  |  | #DIV/0! | 1624.45 | 1624.45 | 0 |  | 2014/01 | 2014-01-02 13:00 | 1019.815 | -34.911 | 984.904
| 2014 | 1 | 2 | 14 | 2014 | 1 | 2 | 15 |  | 699.661 | 34940.5532 | 49.9393 |  |  | #DIV/0! | 1697.1 | 1697.1 | 0 |  | 2014/01 | 2014-01-02 14:00 | 1032.875 | -35.436 | 997.439
| 2014 | 1 | 2 | 15 | 2014 | 1 | 2 | 16 |  | 714.008 | 34413.9531 | 48.1983 |  |  | #DIV/0! | 1700.15 | 1700.151 | 0.001 |  | 2014/01 | 2014-01-02 15:00 | 1020.464 | -34.321 | 986.143
| 2014 | 1 | 2 | 16 | 2014 | 1 | 2 | 17 |  | 737.115 | 43574.669 | 59.1152 |  |  | #DIV/0! | 1732.7 | 1732.7 | 0 |  | 2014/01 | 2014-01-02 16:00 | 1030.983 | -35.398 | 995.585
| 2014 | 1 | 2 | 17 | 2014 | 1 | 2 | 18 |  | 717.705 | 36079.3364 | 50.2704 |  |  | #DIV/0! | 1725.55 | 1725.55 | 0 |  | 2014/01 | 2014-01-02 17:00 | 1043.366 | -35.521 | 1007.845
| 2014 | 1 | 2 | 18 | 2014 | 1 | 2 | 19 |  | 660.566 | 79210.5339 | 119.9131 |  |  | #DIV/0! | 1738.55 | 1738.55 | 0 |  | 2014/01 | 2014-01-02 18:00 | 1113.933 | -35.949 | 1077.984
| 2014 | 1 | 2 | 19 | 2014 | 1 | 2 | 20 |  | 635.762 | 56593.9964 | 89.0176 |  |  | #DIV/0! | 1754 | 1754 | 0 |  | 2014/01 | 2014-01-02 19:00 | 1151.705 | -33.467 | 1118.238
| 2014 | 1 | 2 | 20 | 2014 | 1 | 2 | 21 |  | 622.88 | 43335.057 | 69.5721 |  |  | #DIV/0! | 1770.35 | 1770.35 | 0 |  | 2014/01 | 2014-01-02 20:00 | 1180.94 | -33.47 | 1147.47
| 2014 | 1 | 2 | 21 | 2014 | 1 | 2 | 22 |  | 600.363 | 44237.8984 | 73.6853 |  |  | #DIV/0! | 1791 | 1790.999 | -0.001 |  | 2014/01 | 2014-01-02 21:00 | 1225.445 | -34.809 | 1190.636
| 2014 | 1 | 2 | 22 | 2014 | 1 | 2 | 23 |  | 576.92 | 83850.4664 | 145.3416 |  |  | #DIV/0! | 1790.2 | 1790.201 | 0.001 |  | 2014/01 | 2014-01-02 22:00 | 1248.696 | -35.415 | 1213.281
| 2014 | 1 | 2 | 23 | 2014 | 1 | 2 | 24 |  | 608.776 | 27236.6382 | 44.74 | 30.9 | 1187.487 | 38.43 | 1805.45 | 1805.45 | 0 |  | 2014/01 | 2014-01-02 23:00 | 1232.523 | -35.849 | 1196.674
| 2014 | 1 | 2 | 0 | 2014 | 1 | 3 | 1 |  | 732.322 | 47132.2439 | 64.36 | 140.3 | 4854.38 | 34.6 | 1901.7 | 1901.7 | 0 |  | 2014/01 | 2014-01-03 | 1206.245 | -36.867 | 1169.378
| 2014 | 1 | 3 | 1 | 2014 | 1 | 3 | 2 |  | 711 | 31682.16 | 44.56 | 111.743 | 7577.2928 | 67.81 | 1853.793 | 1853.793 | 0 |  | 2014/01 | 2014-01-03 01:00 | 1181.929 | -39.136 | 1142.793
| 2014 | 1 | 3 | 2 | 2014 | 1 | 3 | 3 |  | 699.4 | 30235.062 | 43.23 | 56.148 | 4181.3416 | 74.47 | 1820.998 | 1820.998 | 0 |  | 2014/01 | 2014-01-03 02:00 | 1162.365 | -40.767 | 1121.598
| 2014 | 1 | 3 | 3 | 2014 | 1 | 3 | 4 |  | 677.6 | 28791.224 | 42.49 | 53.671 | 5052.5879 | 94.14 | 1805.571 | 1805.571 | 0 |  | 2014/01 | 2014-01-03 03:00 | 1166.243 | -38.272 | 1127.971
| 2014 | 1 | 3 | 4 | 2014 | 1 | 3 | 5 |  | 700.3 | 30904.239 | 44.13 | 122.915 | 4877.2672 | 39.68 | 1834.965 | 1834.965 | 0 |  | 2014/01 | 2014-01-03 04:00 | 1172.904 | -38.239 | 1134.665
| 2014 | 1 | 3 | 5 | 2014 | 1 | 3 | 6 |  | 673.6 | 30938.448 | 45.93 | 130.389 | 4731.8168 | 36.29 | 1816.489 | 1816.489 | 0 |  | 2014/01 | 2014-01-03 05:00 | 1180.785 | -37.896 | 1142.889
| 2014 | 1 | 3 | 6 | 2014 | 1 | 3 | 7 |  | 622.3 | 38059.868 | 61.16 | 135.393 | 6157.6736 | 45.48 | 1798.493 | 1798.493 | 0 |  | 2014/01 | 2014-01-03 06:00 | 1214.521 | -38.328 | 1176.193
| 2014 | 1 | 3 | 7 | 2014 | 1 | 3 | 8 |  | 550.3 | 54771.359 | 99.53 | 58.294 | 6436.2405 | 110.41 | 1770.494 | 1770.494 | 0 |  | 2014/01 | 2014-01-03 07:00 | 1260.188 | -39.994 | 1220.194
| 2014 | 1 | 3 | 8 | 2014 | 1 | 3 | 9 |  | 502.474 | 60161.8956 | 119.7314 |  |  | #DIV/0! | 1763.8 | 1763.8 | 0 |  | 2014/01 | 2014-01-03 08:00 | 1302.692 | -41.366 | 1261.326
| 2014 | 1 | 3 | 9 | 2014 | 1 | 3 | 10 |  | 500.42 | 50668.9142 | 101.2528 |  |  | #DIV/0! | 1771.15 | 1771.15 | 0 |  | 2014/01 | 2014-01-03 09:00 | 1313.014 | -42.284 | 1270.73
| 2014 | 1 | 3 | 10 | 2014 | 1 | 3 | 11 |  | 514.899 | 50745.1001 | 98.5535 |  |  | #DIV/0! | 1777.35 | 1777.35 | 0 |  | 2014/01 | 2014-01-03 10:00 | 1305.857 | -43.406 | 1262.451
| 2014 | 1 | 3 | 11 | 2014 | 1 | 3 | 12 |  | 539.161 | 54785.5856 | 101.6127 |  |  | #DIV/0! | 1778.15 | 1778.151 | 0.001 |  | 2014/01 | 2014-01-03 11:00 | 1284.496 | -45.506 | 1238.99
| 2014 | 1 | 3 | 12 | 2014 | 1 | 3 | 13 |  | 590.997 | 54827.0363 | 92.7704 |  |  | #DIV/0! | 1776.15 | 1776.15 | 0 |  | 2014/01 | 2014-01-03 12:00 | 1232.653 | -47.5 | 1185.153
| 2014 | 1 | 3 | 13 | 2014 | 1 | 3 | 14 |  | 625.971 | 48711.4108 | 77.8174 |  |  | #DIV/0! | 1769.5 | 1769.5 | 0 |  | 2014/01 | 2014-01-03 13:00 | 1190.292 | -46.763 | 1143.529
| 2014 | 1 | 3 | 14 | 2014 | 1 | 3 | 15 |  | 637.8 | 46463.73 | 72.85 | 6.921 | 637.5625 | 92.12 | 1749.071 | 1749.071 | 0 |  | 2014/01 | 2014-01-03 14:00 | 1156.286 | -45.015 | 1111.271
| 2014 | 1 | 3 | 15 | 2014 | 1 | 3 | 16 |  | 664.4 | 45345.3 | 68.25 | 0.383 | 25.42 | 66.3708 | 1744.033 | 1744.033 | 0 |  | 2014/01 | 2014-01-03 15:00 | 1121.385 | -41.752 | 1079.633
| 2014 | 1 | 3 | 16 | 2014 | 1 | 3 | 17 |  | 678.7 | 45825.824 | 67.52 | 9.346 | 612.2565 | 65.51 | 1750.496 | 1750.496 | 0 |  | 2014/01 | 2014-01-03 16:00 | 1112.527 | -40.731 | 1071.796
| 2014 | 1 | 3 | 17 | 2014 | 1 | 3 | 18 |  | 663.8 | 53223.484 | 80.18 | 50.628 | 3927.7202 | 77.58 | 1760.728 | 1760.728 | 0 |  | 2014/01 | 2014-01-03 17:00 | 1139.112 | -42.184 | 1096.928
| 2014 | 1 | 3 | 18 | 2014 | 1 | 3 | 19 |  | 615.2 | 82916.656 | 134.78 | 34.533 | 7886.6465 | 228.38 | 1764.133 | 1764.133 | 0 |  | 2014/01 | 2014-01-03 18:00 | 1197.016 | -48.083 | 1148.933
| 2014 | 1 | 3 | 19 | 2014 | 1 | 3 | 20 |  | 575 | 76963.75 | 133.85 | 12.839 | 2036.137 | 158.59 | 1775.289 | 1775.288 | -0.001 |  | 2014/01 | 2014-01-03 19:00 | 1245.742 | -45.454 | 1200.288
| 2014 | 1 | 3 | 20 | 2014 | 1 | 3 | 21 |  | 578.2 | 60734.128 | 105.04 | 24.947 | 3403.5192 | 136.43 | 1786.547 | 1786.547 | 0 |  | 2014/01 | 2014-01-03 20:00 | 1257.428 | -49.081 | 1208.347
| 2014 | 1 | 3 | 21 | 2014 | 1 | 3 | 22 |  | 574.4 | 60472.832 | 105.28 | 23.852 | 4814.0492 | 201.83 | 1791.052 | 1791.052 | 0 |  | 2014/01 | 2014-01-03 21:00 | 1267.136 | -50.484 | 1216.652
| 2014 | 1 | 3 | 22 | 2014 | 1 | 3 | 23 |  | 591.2 | 57186.776 | 96.73 | 61.329 | 12048.0821 | 196.45 | 1808.479 | 1808.479 | 0 |  | 2014/01 | 2014-01-03 22:00 | 1266.172 | -48.893 | 1217.279
| 2014 | 1 | 3 | 23 | 2014 | 1 | 3 | 24 |  | 607.3 | 48316.788 | 79.56 | 50.55 | 5118.1875 | 101.25 | 1816.15 | 1816.15 | 0 |  | 2014/01 | 2014-01-03 23:00 | 1259.609 | -50.759 | 1208.85
| 2014 | 1 | 3 | 0 | 2014 | 1 | 4 | 1 |  | 639.7 | 40134.778 | 62.74 | 75.677 | 7953.6527 | 105.1 | 1829.677 | 1829.677 | 0 |  | 2014/01 | 2014-01-04 | 1239.749 | -49.772 | 1189.977
| 2014 | 1 | 4 | 1 | 2014 | 1 | 4 | 2 |  | 535.943 | 42861.2085 | 79.9734 |  |  | #DIV/0! | 1715.05 | 1715.05 | 0 |  | 2014/01 | 2014-01-04 01:00 | 1233.631 | -54.524 | 1179.107
| 2014 | 1 | 4 | 2 | 2014 | 1 | 4 | 3 |  | 485.367 | 36579.4223 | 75.3645 |  |  | #DIV/0! | 1660.7 | 1660.7 | 0 |  | 2014/01 | 2014-01-04 02:00 | 1232.403 | -57.07 | 1175.333
| 2014 | 1 | 4 | 3 | 2014 | 1 | 4 | 4 |  | 479.717 | 34224.3267 | 71.3427 |  |  | #DIV/0! | 1647.3 | 1647.3 | 0 |  | 2014/01 | 2014-01-04 03:00 | 1225.458 | -57.875 | 1167.583
| 2014 | 1 | 4 | 4 | 2014 | 1 | 4 | 5 |  | 498.796 | 47318.3406 | 94.8651 |  |  | #DIV/0! | 1676.1 | 1676.1 | 0 |  | 2014/01 | 2014-01-04 04:00 | 1234.081 | -56.777 | 1177.304
| 2014 | 1 | 4 | 5 | 2014 | 1 | 4 | 6 |  | 429.315 | 25883.4014 | 60.29 | 5.075 | 1067.0695 | 210.26 | 1620.325 | 1620.325 | 0 |  | 2014/01 | 2014-01-04 05:00 | 1244.037 | -53.027 | 1191.01
| 2014 | 1 | 4 | 6 | 2014 | 1 | 4 | 7 |  | 423.9 | 25556.931 | 60.29 | 45.757 | 5571.3723 | 121.76 | 1622.607 | 1622.608 | 0.001 |  | 2014/01 | 2014-01-04 06:00 | 1249.523 | -50.815 | 1198.708
| 2014 | 1 | 4 | 7 | 2014 | 1 | 4 | 8 |  | 422.425 | 26638.1205 | 63.06 | 106.384 | 7324.5384 | 68.85 | 1653.284 | 1653.284 | 0 |  | 2014/01 | 2014-01-04 07:00 | 1277.581 | -46.722 | 1230.859
| 2014 | 1 | 4 | 8 | 2014 | 1 | 4 | 9 |  | 438.1 | 35367.813 | 80.73 | 129.807 | 9838.0725 | 75.79 | 1690.007 | 1690.007 | 0 |  | 2014/01 | 2014-01-04 08:00 | 1298.806 | -46.899 | 1251.907
| 2014 | 1 | 4 | 9 | 2014 | 1 | 4 | 10 |  | 433.8 | 36959.76 | 85.2 | 95.446 | 11510.7876 | 120.6 | 1686.996 | 1686.996 | 0 |  | 2014/01 | 2014-01-04 09:00 | 1303.524 | -50.328 | 1253.196
| 2014 | 1 | 4 | 10 | 2014 | 1 | 4 | 11 |  | 467.7 | 40769.409 | 87.17 | 118.232 | 10039.0791 | 84.91 | 1692.382 | 1692.382 | 0 |  | 2014/01 | 2014-01-04 10:00 | 1270.954 | -46.272 | 1224.682
| 2014 | 1 | 4 | 11 | 2014 | 1 | 4 | 12 |  | 533.9 | 38371.393 | 71.87 | 92.033 | 6438.6287 | 69.96 | 1678.233 | 1678.233 | 0 |  | 2014/01 | 2014-01-04 11:00 | 1187.824 | -43.491 | 1144.333
| 2014 | 1 | 4 | 12 | 2014 | 1 | 4 | 13 |  | 592.859 | 33444.3754 | 56.412 |  |  | #DIV/0! | 1634.75 | 1634.75 | 0 |  | 2014/01 | 2014-01-04 12:00 | 1085.882 | -43.991 | 1041.891
| 2014 | 1 | 4 | 13 | 2014 | 1 | 4 | 14 |  | 619.131 | 29520.9654 | 47.6813 |  |  | #DIV/0! | 1572.75 | 1572.749 | -0.001 |  | 2014/01 | 2014-01-04 13:00 | 992.221 | -38.603 | 953.618
| 2014 | 1 | 4 | 14 | 2014 | 1 | 4 | 15 |  | 576.026 | 24649.4266 | 42.7922 |  |  | #DIV/0! | 1472.55 | 1472.55 | 0 |  | 2014/01 | 2014-01-04 14:00 | 931.919 | -35.395 | 896.524
| 2014 | 1 | 4 | 15 | 2014 | 1 | 4 | 16 |  | 554.953 | 22742.8343 | 40.9816 |  |  | #DIV/0! | 1413.4 | 1413.4 | 0 |  | 2014/01 | 2014-01-04 15:00 | 892.884 | -34.437 | 858.447
| 2014 | 1 | 4 | 16 | 2014 | 1 | 4 | 17 |  | 523.989 | 20181.9589 | 38.516 |  |  | #DIV/0! | 1370.25 | 1370.25 | 0 |  | 2014/01 | 2014-01-04 16:00 | 878.051 | -31.79 | 846.261
| 2014 | 1 | 4 | 17 | 2014 | 1 | 4 | 18 |  | 579.315 | 26593.257 | 45.9047 |  |  | #DIV/0! | 1424.95 | 1424.949 | -0.001 |  | 2014/01 | 2014-01-04 17:00 | 878.66 | -33.026 | 845.634
| 2014 | 1 | 4 | 18 | 2014 | 1 | 4 | 19 |  | 654 | 45518.4 | 69.6 | 91.652 | 3705.4904 | 40.43 | 1578.452 | 1578.451 | -0.001 |  | 2014/01 | 2014-01-04 18:00 | 959.238 | -34.787 | 924.451
| 2014 | 1 | 4 | 19 | 2014 | 1 | 4 | 20 |  | 676.1 | 45846.341 | 67.81 | 92.489 | 3436.8912 | 37.16 | 1656.489 | 1656.489 | 0 |  | 2014/01 | 2014-01-04 19:00 | 1016.437 | -36.048 | 980.389
| 2014 | 1 | 4 | 20 | 2014 | 1 | 4 | 21 |  | 639.1 | 37853.893 | 59.23 | 1.618 | 69.8652 | 43.18 | 1633.518 | 1633.518 | 0 |  | 2014/01 | 2014-01-04 20:00 | 1033.977 | -39.559 | 994.418
| 2014 | 1 | 4 | 21 | 2014 | 1 | 4 | 22 |  | 687.793 | 39934.2508 | 58.0614 |  |  | #DIV/0! | 1700.5 | 1700.5 | 0 |  | 2014/01 | 2014-01-04 21:00 | 1054.607 | -41.9 | 1012.707
| 2014 | 1 | 4 | 22 | 2014 | 1 | 4 | 23 |  | 658.436 | 33448.7256 | 50.8003 |  |  | #DIV/0! | 1670.05 | 1670.049 | -0.001 |  | 2014/01 | 2014-01-04 22:00 | 1053.005 | -41.392 | 1011.613
| 2014 | 1 | 4 | 23 | 2014 | 1 | 4 | 24 |  | 680.483 | 33703.647 | 49.529 |  |  | #DIV/0! | 1690.25 | 1690.25 | 0 |  | 2014/01 | 2014-01-04 23:00 | 1049.047 | -39.28 | 1009.767
| 2014 | 1 | 4 | 0 | 2014 | 1 | 5 | 1 |  | 598.589 | 23777.2472 | 39.7222 |  |  | #DIV/0! | 1590.45 | 1590.45 | 0 |  | 2014/01 | 2014-01-05 | 1028.502 | -36.641 | 991.861
| 2014 | 1 | 5 | 1 | 2014 | 1 | 5 | 2 |  | 759.7 | 32484.772 | 42.76 | 302.277 | 9319.1999 | 30.83 | 1740.427 | 1740.427 | 0 |  | 2014/01 | 2014-01-05 01:00 | 1015.929 | -35.202 | 980.727
| 2014 | 1 | 5 | 2 | 2014 | 1 | 5 | 3 |  | 725.6 | 28871.624 | 39.79 | 310.307 | 12480.5475 | 40.22 | 1703.157 | 1703.157 | 0 |  | 2014/01 | 2014-01-05 02:00 | 1013.131 | -35.574 | 977.557
| 2014 | 1 | 5 | 3 | 2014 | 1 | 5 | 4 |  | 622 | 24214.46 | 38.93 | 145.314 | 6388.0034 | 43.96 | 1597.364 | 1597.364 | 0 |  | 2014/01 | 2014-01-05 03:00 | 1011.933 | -36.569 | 975.364
| 2014 | 1 | 5 | 4 | 2014 | 1 | 5 | 5 |  | 596.7 | 22686.534 | 38.02 | 150.453 | 5852.6217 | 38.9 | 1567.053 | 1567.053 | 0 |  | 2014/01 | 2014-01-05 04:00 | 1006.273 | -35.92 | 970.353
| 2014 | 1 | 5 | 5 | 2014 | 1 | 5 | 6 |  | 603.1 | 22200.111 | 36.81 | 188.519 | 6677.343 | 35.42 | 1568.669 | 1568.669 | 0 |  | 2014/01 | 2014-01-05 05:00 | 1001.065 | -35.496 | 965.569
| 2014 | 1 | 5 | 6 | 2014 | 1 | 5 | 7 |  | 622.5 | 23125.875 | 37.15 | 209.96 | 9118.5628 | 43.43 | 1579.21 | 1579.211 | 0.001 |  | 2014/01 | 2014-01-05 06:00 | 991.908 | -35.197 | 956.711
| 2014 | 1 | 5 | 7 | 2014 | 1 | 5 | 8 |  | 655.4 | 25626.14 | 39.1 | 180.851 | 8357.1247 | 46.21 | 1613.151 | 1613.151 | 0 |  | 2014/01 | 2014-01-05 07:00 | 992.518 | -34.767 | 957.751
| 2014 | 1 | 5 | 8 | 2014 | 1 | 5 | 9 |  | 622.7 | 25437.295 | 40.85 | 83.022 | 2950.6019 | 35.54 | 1588.222 | 1588.222 | 0 |  | 2014/01 | 2014-01-05 08:00 | 999.421 | -33.899 | 965.522
| 2014 | 1 | 5 | 9 | 2014 | 1 | 5 | 10 |  | 686.4 | 30544.8 | 44.5 | 165.461 | 8026.5131 | 48.51 | 1659.011 | 1659.011 | 0 |  | 2014/01 | 2014-01-05 09:00 | 1006.633 | -34.022 | 972.611
| 2014 | 1 | 5 | 10 | 2014 | 1 | 5 | 11 |  | 751.8 | 36342.012 | 48.34 | 227.231 | 13243.0227 | 58.28 | 1719.881 | 1719.881 | 0 |  | 2014/01 | 2014-01-05 10:00 | 1001.79 | -33.709 | 968.081
| 2014 | 1 | 5 | 11 | 2014 | 1 | 5 | 12 |  | 771.3 | 35796.033 | 46.41 | 227.002 | 13250.1067 | 58.37 | 1697.802 | 1697.802 | 0 |  | 2014/01 | 2014-01-05 11:00 | 958.823 | -32.321 | 926.502
| 2014 | 1 | 5 | 12 | 2014 | 1 | 5 | 13 |  | 808.3 | 36405.832 | 45.04 | 242.975 | 12894.6833 | 53.07 | 1676.775 | 1676.775 | 0 |  | 2014/01 | 2014-01-05 12:00 | 898.275 | -29.8 | 868.475
| 2014 | 1 | 5 | 13 | 2014 | 1 | 5 | 14 |  | 796.2 | 34634.7 | 43.5 | 150.418 | 7284.7437 | 48.43 | 1619.418 | 1619.418 | 0 |  | 2014/01 | 2014-01-05 13:00 | 853.003 | -29.785 | 823.218
| 2014 | 1 | 5 | 14 | 2014 | 1 | 5 | 15 |  | 731.025 | 29621.133 | 40.52 | 29.062 | 1301.9776 | 44.8 | 1514.762 | 1514.762 | 0 |  | 2014/01 | 2014-01-05 14:00 | 813.066 | -29.329 | 783.737
| 2014 | 1 | 5 | 15 | 2014 | 1 | 5 | 16 |  | 681.6 | 26146.176 | 38.36 | 0.082 | 3.9467 | 48.13 | 1444.232 | 1444.232 | 0 |  | 2014/01 | 2014-01-05 15:00 | 790.523 | -27.891 | 762.632
| 2014 | 1 | 5 | 16 | 2014 | 1 | 5 | 17 |  | 661.05 | 25199.226 | 38.12 | 53.948 | 2493.4766 | 46.22 | 1421.148 | 1421.148 | 0 |  | 2014/01 | 2014-01-05 16:00 | 785.11 | -25.012 | 760.098
| 2014 | 1 | 5 | 17 | 2014 | 1 | 5 | 18 |  | 773.125 | 33120.675 | 42.84 | 115.506 | 5648.2434 | 48.9 | 1541.056 | 1541.057 | 0.001 |  | 2014/01 | 2014-01-05 17:00 | 794.572 | -26.64 | 767.932
| 2014 | 1 | 5 | 18 | 2014 | 1 | 5 | 19 |  | 907.9 | 49907.263 | 54.97 | 202.333 | 10806.6055 | 53.41 | 1711.683 | 1711.683 | 0 |  | 2014/01 | 2014-01-05 18:00 | 831.406 | -27.623 | 803.783
| 2014 | 1 | 5 | 19 | 2014 | 1 | 5 | 20 |  | 925.3 | 53232.509 | 57.53 | 92.483 | 4282.8877 | 46.31 | 1755.333 | 1755.333 | 0 |  | 2014/01 | 2014-01-05 19:00 | 857.486 | -27.453 | 830.033
| 2014 | 1 | 5 | 20 | 2014 | 1 | 5 | 21 |  | 988.519 | 50112.736 | 50.6948 |  |  | #DIV/0! | 1811.95 | 1811.951 | 0.001 |  | 2014/01 | 2014-01-05 20:00 | 851.322 | -27.89 | 823.432
| 2014 | 1 | 5 | 21 | 2014 | 1 | 5 | 22 |  | 980.422 | 45989.5751 | 46.9079 |  |  | #DIV/0! | 1793.3 | 1793.301 | 0.001 |  | 2014/01 | 2014-01-05 21:00 | 840.073 | -27.194 | 812.879
| 2014 | 1 | 5 | 22 | 2014 | 1 | 5 | 23 |  | 950.405 | 39350.535 | 41.404 |  |  | #DIV/0! | 1749.65 | 1749.65 | 0 |  | 2014/01 | 2014-01-05 22:00 | 825.284 | -26.039 | 799.245
| 2014 | 1 | 5 | 23 | 2014 | 1 | 5 | 24 |  | 913.446 | 34482.731 | 37.7502 |  |  | #DIV/0! | 1702.45 | 1702.45 | 0 |  | 2014/01 | 2014-01-05 23:00 | 814.23 | -25.226 | 789.004
| 2014 | 1 | 5 | 0 | 2014 | 1 | 6 | 1 |  | 839.512 | 26389.3945 | 31.4342 |  |  | #DIV/0! | 1622.05 | 1622.05 | 0 |  | 2014/01 | 2014-01-06 | 807.084 | -24.546 | 782.538
| 2014 | 1 | 6 | 1 | 2014 | 1 | 6 | 2 |  | 647.253 | 19258.4748 | 29.7542 |  |  | #DIV/0! | 1448.65 | 1448.65 | 0 |  | 2014/01 | 2014-01-06 01:00 | 824.559 | -23.162 | 801.397
| 2014 | 1 | 6 | 2 | 2014 | 1 | 6 | 3 |  | 460.838 | 13892.7469 | 30.1467 |  |  | #DIV/0! | 1308.45 | 1308.45 | 0 |  | 2014/01 | 2014-01-06 02:00 | 868.919 | -21.307 | 847.612
| 2014 | 1 | 6 | 3 | 2014 | 1 | 6 | 4 |  | 358.304 | 11075.6441 | 30.9113 |  |  | #DIV/0! | 1237.9 | 1237.9 | 0 |  | 2014/01 | 2014-01-06 03:00 | 900.644 | -21.048 | 879.596
| 2014 | 1 | 6 | 4 | 2014 | 1 | 6 | 5 |  | 309.964 | 9548.5189 | 30.8053 |  |  | #DIV/0! | 1202.8 | 1202.8 | 0 |  | 2014/01 | 2014-01-06 04:00 | 912.977 | -20.141 | 892.836
| 2014 | 1 | 6 | 5 | 2014 | 1 | 6 | 6 |  | 331.36 | 10829.5864 | 32.6822 |  |  | #DIV/0! | 1277.75 | 1277.749 | -0.001 |  | 2014/01 | 2014-01-06 05:00 | 967.936 | -21.547 | 946.389
| 2014 | 1 | 6 | 6 | 2014 | 1 | 6 | 7 |  | 613.24 | 23296.9876 | 37.99 | 237.932 | 6569.3025 | 27.61 | 1622.082 | 1622.082 | 0 |  | 2014/01 | 2014-01-06 06:00 | 1033.317 | -24.475 | 1008.842
| 2014 | 1 | 6 | 7 | 2014 | 1 | 6 | 8 |  | 686.2 | 38674.232 | 56.36 | 240.008 | 11124.3708 | 46.35 | 1771.258 | 1771.259 | 0.001 |  | 2014/01 | 2014-01-06 07:00 | 1115.704 | -30.645 | 1085.059
| 2014 | 1 | 6 | 8 | 2014 | 1 | 6 | 9 |  | 620.4 | 49898.772 | 80.43 | 71.379 | 3508.9916 | 49.16 | 1779.579 | 1779.579 | 0 |  | 2014/01 | 2014-01-06 08:00 | 1192.727 | -33.548 | 1159.179
| 2014 | 1 | 6 | 9 | 2014 | 1 | 6 | 10 |  | 690.398 | 48471.3142 | 70.2078 |  |  | #DIV/0! | 1887.1 | 1887.1 | 0 |  | 2014/01 | 2014-01-06 09:00 | 1231.318 | -34.616 | 1196.702
| 2014 | 1 | 6 | 10 | 2014 | 1 | 6 | 11 |  | 767.493 | 62765.7595 | 81.7802 |  |  | #DIV/0! | 2006.55 | 2006.55 | 0 |  | 2014/01 | 2014-01-06 10:00 | 1276.123 | -37.066 | 1239.057
| 2014 | 1 | 6 | 11 | 2014 | 1 | 6 | 12 |  | 771.832 | 85248.9728 | 110.4502 |  |  | #DIV/0! | 2039.7 | 2039.7 | 0 |  | 2014/01 | 2014-01-06 11:00 | 1305.615 | -37.747 | 1267.868
| 2014 | 1 | 6 | 12 | 2014 | 1 | 6 | 13 |  | 780.236 | 83852.0007 | 107.47 |  |  | #DIV/0! | 2072.3 | 2072.3 | 0 |  | 2014/01 | 2014-01-06 12:00 | 1330.961 | -38.897 | 1292.064
| 2014 | 1 | 6 | 13 | 2014 | 1 | 6 | 14 |  | 779.629 | 67021.2286 | 85.9655 |  |  | #DIV/0! | 2085.15 | 2085.15 | 0 |  | 2014/01 | 2014-01-06 13:00 | 1344.696 | -39.175 | 1305.521
| 2014 | 1 | 6 | 14 | 2014 | 1 | 6 | 15 |  | 761.469 | 58450.5096 | 76.7602 |  |  | #DIV/0! | 2082.55 | 2082.55 | 0 |  | 2014/01 | 2014-01-06 14:00 | 1360.836 | -39.755 | 1321.081
| 2014 | 1 | 6 | 15 | 2014 | 1 | 6 | 16 |  | 729.845 | 55095.2603 | 75.489 |  |  | #DIV/0! | 2061.75 | 2061.75 | 0 |  | 2014/01 | 2014-01-06 15:00 | 1372.176 | -40.271 | 1331.905
| 2014 | 1 | 6 | 16 | 2014 | 1 | 6 | 17 |  | 695.3 | 53760.596 | 77.32 | 24.773 | 1472.7549 | 59.45 | 2044.723 | 2044.723 | 0 |  | 2014/01 | 2014-01-06 16:00 | 1390.426 | -41.003 | 1349.423
| 2014 | 1 | 6 | 17 | 2014 | 1 | 6 | 18 |  | 869.1 | 76654.62 | 88.2 | 261.804 | 23418.3678 | 89.45 | 2267.904 | 2267.904 | 0 |  | 2014/01 | 2014-01-06 17:00 | 1441.838 | -43.034 | 1398.804
| 2014 | 1 | 6 | 18 | 2014 | 1 | 6 | 19 |  | 875 | 145320 | 166.08 | 264.342 | 127153.7888 | 481.02 | 2333.892 | 2333.892 | 0 |  | 2014/01 | 2014-01-06 18:00 | 1504.515 | -45.623 | 1458.892
| 2014 | 1 | 6 | 19 | 2014 | 1 | 6 | 20 |  | 854.1 | 183921.894 | 215.34 | 236.459 | 120159.0054 | 508.16 | 2355.809 | 2355.809 | 0 |  | 2014/01 | 2014-01-06 19:00 | 1549.215 | -47.506 | 1501.709
| 2014 | 1 | 6 | 20 | 2014 | 1 | 6 | 21 |  | 818.1 | 177388.623 | 216.83 | 205.296 | 167603.6544 | 816.4 | 2322.296 | 2322.296 | 0 |  | 2014/01 | 2014-01-06 20:00 | 1551.841 | -47.645 | 1504.196
| 2014 | 1 | 6 | 21 | 2014 | 1 | 6 | 22 |  | 761.4 | 164942.082 | 216.63 | 151.341 | 126005.0032 | 832.59 | 2270.041 | 2270.041 | 0 |  | 2014/01 | 2014-01-06 21:00 | 1554.799 | -46.158 | 1508.641
| 2014 | 1 | 6 | 22 | 2014 | 1 | 6 | 23 |  | 746.5 | 138416.03 | 185.42 | 146.432 | 29532.4058 | 201.68 | 2259.532 | 2259.531 | -0.001 |  | 2014/01 | 2014-01-06 22:00 | 1557.266 | -44.235 | 1513.031
| 2014 | 1 | 6 | 23 | 2014 | 1 | 6 | 24 |  | 746.6 | 99066.354 | 132.69 | 148.082 | 44963.6185 | 303.64 | 2247.282 | 2247.282 | 0 |  | 2014/01 | 2014-01-06 23:00 | 1544.026 | -43.344 | 1500.682
| 2014 | 1 | 6 | 0 | 2014 | 1 | 7 | 1 |  | 749.8 | 92007.958 | 122.71 | 117.156 | 38872.3608 | 331.8 | 2222.606 | 2222.606 | 0 |  | 2014/01 | 2014-01-07 | 1515.832 | -43.026 | 1472.806
| 2014 | 1 | 7 | 1 | 2014 | 1 | 7 | 2 |  | 672.574 | 134101.1611 | 199.385 |  |  | #DIV/0! | 2138.8 | 2138.8 | 0 |  | 2014/01 | 2014-01-07 01:00 | 1512.18 | -45.954 | 1466.226
| 2014 | 1 | 7 | 2 | 2014 | 1 | 7 | 3 |  | 658.696 | 133538.6012 | 202.7318 |  |  | #DIV/0! | 2116.35 | 2116.35 | 0 |  | 2014/01 | 2014-01-07 02:00 | 1508.148 | -50.494 | 1457.654
| 2014 | 1 | 7 | 3 | 2014 | 1 | 7 | 4 |  | 610.64 | 125552.089 | 205.6074 |  |  | #DIV/0! | 2077.95 | 2077.951 | 0.001 |  | 2014/01 | 2014-01-07 03:00 | 1518.474 | -51.163 | 1467.311
| 2014 | 1 | 7 | 4 | 2014 | 1 | 7 | 5 |  | 578.377 | 107257.0459 | 185.4449 |  |  | #DIV/0! | 2060.3 | 2060.3 | 0 |  | 2014/01 | 2014-01-07 04:00 | 1533.783 | -51.86 | 1481.923
| 2014 | 1 | 7 | 5 | 2014 | 1 | 7 | 6 |  | 583.455 | 143821.3791 | 246.4995 |  |  | #DIV/0! | 2074.1 | 2074.1 | 0 |  | 2014/01 | 2014-01-07 05:00 | 1545.082 | -54.437 | 1490.645
| 2014 | 1 | 7 | 6 | 2014 | 1 | 7 | 7 |  | 601.627 | 192324.5035 | 319.674 |  |  | #DIV/0! | 2111.6 | 2111.6 | 0 |  | 2014/01 | 2014-01-07 06:00 | 1562.809 | -52.836 | 1509.973
| 2014 | 1 | 7 | 7 | 2014 | 1 | 7 | 8 |  | 545.842 | 342341.9422 | 627.1814 |  |  | #DIV/0! | 2098.65 | 2098.649 | -0.001 |  | 2014/01 | 2014-01-07 07:00 | 1606.57 | -53.763 | 1552.807
| 2014 | 1 | 7 | 8 | 2014 | 1 | 7 | 9 |  | 443.567 | 458758.5793 | 1034.2487 |  |  | #DIV/0! | 2022 | 2022.001 | 0.001 |  | 2014/01 | 2014-01-07 08:00 | 1632.515 | -54.081 | 1578.434
| 2014 | 1 | 7 | 9 | 2014 | 1 | 7 | 10 |  | 336.539 | 229863.5862 | 683.0221 |  |  | #DIV/0! | 1909.8 | 1909.8 | 0 |  | 2014/01 | 2014-01-07 09:00 | 1627.177 | -53.916 | 1573.261
| 2014 | 1 | 7 | 10 | 2014 | 1 | 7 | 11 |  | 297.2 | 94010.304 | 316.32 | 26.306 | 46883.0793 | 1782.22 | 1850.256 | 1850.255 | -0.001 |  | 2014/01 | 2014-01-07 10:00 | 1604.769 | -51.714 | 1553.055
| 2014 | 1 | 7 | 11 | 2014 | 1 | 7 | 12 |  | 362.5 | 98940.75 | 272.94 | 121.392 | 213845.3611 | 1761.61 | 1861.492 | 1861.492 | 0 |  | 2014/01 | 2014-01-07 11:00 | 1546.175 | -47.183 | 1498.992
| 2014 | 1 | 7 | 12 | 2014 | 1 | 7 | 13 |  | 423.5 | 79889.04 | 188.64 | 54.118 | 77018.0317 | 1423.15 | 1868.218 | 1868.217 | -0.001 |  | 2014/01 | 2014-01-07 12:00 | 1489.722 | -45.005 | 1444.717
| 2014 | 1 | 7 | 13 | 2014 | 1 | 7 | 14 |  | 477.3 | 83069.292 | 174.04 | 62.681 | 24056.341 | 383.79 | 1863.831 | 1863.831 | 0 |  | 2014/01 | 2014-01-07 13:00 | 1431.495 | -44.964 | 1386.531
| 2014 | 1 | 7 | 14 | 2014 | 1 | 7 | 15 |  | 513.6 | 89232.864 | 173.74 | 73.847 | 35411.1134 | 479.52 | 1847.697 | 1847.698 | 0.001 |  | 2014/01 | 2014-01-07 14:00 | 1380.353 | -46.255 | 1334.098
| 2014 | 1 | 7 | 15 | 2014 | 1 | 7 | 16 |  | 530.855 | 89873.7515 | 169.3 | 10.067 | 2987.6843 | 296.78 | 1818.917 | 1818.918 | 0.001 |  | 2014/01 | 2014-01-07 15:00 | 1334.058 | -45.995 | 1288.063
| 2014 | 1 | 7 | 16 | 2014 | 1 | 7 | 17 |  | 590.221 | 94660.2012 | 160.3809 |  |  | #DIV/0! | 1863.95 | 1863.95 | 0 |  | 2014/01 | 2014-01-07 16:00 | 1321.889 | -48.16 | 1273.729
| 2014 | 1 | 7 | 17 | 2014 | 1 | 7 | 18 |  | 516.245 | 93631.3556 | 181.37 | 22.138 | 5988.329 | 270.5 | 1806.388 | 1806.388 | 0 |  | 2014/01 | 2014-01-07 17:00 | 1344.931 | -54.788 | 1290.143
| 2014 | 1 | 7 | 18 | 2014 | 1 | 7 | 19 |  | 460.683 | 135771.3696 | 294.7176 |  |  | #DIV/0! | 1791.05 | 1791.05 | 0 |  | 2014/01 | 2014-01-07 18:00 | 1389.176 | -58.809 | 1330.367
| 2014 | 1 | 7 | 19 | 2014 | 1 | 7 | 20 |  | 459.81 | 228174.4114 | 496.2363 |  |  | #DIV/0! | 1833.15 | 1833.151 | 0.001 |  | 2014/01 | 2014-01-07 19:00 | 1429.465 | -56.124 | 1373.341
| 2014 | 1 | 7 | 20 | 2014 | 1 | 7 | 21 |  | 456.5 | 142811.46 | 312.84 | 29.237 | 10602.5057 | 362.64 | 1846.837 | 1846.837 | 0 |  | 2014/01 | 2014-01-07 20:00 | 1442.542 | -52.205 | 1390.337
| 2014 | 1 | 7 | 21 | 2014 | 1 | 7 | 22 |  | 472.2 | 122460.348 | 259.34 | 62.561 | 18484.2731 | 295.46 | 1863.511 | 1863.511 | 0 |  | 2014/01 | 2014-01-07 21:00 | 1443.717 | -52.406 | 1391.311
| 2014 | 1 | 7 | 22 | 2014 | 1 | 7 | 23 |  | 509.1 | 92961.66 | 182.6 | 101.286 | 21455.4134 | 211.83 | 1888.586 | 1888.586 | 0 |  | 2014/01 | 2014-01-07 22:00 | 1428.717 | -49.231 | 1379.486
| 2014 | 1 | 7 | 23 | 2014 | 1 | 7 | 24 |  | 537.4 | 98354.948 | 183.02 | 101.456 | 19038.2184 | 187.65 | 1886.656 | 1886.656 | 0 |  | 2014/01 | 2014-01-07 23:00 | 1396.506 | -47.25 | 1349.256
| 2014 | 1 | 7 | 0 | 2014 | 1 | 8 | 1 |  | 457.338 | 76356.5606 | 166.9587 |  |  | #DIV/0! | 1791.35 | 1791.35 | 0 |  | 2014/01 | 2014-01-08 | 1383.877 | -49.865 | 1334.012
| 2014 | 1 | 8 | 1 | 2014 | 1 | 8 | 2 |  | 540.284 | 171469.0715 | 317.3684 |  |  | #DIV/0! | 1867.8 | 1867.8 | 0 |  | 2014/01 | 2014-01-08 01:00 | 1382.694 | -55.178 | 1327.516
| 2014 | 1 | 8 | 2 | 2014 | 1 | 8 | 3 |  | 589.331 | 131970.4856 | 223.9327 |  |  | #DIV/0! | 1911.8 | 1911.799 | -0.001 |  | 2014/01 | 2014-01-08 02:00 | 1377.099 | -54.631 | 1322.468
| 2014 | 1 | 8 | 3 | 2014 | 1 | 8 | 4 |  | 600.002 | 125122.7395 | 208.5372 |  |  | #DIV/0! | 1928.25 | 1928.249 | -0.001 |  | 2014/01 | 2014-01-08 03:00 | 1383.921 | -55.674 | 1328.247
| 2014 | 1 | 8 | 4 | 2014 | 1 | 8 | 5 |  | 583.135 | 111510.818 | 191.2264 |  |  | #DIV/0! | 1916.55 | 1916.55 | 0 |  | 2014/01 | 2014-01-08 04:00 | 1388.562 | -55.147 | 1333.415
| 2014 | 1 | 8 | 5 | 2014 | 1 | 8 | 6 |  | 589.1 | 116901.2954 | 198.4405 |  |  | #DIV/0! | 1939.9 | 1939.9 | 0 |  | 2014/01 | 2014-01-08 05:00 | 1407.423 | -56.623 | 1350.8
| 2014 | 1 | 8 | 6 | 2014 | 1 | 8 | 7 |  | 600.703 | 161633.7479 | 269.0743 |  |  | #DIV/0! | 1979.25 | 1979.25 | 0 |  | 2014/01 | 2014-01-08 06:00 | 1436.162 | -57.615 | 1378.547
| 2014 | 1 | 8 | 7 | 2014 | 1 | 8 | 8 |  | 606.47 | 188409.4873 | 310.6658 |  |  | #DIV/0! | 2020.05 | 2020.05 | 0 |  | 2014/01 | 2014-01-08 07:00 | 1471.386 | -57.806 | 1413.58
| 2014 | 1 | 8 | 8 | 2014 | 1 | 8 | 9 |  | 698.821 | 352183.7682 | 503.9685 |  |  | #DIV/0! | 2136.85 | 2136.85 | 0 |  | 2014/01 | 2014-01-08 08:00 | 1495.148 | -57.119 | 1438.029
| 2014 | 1 | 8 | 9 | 2014 | 1 | 8 | 10 |  | 770.048 | 183706.0973 | 238.5645 |  |  | #DIV/0! | 2179.8 | 2179.8 | 0 |  | 2014/01 | 2014-01-08 09:00 | 1460.027 | -50.275 | 1409.752
| 2014 | 1 | 8 | 10 | 2014 | 1 | 8 | 11 |  | 769.567 | 187013.1171 | 243.0108 |  |  | #DIV/0! | 2152.65 | 2152.65 | 0 |  | 2014/01 | 2014-01-08 10:00 | 1433.011 | -49.928 | 1383.083
| 2014 | 1 | 8 | 11 | 2014 | 1 | 8 | 12 |  | 806.376 | 160665.4514 | 199.2438 |  |  | #DIV/0! | 2099 | 2099 | 0 |  | 2014/01 | 2014-01-08 11:00 | 1342.62 | -49.996 | 1292.624
| 2014 | 1 | 8 | 12 | 2014 | 1 | 8 | 13 |  | 898.996 | 156429.0067 | 174.0041 |  |  | #DIV/0! | 2095.1 | 2095.1 | 0 |  | 2014/01 | 2014-01-08 12:00 | 1244.269 | -48.165 | 1196.104
| 2014 | 1 | 8 | 13 | 2014 | 1 | 8 | 14 |  | 946.12 | 136579.8372 | 144.3578 |  |  | #DIV/0! | 2058.4 | 2058.4 | 0 |  | 2014/01 | 2014-01-08 13:00 | 1155.795 | -43.515 | 1112.28
| 2014 | 1 | 8 | 14 | 2014 | 1 | 8 | 15 |  | 984.594 | 142474.7656 | 144.7041 |  |  | #DIV/0! | 2064.3 | 2064.3 | 0 |  | 2014/01 | 2014-01-08 14:00 | 1119.257 | -39.551 | 1079.706
| 2014 | 1 | 8 | 15 | 2014 | 1 | 8 | 16 |  | 1054.174 | 120110.0249 | 113.9376 |  |  | #DIV/0! | 2102.65 | 2102.65 | 0 |  | 2014/01 | 2014-01-08 15:00 | 1087.969 | -39.493 | 1048.476
| 2014 | 1 | 8 | 16 | 2014 | 1 | 8 | 17 |  | 1109.837 | 141766.3818 | 127.7362 |  |  | #DIV/0! | 2133.7 | 2133.7 | 0 |  | 2014/01 | 2014-01-08 16:00 | 1062.049 | -38.186 | 1023.863
| 2014 | 1 | 8 | 17 | 2014 | 1 | 8 | 18 |  | 1142.856 | 163949.5525 | 143.456 |  |  | #DIV/0! | 2170.55 | 2170.55 | 0 |  | 2014/01 | 2014-01-08 17:00 | 1067.294 | -39.6 | 1027.694
| 2014 | 1 | 8 | 18 | 2014 | 1 | 8 | 19 |  | 1130.657 | 204062.224 | 180.4811 |  |  | #DIV/0! | 2198.55 | 2198.549 | -0.001 |  | 2014/01 | 2014-01-08 18:00 | 1110.037 | -42.145 | 1067.892
| 2014 | 1 | 8 | 19 | 2014 | 1 | 8 | 20 |  | 1062.504 | 190121.3371 | 178.9371 |  |  | #DIV/0! | 2181.35 | 2181.35 | 0 |  | 2014/01 | 2014-01-08 19:00 | 1158.495 | -39.649 | 1118.846
| 2014 | 1 | 8 | 20 | 2014 | 1 | 8 | 21 |  | 1048.468 | 176343.1164 | 168.1912 |  |  | #DIV/0! | 2161 | 2161 | 0 |  | 2014/01 | 2014-01-08 20:00 | 1151.162 | -38.63 | 1112.532
| 2014 | 1 | 8 | 21 | 2014 | 1 | 8 | 22 |  | 1082.947 | 177031.6131 | 163.4721 |  |  | #DIV/0! | 2191.05 | 2191.05 | 0 |  | 2014/01 | 2014-01-08 21:00 | 1148.235 | -40.132 | 1108.103
| 2014 | 1 | 8 | 22 | 2014 | 1 | 8 | 23 |  | 1097.652 | 156324.2746 | 142.417 |  |  | #DIV/0! | 2205.55 | 2205.55 | 0 |  | 2014/01 | 2014-01-08 22:00 | 1148.715 | -40.817 | 1107.898
| 2014 | 1 | 8 | 23 | 2014 | 1 | 8 | 24 |  | 1108.359 | 119862.4888 | 108.1441 |  |  | #DIV/0! | 2197.25 | 2197.25 | 0 |  | 2014/01 | 2014-01-08 23:00 | 1129.805 | -40.914 | 1088.891
| 2014 | 1 | 8 | 0 | 2014 | 1 | 9 | 1 |  | 1100.398 | 94650.6327 | 86.0149 |  |  | #DIV/0! | 2158.7 | 2158.7 | 0 |  | 2014/01 | 2014-01-09 | 1096.6 | -38.298 | 1058.302
| 2014 | 1 | 9 | 1 | 2014 | 1 | 9 | 2 |  | 1106.851 | 49368.1631 | 44.6024 |  |  | #DIV/0! | 2137.7 | 2137.7 | 0 |  | 2014/01 | 2014-01-09 01:00 | 1071.951 | -41.102 | 1030.849
| 2014 | 1 | 9 | 2 | 2014 | 1 | 9 | 3 |  | 1063.237 | 44930.619 | 42.2583 |  |  | #DIV/0! | 2077.75 | 2077.751 | 0.001 |  | 2014/01 | 2014-01-09 02:00 | 1053.29 | -38.776 | 1014.514
| 2014 | 1 | 9 | 3 | 2014 | 1 | 9 | 4 |  | 951.437 | 38645.6654 | 40.6182 |  |  | #DIV/0! | 1953.7 | 1953.699 | -0.001 |  | 2014/01 | 2014-01-09 03:00 | 1038.68 | -36.418 | 1002.262
| 2014 | 1 | 9 | 4 | 2014 | 1 | 9 | 5 |  | 910.769 | 37269.8985 | 40.9214 |  |  | #DIV/0! | 1908.3 | 1908.299 | -0.001 |  | 2014/01 | 2014-01-09 04:00 | 1034.283 | -36.753 | 997.53
| 2014 | 1 | 9 | 5 | 2014 | 1 | 9 | 6 |  | 968.11 | 41160.7791 | 42.5166 |  |  | #DIV/0! | 1975.75 | 1975.75 | 0 |  | 2014/01 | 2014-01-09 05:00 | 1045.072 | -37.432 | 1007.64
| 2014 | 1 | 9 | 6 | 2014 | 1 | 9 | 7 |  | 1032.269 | 48597.58 | 47.0784 |  |  | #DIV/0! | 2067.45 | 2067.45 | 0 |  | 2014/01 | 2014-01-09 06:00 | 1073.244 | -38.063 | 1035.181
| 2014 | 1 | 9 | 7 | 2014 | 1 | 9 | 8 |  | 1050.019 | 92949.6075 | 88.5218 |  |  | #DIV/0! | 2128.9 | 2128.901 | 0.001 |  | 2014/01 | 2014-01-09 07:00 | 1123.248 | -44.366 | 1078.882
| 2014 | 1 | 9 | 8 | 2014 | 1 | 9 | 9 |  | 1041.15 | 109308.833 | 104.9886 |  |  | #DIV/0! | 2159.5 | 2159.5 | 0 |  | 2014/01 | 2014-01-09 08:00 | 1162.641 | -44.291 | 1118.35
| 2014 | 1 | 9 | 9 | 2014 | 1 | 9 | 10 |  | 1058.429 | 83729.4993 | 79.1073 |  |  | #DIV/0! | 2176 | 2176 | 0 |  | 2014/01 | 2014-01-09 09:00 | 1159.782 | -42.211 | 1117.571
| 2014 | 1 | 9 | 10 | 2014 | 1 | 9 | 11 |  | 1121.117 | 75669.4511 | 67.4947 |  |  | #DIV/0! | 2224.6 | 2224.601 | 0.001 |  | 2014/01 | 2014-01-09 10:00 | 1144.694 | -41.21 | 1103.484
| 2014 | 1 | 9 | 11 | 2014 | 1 | 9 | 12 |  | 1175.312 | 67714.3852 | 57.614 |  |  | #DIV/0! | 2232.9 | 2232.9 | 0 |  | 2014/01 | 2014-01-09 11:00 | 1096.568 | -38.98 | 1057.588
| 2014 | 1 | 9 | 12 | 2014 | 1 | 9 | 13 |  | 1213.275 | 63167.6482 | 52.0638 |  |  | #DIV/0! | 2219.25 | 2219.25 | 0 |  | 2014/01 | 2014-01-09 12:00 | 1042.2 | -36.225 | 1005.975
| 2014 | 1 | 9 | 13 | 2014 | 1 | 9 | 14 |  | 1271.773 | 58735.7818 | 46.1842 |  |  | #DIV/0! | 2217.45 | 2217.449 | -0.001 |  | 2014/01 | 2014-01-09 13:00 | 979.941 | -34.265 | 945.676
| 2014 | 1 | 9 | 14 | 2014 | 1 | 9 | 15 |  | 1248.848 | 55003.6423 | 44.0435 |  |  | #DIV/0! | 2173.55 | 2173.55 | 0 |  | 2014/01 | 2014-01-09 14:00 | 958.923 | -34.221 | 924.702
| 2014 | 1 | 9 | 15 | 2014 | 1 | 9 | 16 |  | 1252.963 | 53939.3194 | 43.0494 |  |  | #DIV/0! | 2166.9 | 2166.9 | 0 |  | 2014/01 | 2014-01-09 15:00 | 948.032 | -34.095 | 913.937
| 2014 | 1 | 9 | 16 | 2014 | 1 | 9 | 17 |  | 1228.711 | 49634.5642 | 40.3956 |  |  | #DIV/0! | 2139.6 | 2139.6 | 0 |  | 2014/01 | 2014-01-09 16:00 | 944.187 | -33.298 | 910.889
| 2014 | 1 | 9 | 17 | 2014 | 1 | 9 | 18 |  | 1238.6 | 55764.94 | 45.0226 |  |  | #DIV/0! | 2154.25 | 2154.25 | 0 |  | 2014/01 | 2014-01-09 17:00 | 949.802 | -34.152 | 915.65
| 2014 | 1 | 9 | 18 | 2014 | 1 | 9 | 19 |  | 1200.935 | 80965.7156 | 67.4189 |  |  | #DIV/0! | 2160.2 | 2160.2 | 0 |  | 2014/01 | 2014-01-09 18:00 | 998.212 | -38.947 | 959.265
| 2014 | 1 | 9 | 19 | 2014 | 1 | 9 | 20 |  | 1240.536 | 74541.089 | 60.0878 |  |  | #DIV/0! | 2216.85 | 2216.851 | 0.001 |  | 2014/01 | 2014-01-09 19:00 | 1012.091 | -35.776 | 976.315
| 2014 | 1 | 9 | 20 | 2014 | 1 | 9 | 21 |  | 1228.215 | 75988.2844 | 61.8689 |  |  | #DIV/0! | 2210.3 | 2210.301 | 0.001 |  | 2014/01 | 2014-01-09 20:00 | 1018.18 | -36.094 | 982.086
| 2014 | 1 | 9 | 21 | 2014 | 1 | 9 | 22 |  | 1238.973 | 65616.3842 | 52.9603 |  |  | #DIV/0! | 2225.5 | 2225.5 | 0 |  | 2014/01 | 2014-01-09 21:00 | 1023.772 | -37.245 | 986.527
| 2014 | 1 | 9 | 22 | 2014 | 1 | 9 | 23 |  | 1176.522 | 54163.2872 | 46.0368 |  |  | #DIV/0! | 2158.3 | 2158.3 | 0 |  | 2014/01 | 2014-01-09 22:00 | 1018.332 | -36.554 | 981.778
| 2014 | 1 | 9 | 23 | 2014 | 1 | 9 | 24 |  | 1081.551 | 40397.5157 | 37.3515 |  |  | #DIV/0! | 2036.85 | 2036.85 | 0 |  | 2014/01 | 2014-01-09 23:00 | 988.145 | -32.846 | 955.299
| 2014 | 1 | 9 | 0 | 2014 | 1 | 10 | 1 |  | 977.323 | 32759.1199 | 33.5192 |  |  | #DIV/0! | 1898.15 | 1898.15 | 0 |  | 2014/01 | 2014-01-10 | 953.978 | -33.151 | 920.827
| 2014 | 1 | 10 | 1 | 2014 | 1 | 10 | 2 |  | 870.195 | 28931.9422 | 33.2477 |  |  | #DIV/0! | 1753.75 | 1753.75 | 0 |  | 2014/01 | 2014-01-10 01:00 | 915.004 | -31.449 | 883.555
| 2014 | 1 | 10 | 2 | 2014 | 1 | 10 | 3 |  | 940.23 | 30524.7522 | 32.4652 |  |  | #DIV/0! | 1804 | 1804 | 0 |  | 2014/01 | 2014-01-10 02:00 | 896.356 | -32.586 | 863.77
| 2014 | 1 | 10 | 3 | 2014 | 1 | 10 | 4 |  | 902.166 | 28865.6969 | 31.996 |  |  | #DIV/0! | 1769.1 | 1769.1 | 0 |  | 2014/01 | 2014-01-10 03:00 | 899.484 | -32.55 | 866.934
| 2014 | 1 | 10 | 4 | 2014 | 1 | 10 | 5 |  | 844.973 | 26925.2865 | 31.8653 |  |  | #DIV/0! | 1711.3 | 1711.301 | 0.001 |  | 2014/01 | 2014-01-10 04:00 | 897.184 | -30.856 | 866.328
| 2014 | 1 | 10 | 5 | 2014 | 1 | 10 | 6 |  | 843.702 | 26800.3653 | 31.7652 |  |  | #DIV/0! | 1720.15 | 1720.15 | 0 |  | 2014/01 | 2014-01-10 05:00 | 906.57 | -30.122 | 876.448
| 2014 | 1 | 10 | 6 | 2014 | 1 | 10 | 7 |  | 827.781 | 27183.4088 | 32.8389 |  |  | #DIV/0! | 1731.9 | 1731.9 | 0 |  | 2014/01 | 2014-01-10 06:00 | 934.375 | -30.256 | 904.119
| 2014 | 1 | 10 | 7 | 2014 | 1 | 10 | 8 |  | 1014.025 | 42325.4035 | 41.74 | 107.73 | 4058.1891 | 37.67 | 1961.48 | 1961.48 | 0 |  | 2014/01 | 2014-01-10 07:00 | 980.56 | -33.105 | 947.455
| 2014 | 1 | 10 | 8 | 2014 | 1 | 10 | 9 |  | 1089.8 | 49193.572 | 45.14 | 23.761 | 1002.239 | 42.18 | 2070.211 | 2070.211 | 0 |  | 2014/01 | 2014-01-10 08:00 | 1015.118 | -34.707 | 980.411
| 2014 | 1 | 10 | 9 | 2014 | 1 | 10 | 10 |  | 1171.943 | 51975.6721 | 44.35 |  |  | #DIV/0! | 2145.1 | 2145.1 | 0 |  | 2014/01 | 2014-01-10 09:00 | 1007.577 | -34.42 | 973.157
| 2014 | 1 | 10 | 10 | 2014 | 1 | 10 | 11 |  | 1220.084 | 55351.1138 | 45.3666 |  |  | #DIV/0! | 2187.45 | 2187.45 | 0 |  | 2014/01 | 2014-01-10 10:00 | 1003.361 | -35.995 | 967.366
| 2014 | 1 | 10 | 11 | 2014 | 1 | 10 | 12 |  | 1225.491 | 56675.7966 | 46.2474 |  |  | #DIV/0! | 2175.15 | 2175.149 | -0.001 |  | 2014/01 | 2014-01-10 11:00 | 985.74 | -36.082 | 949.658
| 2014 | 1 | 10 | 12 | 2014 | 1 | 10 | 13 |  | 1215.337 | 50344.8363 | 41.4246 |  |  | #DIV/0! | 2125.15 | 2125.15 | 0 |  | 2014/01 | 2014-01-10 12:00 | 945.856 | -36.043 | 909.813
| 2014 | 1 | 10 | 13 | 2014 | 1 | 10 | 14 |  | 1291.302 | 51221.5296 | 39.6666 |  |  | #DIV/0! | 2165.55 | 2165.549 | -0.001 |  | 2014/01 | 2014-01-10 13:00 | 909.616 | -35.369 | 874.247
| 2014 | 1 | 10 | 14 | 2014 | 1 | 10 | 15 |  | 1290.062 | 47028.3662 | 36.4543 |  |  | #DIV/0! | 2125.65 | 2125.65 | 0 |  | 2014/01 | 2014-01-10 14:00 | 869.196 | -33.608 | 835.588
| 2014 | 1 | 10 | 15 | 2014 | 1 | 10 | 16 |  | 1168.982 | 40594.3453 | 34.7262 |  |  | #DIV/0! | 1980.55 | 1980.55 | 0 |  | 2014/01 | 2014-01-10 15:00 | 842.636 | -31.068 | 811.568
| 2014 | 1 | 10 | 16 | 2014 | 1 | 10 | 17 |  | 1109.39 | 37770.7863 | 34.0464 |  |  | #DIV/0! | 1913.55 | 1913.55 | 0 |  | 2014/01 | 2014-01-10 16:00 | 834.02 | -29.86 | 804.16
| 2014 | 1 | 10 | 17 | 2014 | 1 | 10 | 18 |  | 1161.549 | 41138.4862 | 35.4169 |  |  | #DIV/0! | 1960.35 | 1960.35 | 0 |  | 2014/01 | 2014-01-10 17:00 | 829.433 | -30.632 | 798.801
| 2014 | 1 | 10 | 18 | 2014 | 1 | 10 | 19 |  | 1226.35 | 53775.4475 | 43.85 | 0.99 | 83.46 | 84.303 | 2056.39 | 2056.389 | -0.001 |  | 2014/01 | 2014-01-10 18:00 | 862.608 | -32.569 | 830.039
| 2014 | 1 | 10 | 19 | 2014 | 1 | 10 | 20 |  | 1271.655 | 52633.8005 | 41.39 | 109.862 | 4012.1602 | 36.52 | 2131.662 | 2131.662 | 0 |  | 2014/01 | 2014-01-10 19:00 | 888.476 | -28.469 | 860.007
| 2014 | 1 | 10 | 20 | 2014 | 1 | 10 | 21 |  | 1202.59 | 45962.9898 | 38.22 | 150.173 | 5605.9581 | 37.33 | 2068.023 | 2068.023 | 0 |  | 2014/01 | 2014-01-10 20:00 | 893.791 | -28.358 | 865.433
| 2014 | 1 | 10 | 21 | 2014 | 1 | 10 | 22 |  | 1045.725 | 37206.8955 | 35.58 | 90.584 | 3140.5473 | 34.67 | 1911.584 | 1911.584 | 0 |  | 2014/01 | 2014-01-10 21:00 | 893.538 | -27.679 | 865.859
| 2014 | 1 | 10 | 22 | 2014 | 1 | 10 | 23 |  | 849.775 | 28025.5795 | 32.98 | 33.117 | 1064.0492 | 32.13 | 1713.617 | 1713.617 | 0 |  | 2014/01 | 2014-01-10 22:00 | 891.624 | -27.782 | 863.842
| 2014 | 1 | 10 | 23 | 2014 | 1 | 10 | 24 |  | 753.35 | 23783.2595 | 31.57 | 39.621 | 1180.3096 | 29.79 | 1600.571 | 1600.571 | 0 |  | 2014/01 | 2014-01-10 23:00 | 872.56 | -25.339 | 847.221
| 2014 | 1 | 10 | 0 | 2014 | 1 | 11 | 1 |  | 750.375 | 22218.0563 | 29.6093 |  |  | #DIV/0! | 1561.3 | 1561.3 | 0 |  | 2014/01 | 2014-01-11 | 835.472 | -24.547 | 810.925
| 2014 | 1 | 11 | 1 | 2014 | 1 | 11 | 2 |  | 739.773 | 21380.0287 | 28.9008 |  |  | #DIV/0! | 1514.2 | 1514.2 | 0 |  | 2014/01 | 2014-01-11 01:00 | 797.433 | -23.006 | 774.427
| 2014 | 1 | 11 | 2 | 2014 | 1 | 11 | 3 |  | 705.206 | 20579.2763 | 29.1819 |  |  | #DIV/0! | 1437.65 | 1437.651 | 0.001 |  | 2014/01 | 2014-01-11 02:00 | 757.548 | -25.103 | 732.445
| 2014 | 1 | 11 | 3 | 2014 | 1 | 11 | 4 |  | 719.833 | 20305.7079 | 28.2089 |  |  | #DIV/0! | 1423.35 | 1423.35 | 0 |  | 2014/01 | 2014-01-11 03:00 | 726.91 | -23.393 | 703.517
| 2014 | 1 | 11 | 4 | 2014 | 1 | 11 | 5 |  | 631.801 | 17348.985 | 27.4596 |  |  | #DIV/0! | 1350.4 | 1350.4 | 0 |  | 2014/01 | 2014-01-11 04:00 | 743.278 | -24.679 | 718.599
| 2014 | 1 | 11 | 5 | 2014 | 1 | 11 | 6 |  | 447.488 | 12065.3747 | 26.9625 |  |  | #DIV/0! | 1155.45 | 1155.45 | 0 |  | 2014/01 | 2014-01-11 05:00 | 732.845 | -24.883 | 707.962
| 2014 | 1 | 11 | 6 | 2014 | 1 | 11 | 7 |  | 556.499 | 15669.6569 | 28.1576 |  |  | #DIV/0! | 1272.2 | 1272.2 | 0 |  | 2014/01 | 2014-01-11 06:00 | 742.735 | -27.034 | 715.701
| 2014 | 1 | 11 | 7 | 2014 | 1 | 11 | 8 |  | 483.81 | 13531.6349 | 27.9689 |  |  | #DIV/0! | 1232.45 | 1232.45 | 0 |  | 2014/01 | 2014-01-11 07:00 | 774.582 | -25.942 | 748.64
| 2014 | 1 | 11 | 8 | 2014 | 1 | 11 | 9 |  | 524.669 | 15717.6187 | 29.9572 |  |  | #DIV/0! | 1295.2 | 1295.2 | 0 |  | 2014/01 | 2014-01-11 08:00 | 795.909 | -25.378 | 770.531
| 2014 | 1 | 11 | 9 | 2014 | 1 | 11 | 10 |  | 528.516 | 17043.3044 | 32.2475 |  |  | #DIV/0! | 1307.8 | 1307.799 | -0.001 |  | 2014/01 | 2014-01-11 09:00 | 808.009 | -28.726 | 779.283
| 2014 | 1 | 11 | 10 | 2014 | 1 | 11 | 11 |  | 692.1 | 23815.161 | 34.41 | 179.046 | 6780.472 | 37.87 | 1482.396 | 1482.396 | 0 |  | 2014/01 | 2014-01-11 10:00 | 819.965 | -29.669 | 790.296
| 2014 | 1 | 11 | 11 | 2014 | 1 | 11 | 12 |  | 761.425 | 26649.875 | 35 | 223.934 | 11709.5089 | 52.29 | 1557.534 | 1557.534 | 0 |  | 2014/01 | 2014-01-11 11:00 | 827.624 | -31.515 | 796.109
| 2014 | 1 | 11 | 12 | 2014 | 1 | 11 | 13 |  | 733.675 | 25348.4712 | 34.55 | 158.069 | 7778.5755 | 49.21 | 1509.969 | 1509.969 | 0 |  | 2014/01 | 2014-01-11 12:00 | 806.806 | -30.512 | 776.294
| 2014 | 1 | 11 | 13 | 2014 | 1 | 11 | 14 |  | 576.625 | 18550.0262 | 32.17 | 5.14 | 181.4934 | 35.31 | 1335.79 | 1335.79 | 0 |  | 2014/01 | 2014-01-11 13:00 | 787.81 | -28.645 | 759.165
| 2014 | 1 | 11 | 14 | 2014 | 1 | 11 | 15 |  | 562.128 | 17675.0717 | 31.4431 |  |  | #DIV/0! | 1304.25 | 1304.25 | 0 |  | 2014/01 | 2014-01-11 14:00 | 769.215 | -27.093 | 742.122
| 2014 | 1 | 11 | 15 | 2014 | 1 | 11 | 16 |  | 631.012 | 19482.3766 | 30.8748 |  |  | #DIV/0! | 1352.25 | 1352.25 | 0 |  | 2014/01 | 2014-01-11 15:00 | 746.697 | -25.459 | 721.238
| 2014 | 1 | 11 | 16 | 2014 | 1 | 11 | 17 |  | 620.263 | 18771.2421 | 30.2634 |  |  | #DIV/0! | 1339.7 | 1339.7 | 0 |  | 2014/01 | 2014-01-11 16:00 | 744.484 | -25.047 | 719.437
| 2014 | 1 | 11 | 17 | 2014 | 1 | 11 | 18 |  | 616.094 | 20562.1845 | 33.3751 |  |  | #DIV/0! | 1346.2 | 1346.2 | 0 |  | 2014/01 | 2014-01-11 17:00 | 756.735 | -26.629 | 730.106
| 2014 | 1 | 11 | 18 | 2014 | 1 | 11 | 19 |  | 861.76 | 36150.832 | 41.95 | 177.486 | 6623.7775 | 37.32 | 1633.586 | 1633.586 | 0 |  | 2014/01 | 2014-01-11 18:00 | 801.256 | -29.43 | 771.826
| 2014 | 1 | 11 | 19 | 2014 | 1 | 11 | 20 |  | 1007.5 | 39614.9 | 39.32 | 665.861 | 23511.5519 | 35.31 | 1817.611 | 1817.611 | 0 |  | 2014/01 | 2014-01-11 19:00 | 838.3 | -28.189 | 810.111
| 2014 | 1 | 11 | 20 | 2014 | 1 | 11 | 21 |  | 923.19 | 33964.1601 | 36.79 | 646.096 | 20862.4398 | 32.29 | 1742.146 | 1742.146 | 0 |  | 2014/01 | 2014-01-11 20:00 | 847.796 | -28.84 | 818.956
| 2014 | 1 | 11 | 21 | 2014 | 1 | 11 | 22 |  | 767.125 | 26496.4975 | 34.54 | 537.455 | 16945.9562 | 31.53 | 1590.805 | 1590.805 | 0 |  | 2014/01 | 2014-01-11 21:00 | 852.912 | -29.232 | 823.68
| 2014 | 1 | 11 | 22 | 2014 | 1 | 11 | 23 |  | 517.775 | 16382.401 | 31.64 | 395.097 | 11635.6066 | 29.45 | 1337.697 | 1337.696 | -0.001 |  | 2014/01 | 2014-01-11 22:00 | 847.843 | -27.922 | 819.921
| 2014 | 1 | 11 | 23 | 2014 | 1 | 11 | 24 |  | 448.115 | 13667.5075 | 30.5 | 368.762 | 10483.9037 | 28.43 | 1256.062 | 1256.061 | -0.001 |  | 2014/01 | 2014-01-11 23:00 | 833.872 | -25.926 | 807.946
| 2014 | 1 | 11 | 0 | 2014 | 1 | 12 | 1 |  | 361.605 | 10454.0006 | 28.91 | 202.714 | 5844.2446 | 28.83 | 1152.914 | 1152.914 | 0 |  | 2014/01 | 2014-01-12 | 816.461 | -25.152 | 791.309
| 2014 | 1 | 12 | 1 | 2014 | 1 | 12 | 2 |  | 437.005 | 12563.8937 | 28.75 | 277.819 | 7653.9135 | 27.55 | 1211.669 | 1211.669 | 0 |  | 2014/01 | 2014-01-12 01:00 | 797.469 | -22.805 | 774.664
| 2014 | 1 | 12 | 2 | 2014 | 1 | 12 | 3 |  | 399.91 | 11157.489 | 27.9 | 246.391 | 6369.2073 | 25.85 | 1169.241 | 1169.241 | 0 |  | 2014/01 | 2014-01-12 02:00 | 792.092 | -22.761 | 769.331
| 2014 | 1 | 12 | 3 | 2014 | 1 | 12 | 4 |  | 364.8 | 10010.112 | 27.44 | 317.337 | 7888.9978 | 24.86 | 1135.487 | 1135.487 | 0 |  | 2014/01 | 2014-01-12 03:00 | 791.218 | -20.531 | 770.687
| 2014 | 1 | 12 | 4 | 2014 | 1 | 12 | 5 |  | 329.5 | 9057.955 | 27.49 | 339.044 | 8981.2756 | 26.49 | 1102.644 | 1102.645 | 0.001 |  | 2014/01 | 2014-01-12 04:00 | 792.694 | -19.549 | 773.145
| 2014 | 1 | 12 | 5 | 2014 | 1 | 12 | 6 |  | 288.235 | 7854.4038 | 27.25 | 288.116 | 7666.7668 | 26.61 | 1065.166 | 1065.166 | 0 |  | 2014/01 | 2014-01-12 05:00 | 797.513 | -20.582 | 776.931
| 2014 | 1 | 12 | 6 | 2014 | 1 | 12 | 7 |  | 346.925 | 9613.2918 | 27.71 | 295.292 | 8167.7767 | 27.66 | 1137.392 | 1137.391 | -0.001 |  | 2014/01 | 2014-01-12 06:00 | 811.499 | -21.033 | 790.466
| 2014 | 1 | 12 | 7 | 2014 | 1 | 12 | 8 |  | 357.025 | 10203.7745 | 28.58 | 279.781 | 7828.2724 | 27.98 | 1159.331 | 1159.33 | -0.001 |  | 2014/01 | 2014-01-12 07:00 | 824.534 | -22.229 | 802.305
| 2014 | 1 | 12 | 8 | 2014 | 1 | 12 | 9 |  | 373.305 | 11117.0229 | 29.78 | 282.747 | 8117.6664 | 28.71 | 1191.647 | 1191.647 | 0 |  | 2014/01 | 2014-01-12 08:00 | 841.151 | -22.809 | 818.342
| 2014 | 1 | 12 | 9 | 2014 | 1 | 12 | 10 |  | 395.49 | 12244.3704 | 30.96 | 258.556 | 7981.6237 | 30.87 | 1234.806 | 1234.806 | 0 |  | 2014/01 | 2014-01-12 09:00 | 864.269 | -24.953 | 839.316
| 2014 | 1 | 12 | 10 | 2014 | 1 | 12 | 11 |  | 465.44 | 14982.5136 | 32.19 | 275.137 | 8842.9032 | 32.14 | 1315.737 | 1315.737 | 0 |  | 2014/01 | 2014-01-12 10:00 | 877.812 | -27.515 | 850.297
| 2014 | 1 | 12 | 11 | 2014 | 1 | 12 | 12 |  | 489.24 | 15655.68 | 32 | 249.946 | 8103.2493 | 32.42 | 1309.296 | 1309.296 | 0 |  | 2014/01 | 2014-01-12 11:00 | 847.9 | -27.844 | 820.056
| 2014 | 1 | 12 | 12 | 2014 | 1 | 12 | 13 |  | 480.975 | 15020.8492 | 31.23 | 256.926 | 8586.4669 | 33.42 | 1270.276 | 1270.276 | 0 |  | 2014/01 | 2014-01-12 12:00 | 816.116 | -26.815 | 789.301
| 2014 | 1 | 12 | 13 | 2014 | 1 | 12 | 14 |  | 484.505 | 14869.4585 | 30.69 | 214.826 | 6515.6726 | 30.33 | 1239.126 | 1239.125 | -0.001 |  | 2014/01 | 2014-01-12 13:00 | 780.305 | -25.685 | 754.62
| 2014 | 1 | 12 | 14 | 2014 | 1 | 12 | 15 |  | 439.05 | 13158.3285 | 29.97 | 207.883 | 6238.5688 | 30.01 | 1175.983 | 1175.983 | 0 |  | 2014/01 | 2014-01-12 14:00 | 761.629 | -24.696 | 736.933
| 2014 | 1 | 12 | 15 | 2014 | 1 | 12 | 16 |  | 453.155 | 13599.1815 | 30.01 | 242.254 | 7076.2393 | 29.21 | 1168.104 | 1168.105 | 0.001 |  | 2014/01 | 2014-01-12 15:00 | 739.729 | -24.779 | 714.95
| 2014 | 1 | 12 | 16 | 2014 | 1 | 12 | 17 |  | 435.19 | 13016.5329 | 29.91 | 236.192 | 6710.2147 | 28.41 | 1151.742 | 1151.742 | 0 |  | 2014/01 | 2014-01-12 16:00 | 740.847 | -24.295 | 716.552
| 2014 | 1 | 12 | 17 | 2014 | 1 | 12 | 18 |  | 486.75 | 15395.9025 | 31.63 | 307.607 | 9099.0151 | 29.58 | 1214.257 | 1214.257 | 0 |  | 2014/01 | 2014-01-12 17:00 | 752.734 | -25.227 | 727.507
| 2014 | 1 | 12 | 18 | 2014 | 1 | 12 | 19 |  | 828.5 | 40969.325 | 49.45 | 637.977 | 40728.4517 | 63.84 | 1607.077 | 1607.077 | 0 |  | 2014/01 | 2014-01-12 18:00 | 807.716 | -29.139 | 778.577
| 2014 | 1 | 12 | 19 | 2014 | 1 | 12 | 20 |  | 962.5 | 45064.25 | 46.82 | 711.437 | 39641.2696 | 55.72 | 1805.387 | 1805.387 | 0 |  | 2014/01 | 2014-01-12 19:00 | 872.163 | -29.276 | 842.887
| 2014 | 1 | 12 | 20 | 2014 | 1 | 12 | 21 |  | 979.2 | 43261.056 | 44.18 | 736.157 | 28084.3895 | 38.15 | 1848.107 | 1848.107 | 0 |  | 2014/01 | 2014-01-12 20:00 | 900.602 | -31.695 | 868.907
| 2014 | 1 | 12 | 21 | 2014 | 1 | 12 | 22 |  | 921.7 | 36674.443 | 39.79 | 595.344 | 23712.5515 | 39.83 | 1817.144 | 1817.144 | 0 |  | 2014/01 | 2014-01-12 21:00 | 928.701 | -33.257 | 895.444
| 2014 | 1 | 12 | 22 | 2014 | 1 | 12 | 23 |  | 783.5 | 28448.885 | 36.31 | 424.88 | 16404.6168 | 38.61 | 1681.13 | 1681.13 | 0 |  | 2014/01 | 2014-01-12 22:00 | 931.212 | -33.582 | 897.63
| 2014 | 1 | 12 | 23 | 2014 | 1 | 12 | 24 |  | 546.225 | 17501.049 | 32.04 | 275.855 | 9254.9353 | 33.55 | 1435.705 | 1435.705 | 0 |  | 2014/01 | 2014-01-12 23:00 | 923.127 | -33.647 | 889.48
| 2014 | 1 | 12 | 0 | 2014 | 1 | 13 | 1 |  | 481.915 | 14486.3649 | 30.06 | 276.524 | 8928.96 | 32.29 | 1355.874 | 1355.873 | -0.001 |  | 2014/01 | 2014-01-13 | 909.098 | -35.14 | 873.958
| 2014 | 1 | 13 | 1 | 2014 | 1 | 13 | 2 |  | 77.085 | 2264.7573 | 29.38 | 10.962 | 336.8623 | 30.73 | 943.012 | 943.012 | 0 |  | 2014/01 | 2014-01-13 01:00 | 898.614 | -32.687 | 865.927
| 2014 | 1 | 13 | 2 | 2014 | 1 | 13 | 3 |  | 53 | 1527.99 | 28.83 | 37.149 | 1119.2994 | 30.13 | 927.499 | 927.499 | 0 |  | 2014/01 | 2014-01-13 02:00 | 905.85 | -31.351 | 874.499
| 2014 | 1 | 13 | 3 | 2014 | 1 | 13 | 4 |  | 45.59 | 1305.6976 | 28.64 | 9.976 | 309.655 | 31.04 | 919.976 | 919.976 | 0 |  | 2014/01 | 2014-01-13 03:00 | 905.369 | -30.983 | 874.386
| 2014 | 1 | 13 | 4 | 2014 | 1 | 13 | 5 |  | 22.39 | 644.3842 | 28.78 | 5.191 | 162.3226 | 31.27 | 910.791 | 910.791 | 0 |  | 2014/01 | 2014-01-13 04:00 | 919.89 | -31.489 | 888.401
| 2014 | 1 | 13 | 5 | 2014 | 1 | 13 | 6 |  |  |  | 0 | 11.999 | 351.7407 | 29.3142 | 905.149 | 905.149 | 0 |  | 2014/01 | 2014-01-13 05:00 | 937.071 | -31.922 | 905.149
| 2014 | 1 | 13 | 6 | 2014 | 1 | 13 | 7 |  | 48.416 | 1822.4214 | 37.6409 |  |  | #DIV/0! | 991.9 | 991.9 | 0 |  | 2014/01 | 2014-01-13 06:00 | 977.626 | -34.142 | 943.484
| 2014 | 1 | 13 | 7 | 2014 | 1 | 13 | 8 |  | 244.33 | 9255.2204 | 37.88 | 159.223 | 9121.8857 | 57.29 | 1258.373 | 1258.373 | 0 |  | 2014/01 | 2014-01-13 07:00 | 1053.389 | -39.346 | 1014.043
| 2014 | 1 | 13 | 8 | 2014 | 1 | 13 | 9 |  | 414.4 | 20094.256 | 48.49 | 266.621 | 14456.1906 | 54.22 | 1454.771 | 1454.771 | 0 |  | 2014/01 | 2014-01-13 08:00 | 1079.013 | -38.642 | 1040.371
| 2014 | 1 | 13 | 9 | 2014 | 1 | 13 | 10 |  | 418.1 | 17175.548 | 41.08 | 173.5 | 7382.425 | 42.55 | 1438.6 | 1438.6 | 0 |  | 2014/01 | 2014-01-13 09:00 | 1060.265 | -39.765 | 1020.5
| 2014 | 1 | 13 | 10 | 2014 | 1 | 13 | 11 |  | 416.8 | 16759.528 | 40.21 | 141.515 | 5766.7362 | 40.75 | 1417.765 | 1417.765 | 0 |  | 2014/01 | 2014-01-13 10:00 | 1037.637 | -36.672 | 1000.965
| 2014 | 1 | 13 | 11 | 2014 | 1 | 13 | 12 |  | 449.8 | 17996.498 | 40.01 | 154.102 | 5390.488 | 34.98 | 1406.152 | 1406.152 | 0 |  | 2014/01 | 2014-01-13 11:00 | 991.001 | -34.649 | 956.352
| 2014 | 1 | 13 | 12 | 2014 | 1 | 13 | 13 |  | 462 | 17805.48 | 38.54 | 191.563 | 6469.0825 | 33.77 | 1380.413 | 1380.412 | -0.001 |  | 2014/01 | 2014-01-13 12:00 | 949.882 | -31.47 | 918.412
| 2014 | 1 | 13 | 13 | 2014 | 1 | 13 | 14 |  | 335.59 | 11537.5842 | 34.38 | 118.82 | 3684.6082 | 31.01 | 1224.67 | 1224.669 | -0.001 |  | 2014/01 | 2014-01-13 13:00 | 918.88 | -29.801 | 889.079
| 2014 | 1 | 13 | 14 | 2014 | 1 | 13 | 15 |  | 242.175 | 8057.1623 | 33.27 | 42.901 | 1307.6225 | 30.48 | 1123.051 | 1123.051 | 0 |  | 2014/01 | 2014-01-13 14:00 | 910.454 | -29.578 | 880.876
| 2014 | 1 | 13 | 15 | 2014 | 1 | 13 | 16 |  | 201.195 | 6506.6463 | 32.34 | 39.359 | 1162.2713 | 29.53 | 1080.009 | 1080.009 | 0 |  | 2014/01 | 2014-01-13 15:00 | 908.321 | -29.507 | 878.814
| 2014 | 1 | 13 | 16 | 2014 | 1 | 13 | 17 |  | 202.015 | 6561.4472 | 32.48 | 49.533 | 1435.4663 | 28.98 | 1076.533 | 1076.533 | 0 |  | 2014/01 | 2014-01-13 16:00 | 903.808 | -29.29 | 874.518
| 2014 | 1 | 13 | 17 | 2014 | 1 | 13 | 18 |  | 390.775 | 13829.5272 | 35.39 | 251.828 | 7491.883 | 29.75 | 1284.578 | 1284.579 | 0.001 |  | 2014/01 | 2014-01-13 17:00 | 923.587 | -29.783 | 893.804
| 2014 | 1 | 13 | 18 | 2014 | 1 | 13 | 19 |  | 577.9 | 28022.371 | 48.49 | 430.319 | 20306.7536 | 47.19 | 1492.669 | 1492.67 | 0.001 |  | 2014/01 | 2014-01-13 18:00 | 945.2 | -30.43 | 914.77
| 2014 | 1 | 13 | 19 | 2014 | 1 | 13 | 20 |  | 551.4 | 25154.868 | 45.62 | 336.564 | 11342.2068 | 33.7 | 1474.664 | 1474.664 | 0 |  | 2014/01 | 2014-01-13 19:00 | 950.443 | -27.179 | 923.264
| 2014 | 1 | 13 | 20 | 2014 | 1 | 13 | 21 |  | 540.1 | 23721.192 | 43.92 | 324.84 | 10885.3884 | 33.51 | 1449.69 | 1449.689 | -0.001 |  | 2014/01 | 2014-01-13 20:00 | 937.492 | -27.903 | 909.589
| 2014 | 1 | 13 | 21 | 2014 | 1 | 13 | 22 |  | 511.5 | 20050.8 | 39.2 | 273.627 | 8501.5909 | 31.07 | 1405.227 | 1405.227 | 0 |  | 2014/01 | 2014-01-13 21:00 | 922.816 | -29.089 | 893.727
| 2014 | 1 | 13 | 22 | 2014 | 1 | 13 | 23 |  | 406.1 | 14310.964 | 35.24 | 168.549 | 5019.3892 | 29.78 | 1281.299 | 1281.299 | 0 |  | 2014/01 | 2014-01-13 22:00 | 902.486 | -27.287 | 875.199
| 2014 | 1 | 13 | 23 | 2014 | 1 | 13 | 24 |  | 312.943 | 9355.728 | 29.8959 |  |  | #DIV/0! | 1157.9 | 1157.9 | 0 |  | 2014/01 | 2014-01-13 23:00 | 868.787 | -23.83 | 844.957
| 2014 | 1 | 13 | 0 | 2014 | 1 | 14 | 1 |  | 316.826 | 8279.9067 | 26.1339 |  |  | #DIV/0! | 1120.3 | 1120.3 | 0 |  | 2014/01 | 2014-01-14 | 824.511 | -21.037 | 803.474
| 2014 | 1 | 14 | 1 | 2014 | 1 | 14 | 2 |  | 279.658 | 5626.719 | 20.12 | 54.4 | 1536.256 | 28.24 | 1055.65 | 1055.65 | 0 |  | 2014/01 | 2014-01-14 01:00 | 794.071 | -18.079 | 775.992
| 2014 | 1 | 14 | 2 | 2014 | 1 | 14 | 3 |  | 178.362 | 4473.319 | 25.08 | 42.8 | 1189.412 | 27.79 | 928.3 | 928.299 | -0.001 |  | 2014/01 | 2014-01-14 02:00 | 765.926 | -15.989 | 749.937
| 2014 | 1 | 14 | 3 | 2014 | 1 | 14 | 4 |  | 167.957 | 4036.0067 | 24.03 | 50.3 | 1366.651 | 27.17 | 900.75 | 900.75 | 0 |  | 2014/01 | 2014-01-14 03:00 | 748.548 | -15.755 | 732.793
| 2014 | 1 | 14 | 4 | 2014 | 1 | 14 | 5 |  | 194.039 | 4032.1304 | 20.78 | 42.9 | 1179.75 | 27.5 | 931.75 | 931.75 | 0 |  | 2014/01 | 2014-01-14 04:00 | 753.748 | -16.037 | 737.711
| 2014 | 1 | 14 | 5 | 2014 | 1 | 14 | 6 |  | 200.687 | 3855.1973 | 19.21 | 47.7 | 1325.583 | 27.79 | 956.25 | 956.251 | 0.001 |  | 2014/01 | 2014-01-14 05:00 | 772.488 | -16.924 | 755.564
| 2014 | 1 | 14 | 6 | 2014 | 1 | 14 | 7 |  | 305.675 | 8051.4795 | 26.34 | 44.1 | 1289.043 | 29.23 | 1092.75 | 1092.75 | 0 |  | 2014/01 | 2014-01-14 06:00 | 806.781 | -19.706 | 787.075
| 2014 | 1 | 14 | 7 | 2014 | 1 | 14 | 8 |  | 314.086 | 9422.2618 | 29.999 |  |  | #DIV/0! | 1164.7 | 1164.699 | -0.001 |  | 2014/01 | 2014-01-14 07:00 | 874.053 | -23.44 | 850.613
| 2014 | 1 | 14 | 8 | 2014 | 1 | 14 | 9 |  | 424.296 | 15905.5716 | 37.487 |  |  | #DIV/0! | 1306.55 | 1306.55 | 0 |  | 2014/01 | 2014-01-14 08:00 | 905.103 | -22.849 | 882.254
| 2014 | 1 | 14 | 9 | 2014 | 1 | 14 | 10 |  | 432.817 | 15658.0611 | 36.1771 |  |  | #DIV/0! | 1311.95 | 1311.95 | 0 |  | 2014/01 | 2014-01-14 09:00 | 902.396 | -23.263 | 879.133
| 2014 | 1 | 14 | 10 | 2014 | 1 | 14 | 11 |  | 468.546 | 18071.3335 | 38.569 |  |  | #DIV/0! | 1335.8 | 1335.8 | 0 |  | 2014/01 | 2014-01-14 10:00 | 893.372 | -26.118 | 867.254
| 2014 | 1 | 14 | 11 | 2014 | 1 | 14 | 12 |  | 584.887 | 23675.0397 | 40.478 |  |  | #DIV/0! | 1436.4 | 1436.4 | 0 |  | 2014/01 | 2014-01-14 11:00 | 878.886 | -27.373 | 851.513
| 2014 | 1 | 14 | 12 | 2014 | 1 | 14 | 13 |  | 553.352 | 20298.3342 | 36.6825 |  |  | #DIV/0! | 1385.4 | 1385.4 | 0 |  | 2014/01 | 2014-01-14 12:00 | 857.71 | -25.662 | 832.048
| 2014 | 1 | 14 | 13 | 2014 | 1 | 14 | 14 |  | 517.823 | 17763.6539 | 34.3045 |  |  | #DIV/0! | 1335.2 | 1335.2 | 0 |  | 2014/01 | 2014-01-14 13:00 | 842.936 | -25.559 | 817.377
| 2014 | 1 | 14 | 14 | 2014 | 1 | 14 | 15 |  | 519.061 | 16747.1345 | 32.2643 |  |  | #DIV/0! | 1295.6 | 1295.6 | 0 |  | 2014/01 | 2014-01-14 14:00 | 800.739 | -24.2 | 776.539
| 2014 | 1 | 14 | 15 | 2014 | 1 | 14 | 16 |  | 478.215 | 14851.6091 | 31.0563 |  |  | #DIV/0! | 1237.25 | 1237.25 | 0 |  | 2014/01 | 2014-01-14 15:00 | 781.455 | -22.42 | 759.035
| 2014 | 1 | 14 | 16 | 2014 | 1 | 14 | 17 |  | 457.561 | 14043.0327 | 30.6911 |  |  | #DIV/0! | 1196.4 | 1196.4 | 0 |  | 2014/01 | 2014-01-14 16:00 | 760.579 | -21.74 | 738.839
| 2014 | 1 | 14 | 17 | 2014 | 1 | 14 | 18 |  | 412.357 | 13353.0915 | 32.3824 |  |  | #DIV/0! | 1193.05 | 1193.049 | -0.001 |  | 2014/01 | 2014-01-14 17:00 | 803.608 | -22.916 | 780.692
| 2014 | 1 | 14 | 18 | 2014 | 1 | 14 | 19 |  | 511.45 | 25199.1415 | 49.27 | 131.634 | 4164.8998 | 31.64 | 1325.434 | 1325.434 | 0 |  | 2014/01 | 2014-01-14 18:00 | 838.453 | -24.469 | 813.984
| 2014 | 1 | 14 | 19 | 2014 | 1 | 14 | 20 |  | 529.7 | 22819.476 | 43.08 | 133.341 | 4178.9069 | 31.34 | 1407.991 | 1407.991 | 0 |  | 2014/01 | 2014-01-14 19:00 | 903.051 | -24.76 | 878.291
| 2014 | 1 | 14 | 20 | 2014 | 1 | 14 | 21 |  | 518 | 21497 | 41.5 | 159.161 | 5115.4345 | 32.14 | 1418.061 | 1418.062 | 0.001 |  | 2014/01 | 2014-01-14 20:00 | 927.291 | -27.229 | 900.062
| 2014 | 1 | 14 | 21 | 2014 | 1 | 14 | 22 |  | 478.575 | 19262.6437 | 40.25 | 107.035 | 3515.0294 | 32.84 | 1391.185 | 1391.185 | 0 |  | 2014/01 | 2014-01-14 21:00 | 940.077 | -27.467 | 912.61
| 2014 | 1 | 14 | 22 | 2014 | 1 | 14 | 23 |  | 381.51 | 13871.7036 | 36.36 | 9.814 | 306.5894 | 31.24 | 1296.714 | 1296.714 | 0 |  | 2014/01 | 2014-01-14 22:00 | 941.665 | -26.461 | 915.204
| 2014 | 1 | 14 | 23 | 2014 | 1 | 14 | 24 |  | 335.333 | 10273.7656 | 30.6375 |  |  | #DIV/0! | 1233.7 | 1233.7 | 0 |  | 2014/01 | 2014-01-14 23:00 | 922.542 | -24.175 | 898.367
| 2014 | 1 | 14 | 0 | 2014 | 1 | 15 | 1 |  | 366.53 | 9965.9507 | 27.19 | 21.735 | 660.744 | 30.4 | 1236.785 | 1236.785 | 0 |  | 2014/01 | 2014-01-15 | 894.119 | -23.864 | 870.255
| 2014 | 1 | 15 | 1 | 2014 | 1 | 15 | 2 |  | 338.173 | 9781.1425 | 28.9235 |  |  | #DIV/0! | 1183.25 | 1183.25 | 0 |  | 2014/01 | 2014-01-15 01:00 | 867.907 | -22.83 | 845.077
| 2014 | 1 | 15 | 2 | 2014 | 1 | 15 | 3 |  | 360.024 | 10162.7672 | 28.228 |  |  | #DIV/0! | 1173 | 1173.001 | 0.001 |  | 2014/01 | 2014-01-15 02:00 | 834.914 | -21.937 | 812.977
| 2014 | 1 | 15 | 3 | 2014 | 1 | 15 | 4 |  | 304.248 | 8610.672 | 28.3015 |  |  | #DIV/0! | 1113.7 | 1113.7 | 0 |  | 2014/01 | 2014-01-15 03:00 | 831.211 | -21.759 | 809.452
| 2014 | 1 | 15 | 4 | 2014 | 1 | 15 | 5 |  | 311.786 | 8840.7838 | 28.3553 |  |  | #DIV/0! | 1120.5 | 1120.5 | 0 |  | 2014/01 | 2014-01-15 04:00 | 830.639 | -21.925 | 808.714
| 2014 | 1 | 15 | 5 | 2014 | 1 | 15 | 6 |  | 325.011 | 9452.2899 | 29.083 |  |  | #DIV/0! | 1151.95 | 1151.951 | 0.001 |  | 2014/01 | 2014-01-15 05:00 | 849.697 | -22.757 | 826.94
| 2014 | 1 | 15 | 6 | 2014 | 1 | 15 | 7 |  | 376.791 | 11837.625 | 31.417 |  |  | #DIV/0! | 1239.75 | 1239.75 | 0 |  | 2014/01 | 2014-01-15 06:00 | 887.58 | -24.621 | 862.959
| 2014 | 1 | 15 | 7 | 2014 | 1 | 15 | 8 |  | 574.4 | 24647.504 | 42.91 | 201.833 | 7469.8393 | 37.01 | 1527.433 | 1527.433 | 0 |  | 2014/01 | 2014-01-15 07:00 | 980.303 | -27.27 | 953.033
| 2014 | 1 | 15 | 8 | 2014 | 1 | 15 | 9 |  | 800.75 | 34808.6025 | 43.47 | 260.484 | 12018.7318 | 46.14 | 1803.534 | 1803.534 | 0 |  | 2014/01 | 2014-01-15 08:00 | 1031.099 | -28.315 | 1002.784
| 2014 | 1 | 15 | 9 | 2014 | 1 | 15 | 10 |  | 776 | 31668.56 | 40.81 | 80.309 | 3199.5106 | 39.84 | 1787.609 | 1787.609 | 0 |  | 2014/01 | 2014-01-15 09:00 | 1039.743 | -28.134 | 1011.609
| 2014 | 1 | 15 | 10 | 2014 | 1 | 15 | 11 |  | 772.32 | 31139.0064 | 40.3188 |  |  | #DIV/0! | 1789.15 | 1789.15 | 0 |  | 2014/01 | 2014-01-15 10:00 | 1045.402 | -28.572 | 1016.83
| 2014 | 1 | 15 | 11 | 2014 | 1 | 15 | 12 |  | 802.907 | 32115.8897 | 39.9995 |  |  | #DIV/0! | 1804.3 | 1804.3 | 0 |  | 2014/01 | 2014-01-15 11:00 | 1030.82 | -29.427 | 1001.393
| 2014 | 1 | 15 | 12 | 2014 | 1 | 15 | 13 |  | 848.079 | 32269.6623 | 38.0503 |  |  | #DIV/0! | 1821 | 1821 | 0 |  | 2014/01 | 2014-01-15 12:00 | 1003.097 | -30.176 | 972.921
| 2014 | 1 | 15 | 13 | 2014 | 1 | 15 | 14 |  | 755.239 | 27686.4049 | 36.6591 |  |  | #DIV/0! | 1723 | 1723.001 | 0.001 |  | 2014/01 | 2014-01-15 13:00 | 998.074 | -30.312 | 967.762
| 2014 | 1 | 15 | 14 | 2014 | 1 | 15 | 15 |  | 724.33 | 25328.6373 | 34.9684 |  |  | #DIV/0! | 1678.7 | 1678.7 | 0 |  | 2014/01 | 2014-01-15 14:00 | 984.675 | -30.305 | 954.37
| 2014 | 1 | 15 | 15 | 2014 | 1 | 15 | 16 |  | 751.546 | 25409.4975 | 33.8096 |  |  | #DIV/0! | 1695.85 | 1695.85 | 0 |  | 2014/01 | 2014-01-15 15:00 | 973.475 | -29.171 | 944.304
| 2014 | 1 | 15 | 16 | 2014 | 1 | 15 | 17 |  | 775.031 | 25781.2568 | 33.2648 |  |  | #DIV/0! | 1708.85 | 1708.849 | -0.001 |  | 2014/01 | 2014-01-15 16:00 | 962.693 | -28.875 | 933.818
| 2014 | 1 | 15 | 17 | 2014 | 1 | 15 | 18 |  | 741.657 | 27642.7355 | 37.2716 |  |  | #DIV/0! | 1700.4 | 1700.4 | 0 |  | 2014/01 | 2014-01-15 17:00 | 988.404 | -29.661 | 958.743
| 2014 | 1 | 15 | 18 | 2014 | 1 | 15 | 19 |  | 752.974 | 39853.1523 | 52.9277 |  |  | #DIV/0! | 1768.85 | 1768.85 | 0 |  | 2014/01 | 2014-01-15 18:00 | 1048.435 | -32.559 | 1015.876
| 2014 | 1 | 15 | 19 | 2014 | 1 | 15 | 20 |  | 791.164 | 42752.6315 | 54.0376 |  |  | #DIV/0! | 1853 | 1853 | 0 |  | 2014/01 | 2014-01-15 19:00 | 1096.531 | -34.695 | 1061.836
| 2014 | 1 | 15 | 20 | 2014 | 1 | 15 | 21 |  | 704.1 | 32578.707 | 46.27 | 164.622 | 5919.8071 | 35.96 | 1777.772 | 1777.772 | 0 |  | 2014/01 | 2014-01-15 20:00 | 1107.624 | -33.952 | 1073.672
| 2014 | 1 | 15 | 21 | 2014 | 1 | 15 | 22 |  | 698.8 | 30383.824 | 43.48 | 161.132 | 6048.8953 | 37.54 | 1781.132 | 1781.132 | 0 |  | 2014/01 | 2014-01-15 21:00 | 1116.424 | -34.092 | 1082.332
| 2014 | 1 | 15 | 22 | 2014 | 1 | 15 | 23 |  | 714.6 | 30284.748 | 42.38 | 174.964 | 5955.7746 | 34.04 | 1791.964 | 1791.964 | 0 |  | 2014/01 | 2014-01-15 22:00 | 1111.909 | -34.545 | 1077.364
| 2014 | 1 | 15 | 23 | 2014 | 1 | 15 | 24 |  | 576 | 19676.16 | 34.16 | 70.747 | 2116.7502 | 29.92 | 1625.147 | 1625.147 | 0 |  | 2014/01 | 2014-01-15 23:00 | 1083.392 | -34.245 | 1049.147
| 2014 | 1 | 15 | 0 | 2014 | 1 | 16 | 1 |  | 456.762 | 13814.8593 | 30.2452 |  |  | #DIV/0! | 1489.5 | 1489.5 | 0 |  | 2014/01 | 2014-01-16 | 1065.912 | -33.174 | 1032.738
| 2014 | 1 | 16 | 1 | 2014 | 1 | 16 | 2 |  | 484 | 15265.36 | 31.54 | 56.617 | 1704.1717 | 30.1 | 1497.567 | 1497.568 | 0.001 |  | 2014/01 | 2014-01-16 01:00 | 1046.143 | -32.575 | 1013.568
| 2014 | 1 | 16 | 2 | 2014 | 1 | 16 | 3 |  | 430.575 | 13222.9582 | 30.71 | 8.773 | 259.2421 | 29.55 | 1449.623 | 1449.623 | 0 |  | 2014/01 | 2014-01-16 02:00 | 1052.56 | -33.512 | 1019.048
| 2014 | 1 | 16 | 3 | 2014 | 1 | 16 | 4 |  | 459 | 13994.91 | 30.49 | 103.787 | 2955.8538 | 28.48 | 1485.037 | 1485.036 | -0.001 |  | 2014/01 | 2014-01-16 03:00 | 1059.487 | -33.451 | 1026.036
| 2014 | 1 | 16 | 4 | 2014 | 1 | 16 | 5 |  | 448.3 | 13650.735 | 30.45 | 165.349 | 4910.8653 | 29.7 | 1488.049 | 1488.049 | 0 |  | 2014/01 | 2014-01-16 04:00 | 1073.792 | -34.043 | 1039.749
| 2014 | 1 | 16 | 5 | 2014 | 1 | 16 | 6 |  | 465.6 | 14545.344 | 31.24 | 195.04 | 5613.2512 | 28.78 | 1512.79 | 1512.789 | -0.001 |  | 2014/01 | 2014-01-16 05:00 | 1081.385 | -34.196 | 1047.189
| 2014 | 1 | 16 | 6 | 2014 | 1 | 16 | 7 |  | 603.89 | 20224.2761 | 33.49 | 368.513 | 12477.8502 | 33.86 | 1685.313 | 1685.313 | 0 |  | 2014/01 | 2014-01-16 06:00 | 1115.341 | -33.918 | 1081.423
| 2014 | 1 | 16 | 7 | 2014 | 1 | 16 | 8 |  | 822 | 35987.16 | 43.78 | 577.374 | 32488.835 | 56.27 | 1963.274 | 1963.274 | 0 |  | 2014/01 | 2014-01-16 07:00 | 1178.524 | -37.25 | 1141.274
| 2014 | 1 | 16 | 8 | 2014 | 1 | 16 | 9 |  | 899.05 | 45150.291 | 50.22 | 566.689 | 40076.2461 | 70.72 | 2073.189 | 2073.189 | 0 |  | 2014/01 | 2014-01-16 08:00 | 1212.301 | -38.162 | 1174.139
| 2014 | 1 | 16 | 9 | 2014 | 1 | 16 | 10 |  | 905.8 | 39882.374 | 44.03 | 512.479 | 19053.9692 | 37.18 | 2066.429 | 2066.429 | 0 |  | 2014/01 | 2014-01-16 09:00 | 1198.444 | -37.815 | 1160.629
| 2014 | 1 | 16 | 10 | 2014 | 1 | 16 | 11 |  | 935 | 39774.9 | 42.54 | 423.568 | 18073.6466 | 42.67 | 2066.718 | 2066.718 | 0 |  | 2014/01 | 2014-01-16 10:00 | 1171.856 | -40.138 | 1131.718
| 2014 | 1 | 16 | 11 | 2014 | 1 | 16 | 12 |  | 987.2 | 40800.976 | 41.33 | 387.844 | 17553.8194 | 45.26 | 2062.494 | 2062.494 | 0 |  | 2014/01 | 2014-01-16 11:00 | 1114.732 | -39.438 | 1075.294
| 2014 | 1 | 16 | 12 | 2014 | 1 | 16 | 13 |  | 1028.615 | 38645.0655 | 37.57 | 380.703 | 15764.9112 | 41.41 | 2049.703 | 2049.704 | 0.001 |  | 2014/01 | 2014-01-16 12:00 | 1058.942 | -37.853 | 1021.089
| 2014 | 1 | 16 | 13 | 2014 | 1 | 16 | 14 |  | 1028.725 | 37661.6223 | 36.61 | 348.669 | 12356.8294 | 35.44 | 2000.819 | 2000.819 | 0 |  | 2014/01 | 2014-01-16 13:00 | 1007.643 | -35.549 | 972.094
| 2014 | 1 | 16 | 14 | 2014 | 1 | 16 | 15 |  | 895.655 | 31616.6215 | 35.3 | 206.807 | 7089.344 | 34.28 | 1831.157 | 1831.157 | 0 |  | 2014/01 | 2014-01-16 14:00 | 969.99 | -34.488 | 935.502
| 2014 | 1 | 16 | 15 | 2014 | 1 | 16 | 16 |  | 807.525 | 27431.6243 | 33.97 | 141.093 | 4619.3848 | 32.74 | 1735.043 | 1735.043 | 0 |  | 2014/01 | 2014-01-16 15:00 | 960.723 | -33.205 | 927.518
| 2014 | 1 | 16 | 16 | 2014 | 1 | 16 | 17 |  | 777.58 | 26297.7556 | 33.82 | 144.59 | 4680.3783 | 32.37 | 1707.34 | 1707.34 | 0 |  | 2014/01 | 2014-01-16 16:00 | 962.764 | -33.004 | 929.76
| 2014 | 1 | 16 | 17 | 2014 | 1 | 16 | 18 |  | 991.73 | 36852.6868 | 37.16 | 358.548 | 13312.8872 | 37.13 | 1939.498 | 1939.498 | 0 |  | 2014/01 | 2014-01-16 17:00 | 981.625 | -33.857 | 947.768
| 2014 | 1 | 16 | 18 | 2014 | 1 | 16 | 19 |  | 1199.8 | 65821.028 | 54.86 | 470.508 | 18796.7946 | 39.95 | 2168.908 | 2168.908 | 0 |  | 2014/01 | 2014-01-16 18:00 | 1003.218 | -34.11 | 969.108
| 2014 | 1 | 16 | 19 | 2014 | 1 | 16 | 20 |  | 1183.3 | 60099.807 | 50.79 | 353.802 | 15139.1876 | 42.79 | 2183.252 | 2183.252 | 0 |  | 2014/01 | 2014-01-16 19:00 | 1034.866 | -34.914 | 999.952
| 2014 | 1 | 16 | 20 | 2014 | 1 | 16 | 21 |  | 1178.1 | 51082.416 | 43.36 | 348.828 | 16876.2986 | 48.38 | 2170.228 | 2170.229 | 0.001 |  | 2014/01 | 2014-01-16 20:00 | 1026.719 | -34.59 | 992.129
| 2014 | 1 | 16 | 21 | 2014 | 1 | 16 | 22 |  | 1131.8 | 46947.064 | 41.48 | 267.597 | 11924.1223 | 44.56 | 2122.947 | 2122.947 | 0 |  | 2014/01 | 2014-01-16 21:00 | 1025.714 | -34.567 | 991.147
| 2014 | 1 | 16 | 22 | 2014 | 1 | 16 | 23 |  | 1104.9 | 43179.492 | 39.08 | 206.677 | 8911.9122 | 43.12 | 2074.977 | 2074.977 | 0 |  | 2014/01 | 2014-01-16 22:00 | 1005.222 | -35.145 | 970.077
| 2014 | 1 | 16 | 23 | 2014 | 1 | 16 | 24 |  | 919.888 | 31472.3244 | 34.2132 |  |  | #DIV/0! | 1859.75 | 1859.75 | 0 |  | 2014/01 | 2014-01-16 23:00 | 973.084 | -33.222 | 939.862
| 2014 | 1 | 16 | 0 | 2014 | 1 | 17 | 1 |  | 892.413 | 28573.0702 | 32.0178 |  |  | #DIV/0! | 1791.5 | 1791.501 | 0.001 |  | 2014/01 | 2014-01-17 | 930.947 | -31.859 | 899.088
| 2014 | 1 | 17 | 1 | 2014 | 1 | 17 | 2 |  | 909.466 | 28351.0816 | 31.1733 |  |  | #DIV/0! | 1779.15 | 1779.15 | 0 |  | 2014/01 | 2014-01-17 01:00 | 902.3 | -32.616 | 869.684
| 2014 | 1 | 17 | 2 | 2014 | 1 | 17 | 3 |  | 843.947 | 25880.4261 | 30.6659 |  |  | #DIV/0! | 1698.3 | 1698.3 | 0 |  | 2014/01 | 2014-01-17 02:00 | 886.236 | -31.883 | 854.353
| 2014 | 1 | 17 | 3 | 2014 | 1 | 17 | 4 |  | 786.049 | 24108.8222 | 30.6709 |  |  | #DIV/0! | 1648.3 | 1648.3 | 0 |  | 2014/01 | 2014-01-17 03:00 | 894.829 | -32.578 | 862.251
| 2014 | 1 | 17 | 4 | 2014 | 1 | 17 | 5 |  | 769.04 | 23810.5397 | 30.9614 |  |  | #DIV/0! | 1630.95 | 1630.95 | 0 |  | 2014/01 | 2014-01-17 04:00 | 894.139 | -32.229 | 861.91
| 2014 | 1 | 17 | 5 | 2014 | 1 | 17 | 6 |  | 715.885 | 22331.5526 | 31.1943 |  |  | #DIV/0! | 1591.5 | 1591.499 | -0.001 |  | 2014/01 | 2014-01-17 05:00 | 908.674 | -33.06 | 875.614
| 2014 | 1 | 17 | 6 | 2014 | 1 | 17 | 7 |  | 671.25 | 24292.5375 | 36.19 | 45.087 | 1339.9856 | 29.72 | 1580.837 | 1580.838 | 0.001 |  | 2014/01 | 2014-01-17 06:00 | 938.881 | -29.293 | 909.588
| 2014 | 1 | 17 | 7 | 2014 | 1 | 17 | 8 |  | 734.055 | 34463.8823 | 46.95 | 155.718 | 9374.2236 | 60.2 | 1716.018 | 1716.018 | 0 |  | 2014/01 | 2014-01-17 07:00 | 1013.374 | -31.411 | 981.963
| 2014 | 1 | 17 | 8 | 2014 | 1 | 17 | 9 |  | 702.1 | 41129.018 | 58.58 | 31.455 | 2573.3335 | 81.81 | 1726.155 | 1726.155 | 0 |  | 2014/01 | 2014-01-17 08:00 | 1057.466 | -33.411 | 1024.055
| 2014 | 1 | 17 | 9 | 2014 | 1 | 17 | 10 |  | 800.418 | 38251.6638 | 47.7896 |  |  | #DIV/0! | 1829.3 | 1829.3 | 0 |  | 2014/01 | 2014-01-17 09:00 | 1061.972 | -33.09 | 1028.882
| 2014 | 1 | 17 | 10 | 2014 | 1 | 17 | 11 |  | 903.014 | 41271.853 | 45.7046 |  |  | #DIV/0! | 1916.15 | 1916.15 | 0 |  | 2014/01 | 2014-01-17 10:00 | 1047.123 | -33.987 | 1013.136
| 2014 | 1 | 17 | 11 | 2014 | 1 | 17 | 12 |  | 927.737 | 40429.1647 | 43.5783 |  |  | #DIV/0! | 1895.2 | 1895.2 | 0 |  | 2014/01 | 2014-01-17 11:00 | 1000.075 | -32.612 | 967.463
| 2014 | 1 | 17 | 12 | 2014 | 1 | 17 | 13 |  | 923.262 | 37540.1532 | 40.6603 |  |  | #DIV/0! | 1850.7 | 1850.7 | 0 |  | 2014/01 | 2014-01-17 12:00 | 959.148 | -31.71 | 927.438
| 2014 | 1 | 17 | 13 | 2014 | 1 | 17 | 14 |  | 855.263 | 33550.7781 | 39.2286 |  |  | #DIV/0! | 1776.8 | 1776.801 | 0.001 |  | 2014/01 | 2014-01-17 13:00 | 953.047 | -31.509 | 921.538
| 2014 | 1 | 17 | 14 | 2014 | 1 | 17 | 15 |  | 797.532 | 31311.2554 | 39.2602 |  |  | #DIV/0! | 1725.3 | 1725.301 | 0.001 |  | 2014/01 | 2014-01-17 14:00 | 959.991 | -32.222 | 927.769
| 2014 | 1 | 17 | 15 | 2014 | 1 | 17 | 16 |  | 713.7 | 27191.97 | 38.1 | 17.895 | 548.8397 | 30.67 | 1661.195 | 1661.195 | 0 |  | 2014/01 | 2014-01-17 15:00 | 979.288 | -31.793 | 947.495
| 2014 | 1 | 17 | 16 | 2014 | 1 | 17 | 17 |  | 689.5 | 25256.385 | 36.63 | 47.047 | 1432.5811 | 30.45 | 1674.347 | 1674.347 | 0 |  | 2014/01 | 2014-01-17 16:00 | 1017.215 | -32.368 | 984.847
| 2014 | 1 | 17 | 17 | 2014 | 1 | 17 | 18 |  | 723.7 | 28593.387 | 39.51 | 86.771 | 2675.1499 | 30.83 | 1733.771 | 1733.771 | 0 |  | 2014/01 | 2014-01-17 17:00 | 1042.539 | -32.468 | 1010.071
| 2014 | 1 | 17 | 18 | 2014 | 1 | 17 | 19 |  | 714.1 | 35762.128 | 50.08 | 32.858 | 1112.9005 | 33.87 | 1763.008 | 1763.008 | 0 |  | 2014/01 | 2014-01-17 18:00 | 1082.316 | -33.408 | 1048.908
| 2014 | 1 | 17 | 19 | 2014 | 1 | 17 | 20 |  | 695.091 | 36807.6729 | 52.9537 |  |  | #DIV/0! | 1780.45 | 1780.45 | 0 |  | 2014/01 | 2014-01-17 19:00 | 1119.129 | -33.77 | 1085.359
| 2014 | 1 | 17 | 20 | 2014 | 1 | 17 | 21 |  | 831.863 | 37933.4186 | 45.6006 |  |  | #DIV/0! | 1939.3 | 1939.3 | 0 |  | 2014/01 | 2014-01-17 20:00 | 1141.554 | -34.117 | 1107.437
| 2014 | 1 | 17 | 21 | 2014 | 1 | 17 | 22 |  | 868.676 | 38354.2048 | 44.1525 |  |  | #DIV/0! | 1993.6 | 1993.6 | 0 |  | 2014/01 | 2014-01-17 21:00 | 1160.747 | -35.823 | 1124.924
| 2014 | 1 | 17 | 22 | 2014 | 1 | 17 | 23 |  | 847.141 | 34928.5695 | 41.2311 |  |  | #DIV/0! | 1972.3 | 1972.3 | 0 |  | 2014/01 | 2014-01-17 22:00 | 1161.121 | -35.962 | 1125.159
| 2014 | 1 | 17 | 23 | 2014 | 1 | 17 | 24 |  | 764.087 | 29103.1111 | 38.0887 |  |  | #DIV/0! | 1865.15 | 1865.15 | 0 |  | 2014/01 | 2014-01-17 23:00 | 1134.844 | -33.781 | 1101.063
| 2014 | 1 | 17 | 0 | 2014 | 1 | 18 | 1 |  | 678.933 | 23469.0526 | 34.5676 |  |  | #DIV/0! | 1770.4 | 1770.4 | 0 |  | 2014/01 | 2014-01-18 | 1125.05 | -33.583 | 1091.467
| 2014 | 1 | 18 | 1 | 2014 | 1 | 18 | 2 |  | 863.5 | 36983.705 | 42.83 | 301.411 | 9196.0496 | 30.51 | 1932.661 | 1932.661 | 0 |  | 2014/01 | 2014-01-18 01:00 | 1103.27 | -34.109 | 1069.161
| 2014 | 1 | 18 | 2 | 2014 | 1 | 18 | 3 |  | 543.2 | 21521.584 | 39.62 | 41.96 | 1324.2576 | 31.56 | 1598.96 | 1598.959 | -0.001 |  | 2014/01 | 2014-01-18 02:00 | 1090.604 | -34.845 | 1055.759
| 2014 | 1 | 18 | 3 | 2014 | 1 | 18 | 4 |  | 595.575 | 22322.151 | 37.48 | 73.206 | 2267.1898 | 30.97 | 1653.106 | 1653.105 | -0.001 |  | 2014/01 | 2014-01-18 03:00 | 1091.745 | -34.215 | 1057.53
| 2014 | 1 | 18 | 4 | 2014 | 1 | 18 | 5 |  | 689.485 | 25414.4171 | 36.86 | 111.021 | 3461.6348 | 31.18 | 1756.621 | 1756.621 | 0 |  | 2014/01 | 2014-01-18 04:00 | 1103.087 | -35.951 | 1067.136
| 2014 | 1 | 18 | 5 | 2014 | 1 | 18 | 6 |  | 725.935 | 26852.3357 | 36.99 | 163.37 | 5183.7301 | 31.73 | 1801.97 | 1801.969 | -0.001 |  | 2014/01 | 2014-01-18 05:00 | 1112.717 | -36.683 | 1076.034
| 2014 | 1 | 18 | 6 | 2014 | 1 | 18 | 7 |  | 709.48 | 27740.668 | 39.1 | 122.57 | 3898.9517 | 31.81 | 1806.52 | 1806.52 | 0 |  | 2014/01 | 2014-01-18 06:00 | 1135.003 | -37.963 | 1097.04
| 2014 | 1 | 18 | 7 | 2014 | 1 | 18 | 8 |  | 690.87 | 29755.7709 | 43.07 | 135.18 | 4122.99 | 30.5 | 1811.58 | 1811.581 | 0.001 |  | 2014/01 | 2014-01-18 07:00 | 1159.919 | -39.208 | 1120.711
| 2014 | 1 | 18 | 8 | 2014 | 1 | 18 | 9 |  | 754.075 | 37847.0243 | 50.19 | 210.865 | 7266.4079 | 34.46 | 1891.465 | 1891.466 | 0.001 |  | 2014/01 | 2014-01-18 08:00 | 1176.247 | -38.856 | 1137.391
| 2014 | 1 | 18 | 9 | 2014 | 1 | 18 | 10 |  | 766.655 | 38961.4071 | 50.82 | 176.253 | 7425.5389 | 42.13 | 1917.753 | 1917.753 | 0 |  | 2014/01 | 2014-01-18 09:00 | 1190.202 | -39.104 | 1151.098
| 2014 | 1 | 18 | 10 | 2014 | 1 | 18 | 11 |  | 792.545 | 41386.6999 | 52.22 | 127.246 | 5948.7505 | 46.75 | 1959.996 | 1959.996 | 0 |  | 2014/01 | 2014-01-18 10:00 | 1207.254 | -39.803 | 1167.451
| 2014 | 1 | 18 | 11 | 2014 | 1 | 18 | 12 |  | 853.2 | 45287.856 | 53.08 | 98.996 | 4356.814 | 44.01 | 2005.746 | 2005.746 | 0 |  | 2014/01 | 2014-01-18 11:00 | 1193.116 | -40.57 | 1152.546
| 2014 | 1 | 18 | 12 | 2014 | 1 | 18 | 13 |  | 911.1 | 48270.078 | 52.98 | 122.398 | 5219.0507 | 42.64 | 2040.048 | 2040.048 | 0 |  | 2014/01 | 2014-01-18 12:00 | 1170.473 | -41.525 | 1128.948
| 2014 | 1 | 18 | 13 | 2014 | 1 | 18 | 14 |  | 914.8 | 43709.144 | 47.78 | 53.739 | 1989.9552 | 37.03 | 1992.989 | 1992.989 | 0 |  | 2014/01 | 2014-01-18 13:00 | 1119.818 | -41.629 | 1078.189
| 2014 | 1 | 18 | 14 | 2014 | 1 | 18 | 15 |  | 847.749 | 36171.4746 | 42.6677 |  |  | #DIV/0! | 1868.8 | 1868.8 | 0 |  | 2014/01 | 2014-01-18 14:00 | 1061.592 | -40.541 | 1021.051
| 2014 | 1 | 18 | 15 | 2014 | 1 | 18 | 16 |  | 763.226 | 31205.7808 | 40.8867 |  |  | #DIV/0! | 1742.75 | 1742.751 | 0.001 |  | 2014/01 | 2014-01-18 15:00 | 1018.669 | -39.144 | 979.525
| 2014 | 1 | 18 | 16 | 2014 | 1 | 18 | 17 |  | 746.705 | 30620.752 | 41.0078 |  |  | #DIV/0! | 1711.9 | 1711.9 | 0 |  | 2014/01 | 2014-01-18 16:00 | 1003.188 | -37.993 | 965.195
| 2014 | 1 | 18 | 17 | 2014 | 1 | 18 | 18 |  | 838.13 | 37849.9508 | 45.16 | 111.819 | 3813.0279 | 34.1 | 1808.769 | 1808.769 | 0 |  | 2014/01 | 2014-01-18 17:00 | 1007.489 | -36.85 | 970.639
| 2014 | 1 | 18 | 18 | 2014 | 1 | 18 | 19 |  | 982.8 | 63793.548 | 64.91 | 219.094 | 22012.3742 | 100.47 | 1986.044 | 1986.044 | 0 |  | 2014/01 | 2014-01-18 18:00 | 1041.441 | -38.197 | 1003.244
| 2014 | 1 | 18 | 19 | 2014 | 1 | 18 | 20 |  | 949.7 | 61217.662 | 64.46 | 106.612 | 5612.0557 | 52.64 | 1977.212 | 1977.212 | 0 |  | 2014/01 | 2014-01-18 19:00 | 1064.513 | -37.001 | 1027.512
| 2014 | 1 | 18 | 20 | 2014 | 1 | 18 | 21 |  | 961.1 | 57925.497 | 60.27 | 41.745 | 2911.7137 | 69.75 | 1983.495 | 1983.495 | 0 |  | 2014/01 | 2014-01-18 20:00 | 1059.156 | -36.761 | 1022.395
| 2014 | 1 | 18 | 21 | 2014 | 1 | 18 | 22 |  | 983.273 | 55652.7763 | 56.5995 |  |  | #DIV/0! | 2001.75 | 2001.75 | 0 |  | 2014/01 | 2014-01-18 21:00 | 1054.32 | -35.843 | 1018.477
| 2014 | 1 | 18 | 22 | 2014 | 1 | 18 | 23 |  | 1021.044 | 55601.8622 | 54.4559 |  |  | #DIV/0! | 2016.75 | 2016.75 | 0 |  | 2014/01 | 2014-01-18 22:00 | 1031.832 | -36.126 | 995.706
| 2014 | 1 | 18 | 23 | 2014 | 1 | 18 | 24 |  | 1046.747 | 48262.0958 | 46.1067 |  |  | #DIV/0! | 2008.45 | 2008.45 | 0 |  | 2014/01 | 2014-01-18 23:00 | 999.139 | -37.436 | 961.703
| 2014 | 1 | 18 | 0 | 2014 | 1 | 19 | 1 |  | 992.193 | 42532.0135 | 42.8667 |  |  | #DIV/0! | 1917.95 | 1917.95 | 0 |  | 2014/01 | 2014-01-19 | 963.675 | -37.918 | 925.757
| 2014 | 1 | 19 | 1 | 2014 | 1 | 19 | 2 |  | 982.05 | 39458.769 | 40.18 | 53.006 | 2313.7119 | 43.65 | 1887.306 | 1887.307 | 0.001 |  | 2014/01 | 2014-01-19 01:00 | 940.165 | -34.908 | 905.257
| 2014 | 1 | 19 | 2 | 2014 | 1 | 19 | 3 |  | 937.594 | 35734.4362 | 38.1129 |  |  | #DIV/0! | 1832.25 | 1832.251 | 0.001 |  | 2014/01 | 2014-01-19 02:00 | 929.9 | -35.243 | 894.657
| 2014 | 1 | 19 | 3 | 2014 | 1 | 19 | 4 |  | 890.317 | 32072.3394 | 36.0235 |  |  | #DIV/0! | 1784.8 | 1784.8 | 0 |  | 2014/01 | 2014-01-19 03:00 | 929.506 | -35.023 | 894.483
| 2014 | 1 | 19 | 4 | 2014 | 1 | 19 | 5 |  | 847.424 | 29361.5458 | 34.648 |  |  | #DIV/0! | 1741.5 | 1741.501 | 0.001 |  | 2014/01 | 2014-01-19 04:00 | 928.583 | -34.506 | 894.077
| 2014 | 1 | 19 | 5 | 2014 | 1 | 19 | 6 |  | 844.299 | 28658.0594 | 33.943 |  |  | #DIV/0! | 1732.15 | 1732.15 | 0 |  | 2014/01 | 2014-01-19 05:00 | 922.633 | -34.782 | 887.851
| 2014 | 1 | 19 | 6 | 2014 | 1 | 19 | 7 |  | 800.263 | 27570.3339 | 34.4516 |  |  | #DIV/0! | 1695.25 | 1695.25 | 0 |  | 2014/01 | 2014-01-19 06:00 | 928.952 | -33.965 | 894.987
| 2014 | 1 | 19 | 7 | 2014 | 1 | 19 | 8 |  | 685.687 | 22404.3787 | 32.6744 |  |  | #DIV/0! | 1582.3 | 1582.3 | 0 |  | 2014/01 | 2014-01-19 07:00 | 928.675 | -32.062 | 896.613
| 2014 | 1 | 19 | 8 | 2014 | 1 | 19 | 9 |  | 658.703 | 23917.7381 | 36.3104 |  |  | #DIV/0! | 1569.05 | 1569.051 | 0.001 |  | 2014/01 | 2014-01-19 08:00 | 942.901 | -32.553 | 910.348
| 2014 | 1 | 19 | 9 | 2014 | 1 | 19 | 10 |  | 681.785 | 25880.5586 | 37.96 | 13.266 | 569.9074 | 42.96 | 1609.016 | 1609.016 | 0 |  | 2014/01 | 2014-01-19 09:00 | 962.349 | -35.118 | 927.231
| 2014 | 1 | 19 | 10 | 2014 | 1 | 19 | 11 |  | 709.975 | 27603.828 | 38.88 | 53.267 | 2085.9357 | 39.16 | 1647.017 | 1647.017 | 0 |  | 2014/01 | 2014-01-19 10:00 | 971.903 | -34.861 | 937.042
| 2014 | 1 | 19 | 11 | 2014 | 1 | 19 | 12 |  | 692.62 | 26319.56 | 38 | 70.213 | 2543.1149 | 36.22 | 1615.013 | 1615.013 | 0 |  | 2014/01 | 2014-01-19 11:00 | 957.597 | -35.204 | 922.393
| 2014 | 1 | 19 | 12 | 2014 | 1 | 19 | 13 |  | 696.8 | 25245.064 | 36.23 | 51.056 | 1727.2245 | 33.83 | 1602.106 | 1602.106 | 0 |  | 2014/01 | 2014-01-19 12:00 | 941.038 | -35.732 | 905.306
| 2014 | 1 | 19 | 13 | 2014 | 1 | 19 | 14 |  | 676.865 | 23121.7084 | 34.16 | 51.423 | 1561.7165 | 30.37 | 1555.173 | 1555.173 | 0 |  | 2014/01 | 2014-01-19 13:00 | 912.62 | -34.312 | 878.308
| 2014 | 1 | 19 | 14 | 2014 | 1 | 19 | 15 |  | 654.1 | 20811.4413 | 31.8169 |  |  | #DIV/0! | 1501.5 | 1501.5 | 0 |  | 2014/01 | 2014-01-19 14:00 | 882.001 | -34.601 | 847.4
| 2014 | 1 | 19 | 15 | 2014 | 1 | 19 | 16 |  | 622.57 | 19263.1365 | 30.9413 |  |  | #DIV/0! | 1444.4 | 1444.4 | 0 |  | 2014/01 | 2014-01-19 15:00 | 853.375 | -31.545 | 821.83
| 2014 | 1 | 19 | 16 | 2014 | 1 | 19 | 17 |  | 591.743 | 18237.2656 | 30.8196 |  |  | #DIV/0! | 1403.1 | 1403.1 | 0 |  | 2014/01 | 2014-01-19 16:00 | 840.016 | -28.659 | 811.357
| 2014 | 1 | 19 | 17 | 2014 | 1 | 19 | 18 |  | 633.485 | 21272.4263 | 33.58 | 138.372 | 3619.8115 | 26.16 | 1457.722 | 1457.722 | 0 |  | 2014/01 | 2014-01-19 17:00 | 850.939 | -26.702 | 824.237
| 2014 | 1 | 19 | 18 | 2014 | 1 | 19 | 19 |  | 936.895 | 43097.17 | 46 | 418.076 | 12609.1722 | 30.16 | 1804.676 | 1804.676 | 0 |  | 2014/01 | 2014-01-19 18:00 | 897.857 | -30.076 | 867.781
| 2014 | 1 | 19 | 19 | 2014 | 1 | 19 | 20 |  | 1018.51 | 44957.0314 | 44.14 | 426.114 | 18165.2398 | 42.63 | 1948.664 | 1948.664 | 0 |  | 2014/01 | 2014-01-19 19:00 | 962.045 | -31.891 | 930.154
| 2014 | 1 | 19 | 20 | 2014 | 1 | 19 | 21 |  | 997.625 | 43187.1862 | 43.29 | 289.138 | 9769.973 | 33.79 | 1942.188 | 1942.188 | 0 |  | 2014/01 | 2014-01-19 20:00 | 978.18 | -33.617 | 944.563
| 2014 | 1 | 19 | 21 | 2014 | 1 | 19 | 22 |  | 964.23 | 40738.7175 | 42.25 | 316.339 | 11103.4989 | 35.1 | 1930.139 | 1930.139 | 0 |  | 2014/01 | 2014-01-19 21:00 | 997.996 | -32.087 | 965.909
| 2014 | 1 | 19 | 22 | 2014 | 1 | 19 | 23 |  | 871.69 | 35373.1802 | 40.58 | 259.029 | 7586.9594 | 29.29 | 1830.579 | 1830.579 | 0 |  | 2014/01 | 2014-01-19 22:00 | 991.96 | -33.071 | 958.889
| 2014 | 1 | 19 | 23 | 2014 | 1 | 19 | 24 |  | 679.225 | 23637.03 | 34.8 | 65.978 | 1969.4433 | 29.85 | 1620.228 | 1620.228 | 0 |  | 2014/01 | 2014-01-19 23:00 | 974.476 | -33.473 | 941.003
| 2014 | 1 | 19 | 0 | 2014 | 1 | 20 | 1 |  | 651.289 | 20872.9125 | 32.0486 |  |  | #DIV/0! | 1576.5 | 1576.5 | 0 |  | 2014/01 | 2014-01-20 | 960.458 | -35.247 | 925.211
| 2014 | 1 | 20 | 1 | 2014 | 1 | 20 | 2 |  | 639.712 | 21595.7299 | 33.7585 |  |  | #DIV/0! | 1551.15 | 1551.15 | 0 |  | 2014/01 | 2014-01-20 01:00 | 946.148 | -34.71 | 911.438
| 2014 | 1 | 20 | 2 | 2014 | 1 | 20 | 3 |  | 639.381 | 20835.8655 | 32.5876 |  |  | #DIV/0! | 1548 | 1548 | 0 |  | 2014/01 | 2014-01-20 02:00 | 941.864 | -33.245 | 908.619
| 2014 | 1 | 20 | 3 | 2014 | 1 | 20 | 4 |  | 626.465 | 20069.1909 | 32.0356 |  |  | #DIV/0! | 1532.15 | 1532.15 | 0 |  | 2014/01 | 2014-01-20 03:00 | 939.872 | -34.187 | 905.685
| 2014 | 1 | 20 | 4 | 2014 | 1 | 20 | 5 |  | 623.955 | 19635.1376 | 31.4688 |  |  | #DIV/0! | 1530.25 | 1530.25 | 0 |  | 2014/01 | 2014-01-20 04:00 | 940.066 | -33.771 | 906.295
| 2014 | 1 | 20 | 5 | 2014 | 1 | 20 | 6 |  | 547.911 | 18457.1539 | 33.6864 |  |  | #DIV/0! | 1463.35 | 1463.349 | -0.001 |  | 2014/01 | 2014-01-20 05:00 | 946.079 | -30.641 | 915.438
| 2014 | 1 | 20 | 6 | 2014 | 1 | 20 | 7 |  | 470.832 | 16688.5478 | 35.4448 |  |  | #DIV/0! | 1402.85 | 1402.85 | 0 |  | 2014/01 | 2014-01-20 06:00 | 960.97 | -28.952 | 932.018
| 2014 | 1 | 20 | 7 | 2014 | 1 | 20 | 8 |  | 658.855 | 30761.9399 | 46.69 | 163.856 | 5113.9458 | 31.21 | 1641.006 | 1641.006 | 0 |  | 2014/01 | 2014-01-20 07:00 | 1014.038 | -31.887 | 982.151
| 2014 | 1 | 20 | 8 | 2014 | 1 | 20 | 9 |  | 910.555 | 48896.8035 | 53.7 | 311.135 | 10833.7207 | 34.82 | 1927.635 | 1927.635 | 0 |  | 2014/01 | 2014-01-20 08:00 | 1053.232 | -36.152 | 1017.08
| 2014 | 1 | 20 | 9 | 2014 | 1 | 20 | 10 |  | 969.12 | 50384.5488 | 51.99 | 208.615 | 8156.8465 | 39.1 | 1996.515 | 1996.515 | 0 |  | 2014/01 | 2014-01-20 09:00 | 1065.615 | -38.22 | 1027.395
| 2014 | 1 | 20 | 10 | 2014 | 1 | 20 | 11 |  | 1007.1 | 54453.897 | 54.07 | 227.348 | 9637.2817 | 42.39 | 2013.748 | 2013.748 | 0 |  | 2014/01 | 2014-01-20 10:00 | 1045.207 | -38.559 | 1006.648
| 2014 | 1 | 20 | 11 | 2014 | 1 | 20 | 12 |  | 1031.5 | 58094.08 | 56.32 | 248.532 | 10724.1558 | 43.15 | 1987.782 | 1987.781 | -0.001 |  | 2014/01 | 2014-01-20 11:00 | 993.797 | -37.516 | 956.281
| 2014 | 1 | 20 | 12 | 2014 | 1 | 20 | 13 |  | 1018.9 | 53645.085 | 52.65 | 237.942 | 9529.5771 | 40.05 | 1924.892 | 1924.892 | 0 |  | 2014/01 | 2014-01-20 12:00 | 943.785 | -37.793 | 905.992
| 2014 | 1 | 20 | 13 | 2014 | 1 | 20 | 14 |  | 1016.6 | 47790.366 | 47.01 | 223.733 | 8190.8651 | 36.61 | 1875.533 | 1875.533 | 0 |  | 2014/01 | 2014-01-20 13:00 | 892.246 | -33.313 | 858.933
| 2014 | 1 | 20 | 14 | 2014 | 1 | 20 | 15 |  | 1001.1 | 44919.357 | 44.87 | 173.391 | 5529.439 | 31.89 | 1832.241 | 1832.241 | 0 |  | 2014/01 | 2014-01-20 14:00 | 865.037 | -33.896 | 831.141
| 2014 | 1 | 20 | 15 | 2014 | 1 | 20 | 16 |  | 1003.9 | 43810.196 | 43.64 | 234.946 | 7405.4979 | 31.52 | 1822.796 | 1822.796 | 0 |  | 2014/01 | 2014-01-20 15:00 | 850.619 | -31.723 | 818.896
| 2014 | 1 | 20 | 16 | 2014 | 1 | 20 | 17 |  | 965.22 | 41629.9386 | 43.13 | 222.477 | 6505.2275 | 29.24 | 1762.877 | 1762.877 | 0 |  | 2014/01 | 2014-01-20 16:00 | 828.004 | -30.347 | 797.657
| 2014 | 1 | 20 | 17 | 2014 | 1 | 20 | 18 |  | 1025 | 52521 | 51.24 | 302.024 | 10362.4434 | 34.31 | 1827.624 | 1827.623 | -0.001 |  | 2014/01 | 2014-01-20 17:00 | 834.062 | -31.439 | 802.623
| 2014 | 1 | 20 | 18 | 2014 | 1 | 20 | 19 |  | 1075.5 | 77833.935 | 72.37 | 326.019 | 15508.7238 | 47.57 | 1919.919 | 1919.919 | 0 |  | 2014/01 | 2014-01-20 18:00 | 878.34 | -33.921 | 844.419
| 2014 | 1 | 20 | 19 | 2014 | 1 | 20 | 20 |  | 1030.6 | 65401.876 | 63.46 | 260.6 | 11508.096 | 44.16 | 1932.45 | 1932.45 | 0 |  | 2014/01 | 2014-01-20 19:00 | 937.907 | -36.057 | 901.85
| 2014 | 1 | 20 | 20 | 2014 | 1 | 20 | 21 |  | 1012 | 63098.2 | 62.35 | 245.669 | 8866.1942 | 36.09 | 1946.519 | 1946.519 | 0 |  | 2014/01 | 2014-01-20 20:00 | 972.382 | -37.863 | 934.519
| 2014 | 1 | 20 | 21 | 2014 | 1 | 20 | 22 |  | 1005.2 | 62473.18 | 62.15 | 316.175 | 11572.005 | 36.6 | 1962.975 | 1962.974 | -0.001 |  | 2014/01 | 2014-01-20 21:00 | 996.816 | -39.042 | 957.774
| 2014 | 1 | 20 | 22 | 2014 | 1 | 20 | 23 |  | 1015.9 | 53720.792 | 52.88 | 327.572 | 11160.378 | 34.07 | 1974.172 | 1974.172 | 0 |  | 2014/01 | 2014-01-20 22:00 | 996.46 | -38.188 | 958.272
| 2014 | 1 | 20 | 23 | 2014 | 1 | 20 | 24 |  | 926.2 | 40502.726 | 43.73 | 316.576 | 9041.4106 | 28.56 | 1876.376 | 1876.376 | 0 |  | 2014/01 | 2014-01-20 23:00 | 986.554 | -36.378 | 950.176
| 2014 | 1 | 20 | 0 | 2014 | 1 | 21 | 1 |  | 660.625 | 25652.0687 | 38.83 | 261.634 | 6629.8056 | 25.34 | 1593.584 | 1593.584 | 0 |  | 2014/01 | 2014-01-21 | 968.471 | -35.512 | 932.959
| 2014 | 1 | 21 | 1 | 2014 | 1 | 21 | 2 |  | 894.945 | 40433.6151 | 45.18 | 619.338 | 11501.1067 | 18.57 | 1803.588 | 1803.588 | 0 |  | 2014/01 | 2014-01-21 01:00 | 941.3 | -32.657 | 908.643
| 2014 | 1 | 21 | 2 | 2014 | 1 | 21 | 3 |  | 661.02 | 27663.687 | 41.85 | 350.897 | 4417.7932 | 12.59 | 1554.297 | 1554.297 | 0 |  | 2014/01 | 2014-01-21 02:00 | 925.904 | -32.627 | 893.277
| 2014 | 1 | 21 | 3 | 2014 | 1 | 21 | 4 |  | 599.46 | 25782.7746 | 43.01 | 213.676 | 5457.285 | 25.54 | 1483.676 | 1483.676 | 0 |  | 2014/01 | 2014-01-21 03:00 | 915.722 | -31.506 | 884.216
| 2014 | 1 | 21 | 4 | 2014 | 1 | 21 | 5 |  | 614.77 | 27683.0931 | 45.03 | 201.664 | 2272.7533 | 11.27 | 1508.164 | 1508.164 | 0 |  | 2014/01 | 2014-01-21 04:00 | 924.055 | -30.661 | 893.394
| 2014 | 1 | 21 | 5 | 2014 | 1 | 21 | 6 |  | 690.65 | 32577.9605 | 47.17 | 350.535 | 6043.2234 | 17.24 | 1630.735 | 1630.735 | 0 |  | 2014/01 | 2014-01-21 05:00 | 968.97 | -28.885 | 940.085
| 2014 | 1 | 21 | 6 | 2014 | 1 | 21 | 7 |  | 838.325 | 48228.8372 | 57.53 | 471.024 | 10386.0792 | 22.05 | 1811.224 | 1811.223 | -0.001 |  | 2014/01 | 2014-01-21 06:00 | 1003.048 | -30.15 | 972.898
| 2014 | 1 | 21 | 7 | 2014 | 1 | 21 | 8 |  | 914.045 | 82209.2073 | 89.94 | 591.124 | 23302.1081 | 39.42 | 1903.124 | 1903.124 | 0 |  | 2014/01 | 2014-01-21 07:00 | 1022.269 | -33.19 | 989.079
| 2014 | 1 | 21 | 8 | 2014 | 1 | 21 | 9 |  | 967.295 | 122062.956 | 126.19 | 779.176 | 32959.1448 | 42.3 | 1984.976 | 1984.977 | 0.001 |  | 2014/01 | 2014-01-21 08:00 | 1047.509 | -29.827 | 1017.682
| 2014 | 1 | 21 | 9 | 2014 | 1 | 21 | 10 |  | 956.3 | 120254.725 | 125.75 | 757.391 | 35885.1856 | 47.38 | 1983.491 | 1983.491 | 0 |  | 2014/01 | 2014-01-21 09:00 | 1058.768 | -31.577 | 1027.191
| 2014 | 1 | 21 | 10 | 2014 | 1 | 21 | 11 |  | 944.1 | 129662.694 | 137.34 | 672.943 | 44333.4848 | 65.88 | 1999.393 | 1999.393 | 0 |  | 2014/01 | 2014-01-21 10:00 | 1089.706 | -34.413 | 1055.293
| 2014 | 1 | 21 | 11 | 2014 | 1 | 21 | 12 |  | 936.7 | 130707.118 | 139.54 | 652.172 | 50706.373 | 77.75 | 2018.872 | 2018.872 | 0 |  | 2014/01 | 2014-01-21 11:00 | 1119.407 | -37.235 | 1082.172
| 2014 | 1 | 21 | 12 | 2014 | 1 | 21 | 13 |  | 929.2 | 126491.996 | 136.13 | 525.477 | 36100.2699 | 68.7 | 2046.977 | 2046.976 | -0.001 |  | 2014/01 | 2014-01-21 12:00 | 1157.691 | -39.915 | 1117.776
| 2014 | 1 | 21 | 13 | 2014 | 1 | 21 | 14 |  | 940.4 | 123305.248 | 131.12 | 390.184 | 23372.0216 | 59.9 | 2072.034 | 2072.034 | 0 |  | 2014/01 | 2014-01-21 13:00 | 1172.338 | -40.704 | 1131.634
| 2014 | 1 | 21 | 14 | 2014 | 1 | 21 | 15 |  | 957 | 99958.65 | 104.45 | 279.772 | 14959.4088 | 53.47 | 2096.372 | 2096.372 | 0 |  | 2014/01 | 2014-01-21 14:00 | 1181.083 | -41.711 | 1139.372
| 2014 | 1 | 21 | 15 | 2014 | 1 | 21 | 16 |  | 973 | 90294.4 | 92.8 | 286.764 | 17145.6196 | 59.79 | 2114.214 | 2114.214 | 0 |  | 2014/01 | 2014-01-21 15:00 | 1181.553 | -40.339 | 1141.214
| 2014 | 1 | 21 | 16 | 2014 | 1 | 21 | 17 |  | 982.7 | 106229.87 | 108.1 | 315.537 | 20396.3117 | 64.64 | 2142.987 | 2142.987 | 0 |  | 2014/01 | 2014-01-21 16:00 | 1204.116 | -43.829 | 1160.287
| 2014 | 1 | 21 | 17 | 2014 | 1 | 21 | 18 |  | 967.4 | 128257.892 | 132.58 | 326.526 | 21789.08 | 66.73 | 2153.976 | 2153.976 | 0 |  | 2014/01 | 2014-01-21 17:00 | 1231.108 | -44.532 | 1186.576
| 2014 | 1 | 21 | 18 | 2014 | 1 | 21 | 19 |  | 914.2 | 196443.296 | 214.88 | 307.001 | 41021.4736 | 133.62 | 2154.601 | 2154.601 | 0 |  | 2014/01 | 2014-01-21 18:00 | 1290.163 | -49.762 | 1240.401
| 2014 | 1 | 21 | 19 | 2014 | 1 | 21 | 20 |  | 850 | 174403 | 205.18 | 310.102 | 47594.455 | 153.48 | 2138.252 | 2138.252 | 0 |  | 2014/01 | 2014-01-21 19:00 | 1332.964 | -44.712 | 1288.252
| 2014 | 1 | 21 | 20 | 2014 | 1 | 21 | 21 |  | 820.1 | 151447.867 | 184.67 | 288.08 | 16322.6128 | 56.66 | 2108.83 | 2108.83 | 0 |  | 2014/01 | 2014-01-21 20:00 | 1333.403 | -44.673 | 1288.73
| 2014 | 1 | 21 | 21 | 2014 | 1 | 21 | 22 |  | 794.4 | 138654.576 | 174.54 | 257.555 | 19306.3228 | 74.96 | 2076.155 | 2076.155 | 0 |  | 2014/01 | 2014-01-21 21:00 | 1327.616 | -45.861 | 1281.755
| 2014 | 1 | 21 | 22 | 2014 | 1 | 21 | 23 |  | 796.9 | 117455.091 | 147.39 | 254.929 | 18117.804 | 71.07 | 2070.529 | 2070.529 | 0 |  | 2014/01 | 2014-01-21 22:00 | 1322.268 | -48.639 | 1273.629
| 2014 | 1 | 21 | 23 | 2014 | 1 | 21 | 24 |  | 810.6 | 102573.324 | 126.54 | 246.616 | 14984.3882 | 60.76 | 2055.766 | 2055.767 | 0.001 |  | 2014/01 | 2014-01-21 23:00 | 1293.113 | -47.946 | 1245.167
| 2014 | 1 | 21 | 0 | 2014 | 1 | 22 | 1 |  | 832.2 | 98931.936 | 118.88 | 240.791 | 15073.5166 | 62.6 | 2044.241 | 2044.241 | 0 |  | 2014/01 | 2014-01-22 | 1258.904 | -46.863 | 1212.041
| 2014 | 1 | 22 | 1 | 2014 | 1 | 22 | 2 |  | 541.725 | 95836.5697 | 176.91 | 56.461 | 2783.5273 | 49.3 | 1747.411 | 1747.411 | 0 |  | 2014/01 | 2014-01-22 01:00 | 1250.519 | -44.833 | 1205.686
| 2014 | 1 | 22 | 2 | 2014 | 1 | 22 | 3 |  | 517.515 | 75665.8681 | 146.21 | 73.405 | 8857.7813 | 120.67 | 1715.855 | 1715.855 | 0 |  | 2014/01 | 2014-01-22 02:00 | 1246.835 | -48.495 | 1198.34
| 2014 | 1 | 22 | 3 | 2014 | 1 | 22 | 4 |  | 489.36 | 74431.656 | 152.1 | 109.704 | 14400.8441 | 131.27 | 1705.304 | 1705.304 | 0 |  | 2014/01 | 2014-01-22 03:00 | 1266.213 | -50.269 | 1215.944
| 2014 | 1 | 22 | 4 | 2014 | 1 | 22 | 5 |  | 464.02 | 70916.1766 | 152.83 | 100.474 | 9905.7317 | 98.59 | 1694.224 | 1694.224 | 0 |  | 2014/01 | 2014-01-22 04:00 | 1281.732 | -51.528 | 1230.204
| 2014 | 1 | 22 | 5 | 2014 | 1 | 22 | 6 |  | 445.685 | 79715.2191 | 178.86 | 263.752 | 15695.8815 | 59.51 | 1710.352 | 1710.352 | 0 |  | 2014/01 | 2014-01-22 05:00 | 1315.131 | -50.464 | 1264.667
| 2014 | 1 | 22 | 6 | 2014 | 1 | 22 | 7 |  | 384.355 | 70559.8909 | 183.58 | 251.651 | 72669.2593 | 288.77 | 1690.351 | 1690.351 | 0 |  | 2014/01 | 2014-01-22 06:00 | 1355.445 | -49.449 | 1305.996
| 2014 | 1 | 22 | 7 | 2014 | 1 | 22 | 8 |  | 354.8 | 114994.228 | 324.11 | 263.736 | 50560.8286 | 191.71 | 1702.936 | 1702.936 | 0 |  | 2014/01 | 2014-01-22 07:00 | 1400.604 | -52.468 | 1348.136
| 2014 | 1 | 22 | 8 | 2014 | 1 | 22 | 9 |  | 305.3 | 103994.339 | 340.63 | 252.533 | 90177.009 | 357.09 | 1699.583 | 1699.583 | 0 |  | 2014/01 | 2014-01-22 08:00 | 1449.986 | -55.703 | 1394.283
| 2014 | 1 | 22 | 9 | 2014 | 1 | 22 | 10 |  | 294.2 | 81066.81 | 275.55 | 246.042 | 77328.5402 | 314.29 | 1695.392 | 1695.392 | 0 |  | 2014/01 | 2014-01-22 09:00 | 1460.055 | -58.863 | 1401.192
| 2014 | 1 | 22 | 10 | 2014 | 1 | 22 | 11 |  | 321.4 | 78569.444 | 244.46 | 250.938 | 47773.5764 | 190.38 | 1706.238 | 1706.238 | 0 |  | 2014/01 | 2014-01-22 10:00 | 1443.542 | -58.704 | 1384.838
| 2014 | 1 | 22 | 11 | 2014 | 1 | 22 | 12 |  | 382.2 | 95718.168 | 250.44 | 247.684 | 89825.0794 | 362.66 | 1698.034 | 1698.034 | 0 |  | 2014/01 | 2014-01-22 11:00 | 1374.873 | -59.039 | 1315.834
| 2014 | 1 | 22 | 12 | 2014 | 1 | 22 | 13 |  | 443.4 | 94949.676 | 214.14 | 243.87 | 79650.3807 | 326.61 | 1701.52 | 1701.519 | -0.001 |  | 2014/01 | 2014-01-22 12:00 | 1314.369 | -56.25 | 1258.119
| 2014 | 1 | 22 | 13 | 2014 | 1 | 22 | 14 |  | 492.7 | 91898.404 | 186.52 | 242.471 | 61706.4448 | 254.49 | 1710.521 | 1710.521 | 0 |  | 2014/01 | 2014-01-22 13:00 | 1272.656 | -54.835 | 1217.821
| 2014 | 1 | 22 | 14 | 2014 | 1 | 22 | 15 |  | 524.8 | 117765.12 | 224.4 | 255.423 | 38464.1496 | 150.59 | 1711.273 | 1711.273 | 0 |  | 2014/01 | 2014-01-22 14:00 | 1237.989 | -51.516 | 1186.473
| 2014 | 1 | 22 | 15 | 2014 | 1 | 22 | 16 |  | 546.3 | 121469.805 | 222.35 | 248.156 | 39779.4068 | 160.3 | 1713.806 | 1713.806 | 0 |  | 2014/01 | 2014-01-22 15:00 | 1218.094 | -50.588 | 1167.506
| 2014 | 1 | 22 | 16 | 2014 | 1 | 22 | 17 |  | 556.9 | 123837.853 | 222.37 | 278.236 | 74233.3648 | 266.8 | 1737.686 | 1737.685 | -0.001 |  | 2014/01 | 2014-01-22 16:00 | 1234.52 | -53.735 | 1180.785
| 2014 | 1 | 22 | 17 | 2014 | 1 | 22 | 18 |  | 543.3 | 152938.95 | 281.5 | 291.083 | 38216.2871 | 131.29 | 1743.933 | 1743.934 | 0.001 |  | 2014/01 | 2014-01-22 17:00 | 1255.5 | -54.866 | 1200.634
| 2014 | 1 | 22 | 18 | 2014 | 1 | 22 | 19 |  | 505.6 | 176611.136 | 349.31 | 269.974 | 153342.5323 | 567.99 | 1735.674 | 1735.674 | 0 |  | 2014/01 | 2014-01-22 18:00 | 1287.828 | -57.754 | 1230.074
| 2014 | 1 | 22 | 19 | 2014 | 1 | 22 | 20 |  | 467.2 | 204619.584 | 437.97 | 293.532 | 131883.9276 | 449.3 | 1725.532 | 1725.531 | -0.001 |  | 2014/01 | 2014-01-22 19:00 | 1313.101 | -54.77 | 1258.331
| 2014 | 1 | 22 | 20 | 2014 | 1 | 22 | 21 |  | 472.1 | 172358.989 | 365.09 | 280.751 | 123443.4072 | 439.69 | 1714.901 | 1714.901 | 0 |  | 2014/01 | 2014-01-22 20:00 | 1299.491 | -56.69 | 1242.801
| 2014 | 1 | 22 | 21 | 2014 | 1 | 22 | 22 |  | 474.8 | 126800.088 | 267.06 | 253.286 | 115313.5172 | 455.27 | 1701.736 | 1701.736 | 0 |  | 2014/01 | 2014-01-22 21:00 | 1282.937 | -56.001 | 1226.936
| 2014 | 1 | 22 | 22 | 2014 | 1 | 22 | 23 |  | 501.1 | 109415.185 | 218.35 | 241.978 | 72799.0813 | 300.85 | 1711.028 | 1711.028 | 0 |  | 2014/01 | 2014-01-22 22:00 | 1265.017 | -55.089 | 1209.928
| 2014 | 1 | 22 | 23 | 2014 | 1 | 22 | 24 |  | 531.8 | 87417.284 | 164.38 | 252.049 | 69331.1184 | 275.07 | 1720.299 | 1720.299 | 0 |  | 2014/01 | 2014-01-22 23:00 | 1242.902 | -54.403 | 1188.499
| 2014 | 1 | 22 | 0 | 2014 | 1 | 23 | 1 |  | 518.025 | 81117.5348 | 156.59 | 198.257 | 37002.6865 | 186.64 | 1674.007 | 1674.008 | 0.001 |  | 2014/01 | 2014-01-23 | 1208.578 | -52.595 | 1155.983
| 2014 | 1 | 23 | 1 | 2014 | 1 | 23 | 2 |  | 362.759 | 109302.517 | 301.3089 |  |  | #DIV/0! | 1491.85 | 1491.85 | 0 |  | 2014/01 | 2014-01-23 01:00 | 1176.684 | -47.593 | 1129.091
| 2014 | 1 | 23 | 2 | 2014 | 1 | 23 | 3 |  | 435.093 | 105453.8025 | 242.3707 |  |  | #DIV/0! | 1552.05 | 1552.05 | 0 |  | 2014/01 | 2014-01-23 02:00 | 1166.539 | -49.582 | 1116.957
| 2014 | 1 | 23 | 3 | 2014 | 1 | 23 | 4 |  | 471.322 | 103832.7574 | 220.3011 |  |  | #DIV/0! | 1581.45 | 1581.451 | 0.001 |  | 2014/01 | 2014-01-23 03:00 | 1159.733 | -49.604 | 1110.129
| 2014 | 1 | 23 | 4 | 2014 | 1 | 23 | 5 |  | 545.203 | 121520.2719 | 222.89 |  |  | #DIV/0! | 1662.95 | 1662.951 | 0.001 |  | 2014/01 | 2014-01-23 04:00 | 1167.844 | -50.096 | 1117.748
| 2014 | 1 | 23 | 5 | 2014 | 1 | 23 | 6 |  | 527.3 | 131769.9245 | 249.8956 |  |  | #DIV/0! | 1667.4 | 1667.399 | -0.001 |  | 2014/01 | 2014-01-23 05:00 | 1191.096 | -50.997 | 1140.099
| 2014 | 1 | 23 | 6 | 2014 | 1 | 23 | 7 |  | 496.861 | 116533.3097 | 234.5391 |  |  | #DIV/0! | 1668.05 | 1668.049 | -0.001 |  | 2014/01 | 2014-01-23 06:00 | 1221.201 | -50.013 | 1171.188
| 2014 | 1 | 23 | 7 | 2014 | 1 | 23 | 8 |  | 446.758 | 103938.7256 | 232.6511 |  |  | #DIV/0! | 1677.25 | 1677.25 | 0 |  | 2014/01 | 2014-01-23 07:00 | 1282.745 | -52.253 | 1230.492
| 2014 | 1 | 23 | 8 | 2014 | 1 | 23 | 9 |  | 421.23 | 102833.2821 | 244.1262 |  |  | #DIV/0! | 1703.25 | 1703.251 | 0.001 |  | 2014/01 | 2014-01-23 08:00 | 1330.148 | -48.127 | 1282.021
| 2014 | 1 | 23 | 9 | 2014 | 1 | 23 | 10 |  | 416.341 | 79529.6947 | 191.0206 |  |  | #DIV/0! | 1716.05 | 1716.05 | 0 |  | 2014/01 | 2014-01-23 09:00 | 1348.392 | -48.683 | 1299.709
| 2014 | 1 | 23 | 10 | 2014 | 1 | 23 | 11 |  | 423.913 | 42531.1913 | 100.33 | 11.5 | 4596.665 | 399.71 | 1734.7 | 1734.7 | 0 |  | 2014/01 | 2014-01-23 10:00 | 1361.784 | -50.997 | 1310.787
| 2014 | 1 | 23 | 11 | 2014 | 1 | 23 | 12 |  | 458.493 | 101657.068 | 221.72 | 8.4 | 3846.024 | 457.86 | 1762.1 | 1762.1 | 0 |  | 2014/01 | 2014-01-23 11:00 | 1358.952 | -55.345 | 1303.607
| 2014 | 1 | 23 | 12 | 2014 | 1 | 23 | 13 |  | 481.267 | 192371.2264 | 399.7183 |  |  | #DIV/0! | 1771.85 | 1771.85 | 0 |  | 2014/01 | 2014-01-23 12:00 | 1347.76 | -57.177 | 1290.583
| 2014 | 1 | 23 | 13 | 2014 | 1 | 23 | 14 |  | 456.734 | 91889.196 | 201.1876 |  |  | #DIV/0! | 1735.45 | 1735.451 | 0.001 |  | 2014/01 | 2014-01-23 13:00 | 1330.048 | -51.331 | 1278.717
| 2014 | 1 | 23 | 14 | 2014 | 1 | 23 | 15 |  | 478.764 | 129876.0778 | 271.2737 |  |  | #DIV/0! | 1741.9 | 1741.9 | 0 |  | 2014/01 | 2014-01-23 14:00 | 1314.741 | -51.605 | 1263.136
| 2014 | 1 | 23 | 15 | 2014 | 1 | 23 | 16 |  | 473.484 | 144746.0178 | 305.7041 |  |  | #DIV/0! | 1722.3 | 1722.301 | 0.001 |  | 2014/01 | 2014-01-23 15:00 | 1297.745 | -48.928 | 1248.817
| 2014 | 1 | 23 | 16 | 2014 | 1 | 23 | 17 |  | 446.099 | 134461.2359 | 301.4157 |  |  | #DIV/0! | 1692.3 | 1692.3 | 0 |  | 2014/01 | 2014-01-23 16:00 | 1295.161 | -48.96 | 1246.201
| 2014 | 1 | 23 | 17 | 2014 | 1 | 23 | 18 |  | 355.332 | 77082.2015 | 216.9301 |  |  | #DIV/0! | 1629.9 | 1629.9 | 0 |  | 2014/01 | 2014-01-23 17:00 | 1321.966 | -47.398 | 1274.568
| 2014 | 1 | 23 | 18 | 2014 | 1 | 23 | 19 |  | 320.902 | 99964.0915 | 311.5097 |  |  | #DIV/0! | 1648.05 | 1648.05 | 0 |  | 2014/01 | 2014-01-23 18:00 | 1377.464 | -50.316 | 1327.148
| 2014 | 1 | 23 | 19 | 2014 | 1 | 23 | 20 |  | 429.524 | 124677.9315 | 290.27 | 32.6 | 20675.572 | 634.22 | 1823.2 | 1823.2 | 0 |  | 2014/01 | 2014-01-23 19:00 | 1445.689 | -52.013 | 1393.676
| 2014 | 1 | 23 | 20 | 2014 | 1 | 23 | 21 |  | 442.179 | 180930.8032 | 409.18 | 34.1 | 17587.757 | 515.77 | 1851.4 | 1851.4 | 0 |  | 2014/01 | 2014-01-23 20:00 | 1463.845 | -54.624 | 1409.221
| 2014 | 1 | 23 | 21 | 2014 | 1 | 23 | 22 |  | 436.437 | 184036.7542 | 421.68 | 35.9 | 18121.602 | 504.78 | 1851.85 | 1851.85 | 0 |  | 2014/01 | 2014-01-23 21:00 | 1473.877 | -58.464 | 1415.413
| 2014 | 1 | 23 | 22 | 2014 | 1 | 23 | 23 |  | 391.207 | 165011.1126 | 421.8 | 15 | 5763.45 | 384.23 | 1815.8 | 1815.8 | 0 |  | 2014/01 | 2014-01-23 22:00 | 1484.742 | -60.149 | 1424.593
| 2014 | 1 | 23 | 23 | 2014 | 1 | 23 | 24 |  | 371.849 | 155367.6733 | 417.8246 |  |  | #DIV/0! | 1787.15 | 1787.15 | 0 |  | 2014/01 | 2014-01-23 23:00 | 1474.428 | -59.127 | 1415.301
| 2014 | 1 | 23 | 0 | 2014 | 1 | 24 | 1 |  | 369.741 | 121100.1609 | 327.527 |  |  | #DIV/0! | 1779.1 | 1779.1 | 0 |  | 2014/01 | 2014-01-24 | 1469.145 | -59.786 | 1409.359
| 2014 | 1 | 24 | 1 | 2014 | 1 | 24 | 2 |  | 399.7 | 106955.723 | 267.59 | 32.752 | 8065.835 | 246.27 | 1803.552 | 1803.552 | 0 |  | 2014/01 | 2014-01-24 01:00 | 1462.377 | -58.525 | 1403.852
| 2014 | 1 | 24 | 2 | 2014 | 1 | 24 | 3 |  | 330.5 | 90071.165 | 272.53 | 123.219 | 42349.1381 | 343.69 | 1737.669 | 1737.669 | 0 |  | 2014/01 | 2014-01-24 02:00 | 1465.286 | -58.117 | 1407.169
| 2014 | 1 | 24 | 3 | 2014 | 1 | 24 | 4 |  | 323.2 | 82952.512 | 256.66 | 203.269 | 89210.6987 | 438.88 | 1743.219 | 1743.219 | 0 |  | 2014/01 | 2014-01-24 03:00 | 1478.197 | -58.178 | 1420.019
| 2014 | 1 | 24 | 4 | 2014 | 1 | 24 | 5 |  | 343 | 92026.9 | 268.3 | 282.073 | 104713.9598 | 371.23 | 1780.673 | 1780.673 | 0 |  | 2014/01 | 2014-01-24 04:00 | 1494.831 | -57.158 | 1437.673
| 2014 | 1 | 24 | 5 | 2014 | 1 | 24 | 6 |  | 320.7 | 83689.872 | 260.96 | 323.791 | 133741.8726 | 413.05 | 1784.091 | 1784.092 | 0.001 |  | 2014/01 | 2014-01-24 05:00 | 1518.428 | -55.036 | 1463.392
| 2014 | 1 | 24 | 6 | 2014 | 1 | 24 | 7 |  | 352.145 | 96420.8225 | 273.81 | 366.371 | 207783.6489 | 567.14 | 1852.471 | 1852.471 | 0 |  | 2014/01 | 2014-01-24 06:00 | 1555.935 | -55.609 | 1500.326
| 2014 | 1 | 24 | 7 | 2014 | 1 | 24 | 8 |  | 280.33 | 93417.1692 | 333.24 | 327.109 | 178931.8941 | 547.01 | 1831.009 | 1831.009 | 0 |  | 2014/01 | 2014-01-24 07:00 | 1607.382 | -56.703 | 1550.679
| 2014 | 1 | 24 | 8 | 2014 | 1 | 24 | 9 |  | 241.2 | 171261.648 | 710.04 | 222.953 | 165179.1891 | 740.87 | 1832.303 | 1832.303 | 0 |  | 2014/01 | 2014-01-24 08:00 | 1646.911 | -55.808 | 1591.103
| 2014 | 1 | 24 | 9 | 2014 | 1 | 24 | 10 |  | 257.45 | 104215.76 | 404.8 | 216.424 | 88885.3368 | 410.7 | 1848.424 | 1848.424 | 0 |  | 2014/01 | 2014-01-24 09:00 | 1649.972 | -58.998 | 1590.974
| 2014 | 1 | 24 | 10 | 2014 | 1 | 24 | 11 |  | 298.95 | 86913.7335 | 290.73 | 177.562 | 51698.9519 | 291.16 | 1840.712 | 1840.713 | 0.001 |  | 2014/01 | 2014-01-24 10:00 | 1601.639 | -59.876 | 1541.763
| 2014 | 1 | 24 | 11 | 2014 | 1 | 24 | 12 |  | 359.64 | 91204.704 | 253.6 | 85.621 | 21503.7141 | 251.15 | 1821.121 | 1821.121 | 0 |  | 2014/01 | 2014-01-24 11:00 | 1522.952 | -61.471 | 1461.481
| 2014 | 1 | 24 | 12 | 2014 | 1 | 24 | 13 |  | 439.03 | 105178.4171 | 239.57 | 9.116 | 1772.2416 | 194.41 | 1814.866 | 1814.866 | 0 |  | 2014/01 | 2014-01-24 12:00 | 1436.348 | -60.512 | 1375.836
| 2014 | 1 | 24 | 13 | 2014 | 1 | 24 | 14 |  | 574.728 | 122421.9549 | 213.0085 |  |  | #DIV/0! | 1877.55 | 1877.55 | 0 |  | 2014/01 | 2014-01-24 13:00 | 1360.43 | -57.608 | 1302.822
| 2014 | 1 | 24 | 14 | 2014 | 1 | 24 | 15 |  | 700.821 | 163004.7406 | 232.5911 |  |  | #DIV/0! | 1948.45 | 1948.45 | 0 |  | 2014/01 | 2014-01-24 14:00 | 1303.292 | -55.663 | 1247.629
| 2014 | 1 | 24 | 15 | 2014 | 1 | 24 | 16 |  | 710.304 | 142587.4034 | 200.7414 |  |  | #DIV/0! | 1914.15 | 1914.15 | 0 |  | 2014/01 | 2014-01-24 15:00 | 1257.581 | -53.735 | 1203.846
| 2014 | 1 | 24 | 16 | 2014 | 1 | 24 | 17 |  | 705.084 | 126316.2464 | 179.1506 |  |  | #DIV/0! | 1880.1 | 1880.1 | 0 |  | 2014/01 | 2014-01-24 16:00 | 1225.918 | -50.902 | 1175.016
| 2014 | 1 | 24 | 17 | 2014 | 1 | 24 | 18 |  | 694.931 | 152043.9643 | 218.79 |  |  | #DIV/0! | 1884.35 | 1884.35 | 0 |  | 2014/01 | 2014-01-24 17:00 | 1242.261 | -52.842 | 1189.419
| 2014 | 1 | 24 | 18 | 2014 | 1 | 24 | 19 |  | 674.32 | 188206.8452 | 279.1061 |  |  | #DIV/0! | 1893.7 | 1893.7 | 0 |  | 2014/01 | 2014-01-24 18:00 | 1275.239 | -55.859 | 1219.38
| 2014 | 1 | 24 | 19 | 2014 | 1 | 24 | 20 |  | 624.015 | 197363.3784 | 316.2799 |  |  | #DIV/0! | 1892.65 | 1892.65 | 0 |  | 2014/01 | 2014-01-24 19:00 | 1321.875 | -53.24 | 1268.635
| 2014 | 1 | 24 | 20 | 2014 | 1 | 24 | 21 |  | 629.311 | 161090.459 | 255.9791 |  |  | #DIV/0! | 1900 | 1900 | 0 |  | 2014/01 | 2014-01-24 20:00 | 1323.557 | -52.868 | 1270.689
| 2014 | 1 | 24 | 21 | 2014 | 1 | 24 | 22 |  | 656.263 | 154996.4533 | 236.1804 |  |  | #DIV/0! | 1917.95 | 1917.95 | 0 |  | 2014/01 | 2014-01-24 21:00 | 1317.969 | -56.282 | 1261.687
| 2014 | 1 | 24 | 22 | 2014 | 1 | 24 | 23 |  | 671.945 | 163154.4752 | 242.8093 |  |  | #DIV/0! | 1939.7 | 1939.7 | 0 |  | 2014/01 | 2014-01-24 22:00 | 1322.381 | -54.626 | 1267.755
| 2014 | 1 | 24 | 23 | 2014 | 1 | 24 | 24 |  | 720.977 | 142847.3766 | 198.1303 |  |  | #DIV/0! | 1970.55 | 1970.55 | 0 |  | 2014/01 | 2014-01-24 23:00 | 1304.644 | -55.071 | 1249.573
| 2014 | 1 | 24 | 0 | 2014 | 1 | 25 | 1 |  | 693.466 | 112230.3312 | 161.8397 |  |  | #DIV/0! | 1924.35 | 1924.35 | 0 |  | 2014/01 | 2014-01-25 | 1290.209 | -59.325 | 1230.884
| 2014 | 1 | 25 | 1 | 2014 | 1 | 25 | 2 |  | 813.195 | 174495.3831 | 214.58 | 114.263 | 24525.4103 | 214.64 | 2014.613 | 2014.612 | -0.001 |  | 2014/01 | 2014-01-25 01:00 | 1262.776 | -61.359 | 1201.417
| 2014 | 1 | 25 | 2 | 2014 | 1 | 25 | 3 |  | 694.858 | 127195.5034 | 183.0525 |  |  | #DIV/0! | 1866.45 | 1866.449 | -0.001 |  | 2014/01 | 2014-01-25 02:00 | 1226.653 | -55.062 | 1171.591
| 2014 | 1 | 25 | 3 | 2014 | 1 | 25 | 4 |  | 859.78 | 172186.6098 | 200.2682 |  |  | #DIV/0! | 2005.15 | 2005.15 | 0 |  | 2014/01 | 2014-01-25 03:00 | 1199.745 | -54.375 | 1145.37
| 2014 | 1 | 25 | 4 | 2014 | 1 | 25 | 5 |  | 945.864 | 152614.0629 | 161.3488 |  |  | #DIV/0! | 2060.6 | 2060.6 | 0 |  | 2014/01 | 2014-01-25 04:00 | 1168.571 | -53.835 | 1114.736
| 2014 | 1 | 25 | 5 | 2014 | 1 | 25 | 6 |  | 975.102 | 162573.8046 | 166.7249 |  |  | #DIV/0! | 2074.7 | 2074.7 | 0 |  | 2014/01 | 2014-01-25 05:00 | 1153.701 | -54.103 | 1099.598
| 2014 | 1 | 25 | 6 | 2014 | 1 | 25 | 7 |  | 977.329 | 152199.4389 | 155.73 |  |  | #DIV/0! | 2078.35 | 2078.35 | 0 |  | 2014/01 | 2014-01-25 06:00 | 1152.618 | -51.597 | 1101.021
| 2014 | 1 | 25 | 7 | 2014 | 1 | 25 | 8 |  | 984.943 | 191461.6139 | 194.3885 |  |  | #DIV/0! | 2093.6 | 2093.6 | 0 |  | 2014/01 | 2014-01-25 07:00 | 1161.812 | -53.155 | 1108.657
| 2014 | 1 | 25 | 8 | 2014 | 1 | 25 | 9 |  | 977.555 | 245812.8274 | 251.4568 |  |  | #DIV/0! | 2106 | 2106 | 0 |  | 2014/01 | 2014-01-25 08:00 | 1183.34 | -54.895 | 1128.445
| 2014 | 1 | 25 | 9 | 2014 | 1 | 25 | 10 |  | 969.494 | 299775.6096 | 309.2083 |  |  | #DIV/0! | 2114.35 | 2114.35 | 0 |  | 2014/01 | 2014-01-25 09:00 | 1198.045 | -53.189 | 1144.856
| 2014 | 1 | 25 | 10 | 2014 | 1 | 25 | 11 |  | 963.057 | 314191.2258 | 326.2436 |  |  | #DIV/0! | 2127.25 | 2127.25 | 0 |  | 2014/01 | 2014-01-25 10:00 | 1222.079 | -57.886 | 1164.193
| 2014 | 1 | 25 | 11 | 2014 | 1 | 25 | 12 |  | 941.22 | 235899.1975 | 250.6313 |  |  | #DIV/0! | 2115.15 | 2115.15 | 0 |  | 2014/01 | 2014-01-25 11:00 | 1230.184 | -56.254 | 1173.93
| 2014 | 1 | 25 | 12 | 2014 | 1 | 25 | 13 |  | 930.119 | 196543.8893 | 211.3105 |  |  | #DIV/0! | 2101.55 | 2101.55 | 0 |  | 2014/01 | 2014-01-25 12:00 | 1227.522 | -56.091 | 1171.431
| 2014 | 1 | 25 | 13 | 2014 | 1 | 25 | 14 |  | 959.187 | 199553.1953 | 208.0441 |  |  | #DIV/0! | 2115.25 | 2115.25 | 0 |  | 2014/01 | 2014-01-25 13:00 | 1209.001 | -52.938 | 1156.063
| 2014 | 1 | 25 | 14 | 2014 | 1 | 25 | 15 |  | 961.967 | 184500.4587 | 191.795 |  |  | #DIV/0! | 2088.05 | 2088.05 | 0 |  | 2014/01 | 2014-01-25 14:00 | 1178.276 | -52.193 | 1126.083
| 2014 | 1 | 25 | 15 | 2014 | 1 | 25 | 16 |  | 881.743 | 147590.6764 | 167.3851 |  |  | #DIV/0! | 1956.45 | 1956.45 | 0 |  | 2014/01 | 2014-01-25 15:00 | 1123.79 | -49.083 | 1074.707
| 2014 | 1 | 25 | 16 | 2014 | 1 | 25 | 17 |  | 905.62 | 131631.867 | 145.35 | 174.457 | 19444.9772 | 111.46 | 1964.357 | 1964.357 | 0 |  | 2014/01 | 2014-01-25 16:00 | 1102.349 | -43.612 | 1058.737
| 2014 | 1 | 25 | 17 | 2014 | 1 | 25 | 18 |  | 933.43 | 168530.7865 | 180.55 | 236.47 | 22838.2726 | 96.58 | 1983.62 | 1983.62 | 0 |  | 2014/01 | 2014-01-25 17:00 | 1090.519 | -40.329 | 1050.19
| 2014 | 1 | 25 | 18 | 2014 | 1 | 25 | 19 |  | 945.47 | 205838.2737 | 217.71 | 222.95 | 37908.1885 | 170.03 | 2006.35 | 2006.35 | 0 |  | 2014/01 | 2014-01-25 18:00 | 1102.084 | -41.204 | 1060.88
| 2014 | 1 | 25 | 19 | 2014 | 1 | 25 | 20 |  | 985.445 | 266602.2903 | 270.54 | 195.791 | 34296.7095 | 175.17 | 2094.591 | 2094.591 | 0 |  | 2014/01 | 2014-01-25 19:00 | 1150.042 | -40.896 | 1109.146
| 2014 | 1 | 25 | 20 | 2014 | 1 | 25 | 21 |  | 929.465 | 187733.3407 | 201.98 | 117.036 | 5098.0882 | 43.56 | 2024.486 | 2024.487 | 0.001 |  | 2014/01 | 2014-01-25 20:00 | 1135.436 | -40.414 | 1095.022
| 2014 | 1 | 25 | 21 | 2014 | 1 | 25 | 22 |  | 920.9 | 172125.419 | 186.91 | 43.258 | 2291.3763 | 52.97 | 2020.708 | 2020.708 | 0 |  | 2014/01 | 2014-01-25 21:00 | 1141.465 | -41.657 | 1099.808
| 2014 | 1 | 25 | 22 | 2014 | 1 | 25 | 23 |  | 938.925 | 168825.7305 | 179.8075 |  |  | #DIV/0! | 2026.3 | 2026.3 | 0 |  | 2014/01 | 2014-01-25 22:00 | 1130.903 | -43.528 | 1087.375
| 2014 | 1 | 25 | 23 | 2014 | 1 | 25 | 24 |  | 892.364 | 126021.5188 | 141.2221 |  |  | #DIV/0! | 1977.7 | 1977.7 | 0 |  | 2014/01 | 2014-01-25 23:00 | 1125.938 | -40.602 | 1085.336
| 2014 | 1 | 25 | 0 | 2014 | 1 | 26 | 1 |  | 893.535 | 83985.2827 | 93.9922 |  |  | #DIV/0! | 1972.6 | 1972.6 | 0 |  | 2014/01 | 2014-01-26 | 1118.235 | -39.17 | 1079.065
| 2014 | 1 | 26 | 1 | 2014 | 1 | 26 | 2 |  | 983.6 | 192038.064 | 195.24 | 274.304 | 13994.9901 | 51.02 | 2075.954 | 2075.954 | 0 |  | 2014/01 | 2014-01-26 01:00 | 1129.877 | -37.523 | 1092.354
| 2014 | 1 | 26 | 2 | 2014 | 1 | 26 | 3 |  | 947.8 | 152226.158 | 160.61 | 314.962 | 16403.221 | 52.08 | 2054.662 | 2054.662 | 0 |  | 2014/01 | 2014-01-26 02:00 | 1144.275 | -37.413 | 1106.862
| 2014 | 1 | 26 | 3 | 2014 | 1 | 26 | 4 |  | 934.205 | 146455.3178 | 156.77 | 335.081 | 17916.7811 | 53.47 | 2071.781 | 2071.781 | 0 |  | 2014/01 | 2014-01-26 03:00 | 1177.145 | -39.569 | 1137.576
| 2014 | 1 | 26 | 4 | 2014 | 1 | 26 | 5 |  | 898.765 | 141708.2775 | 157.67 | 350.855 | 16848.0571 | 48.02 | 2067.405 | 2067.405 | 0 |  | 2014/01 | 2014-01-26 04:00 | 1211.671 | -43.031 | 1168.64
| 2014 | 1 | 26 | 5 | 2014 | 1 | 26 | 6 |  | 875.8 | 151040.468 | 172.46 | 353.624 | 17486.7068 | 49.45 | 2066.324 | 2066.324 | 0 |  | 2014/01 | 2014-01-26 05:00 | 1235.515 | -44.991 | 1190.524
| 2014 | 1 | 26 | 6 | 2014 | 1 | 26 | 7 |  | 829.415 | 153707.1878 | 185.32 | 307.656 | 18040.9478 | 58.64 | 2028.606 | 2028.606 | 0 |  | 2014/01 | 2014-01-26 06:00 | 1245.844 | -46.653 | 1199.191
| 2014 | 1 | 26 | 7 | 2014 | 1 | 26 | 8 |  | 759.4 | 143883.518 | 189.47 | 248.48 | 21578.0032 | 86.84 | 1970.48 | 1970.48 | 0 |  | 2014/01 | 2014-01-26 07:00 | 1260.368 | -49.288 | 1211.08
| 2014 | 1 | 26 | 8 | 2014 | 1 | 26 | 9 |  | 728.5 | 136506.33 | 187.38 | 218.926 | 22459.6183 | 102.59 | 1935.226 | 1935.226 | 0 |  | 2014/01 | 2014-01-26 08:00 | 1258.283 | -51.557 | 1206.726
| 2014 | 1 | 26 | 9 | 2014 | 1 | 26 | 10 |  | 733.19 | 190585.4086 | 259.94 | 215.418 | 29264.5353 | 135.85 | 1930.618 | 1930.618 | 0 |  | 2014/01 | 2014-01-26 09:00 | 1252.59 | -55.162 | 1197.428
| 2014 | 1 | 26 | 10 | 2014 | 1 | 26 | 11 |  | 774.74 | 186565.1394 | 240.81 | 210.906 | 10751.9879 | 50.98 | 1941.906 | 1941.906 | 0 |  | 2014/01 | 2014-01-26 10:00 | 1218.999 | -51.833 | 1167.166
| 2014 | 1 | 26 | 11 | 2014 | 1 | 26 | 12 |  | 881.95 | 220487.5 | 250 | 273.817 | 13143.216 | 48 | 2008.067 | 2008.067 | 0 |  | 2014/01 | 2014-01-26 11:00 | 1176.162 | -50.045 | 1126.117
| 2014 | 1 | 26 | 12 | 2014 | 1 | 26 | 13 |  | 948.735 | 214015.6413 | 225.58 | 298.589 | 17625.7087 | 59.03 | 2011.839 | 2011.839 | 0 |  | 2014/01 | 2014-01-26 12:00 | 1111.454 | -48.35 | 1063.104
| 2014 | 1 | 26 | 13 | 2014 | 1 | 26 | 14 |  | 971.535 | 185028.8408 | 190.45 | 196.162 | 18890.4006 | 96.3 | 1960.762 | 1960.762 | 0 |  | 2014/01 | 2014-01-26 13:00 | 1032.772 | -43.545 | 989.227
| 2014 | 1 | 26 | 14 | 2014 | 1 | 26 | 15 |  | 931.22 | 163019.3732 | 175.06 | 13.105 | 803.3365 | 61.3 | 1845.705 | 1845.705 | 0 |  | 2014/01 | 2014-01-26 14:00 | 958.29 | -43.805 | 914.485
| 2014 | 1 | 26 | 15 | 2014 | 1 | 26 | 16 |  | 930.09 | 141956.1464 | 152.6262 |  |  | #DIV/0! | 1783.55 | 1783.55 | 0 |  | 2014/01 | 2014-01-26 15:00 | 892.771 | -39.311 | 853.46
| 2014 | 1 | 26 | 16 | 2014 | 1 | 26 | 17 |  | 976.143 | 152194.9558 | 155.9146 |  |  | #DIV/0! | 1809 | 1809 | 0 |  | 2014/01 | 2014-01-26 16:00 | 870.928 | -38.071 | 832.857
| 2014 | 1 | 26 | 17 | 2014 | 1 | 26 | 18 |  | 967.183 | 187805.7054 | 194.178 |  |  | #DIV/0! | 1814.05 | 1814.05 | 0 |  | 2014/01 | 2014-01-26 17:00 | 883.12 | -36.253 | 846.867
| 2014 | 1 | 26 | 18 | 2014 | 1 | 26 | 19 |  | 1077.365 | 280438.1095 | 260.3 | 31.646 | 5075.069 | 160.37 | 1947.196 | 1947.196 | 0 |  | 2014/01 | 2014-01-26 18:00 | 910.378 | -40.547 | 869.831
| 2014 | 1 | 26 | 19 | 2014 | 1 | 26 | 20 |  | 1077.3 | 304304.931 | 282.47 | 9.906 | 766.8235 | 77.41 | 2013.856 | 2013.856 | 0 |  | 2014/01 | 2014-01-26 19:00 | 977.713 | -41.157 | 936.556
| 2014 | 1 | 26 | 20 | 2014 | 1 | 26 | 21 |  | 1077.76 | 258942.6176 | 240.26 | 48.754 | 3438.6196 | 70.53 | 2031.354 | 2031.355 | 0.001 |  | 2014/01 | 2014-01-26 20:00 | 994.121 | -40.526 | 953.595
| 2014 | 1 | 26 | 21 | 2014 | 1 | 26 | 22 |  | 1051.385 | 241450.5653 | 229.65 | 65.169 | 5264.3518 | 80.78 | 2004.719 | 2004.719 | 0 |  | 2014/01 | 2014-01-26 21:00 | 995.948 | -42.614 | 953.334
| 2014 | 1 | 26 | 22 | 2014 | 1 | 26 | 23 |  | 1046.7 | 206786.052 | 197.56 | 107.731 | 4884.5235 | 45.34 | 1990.481 | 1990.481 | 0 |  | 2014/01 | 2014-01-26 22:00 | 984.228 | -40.447 | 943.781
| 2014 | 1 | 26 | 23 | 2014 | 1 | 26 | 24 |  | 955.403 | 166912.0766 | 174.7033 |  |  | #DIV/0! | 1884.45 | 1884.45 | 0 |  | 2014/01 | 2014-01-26 23:00 | 968.642 | -39.595 | 929.047
| 2014 | 1 | 26 | 0 | 2014 | 1 | 27 | 1 |  | 878.857 | 119641.0112 | 136.1325 |  |  | #DIV/0! | 1785.35 | 1785.35 | 0 |  | 2014/01 | 2014-01-27 | 943.393 | -36.9 | 906.493
| 2014 | 1 | 27 | 1 | 2014 | 1 | 27 | 2 |  | 798.605 | 36595.7592 | 45.8246 |  |  | #DIV/0! | 1673.5 | 1673.499 | -0.001 |  | 2014/01 | 2014-01-27 01:00 | 909.989 | -35.095 | 874.894
| 2014 | 1 | 27 | 2 | 2014 | 1 | 27 | 3 |  | 713.121 | 28849.4782 | 40.4552 |  |  | #DIV/0! | 1569.15 | 1569.15 | 0 |  | 2014/01 | 2014-01-27 02:00 | 890.807 | -34.778 | 856.029
| 2014 | 1 | 27 | 3 | 2014 | 1 | 27 | 4 |  | 690.135 | 27141.5795 | 39.3279 |  |  | #DIV/0! | 1535.6 | 1535.6 | 0 |  | 2014/01 | 2014-01-27 03:00 | 878.42 | -32.955 | 845.465
| 2014 | 1 | 27 | 4 | 2014 | 1 | 27 | 5 |  | 651.283 | 26849.0164 | 41.2248 |  |  | #DIV/0! | 1491.45 | 1491.45 | 0 |  | 2014/01 | 2014-01-27 04:00 | 872.026 | -31.859 | 840.167
| 2014 | 1 | 27 | 5 | 2014 | 1 | 27 | 6 |  | 697.053 | 30014.4128 | 43.059 |  |  | #DIV/0! | 1538.95 | 1538.95 | 0 |  | 2014/01 | 2014-01-27 05:00 | 872.945 | -31.048 | 841.897
| 2014 | 1 | 27 | 6 | 2014 | 1 | 27 | 7 |  | 665.599 | 30707.8436 | 46.1357 |  |  | #DIV/0! | 1549.7 | 1549.7 | 0 |  | 2014/01 | 2014-01-27 06:00 | 915.116 | -31.015 | 884.101
| 2014 | 1 | 27 | 7 | 2014 | 1 | 27 | 8 |  | 824.891 | 76982.2123 | 93.3241 |  |  | #DIV/0! | 1775.55 | 1775.55 | 0 |  | 2014/01 | 2014-01-27 07:00 | 985.921 | -35.262 | 950.659
| 2014 | 1 | 27 | 8 | 2014 | 1 | 27 | 9 |  | 871.301 | 110715.7319 | 127.0694 |  |  | #DIV/0! | 1899.45 | 1899.45 | 0 |  | 2014/01 | 2014-01-27 08:00 | 1066.512 | -38.363 | 1028.149
| 2014 | 1 | 27 | 9 | 2014 | 1 | 27 | 10 |  | 775.681 | 98823.8467 | 127.4027 |  |  | #DIV/0! | 1849.65 | 1849.65 | 0 |  | 2014/01 | 2014-01-27 09:00 | 1112.121 | -38.152 | 1073.969
| 2014 | 1 | 27 | 10 | 2014 | 1 | 27 | 11 |  | 680.417 | 85760.8718 | 126.0416 |  |  | #DIV/0! | 1791.35 | 1791.35 | 0 |  | 2014/01 | 2014-01-27 10:00 | 1148.86 | -37.927 | 1110.933
| 2014 | 1 | 27 | 11 | 2014 | 1 | 27 | 12 |  | 659.49 | 79768.208 | 120.9544 |  |  | #DIV/0! | 1785.8 | 1785.801 | 0.001 |  | 2014/01 | 2014-01-27 11:00 | 1163.737 | -37.426 | 1126.311
| 2014 | 1 | 27 | 12 | 2014 | 1 | 27 | 13 |  | 646.649 | 77037.274 | 119.1331 |  |  | #DIV/0! | 1774.15 | 1774.15 | 0 |  | 2014/01 | 2014-01-27 12:00 | 1164.724 | -37.223 | 1127.501
| 2014 | 1 | 27 | 13 | 2014 | 1 | 27 | 14 |  | 614.034 | 75690.7481 | 123.268 |  |  | #DIV/0! | 1721.1 | 1721.101 | 0.001 |  | 2014/01 | 2014-01-27 13:00 | 1144.822 | -37.755 | 1107.067
| 2014 | 1 | 27 | 14 | 2014 | 1 | 27 | 15 |  | 536.27 | 68883.8528 | 128.4499 |  |  | #DIV/0! | 1638.8 | 1638.8 | 0 |  | 2014/01 | 2014-01-27 14:00 | 1138.207 | -35.677 | 1102.53
| 2014 | 1 | 27 | 15 | 2014 | 1 | 27 | 16 |  | 545.2 | 71012.3 | 130.25 | 6.017 | 254.4589 | 42.29 | 1637.717 | 1637.717 | 0 |  | 2014/01 | 2014-01-27 15:00 | 1127.509 | -34.992 | 1092.517
| 2014 | 1 | 27 | 16 | 2014 | 1 | 27 | 17 |  | 582.128 | 77165.3651 | 132.5574 |  |  | #DIV/0! | 1686.2 | 1686.2 | 0 |  | 2014/01 | 2014-01-27 16:00 | 1139.013 | -34.941 | 1104.072
| 2014 | 1 | 27 | 17 | 2014 | 1 | 27 | 18 |  | 585.445 | 72752.4696 | 124.2687 |  |  | #DIV/0! | 1695.8 | 1695.8 | 0 |  | 2014/01 | 2014-01-27 17:00 | 1146.964 | -36.609 | 1110.355
| 2014 | 1 | 27 | 18 | 2014 | 1 | 27 | 19 |  | 632.015 | 156095.7564 | 246.9811 |  |  | #DIV/0! | 1778.4 | 1778.4 | 0 |  | 2014/01 | 2014-01-27 18:00 | 1188.912 | -42.527 | 1146.385
| 2014 | 1 | 27 | 19 | 2014 | 1 | 27 | 20 |  | 678.395 | 230789.7624 | 340.1997 |  |  | #DIV/0! | 1905.3 | 1905.3 | 0 |  | 2014/01 | 2014-01-27 19:00 | 1268.849 | -41.944 | 1226.905
| 2014 | 1 | 27 | 20 | 2014 | 1 | 27 | 21 |  | 758.383 | 185810.806 | 245.0092 |  |  | #DIV/0! | 2003.65 | 2003.65 | 0 |  | 2014/01 | 2014-01-27 20:00 | 1286.279 | -41.012 | 1245.267
| 2014 | 1 | 27 | 21 | 2014 | 1 | 27 | 22 |  | 804.171 | 153560.8327 | 190.9554 |  |  | #DIV/0! | 2066.3 | 2066.3 | 0 |  | 2014/01 | 2014-01-27 21:00 | 1304.359 | -42.23 | 1262.129
| 2014 | 1 | 27 | 22 | 2014 | 1 | 27 | 23 |  | 783.092 | 106689.0802 | 136.2408 |  |  | #DIV/0! | 2049 | 2049 | 0 |  | 2014/01 | 2014-01-27 22:00 | 1308.011 | -42.103 | 1265.908
| 2014 | 1 | 27 | 23 | 2014 | 1 | 27 | 24 |  | 768.503 | 94603.9255 | 123.1016 |  |  | #DIV/0! | 2019.7 | 2019.7 | 0 |  | 2014/01 | 2014-01-27 23:00 | 1291.572 | -40.375 | 1251.197
| 2014 | 1 | 27 | 0 | 2014 | 1 | 28 | 1 |  | 758.785 | 78760.9255 | 103.7987 |  |  | #DIV/0! | 2001.25 | 2001.251 | 0.001 |  | 2014/01 | 2014-01-28 | 1285.07 | -42.604 | 1242.466
| 2014 | 1 | 28 | 1 | 2014 | 1 | 28 | 2 |  | 645.135 | 68939.0924 | 106.8599 |  |  | #DIV/0! | 1881.25 | 1881.25 | 0 |  | 2014/01 | 2014-01-28 01:00 | 1280.462 | -44.347 | 1236.115
| 2014 | 1 | 28 | 2 | 2014 | 1 | 28 | 3 |  | 481.552 | 51726.2974 | 107.4158 |  |  | #DIV/0! | 1723.05 | 1723.05 | 0 |  | 2014/01 | 2014-01-28 02:00 | 1285.679 | -44.181 | 1241.498
| 2014 | 1 | 28 | 3 | 2014 | 1 | 28 | 4 |  | 477.182 | 48767.3302 | 102.1986 |  |  | #DIV/0! | 1727.25 | 1727.25 | 0 |  | 2014/01 | 2014-01-28 03:00 | 1294.649 | -44.581 | 1250.068
| 2014 | 1 | 28 | 4 | 2014 | 1 | 28 | 5 |  | 425.657 | 49829.9493 | 117.066 |  |  | #DIV/0! | 1681.3 | 1681.3 | 0 |  | 2014/01 | 2014-01-28 04:00 | 1299.449 | -43.806 | 1255.643
| 2014 | 1 | 28 | 5 | 2014 | 1 | 28 | 6 |  | 434.205 | 48435.624 | 111.5501 |  |  | #DIV/0! | 1712.5 | 1712.5 | 0 |  | 2014/01 | 2014-01-28 05:00 | 1322.346 | -44.051 | 1278.295
| 2014 | 1 | 28 | 6 | 2014 | 1 | 28 | 7 |  | 519.424 | 74034.3304 | 142.5316 |  |  | #DIV/0! | 1836 | 1836 | 0 |  | 2014/01 | 2014-01-28 06:00 | 1363.893 | -47.317 | 1316.576
| 2014 | 1 | 28 | 7 | 2014 | 1 | 28 | 8 |  | 606.025 | 130056.336 | 214.6056 |  |  | #DIV/0! | 1965.2 | 1965.2 | 0 |  | 2014/01 | 2014-01-28 07:00 | 1412.578 | -53.403 | 1359.175
| 2014 | 1 | 28 | 8 | 2014 | 1 | 28 | 9 |  | 630.406 | 79418.5479 | 125.98 | 34.7 | 32398.696 | 933.68 | 2039.75 | 2039.75 | 0 |  | 2014/01 | 2014-01-28 08:00 | 1459.336 | -49.992 | 1409.344
| 2014 | 1 | 28 | 9 | 2014 | 1 | 28 | 10 |  | 672.911 | 103264.9221 | 153.46 | 45.8 | 41745.326 | 911.47 | 2098.8 | 2098.8 | 0 |  | 2014/01 | 2014-01-28 09:00 | 1475.926 | -50.037 | 1425.889
| 2014 | 1 | 28 | 10 | 2014 | 1 | 28 | 11 |  | 683.714 | 131820.0592 | 192.8 | 11.6 | 9357.256 | 806.66 | 2109.5 | 2109.5 | 0 |  | 2014/01 | 2014-01-28 10:00 | 1478.198 | -52.412 | 1425.786
| 2014 | 1 | 28 | 11 | 2014 | 1 | 28 | 12 |  | 670.899 | 190355.996 | 283.7327 |  |  | #DIV/0! | 2079.6 | 2079.6 | 0 |  | 2014/01 | 2014-01-28 11:00 | 1458.464 | -49.763 | 1408.701
| 2014 | 1 | 28 | 12 | 2014 | 1 | 28 | 13 |  | 684.439 | 184116.017 | 269.0028 |  |  | #DIV/0! | 2068.85 | 2068.85 | 0 |  | 2014/01 | 2014-01-28 12:00 | 1434.192 | -49.781 | 1384.411
| 2014 | 1 | 28 | 13 | 2014 | 1 | 28 | 14 |  | 718.424 | 258597.271 | 359.9508 |  |  | #DIV/0! | 2079.15 | 2079.15 | 0 |  | 2014/01 | 2014-01-28 13:00 | 1410.484 | -49.758 | 1360.726
| 2014 | 1 | 28 | 14 | 2014 | 1 | 28 | 15 |  | 718.67 | 337820.7161 | 470.0638 |  |  | #DIV/0! | 2050.65 | 2050.649 | -0.001 |  | 2014/01 | 2014-01-28 14:00 | 1382.933 | -50.954 | 1331.979
| 2014 | 1 | 28 | 15 | 2014 | 1 | 28 | 16 |  | 741.703 | 320835.9135 | 432.5666 |  |  | #DIV/0! | 2057.3 | 2057.301 | 0.001 |  | 2014/01 | 2014-01-28 15:00 | 1367.295 | -51.697 | 1315.598
| 2014 | 1 | 28 | 16 | 2014 | 1 | 28 | 17 |  | 769.934 | 317251.0605 | 412.0497 |  |  | #DIV/0! | 2087.45 | 2087.45 | 0 |  | 2014/01 | 2014-01-28 16:00 | 1369.156 | -51.64 | 1317.516
| 2014 | 1 | 28 | 17 | 2014 | 1 | 28 | 18 |  | 752.781 | 373166.6175 | 495.7174 |  |  | #DIV/0! | 2082.45 | 2082.45 | 0 |  | 2014/01 | 2014-01-28 17:00 | 1382.786 | -53.117 | 1329.669
| 2014 | 1 | 28 | 18 | 2014 | 1 | 28 | 19 |  | 720.382 | 482202.4134 | 669.3704 |  |  | #DIV/0! | 2087.3 | 2087.3 | 0 |  | 2014/01 | 2014-01-28 18:00 | 1422.549 | -55.631 | 1366.918
| 2014 | 1 | 28 | 19 | 2014 | 1 | 28 | 20 |  | 682.723 | 607717.21 | 890.1373 |  |  | #DIV/0! | 2082.15 | 2082.15 | 0 |  | 2014/01 | 2014-01-28 19:00 | 1452.128 | -52.701 | 1399.427
| 2014 | 1 | 28 | 20 | 2014 | 1 | 28 | 21 |  | 705.766 | 612317.07 | 867.5922 |  |  | #DIV/0! | 2101.6 | 2101.6 | 0 |  | 2014/01 | 2014-01-28 20:00 | 1447.052 | -51.218 | 1395.834
| 2014 | 1 | 28 | 21 | 2014 | 1 | 28 | 22 |  | 710.193 | 472088.363 | 664.7325 |  |  | #DIV/0! | 2100.45 | 2100.45 | 0 |  | 2014/01 | 2014-01-28 21:00 | 1440.135 | -49.878 | 1390.257
| 2014 | 1 | 28 | 22 | 2014 | 1 | 28 | 23 |  | 734.788 | 408905.4329 | 556.4944 |  |  | #DIV/0! | 2116.15 | 2116.15 | 0 |  | 2014/01 | 2014-01-28 22:00 | 1429.123 | -47.761 | 1381.362
| 2014 | 1 | 28 | 23 | 2014 | 1 | 28 | 24 |  | 704.393 | 313970.2872 | 445.7317 |  |  | #DIV/0! | 2086.3 | 2086.3 | 0 |  | 2014/01 | 2014-01-28 23:00 | 1431.694 | -49.787 | 1381.907
| 2014 | 1 | 28 | 0 | 2014 | 1 | 29 | 1 |  | 731.8 | 226111.564 | 308.98 | 39.498 | 2394.7637 | 60.63 | 2115.098 | 2115.098 | 0 |  | 2014/01 | 2014-01-29 | 1435.444 | -52.146 | 1383.298
| 2014 | 1 | 29 | 1 | 2014 | 1 | 29 | 2 |  | 705.7 | 79087.799 | 112.07 | 41.818 | 5929.3742 | 141.79 | 2091.268 | 2091.268 | 0 |  | 2014/01 | 2014-01-29 01:00 | 1442.407 | -56.839 | 1385.568
| 2014 | 1 | 29 | 2 | 2014 | 1 | 29 | 3 |  | 714.84 | 65107.6272 | 91.08 | 114.406 | 24246.0636 | 211.93 | 2182.306 | 2182.306 | 0 |  | 2014/01 | 2014-01-29 02:00 | 1529.243 | -61.777 | 1467.466
| 2014 | 1 | 29 | 3 | 2014 | 1 | 29 | 4 |  | 683.945 | 58860.3067 | 86.06 | 64.736 | 12152.2419 | 187.72 | 2092.436 | 2092.436 | 0 |  | 2014/01 | 2014-01-29 03:00 | 1466.964 | -58.473 | 1408.491
| 2014 | 1 | 29 | 4 | 2014 | 1 | 29 | 5 |  | 672.31 | 61442.4109 | 91.39 | 69.987 | 9057.0177 | 129.41 | 2104.737 | 2104.737 | 0 |  | 2014/01 | 2014-01-29 04:00 | 1491.734 | -59.307 | 1432.427
| 2014 | 1 | 29 | 5 | 2014 | 1 | 29 | 6 |  | 650.445 | 75262.991 | 115.71 | 78.217 | 10851.0444 | 138.73 | 2114.367 | 2114.366 | -0.001 |  | 2014/01 | 2014-01-29 05:00 | 1523.712 | -59.791 | 1463.921
| 2014 | 1 | 29 | 6 | 2014 | 1 | 29 | 7 |  | 618.7 | 101442.052 | 163.96 | 76.086 | 4199.1863 | 55.19 | 2104.636 | 2104.636 | 0 |  | 2014/01 | 2014-01-29 06:00 | 1543.184 | -57.248 | 1485.936
| 2014 | 1 | 29 | 7 | 2014 | 1 | 29 | 8 |  | 568.9 | 85317.933 | 149.97 | 101.174 | 11869.7337 | 117.32 | 2112.724 | 2112.724 | 0 |  | 2014/01 | 2014-01-29 07:00 | 1601.761 | -57.937 | 1543.824
| 2014 | 1 | 29 | 8 | 2014 | 1 | 29 | 9 |  | 513 | 131569.11 | 256.47 | 20.899 | 2703.2856 | 129.35 | 2079.399 | 2079.399 | 0 |  | 2014/01 | 2014-01-29 08:00 | 1621.518 | -55.119 | 1566.399
| 2014 | 1 | 29 | 9 | 2014 | 1 | 29 | 10 |  | 513.3 | 104251.23 | 203.1 | 19.202 | 3099.2028 | 161.4 | 2085.402 | 2085.402 | 0 |  | 2014/01 | 2014-01-29 09:00 | 1629.329 | -57.227 | 1572.102
| 2014 | 1 | 29 | 10 | 2014 | 1 | 29 | 11 |  | 550.645 | 105252.2091 | 191.1435 |  |  | #DIV/0! | 2078.3 | 2078.3 | 0 |  | 2014/01 | 2014-01-29 10:00 | 1585.428 | -57.773 | 1527.655
| 2014 | 1 | 29 | 11 | 2014 | 1 | 29 | 12 |  | 638.312 | 111744.4273 | 175.0624 |  |  | #DIV/0! | 2084.35 | 2084.35 | 0 |  | 2014/01 | 2014-01-29 11:00 | 1501.956 | -55.918 | 1446.038
| 2014 | 1 | 29 | 12 | 2014 | 1 | 29 | 13 |  | 722.446 | 129887.932 | 179.7891 |  |  | #DIV/0! | 2074.05 | 2074.05 | 0 |  | 2014/01 | 2014-01-29 12:00 | 1405.408 | -53.804 | 1351.604
| 2014 | 1 | 29 | 13 | 2014 | 1 | 29 | 14 |  | 768 | 117849.6 | 153.45 | 14.988 | 1701.138 | 113.5 | 2051.838 | 2051.838 | 0 |  | 2014/01 | 2014-01-29 13:00 | 1339.258 | -55.42 | 1283.838
| 2014 | 1 | 29 | 14 | 2014 | 1 | 29 | 15 |  | 814.5 | 118045.485 | 144.93 | 70.053 | 6697.0668 | 95.6 | 2043.103 | 2043.103 | 0 |  | 2014/01 | 2014-01-29 14:00 | 1281.479 | -52.876 | 1228.603
| 2014 | 1 | 29 | 15 | 2014 | 1 | 29 | 16 |  | 833.795 | 106267.1727 | 127.45 | 25.822 | 2941.6422 | 113.92 | 2024.222 | 2024.222 | 0 |  | 2014/01 | 2014-01-29 15:00 | 1241.929 | -51.502 | 1190.427
| 2014 | 1 | 29 | 16 | 2014 | 1 | 29 | 17 |  | 818.78 | 99848.3031 | 121.9477 |  |  | #DIV/0! | 1981.4 | 1981.4 | 0 |  | 2014/01 | 2014-01-29 16:00 | 1211.358 | -48.738 | 1162.62
| 2014 | 1 | 29 | 17 | 2014 | 1 | 29 | 18 |  | 801.69 | 97445.4195 | 121.55 | 29.587 | 2010.1408 | 67.94 | 1973.287 | 1973.287 | 0 |  | 2014/01 | 2014-01-29 17:00 | 1221.036 | -49.439 | 1171.597
| 2014 | 1 | 29 | 18 | 2014 | 1 | 29 | 19 |  | 807.149 | 129432.6659 | 160.3578 |  |  | #DIV/0! | 2031.3 | 2031.3 | 0 |  | 2014/01 | 2014-01-29 18:00 | 1280.226 | -56.075 | 1224.151
| 2014 | 1 | 29 | 19 | 2014 | 1 | 29 | 20 |  | 777.867 | 123769.7774 | 159.1143 |  |  | #DIV/0! | 2089.85 | 2089.85 | 0 |  | 2014/01 | 2014-01-29 19:00 | 1368.773 | -56.79 | 1311.983
| 2014 | 1 | 29 | 20 | 2014 | 1 | 29 | 21 |  | 754.874 | 115621.7151 | 153.1669 |  |  | #DIV/0! | 2103.25 | 2103.25 | 0 |  | 2014/01 | 2014-01-29 20:00 | 1408.04 | -59.664 | 1348.376
| 2014 | 1 | 29 | 21 | 2014 | 1 | 29 | 22 |  | 736.136 | 106006.4986 | 144.004 |  |  | #DIV/0! | 2107.55 | 2107.55 | 0 |  | 2014/01 | 2014-01-29 21:00 | 1430.88 | -59.466 | 1371.414
| 2014 | 1 | 29 | 22 | 2014 | 1 | 29 | 23 |  | 729.8 | 106273.476 | 145.62 | 0.406 | 73.8701 | 181.946 | 2113.556 | 2113.555 | -0.001 |  | 2014/01 | 2014-01-29 22:00 | 1439.374 | -55.619 | 1383.755
| 2014 | 1 | 29 | 23 | 2014 | 1 | 29 | 24 |  | 726.635 | 97056.637 | 133.57 | 15.77 | 1872.3721 | 118.73 | 2107.97 | 2107.97 | 0 |  | 2014/01 | 2014-01-29 23:00 | 1437.182 | -55.847 | 1381.335
| 2014 | 1 | 29 | 0 | 2014 | 1 | 30 | 1 |  | 710.64 | 77570.2199 | 109.1554 |  |  | #DIV/0! | 2079.75 | 2079.75 | 0 |  | 2014/01 | 2014-01-30 | 1429.78 | -60.67 | 1369.11
| 2014 | 1 | 30 | 1 | 2014 | 1 | 30 | 2 |  | 735.908 | 99239.1879 | 134.8527 |  |  | #DIV/0! | 2091.8 | 2091.8 | 0 |  | 2014/01 | 2014-01-30 01:00 | 1418.931 | -63.039 | 1355.892
| 2014 | 1 | 30 | 2 | 2014 | 1 | 30 | 3 |  | 719.719 | 78913.3157 | 109.6446 |  |  | #DIV/0! | 2077.5 | 2077.5 | 0 |  | 2014/01 | 2014-01-30 02:00 | 1421.574 | -63.793 | 1357.781
| 2014 | 1 | 30 | 3 | 2014 | 1 | 30 | 4 |  | 708.397 | 90885.299 | 128.2971 |  |  | #DIV/0! | 2085.55 | 2085.55 | 0 |  | 2014/01 | 2014-01-30 03:00 | 1444.035 | -66.882 | 1377.153
| 2014 | 1 | 30 | 4 | 2014 | 1 | 30 | 5 |  | 676.631 | 75289.5128 | 111.2712 |  |  | #DIV/0! | 2070.65 | 2070.65 | 0 |  | 2014/01 | 2014-01-30 04:00 | 1460.894 | -66.875 | 1394.019
| 2014 | 1 | 30 | 5 | 2014 | 1 | 30 | 6 |  | 646.678 | 72237.6754 | 111.7058 |  |  | #DIV/0! | 2062.75 | 2062.751 | 0.001 |  | 2014/01 | 2014-01-30 05:00 | 1485.062 | -68.989 | 1416.073
| 2014 | 1 | 30 | 6 | 2014 | 1 | 30 | 7 |  | 602.08 | 78974.8336 | 131.17 | 6.013 | 2907.9529 | 483.611 | 2063.163 | 2063.162 | -0.001 |  | 2014/01 | 2014-01-30 06:00 | 1529.468 | -68.386 | 1461.082
| 2014 | 1 | 30 | 7 | 2014 | 1 | 30 | 8 |  | 582.67 | 104210.5295 | 178.85 | 30.918 | 23234.2586 | 751.48 | 2107.218 | 2107.218 | 0 |  | 2014/01 | 2014-01-30 07:00 | 1593.943 | -69.395 | 1524.548
| 2014 | 1 | 30 | 8 | 2014 | 1 | 30 | 9 |  | 549.2 | 111267.92 | 202.6 | 24.419 | 7443.3996 | 304.82 | 2102.519 | 2102.519 | 0 |  | 2014/01 | 2014-01-30 08:00 | 1620.007 | -66.688 | 1553.319
| 2014 | 1 | 30 | 9 | 2014 | 1 | 30 | 10 |  | 560.7 | 95246.109 | 169.87 | 45.054 | 7546.0945 | 167.49 | 2122.004 | 2122.004 | 0 |  | 2014/01 | 2014-01-30 09:00 | 1627.69 | -66.386 | 1561.304
| 2014 | 1 | 30 | 10 | 2014 | 1 | 30 | 11 |  | 624.6 | 77900.112 | 124.72 | 103.943 | 8708.3445 | 83.78 | 2119.593 | 2119.593 | 0 |  | 2014/01 | 2014-01-30 10:00 | 1556.12 | -61.127 | 1494.993
| 2014 | 1 | 30 | 11 | 2014 | 1 | 30 | 12 |  | 738.1 | 87095.8 | 118 | 64.558 | 6103.9589 | 94.55 | 2109.108 | 2109.108 | 0 |  | 2014/01 | 2014-01-30 11:00 | 1427.955 | -56.947 | 1371.008
| 2014 | 1 | 30 | 12 | 2014 | 1 | 30 | 13 |  | 847.1 | 93714.673 | 110.63 | 21.994 | 1520.8851 | 69.15 | 2097.394 | 2097.394 | 0 |  | 2014/01 | 2014-01-30 12:00 | 1305.267 | -54.973 | 1250.294
| 2014 | 1 | 30 | 13 | 2014 | 1 | 30 | 14 |  | 933.489 | 78549.359 | 84.146 |  |  | #DIV/0! | 2080.65 | 2080.65 | 0 |  | 2014/01 | 2014-01-30 13:00 | 1199.963 | -52.802 | 1147.161
| 2014 | 1 | 30 | 14 | 2014 | 1 | 30 | 15 |  | 1017.462 | 75581.5642 | 74.2844 |  |  | #DIV/0! | 2097.05 | 2097.049 | -0.001 |  | 2014/01 | 2014-01-30 14:00 | 1129.278 | -49.691 | 1079.587
| 2014 | 1 | 30 | 15 | 2014 | 1 | 30 | 16 |  | 983.67 | 68738.8596 | 69.88 | 41.478 | 1635.0628 | 39.42 | 2027.678 | 2027.678 | 0 |  | 2014/01 | 2014-01-30 15:00 | 1086.183 | -42.175 | 1044.008
| 2014 | 1 | 30 | 16 | 2014 | 1 | 30 | 17 |  | 982.975 | 66871.7893 | 68.03 | 75.551 | 2717.5695 | 35.97 | 1994.501 | 1994.5 | -0.001 |  | 2014/01 | 2014-01-30 16:00 | 1052.013 | -40.488 | 1011.525
| 2014 | 1 | 30 | 17 | 2014 | 1 | 30 | 18 |  | 1020.64 | 80140.6528 | 78.52 | 144.598 | 6502.5721 | 44.97 | 1998.648 | 1998.648 | 0 |  | 2014/01 | 2014-01-30 17:00 | 1023.071 | -45.063 | 978.008
| 2014 | 1 | 30 | 18 | 2014 | 1 | 30 | 19 |  | 998.1 | 99540.513 | 99.73 | 135.306 | 13307.3451 | 98.35 | 2047.356 | 2047.357 | 0.001 |  | 2014/01 | 2014-01-30 18:00 | 1095.238 | -45.981 | 1049.257
| 2014 | 1 | 30 | 19 | 2014 | 1 | 30 | 20 |  | 945.4 | 131022.986 | 138.59 | 56.772 | 7797.6342 | 137.35 | 2056.372 | 2056.372 | 0 |  | 2014/01 | 2014-01-30 19:00 | 1155.285 | -44.313 | 1110.972
| 2014 | 1 | 30 | 20 | 2014 | 1 | 30 | 21 |  | 949.311 | 90900.4675 | 95.7541 |  |  | #DIV/0! | 2069.05 | 2069.05 | 0 |  | 2014/01 | 2014-01-30 20:00 | 1165.461 | -45.722 | 1119.739
| 2014 | 1 | 30 | 21 | 2014 | 1 | 30 | 22 |  | 975.379 | 94263.8781 | 96.6433 |  |  | #DIV/0! | 2102.5 | 2102.5 | 0 |  | 2014/01 | 2014-01-30 21:00 | 1176.833 | -49.712 | 1127.121
| 2014 | 1 | 30 | 22 | 2014 | 1 | 30 | 23 |  | 917.8 | 76526.164 | 83.38 | 8.613 | 878.104 | 101.951 | 2033.513 | 2033.513 | 0 |  | 2014/01 | 2014-01-30 22:00 | 1163.026 | -47.313 | 1115.713
| 2014 | 1 | 30 | 23 | 2014 | 1 | 30 | 24 |  | 924.585 | 58923.802 | 63.73 | 170.442 | 9624.8597 | 56.47 | 2015.242 | 2015.242 | 0 |  | 2014/01 | 2014-01-30 23:00 | 1134.585 | -43.928 | 1090.657
| 2014 | 1 | 30 | 0 | 2014 | 1 | 31 | 1 |  | 873.06 | 44342.7174 | 50.79 | 257.733 | 18520.6934 | 71.86 | 1935.833 | 1935.833 | 0 |  | 2014/01 | 2014-01-31 | 1102.9 | -40.127 | 1062.773
| 2014 | 1 | 31 | 1 | 2014 | 1 | 31 | 2 |  | 1035.4 | 52898.586 | 51.09 | 484.67 | 19973.2507 | 41.21 | 2069.57 | 2069.57 | 0 |  | 2014/01 | 2014-01-31 01:00 | 1074.549 | -40.379 | 1034.17
| 2014 | 1 | 31 | 2 | 2014 | 1 | 31 | 3 |  | 976.2 | 46476.882 | 47.61 | 453 | 18763.26 | 41.42 | 1998.25 | 1998.25 | 0 |  | 2014/01 | 2014-01-31 02:00 | 1061.035 | -38.985 | 1022.05
| 2014 | 1 | 31 | 3 | 2014 | 1 | 31 | 4 |  | 910.6 | 43936.45 | 48.25 | 366.466 | 14354.4732 | 39.17 | 1933.566 | 1933.566 | 0 |  | 2014/01 | 2014-01-31 03:00 | 1063.768 | -40.802 | 1022.966
| 2014 | 1 | 31 | 4 | 2014 | 1 | 31 | 5 |  | 924.8 | 45379.936 | 49.07 | 428.034 | 17284.0129 | 40.38 | 1959.684 | 1959.685 | 0.001 |  | 2014/01 | 2014-01-31 04:00 | 1074.603 | -39.718 | 1034.885
| 2014 | 1 | 31 | 5 | 2014 | 1 | 31 | 6 |  | 990.3 | 53238.528 | 53.76 | 439.338 | 19787.7835 | 45.04 | 2040.038 | 2040.038 | 0 |  | 2014/01 | 2014-01-31 05:00 | 1089.586 | -39.848 | 1049.738
| 2014 | 1 | 31 | 6 | 2014 | 1 | 31 | 7 |  | 976.9 | 64084.64 | 65.6 | 333.753 | 24137.017 | 72.32 | 2052.453 | 2052.453 | 0 |  | 2014/01 | 2014-01-31 06:00 | 1114.137 | -38.584 | 1075.553
| 2014 | 1 | 31 | 7 | 2014 | 1 | 31 | 8 |  | 911.9 | 81414.432 | 89.28 | 194.903 | 22076.6628 | 113.27 | 2038.903 | 2038.903 | 0 |  | 2014/01 | 2014-01-31 07:00 | 1168.202 | -41.199 | 1127.003
| 2014 | 1 | 31 | 8 | 2014 | 1 | 31 | 9 |  | 871.1 | 99453.487 | 114.17 | 145.476 | 10693.9408 | 73.51 | 2042.176 | 2042.176 | 0 |  | 2014/01 | 2014-01-31 08:00 | 1209.764 | -38.688 | 1171.076
| 2014 | 1 | 31 | 9 | 2014 | 1 | 31 | 10 |  | 874.9 | 85232.758 | 97.42 | 149.98 | 14216.6042 | 94.79 | 2046.68 | 2046.68 | 0 |  | 2014/01 | 2014-01-31 09:00 | 1209.063 | -37.283 | 1171.78
| 2014 | 1 | 31 | 10 | 2014 | 1 | 31 | 11 |  | 906.1 | 67024.217 | 73.97 | 143.147 | 9722.5442 | 67.92 | 2040.147 | 2040.147 | 0 |  | 2014/01 | 2014-01-31 10:00 | 1171.079 | -37.032 | 1134.047
| 2014 | 1 | 31 | 11 | 2014 | 1 | 31 | 12 |  | 969.6 | 60464.256 | 62.36 | 133.675 | 14378.083 | 107.56 | 2028.925 | 2028.925 | 0 |  | 2014/01 | 2014-01-31 11:00 | 1094.261 | -34.936 | 1059.325
| 2014 | 1 | 31 | 12 | 2014 | 1 | 31 | 13 |  | 1039.1 | 57784.351 | 55.61 | 120.14 | 5162.4158 | 42.97 | 2015.09 | 2015.09 | 0 |  | 2014/01 | 2014-01-31 12:00 | 1010.701 | -34.711 | 975.99
| 2014 | 1 | 31 | 13 | 2014 | 1 | 31 | 14 |  | 1090.3 | 51189.585 | 46.95 | 144.972 | 5752.489 | 39.68 | 2028.072 | 2028.072 | 0 |  | 2014/01 | 2014-01-31 13:00 | 971.303 | -33.531 | 937.772
| 2014 | 1 | 31 | 14 | 2014 | 1 | 31 | 15 |  | 1126.6 | 49085.962 | 43.57 | 165.312 | 6432.2899 | 38.91 | 2046.412 | 2046.411 | -0.001 |  | 2014/01 | 2014-01-31 14:00 | 954.28 | -34.469 | 919.811
| 2014 | 1 | 31 | 15 | 2014 | 1 | 31 | 16 |  | 1157 | 49068.37 | 42.41 | 211.509 | 7866.0197 | 37.19 | 2063.959 | 2063.958 | -0.001 |  | 2014/01 | 2014-01-31 15:00 | 939.104 | -32.146 | 906.958
| 2014 | 1 | 31 | 16 | 2014 | 1 | 31 | 17 |  | 1177.7 | 48933.435 | 41.55 | 208.643 | 8057.7927 | 38.62 | 2073.193 | 2073.192 | -0.001 |  | 2014/01 | 2014-01-31 16:00 | 927.377 | -31.885 | 895.492
| 2014 | 1 | 31 | 17 | 2014 | 1 | 31 | 18 |  | 1174.5 | 52664.58 | 44.84 | 208.83 | 8342.7585 | 39.95 | 2080.68 | 2080.68 | 0 |  | 2014/01 | 2014-01-31 17:00 | 939.34 | -33.16 | 906.18
| 2014 | 1 | 31 | 18 | 2014 | 1 | 31 | 19 |  | 1151 | 64605.63 | 56.13 | 187.156 | 15406.6819 | 82.32 | 2085.856 | 2085.856 | 0 |  | 2014/01 | 2014-01-31 18:00 | 968.993 | -34.137 | 934.856
| 2014 | 1 | 31 | 19 | 2014 | 1 | 31 | 20 |  | 1116.8 | 64461.696 | 57.72 | 191.344 | 11151.5283 | 58.28 | 2088.894 | 2088.894 | 0 |  | 2014/01 | 2014-01-31 19:00 | 1004.728 | -32.634 | 972.094
| 2014 | 1 | 31 | 20 | 2014 | 1 | 31 | 21 |  | 1109.5 | 61932.29 | 55.82 | 191.626 | 11945.9648 | 62.34 | 2093.326 | 2093.326 | 0 |  | 2014/01 | 2014-01-31 20:00 | 1016.779 | -32.953 | 983.826
| 2014 | 1 | 31 | 21 | 2014 | 1 | 31 | 22 |  | 1098.5 | 60022.04 | 54.64 | 175.546 | 10660.9086 | 60.73 | 2081.396 | 2081.396 | 0 |  | 2014/01 | 2014-01-31 21:00 | 1017.803 | -34.907 | 982.896
| 2014 | 1 | 31 | 22 | 2014 | 1 | 31 | 23 |  | 1101.5 | 50889.3 | 46.2 | 179.996 | 8749.6056 | 48.61 | 2089.846 | 2089.846 | 0 |  | 2014/01 | 2014-01-31 22:00 | 1027.35 | -39.004 | 988.346
| 2014 | 1 | 31 | 23 | 2014 | 1 | 31 | 24 |  | 1109.1 | 49044.402 | 44.22 | 168.346 | 8119.3276 | 48.23 | 2080.746 | 2080.745 | -0.001 |  | 2014/01 | 2014-01-31 23:00 | 1010.427 | -38.782 | 971.645
| 2014 | 1 | 31 | 0 | 2014 | 2 | 1 | 1 |  | 1076.1 | 43108.566 | 40.06 | 109.177 | 5407.5368 | 49.53 | 2021.427 | 2021.427 | 0 |  | 2014/01 | 2014-02-01 | 983.697 | -38.37 | 945.327
| 2014 | 2 | 1 | 1 | 2014 | 2 | 1 | 2 |  | 892.045 | 48852.9328 | 54.7651 |  |  | #DIV/0! | 1814.7 | 1814.7 | 0 |  | 2014/02 | 2014-02-01 01:00 | 960.082 | -37.427 | 922.655
| 2014 | 2 | 1 | 2 | 2014 | 2 | 1 | 3 |  | 793.916 | 38723.0984 | 48.7748 |  |  | #DIV/0! | 1696.7 | 1696.701 | 0.001 |  | 2014/02 | 2014-02-01 02:00 | 940.06 | -37.275 | 902.785
| 2014 | 2 | 1 | 3 | 2014 | 2 | 1 | 4 |  | 788.896 | 35886.2174 | 45.4892 |  |  | #DIV/0! | 1691.25 | 1691.25 | 0 |  | 2014/02 | 2014-02-01 03:00 | 940.7 | -38.346 | 902.354
| 2014 | 2 | 1 | 4 | 2014 | 2 | 1 | 5 |  | 852.6 | 36022.35 | 42.25 | 54.574 | 2671.943 | 48.96 | 1758.124 | 1758.124 | 0 |  | 2014/02 | 2014-02-01 04:00 | 944.626 | -39.102 | 905.524
| 2014 | 2 | 1 | 5 | 2014 | 2 | 1 | 6 |  | 874.2 | 37136.016 | 42.48 | 39.133 | 1698.7635 | 43.41 | 1786.533 | 1786.532 | -0.001 |  | 2014/02 | 2014-02-01 05:00 | 952.872 | -40.54 | 912.332
| 2014 | 2 | 1 | 6 | 2014 | 2 | 1 | 7 |  | 876.344 | 37388.7826 | 42.6645 |  |  | #DIV/0! | 1803.55 | 1803.55 | 0 |  | 2014/02 | 2014-02-01 06:00 | 966.783 | -39.577 | 927.206
| 2014 | 2 | 1 | 7 | 2014 | 2 | 1 | 8 |  | 886.826 | 43583.5854 | 49.1456 |  |  | #DIV/0! | 1839.25 | 1839.25 | 0 |  | 2014/02 | 2014-02-01 07:00 | 992.811 | -40.387 | 952.424
| 2014 | 2 | 1 | 8 | 2014 | 2 | 1 | 9 |  | 872.947 | 49426.8047 | 56.6206 |  |  | #DIV/0! | 1845.7 | 1845.701 | 0.001 |  | 2014/02 | 2014-02-01 08:00 | 1013.342 | -40.588 | 972.754
| 2014 | 2 | 1 | 9 | 2014 | 2 | 1 | 10 |  | 799.9 | 48761.904 | 60.96 | 8.151 | 588.9098 | 72.25 | 1781.151 | 1781.151 | 0 |  | 2014/02 | 2014-02-01 09:00 | 1019.301 | -38.05 | 981.251
| 2014 | 2 | 1 | 10 | 2014 | 2 | 1 | 11 |  | 835.9 | 48039.173 | 57.47 | 73.367 | 4611.8496 | 62.86 | 1805.067 | 1805.067 | 0 |  | 2014/02 | 2014-02-01 10:00 | 1005.816 | -36.649 | 969.167
| 2014 | 2 | 1 | 11 | 2014 | 2 | 1 | 12 |  | 906.8 | 49157.628 | 54.21 | 88.599 | 5487.8221 | 61.94 | 1814.299 | 1814.3 | 0.001 |  | 2014/02 | 2014-02-01 11:00 | 941.925 | -34.425 | 907.5
| 2014 | 2 | 1 | 12 | 2014 | 2 | 1 | 13 |  | 980.8 | 43704.448 | 44.56 | 90.275 | 3600.167 | 39.88 | 1817.825 | 1817.825 | 0 |  | 2014/02 | 2014-02-01 12:00 | 868.891 | -31.866 | 837.025
| 2014 | 2 | 1 | 13 | 2014 | 2 | 1 | 14 |  | 1033.6 | 42036.512 | 40.67 | 84.022 | 3366.7615 | 40.07 | 1809.022 | 1809.022 | 0 |  | 2014/02 | 2014-02-01 13:00 | 804.695 | -29.273 | 775.422
| 2014 | 2 | 1 | 14 | 2014 | 2 | 1 | 15 |  | 1036.2 | 39810.804 | 38.42 | 49.171 | 1752.9461 | 35.65 | 1776.021 | 1776.021 | 0 |  | 2014/02 | 2014-02-01 14:00 | 767.764 | -27.943 | 739.821
| 2014 | 2 | 1 | 15 | 2014 | 2 | 1 | 16 |  | 1007.275 | 37086.995 | 36.8191 |  |  | #DIV/0! | 1725.85 | 1725.851 | 0.001 |  | 2014/02 | 2014-02-01 15:00 | 745.177 | -26.601 | 718.576
| 2014 | 2 | 1 | 16 | 2014 | 2 | 1 | 17 |  | 982.831 | 35913.1081 | 36.5405 |  |  | #DIV/0! | 1680.45 | 1680.45 | 0 |  | 2014/02 | 2014-02-01 16:00 | 723.384 | -25.765 | 697.619
| 2014 | 2 | 1 | 17 | 2014 | 2 | 1 | 18 |  | 987.1 | 36493.087 | 36.97 | 5.818 | 210.3789 | 36.16 | 1690.818 | 1690.819 | 0.001 |  | 2014/02 | 2014-02-01 17:00 | 729.222 | -25.503 | 703.719
| 2014 | 2 | 1 | 18 | 2014 | 2 | 1 | 19 |  | 1093 | 44725.56 | 40.92 | 120.73 | 6108.938 | 50.6 | 1820.58 | 1820.579 | -0.001 |  | 2014/02 | 2014-02-01 18:00 | 753.256 | -25.677 | 727.579
| 2014 | 2 | 1 | 19 | 2014 | 2 | 1 | 20 |  | 1039.1 | 48151.894 | 46.34 | 88.948 | 6552.7992 | 73.67 | 1815.648 | 1815.648 | 0 |  | 2014/02 | 2014-02-01 19:00 | 803.722 | -27.174 | 776.548
| 2014 | 2 | 1 | 20 | 2014 | 2 | 1 | 21 |  | 1012.4 | 44970.808 | 44.42 | 44.576 | 1842.7718 | 41.34 | 1814.726 | 1814.726 | 0 |  | 2014/02 | 2014-02-01 20:00 | 831.245 | -28.919 | 802.326
| 2014 | 2 | 1 | 21 | 2014 | 2 | 1 | 22 |  | 1006.6 | 42297.332 | 42.02 | 28.79 | 1161.3886 | 40.34 | 1820.89 | 1820.891 | 0.001 |  | 2014/02 | 2014-02-01 21:00 | 844.26 | -29.969 | 814.291
| 2014 | 2 | 1 | 22 | 2014 | 2 | 1 | 23 |  | 993.439 | 38318.3561 | 38.5714 |  |  | #DIV/0! | 1817.25 | 1817.25 | 0 |  | 2014/02 | 2014-02-01 22:00 | 853.996 | -30.185 | 823.811
| 2014 | 2 | 1 | 23 | 2014 | 2 | 1 | 24 |  | 975.122 | 36688.8498 | 37.6249 |  |  | #DIV/0! | 1786.25 | 1786.251 | 0.001 |  | 2014/02 | 2014-02-01 23:00 | 840.632 | -29.503 | 811.129
| 2014 | 2 | 1 | 0 | 2014 | 2 | 2 | 1 |  | 933.6 | 34487.184 | 36.94 | 18.543 | 631.0183 | 34.03 | 1733.293 | 1733.293 | 0 |  | 2014/02 | 2014-02-02 | 827.111 | -27.418 | 799.693
| 2014 | 2 | 2 | 1 | 2014 | 2 | 2 | 2 |  | 983 | 38916.97 | 39.59 | 119.226 | 4176.4868 | 35.03 | 1758.126 | 1758.125 | -0.001 |  | 2014/02 | 2014-02-02 01:00 | 801.68 | -26.555 | 775.125
| 2014 | 2 | 2 | 2 | 2014 | 2 | 2 | 3 |  | 718.7 | 26735.64 | 37.2 | 43.675 | 1424.2417 | 32.61 | 1480.175 | 1480.175 | 0 |  | 2014/02 | 2014-02-02 02:00 | 786.056 | -24.581 | 761.475
| 2014 | 2 | 2 | 3 | 2014 | 2 | 2 | 4 |  | 671.2 | 23189.96 | 34.55 | 143.649 | 4723.1791 | 32.88 | 1418.649 | 1418.65 | 0.001 |  | 2014/02 | 2014-02-02 03:00 | 770.757 | -23.307 | 747.45
| 2014 | 2 | 2 | 4 | 2014 | 2 | 2 | 5 |  | 742.8 | 24824.376 | 33.42 | 169.349 | 5596.9844 | 33.05 | 1491.349 | 1491.349 | 0 |  | 2014/02 | 2014-02-02 04:00 | 772.798 | -24.249 | 748.549
| 2014 | 2 | 2 | 5 | 2014 | 2 | 2 | 6 |  | 779.7 | 26361.657 | 33.81 | 123.592 | 4184.8251 | 33.86 | 1527.592 | 1527.593 | 0.001 |  | 2014/02 | 2014-02-02 05:00 | 771.508 | -23.615 | 747.893
| 2014 | 2 | 2 | 6 | 2014 | 2 | 2 | 7 |  | 794.5 | 27513.535 | 34.63 | 68.392 | 2496.308 | 36.5 | 1554.392 | 1554.391 | -0.001 |  | 2014/02 | 2014-02-02 06:00 | 784.661 | -24.77 | 759.891
| 2014 | 2 | 2 | 7 | 2014 | 2 | 2 | 8 |  | 961.3 | 35664.23 | 37.1 | 124.864 | 4611.2275 | 36.93 | 1741.864 | 1741.864 | 0 |  | 2014/02 | 2014-02-02 07:00 | 807.117 | -26.553 | 780.564
| 2014 | 2 | 2 | 8 | 2014 | 2 | 2 | 9 |  | 955.3 | 35575.372 | 37.24 | 121.402 | 4457.8814 | 36.72 | 1760.402 | 1760.402 | 0 |  | 2014/02 | 2014-02-02 08:00 | 831.001 | -25.899 | 805.102
| 2014 | 2 | 2 | 9 | 2014 | 2 | 2 | 10 |  | 1024.6 | 42551.638 | 41.53 | 183.598 | 6743.5545 | 36.73 | 1843.598 | 1843.598 | 0 |  | 2014/02 | 2014-02-02 09:00 | 845.111 | -26.113 | 818.998
| 2014 | 2 | 2 | 10 | 2014 | 2 | 2 | 11 |  | 1016.2 | 41725.172 | 41.06 | 202.927 | 11536.4 | 56.85 | 1858.927 | 1858.927 | 0 |  | 2014/02 | 2014-02-02 10:00 | 867.224 | -24.497 | 842.727
| 2014 | 2 | 2 | 11 | 2014 | 2 | 2 | 12 |  | 1032.9 | 41119.749 | 39.81 | 156.967 | 6302.2251 | 40.15 | 1861.967 | 1861.967 | 0 |  | 2014/02 | 2014-02-02 11:00 | 852.259 | -23.192 | 829.067
| 2014 | 2 | 2 | 12 | 2014 | 2 | 2 | 13 |  | 1019.1 | 38888.856 | 38.16 | 115.77 | 4603.0152 | 39.76 | 1820.77 | 1820.77 | 0 |  | 2014/02 | 2014-02-02 12:00 | 823.911 | -22.241 | 801.67
| 2014 | 2 | 2 | 13 | 2014 | 2 | 2 | 14 |  | 1066.8 | 39898.32 | 37.4 | 157.772 | 7483.126 | 47.43 | 1862.772 | 1862.772 | 0 |  | 2014/02 | 2014-02-02 13:00 | 818.592 | -22.62 | 795.972
| 2014 | 2 | 2 | 14 | 2014 | 2 | 2 | 15 |  | 1008.3 | 36571.041 | 36.27 | 103.886 | 4345.5514 | 41.83 | 1807.886 | 1807.887 | 0.001 |  | 2014/02 | 2014-02-02 14:00 | 822.247 | -22.66 | 799.587
| 2014 | 2 | 2 | 15 | 2014 | 2 | 2 | 16 |  | 932.2 | 32850.728 | 35.24 | 31.741 | 1166.7992 | 36.76 | 1736.741 | 1736.741 | 0 |  | 2014/02 | 2014-02-02 15:00 | 827.525 | -22.984 | 804.541
| 2014 | 2 | 2 | 16 | 2014 | 2 | 2 | 17 |  | 941.7 | 33129.006 | 35.18 | 45.021 | 1677.9327 | 37.27 | 1751.021 | 1751.022 | 0.001 |  | 2014/02 | 2014-02-02 16:00 | 832.564 | -23.242 | 809.322
| 2014 | 2 | 2 | 17 | 2014 | 2 | 2 | 18 |  | 1078.7 | 40990.6 | 38 | 192.765 | 8013.241 | 41.57 | 1902.765 | 1902.765 | 0 |  | 2014/02 | 2014-02-02 17:00 | 847.844 | -23.779 | 824.065
| 2014 | 2 | 2 | 18 | 2014 | 2 | 2 | 19 |  | 1097.6 | 45451.616 | 41.41 | 261.178 | 21492.3376 | 82.29 | 1972.178 | 1972.178 | 0 |  | 2014/02 | 2014-02-02 18:00 | 899.234 | -24.656 | 874.578
| 2014 | 2 | 2 | 19 | 2014 | 2 | 2 | 20 |  | 1039.9 | 51797.419 | 49.81 | 224.031 | 9144.9454 | 40.82 | 1936.031 | 1936.031 | 0 |  | 2014/02 | 2014-02-02 19:00 | 920.211 | -24.08 | 896.131
| 2014 | 2 | 2 | 20 | 2014 | 2 | 2 | 21 |  | 1007.6 | 50238.936 | 49.86 | 193.455 | 8415.2925 | 43.5 | 1904.455 | 1904.454 | -0.001 |  | 2014/02 | 2014-02-02 20:00 | 920.808 | -23.954 | 896.854
| 2014 | 2 | 2 | 21 | 2014 | 2 | 2 | 22 |  | 999 | 49020.93 | 49.07 | 202.966 | 8865.5549 | 43.68 | 1915.966 | 1915.967 | 0.001 |  | 2014/02 | 2014-02-02 21:00 | 941.945 | -24.978 | 916.967
| 2014 | 2 | 2 | 22 | 2014 | 2 | 2 | 23 |  | 1003 | 47441.9 | 47.3 | 226.859 | 10204.1178 | 44.98 | 1937.859 | 1937.859 | 0 |  | 2014/02 | 2014-02-02 22:00 | 959.943 | -25.084 | 934.859
| 2014 | 2 | 2 | 23 | 2014 | 2 | 2 | 24 |  | 1012.6 | 45546.748 | 44.98 | 225.353 | 9685.6719 | 42.98 | 1941.353 | 1941.353 | 0 |  | 2014/02 | 2014-02-02 23:00 | 953.748 | -24.995 | 928.753
| 2014 | 2 | 2 | 0 | 2014 | 2 | 3 | 1 |  | 991.7 | 37843.272 | 38.16 | 251.037 | 8467.478 | 33.73 | 1906.037 | 1906.037 | 0 |  | 2014/02 | 2014-02-03 | 938.655 | -24.318 | 914.337
| 2014 | 2 | 3 | 1 | 2014 | 2 | 3 | 2 |  | 893 | 34737.7 | 38.9 | 223.014 | 7305.9386 | 32.76 | 1793.014 | 1793.014 | 0 |  | 2014/02 | 2014-02-03 01:00 | 922.916 | -22.902 | 900.014
| 2014 | 2 | 3 | 2 | 2014 | 2 | 3 | 3 |  | 857.6 | 32288.64 | 37.65 | 285.174 | 9256.748 | 32.46 | 1749.174 | 1749.174 | 0 |  | 2014/02 | 2014-02-03 02:00 | 915.091 | -23.517 | 891.574
| 2014 | 2 | 3 | 3 | 2014 | 2 | 3 | 4 |  | 843.1 | 31498.216 | 37.36 | 332.935 | 10780.4353 | 32.38 | 1743.935 | 1743.934 | -0.001 |  | 2014/02 | 2014-02-03 03:00 | 924.411 | -23.577 | 900.834
| 2014 | 2 | 3 | 4 | 2014 | 2 | 3 | 5 |  | 851.4 | 32251.032 | 37.88 | 333.563 | 11004.2434 | 32.99 | 1759.563 | 1759.563 | 0 |  | 2014/02 | 2014-02-03 04:00 | 932.46 | -24.297 | 908.163
| 2014 | 2 | 3 | 5 | 2014 | 2 | 3 | 6 |  | 850.2 | 32732.7 | 38.5 | 308.621 | 10338.8035 | 33.5 | 1775.621 | 1775.621 | 0 |  | 2014/02 | 2014-02-03 05:00 | 950.075 | -24.654 | 925.421
| 2014 | 2 | 3 | 6 | 2014 | 2 | 3 | 7 |  | 805.3 | 36045.228 | 44.76 | 274.948 | 9790.8983 | 35.61 | 1761.948 | 1761.948 | 0 |  | 2014/02 | 2014-02-03 06:00 | 980.613 | -23.965 | 956.648
| 2014 | 2 | 3 | 7 | 2014 | 2 | 3 | 8 |  | 715.5 | 44375.31 | 62.02 | 141.879 | 9495.9615 | 66.93 | 1735.879 | 1735.879 | 0 |  | 2014/02 | 2014-02-03 07:00 | 1047.167 | -26.788 | 1020.379
| 2014 | 2 | 3 | 8 | 2014 | 2 | 3 | 9 |  | 665.2 | 48672.684 | 73.17 | 55.843 | 3181.9341 | 56.98 | 1730.843 | 1730.844 | 0.001 |  | 2014/02 | 2014-02-03 08:00 | 1092.994 | -27.35 | 1065.644
| 2014 | 2 | 3 | 9 | 2014 | 2 | 3 | 10 |  | 655.7 | 46121.938 | 70.34 | 75.34 | 5767.277 | 76.55 | 1753.34 | 1753.341 | 0.001 |  | 2014/02 | 2014-02-03 09:00 | 1126.696 | -29.055 | 1097.641
| 2014 | 2 | 3 | 10 | 2014 | 2 | 3 | 11 |  | 661.8 | 45406.098 | 68.61 | 83.558 | 6206.6882 | 74.28 | 1748.558 | 1748.558 | 0 |  | 2014/02 | 2014-02-03 10:00 | 1115.384 | -28.626 | 1086.758
| 2014 | 2 | 3 | 11 | 2014 | 2 | 3 | 12 |  | 679.3 | 48916.393 | 72.01 | 85.223 | 8554.6847 | 100.38 | 1752.223 | 1752.223 | 0 |  | 2014/02 | 2014-02-03 11:00 | 1102.467 | -29.544 | 1072.923
| 2014 | 2 | 3 | 12 | 2014 | 2 | 3 | 13 |  | 702.4 | 46260.064 | 65.86 | 88.398 | 8091.9529 | 91.54 | 1762.398 | 1762.398 | 0 |  | 2014/02 | 2014-02-03 12:00 | 1090.704 | -30.706 | 1059.998
| 2014 | 2 | 3 | 13 | 2014 | 2 | 3 | 14 |  | 719.8 | 43533.504 | 60.48 | 93.009 | 7692.7744 | 82.71 | 1780.009 | 1780.009 | 0 |  | 2014/02 | 2014-02-03 13:00 | 1091.863 | -31.654 | 1060.209
| 2014 | 2 | 3 | 14 | 2014 | 2 | 3 | 15 |  | 733 | 40681.5 | 55.5 | 84.25 | 4393.6375 | 52.15 | 1774.25 | 1774.25 | 0 |  | 2014/02 | 2014-02-03 14:00 | 1073.452 | -32.202 | 1041.25
| 2014 | 2 | 3 | 15 | 2014 | 2 | 3 | 16 |  | 750.8 | 41248.952 | 54.94 | 94.124 | 9135.6754 | 97.06 | 1789.124 | 1789.124 | 0 |  | 2014/02 | 2014-02-03 15:00 | 1068.843 | -30.519 | 1038.324
| 2014 | 2 | 3 | 16 | 2014 | 2 | 3 | 17 |  | 763.8 | 41443.788 | 54.26 | 110.675 | 5257.0625 | 47.5 | 1801.675 | 1801.676 | 0.001 |  | 2014/02 | 2014-02-03 16:00 | 1068.368 | -30.492 | 1037.876
| 2014 | 2 | 3 | 17 | 2014 | 2 | 3 | 18 |  | 756.5 | 44920.97 | 59.38 | 103.192 | 6136.8282 | 59.47 | 1798.192 | 1798.193 | 0.001 |  | 2014/02 | 2014-02-03 17:00 | 1071.718 | -30.025 | 1041.693
| 2014 | 2 | 3 | 18 | 2014 | 2 | 3 | 19 |  | 728.4 | 57354.216 | 78.74 | 101.919 | 5186.6579 | 50.89 | 1796.919 | 1796.919 | 0 |  | 2014/02 | 2014-02-03 18:00 | 1101.141 | -32.622 | 1068.519
| 2014 | 2 | 3 | 19 | 2014 | 2 | 3 | 20 |  | 674.1 | 71845.578 | 106.58 | 76.548 | 8192.9324 | 107.03 | 1763.548 | 1763.548 | 0 |  | 2014/02 | 2014-02-03 19:00 | 1120.635 | -31.187 | 1089.448
| 2014 | 2 | 3 | 20 | 2014 | 2 | 3 | 21 |  | 652.9 | 60138.619 | 92.11 | 53.633 | 3997.8038 | 74.54 | 1740.633 | 1740.632 | -0.001 |  | 2014/02 | 2014-02-03 20:00 | 1116.902 | -29.17 | 1087.732
| 2014 | 2 | 3 | 21 | 2014 | 2 | 3 | 22 |  | 647 | 49741.36 | 76.88 | 38.889 | 2613.7297 | 67.21 | 1723.889 | 1723.888 | -0.001 |  | 2014/02 | 2014-02-03 21:00 | 1106.173 | -29.285 | 1076.888
| 2014 | 2 | 3 | 22 | 2014 | 2 | 3 | 23 |  | 658 | 45902.08 | 69.76 | 34.184 | 1745.0932 | 51.05 | 1722.184 | 1722.185 | 0.001 |  | 2014/02 | 2014-02-03 22:00 | 1092.715 | -28.53 | 1064.185
| 2014 | 2 | 3 | 23 | 2014 | 2 | 3 | 24 |  | 678.9 | 39308.31 | 57.9 | 24.34 | 961.1866 | 39.49 | 1712.34 | 1712.34 | 0 |  | 2014/02 | 2014-02-03 23:00 | 1060.948 | -27.508 | 1033.44
| 2014 | 2 | 3 | 0 | 2014 | 2 | 4 | 1 |  | 709.3 | 36848.135 | 51.95 | 27.866 | 1025.4688 | 36.8 | 1708.866 | 1708.867 | 0.001 |  | 2014/02 | 2014-02-04 | 1026.842 | -27.275 | 999.567
| 2014 | 2 | 4 | 1 | 2014 | 2 | 4 | 2 |  | 689.037 | 30305.5758 | 43.9825 |  |  | #DIV/0! | 1656 | 1656 | 0 |  | 2014/02 | 2014-02-04 01:00 | 997.442 | -30.479 | 966.963
| 2014 | 2 | 4 | 2 | 2014 | 2 | 4 | 3 |  | 677.696 | 27991.8232 | 41.3044 |  |  | #DIV/0! | 1622 | 1622 | 0 |  | 2014/02 | 2014-02-04 02:00 | 974.253 | -29.949 | 944.304
| 2014 | 2 | 4 | 3 | 2014 | 2 | 4 | 4 |  | 675.17 | 27483.2936 | 40.7057 |  |  | #DIV/0! | 1613 | 1613.001 | 0.001 |  | 2014/02 | 2014-02-04 03:00 | 968.238 | -30.407 | 937.831
| 2014 | 2 | 4 | 4 | 2014 | 2 | 4 | 5 |  | 695.849 | 28219.8139 | 40.5545 |  |  | #DIV/0! | 1639 | 1639 | 0 |  | 2014/02 | 2014-02-04 04:00 | 974.575 | -31.424 | 943.151
| 2014 | 2 | 4 | 5 | 2014 | 2 | 4 | 6 |  | 663.162 | 27803.8593 | 41.9262 |  |  | #DIV/0! | 1615 | 1614.999 | -0.001 |  | 2014/02 | 2014-02-04 05:00 | 982.831 | -30.994 | 951.837
| 2014 | 2 | 4 | 6 | 2014 | 2 | 4 | 7 |  | 656.748 | 32306.6011 | 49.1918 |  |  | #DIV/0! | 1636 | 1635.999 | -0.001 |  | 2014/02 | 2014-02-04 06:00 | 1010.815 | -31.564 | 979.251
| 2014 | 2 | 4 | 7 | 2014 | 2 | 4 | 8 |  | 593.513 | 42617.1462 | 71.8049 |  |  | #DIV/0! | 1636 | 1635.999 | -0.001 |  | 2014/02 | 2014-02-04 07:00 | 1076.115 | -33.629 | 1042.486
| 2014 | 2 | 4 | 8 | 2014 | 2 | 4 | 9 |  | 554.754 | 51659.5199 | 93.1215 |  |  | #DIV/0! | 1634 | 1634 | 0 |  | 2014/02 | 2014-02-04 08:00 | 1112.24 | -32.994 | 1079.246
| 2014 | 2 | 4 | 9 | 2014 | 2 | 4 | 10 |  | 560.623 | 38267.6862 | 68.2592 |  |  | #DIV/0! | 1637 | 1637 | 0 |  | 2014/02 | 2014-02-04 09:00 | 1110.497 | -34.12 | 1076.377
| 2014 | 2 | 4 | 10 | 2014 | 2 | 4 | 11 |  | 561.374 | 36379.6959 | 64.8047 |  |  | #DIV/0! | 1636 | 1636 | 0 |  | 2014/02 | 2014-02-04 10:00 | 1108.856 | -34.23 | 1074.626
| 2014 | 2 | 4 | 11 | 2014 | 2 | 4 | 12 |  | 560.696 | 36492.8116 | 65.0848 |  |  | #DIV/0! | 1634 | 1634 | 0 |  | 2014/02 | 2014-02-04 11:00 | 1107.744 | -34.44 | 1073.304
| 2014 | 2 | 4 | 12 | 2014 | 2 | 4 | 13 |  | 585.642 | 34839.1458 | 59.4888 |  |  | #DIV/0! | 1636 | 1636 | 0 |  | 2014/02 | 2014-02-04 12:00 | 1081.597 | -31.239 | 1050.358
| 2014 | 2 | 4 | 13 | 2014 | 2 | 4 | 14 |  | 582.4 | 31950.464 | 54.86 | 21.637 | 1180.2984 | 54.55 | 1613.637 | 1613.637 | 0 |  | 2014/02 | 2014-02-04 13:00 | 1061.448 | -30.211 | 1031.237
| 2014 | 2 | 4 | 14 | 2014 | 2 | 4 | 15 |  | 612 | 31738.32 | 51.86 | 46.639 | 2182.2388 | 46.79 | 1615.639 | 1615.639 | 0 |  | 2014/02 | 2014-02-04 14:00 | 1033.173 | -29.534 | 1003.639
| 2014 | 2 | 4 | 15 | 2014 | 2 | 4 | 16 |  | 635.9 | 30090.788 | 47.32 | 53.483 | 2196.012 | 41.06 | 1620.483 | 1620.483 | 0 |  | 2014/02 | 2014-02-04 15:00 | 1013.593 | -29.01 | 984.583
| 2014 | 2 | 4 | 16 | 2014 | 2 | 4 | 17 |  | 653.8 | 29904.812 | 45.74 | 45.442 | 1802.2297 | 39.66 | 1629.442 | 1629.441 | -0.001 |  | 2014/02 | 2014-02-04 16:00 | 1003.934 | -28.293 | 975.641
| 2014 | 2 | 4 | 17 | 2014 | 2 | 4 | 18 |  | 709.2 | 34474.212 | 48.61 | 58.46 | 2615.5004 | 44.74 | 1691.46 | 1691.46 | 0 |  | 2014/02 | 2014-02-04 17:00 | 1011.696 | -29.436 | 982.26
| 2014 | 2 | 4 | 18 | 2014 | 2 | 4 | 19 |  | 683.7 | 41992.854 | 61.42 | 58.503 | 3898.6399 | 66.64 | 1690.503 | 1690.502 | -0.001 |  | 2014/02 | 2014-02-04 18:00 | 1037.597 | -30.795 | 1006.802
| 2014 | 2 | 4 | 19 | 2014 | 2 | 4 | 20 |  | 631.8 | 51782.328 | 81.96 | 24.362 | 1225.6522 | 50.31 | 1679.362 | 1679.362 | 0 |  | 2014/02 | 2014-02-04 19:00 | 1080.467 | -32.905 | 1047.562
| 2014 | 2 | 4 | 20 | 2014 | 2 | 4 | 21 |  | 633.199 | 40596.773 | 64.1138 |  |  | #DIV/0! | 1688 | 1688 | 0 |  | 2014/02 | 2014-02-04 20:00 | 1087.504 | -32.703 | 1054.801
| 2014 | 2 | 4 | 21 | 2014 | 2 | 4 | 22 |  | 623.73 | 37523.912 | 60.1605 |  |  | #DIV/0! | 1687 | 1687 | 0 |  | 2014/02 | 2014-02-04 21:00 | 1095.706 | -32.436 | 1063.27
| 2014 | 2 | 4 | 22 | 2014 | 2 | 4 | 23 |  | 649.001 | 33523.1619 | 51.6535 |  |  | #DIV/0! | 1689 | 1689 | 0 |  | 2014/02 | 2014-02-04 22:00 | 1071.12 | -31.121 | 1039.999
| 2014 | 2 | 4 | 23 | 2014 | 2 | 4 | 24 |  | 683.088 | 29695.0984 | 43.4718 |  |  | #DIV/0! | 1683 | 1682.999 | -0.001 |  | 2014/02 | 2014-02-04 23:00 | 1030.043 | -30.132 | 999.911
| 2014 | 2 | 4 | 0 | 2014 | 2 | 5 | 1 |  | 686.82 | 25913.8128 | 37.7301 |  |  | #DIV/0! | 1658 | 1658 | 0 |  | 2014/02 | 2014-02-05 | 998.183 | -27.003 | 971.18
| 2014 | 2 | 5 | 1 | 2014 | 2 | 5 | 2 |  | 769.6 | 32046.144 | 41.64 | 64.471 | 2592.3789 | 40.21 | 1701.471 | 1701.471 | 0 |  | 2014/02 | 2014-02-05 01:00 | 957.173 | -25.302 | 931.871
| 2014 | 2 | 5 | 2 | 2014 | 2 | 5 | 3 |  | 667.733 | 25894.2107 | 38.7793 |  |  | #DIV/0! | 1579 | 1579 | 0 |  | 2014/02 | 2014-02-05 02:00 | 936.178 | -24.911 | 911.267
| 2014 | 2 | 5 | 3 | 2014 | 2 | 5 | 4 |  | 604.9 | 23028.543 | 38.07 | 39.478 | 1369.8866 | 34.7 | 1494.478 | 1494.479 | 0.001 |  | 2014/02 | 2014-02-05 03:00 | 916.767 | -27.188 | 889.579
| 2014 | 2 | 5 | 4 | 2014 | 2 | 5 | 5 |  | 608.4 | 23149.62 | 38.05 | 85.484 | 3079.9885 | 36.03 | 1488.484 | 1488.485 | 0.001 |  | 2014/02 | 2014-02-05 04:00 | 907.957 | -27.872 | 880.085
| 2014 | 2 | 5 | 5 | 2014 | 2 | 5 | 6 |  | 718.5 | 27690.99 | 38.54 | 148.523 | 5425.5452 | 36.53 | 1600.523 | 1600.523 | 0 |  | 2014/02 | 2014-02-05 05:00 | 910.35 | -28.327 | 882.023
| 2014 | 2 | 5 | 6 | 2014 | 2 | 5 | 7 |  | 765 | 35128.8 | 45.92 | 153.34 | 6205.6698 | 40.47 | 1663.34 | 1663.34 | 0 |  | 2014/02 | 2014-02-05 06:00 | 926.97 | -28.63 | 898.34
| 2014 | 2 | 5 | 7 | 2014 | 2 | 5 | 8 |  | 691.5 | 39830.4 | 57.6 | 102.709 | 3846.452 | 37.45 | 1652.709 | 1652.709 | 0 |  | 2014/02 | 2014-02-05 07:00 | 990.945 | -29.736 | 961.209
| 2014 | 2 | 5 | 8 | 2014 | 2 | 5 | 9 |  | 651.4 | 45545.888 | 69.92 | 87.173 | 3215.812 | 36.89 | 1632.173 | 1632.173 | 0 |  | 2014/02 | 2014-02-05 08:00 | 1009.422 | -28.649 | 980.773
| 2014 | 2 | 5 | 9 | 2014 | 2 | 5 | 10 |  | 651.7 | 47639.27 | 73.1 | 13.635 | 580.7147 | 42.59 | 1604.635 | 1604.635 | 0 |  | 2014/02 | 2014-02-05 09:00 | 983.538 | -30.603 | 952.935
| 2014 | 2 | 5 | 10 | 2014 | 2 | 5 | 11 |  | 653.8 | 47125.904 | 72.08 | 52.222 | 2582.9001 | 49.46 | 1598.222 | 1598.222 | 0 |  | 2014/02 | 2014-02-05 10:00 | 974.868 | -30.446 | 944.422
| 2014 | 2 | 5 | 11 | 2014 | 2 | 5 | 12 |  | 659.7 | 48811.203 | 73.99 | 114.852 | 7283.9138 | 63.42 | 1600.852 | 1600.851 | -0.001 |  | 2014/02 | 2014-02-05 11:00 | 972.386 | -31.235 | 941.151
| 2014 | 2 | 5 | 12 | 2014 | 2 | 5 | 13 |  | 666.5 | 47274.845 | 70.93 | 124.429 | 8087.885 | 65 | 1611.429 | 1611.429 | 0 |  | 2014/02 | 2014-02-05 12:00 | 976.759 | -31.83 | 944.929
| 2014 | 2 | 5 | 13 | 2014 | 2 | 5 | 14 |  | 677.4 | 42337.5 | 62.5 | 150.682 | 8745.5833 | 58.04 | 1638.682 | 1638.682 | 0 |  | 2014/02 | 2014-02-05 13:00 | 993.85 | -32.568 | 961.282
| 2014 | 2 | 5 | 14 | 2014 | 2 | 5 | 15 |  | 690 | 39875.1 | 57.79 | 181.408 | 10594.2272 | 58.4 | 1671.408 | 1671.408 | 0 |  | 2014/02 | 2014-02-05 14:00 | 1013.761 | -32.353 | 981.408
| 2014 | 2 | 5 | 15 | 2014 | 2 | 5 | 16 |  | 698.4 | 37853.28 | 54.2 | 201.568 | 9874.8163 | 48.99 | 1693.568 | 1693.568 | 0 |  | 2014/02 | 2014-02-05 15:00 | 1027.399 | -32.231 | 995.168
| 2014 | 2 | 5 | 16 | 2014 | 2 | 5 | 17 |  | 710.2 | 35616.53 | 50.15 | 233.204 | 13152.7056 | 56.4 | 1725.204 | 1725.204 | 0 |  | 2014/02 | 2014-02-05 16:00 | 1046.598 | -31.594 | 1015.004
| 2014 | 2 | 5 | 17 | 2014 | 2 | 5 | 18 |  | 691.5 | 38945.28 | 56.32 | 351.097 | 19886.1341 | 56.64 | 1732.097 | 1732.098 | 0.001 |  | 2014/02 | 2014-02-05 17:00 | 1072.584 | -31.986 | 1040.598
| 2014 | 2 | 5 | 18 | 2014 | 2 | 5 | 19 |  | 657.4 | 46879.194 | 71.31 | 465.474 | 38015.2616 | 81.67 | 1737.474 | 1737.474 | 0 |  | 2014/02 | 2014-02-05 18:00 | 1113.788 | -33.714 | 1080.074
| 2014 | 2 | 5 | 19 | 2014 | 2 | 5 | 20 |  | 577.2 | 58447.272 | 101.26 | 410.789 | 30800.9592 | 74.98 | 1704.789 | 1704.789 | 0 |  | 2014/02 | 2014-02-05 19:00 | 1162.241 | -34.652 | 1127.589
| 2014 | 2 | 5 | 20 | 2014 | 2 | 5 | 21 |  | 545.6 | 50626.224 | 92.79 | 308.636 | 27632.1811 | 89.53 | 1677.636 | 1677.637 | 0.001 |  | 2014/02 | 2014-02-05 20:00 | 1165.273 | -33.236 | 1132.037
| 2014 | 2 | 5 | 21 | 2014 | 2 | 5 | 22 |  | 521.3 | 41443.35 | 79.5 | 248.009 | 19176.0559 | 77.32 | 1655.009 | 1655.009 | 0 |  | 2014/02 | 2014-02-05 21:00 | 1167.968 | -34.259 | 1133.709
| 2014 | 2 | 5 | 22 | 2014 | 2 | 5 | 23 |  | 521.4 | 33541.662 | 64.33 | 229.289 | 12422.878 | 54.18 | 1637.289 | 1637.289 | 0 |  | 2014/02 | 2014-02-05 22:00 | 1148.653 | -32.764 | 1115.889
| 2014 | 2 | 5 | 23 | 2014 | 2 | 5 | 24 |  | 528.4 | 28660.416 | 54.24 | 217.24 | 10746.8628 | 49.47 | 1628.24 | 1628.24 | 0 |  | 2014/02 | 2014-02-05 23:00 | 1133.295 | -33.455 | 1099.84
| 2014 | 2 | 5 | 0 | 2014 | 2 | 6 | 1 |  | 556.1 | 26175.627 | 47.07 | 238.869 | 10311.9747 | 43.17 | 1642.869 | 1642.869 | 0 |  | 2014/02 | 2014-02-06 | 1120.24 | -33.471 | 1086.769
| 2014 | 2 | 6 | 1 | 2014 | 2 | 6 | 2 |  | 535.2 | 29714.304 | 55.52 | 201.785 | 11013.4253 | 54.58 | 1597.785 | 1597.785 | 0 |  | 2014/02 | 2014-02-06 01:00 | 1095.6 | -33.015 | 1062.585
| 2014 | 2 | 6 | 2 | 2014 | 2 | 6 | 3 |  | 544.8 | 28345.944 | 52.03 | 192.592 | 9533.304 | 49.5 | 1586.592 | 1586.592 | 0 |  | 2014/02 | 2014-02-06 02:00 | 1074.431 | -32.639 | 1041.792
| 2014 | 2 | 6 | 3 | 2014 | 2 | 6 | 4 |  | 539.4 | 27417.702 | 50.83 | 174.656 | 8158.1818 | 46.71 | 1572.656 | 1572.656 | 0 |  | 2014/02 | 2014-02-06 03:00 | 1066.871 | -33.615 | 1033.256
| 2014 | 2 | 6 | 4 | 2014 | 2 | 6 | 5 |  | 528.7 | 27814.907 | 52.61 | 183.3 | 9155.835 | 49.95 | 1563.3 | 1563.299 | -0.001 |  | 2014/02 | 2014-02-06 04:00 | 1067.854 | -33.255 | 1034.599
| 2014 | 2 | 6 | 5 | 2014 | 2 | 6 | 6 |  | 507.4 | 28444.844 | 56.06 | 184.824 | 8625.7361 | 46.67 | 1549.824 | 1549.823 | -0.001 |  | 2014/02 | 2014-02-06 05:00 | 1076.884 | -34.461 | 1042.423
| 2014 | 2 | 6 | 6 | 2014 | 2 | 6 | 7 |  | 460 | 31799.8 | 69.13 | 177.511 | 8714.015 | 49.09 | 1528.511 | 1528.511 | 0 |  | 2014/02 | 2014-02-06 06:00 | 1101.881 | -33.37 | 1068.511
| 2014 | 2 | 6 | 7 | 2014 | 2 | 6 | 8 |  | 385.6 | 32332.56 | 83.85 | 132.374 | 10711.7041 | 80.92 | 1485.374 | 1485.374 | 0 |  | 2014/02 | 2014-02-06 07:00 | 1134.329 | -34.555 | 1099.774
| 2014 | 2 | 6 | 8 | 2014 | 2 | 6 | 9 |  | 342.1 | 48561.095 | 141.95 | 117.263 | 9253.2233 | 78.91 | 1502.263 | 1502.263 | 0 |  | 2014/02 | 2014-02-06 08:00 | 1194.822 | -34.659 | 1160.163
| 2014 | 2 | 6 | 9 | 2014 | 2 | 6 | 10 |  | 344.9 | 51321.12 | 148.8 | 54.439 | 4830.9169 | 88.74 | 1532.439 | 1532.438 | -0.001 |  | 2014/02 | 2014-02-06 09:00 | 1223.13 | -35.592 | 1187.538
| 2014 | 2 | 6 | 10 | 2014 | 2 | 6 | 11 |  | 369.9 | 48767.616 | 131.84 | 123.59 | 12934.9294 | 104.66 | 1549.59 | 1549.589 | -0.001 |  | 2014/02 | 2014-02-06 10:00 | 1216.552 | -36.863 | 1179.689
| 2014 | 2 | 6 | 11 | 2014 | 2 | 6 | 12 |  | 412.2 | 53392.266 | 129.53 | 157.142 | 24509.4377 | 155.97 | 1554.142 | 1554.142 | 0 |  | 2014/02 | 2014-02-06 11:00 | 1177.115 | -35.173 | 1141.942
| 2014 | 2 | 6 | 12 | 2014 | 2 | 6 | 13 |  | 451.4 | 45799.044 | 101.46 | 164.729 | 17329.4908 | 105.2 | 1565.729 | 1565.728 | -0.001 |  | 2014/02 | 2014-02-06 12:00 | 1148.161 | -33.833 | 1114.328
| 2014 | 2 | 6 | 13 | 2014 | 2 | 6 | 14 |  | 480.5 | 41707.4 | 86.8 | 134.311 | 11133.0388 | 82.89 | 1563.311 | 1563.311 | 0 |  | 2014/02 | 2014-02-06 13:00 | 1116.435 | -33.624 | 1082.811
| 2014 | 2 | 6 | 14 | 2014 | 2 | 6 | 15 |  | 500 | 41365 | 82.73 | 146.095 | 11211.3303 | 76.74 | 1575.095 | 1575.095 | 0 |  | 2014/02 | 2014-02-06 14:00 | 1109.484 | -34.389 | 1075.095
| 2014 | 2 | 6 | 15 | 2014 | 2 | 6 | 16 |  | 520.9 | 41953.286 | 80.54 | 155.479 | 9118.8433 | 58.65 | 1583.479 | 1583.479 | 0 |  | 2014/02 | 2014-02-06 15:00 | 1097.379 | -34.8 | 1062.579
| 2014 | 2 | 6 | 16 | 2014 | 2 | 6 | 17 |  | 535.7 | 41886.383 | 78.19 | 163.318 | 9874.2063 | 60.46 | 1594.318 | 1594.318 | 0 |  | 2014/02 | 2014-02-06 16:00 | 1091.457 | -32.839 | 1058.618
| 2014 | 2 | 6 | 17 | 2014 | 2 | 6 | 18 |  | 527.3 | 45284.524 | 85.88 | 159.813 | 10349.4899 | 64.76 | 1589.813 | 1589.813 | 0 |  | 2014/02 | 2014-02-06 17:00 | 1094.869 | -32.356 | 1062.513
| 2014 | 2 | 6 | 18 | 2014 | 2 | 6 | 19 |  | 499.8 | 59496.192 | 119.04 | 174.563 | 19582.4773 | 112.18 | 1603.563 | 1603.563 | 0 |  | 2014/02 | 2014-02-06 18:00 | 1138.24 | -34.477 | 1103.763
| 2014 | 2 | 6 | 19 | 2014 | 2 | 6 | 20 |  | 441.9 | 99188.874 | 224.46 | 140.216 | 28072.6454 | 200.21 | 1574.216 | 1574.216 | 0 |  | 2014/02 | 2014-02-06 19:00 | 1167.644 | -35.328 | 1132.316
| 2014 | 2 | 6 | 20 | 2014 | 2 | 6 | 21 |  | 428.1 | 75872.163 | 177.23 | 121.901 | 16902.7927 | 138.66 | 1552.901 | 1552.9 | -0.001 |  | 2014/02 | 2014-02-06 20:00 | 1158.745 | -33.945 | 1124.8
| 2014 | 2 | 6 | 21 | 2014 | 2 | 6 | 22 |  | 425.4 | 71301.294 | 167.61 | 110.024 | 15309.8396 | 139.15 | 1542.024 | 1542.023 | -0.001 |  | 2014/02 | 2014-02-06 21:00 | 1150.995 | -34.372 | 1116.623
| 2014 | 2 | 6 | 22 | 2014 | 2 | 6 | 23 |  | 438.4 | 60915.68 | 138.95 | 103.983 | 10353.5873 | 99.57 | 1540.433 | 1540.433 | 0 |  | 2014/02 | 2014-02-06 22:00 | 1135.589 | -33.556 | 1102.033
| 2014 | 2 | 6 | 23 | 2014 | 2 | 6 | 24 |  | 458.6 | 47680.642 | 103.97 | 94.043 | 4754.8141 | 50.56 | 1538.793 | 1538.792 | -0.001 |  | 2014/02 | 2014-02-06 23:00 | 1114.415 | -34.223 | 1080.192
| 2014 | 2 | 6 | 0 | 2014 | 2 | 7 | 1 |  | 491.6 | 35921.212 | 73.07 | 91.784 | 4259.6954 | 46.41 | 1537.484 | 1537.484 | 0 |  | 2014/02 | 2014-02-07 | 1078.557 | -32.673 | 1045.884
| 2014 | 2 | 7 | 1 | 2014 | 2 | 7 | 2 |  | 466.5 | 31689.345 | 67.93 | 53.149 | 2165.8218 | 40.75 | 1489.899 | 1489.9 | 0.001 |  | 2014/02 | 2014-02-07 01:00 | 1053.628 | -30.228 | 1023.4
| 2014 | 2 | 7 | 2 | 2014 | 2 | 7 | 3 |  | 474.4 | 28093.968 | 59.22 | 38.002 | 1623.0654 | 42.71 | 1485.502 | 1485.503 | 0.001 |  | 2014/02 | 2014-02-07 02:00 | 1040.257 | -29.154 | 1011.103
| 2014 | 2 | 7 | 3 | 2014 | 2 | 7 | 4 |  | 469.1 | 26804.374 | 57.14 | 18.181 | 733.7852 | 40.36 | 1476.981 | 1476.981 | 0 |  | 2014/02 | 2014-02-07 03:00 | 1037.509 | -29.628 | 1007.881
| 2014 | 2 | 7 | 4 | 2014 | 2 | 7 | 5 |  | 480.263 | 27396.3249 | 57.0444 |  |  | #DIV/0! | 1498.8 | 1498.8 | 0 |  | 2014/02 | 2014-02-07 04:00 | 1048.912 | -30.375 | 1018.537
| 2014 | 2 | 7 | 5 | 2014 | 2 | 7 | 6 |  | 525.047 | 31153.7203 | 59.3351 |  |  | #DIV/0! | 1567.5 | 1567.5 | 0 |  | 2014/02 | 2014-02-07 05:00 | 1074.006 | -31.553 | 1042.453
| 2014 | 2 | 7 | 6 | 2014 | 2 | 7 | 7 |  | 484.844 | 32747.5181 | 67.5424 |  |  | #DIV/0! | 1551 | 1551 | 0 |  | 2014/02 | 2014-02-07 06:00 | 1097.447 | -31.291 | 1066.156
| 2014 | 2 | 7 | 7 | 2014 | 2 | 7 | 8 |  | 463.819 | 54020.6228 | 116.4692 |  |  | #DIV/0! | 1609.15 | 1609.15 | 0 |  | 2014/02 | 2014-02-07 07:00 | 1178.539 | -33.208 | 1145.331
| 2014 | 2 | 7 | 8 | 2014 | 2 | 7 | 9 |  | 446.636 | 56658.4243 | 126.8559 |  |  | #DIV/0! | 1623.15 | 1623.15 | 0 |  | 2014/02 | 2014-02-07 08:00 | 1211.113 | -34.599 | 1176.514
| 2014 | 2 | 7 | 9 | 2014 | 2 | 7 | 10 |  | 453.498 | 44447.8054 | 98.011 |  |  | #DIV/0! | 1632.6 | 1632.6 | 0 |  | 2014/02 | 2014-02-07 09:00 | 1213.275 | -34.173 | 1179.102
| 2014 | 2 | 7 | 10 | 2014 | 2 | 7 | 11 |  | 436.022 | 35069.6361 | 80.4309 |  |  | #DIV/0! | 1632.6 | 1632.6 | 0 |  | 2014/02 | 2014-02-07 10:00 | 1230.732 | -34.154 | 1196.578
| 2014 | 2 | 7 | 11 | 2014 | 2 | 7 | 12 |  | 460.277 | 35753.9202 | 77.6791 |  |  | #DIV/0! | 1625.35 | 1625.349 | -0.001 |  | 2014/02 | 2014-02-07 11:00 | 1199.617 | -34.545 | 1165.072
| 2014 | 2 | 7 | 12 | 2014 | 2 | 7 | 13 |  | 500.725 | 38044.9385 | 75.9797 |  |  | #DIV/0! | 1626.55 | 1626.551 | 0.001 |  | 2014/02 | 2014-02-07 12:00 | 1158.687 | -32.861 | 1125.826
| 2014 | 2 | 7 | 13 | 2014 | 2 | 7 | 14 |  | 524.235 | 35792.8986 | 68.2764 |  |  | #DIV/0! | 1628.85 | 1628.849 | -0.001 |  | 2014/02 | 2014-02-07 13:00 | 1137.156 | -32.542 | 1104.614
| 2014 | 2 | 7 | 14 | 2014 | 2 | 7 | 15 |  | 555.754 | 35547.4184 | 63.9625 |  |  | #DIV/0! | 1629.65 | 1629.65 | 0 |  | 2014/02 | 2014-02-07 14:00 | 1105.16 | -31.264 | 1073.896
| 2014 | 2 | 7 | 15 | 2014 | 2 | 7 | 16 |  | 562.177 | 33465.5751 | 59.5285 |  |  | #DIV/0! | 1602.55 | 1602.549 | -0.001 |  | 2014/02 | 2014-02-07 15:00 | 1069.854 | -29.482 | 1040.372
| 2014 | 2 | 7 | 16 | 2014 | 2 | 7 | 17 |  | 577.937 | 34192.8502 | 59.1636 |  |  | #DIV/0! | 1607.3 | 1607.3 | 0 |  | 2014/02 | 2014-02-07 16:00 | 1057.131 | -27.768 | 1029.363
| 2014 | 2 | 7 | 17 | 2014 | 2 | 7 | 18 |  | 595.735 | 36567.7717 | 61.3826 |  |  | #DIV/0! | 1627.45 | 1627.45 | 0 |  | 2014/02 | 2014-02-07 17:00 | 1058.688 | -26.973 | 1031.715
| 2014 | 2 | 7 | 18 | 2014 | 2 | 7 | 19 |  | 583.999 | 43348.8726 | 74.2276 |  |  | #DIV/0! | 1632.3 | 1632.3 | 0 |  | 2014/02 | 2014-02-07 18:00 | 1077.159 | -28.858 | 1048.301
| 2014 | 2 | 7 | 19 | 2014 | 2 | 7 | 20 |  | 532.464 | 58071.5417 | 109.0619 |  |  | #DIV/0! | 1638.15 | 1638.15 | 0 |  | 2014/02 | 2014-02-07 19:00 | 1137.725 | -32.039 | 1105.686
| 2014 | 2 | 7 | 20 | 2014 | 2 | 7 | 21 |  | 495.426 | 49566.4934 | 100.0482 |  |  | #DIV/0! | 1623.45 | 1623.45 | 0 |  | 2014/02 | 2014-02-07 20:00 | 1160.822 | -32.798 | 1128.024
| 2014 | 2 | 7 | 21 | 2014 | 2 | 7 | 22 |  | 486.892 | 44640.3186 | 91.6842 |  |  | #DIV/0! | 1622.6 | 1622.6 | 0 |  | 2014/02 | 2014-02-07 21:00 | 1168.874 | -33.166 | 1135.708
| 2014 | 2 | 7 | 22 | 2014 | 2 | 7 | 23 |  | 497.458 | 40358.4745 | 81.1294 |  |  | #DIV/0! | 1628 | 1628 | 0 |  | 2014/02 | 2014-02-07 22:00 | 1162.395 | -31.853 | 1130.542
| 2014 | 2 | 7 | 23 | 2014 | 2 | 7 | 24 |  | 493.535 | 35121.744 | 71.1636 |  |  | #DIV/0! | 1616.45 | 1616.45 | 0 |  | 2014/02 | 2014-02-07 23:00 | 1152.565 | -29.65 | 1122.915
| 2014 | 2 | 7 | 0 | 2014 | 2 | 8 | 1 |  | 490.586 | 29611.8021 | 60.3601 |  |  | #DIV/0! | 1594.15 | 1594.15 | 0 |  | 2014/02 | 2014-02-08 | 1133.303 | -29.739 | 1103.564
| 2014 | 2 | 8 | 1 | 2014 | 2 | 8 | 2 |  | 431.705 | 28840.2023 | 66.8053 |  |  | #DIV/0! | 1507.6 | 1507.6 | 0 |  | 2014/02 | 2014-02-08 01:00 | 1106.478 | -30.583 | 1075.895
| 2014 | 2 | 8 | 2 | 2014 | 2 | 8 | 3 |  | 473.813 | 28552.3606 | 60.2608 |  |  | #DIV/0! | 1525.85 | 1525.85 | 0 |  | 2014/02 | 2014-02-08 02:00 | 1082.287 | -30.25 | 1052.037
| 2014 | 2 | 8 | 3 | 2014 | 2 | 8 | 4 |  | 490.296 | 29683.2573 | 60.5415 |  |  | #DIV/0! | 1529.5 | 1529.501 | 0.001 |  | 2014/02 | 2014-02-08 03:00 | 1070.315 | -31.11 | 1039.205
| 2014 | 2 | 8 | 4 | 2014 | 2 | 8 | 5 |  | 476.942 | 27402.3236 | 57.4542 |  |  | #DIV/0! | 1515.95 | 1515.951 | 0.001 |  | 2014/02 | 2014-02-08 04:00 | 1068.542 | -29.533 | 1039.009
| 2014 | 2 | 8 | 5 | 2014 | 2 | 8 | 6 |  | 495.129 | 27560.0579 | 55.6624 |  |  | #DIV/0! | 1553.1 | 1553.1 | 0 |  | 2014/02 | 2014-02-08 05:00 | 1088.65 | -30.679 | 1057.971
| 2014 | 2 | 8 | 6 | 2014 | 2 | 8 | 7 |  | 500.958 | 29558.5395 | 59.004 |  |  | #DIV/0! | 1574.95 | 1574.95 | 0 |  | 2014/02 | 2014-02-08 06:00 | 1104.567 | -30.575 | 1073.992
| 2014 | 2 | 8 | 7 | 2014 | 2 | 8 | 8 |  | 486.456 | 29930.6658 | 61.528 |  |  | #DIV/0! | 1586.1 | 1586.1 | 0 |  | 2014/02 | 2014-02-08 07:00 | 1130.144 | -30.5 | 1099.644
| 2014 | 2 | 8 | 8 | 2014 | 2 | 8 | 9 |  | 484.63 | 35194.3572 | 72.6211 |  |  | #DIV/0! | 1602.1 | 1602.1 | 0 |  | 2014/02 | 2014-02-08 08:00 | 1149.777 | -32.307 | 1117.47
| 2014 | 2 | 8 | 9 | 2014 | 2 | 8 | 10 |  | 480.228 | 38503.6517 | 80.1779 |  |  | #DIV/0! | 1607.25 | 1607.25 | 0 |  | 2014/02 | 2014-02-08 09:00 | 1159.56 | -32.538 | 1127.022
| 2014 | 2 | 8 | 10 | 2014 | 2 | 8 | 11 |  | 498.157 | 45431.6583 | 91.1995 |  |  | #DIV/0! | 1606.8 | 1606.8 | 0 |  | 2014/02 | 2014-02-08 10:00 | 1140.945 | -32.302 | 1108.643
| 2014 | 2 | 8 | 11 | 2014 | 2 | 8 | 12 |  | 500.831 | 46415.5117 | 92.677 |  |  | #DIV/0! | 1603.1 | 1603.1 | 0 |  | 2014/02 | 2014-02-08 11:00 | 1136.11 | -33.841 | 1102.269
| 2014 | 2 | 8 | 12 | 2014 | 2 | 8 | 13 |  | 512.059 | 37489.3375 | 73.2129 |  |  | #DIV/0! | 1588.8 | 1588.8 | 0 |  | 2014/02 | 2014-02-08 12:00 | 1110.867 | -34.126 | 1076.741
| 2014 | 2 | 8 | 13 | 2014 | 2 | 8 | 14 |  | 546.4 | 35729.096 | 65.39 | 19.935 | 1516.0567 | 76.05 | 1598.035 | 1598.035 | 0 |  | 2014/02 | 2014-02-08 13:00 | 1084.841 | -33.206 | 1051.635
| 2014 | 2 | 8 | 14 | 2014 | 2 | 8 | 15 |  | 581.6 | 33215.176 | 57.11 | 4.303 | 337.48 | 78.429 | 1586.253 | 1586.253 | 0 |  | 2014/02 | 2014-02-08 14:00 | 1037.338 | -32.685 | 1004.653
| 2014 | 2 | 8 | 15 | 2014 | 2 | 8 | 16 |  | 626.926 | 34038.0861 | 54.2936 |  |  | #DIV/0! | 1587.95 | 1587.95 | 0 |  | 2014/02 | 2014-02-08 15:00 | 992.261 | -31.237 | 961.024
| 2014 | 2 | 8 | 16 | 2014 | 2 | 8 | 17 |  | 650.592 | 34351.2578 | 52.8 |  |  | #DIV/0! | 1586.95 | 1586.95 | 0 |  | 2014/02 | 2014-02-08 16:00 | 967.27 | -30.912 | 936.358
| 2014 | 2 | 8 | 17 | 2014 | 2 | 8 | 18 |  | 643.282 | 36493.4619 | 56.7301 |  |  | #DIV/0! | 1588.8 | 1588.8 | 0 |  | 2014/02 | 2014-02-08 17:00 | 976.506 | -30.988 | 945.518
| 2014 | 2 | 8 | 18 | 2014 | 2 | 8 | 19 |  | 653.034 | 45889.8563 | 70.2718 |  |  | #DIV/0! | 1603.95 | 1603.95 | 0 |  | 2014/02 | 2014-02-08 18:00 | 981.756 | -30.84 | 950.916
| 2014 | 2 | 8 | 19 | 2014 | 2 | 8 | 20 |  | 595.024 | 65252.2897 | 109.6633 |  |  | #DIV/0! | 1584.8 | 1584.799 | -0.001 |  | 2014/02 | 2014-02-08 19:00 | 1019.758 | -29.983 | 989.775
| 2014 | 2 | 8 | 20 | 2014 | 2 | 8 | 21 |  | 568.1 | 41351.999 | 72.79 | 61.68 | 5025.6864 | 81.48 | 1565.13 | 1565.13 | 0 |  | 2014/02 | 2014-02-08 20:00 | 1026.61 | -29.58 | 997.03
| 2014 | 2 | 8 | 21 | 2014 | 2 | 8 | 22 |  | 573.2 | 40530.972 | 70.71 | 51.53 | 4753.6425 | 92.25 | 1569.08 | 1569.08 | 0 |  | 2014/02 | 2014-02-08 21:00 | 1026.216 | -30.336 | 995.88
| 2014 | 2 | 8 | 22 | 2014 | 2 | 8 | 23 |  | 583.6 | 35074.36 | 60.1 | 10.846 | 663.8837 | 61.21 | 1558.796 | 1558.795 | -0.001 |  | 2014/02 | 2014-02-08 22:00 | 1005.79 | -30.595 | 975.195
| 2014 | 2 | 8 | 23 | 2014 | 2 | 8 | 24 |  | 640.746 | 34094.3965 | 53.2105 |  |  | #DIV/0! | 1593.25 | 1593.25 | 0 |  | 2014/02 | 2014-02-08 23:00 | 982.552 | -30.048 | 952.504
| 2014 | 2 | 8 | 0 | 2014 | 2 | 9 | 1 |  | 685.338 | 30939.221 | 45.1445 |  |  | #DIV/0! | 1609.1 | 1609.1 | 0 |  | 2014/02 | 2014-02-09 | 955.24 | -31.478 | 923.762
| 2014 | 2 | 9 | 1 | 2014 | 2 | 9 | 2 |  | 593.753 | 39088.6307 | 65.8332 |  |  | #DIV/0! | 1497.25 | 1497.249 | -0.001 |  | 2014/02 | 2014-02-09 01:00 | 934.284 | -30.788 | 903.496
| 2014 | 2 | 9 | 2 | 2014 | 2 | 9 | 3 |  | 500.162 | 29167.8617 | 58.3168 |  |  | #DIV/0! | 1394.65 | 1394.65 | 0 |  | 2014/02 | 2014-02-09 02:00 | 924.475 | -29.987 | 894.488
| 2014 | 2 | 9 | 3 | 2014 | 2 | 9 | 4 |  | 452.207 | 24362.789 | 53.8753 |  |  | #DIV/0! | 1337.5 | 1337.5 | 0 |  | 2014/02 | 2014-02-09 03:00 | 914.578 | -29.285 | 885.293
| 2014 | 2 | 9 | 4 | 2014 | 2 | 9 | 5 |  | 442.986 | 23652.7012 | 53.3938 |  |  | #DIV/0! | 1326.35 | 1326.351 | 0.001 |  | 2014/02 | 2014-02-09 04:00 | 913.144 | -29.779 | 883.365
| 2014 | 2 | 9 | 5 | 2014 | 2 | 9 | 6 |  | 548.4 | 28160.34 | 51.35 | 112.181 | 5156.9606 | 45.97 | 1445.381 | 1445.381 | 0 |  | 2014/02 | 2014-02-09 05:00 | 929.105 | -32.124 | 896.981
| 2014 | 2 | 9 | 6 | 2014 | 2 | 9 | 7 |  | 692.7 | 35743.32 | 51.6 | 190.107 | 10001.5293 | 52.61 | 1596.507 | 1596.507 | 0 |  | 2014/02 | 2014-02-09 06:00 | 935.889 | -32.082 | 903.807
| 2014 | 2 | 9 | 7 | 2014 | 2 | 9 | 8 |  | 740.9 | 37934.08 | 51.2 | 164.517 | 8372.2701 | 50.89 | 1666.467 | 1666.467 | 0 |  | 2014/02 | 2014-02-09 07:00 | 957.772 | -32.205 | 925.567
| 2014 | 2 | 9 | 8 | 2014 | 2 | 9 | 9 |  | 788.3 | 40100.821 | 50.87 | 187.935 | 9569.6502 | 50.92 | 1728.235 | 1728.235 | 0 |  | 2014/02 | 2014-02-09 08:00 | 971.363 | -31.428 | 939.935
| 2014 | 2 | 9 | 9 | 2014 | 2 | 9 | 10 |  | 771.3 | 44133.786 | 57.22 | 209.976 | 11872.043 | 56.54 | 1729.176 | 1729.176 | 0 |  | 2014/02 | 2014-02-09 09:00 | 990.17 | -32.294 | 957.876
| 2014 | 2 | 9 | 10 | 2014 | 2 | 9 | 11 |  | 780.2 | 45157.976 | 57.88 | 246.731 | 14103.144 | 57.16 | 1746.131 | 1746.131 | 0 |  | 2014/02 | 2014-02-09 10:00 | 999.38 | -33.449 | 965.931
| 2014 | 2 | 9 | 11 | 2014 | 2 | 9 | 12 |  | 817.1 | 47481.681 | 58.11 | 206.397 | 11426.1379 | 55.36 | 1767.747 | 1767.747 | 0 |  | 2014/02 | 2014-02-09 11:00 | 983.642 | -32.995 | 950.647
| 2014 | 2 | 9 | 12 | 2014 | 2 | 9 | 13 |  | 854.1 | 46864.467 | 54.87 | 150.973 | 8617.5388 | 57.08 | 1778.773 | 1778.773 | 0 |  | 2014/02 | 2014-02-09 12:00 | 956.768 | -32.095 | 924.673
| 2014 | 2 | 9 | 13 | 2014 | 2 | 9 | 14 |  | 872.9 | 44875.789 | 51.41 | 152.635 | 9202.3641 | 60.29 | 1793.685 | 1793.686 | 0.001 |  | 2014/02 | 2014-02-09 13:00 | 952.516 | -31.73 | 920.786
| 2014 | 2 | 9 | 14 | 2014 | 2 | 9 | 15 |  | 890 | 41999.1 | 47.19 | 154.991 | 8123.0783 | 52.41 | 1815.941 | 1815.941 | 0 |  | 2014/02 | 2014-02-09 14:00 | 957.327 | -31.386 | 925.941
| 2014 | 2 | 9 | 15 | 2014 | 2 | 9 | 16 |  | 906.4 | 38467.616 | 42.44 | 142.498 | 7295.8976 | 51.2 | 1836.148 | 1836.148 | 0 |  | 2014/02 | 2014-02-09 15:00 | 961.084 | -31.336 | 929.748
| 2014 | 2 | 9 | 16 | 2014 | 2 | 9 | 17 |  | 916.7 | 38382.229 | 41.87 | 150.419 | 8276.0534 | 55.02 | 1850.119 | 1850.12 | 0.001 |  | 2014/02 | 2014-02-09 16:00 | 965.68 | -32.26 | 933.42
| 2014 | 2 | 9 | 17 | 2014 | 2 | 9 | 18 |  | 915.6 | 43445.22 | 47.45 | 160.573 | 9430.4523 | 58.73 | 1861.573 | 1861.573 | 0 |  | 2014/02 | 2014-02-09 17:00 | 979.661 | -33.688 | 945.973
| 2014 | 2 | 9 | 18 | 2014 | 2 | 9 | 19 |  | 895 | 53207.75 | 59.45 | 152.56 | 16392.572 | 107.45 | 1859.11 | 1859.11 | 0 |  | 2014/02 | 2014-02-09 18:00 | 999.831 | -35.721 | 964.11
| 2014 | 2 | 9 | 19 | 2014 | 2 | 9 | 20 |  | 841.9 | 75653.134 | 89.86 | 131.341 | 9875.5298 | 75.19 | 1848.591 | 1848.591 | 0 |  | 2014/02 | 2014-02-09 19:00 | 1041.295 | -34.604 | 1006.691
| 2014 | 2 | 9 | 20 | 2014 | 2 | 9 | 21 |  | 815.4 | 57338.928 | 70.32 | 112.616 | 13142.2872 | 116.7 | 1830.516 | 1830.516 | 0 |  | 2014/02 | 2014-02-09 20:00 | 1047.137 | -32.021 | 1015.116
| 2014 | 2 | 9 | 21 | 2014 | 2 | 9 | 22 |  | 807.6 | 55191.384 | 68.34 | 80.989 | 5423.8333 | 66.97 | 1811.589 | 1811.589 | 0 |  | 2014/02 | 2014-02-09 21:00 | 1036.943 | -32.954 | 1003.989
| 2014 | 2 | 9 | 22 | 2014 | 2 | 9 | 23 |  | 814.6 | 50676.266 | 62.21 | 67.199 | 5142.7395 | 76.53 | 1818.049 | 1818.049 | 0 |  | 2014/02 | 2014-02-09 22:00 | 1036.464 | -33.015 | 1003.449
| 2014 | 2 | 9 | 23 | 2014 | 2 | 9 | 24 |  | 827.4 | 43314.39 | 52.35 | 40.444 | 2014.9201 | 49.82 | 1837.544 | 1837.544 | 0 |  | 2014/02 | 2014-02-09 23:00 | 1045.029 | -34.885 | 1010.144
| 2014 | 2 | 9 | 0 | 2014 | 2 | 10 | 1 |  | 840.5 | 37965.385 | 45.17 | 33.849 | 1689.7421 | 49.92 | 1851.249 | 1851.248 | -0.001 |  | 2014/02 | 2014-02-10 | 1047.105 | -36.357 | 1010.748
| 2014 | 2 | 10 | 1 | 2014 | 2 | 10 | 2 |  | 707.131 | 36225.4257 | 51.2287 |  |  | #DIV/0! | 1699.3 | 1699.3 | 0 |  | 2014/02 | 2014-02-10 01:00 | 1027.363 | -35.194 | 992.169
| 2014 | 2 | 10 | 2 | 2014 | 2 | 10 | 3 |  | 595.444 | 28325.8493 | 47.571 |  |  | #DIV/0! | 1572 | 1572 | 0 |  | 2014/02 | 2014-02-10 02:00 | 1008.9 | -32.344 | 976.556
| 2014 | 2 | 10 | 3 | 2014 | 2 | 10 | 4 |  | 580.129 | 28695.1587 | 49.4634 |  |  | #DIV/0! | 1540.5 | 1540.501 | 0.001 |  | 2014/02 | 2014-02-10 03:00 | 992.601 | -32.229 | 960.372
| 2014 | 2 | 10 | 4 | 2014 | 2 | 10 | 5 |  | 590.303 | 30039.8851 | 50.8889 |  |  | #DIV/0! | 1541.85 | 1541.85 | 0 |  | 2014/02 | 2014-02-10 04:00 | 982.637 | -31.09 | 951.547
| 2014 | 2 | 10 | 5 | 2014 | 2 | 10 | 6 |  | 610.184 | 33122.05 | 54.2821 |  |  | #DIV/0! | 1563.7 | 1563.7 | 0 |  | 2014/02 | 2014-02-10 05:00 | 985.52 | -32.004 | 953.516
| 2014 | 2 | 10 | 6 | 2014 | 2 | 10 | 7 |  | 731.4 | 45756.384 | 62.56 | 48.162 | 2835.7786 | 58.88 | 1719.712 | 1719.712 | 0 |  | 2014/02 | 2014-02-10 06:00 | 1021.479 | -33.167 | 988.312
| 2014 | 2 | 10 | 7 | 2014 | 2 | 10 | 8 |  | 730.888 | 80823.7161 | 110.5829 |  |  | #DIV/0! | 1783.55 | 1783.551 | 0.001 |  | 2014/02 | 2014-02-10 07:00 | 1087.693 | -35.03 | 1052.663
| 2014 | 2 | 10 | 8 | 2014 | 2 | 10 | 9 |  | 724.247 | 83468.1404 | 115.2482 |  |  | #DIV/0! | 1833.15 | 1833.15 | 0 |  | 2014/02 | 2014-02-10 08:00 | 1143.312 | -34.409 | 1108.903
| 2014 | 2 | 10 | 9 | 2014 | 2 | 10 | 10 |  | 714.316 | 78746.6731 | 110.2407 |  |  | #DIV/0! | 1838.85 | 1838.85 | 0 |  | 2014/02 | 2014-02-10 09:00 | 1159.664 | -35.13 | 1124.534
| 2014 | 2 | 10 | 10 | 2014 | 2 | 10 | 11 |  | 707.764 | 70024.899 | 98.9382 |  |  | #DIV/0! | 1849.15 | 1849.149 | -0.001 |  | 2014/02 | 2014-02-10 10:00 | 1177.599 | -36.214 | 1141.385
| 2014 | 2 | 10 | 11 | 2014 | 2 | 10 | 12 |  | 712.415 | 71673.2802 | 100.6061 |  |  | #DIV/0! | 1859.3 | 1859.3 | 0 |  | 2014/02 | 2014-02-10 11:00 | 1183.781 | -36.896 | 1146.885
| 2014 | 2 | 10 | 12 | 2014 | 2 | 10 | 13 |  | 720.624 | 64832.1597 | 89.9667 |  |  | #DIV/0! | 1856.3 | 1856.3 | 0 |  | 2014/02 | 2014-02-10 12:00 | 1171.931 | -36.255 | 1135.676
| 2014 | 2 | 10 | 13 | 2014 | 2 | 10 | 14 |  | 756.286 | 59307.3846 | 78.4193 |  |  | #DIV/0! | 1857.75 | 1857.751 | 0.001 |  | 2014/02 | 2014-02-10 13:00 | 1138.076 | -36.611 | 1101.465
| 2014 | 2 | 10 | 14 | 2014 | 2 | 10 | 15 |  | 770.486 | 55550.3058 | 72.0977 |  |  | #DIV/0! | 1856.9 | 1856.9 | 0 |  | 2014/02 | 2014-02-10 14:00 | 1125.9 | -39.486 | 1086.414
| 2014 | 2 | 10 | 15 | 2014 | 2 | 10 | 16 |  | 790.222 | 55087.435 | 69.7113 |  |  | #DIV/0! | 1859.9 | 1859.9 | 0 |  | 2014/02 | 2014-02-10 15:00 | 1109.455 | -39.777 | 1069.678
| 2014 | 2 | 10 | 16 | 2014 | 2 | 10 | 17 |  | 813.71 | 56053.0204 | 68.8857 |  |  | #DIV/0! | 1860.05 | 1860.051 | 0.001 |  | 2014/02 | 2014-02-10 16:00 | 1087.097 | -40.756 | 1046.341
| 2014 | 2 | 10 | 17 | 2014 | 2 | 10 | 18 |  | 824.29 | 59500.4541 | 72.1839 |  |  | #DIV/0! | 1861.05 | 1861.05 | 0 |  | 2014/02 | 2014-02-10 17:00 | 1078.05 | -41.29 | 1036.76
| 2014 | 2 | 10 | 18 | 2014 | 2 | 10 | 19 |  | 795.863 | 84472.5639 | 106.1396 |  |  | #DIV/0! | 1861 | 1861 | 0 |  | 2014/02 | 2014-02-10 18:00 | 1105.561 | -40.424 | 1065.137
| 2014 | 2 | 10 | 19 | 2014 | 2 | 10 | 20 |  | 728.063 | 138093.532 | 189.6725 |  |  | #DIV/0! | 1859.9 | 1859.9 | 0 |  | 2014/02 | 2014-02-10 19:00 | 1171.022 | -39.185 | 1131.837
| 2014 | 2 | 10 | 20 | 2014 | 2 | 10 | 21 |  | 688.937 | 127229.6711 | 184.6753 |  |  | #DIV/0! | 1859.6 | 1859.599 | -0.001 |  | 2014/02 | 2014-02-10 20:00 | 1209.535 | -38.873 | 1170.662
| 2014 | 2 | 10 | 21 | 2014 | 2 | 10 | 22 |  | 672.531 | 98574.2357 | 146.572 |  |  | #DIV/0! | 1860.6 | 1860.6 | 0 |  | 2014/02 | 2014-02-10 21:00 | 1227.798 | -39.729 | 1188.069
| 2014 | 2 | 10 | 22 | 2014 | 2 | 10 | 23 |  | 664.423 | 78812.9546 | 118.6186 |  |  | #DIV/0! | 1861.15 | 1861.15 | 0 |  | 2014/02 | 2014-02-10 22:00 | 1236.937 | -40.21 | 1196.727
| 2014 | 2 | 10 | 23 | 2014 | 2 | 10 | 24 |  | 662.001 | 53586.2523 | 80.9459 |  |  | #DIV/0! | 1852 | 1852.001 | 0.001 |  | 2014/02 | 2014-02-10 23:00 | 1228.961 | -38.961 | 1190
| 2014 | 2 | 10 | 0 | 2014 | 2 | 11 | 1 |  | 692.821 | 45322.7143 | 65.4176 |  |  | #DIV/0! | 1856.15 | 1856.149 | -0.001 |  | 2014/02 | 2014-02-11 | 1203.447 | -40.119 | 1163.328
| 2014 | 2 | 11 | 1 | 2014 | 2 | 11 | 2 |  | 687.665 | 89001.3526 | 129.4255 |  |  | #DIV/0! | 1838.45 | 1838.45 | 0 |  | 2014/02 | 2014-02-11 01:00 | 1195.989 | -45.204 | 1150.785
| 2014 | 2 | 11 | 2 | 2014 | 2 | 11 | 3 |  | 683.655 | 74971.0897 | 109.6622 |  |  | #DIV/0! | 1832.55 | 1832.55 | 0 |  | 2014/02 | 2014-02-11 02:00 | 1193.554 | -44.659 | 1148.895
| 2014 | 2 | 11 | 3 | 2014 | 2 | 11 | 4 |  | 687.827 | 74493.9519 | 108.3033 |  |  | #DIV/0! | 1839 | 1839 | 0 |  | 2014/02 | 2014-02-11 03:00 | 1196.611 | -45.438 | 1151.173
| 2014 | 2 | 11 | 4 | 2014 | 2 | 11 | 5 |  | 666.757 | 83687.7199 | 125.5146 |  |  | #DIV/0! | 1837.6 | 1837.6 | 0 |  | 2014/02 | 2014-02-11 04:00 | 1216.932 | -46.089 | 1170.843
| 2014 | 2 | 11 | 5 | 2014 | 2 | 11 | 6 |  | 643.809 | 75859.3948 | 117.829 |  |  | #DIV/0! | 1832.65 | 1832.65 | 0 |  | 2014/02 | 2014-02-11 05:00 | 1236.898 | -48.057 | 1188.841
| 2014 | 2 | 11 | 6 | 2014 | 2 | 11 | 7 |  | 590.512 | 94654.6229 | 160.2925 |  |  | #DIV/0! | 1830.35 | 1830.35 | 0 |  | 2014/02 | 2014-02-11 06:00 | 1284.823 | -44.985 | 1239.838
| 2014 | 2 | 11 | 7 | 2014 | 2 | 11 | 8 |  | 524.12 | 128673.0575 | 245.503 |  |  | #DIV/0! | 1832.95 | 1832.95 | 0 |  | 2014/02 | 2014-02-11 07:00 | 1353.844 | -45.014 | 1308.83
| 2014 | 2 | 11 | 8 | 2014 | 2 | 11 | 9 |  | 493.165 | 144665.2638 | 293.3405 |  |  | #DIV/0! | 1845.25 | 1845.249 | -0.001 |  | 2014/02 | 2014-02-11 08:00 | 1396.335 | -44.251 | 1352.084
| 2014 | 2 | 11 | 9 | 2014 | 2 | 11 | 10 |  | 513.3 | 122699.109 | 239.0398 |  |  | #DIV/0! | 1855.2 | 1855.2 | 0 |  | 2014/02 | 2014-02-11 09:00 | 1386.609 | -44.709 | 1341.9
| 2014 | 2 | 11 | 10 | 2014 | 2 | 11 | 11 |  | 564.698 | 129068.5714 | 228.5621 |  |  | #DIV/0! | 1859 | 1859 | 0 |  | 2014/02 | 2014-02-11 10:00 | 1340.282 | -45.98 | 1294.302
| 2014 | 2 | 11 | 11 | 2014 | 2 | 11 | 12 |  | 644.016 | 133818.7956 | 207.788 |  |  | #DIV/0! | 1851.3 | 1851.3 | 0 |  | 2014/02 | 2014-02-11 11:00 | 1252.744 | -45.46 | 1207.284
| 2014 | 2 | 11 | 12 | 2014 | 2 | 11 | 13 |  | 720.71 | 134922.7018 | 187.208 |  |  | #DIV/0! | 1849.65 | 1849.65 | 0 |  | 2014/02 | 2014-02-11 12:00 | 1174.841 | -45.901 | 1128.94
| 2014 | 2 | 11 | 13 | 2014 | 2 | 11 | 14 |  | 787.538 | 124952.0974 | 158.6617 |  |  | #DIV/0! | 1858.75 | 1858.75 | 0 |  | 2014/02 | 2014-02-11 13:00 | 1115.787 | -44.575 | 1071.212
| 2014 | 2 | 11 | 14 | 2014 | 2 | 11 | 15 |  | 837.216 | 122813.9846 | 146.6933 |  |  | #DIV/0! | 1865.85 | 1865.85 | 0 |  | 2014/02 | 2014-02-11 14:00 | 1072.398 | -43.764 | 1028.634
| 2014 | 2 | 11 | 15 | 2014 | 2 | 11 | 16 |  | 848.944 | 103488.1875 | 121.9023 |  |  | #DIV/0! | 1843.8 | 1843.8 | 0 |  | 2014/02 | 2014-02-11 15:00 | 1034.878 | -40.022 | 994.856
| 2014 | 2 | 11 | 16 | 2014 | 2 | 11 | 17 |  | 860.307 | 99248.088 | 115.3636 |  |  | #DIV/0! | 1835.4 | 1835.4 | 0 |  | 2014/02 | 2014-02-11 16:00 | 1016.072 | -40.979 | 975.093
| 2014 | 2 | 11 | 17 | 2014 | 2 | 11 | 18 |  | 869.712 | 107938.1156 | 124.1079 |  |  | #DIV/0! | 1859.8 | 1859.8 | 0 |  | 2014/02 | 2014-02-11 17:00 | 1032.639 | -42.551 | 990.088
| 2014 | 2 | 11 | 18 | 2014 | 2 | 11 | 19 |  | 806.568 | 150519.843 | 186.6177 |  |  | #DIV/0! | 1846.4 | 1846.4 | 0 |  | 2014/02 | 2014-02-11 18:00 | 1083.605 | -43.773 | 1039.832
| 2014 | 2 | 11 | 19 | 2014 | 2 | 11 | 20 |  | 741.58 | 191926.2115 | 258.8072 |  |  | #DIV/0! | 1857.25 | 1857.249 | -0.001 |  | 2014/02 | 2014-02-11 19:00 | 1159.464 | -43.795 | 1115.669
| 2014 | 2 | 11 | 20 | 2014 | 2 | 11 | 21 |  | 704.536 | 196656.522 | 279.1291 |  |  | #DIV/0! | 1858.95 | 1858.95 | 0 |  | 2014/02 | 2014-02-11 20:00 | 1195.663 | -41.249 | 1154.414
| 2014 | 2 | 11 | 21 | 2014 | 2 | 11 | 22 |  | 687.21 | 182665.009 | 265.8067 |  |  | #DIV/0! | 1857.25 | 1857.25 | 0 |  | 2014/02 | 2014-02-11 21:00 | 1214.991 | -44.951 | 1170.04
| 2014 | 2 | 11 | 22 | 2014 | 2 | 11 | 23 |  | 675.148 | 146443.114 | 216.9052 |  |  | #DIV/0! | 1856.1 | 1856.1 | 0 |  | 2014/02 | 2014-02-11 22:00 | 1227.202 | -46.25 | 1180.952
| 2014 | 2 | 11 | 23 | 2014 | 2 | 11 | 24 |  | 685.966 | 113339.4794 | 165.2261 |  |  | #DIV/0! | 1855.95 | 1855.949 | -0.001 |  | 2014/02 | 2014-02-11 23:00 | 1216.856 | -46.873 | 1169.983
| 2014 | 2 | 11 | 0 | 2014 | 2 | 12 | 1 |  | 707.839 | 82763.5387 | 116.9242 |  |  | #DIV/0! | 1853.55 | 1853.55 | 0 |  | 2014/02 | 2014-02-12 | 1195.913 | -50.202 | 1145.711
| 2014 | 2 | 12 | 1 | 2014 | 2 | 12 | 2 |  | 728.009 | 80981.3325 | 111.2367 |  |  | #DIV/0! | 1850.2 | 1850.2 | 0 |  | 2014/02 | 2014-02-12 01:00 | 1173.635 | -51.444 | 1122.191
| 2014 | 2 | 12 | 2 | 2014 | 2 | 12 | 3 |  | 729.336 | 74967.5366 | 102.7888 |  |  | #DIV/0! | 1840.55 | 1840.55 | 0 |  | 2014/02 | 2014-02-12 02:00 | 1163.138 | -51.924 | 1111.214
| 2014 | 2 | 12 | 3 | 2014 | 2 | 12 | 4 |  | 682.963 | 70137.0218 | 102.6952 |  |  | #DIV/0! | 1806.7 | 1806.7 | 0 |  | 2014/02 | 2014-02-12 03:00 | 1175.194 | -51.457 | 1123.737
| 2014 | 2 | 12 | 4 | 2014 | 2 | 12 | 5 |  | 677.017 | 96537.4102 | 142.5923 |  |  | #DIV/0! | 1818.4 | 1818.4 | 0 |  | 2014/02 | 2014-02-12 04:00 | 1192.219 | -50.836 | 1141.383
| 2014 | 2 | 12 | 5 | 2014 | 2 | 12 | 6 |  | 668.402 | 76640.0967 | 114.6617 |  |  | #DIV/0! | 1832.05 | 1832.051 | 0.001 |  | 2014/02 | 2014-02-12 05:00 | 1213.927 | -50.278 | 1163.649
| 2014 | 2 | 12 | 6 | 2014 | 2 | 12 | 7 |  | 610.855 | 85547.2251 | 140.0451 |  |  | #DIV/0! | 1831.75 | 1831.75 | 0 |  | 2014/02 | 2014-02-12 06:00 | 1272.793 | -51.898 | 1220.895
| 2014 | 2 | 12 | 7 | 2014 | 2 | 12 | 8 |  | 552.856 | 115869.4091 | 209.5833 |  |  | #DIV/0! | 1847 | 1847 | 0 |  | 2014/02 | 2014-02-12 07:00 | 1348.354 | -54.21 | 1294.144
| 2014 | 2 | 12 | 8 | 2014 | 2 | 12 | 9 |  | 527.726 | 117492.5614 | 222.6393 |  |  | #DIV/0! | 1848.6 | 1848.6 | 0 |  | 2014/02 | 2014-02-12 08:00 | 1369.58 | -48.706 | 1320.874
| 2014 | 2 | 12 | 9 | 2014 | 2 | 12 | 10 |  | 549.493 | 92278.1976 | 167.9333 |  |  | #DIV/0! | 1850.05 | 1850.05 | 0 |  | 2014/02 | 2014-02-12 09:00 | 1348.425 | -47.868 | 1300.557
| 2014 | 2 | 12 | 10 | 2014 | 2 | 12 | 11 |  | 583.063 | 87000.0935 | 149.2122 |  |  | #DIV/0! | 1851.6 | 1851.6 | 0 |  | 2014/02 | 2014-02-12 10:00 | 1316.417 | -47.88 | 1268.537
| 2014 | 2 | 12 | 11 | 2014 | 2 | 12 | 12 |  | 648.985 | 87121.2294 | 134.2423 |  |  | #DIV/0! | 1852.7 | 1852.7 | 0 |  | 2014/02 | 2014-02-12 11:00 | 1251.639 | -47.924 | 1203.715
| 2014 | 2 | 12 | 12 | 2014 | 2 | 12 | 13 |  | 717.107 | 94271.9662 | 131.4615 |  |  | #DIV/0! | 1868.15 | 1868.15 | 0 |  | 2014/02 | 2014-02-12 12:00 | 1198.286 | -47.243 | 1151.043
| 2014 | 2 | 12 | 13 | 2014 | 2 | 12 | 14 |  | 762.504 | 92268.1675 | 121.0068 |  |  | #DIV/0! | 1854.85 | 1854.849 | -0.001 |  | 2014/02 | 2014-02-12 13:00 | 1138.915 | -46.57 | 1092.345
| 2014 | 2 | 12 | 14 | 2014 | 2 | 12 | 15 |  | 806.822 | 81336.8026 | 100.8113 |  |  | #DIV/0! | 1860.7 | 1860.7 | 0 |  | 2014/02 | 2014-02-12 14:00 | 1100.897 | -47.019 | 1053.878
| 2014 | 2 | 12 | 15 | 2014 | 2 | 12 | 16 |  | 836.167 | 82143.3488 | 98.238 |  |  | #DIV/0! | 1866.85 | 1866.85 | 0 |  | 2014/02 | 2014-02-12 15:00 | 1077.809 | -47.126 | 1030.683
| 2014 | 2 | 12 | 16 | 2014 | 2 | 12 | 17 |  | 806.784 | 76829.7909 | 95.2297 |  |  | #DIV/0! | 1830.85 | 1830.85 | 0 |  | 2014/02 | 2014-02-12 16:00 | 1070.499 | -46.433 | 1024.066
| 2014 | 2 | 12 | 17 | 2014 | 2 | 12 | 18 |  | 828.694 | 87273.8723 | 105.315 |  |  | #DIV/0! | 1860.55 | 1860.551 | 0.001 |  | 2014/02 | 2014-02-12 17:00 | 1077.725 | -45.868 | 1031.857
| 2014 | 2 | 12 | 18 | 2014 | 2 | 12 | 19 |  | 806.685 | 105777.442 | 131.1261 |  |  | #DIV/0! | 1865 | 1865 | 0 |  | 2014/02 | 2014-02-12 18:00 | 1104.612 | -46.297 | 1058.315
| 2014 | 2 | 12 | 19 | 2014 | 2 | 12 | 20 |  | 757.531 | 122063.4806 | 161.1333 |  |  | #DIV/0! | 1865.7 | 1865.7 | 0 |  | 2014/02 | 2014-02-12 19:00 | 1152.944 | -44.775 | 1108.169
| 2014 | 2 | 12 | 20 | 2014 | 2 | 12 | 21 |  | 748.041 | 114410.1279 | 152.9463 |  |  | #DIV/0! | 1866.3 | 1866.3 | 0 |  | 2014/02 | 2014-02-12 20:00 | 1161.38 | -43.121 | 1118.259
| 2014 | 2 | 12 | 21 | 2014 | 2 | 12 | 22 |  | 765.163 | 106107.9429 | 138.6736 |  |  | #DIV/0! | 1868.3 | 1868.3 | 0 |  | 2014/02 | 2014-02-12 21:00 | 1146.488 | -43.351 | 1103.137
| 2014 | 2 | 12 | 22 | 2014 | 2 | 12 | 23 |  | 765.735 | 92572.7067 | 120.8939 |  |  | #DIV/0! | 1866.85 | 1866.85 | 0 |  | 2014/02 | 2014-02-12 22:00 | 1144.453 | -43.338 | 1101.115
| 2014 | 2 | 12 | 23 | 2014 | 2 | 12 | 24 |  | 738.196 | 61003.4675 | 82.6386 |  |  | #DIV/0! | 1818.4 | 1818.4 | 0 |  | 2014/02 | 2014-02-12 23:00 | 1120.295 | -40.091 | 1080.204
| 2014 | 2 | 12 | 0 | 2014 | 2 | 13 | 1 |  | 761.45 | 48702.342 | 63.96 | 21.786 | 1137.6649 | 52.22 | 1806.636 | 1806.635 | -0.001 |  | 2014/02 | 2014-02-13 | 1083.649 | -38.464 | 1045.185
| 2014 | 2 | 13 | 1 | 2014 | 2 | 13 | 2 |  | 680.122 | 40258.7616 | 59.1934 |  |  | #DIV/0! | 1710.65 | 1710.65 | 0 |  | 2014/02 | 2014-02-13 01:00 | 1068.342 | -37.814 | 1030.528
| 2014 | 2 | 13 | 2 | 2014 | 2 | 13 | 3 |  | 539.481 | 27759.2569 | 51.4555 |  |  | #DIV/0! | 1553.85 | 1553.85 | 0 |  | 2014/02 | 2014-02-13 02:00 | 1053.529 | -39.16 | 1014.369
| 2014 | 2 | 13 | 3 | 2014 | 2 | 13 | 4 |  | 488.907 | 24106.8612 | 49.3077 |  |  | #DIV/0! | 1498.05 | 1498.05 | 0 |  | 2014/02 | 2014-02-13 03:00 | 1049.694 | -40.551 | 1009.143
| 2014 | 2 | 13 | 4 | 2014 | 2 | 13 | 5 |  | 431.433 | 21306.4893 | 49.3854 |  |  | #DIV/0! | 1441.95 | 1441.95 | 0 |  | 2014/02 | 2014-02-13 04:00 | 1051.116 | -40.599 | 1010.517
| 2014 | 2 | 13 | 5 | 2014 | 2 | 13 | 6 |  | 461.115 | 23595.2546 | 51.17 | 14.345 | 733.173 | 51.11 | 1470.545 | 1470.545 | 0 |  | 2014/02 | 2014-02-13 05:00 | 1049.582 | -40.152 | 1009.43
| 2014 | 2 | 13 | 6 | 2014 | 2 | 13 | 7 |  | 693 | 39417.84 | 56.88 | 210.708 | 10282.5504 | 48.8 | 1742.858 | 1742.859 | 0.001 |  | 2014/02 | 2014-02-13 06:00 | 1088.461 | -38.602 | 1049.859
| 2014 | 2 | 13 | 7 | 2014 | 2 | 13 | 8 |  | 716.1 | 50499.372 | 70.52 | 133.757 | 6691.8627 | 50.03 | 1819.557 | 1819.556 | -0.001 |  | 2014/02 | 2014-02-13 07:00 | 1142.968 | -39.512 | 1103.456
| 2014 | 2 | 13 | 8 | 2014 | 2 | 13 | 9 |  | 676.9 | 57570.345 | 85.05 | 44.434 | 2485.638 | 55.94 | 1831.884 | 1831.884 | 0 |  | 2014/02 | 2014-02-13 08:00 | 1194.799 | -39.815 | 1154.984
| 2014 | 2 | 13 | 9 | 2014 | 2 | 13 | 10 |  | 683.3 | 54069.529 | 79.13 | 27.79 | 1736.3192 | 62.48 | 1831.24 | 1831.24 | 0 |  | 2014/02 | 2014-02-13 09:00 | 1190.254 | -42.314 | 1147.94
| 2014 | 2 | 13 | 10 | 2014 | 2 | 13 | 11 |  | 709.6 | 54334.072 | 76.57 | 24.491 | 1616.6509 | 66.01 | 1834.241 | 1834.241 | 0 |  | 2014/02 | 2014-02-13 10:00 | 1169.262 | -44.621 | 1124.641
| 2014 | 2 | 13 | 11 | 2014 | 2 | 13 | 12 |  | 751.7 | 54738.794 | 72.82 | 60.488 | 3290.5472 | 54.4 | 1846.288 | 1846.288 | 0 |  | 2014/02 | 2014-02-13 11:00 | 1141.04 | -46.452 | 1094.588
| 2014 | 2 | 13 | 12 | 2014 | 2 | 13 | 13 |  | 793.6 | 54456.832 | 68.62 | 66.019 | 3539.2786 | 53.61 | 1846.519 | 1846.52 | 0.001 |  | 2014/02 | 2014-02-13 12:00 | 1098.098 | -45.178 | 1052.92
| 2014 | 2 | 13 | 13 | 2014 | 2 | 13 | 14 |  | 826.9 | 51540.677 | 62.33 | 67.635 | 3552.8666 | 52.53 | 1853.135 | 1853.134 | -0.001 |  | 2014/02 | 2014-02-13 13:00 | 1071.591 | -45.357 | 1026.234
| 2014 | 2 | 13 | 14 | 2014 | 2 | 13 | 15 |  | 812.8 | 46053.248 | 56.66 | 83.229 | 4077.3887 | 48.99 | 1814.729 | 1814.728 | -0.001 |  | 2014/02 | 2014-02-13 14:00 | 1047.121 | -45.193 | 1001.928
| 2014 | 2 | 13 | 15 | 2014 | 2 | 13 | 16 |  | 838 | 45872.12 | 54.74 | 124.053 | 5792.0346 | 46.69 | 1817.553 | 1817.552 | -0.001 |  | 2014/02 | 2014-02-13 15:00 | 1022.966 | -43.414 | 979.552
| 2014 | 2 | 13 | 16 | 2014 | 2 | 13 | 17 |  | 896.1 | 47116.938 | 52.58 | 133.946 | 5877.5505 | 43.88 | 1841.596 | 1841.595 | -0.001 |  | 2014/02 | 2014-02-13 16:00 | 988.739 | -43.244 | 945.495
| 2014 | 2 | 13 | 17 | 2014 | 2 | 13 | 18 |  | 889.7 | 48355.195 | 54.35 | 150.806 | 8537.1277 | 56.61 | 1818.656 | 1818.656 | 0 |  | 2014/02 | 2014-02-13 17:00 | 969.663 | -40.707 | 928.956
| 2014 | 2 | 13 | 18 | 2014 | 2 | 13 | 19 |  | 864.2 | 58074.24 | 67.2 | 204.742 | 18549.6252 | 90.6 | 1818.892 | 1818.891 | -0.001 |  | 2014/02 | 2014-02-13 18:00 | 993.704 | -39.013 | 954.691
| 2014 | 2 | 13 | 19 | 2014 | 2 | 13 | 20 |  | 804.1 | 64094.811 | 79.71 | 146.656 | 10295.2512 | 70.2 | 1830.506 | 1830.506 | 0 |  | 2014/02 | 2014-02-13 19:00 | 1066.992 | -40.586 | 1026.406
| 2014 | 2 | 13 | 20 | 2014 | 2 | 13 | 21 |  | 785.2 | 53566.344 | 68.22 | 89.52 | 4216.392 | 47.1 | 1840.52 | 1840.52 | 0 |  | 2014/02 | 2014-02-13 20:00 | 1097.639 | -42.319 | 1055.32
| 2014 | 2 | 13 | 21 | 2014 | 2 | 13 | 22 |  | 774.6 | 45926.034 | 59.29 | 32.487 | 1485.3056 | 45.72 | 1834.137 | 1834.137 | 0 |  | 2014/02 | 2014-02-13 21:00 | 1102.459 | -42.922 | 1059.537
| 2014 | 2 | 13 | 22 | 2014 | 2 | 13 | 23 |  | 782.9 | 42159.165 | 53.85 | 32.423 | 1244.719 | 38.39 | 1840.173 | 1840.173 | 0 |  | 2014/02 | 2014-02-13 22:00 | 1099.745 | -42.472 | 1057.273
| 2014 | 2 | 13 | 23 | 2014 | 2 | 13 | 24 |  | 780.035 | 35998.6153 | 46.15 | 97.188 | 3573.6028 | 36.77 | 1820.388 | 1820.387 | -0.001 |  | 2014/02 | 2014-02-13 23:00 | 1081.611 | -41.259 | 1040.352
| 2014 | 2 | 13 | 0 | 2014 | 2 | 14 | 1 |  | 672.43 | 27562.9057 | 40.99 | 49.486 | 1908.1802 | 38.56 | 1691.936 | 1691.936 | 0 |  | 2014/02 | 2014-02-14 | 1058.498 | -38.992 | 1019.506
| 2014 | 2 | 14 | 1 | 2014 | 2 | 14 | 2 |  | 686.1 | 29467.995 | 42.95 | 114.908 | 4443.4924 | 38.67 | 1686.508 | 1686.509 | 0.001 |  | 2014/02 | 2014-02-14 01:00 | 1039.13 | -38.721 | 1000.409
| 2014 | 2 | 14 | 2 | 2014 | 2 | 14 | 3 |  | 641.3 | 26056.019 | 40.63 | 73.765 | 2828.8877 | 38.35 | 1633.065 | 1633.065 | 0 |  | 2014/02 | 2014-02-14 02:00 | 1030.027 | -38.262 | 991.765
| 2014 | 2 | 14 | 3 | 2014 | 2 | 14 | 4 |  | 630 | 25162.2 | 39.94 | 60.068 | 2311.4166 | 38.48 | 1619.818 | 1619.817 | -0.001 |  | 2014/02 | 2014-02-14 03:00 | 1027.696 | -37.879 | 989.817
| 2014 | 2 | 14 | 4 | 2014 | 2 | 14 | 5 |  | 609.5 | 24312.955 | 39.89 | 40.549 | 1480.8495 | 36.52 | 1600.149 | 1600.149 | 0 |  | 2014/02 | 2014-02-14 04:00 | 1028.974 | -38.325 | 990.649
| 2014 | 2 | 14 | 5 | 2014 | 2 | 14 | 6 |  | 650.05 | 26132.01 | 40.2 | 107.117 | 3700.8924 | 34.55 | 1654.567 | 1654.567 | 0 |  | 2014/02 | 2014-02-14 05:00 | 1041.803 | -37.286 | 1004.517
| 2014 | 2 | 14 | 6 | 2014 | 2 | 14 | 7 |  | 753.6 | 33572.88 | 44.55 | 253.009 | 9847.1103 | 38.92 | 1784.709 | 1784.709 | 0 |  | 2014/02 | 2014-02-14 06:00 | 1066.198 | -35.089 | 1031.109
| 2014 | 2 | 14 | 7 | 2014 | 2 | 14 | 8 |  | 684.8 | 35287.744 | 51.53 | 134.251 | 5890.9339 | 43.88 | 1776.551 | 1776.55 | -0.001 |  | 2014/02 | 2014-02-14 07:00 | 1128.594 | -36.844 | 1091.75
| 2014 | 2 | 14 | 8 | 2014 | 2 | 14 | 9 |  | 648.7 | 40186.965 | 61.95 | 36.468 | 1758.487 | 48.22 | 1780.218 | 1780.218 | 0 |  | 2014/02 | 2014-02-14 08:00 | 1168.562 | -37.044 | 1131.518
| 2014 | 2 | 14 | 9 | 2014 | 2 | 14 | 10 |  | 655.7 | 39420.684 | 60.12 | 10.443 | 560.2669 | 53.65 | 1787.643 | 1787.643 | 0 |  | 2014/02 | 2014-02-14 09:00 | 1171.746 | -39.803 | 1131.943
| 2014 | 2 | 14 | 10 | 2014 | 2 | 14 | 11 |  | 737.612 | 43019.616 | 58.3228 |  |  | #DIV/0! | 1814.05 | 1814.05 | 0 |  | 2014/02 | 2014-02-14 10:00 | 1116.779 | -40.341 | 1076.438
| 2014 | 2 | 14 | 11 | 2014 | 2 | 14 | 12 |  | 812.959 | 46843.19 | 57.6206 |  |  | #DIV/0! | 1815.6 | 1815.6 | 0 |  | 2014/02 | 2014-02-14 11:00 | 1040.977 | -38.336 | 1002.641
| 2014 | 2 | 14 | 12 | 2014 | 2 | 14 | 13 |  | 878.216 | 46518.3187 | 52.9691 |  |  | #DIV/0! | 1816.05 | 1816.05 | 0 |  | 2014/02 | 2014-02-14 12:00 | 973.376 | -35.542 | 937.834
| 2014 | 2 | 14 | 13 | 2014 | 2 | 14 | 14 |  | 926.473 | 44280.9231 | 47.7952 |  |  | #DIV/0! | 1816.05 | 1816.05 | 0 |  | 2014/02 | 2014-02-14 13:00 | 922.803 | -33.226 | 889.577
| 2014 | 2 | 14 | 14 | 2014 | 2 | 14 | 15 |  | 961.846 | 43778.6299 | 45.5152 |  |  | #DIV/0! | 1816.9 | 1816.9 | 0 |  | 2014/02 | 2014-02-14 14:00 | 887.147 | -32.093 | 855.054
| 2014 | 2 | 14 | 15 | 2014 | 2 | 14 | 16 |  | 968.298 | 41640.1309 | 43.0034 |  |  | #DIV/0! | 1802.2 | 1802.2 | 0 |  | 2014/02 | 2014-02-14 15:00 | 864.852 | -30.95 | 833.902
| 2014 | 2 | 14 | 16 | 2014 | 2 | 14 | 17 |  | 908.377 | 38863.9899 | 42.784 |  |  | #DIV/0! | 1738.05 | 1738.049 | -0.001 |  | 2014/02 | 2014-02-14 16:00 | 859.908 | -30.236 | 829.672
| 2014 | 2 | 14 | 17 | 2014 | 2 | 14 | 18 |  | 891.9 | 40501.179 | 45.41 | 70.503 | 2398.5121 | 34.02 | 1737.703 | 1737.703 | 0 |  | 2014/02 | 2014-02-14 17:00 | 875.805 | -30.002 | 845.803
| 2014 | 2 | 14 | 18 | 2014 | 2 | 14 | 19 |  | 874.7 | 45895.509 | 52.47 | 91.903 | 3615.464 | 39.34 | 1745.653 | 1745.652 | -0.001 |  | 2014/02 | 2014-02-14 18:00 | 901.571 | -30.619 | 870.952
| 2014 | 2 | 14 | 19 | 2014 | 2 | 14 | 20 |  | 839.23 | 51215.6383 | 61.0269 |  |  | #DIV/0! | 1757.05 | 1757.049 | -0.001 |  | 2014/02 | 2014-02-14 19:00 | 952.006 | -34.187 | 917.819
| 2014 | 2 | 14 | 20 | 2014 | 2 | 14 | 21 |  | 875.449 | 51723.623 | 59.0824 |  |  | #DIV/0! | 1800.6 | 1800.6 | 0 |  | 2014/02 | 2014-02-14 20:00 | 959.558 | -34.407 | 925.151
| 2014 | 2 | 14 | 21 | 2014 | 2 | 14 | 22 |  | 869.563 | 50584.6269 | 58.1725 |  |  | #DIV/0! | 1801.35 | 1801.35 | 0 |  | 2014/02 | 2014-02-14 21:00 | 966.099 | -34.312 | 931.787
| 2014 | 2 | 14 | 22 | 2014 | 2 | 14 | 23 |  | 850.265 | 41681.8734 | 49.0222 |  |  | #DIV/0! | 1792.9 | 1792.9 | 0 |  | 2014/02 | 2014-02-14 22:00 | 976.47 | -33.835 | 942.635
| 2014 | 2 | 14 | 23 | 2014 | 2 | 14 | 24 |  | 823.5 | 38663.325 | 46.95 | 30.6 | 1251.54 | 40.9 | 1759.75 | 1759.75 | 0 |  | 2014/02 | 2014-02-14 23:00 | 969.036 | -32.786 | 936.25
| 2014 | 2 | 14 | 0 | 2014 | 2 | 15 | 1 |  | 847.5 | 37120.5 | 43.8 | 98.935 | 3445.9061 | 34.83 | 1761.785 | 1761.785 | 0 |  | 2014/02 | 2014-02-15 | 946.7 | -32.415 | 914.285
| 2014 | 2 | 15 | 1 | 2014 | 2 | 15 | 2 |  | 737.6 | 36570.208 | 49.58 | 76.627 | 2800.7168 | 36.55 | 1630.177 | 1630.177 | 0 |  | 2014/02 | 2014-02-15 01:00 | 922.244 | -29.667 | 892.577
| 2014 | 2 | 15 | 2 | 2014 | 2 | 15 | 3 |  | 630.177 | 29772.8692 | 47.2452 |  |  | #DIV/0! | 1526.75 | 1526.75 | 0 |  | 2014/02 | 2014-02-15 02:00 | 925.476 | -28.903 | 896.573
| 2014 | 2 | 15 | 3 | 2014 | 2 | 15 | 4 |  | 669.9 | 31177.146 | 46.54 | 59.152 | 2150.1752 | 36.35 | 1568.702 | 1568.702 | 0 |  | 2014/02 | 2014-02-15 03:00 | 928.204 | -29.402 | 898.802
| 2014 | 2 | 15 | 4 | 2014 | 2 | 15 | 5 |  | 805.5 | 35192.295 | 43.69 | 153.089 | 5511.204 | 36 | 1730.239 | 1730.239 | 0 |  | 2014/02 | 2014-02-15 04:00 | 955.775 | -31.036 | 924.739
| 2014 | 2 | 15 | 5 | 2014 | 2 | 15 | 6 |  | 822.8 | 34713.932 | 42.19 | 170.133 | 5966.5643 | 35.07 | 1778.333 | 1778.333 | 0 |  | 2014/02 | 2014-02-15 05:00 | 987 | -31.467 | 955.533
| 2014 | 2 | 15 | 6 | 2014 | 2 | 15 | 7 |  | 801.1 | 37731.81 | 47.1 | 117.088 | 4398.9962 | 37.57 | 1795.788 | 1795.788 | 0 |  | 2014/02 | 2014-02-15 06:00 | 1026.087 | -31.399 | 994.688
| 2014 | 2 | 15 | 7 | 2014 | 2 | 15 | 8 |  | 770.3 | 37405.768 | 48.56 | 43.167 | 1691.7147 | 39.19 | 1780.567 | 1780.567 | 0 |  | 2014/02 | 2014-02-15 07:00 | 1041.324 | -31.057 | 1010.267
| 2014 | 2 | 15 | 8 | 2014 | 2 | 15 | 9 |  | 739.7 | 38242.49 | 51.7 | 30.792 | 1307.4283 | 42.46 | 1801.342 | 1801.342 | 0 |  | 2014/02 | 2014-02-15 08:00 | 1095.051 | -33.409 | 1061.642
| 2014 | 2 | 15 | 9 | 2014 | 2 | 15 | 10 |  | 713.4 | 40592.46 | 56.9 | 74.364 | 4154.7167 | 55.87 | 1846.614 | 1846.613 | -0.001 |  | 2014/02 | 2014-02-15 09:00 | 1168.452 | -35.239 | 1133.213
| 2014 | 2 | 15 | 10 | 2014 | 2 | 15 | 11 |  | 694.5 | 41808.9 | 60.2 | 70.07 | 5649.0434 | 80.62 | 1843.32 | 1843.32 | 0 |  | 2014/02 | 2014-02-15 10:00 | 1185.143 | -36.323 | 1148.82
| 2014 | 2 | 15 | 11 | 2014 | 2 | 15 | 12 |  | 690.6 | 41732.958 | 60.43 | 38.139 | 3103.7518 | 81.38 | 1810.689 | 1810.689 | 0 |  | 2014/02 | 2014-02-15 11:00 | 1157.082 | -36.993 | 1120.089
| 2014 | 2 | 15 | 12 | 2014 | 2 | 15 | 13 |  | 698 | 39220.62 | 56.19 | 20.466 | 1199.5123 | 58.61 | 1794.716 | 1794.716 | 0 |  | 2014/02 | 2014-02-15 12:00 | 1134.852 | -38.136 | 1096.716
| 2014 | 2 | 15 | 13 | 2014 | 2 | 15 | 14 |  | 718.1 | 36960.607 | 51.47 | 4.855 | 261.1504 | 53.79 | 1777.105 | 1777.104 | -0.001 |  | 2014/02 | 2014-02-15 13:00 | 1096.52 | -37.516 | 1059.004
| 2014 | 2 | 15 | 14 | 2014 | 2 | 15 | 15 |  | 740.6 | 36348.648 | 49.08 | 5.364 | 283.3801 | 52.83 | 1777.614 | 1777.614 | 0 |  | 2014/02 | 2014-02-15 14:00 | 1073.867 | -36.853 | 1037.014
| 2014 | 2 | 15 | 15 | 2014 | 2 | 15 | 16 |  | 767.995 | 36132.4104 | 47.0477 |  |  | #DIV/0! | 1772.25 | 1772.251 | 0.001 |  | 2014/02 | 2014-02-15 15:00 | 1040.746 | -36.49 | 1004.256
| 2014 | 2 | 15 | 16 | 2014 | 2 | 15 | 17 |  | 763.389 | 34989.0482 | 45.8338 |  |  | #DIV/0! | 1764.7 | 1764.7 | 0 |  | 2014/02 | 2014-02-15 16:00 | 1037.898 | -36.587 | 1001.311
| 2014 | 2 | 15 | 17 | 2014 | 2 | 15 | 18 |  | 748.4 | 34995.184 | 46.76 | 5.539 | 237.4015 | 42.86 | 1766.789 | 1766.789 | 0 |  | 2014/02 | 2014-02-15 17:00 | 1054.459 | -36.07 | 1018.389
| 2014 | 2 | 15 | 18 | 2014 | 2 | 15 | 19 |  | 728.396 | 40618.3705 | 55.7641 |  |  | #DIV/0! | 1761.4 | 1761.4 | 0 |  | 2014/02 | 2014-02-15 18:00 | 1070.172 | -37.168 | 1033.004
| 2014 | 2 | 15 | 19 | 2014 | 2 | 15 | 20 |  | 686.991 | 56143.222 | 81.7234 |  |  | #DIV/0! | 1749.9 | 1749.9 | 0 |  | 2014/02 | 2014-02-15 19:00 | 1101.593 | -38.684 | 1062.909
| 2014 | 2 | 15 | 20 | 2014 | 2 | 15 | 21 |  | 696.824 | 46102.9146 | 66.1615 |  |  | #DIV/0! | 1762.5 | 1762.5 | 0 |  | 2014/02 | 2014-02-15 20:00 | 1105.521 | -39.845 | 1065.676
| 2014 | 2 | 15 | 21 | 2014 | 2 | 15 | 22 |  | 680.1 | 41567.712 | 61.12 | 6.935 | 485.3113 | 69.98 | 1756.285 | 1756.285 | 0 |  | 2014/02 | 2014-02-15 21:00 | 1116.229 | -40.044 | 1076.185
| 2014 | 2 | 15 | 22 | 2014 | 2 | 15 | 23 |  | 689.86 | 41581.605 | 60.2754 |  |  | #DIV/0! | 1757 | 1756.999 | -0.001 |  | 2014/02 | 2014-02-15 22:00 | 1107.294 | -40.155 | 1067.139
| 2014 | 2 | 15 | 23 | 2014 | 2 | 15 | 24 |  | 704.5 | 37796.425 | 53.65 | 21.95 | 1163.35 | 53 | 1771.15 | 1771.151 | 0.001 |  | 2014/02 | 2014-02-15 23:00 | 1105.917 | -39.266 | 1066.651
| 2014 | 2 | 15 | 0 | 2014 | 2 | 16 | 1 |  | 719.3 | 36957.634 | 51.38 | 12.202 | 595.4576 | 48.8 | 1765.302 | 1765.302 | 0 |  | 2014/02 | 2014-02-16 | 1083.103 | -37.101 | 1046.002
| 2014 | 2 | 16 | 1 | 2014 | 2 | 16 | 2 |  | 769.395 | 38731.3443 | 50.34 | 38.096 | 2102.8992 | 55.2 | 1798.896 | 1798.896 | 0 |  | 2014/02 | 2014-02-16 01:00 | 1065.363 | -35.862 | 1029.501
| 2014 | 2 | 16 | 2 | 2014 | 2 | 16 | 3 |  | 652.935 | 32621.4364 | 49.9612 |  |  | #DIV/0! | 1671.8 | 1671.799 | -0.001 |  | 2014/02 | 2014-02-16 02:00 | 1054.56 | -35.696 | 1018.864
| 2014 | 2 | 16 | 3 | 2014 | 2 | 16 | 4 |  | 558.31 | 26285.2348 | 47.08 | 8.508 | 378.4358 | 44.48 | 1592.508 | 1592.508 | 0 |  | 2014/02 | 2014-02-16 03:00 | 1071.003 | -36.805 | 1034.198
| 2014 | 2 | 16 | 4 | 2014 | 2 | 16 | 5 |  | 663.5 | 30939.005 | 46.63 | 129.884 | 5905.8255 | 45.47 | 1718.834 | 1718.834 | 0 |  | 2014/02 | 2014-02-16 04:00 | 1092.598 | -37.264 | 1055.334
| 2014 | 2 | 16 | 5 | 2014 | 2 | 16 | 6 |  | 676 | 31440.76 | 46.51 | 37.472 | 1580.1942 | 42.17 | 1693.222 | 1693.222 | 0 |  | 2014/02 | 2014-02-16 05:00 | 1053.491 | -36.269 | 1017.222
| 2014 | 2 | 16 | 6 | 2014 | 2 | 16 | 7 |  | 725.6 | 35220.624 | 48.54 | 15.647 | 676.1069 | 43.21 | 1739.497 | 1739.497 | 0 |  | 2014/02 | 2014-02-16 06:00 | 1049.93 | -36.033 | 1013.897
| 2014 | 2 | 16 | 7 | 2014 | 2 | 16 | 8 |  | 762.87 | 37202.0679 | 48.7659 |  |  | #DIV/0! | 1781.3 | 1781.3 | 0 |  | 2014/02 | 2014-02-16 07:00 | 1055.007 | -36.577 | 1018.43
| 2014 | 2 | 16 | 8 | 2014 | 2 | 16 | 9 |  | 785.838 | 41638.5339 | 52.9862 |  |  | #DIV/0! | 1814.4 | 1814.4 | 0 |  | 2014/02 | 2014-02-16 08:00 | 1065.609 | -37.047 | 1028.562
| 2014 | 2 | 16 | 9 | 2014 | 2 | 16 | 10 |  | 810.972 | 43395.6986 | 53.5107 |  |  | #DIV/0! | 1842.15 | 1842.149 | -0.001 |  | 2014/02 | 2014-02-16 09:00 | 1068.493 | -37.316 | 1031.177
| 2014 | 2 | 16 | 10 | 2014 | 2 | 16 | 11 |  | 830.081 | 45555.7183 | 54.8811 |  |  | #DIV/0! | 1851.6 | 1851.6 | 0 |  | 2014/02 | 2014-02-16 10:00 | 1058.76 | -37.241 | 1021.519
| 2014 | 2 | 16 | 11 | 2014 | 2 | 16 | 12 |  | 866.899 | 46706.0543 | 53.8772 |  |  | #DIV/0! | 1850.45 | 1850.45 | 0 |  | 2014/02 | 2014-02-16 11:00 | 1017.895 | -34.344 | 983.551
| 2014 | 2 | 16 | 12 | 2014 | 2 | 16 | 13 |  | 883.679 | 42673.8658 | 48.2911 |  |  | #DIV/0! | 1824.45 | 1824.449 | -0.001 |  | 2014/02 | 2014-02-16 12:00 | 975.052 | -34.282 | 940.77
| 2014 | 2 | 16 | 13 | 2014 | 2 | 16 | 14 |  | 919.4 | 43561.172 | 47.38 | 67.093 | 2530.748 | 37.72 | 1843.693 | 1843.692 | -0.001 |  | 2014/02 | 2014-02-16 13:00 | 955.873 | -31.581 | 924.292
| 2014 | 2 | 16 | 14 | 2014 | 2 | 16 | 15 |  | 943.8 | 41904.72 | 44.4 | 29.545 | 1154.0277 | 39.06 | 1853.845 | 1853.845 | 0 |  | 2014/02 | 2014-02-16 14:00 | 941.868 | -31.823 | 910.045
| 2014 | 2 | 16 | 15 | 2014 | 2 | 16 | 16 |  | 946.76 | 39285.02 | 41.4942 |  |  | #DIV/0! | 1842.3 | 1842.3 | 0 |  | 2014/02 | 2014-02-16 15:00 | 927.349 | -31.809 | 895.54
| 2014 | 2 | 16 | 16 | 2014 | 2 | 16 | 17 |  | 955.4 | 40356.096 | 42.24 | 0.022 | 0.93999 | 42.7268 | 1840.472 | 1840.472 | 0 |  | 2014/02 | 2014-02-16 16:00 | 917.046 | -31.974 | 885.072
| 2014 | 2 | 16 | 17 | 2014 | 2 | 16 | 18 |  | 972.5 | 42955.325 | 44.17 | 18.633 | 900.3466 | 48.32 | 1864.933 | 1864.932 | -0.001 |  | 2014/02 | 2014-02-16 17:00 | 925.313 | -32.881 | 892.432
| 2014 | 2 | 16 | 18 | 2014 | 2 | 16 | 19 |  | 950.6 | 57435.252 | 60.42 | 8.47 | 505.8284 | 59.72 | 1857.07 | 1857.07 | 0 |  | 2014/02 | 2014-02-16 18:00 | 939.732 | -33.262 | 906.47
| 2014 | 2 | 16 | 19 | 2014 | 2 | 16 | 20 |  | 904.732 | 84835.1171 | 93.7682 |  |  | #DIV/0! | 1847.7 | 1847.7 | 0 |  | 2014/02 | 2014-02-16 19:00 | 977.243 | -34.275 | 942.968
| 2014 | 2 | 16 | 20 | 2014 | 2 | 16 | 21 |  | 883.034 | 70594.9212 | 79.9459 |  |  | #DIV/0! | 1852.55 | 1852.55 | 0 |  | 2014/02 | 2014-02-16 20:00 | 1004.208 | -34.692 | 969.516
| 2014 | 2 | 16 | 21 | 2014 | 2 | 16 | 22 |  | 872.077 | 58306.1612 | 66.859 |  |  | #DIV/0! | 1853.6 | 1853.6 | 0 |  | 2014/02 | 2014-02-16 21:00 | 1015.178 | -33.655 | 981.523
| 2014 | 2 | 16 | 22 | 2014 | 2 | 16 | 23 |  | 874.3 | 57249.164 | 65.48 | 11.81 | 637.3857 | 53.97 | 1844.61 | 1844.609 | -0.001 |  | 2014/02 | 2014-02-16 22:00 | 1003.692 | -33.383 | 970.309
| 2014 | 2 | 16 | 23 | 2014 | 2 | 16 | 24 |  | 896.773 | 50763.6699 | 56.607 |  |  | #DIV/0! | 1855 | 1854.999 | -0.001 |  | 2014/02 | 2014-02-16 23:00 | 991.866 | -33.64 | 958.226
| 2014 | 2 | 16 | 0 | 2014 | 2 | 17 | 1 |  | 898.3 | 45687.538 | 50.86 | 15.008 | 807.1302 | 53.78 | 1848.608 | 1848.608 | 0 |  | 2014/02 | 2014-02-17 | 984.285 | -33.977 | 950.308
| 2014 | 2 | 17 | 1 | 2014 | 2 | 17 | 2 |  | 891.856 | 44918.9794 | 50.3657 |  |  | #DIV/0! | 1839.75 | 1839.75 | 0 |  | 2014/02 | 2014-02-17 01:00 | 983.363 | -35.469 | 947.894
| 2014 | 2 | 17 | 2 | 2014 | 2 | 17 | 3 |  | 894.807 | 43635.7447 | 48.7655 |  |  | #DIV/0! | 1849.6 | 1849.6 | 0 |  | 2014/02 | 2014-02-17 02:00 | 989.037 | -34.244 | 954.793
| 2014 | 2 | 17 | 3 | 2014 | 2 | 17 | 4 |  | 870.905 | 42051.6178 | 48.285 |  |  | #DIV/0! | 1842.75 | 1842.75 | 0 |  | 2014/02 | 2014-02-17 03:00 | 1007.445 | -35.6 | 971.845
| 2014 | 2 | 17 | 4 | 2014 | 2 | 17 | 5 |  | 863.892 | 42281.6271 | 48.9432 |  |  | #DIV/0! | 1856.45 | 1856.45 | 0 |  | 2014/02 | 2014-02-17 04:00 | 1028.639 | -36.081 | 992.558
| 2014 | 2 | 17 | 5 | 2014 | 2 | 17 | 6 |  | 844.836 | 43852.417 | 51.9064 |  |  | #DIV/0! | 1862.75 | 1862.75 | 0 |  | 2014/02 | 2014-02-17 05:00 | 1056.857 | -38.943 | 1017.914
| 2014 | 2 | 17 | 6 | 2014 | 2 | 17 | 7 |  | 796.837 | 54307.5969 | 68.154 |  |  | #DIV/0! | 1860.45 | 1860.45 | 0 |  | 2014/02 | 2014-02-17 06:00 | 1101.582 | -37.969 | 1063.613
| 2014 | 2 | 17 | 7 | 2014 | 2 | 17 | 8 |  | 731.77 | 51022.3194 | 69.7245 |  |  | #DIV/0! | 1859.6 | 1859.6 | 0 |  | 2014/02 | 2014-02-17 07:00 | 1169.567 | -41.737 | 1127.83
| 2014 | 2 | 17 | 8 | 2014 | 2 | 17 | 9 |  | 698.947 | 50854.659 | 72.759 |  |  | #DIV/0! | 1860.6 | 1860.6 | 0 |  | 2014/02 | 2014-02-17 08:00 | 1204.005 | -42.352 | 1161.653
| 2014 | 2 | 17 | 9 | 2014 | 2 | 17 | 10 |  | 703.316 | 54721.9115 | 77.8056 |  |  | #DIV/0! | 1858.9 | 1858.901 | 0.001 |  | 2014/02 | 2014-02-17 09:00 | 1198.109 | -42.524 | 1155.585
| 2014 | 2 | 17 | 10 | 2014 | 2 | 17 | 11 |  | 737.679 | 52763.1244 | 71.5259 |  |  | #DIV/0! | 1860.05 | 1860.049 | -0.001 |  | 2014/02 | 2014-02-17 10:00 | 1165.187 | -42.817 | 1122.37
| 2014 | 2 | 17 | 11 | 2014 | 2 | 17 | 12 |  | 772.607 | 57665.1379 | 74.6371 |  |  | #DIV/0! | 1854.6 | 1854.6 | 0 |  | 2014/02 | 2014-02-17 11:00 | 1120.762 | -38.769 | 1081.993
| 2014 | 2 | 17 | 12 | 2014 | 2 | 17 | 13 |  | 814.27 | 52786.9382 | 64.8273 |  |  | #DIV/0! | 1852.45 | 1852.449 | -0.001 |  | 2014/02 | 2014-02-17 12:00 | 1076.867 | -38.688 | 1038.179
| 2014 | 2 | 17 | 13 | 2014 | 2 | 17 | 14 |  | 857.881 | 52560.3019 | 61.2676 |  |  | #DIV/0! | 1854.05 | 1854.049 | -0.001 |  | 2014/02 | 2014-02-17 13:00 | 1033.865 | -37.697 | 996.168
| 2014 | 2 | 17 | 14 | 2014 | 2 | 17 | 15 |  | 911.564 | 48313.5854 | 53.0008 |  |  | #DIV/0! | 1856.75 | 1856.75 | 0 |  | 2014/02 | 2014-02-17 14:00 | 980.949 | -35.763 | 945.186
| 2014 | 2 | 17 | 15 | 2014 | 2 | 17 | 16 |  | 968.345 | 50016.2952 | 51.6513 |  |  | #DIV/0! | 1858.25 | 1858.25 | 0 |  | 2014/02 | 2014-02-17 15:00 | 923.629 | -33.724 | 889.905
| 2014 | 2 | 17 | 16 | 2014 | 2 | 17 | 17 |  | 993.6 | 50194.368 | 50.5177 |  |  | #DIV/0! | 1849 | 1849 | 0 |  | 2014/02 | 2014-02-17 16:00 | 887.356 | -31.956 | 855.4
| 2014 | 2 | 17 | 17 | 2014 | 2 | 17 | 18 |  | 995.97 | 51279.9981 | 51.4875 |  |  | #DIV/0! | 1844.6 | 1844.6 | 0 |  | 2014/02 | 2014-02-17 17:00 | 880.019 | -31.389 | 848.63
| 2014 | 2 | 17 | 18 | 2014 | 2 | 17 | 19 |  | 963.764 | 58182.8857 | 60.3705 |  |  | #DIV/0! | 1846.6 | 1846.6 | 0 |  | 2014/02 | 2014-02-17 18:00 | 915.673 | -32.837 | 882.836
| 2014 | 2 | 17 | 19 | 2014 | 2 | 17 | 20 |  | 933.295 | 86713.8343 | 92.9115 |  |  | #DIV/0! | 1848 | 1847.999 | -0.001 |  | 2014/02 | 2014-02-17 19:00 | 948.624 | -33.92 | 914.704
| 2014 | 2 | 17 | 20 | 2014 | 2 | 17 | 21 |  | 900.654 | 58587.9739 | 65.0505 |  |  | #DIV/0! | 1835.75 | 1835.75 | 0 |  | 2014/02 | 2014-02-17 20:00 | 969.257 | -34.161 | 935.096
| 2014 | 2 | 17 | 21 | 2014 | 2 | 17 | 22 |  | 915.424 | 54830.9545 | 59.8968 |  |  | #DIV/0! | 1847.45 | 1847.45 | 0 |  | 2014/02 | 2014-02-17 21:00 | 967.646 | -35.62 | 932.026
| 2014 | 2 | 17 | 22 | 2014 | 2 | 17 | 23 |  | 922.165 | 48767.6795 | 52.8839 |  |  | #DIV/0! | 1835.3 | 1835.3 | 0 |  | 2014/02 | 2014-02-17 22:00 | 947.75 | -34.615 | 913.135
| 2014 | 2 | 17 | 23 | 2014 | 2 | 17 | 24 |  | 945.322 | 46898.0116 | 49.6106 |  |  | #DIV/0! | 1828.35 | 1828.35 | 0 |  | 2014/02 | 2014-02-17 23:00 | 916.395 | -33.367 | 883.028
| 2014 | 2 | 17 | 0 | 2014 | 2 | 18 | 1 |  | 949.711 | 41148.3146 | 43.3272 |  |  | #DIV/0! | 1787.4 | 1787.399 | -0.001 |  | 2014/02 | 2014-02-18 | 867.691 | -30.003 | 837.688
| 2014 | 2 | 18 | 1 | 2014 | 2 | 18 | 2 |  | 983.2 | 46082.584 | 46.87 | 6.447 | 304.3629 | 47.21 | 1803.247 | 1803.248 | 0.001 |  | 2014/02 | 2014-02-18 01:00 | 849.771 | -29.723 | 820.048
| 2014 | 2 | 18 | 2 | 2014 | 2 | 18 | 3 |  | 1019.232 | 45876.4158 | 45.0108 |  |  | #DIV/0! | 1823.7 | 1823.7 | 0 |  | 2014/02 | 2014-02-18 02:00 | 834.145 | -29.677 | 804.468
| 2014 | 2 | 18 | 3 | 2014 | 2 | 18 | 4 |  | 998 | 44530.76 | 44.62 | 1.06 | 47.5495 | 44.858 | 1803.21 | 1803.21 | 0 |  | 2014/02 | 2014-02-18 03:00 | 835.065 | -29.855 | 805.21
| 2014 | 2 | 18 | 4 | 2014 | 2 | 18 | 5 |  | 992 | 44015.04 | 44.37 | 11.278 | 550.3664 | 48.8 | 1808.578 | 1808.578 | 0 |  | 2014/02 | 2014-02-18 04:00 | 847.266 | -30.688 | 816.578
| 2014 | 2 | 18 | 5 | 2014 | 2 | 18 | 6 |  | 974.7 | 44816.706 | 45.98 | 29.723 | 1444.835 | 48.61 | 1825.023 | 1825.023 | 0 |  | 2014/02 | 2014-02-18 05:00 | 880.577 | -30.254 | 850.323
| 2014 | 2 | 18 | 6 | 2014 | 2 | 18 | 7 |  | 931.9 | 48691.775 | 52.25 | 43.04 | 2859.1472 | 66.43 | 1835.89 | 1835.89 | 0 |  | 2014/02 | 2014-02-18 06:00 | 933.527 | -29.537 | 903.99
| 2014 | 2 | 18 | 7 | 2014 | 2 | 18 | 8 |  | 863.6 | 67542.156 | 78.21 | 56.488 | 6304.6257 | 111.61 | 1859.788 | 1859.788 | 0 |  | 2014/02 | 2014-02-18 07:00 | 1030.426 | -34.238 | 996.188
| 2014 | 2 | 18 | 8 | 2014 | 2 | 18 | 9 |  | 823.7 | 67065.654 | 81.42 | 29.889 | 2487.6615 | 83.23 | 1849.039 | 1849.039 | 0 |  | 2014/02 | 2014-02-18 08:00 | 1061.86 | -36.521 | 1025.339
| 2014 | 2 | 18 | 9 | 2014 | 2 | 18 | 10 |  | 826.5 | 61103.145 | 73.93 | 23.347 | 1482.768 | 63.51 | 1842.947 | 1842.947 | 0 |  | 2014/02 | 2014-02-18 09:00 | 1054.441 | -37.994 | 1016.447
| 2014 | 2 | 18 | 10 | 2014 | 2 | 18 | 11 |  | 854.7 | 55675.158 | 65.14 | 5.222 | 346.3178 | 66.319 | 1825.822 | 1825.821 | -0.001 |  | 2014/02 | 2014-02-18 10:00 | 1008.052 | -36.931 | 971.121
| 2014 | 2 | 18 | 11 | 2014 | 2 | 18 | 12 |  | 931.602 | 59459.7431 | 63.8253 |  |  | #DIV/0! | 1820.3 | 1820.3 | 0 |  | 2014/02 | 2014-02-18 11:00 | 922.754 | -34.056 | 888.698
| 2014 | 2 | 18 | 12 | 2014 | 2 | 18 | 13 |  | 966.378 | 54192.5663 | 56.078 |  |  | #DIV/0! | 1802.6 | 1802.6 | 0 |  | 2014/02 | 2014-02-18 12:00 | 868.225 | -32.003 | 836.222
| 2014 | 2 | 18 | 13 | 2014 | 2 | 18 | 14 |  | 1002.657 | 52482.3101 | 52.3432 |  |  | #DIV/0! | 1819.5 | 1819.499 | -0.001 |  | 2014/02 | 2014-02-18 13:00 | 849.77 | -32.928 | 816.842
| 2014 | 2 | 18 | 14 | 2014 | 2 | 18 | 15 |  | 1038.451 | 47898.675 | 46.1251 |  |  | #DIV/0! | 1803.25 | 1803.25 | 0 |  | 2014/02 | 2014-02-18 14:00 | 796.006 | -31.207 | 764.799
| 2014 | 2 | 18 | 15 | 2014 | 2 | 18 | 16 |  | 1057.1 | 45571.581 | 43.11 | 45.821 | 2000.0866 | 43.65 | 1804.971 | 1804.972 | 0.001 |  | 2014/02 | 2014-02-18 15:00 | 777.372 | -29.5 | 747.872
| 2014 | 2 | 18 | 16 | 2014 | 2 | 18 | 17 |  | 1077.2 | 45619.42 | 42.35 | 61.51 | 2242.6546 | 36.46 | 1808.01 | 1808.01 | 0 |  | 2014/02 | 2014-02-18 16:00 | 759.337 | -28.527 | 730.81
| 2014 | 2 | 18 | 17 | 2014 | 2 | 18 | 18 |  | 1074.5 | 48427.715 | 45.07 | 120.508 | 4564.843 | 37.88 | 1813.408 | 1813.408 | 0 |  | 2014/02 | 2014-02-18 17:00 | 766.827 | -27.919 | 738.908
| 2014 | 2 | 18 | 18 | 2014 | 2 | 18 | 19 |  | 1050.8 | 55135.476 | 52.47 | 80.467 | 3162.3531 | 39.3 | 1807.217 | 1807.217 | 0 |  | 2014/02 | 2014-02-18 18:00 | 783.997 | -27.58 | 756.417
| 2014 | 2 | 18 | 19 | 2014 | 2 | 18 | 20 |  | 990.357 | 69729.5441 | 70.4085 |  |  | #DIV/0! | 1801.9 | 1801.899 | -0.001 |  | 2014/02 | 2014-02-18 19:00 | 842.346 | -30.804 | 811.542
| 2014 | 2 | 18 | 20 | 2014 | 2 | 18 | 21 |  | 966.312 | 62159.3719 | 64.3264 |  |  | #DIV/0! | 1820.55 | 1820.549 | -0.001 |  | 2014/02 | 2014-02-18 20:00 | 886.705 | -32.468 | 854.237
| 2014 | 2 | 18 | 21 | 2014 | 2 | 18 | 22 |  | 952.713 | 55462.4228 | 58.2152 |  |  | #DIV/0! | 1819.4 | 1819.4 | 0 |  | 2014/02 | 2014-02-18 21:00 | 899.017 | -32.33 | 866.687
| 2014 | 2 | 18 | 22 | 2014 | 2 | 18 | 23 |  | 951.4 | 48121.812 | 50.58 | 3.896 | 210.9294 | 54.14 | 1833.646 | 1833.645 | -0.001 |  | 2014/02 | 2014-02-18 22:00 | 914.607 | -32.362 | 882.245
| 2014 | 2 | 18 | 23 | 2014 | 2 | 18 | 24 |  | 971.5 | 43532.915 | 44.81 | 45.531 | 1890.9024 | 41.53 | 1840.431 | 1840.431 | 0 |  | 2014/02 | 2014-02-18 23:00 | 899.356 | -30.425 | 868.931
| 2014 | 2 | 18 | 0 | 2014 | 2 | 19 | 1 |  | 834.028 | 31445.2552 | 37.7029 |  |  | #DIV/0! | 1664.9 | 1664.9 | 0 |  | 2014/02 | 2014-02-19 | 861.691 | -30.819 | 830.872
| 2014 | 2 | 19 | 1 | 2014 | 2 | 19 | 2 |  | 596.069 | 22217.2208 | 37.2729 |  |  | #DIV/0! | 1394.75 | 1394.75 | 0 |  | 2014/02 | 2014-02-19 01:00 | 828.517 | -29.836 | 798.681
| 2014 | 2 | 19 | 2 | 2014 | 2 | 19 | 3 |  | 538.391 | 20211.9654 | 37.5414 |  |  | #DIV/0! | 1325.2 | 1325.199 | -0.001 |  | 2014/02 | 2014-02-19 02:00 | 815.47 | -28.662 | 786.808
| 2014 | 2 | 19 | 3 | 2014 | 2 | 19 | 4 |  | 537.105 | 19569.06 | 36.4343 |  |  | #DIV/0! | 1314.75 | 1314.75 | 0 |  | 2014/02 | 2014-02-19 03:00 | 805.228 | -27.583 | 777.645
| 2014 | 2 | 19 | 4 | 2014 | 2 | 19 | 5 |  | 539.509 | 19749.4489 | 36.6063 |  |  | #DIV/0! | 1307.6 | 1307.6 | 0 |  | 2014/02 | 2014-02-19 04:00 | 795.502 | -27.411 | 768.091
| 2014 | 2 | 19 | 5 | 2014 | 2 | 19 | 6 |  | 546.159 | 20593.2254 | 37.7055 |  |  | #DIV/0! | 1319.4 | 1319.401 | 0.001 |  | 2014/02 | 2014-02-19 05:00 | 802.035 | -28.793 | 773.242
| 2014 | 2 | 19 | 6 | 2014 | 2 | 19 | 7 |  | 729.7 | 29085.842 | 39.86 | 80.662 | 2747.3477 | 34.06 | 1533.512 | 1533.513 | 0.001 |  | 2014/02 | 2014-02-19 06:00 | 832.599 | -28.786 | 803.813
| 2014 | 2 | 19 | 7 | 2014 | 2 | 19 | 8 |  | 722.985 | 34822.8941 | 48.1654 |  |  | #DIV/0! | 1579.45 | 1579.45 | 0 |  | 2014/02 | 2014-02-19 07:00 | 888.342 | -31.877 | 856.465
| 2014 | 2 | 19 | 8 | 2014 | 2 | 19 | 9 |  | 713.564 | 41420.8749 | 58.0479 |  |  | #DIV/0! | 1585.55 | 1585.55 | 0 |  | 2014/02 | 2014-02-19 08:00 | 903.728 | -31.742 | 871.986
| 2014 | 2 | 19 | 9 | 2014 | 2 | 19 | 10 |  | 723.722 | 41644.3478 | 57.5419 |  |  | #DIV/0! | 1585.15 | 1585.15 | 0 |  | 2014/02 | 2014-02-19 09:00 | 891.859 | -30.431 | 861.428
| 2014 | 2 | 19 | 10 | 2014 | 2 | 19 | 11 |  | 754.806 | 43180.3358 | 57.2072 |  |  | #DIV/0! | 1588 | 1588.001 | 0.001 |  | 2014/02 | 2014-02-19 10:00 | 862.42 | -29.225 | 833.195
| 2014 | 2 | 19 | 11 | 2014 | 2 | 19 | 12 |  | 835.9 | 48666.098 | 58.22 | 39.215 | 2038.7878 | 51.99 | 1631.765 | 1631.765 | 0 |  | 2014/02 | 2014-02-19 11:00 | 825.267 | -29.402 | 795.865
| 2014 | 2 | 19 | 12 | 2014 | 2 | 19 | 13 |  | 888.64 | 46954.3124 | 52.8384 |  |  | #DIV/0! | 1652.15 | 1652.151 | 0.001 |  | 2014/02 | 2014-02-19 12:00 | 791.903 | -28.392 | 763.511
| 2014 | 2 | 19 | 13 | 2014 | 2 | 19 | 14 |  | 969.357 | 45806.645 | 47.2547 |  |  | #DIV/0! | 1712.85 | 1712.849 | -0.001 |  | 2014/02 | 2014-02-19 13:00 | 770.847 | -27.355 | 743.492
| 2014 | 2 | 19 | 14 | 2014 | 2 | 19 | 15 |  | 967.22 | 43362.013 | 44.8316 |  |  | #DIV/0! | 1706.85 | 1706.85 | 0 |  | 2014/02 | 2014-02-19 14:00 | 766.51 | -26.88 | 739.63
| 2014 | 2 | 19 | 15 | 2014 | 2 | 19 | 16 |  | 998.62 | 41976.8958 | 42.0349 |  |  | #DIV/0! | 1729 | 1728.999 | -0.001 |  | 2014/02 | 2014-02-19 15:00 | 756.338 | -25.959 | 730.379
| 2014 | 2 | 19 | 16 | 2014 | 2 | 19 | 17 |  | 1040.4 | 43332.66 | 41.65 | 38.753 | 1400.9209 | 36.15 | 1751.753 | 1751.752 | -0.001 |  | 2014/02 | 2014-02-19 16:00 | 735.834 | -24.482 | 711.352
| 2014 | 2 | 19 | 17 | 2014 | 2 | 19 | 18 |  | 1028.4 | 43984.668 | 42.77 | 28.528 | 1029.005 | 36.07 | 1744.228 | 1744.228 | 0 |  | 2014/02 | 2014-02-19 17:00 | 739.018 | -23.19 | 715.828
| 2014 | 2 | 19 | 18 | 2014 | 2 | 19 | 19 |  | 998.1 | 49316.121 | 49.41 | 29.911 | 1064.8316 | 35.6 | 1727.061 | 1727.062 | 0.001 |  | 2014/02 | 2014-02-19 18:00 | 751.401 | -22.439 | 728.962
| 2014 | 2 | 19 | 19 | 2014 | 2 | 19 | 20 |  | 991.946 | 69008.5881 | 69.5689 |  |  | #DIV/0! | 1762.55 | 1762.55 | 0 |  | 2014/02 | 2014-02-19 19:00 | 794.58 | -23.976 | 770.604
| 2014 | 2 | 19 | 20 | 2014 | 2 | 19 | 21 |  | 1003.958 | 62487.5033 | 62.2412 |  |  | #DIV/0! | 1812.15 | 1812.151 | 0.001 |  | 2014/02 | 2014-02-19 20:00 | 833.587 | -25.394 | 808.193
| 2014 | 2 | 19 | 21 | 2014 | 2 | 19 | 22 |  | 997.173 | 57218.8311 | 57.381 |  |  | #DIV/0! | 1831.7 | 1831.701 | 0.001 |  | 2014/02 | 2014-02-19 21:00 | 861.379 | -26.851 | 834.528
| 2014 | 2 | 19 | 22 | 2014 | 2 | 19 | 23 |  | 985.219 | 51824.9767 | 52.6025 |  |  | #DIV/0! | 1830.85 | 1830.85 | 0 |  | 2014/02 | 2014-02-19 22:00 | 873.02 | -27.389 | 845.631
| 2014 | 2 | 19 | 23 | 2014 | 2 | 19 | 24 |  | 988.148 | 39479.1234 | 39.9526 |  |  | #DIV/0! | 1822.4 | 1822.401 | 0.001 |  | 2014/02 | 2014-02-19 23:00 | 860.425 | -26.172 | 834.253
| 2014 | 2 | 19 | 0 | 2014 | 2 | 20 | 1 |  | 980.49 | 34027.7971 | 34.7049 |  |  | #DIV/0! | 1791.7 | 1791.7 | 0 |  | 2014/02 | 2014-02-20 | 835.403 | -24.193 | 811.21
| 2014 | 2 | 20 | 1 | 2014 | 2 | 20 | 2 |  | 949.568 | 36529.2095 | 38.4693 |  |  | #DIV/0! | 1745.35 | 1745.351 | 0.001 |  | 2014/02 | 2014-02-20 01:00 | 818.805 | -23.022 | 795.783
| 2014 | 2 | 20 | 2 | 2014 | 2 | 20 | 3 |  | 922.835 | 33900.6574 | 36.7353 |  |  | #DIV/0! | 1705.75 | 1705.75 | 0 |  | 2014/02 | 2014-02-20 02:00 | 804.951 | -22.036 | 782.915
| 2014 | 2 | 20 | 3 | 2014 | 2 | 20 | 4 |  | 874.866 | 31373.5492 | 35.861 |  |  | #DIV/0! | 1661.9 | 1661.9 | 0 |  | 2014/02 | 2014-02-20 03:00 | 810.72 | -23.686 | 787.034
| 2014 | 2 | 20 | 4 | 2014 | 2 | 20 | 5 |  | 777.802 | 28609.0787 | 36.782 |  |  | #DIV/0! | 1569.2 | 1569.201 | 0.001 |  | 2014/02 | 2014-02-20 04:00 | 817.285 | -25.886 | 791.399
| 2014 | 2 | 20 | 5 | 2014 | 2 | 20 | 6 |  | 825.13 | 31759.2537 | 38.49 | 96.022 | 3606.5863 | 37.56 | 1627.472 | 1627.473 | 0.001 |  | 2014/02 | 2014-02-20 05:00 | 829.362 | -27.019 | 802.343
| 2014 | 2 | 20 | 6 | 2014 | 2 | 20 | 7 |  | 843.5 | 35975.275 | 42.65 | 109.206 | 5363.1067 | 49.11 | 1683.106 | 1683.106 | 0 |  | 2014/02 | 2014-02-20 06:00 | 868.249 | -28.643 | 839.606
| 2014 | 2 | 20 | 7 | 2014 | 2 | 20 | 8 |  | 831.1 | 49259.297 | 59.27 | 85.306 | 9384.5131 | 110.01 | 1739.006 | 1739.006 | 0 |  | 2014/02 | 2014-02-20 07:00 | 940.852 | -32.946 | 907.906
| 2014 | 2 | 20 | 8 | 2014 | 2 | 20 | 9 |  | 854.3 | 60911.59 | 71.3 | 132.216 | 7220.3158 | 54.61 | 1788.066 | 1788.066 | 0 |  | 2014/02 | 2014-02-20 08:00 | 965.567 | -31.801 | 933.766
| 2014 | 2 | 20 | 9 | 2014 | 2 | 20 | 10 |  | 866.1 | 50995.968 | 58.88 | 126.878 | 5578.8257 | 43.97 | 1779.178 | 1779.178 | 0 |  | 2014/02 | 2014-02-20 09:00 | 943.457 | -30.379 | 913.078
| 2014 | 2 | 20 | 10 | 2014 | 2 | 20 | 11 |  | 896.4 | 51596.784 | 57.56 | 109.684 | 6298.0553 | 57.42 | 1783.534 | 1783.534 | 0 |  | 2014/02 | 2014-02-20 10:00 | 918.356 | -31.222 | 887.134
| 2014 | 2 | 20 | 11 | 2014 | 2 | 20 | 12 |  | 900.7 | 51574.082 | 57.26 | 39.557 | 2145.5717 | 54.24 | 1733.007 | 1733.007 | 0 |  | 2014/02 | 2014-02-20 11:00 | 862.231 | -29.924 | 832.307
| 2014 | 2 | 20 | 12 | 2014 | 2 | 20 | 13 |  | 937.9 | 50721.632 | 54.08 | 61.584 | 4838.6549 | 78.57 | 1716.584 | 1716.584 | 0 |  | 2014/02 | 2014-02-20 12:00 | 808.053 | -29.369 | 778.684
| 2014 | 2 | 20 | 13 | 2014 | 2 | 20 | 14 |  | 1003.4 | 49608.096 | 49.44 | 57.745 | 3104.3712 | 53.76 | 1750.195 | 1750.194 | -0.001 |  | 2014/02 | 2014-02-20 13:00 | 774.678 | -27.884 | 746.794
| 2014 | 2 | 20 | 14 | 2014 | 2 | 20 | 15 |  | 1022.8 | 48143.196 | 47.07 | 70.639 | 3556.6737 | 50.35 | 1749.789 | 1749.789 | 0 |  | 2014/02 | 2014-02-20 14:00 | 754.28 | -27.291 | 726.989
| 2014 | 2 | 20 | 15 | 2014 | 2 | 20 | 16 |  | 1039.3 | 45947.453 | 44.21 | 113.733 | 6105.1874 | 53.68 | 1744.533 | 1744.533 | 0 |  | 2014/02 | 2014-02-20 15:00 | 730.98 | -25.747 | 705.233
| 2014 | 2 | 20 | 16 | 2014 | 2 | 20 | 17 |  | 1050.3 | 45877.104 | 43.68 | 81.56 | 3881.4404 | 47.59 | 1738.96 | 1738.961 | 0.001 |  | 2014/02 | 2014-02-20 16:00 | 714.157 | -25.496 | 688.661
| 2014 | 2 | 20 | 17 | 2014 | 2 | 20 | 18 |  | 1053.1 | 47557.996 | 45.16 | 69.937 | 3184.2316 | 45.53 | 1739.687 | 1739.687 | 0 |  | 2014/02 | 2014-02-20 17:00 | 712.435 | -25.848 | 686.587
| 2014 | 2 | 20 | 18 | 2014 | 2 | 20 | 19 |  | 1050.7 | 61434.429 | 58.47 | 45.107 | 2597.7121 | 57.59 | 1746.957 | 1746.956 | -0.001 |  | 2014/02 | 2014-02-20 18:00 | 722.756 | -26.5 | 696.256
| 2014 | 2 | 20 | 19 | 2014 | 2 | 20 | 20 |  | 1005 | 68752.05 | 68.41 | 72.893 | 4221.2336 | 57.91 | 1737.443 | 1737.442 | -0.001 |  | 2014/02 | 2014-02-20 19:00 | 758.786 | -26.344 | 732.442
| 2014 | 2 | 20 | 20 | 2014 | 2 | 20 | 21 |  | 992 | 59450.56 | 59.93 | 83.299 | 5047.0864 | 60.59 | 1741.099 | 1741.099 | 0 |  | 2014/02 | 2014-02-20 20:00 | 775.119 | -26.02 | 749.099
| 2014 | 2 | 20 | 21 | 2014 | 2 | 20 | 22 |  | 987.6 | 57912.864 | 58.64 | 84.472 | 4882.4816 | 57.8 | 1729.572 | 1729.572 | 0 |  | 2014/02 | 2014-02-20 21:00 | 767.088 | -25.116 | 741.972
| 2014 | 2 | 20 | 22 | 2014 | 2 | 20 | 23 |  | 993.1 | 48125.626 | 48.46 | 66.968 | 3102.6274 | 46.33 | 1720.768 | 1720.768 | 0 |  | 2014/02 | 2014-02-20 22:00 | 751.448 | -23.78 | 727.668
| 2014 | 2 | 20 | 23 | 2014 | 2 | 20 | 24 |  | 997.2 | 38621.556 | 38.73 | 83.679 | 2760.5702 | 32.99 | 1695.329 | 1695.33 | 0.001 |  | 2014/02 | 2014-02-20 23:00 | 720.047 | -21.917 | 698.13
| 2014 | 2 | 20 | 0 | 2014 | 2 | 21 | 1 |  | 878.346 | 29902.1377 | 34.0437 |  |  | #DIV/0! | 1536.3 | 1536.3 | 0 |  | 2014/02 | 2014-02-21 | 679.878 | -21.924 | 657.954
| 2014 | 2 | 21 | 1 | 2014 | 2 | 21 | 2 |  | 893.776 | 31551.3003 | 35.3011 |  |  | #DIV/0! | 1501.2 | 1501.199 | -0.001 |  | 2014/02 | 2014-02-21 01:00 | 628.475 | -21.052 | 607.423
| 2014 | 2 | 21 | 2 | 2014 | 2 | 21 | 3 |  | 849.99 | 28997.8368 | 34.1155 |  |  | #DIV/0! | 1441.65 | 1441.65 | 0 |  | 2014/02 | 2014-02-21 02:00 | 611.531 | -19.871 | 591.66
| 2014 | 2 | 21 | 3 | 2014 | 2 | 21 | 4 |  | 839.391 | 27394.7068 | 32.6364 |  |  | #DIV/0! | 1406.75 | 1406.75 | 0 |  | 2014/02 | 2014-02-21 03:00 | 586.222 | -18.863 | 567.359
| 2014 | 2 | 21 | 4 | 2014 | 2 | 21 | 5 |  | 813.313 | 26499.5483 | 32.5822 |  |  | #DIV/0! | 1399.2 | 1399.2 | 0 |  | 2014/02 | 2014-02-21 04:00 | 604.071 | -18.184 | 585.887
| 2014 | 2 | 21 | 5 | 2014 | 2 | 21 | 6 |  | 768.425 | 25928.3643 | 33.7422 |  |  | #DIV/0! | 1377.85 | 1377.851 | 0.001 |  | 2014/02 | 2014-02-21 05:00 | 627.749 | -18.323 | 609.426
| 2014 | 2 | 21 | 6 | 2014 | 2 | 21 | 7 |  | 891.74 | 33431.3326 | 37.49 | 139.194 | 6036.8438 | 43.37 | 1549.894 | 1549.893 | -0.001 |  | 2014/02 | 2014-02-21 06:00 | 678.032 | -19.879 | 658.153
| 2014 | 2 | 21 | 7 | 2014 | 2 | 21 | 8 |  | 1010.825 | 49510.2085 | 48.98 | 178.926 | 12628.5971 | 70.58 | 1734.776 | 1734.776 | 0 |  | 2014/02 | 2014-02-21 07:00 | 746.611 | -22.66 | 723.951
| 2014 | 2 | 21 | 8 | 2014 | 2 | 21 | 9 |  | 967.3 | 51160.497 | 52.89 | 19.811 | 1160.5284 | 58.58 | 1736.261 | 1736.261 | 0 |  | 2014/02 | 2014-02-21 08:00 | 792.594 | -23.633 | 768.961
| 2014 | 2 | 21 | 9 | 2014 | 2 | 21 | 10 |  | 990.045 | 54107.5759 | 54.6516 |  |  | #DIV/0! | 1779.45 | 1779.45 | 0 |  | 2014/02 | 2014-02-21 09:00 | 813.624 | -24.219 | 789.405
| 2014 | 2 | 21 | 10 | 2014 | 2 | 21 | 11 |  | 992.295 | 53449.3854 | 53.8644 |  |  | #DIV/0! | 1804.3 | 1804.3 | 0 |  | 2014/02 | 2014-02-21 10:00 | 837.237 | -25.232 | 812.005
| 2014 | 2 | 21 | 11 | 2014 | 2 | 21 | 12 |  | 974.656 | 56128.5107 | 57.588 |  |  | #DIV/0! | 1759.15 | 1759.149 | -0.001 |  | 2014/02 | 2014-02-21 11:00 | 810.458 | -25.965 | 784.493
| 2014 | 2 | 21 | 12 | 2014 | 2 | 21 | 13 |  | 979.309 | 54970.3692 | 56.1318 |  |  | #DIV/0! | 1745.9 | 1745.9 | 0 |  | 2014/02 | 2014-02-21 12:00 | 793.818 | -27.227 | 766.591
| 2014 | 2 | 21 | 13 | 2014 | 2 | 21 | 14 |  | 974.686 | 51221.1565 | 52.5514 |  |  | #DIV/0! | 1728.2 | 1728.199 | -0.001 |  | 2014/02 | 2014-02-21 13:00 | 780.571 | -27.058 | 753.513
| 2014 | 2 | 21 | 14 | 2014 | 2 | 21 | 15 |  | 1010.955 | 51280.6122 | 50.7249 |  |  | #DIV/0! | 1748.55 | 1748.551 | 0.001 |  | 2014/02 | 2014-02-21 14:00 | 764.502 | -26.906 | 737.596
| 2014 | 2 | 21 | 15 | 2014 | 2 | 21 | 16 |  | 1010.971 | 48330.8825 | 47.8064 |  |  | #DIV/0! | 1740.7 | 1740.7 | 0 |  | 2014/02 | 2014-02-21 15:00 | 756.731 | -27.002 | 729.729
| 2014 | 2 | 21 | 16 | 2014 | 2 | 21 | 17 |  | 999.4 | 45492.688 | 45.52 | 14.636 | 574.9021 | 39.28 | 1712.236 | 1712.236 | 0 |  | 2014/02 | 2014-02-21 16:00 | 738.484 | -25.648 | 712.836
| 2014 | 2 | 21 | 17 | 2014 | 2 | 21 | 18 |  | 985.9 | 46583.775 | 47.25 | 27.683 | 1022.3332 | 36.93 | 1706.433 | 1706.433 | 0 |  | 2014/02 | 2014-02-21 17:00 | 746.458 | -25.925 | 720.533
| 2014 | 2 | 21 | 18 | 2014 | 2 | 21 | 19 |  | 966.6 | 56420.442 | 58.37 | 103.75 | 3698.6875 | 35.65 | 1709.8 | 1709.8 | 0 |  | 2014/02 | 2014-02-21 18:00 | 768.16 | -24.96 | 743.2
| 2014 | 2 | 21 | 19 | 2014 | 2 | 21 | 20 |  | 920.1 | 72191.046 | 78.46 | 73.423 | 3609.4747 | 49.16 | 1717.973 | 1717.973 | 0 |  | 2014/02 | 2014-02-21 19:00 | 824.614 | -26.741 | 797.873
| 2014 | 2 | 21 | 20 | 2014 | 2 | 21 | 21 |  | 907 | 56497.03 | 62.29 | 48.914 | 2955.3839 | 60.42 | 1731.214 | 1731.215 | 0.001 |  | 2014/02 | 2014-02-21 20:00 | 851.565 | -27.35 | 824.215
| 2014 | 2 | 21 | 21 | 2014 | 2 | 21 | 22 |  | 935.8 | 56643.974 | 60.53 | 58.726 | 3040.8323 | 51.78 | 1778.326 | 1778.327 | 0.001 |  | 2014/02 | 2014-02-21 21:00 | 869.671 | -27.144 | 842.527
| 2014 | 2 | 21 | 22 | 2014 | 2 | 21 | 23 |  | 942.5 | 51403.95 | 54.54 | 86 | 4636.26 | 53.91 | 1799.3 | 1799.3 | 0 |  | 2014/02 | 2014-02-21 22:00 | 882.985 | -26.185 | 856.8
| 2014 | 2 | 21 | 23 | 2014 | 2 | 21 | 24 |  | 961.7 | 46248.153 | 48.09 | 99.053 | 3919.5272 | 39.57 | 1822.353 | 1822.353 | 0 |  | 2014/02 | 2014-02-21 23:00 | 886.966 | -26.313 | 860.653
| 2014 | 2 | 21 | 0 | 2014 | 2 | 22 | 1 |  | 989.3 | 41481.349 | 41.93 | 166.316 | 5819.3968 | 34.99 | 1843.016 | 1843.017 | 0.001 |  | 2014/02 | 2014-02-22 | 878.908 | -25.191 | 853.717
| 2014 | 2 | 22 | 1 | 2014 | 2 | 22 | 2 |  | 932.6 | 47105.626 | 50.51 | 185.374 | 9012.8839 | 48.62 | 1771.324 | 1771.323 | -0.001 |  | 2014/02 | 2014-02-22 01:00 | 863.646 | -24.923 | 838.723
| 2014 | 2 | 22 | 2 | 2014 | 2 | 22 | 3 |  | 793.8 | 37022.832 | 46.64 | 104.9 | 4327.125 | 41.25 | 1633.35 | 1633.35 | 0 |  | 2014/02 | 2014-02-22 02:00 | 863.676 | -24.126 | 839.55
| 2014 | 2 | 22 | 3 | 2014 | 2 | 22 | 4 |  | 860.1 | 35909.175 | 41.75 | 188.207 | 6702.0513 | 35.61 | 1705.457 | 1705.458 | 0.001 |  | 2014/02 | 2014-02-22 03:00 | 870.095 | -24.737 | 845.358
| 2014 | 2 | 22 | 4 | 2014 | 2 | 22 | 5 |  | 917.4 | 38173.014 | 41.61 | 227.477 | 8516.7389 | 37.44 | 1773.127 | 1773.128 | 0.001 |  | 2014/02 | 2014-02-22 04:00 | 881.078 | -25.35 | 855.728
| 2014 | 2 | 22 | 5 | 2014 | 2 | 22 | 6 |  | 936 | 38797.2 | 41.45 | 227.366 | 7912.3368 | 34.8 | 1805.766 | 1805.765 | -0.001 |  | 2014/02 | 2014-02-22 05:00 | 896.002 | -26.237 | 869.765
| 2014 | 2 | 22 | 6 | 2014 | 2 | 22 | 7 |  | 938.9 | 39687.303 | 42.27 | 238.961 | 8755.531 | 36.64 | 1829.961 | 1829.96 | -0.001 |  | 2014/02 | 2014-02-22 06:00 | 918.444 | -27.384 | 891.06
| 2014 | 2 | 22 | 7 | 2014 | 2 | 22 | 8 |  | 928.43 | 44629.6301 | 48.07 | 210.814 | 8780.4031 | 41.65 | 1851.914 | 1851.915 | 0.001 |  | 2014/02 | 2014-02-22 07:00 | 952.332 | -28.847 | 923.485
| 2014 | 2 | 22 | 8 | 2014 | 2 | 22 | 9 |  | 913.3 | 49217.737 | 53.89 | 173.249 | 9433.4081 | 54.45 | 1862.999 | 1862.999 | 0 |  | 2014/02 | 2014-02-22 08:00 | 979.2 | -29.501 | 949.699
| 2014 | 2 | 22 | 9 | 2014 | 2 | 22 | 10 |  | 894.3 | 48462.117 | 54.19 | 155.746 | 8309.0491 | 53.35 | 1847.546 | 1847.546 | 0 |  | 2014/02 | 2014-02-22 09:00 | 984.118 | -30.872 | 953.246
| 2014 | 2 | 22 | 10 | 2014 | 2 | 22 | 11 |  | 909 | 49567.77 | 54.53 | 126.579 | 5606.1839 | 44.29 | 1816.779 | 1816.779 | 0 |  | 2014/02 | 2014-02-22 10:00 | 936.212 | -28.433 | 907.779
| 2014 | 2 | 22 | 11 | 2014 | 2 | 22 | 12 |  | 872.4 | 46036.548 | 52.77 | 74.606 | 2952.9055 | 39.58 | 1700.506 | 1700.506 | 0 |  | 2014/02 | 2014-02-22 11:00 | 854.501 | -26.395 | 828.106
| 2014 | 2 | 22 | 12 | 2014 | 2 | 22 | 13 |  | 914.5 | 42999.79 | 47.02 | 112.549 | 4177.8189 | 37.12 | 1681.449 | 1681.449 | 0 |  | 2014/02 | 2014-02-22 12:00 | 792.207 | -25.258 | 766.949
| 2014 | 2 | 22 | 13 | 2014 | 2 | 22 | 14 |  | 946.2 | 40364.892 | 42.66 | 105.576 | 3849.301 | 36.46 | 1663.326 | 1663.326 | 0 |  | 2014/02 | 2014-02-22 13:00 | 740.958 | -23.832 | 717.126
| 2014 | 2 | 22 | 14 | 2014 | 2 | 22 | 15 |  | 937.4 | 35911.794 | 38.31 | 139.497 | 4839.1509 | 34.69 | 1624.247 | 1624.247 | 0 |  | 2014/02 | 2014-02-22 14:00 | 709.423 | -22.576 | 686.847
| 2014 | 2 | 22 | 15 | 2014 | 2 | 22 | 16 |  | 891.5 | 32530.835 | 36.49 | 112.649 | 3607.021 | 32.02 | 1546.849 | 1546.849 | 0 |  | 2014/02 | 2014-02-22 15:00 | 676.288 | -20.939 | 655.349
| 2014 | 2 | 22 | 16 | 2014 | 2 | 22 | 17 |  | 826.935 | 28959.2637 | 35.02 | 27.872 | 826.9622 | 29.67 | 1473.622 | 1473.622 | 0 |  | 2014/02 | 2014-02-22 16:00 | 666.787 | -20.1 | 646.687
| 2014 | 2 | 22 | 17 | 2014 | 2 | 22 | 18 |  | 978.7 | 36162.965 | 36.95 | 224.903 | 6684.1172 | 29.72 | 1626.803 | 1626.803 | 0 |  | 2014/02 | 2014-02-22 17:00 | 668.533 | -20.43 | 648.103
| 2014 | 2 | 22 | 18 | 2014 | 2 | 22 | 19 |  | 1077.2 | 47278.308 | 43.89 | 363.558 | 10612.258 | 29.19 | 1737.158 | 1737.158 | 0 |  | 2014/02 | 2014-02-22 18:00 | 681.181 | -21.223 | 659.958
| 2014 | 2 | 22 | 19 | 2014 | 2 | 22 | 20 |  | 1030.4 | 56218.624 | 54.56 | 313.187 | 13545.3378 | 43.25 | 1731.237 | 1731.237 | 0 |  | 2014/02 | 2014-02-22 19:00 | 724.887 | -24.05 | 700.837
| 2014 | 2 | 22 | 20 | 2014 | 2 | 22 | 21 |  | 1010.7 | 52596.828 | 52.04 | 221.762 | 9351.7035 | 42.17 | 1751.812 | 1751.812 | 0 |  | 2014/02 | 2014-02-22 20:00 | 766.295 | -25.183 | 741.112
| 2014 | 2 | 22 | 21 | 2014 | 2 | 22 | 22 |  | 1004.7 | 52465.434 | 52.22 | 168.864 | 5737.9987 | 33.98 | 1763.564 | 1763.565 | 0.001 |  | 2014/02 | 2014-02-22 21:00 | 784.727 | -25.862 | 758.865
| 2014 | 2 | 22 | 22 | 2014 | 2 | 22 | 23 |  | 1007.9 | 47099.167 | 46.73 | 210.429 | 7236.6533 | 34.39 | 1773.479 | 1773.479 | 0 |  | 2014/02 | 2014-02-22 22:00 | 790.28 | -24.701 | 765.579
| 2014 | 2 | 22 | 23 | 2014 | 2 | 22 | 24 |  | 1019.9 | 42397.243 | 41.57 | 274.557 | 8923.1025 | 32.5 | 1791.957 | 1791.957 | 0 |  | 2014/02 | 2014-02-22 23:00 | 796.502 | -24.445 | 772.057
| 2014 | 2 | 22 | 0 | 2014 | 2 | 23 | 1 |  | 948.5 | 34971.195 | 36.87 | 225.677 | 7205.8666 | 31.93 | 1708.927 | 1708.927 | 0 |  | 2014/02 | 2014-02-23 | 784.198 | -23.771 | 760.427
| 2014 | 2 | 23 | 1 | 2014 | 2 | 23 | 2 |  | 1018.8 | 39682.26 | 38.95 | 323.185 | 11069.0863 | 34.25 | 1775.435 | 1775.434 | -0.001 |  | 2014/02 | 2014-02-23 01:00 | 779.374 | -22.74 | 756.634
| 2014 | 2 | 23 | 2 | 2014 | 2 | 23 | 3 |  | 776.2 | 29029.88 | 37.4 | 146.083 | 4949.292 | 33.88 | 1531.333 | 1531.333 | 0 |  | 2014/02 | 2014-02-23 02:00 | 778.397 | -23.264 | 755.133
| 2014 | 2 | 23 | 3 | 2014 | 2 | 23 | 4 |  | 734.2 | 26379.806 | 35.93 | 127.01 | 3882.6957 | 30.57 | 1488.11 | 1488.11 | 0 |  | 2014/02 | 2014-02-23 03:00 | 777.837 | -23.927 | 753.91
| 2014 | 2 | 23 | 4 | 2014 | 2 | 23 | 5 |  | 787.9 | 27639.532 | 35.08 | 210.316 | 6187.4967 | 29.42 | 1547.716 | 1547.716 | 0 |  | 2014/02 | 2014-02-23 04:00 | 783.522 | -23.706 | 759.816
| 2014 | 2 | 23 | 5 | 2014 | 2 | 23 | 6 |  | 738.85 | 25711.98 | 34.8 | 159.569 | 4627.501 | 29 | 1503.519 | 1503.519 | 0 |  | 2014/02 | 2014-02-23 05:00 | 788.768 | -24.099 | 764.669
| 2014 | 2 | 23 | 6 | 2014 | 2 | 23 | 7 |  | 837.275 | 30016.3088 | 35.85 | 287.541 | 9422.7186 | 32.77 | 1610.841 | 1610.84 | -0.001 |  | 2014/02 | 2014-02-23 06:00 | 797.679 | -24.114 | 773.565
| 2014 | 2 | 23 | 7 | 2014 | 2 | 23 | 8 |  | 921.73 | 35108.6957 | 38.09 | 296.589 | 10173.0027 | 34.3 | 1722.389 | 1722.39 | 0.001 |  | 2014/02 | 2014-02-23 07:00 | 825.826 | -25.166 | 800.66
| 2014 | 2 | 23 | 8 | 2014 | 2 | 23 | 9 |  | 963 | 37402.92 | 38.84 | 303.348 | 9968.0153 | 32.86 | 1773.648 | 1773.649 | 0.001 |  | 2014/02 | 2014-02-23 08:00 | 834.404 | -23.755 | 810.649
| 2014 | 2 | 23 | 9 | 2014 | 2 | 23 | 10 |  | 959.8 | 38660.744 | 40.28 | 260.622 | 9457.9724 | 36.29 | 1789.522 | 1789.522 | 0 |  | 2014/02 | 2014-02-23 09:00 | 854.443 | -24.721 | 829.722
| 2014 | 2 | 23 | 10 | 2014 | 2 | 23 | 11 |  | 960.1 | 40660.235 | 42.35 | 153.467 | 5501.7919 | 35.85 | 1763.067 | 1763.067 | 0 |  | 2014/02 | 2014-02-23 10:00 | 828.186 | -25.219 | 802.967
| 2014 | 2 | 23 | 11 | 2014 | 2 | 23 | 12 |  | 986.1 | 40814.679 | 41.39 | 114.601 | 3807.0452 | 33.22 | 1713.351 | 1713.351 | 0 |  | 2014/02 | 2014-02-23 11:00 | 750.734 | -23.483 | 727.251
| 2014 | 2 | 23 | 12 | 2014 | 2 | 23 | 13 |  | 1013 | 41543.13 | 41.01 | 170.124 | 5103.72 | 30 | 1695.574 | 1695.573 | -0.001 |  | 2014/02 | 2014-02-23 12:00 | 703.829 | -21.256 | 682.573
| 2014 | 2 | 23 | 13 | 2014 | 2 | 23 | 14 |  | 1083.1 | 44125.494 | 40.74 | 287.5 | 8820.5 | 30.68 | 1737.95 | 1737.95 | 0 |  | 2014/02 | 2014-02-23 13:00 | 674.669 | -19.819 | 654.85
| 2014 | 2 | 23 | 14 | 2014 | 2 | 23 | 15 |  | 1088.5 | 43246.105 | 39.73 | 360.216 | 10298.5754 | 28.59 | 1728.816 | 1728.817 | 0.001 |  | 2014/02 | 2014-02-23 14:00 | 659.024 | -18.707 | 640.317
| 2014 | 2 | 23 | 15 | 2014 | 2 | 23 | 16 |  | 1047.5 | 39679.3 | 37.88 | 361.242 | 9800.4955 | 27.13 | 1674.342 | 1674.343 | 0.001 |  | 2014/02 | 2014-02-23 15:00 | 644.672 | -17.829 | 626.843
| 2014 | 2 | 23 | 16 | 2014 | 2 | 23 | 17 |  | 1031.7 | 38080.047 | 36.91 | 387.145 | 9999.9554 | 25.83 | 1657.095 | 1657.095 | 0 |  | 2014/02 | 2014-02-23 16:00 | 643.009 | -17.614 | 625.395
| 2014 | 2 | 23 | 17 | 2014 | 2 | 23 | 18 |  | 1094.1 | 42801.192 | 39.12 | 425.311 | 11887.4425 | 27.95 | 1742.911 | 1742.91 | -0.001 |  | 2014/02 | 2014-02-23 17:00 | 667.929 | -19.119 | 648.81
| 2014 | 2 | 23 | 18 | 2014 | 2 | 23 | 19 |  | 1073.5 | 48318.235 | 45.01 | 433.927 | 12254.0985 | 28.24 | 1753.227 | 1753.226 | -0.001 |  | 2014/02 | 2014-02-23 18:00 | 700.83 | -21.104 | 679.726
| 2014 | 2 | 23 | 19 | 2014 | 2 | 23 | 20 |  | 1025.8 | 61065.874 | 59.53 | 362.653 | 14382.818 | 39.66 | 1764.953 | 1764.952 | -0.001 |  | 2014/02 | 2014-02-23 19:00 | 763.264 | -24.112 | 739.152
| 2014 | 2 | 23 | 20 | 2014 | 2 | 23 | 21 |  | 993.8 | 57650.338 | 58.01 | 238.612 | 8704.5658 | 36.48 | 1780.362 | 1780.362 | 0 |  | 2014/02 | 2014-02-23 20:00 | 812.923 | -26.361 | 786.562
| 2014 | 2 | 23 | 21 | 2014 | 2 | 23 | 22 |  | 982.8 | 54997.488 | 55.96 | 205.055 | 7857.7076 | 38.32 | 1790.655 | 1790.655 | 0 |  | 2014/02 | 2014-02-23 21:00 | 835.673 | -27.818 | 807.855
| 2014 | 2 | 23 | 22 | 2014 | 2 | 23 | 23 |  | 986.8 | 54530.568 | 55.26 | 231.879 | 7939.537 | 34.24 | 1770.029 | 1770.028 | -0.001 |  | 2014/02 | 2014-02-23 22:00 | 809.996 | -26.768 | 783.228
| 2014 | 2 | 23 | 23 | 2014 | 2 | 23 | 24 |  | 1000.3 | 47844.349 | 47.83 | 345.551 | 12315.4376 | 35.64 | 1773.001 | 1773.001 | 0 |  | 2014/02 | 2014-02-23 23:00 | 799.114 | -26.413 | 772.701
| 2014 | 2 | 23 | 0 | 2014 | 2 | 24 | 1 |  | 1014.5 | 42659.725 | 42.05 | 320.863 | 9577.7606 | 29.85 | 1775.613 | 1775.613 | 0 |  | 2014/02 | 2014-02-24 | 787.062 | -25.949 | 761.113
| 2014 | 2 | 24 | 1 | 2014 | 2 | 24 | 2 |  | 973 | 40661.67 | 41.79 | 299.304 | 9332.2987 | 31.18 | 1732.504 | 1732.505 | 0.001 |  | 2014/02 | 2014-02-24 01:00 | 783.537 | -24.032 | 759.505
| 2014 | 2 | 24 | 2 | 2014 | 2 | 24 | 3 |  | 962.6 | 38802.406 | 40.31 | 304.49 | 7904.5604 | 25.96 | 1730.19 | 1730.19 | 0 |  | 2014/02 | 2014-02-24 02:00 | 791.67 | -24.08 | 767.59
| 2014 | 2 | 24 | 3 | 2014 | 2 | 24 | 4 |  | 860 | 34460.2 | 40.07 | 289.249 | 8182.8542 | 28.29 | 1637.149 | 1637.149 | 0 |  | 2014/02 | 2014-02-24 03:00 | 800.589 | -23.44 | 777.149
| 2014 | 2 | 24 | 4 | 2014 | 2 | 24 | 5 |  | 838.4 | 33636.608 | 40.12 | 305.402 | 8679.5248 | 28.42 | 1646.152 | 1646.152 | 0 |  | 2014/02 | 2014-02-24 04:00 | 831.822 | -24.07 | 807.752
| 2014 | 2 | 24 | 5 | 2014 | 2 | 24 | 6 |  | 875.9 | 34746.953 | 39.67 | 305.256 | 9240.0991 | 30.27 | 1706.706 | 1706.706 | 0 |  | 2014/02 | 2014-02-24 05:00 | 856.434 | -25.628 | 830.806
| 2014 | 2 | 24 | 6 | 2014 | 2 | 24 | 7 |  | 844.2 | 42446.376 | 50.28 | 184.141 | 6498.3359 | 35.29 | 1736.991 | 1736.991 | 0 |  | 2014/02 | 2014-02-24 06:00 | 920.059 | -27.268 | 892.791
| 2014 | 2 | 24 | 7 | 2014 | 2 | 24 | 8 |  | 754.8 | 46329.624 | 61.38 | 80.1 | 6233.382 | 77.82 | 1739.1 | 1739.1 | 0 |  | 2014/02 | 2014-02-24 07:00 | 1019.098 | -34.798 | 984.3
| 2014 | 2 | 24 | 8 | 2014 | 2 | 24 | 9 |  | 707.3 | 54829.896 | 77.52 | 15.886 | 940.1335 | 59.18 | 1725.186 | 1725.186 | 0 |  | 2014/02 | 2014-02-24 08:00 | 1056.028 | -38.142 | 1017.886
| 2014 | 2 | 24 | 9 | 2014 | 2 | 24 | 10 |  | 712.403 | 50047.1516 | 70.2512 |  |  | #DIV/0! | 1726.75 | 1726.749 | -0.001 |  | 2014/02 | 2014-02-24 09:00 | 1053.521 | -39.175 | 1014.346
| 2014 | 2 | 24 | 10 | 2014 | 2 | 24 | 11 |  | 758.981 | 52766.2037 | 69.5224 |  |  | #DIV/0! | 1744.45 | 1744.45 | 0 |  | 2014/02 | 2014-02-24 10:00 | 1024.326 | -38.857 | 985.469
| 2014 | 2 | 24 | 11 | 2014 | 2 | 24 | 12 |  | 773.554 | 53368.0834 | 68.9908 |  |  | #DIV/0! | 1711.7 | 1711.701 | 0.001 |  | 2014/02 | 2014-02-24 11:00 | 975.876 | -37.729 | 938.147
| 2014 | 2 | 24 | 12 | 2014 | 2 | 24 | 13 |  | 802.1 | 51262.211 | 63.91 | 22.68 | 1177.7724 | 51.93 | 1698.88 | 1698.88 | 0 |  | 2014/02 | 2014-02-24 12:00 | 933.879 | -37.099 | 896.78
| 2014 | 2 | 24 | 13 | 2014 | 2 | 24 | 14 |  | 848.636 | 48182.3841 | 56.7763 |  |  | #DIV/0! | 1705.55 | 1705.551 | 0.001 |  | 2014/02 | 2014-02-24 13:00 | 890.706 | -33.791 | 856.915
| 2014 | 2 | 24 | 14 | 2014 | 2 | 24 | 15 |  | 861.065 | 46628.514 | 54.1521 |  |  | #DIV/0! | 1686.3 | 1686.3 | 0 |  | 2014/02 | 2014-02-24 14:00 | 856.79 | -31.555 | 825.235
| 2014 | 2 | 24 | 15 | 2014 | 2 | 24 | 16 |  | 884.3 | 47327.736 | 53.52 | 6.278 | 267.5684 | 42.62 | 1692.678 | 1692.678 | 0 |  | 2014/02 | 2014-02-24 15:00 | 838.505 | -30.127 | 808.378
| 2014 | 2 | 24 | 16 | 2014 | 2 | 24 | 17 |  | 898.9 | 47390.008 | 52.72 | 14.439 | 618.5668 | 42.84 | 1693.789 | 1693.789 | 0 |  | 2014/02 | 2014-02-24 16:00 | 824.04 | -29.151 | 794.889
| 2014 | 2 | 24 | 17 | 2014 | 2 | 24 | 18 |  | 891.521 | 49880.4347 | 55.9498 |  |  | #DIV/0! | 1693.55 | 1693.55 | 0 |  | 2014/02 | 2014-02-24 17:00 | 833.447 | -31.418 | 802.029
| 2014 | 2 | 24 | 18 | 2014 | 2 | 24 | 19 |  | 852.6 | 59758.734 | 70.09 | 0.816 | 44.2296 | 54.203 | 1694.666 | 1694.666 | 0 |  | 2014/02 | 2014-02-24 18:00 | 875.077 | -33.011 | 842.066
| 2014 | 2 | 24 | 19 | 2014 | 2 | 24 | 20 |  | 811.875 | 85790.91 | 105.6701 |  |  | #DIV/0! | 1710.15 | 1710.15 | 0 |  | 2014/02 | 2014-02-24 19:00 | 934.237 | -35.962 | 898.275
| 2014 | 2 | 24 | 20 | 2014 | 2 | 24 | 21 |  | 764.54 | 78907.6134 | 103.2093 |  |  | #DIV/0! | 1710.45 | 1710.449 | -0.001 |  | 2014/02 | 2014-02-24 20:00 | 988.002 | -42.093 | 945.909
| 2014 | 2 | 24 | 21 | 2014 | 2 | 24 | 22 |  | 763.712 | 76165.5274 | 99.7307 |  |  | #DIV/0! | 1714.45 | 1714.45 | 0 |  | 2014/02 | 2014-02-24 21:00 | 991.347 | -40.609 | 950.738
| 2014 | 2 | 24 | 22 | 2014 | 2 | 24 | 23 |  | 747.3 | 57728.925 | 77.25 | 5.743 | 292.089 | 50.86 | 1700.043 | 1700.044 | 0.001 |  | 2014/02 | 2014-02-24 22:00 | 991.43 | -38.686 | 952.744
| 2014 | 2 | 24 | 23 | 2014 | 2 | 24 | 24 |  | 767.5 | 46671.675 | 60.81 | 67.979 | 2882.3096 | 42.4 | 1711.979 | 1711.979 | 0 |  | 2014/02 | 2014-02-24 23:00 | 980.848 | -36.369 | 944.479
| 2014 | 2 | 24 | 0 | 2014 | 2 | 25 | 1 |  | 798.8 | 38526.124 | 48.23 | 308.134 | 11924.7858 | 38.7 | 1709.584 | 1709.584 | 0 |  | 2014/02 | 2014-02-25 | 947.643 | -36.859 | 910.784
| 2014 | 2 | 25 | 1 | 2014 | 2 | 25 | 2 |  | 749.1 | 34114.014 | 45.54 | 495.746 | 22814.2309 | 46.02 | 1647.846 | 1647.847 | 0.001 |  | 2014/02 | 2014-02-25 01:00 | 932.713 | -33.966 | 898.747
| 2014 | 2 | 25 | 2 | 2014 | 2 | 25 | 3 |  | 759.7 | 33571.143 | 44.19 | 732.684 | 33381.083 | 45.56 | 1668.134 | 1668.135 | 0.001 |  | 2014/02 | 2014-02-25 02:00 | 941.676 | -33.241 | 908.435
| 2014 | 2 | 25 | 3 | 2014 | 2 | 25 | 4 |  | 761.2 | 33454.74 | 43.95 | 730.787 | 33170.4219 | 45.39 | 1672.337 | 1672.337 | 0 |  | 2014/02 | 2014-02-25 03:00 | 944.037 | -32.9 | 911.137
| 2014 | 2 | 25 | 4 | 2014 | 2 | 25 | 5 |  | 753.3 | 33212.997 | 44.09 | 718.606 | 33903.8311 | 47.18 | 1659.756 | 1659.756 | 0 |  | 2014/02 | 2014-02-25 04:00 | 937.813 | -31.357 | 906.456
| 2014 | 2 | 25 | 5 | 2014 | 2 | 25 | 6 |  | 735.4 | 33468.054 | 45.51 | 716.387 | 32810.5246 | 45.8 | 1650.537 | 1650.537 | 0 |  | 2014/02 | 2014-02-25 05:00 | 946.4 | -31.263 | 915.137
| 2014 | 2 | 25 | 6 | 2014 | 2 | 25 | 7 |  | 691.1 | 36725.054 | 53.14 | 719.111 | 35524.0834 | 49.4 | 1629.561 | 1629.561 | 0 |  | 2014/02 | 2014-02-25 06:00 | 971.071 | -32.61 | 938.461
| 2014 | 2 | 25 | 7 | 2014 | 2 | 25 | 8 |  | 613 | 47838.52 | 78.04 | 711.852 | 66572.399 | 93.52 | 1624.152 | 1624.151 | -0.001 |  | 2014/02 | 2014-02-25 07:00 | 1049.6 | -38.449 | 1011.151
| 2014 | 2 | 25 | 8 | 2014 | 2 | 25 | 9 |  | 578.2 | 55489.854 | 95.97 | 700.193 | 59110.2931 | 84.42 | 1611.793 | 1611.793 | 0 |  | 2014/02 | 2014-02-25 08:00 | 1073.195 | -39.602 | 1033.593
| 2014 | 2 | 25 | 9 | 2014 | 2 | 25 | 10 |  | 582.3 | 41913.954 | 71.98 | 695.173 | 46117.7768 | 66.34 | 1608.373 | 1608.373 | 0 |  | 2014/02 | 2014-02-25 09:00 | 1066.145 | -40.072 | 1026.073
| 2014 | 2 | 25 | 10 | 2014 | 2 | 25 | 11 |  | 609.8 | 41582.262 | 68.19 | 737.804 | 47300.6144 | 64.11 | 1648.004 | 1648.004 | 0 |  | 2014/02 | 2014-02-25 10:00 | 1079.968 | -41.764 | 1038.204
| 2014 | 2 | 25 | 11 | 2014 | 2 | 25 | 12 |  | 651 | 43408.68 | 66.68 | 745.995 | 73122.4299 | 98.02 | 1671.595 | 1671.594 | -0.001 |  | 2014/02 | 2014-02-25 11:00 | 1064.309 | -43.715 | 1020.594
| 2014 | 2 | 25 | 12 | 2014 | 2 | 25 | 13 |  | 695.8 | 42603.834 | 61.23 | 755.495 | 74212.2738 | 98.23 | 1687.245 | 1687.245 | 0 |  | 2014/02 | 2014-02-25 12:00 | 1033.068 | -41.623 | 991.445
| 2014 | 2 | 25 | 13 | 2014 | 2 | 25 | 14 |  | 728.3 | 41374.723 | 56.81 | 760.073 | 47185.3318 | 62.08 | 1688.673 | 1688.673 | 0 |  | 2014/02 | 2014-02-25 13:00 | 999.971 | -39.598 | 960.373
| 2014 | 2 | 25 | 14 | 2014 | 2 | 25 | 15 |  | 754.2 | 41820.39 | 55.45 | 754.861 | 38497.911 | 51 | 1681.961 | 1681.961 | 0 |  | 2014/02 | 2014-02-25 14:00 | 964.574 | -36.813 | 927.761
| 2014 | 2 | 25 | 15 | 2014 | 2 | 25 | 16 |  | 778.2 | 40201.812 | 51.66 | 727.25 | 34784.3675 | 47.83 | 1660.95 | 1660.949 | -0.001 |  | 2014/02 | 2014-02-25 15:00 | 915.36 | -32.611 | 882.749
| 2014 | 2 | 25 | 16 | 2014 | 2 | 25 | 17 |  | 794.8 | 40614.28 | 51.1 | 692.263 | 31221.0613 | 45.1 | 1664.113 | 1664.113 | 0 |  | 2014/02 | 2014-02-25 16:00 | 901.287 | -31.974 | 869.313
| 2014 | 2 | 25 | 17 | 2014 | 2 | 25 | 18 |  | 788.8 | 41830.064 | 53.03 | 652.22 | 29245.5448 | 44.84 | 1655.72 | 1655.72 | 0 |  | 2014/02 | 2014-02-25 17:00 | 900.631 | -33.711 | 866.92
| 2014 | 2 | 25 | 18 | 2014 | 2 | 25 | 19 |  | 759.3 | 47061.414 | 61.98 | 624.498 | 51902.0288 | 83.11 | 1646.198 | 1646.197 | -0.001 |  | 2014/02 | 2014-02-25 18:00 | 921.178 | -34.281 | 886.897
| 2014 | 2 | 25 | 19 | 2014 | 2 | 25 | 20 |  | 704.3 | 62858.775 | 89.25 | 580.561 | 75589.0422 | 130.2 | 1654.661 | 1654.66 | -0.001 |  | 2014/02 | 2014-02-25 19:00 | 987.824 | -37.464 | 950.36
| 2014 | 2 | 25 | 20 | 2014 | 2 | 25 | 21 |  | 681.7 | 54808.68 | 80.4 | 558.657 | 35385.3344 | 63.34 | 1667.807 | 1667.808 | 0.001 |  | 2014/02 | 2014-02-25 20:00 | 1025.711 | -39.603 | 986.108
| 2014 | 2 | 25 | 21 | 2014 | 2 | 25 | 22 |  | 669.7 | 47722.822 | 71.26 | 526.065 | 35888.1543 | 68.22 | 1647.665 | 1647.666 | 0.001 |  | 2014/02 | 2014-02-25 21:00 | 1016.607 | -38.641 | 977.966
| 2014 | 2 | 25 | 22 | 2014 | 2 | 25 | 23 |  | 677.7 | 41109.282 | 60.66 | 524.952 | 35486.7552 | 67.6 | 1656.102 | 1656.102 | 0 |  | 2014/02 | 2014-02-25 22:00 | 1014.619 | -36.217 | 978.402
| 2014 | 2 | 25 | 23 | 2014 | 2 | 25 | 24 |  | 701.2 | 35768.212 | 51.01 | 495.273 | 22416.056 | 45.26 | 1646.273 | 1646.273 | 0 |  | 2014/02 | 2014-02-25 23:00 | 978.509 | -33.436 | 945.073
| 2014 | 2 | 25 | 0 | 2014 | 2 | 26 | 1 |  | 735.825 | 33310.7977 | 45.27 | 468.656 | 18319.763 | 39.09 | 1642.206 | 1642.207 | 0.001 |  | 2014/02 | 2014-02-26 | 939.798 | -33.416 | 906.382
| 2014 | 2 | 26 | 1 | 2014 | 2 | 26 | 2 |  | 272.998 | 10906.1287 | 39.9495 |  |  | #DIV/0! | 1158.3 | 1158.301 | 0.001 |  | 2014/02 | 2014-02-26 01:00 | 918.394 | -33.091 | 885.303
| 2014 | 2 | 26 | 2 | 2014 | 2 | 26 | 3 |  | 281.21 | 11243.9037 | 39.984 |  |  | #DIV/0! | 1172.35 | 1172.349 | -0.001 |  | 2014/02 | 2014-02-26 02:00 | 923.995 | -32.856 | 891.139
| 2014 | 2 | 26 | 3 | 2014 | 2 | 26 | 4 |  | 214.241 | 8346.8294 | 38.96 | 29.8 | 1493.874 | 50.13 | 1124.25 | 1124.25 | 0 |  | 2014/02 | 2014-02-26 03:00 | 942.791 | -32.782 | 910.009
| 2014 | 2 | 26 | 4 | 2014 | 2 | 26 | 5 |  | 233.803 | 8571.218 | 36.66 | 42.3 | 2071.854 | 48.98 | 1157.65 | 1157.65 | 0 |  | 2014/02 | 2014-02-26 04:00 | 956.628 | -32.781 | 923.847
| 2014 | 2 | 26 | 5 | 2014 | 2 | 26 | 6 |  | 179.377 | 7311.4065 | 40.76 | 1 | 55.33 | 55.33 | 1124.35 | 1124.35 | 0 |  | 2014/02 | 2014-02-26 05:00 | 979.056 | -34.083 | 944.973
| 2014 | 2 | 26 | 6 | 2014 | 2 | 26 | 7 |  | 163.454 | 8130.202 | 49.74 | 23.3 | 1517.296 | 65.12 | 1169.7 | 1169.7 | 0 |  | 2014/02 | 2014-02-26 06:00 | 1041.823 | -35.577 | 1006.246
| 2014 | 2 | 26 | 7 | 2014 | 2 | 26 | 8 |  | 205.933 | 15739.4592 | 76.43 | 100.8 | 10485.216 | 104.02 | 1272.25 | 1272.25 | 0 |  | 2014/02 | 2014-02-26 07:00 | 1103.027 | -36.71 | 1066.317
| 2014 | 2 | 26 | 8 | 2014 | 2 | 26 | 9 |  | 201.282 | 13306.753 | 66.11 | 143.1 | 18522.864 | 129.44 | 1327.55 | 1327.55 | 0 |  | 2014/02 | 2014-02-26 08:00 | 1166.612 | -40.344 | 1126.268
| 2014 | 2 | 26 | 9 | 2014 | 2 | 26 | 10 |  | 222.693 | 17067.1915 | 76.64 | 158.2 | 17364.032 | 109.76 | 1359.1 | 1359.1 | 0 |  | 2014/02 | 2014-02-26 09:00 | 1178.041 | -41.634 | 1136.407
| 2014 | 2 | 26 | 10 | 2014 | 2 | 26 | 11 |  | 275.138 | 33338.4715 | 121.17 | 150.5 | 14818.23 | 98.46 | 1378.95 | 1378.95 | 0 |  | 2014/02 | 2014-02-26 10:00 | 1145.764 | -41.952 | 1103.812
| 2014 | 2 | 26 | 11 | 2014 | 2 | 26 | 12 |  | 293.37 | 34547.2512 | 117.76 | 130.5 | 12209.58 | 93.56 | 1392.1 | 1392.1 | 0 |  | 2014/02 | 2014-02-26 11:00 | 1142.2 | -43.47 | 1098.73
| 2014 | 2 | 26 | 12 | 2014 | 2 | 26 | 13 |  | 282.534 | 21407.6012 | 75.77 | 97.1 | 8110.763 | 83.53 | 1356.7 | 1356.7 | 0 |  | 2014/02 | 2014-02-26 12:00 | 1117.471 | -43.305 | 1074.166
| 2014 | 2 | 26 | 13 | 2014 | 2 | 26 | 14 |  | 297.048 | 16010.8872 | 53.9 | 70.3 | 5228.914 | 74.38 | 1332.75 | 1332.75 | 0 |  | 2014/02 | 2014-02-26 13:00 | 1076.167 | -40.465 | 1035.702
| 2014 | 2 | 26 | 14 | 2014 | 2 | 26 | 15 |  | 325.042 | 14028.8127 | 43.16 | 49.1 | 3475.298 | 70.78 | 1332 | 1332 | 0 |  | 2014/02 | 2014-02-26 14:00 | 1043.935 | -36.977 | 1006.958
| 2014 | 2 | 26 | 15 | 2014 | 2 | 26 | 16 |  | 349.976 | 15041.9685 | 42.98 | 28.4 | 1963.86 | 69.15 | 1316 | 1316.001 | 0.001 |  | 2014/02 | 2014-02-26 15:00 | 1003.158 | -37.133 | 966.025
| 2014 | 2 | 26 | 16 | 2014 | 2 | 26 | 17 |  | 380.188 | 18070.3356 | 47.53 | 18.1 | 1214.329 | 67.09 | 1324.55 | 1324.55 | 0 |  | 2014/02 | 2014-02-26 16:00 | 983.025 | -38.663 | 944.362
| 2014 | 2 | 26 | 17 | 2014 | 2 | 26 | 18 |  | 415.041 | 21349.709 | 51.44 | 34.6 | 2417.502 | 69.87 | 1358.2 | 1358.2 | 0 |  | 2014/02 | 2014-02-26 17:00 | 982.511 | -39.352 | 943.159
| 2014 | 2 | 26 | 18 | 2014 | 2 | 26 | 19 |  | 407.362 | 24906.1127 | 61.14 | 75.5 | 6738.375 | 89.25 | 1385.85 | 1385.85 | 0 |  | 2014/02 | 2014-02-26 18:00 | 1019.49 | -41.002 | 978.488
| 2014 | 2 | 26 | 19 | 2014 | 2 | 26 | 20 |  | 416.354 | 41181.5741 | 98.91 | 144.8 | 22911.704 | 158.23 | 1458.7 | 1458.699 | -0.001 |  | 2014/02 | 2014-02-26 19:00 | 1084.197 | -41.852 | 1042.345
| 2014 | 2 | 26 | 20 | 2014 | 2 | 26 | 21 |  | 433.203 | 65348.6726 | 150.85 | 165.6 | 23664.24 | 142.9 | 1527.9 | 1527.9 | 0 |  | 2014/02 | 2014-02-26 20:00 | 1136.204 | -41.507 | 1094.697
| 2014 | 2 | 26 | 21 | 2014 | 2 | 26 | 22 |  | 458.898 | 37234.9837 | 81.14 | 179 | 22740.16 | 127.04 | 1561 | 1561 | 0 |  | 2014/02 | 2014-02-26 21:00 | 1145.207 | -43.105 | 1102.102
| 2014 | 2 | 26 | 22 | 2014 | 2 | 26 | 23 |  | 409.539 | 40106.1543 | 97.93 | 167.6 | 15891.832 | 94.82 | 1524.35 | 1524.35 | 0 |  | 2014/02 | 2014-02-26 22:00 | 1156.92 | -42.109 | 1114.811
| 2014 | 2 | 26 | 23 | 2014 | 2 | 26 | 24 |  | 368.838 | 24505.5967 | 66.44 | 143.4 | 11989.674 | 83.61 | 1475.45 | 1475.45 | 0 |  | 2014/02 | 2014-02-26 23:00 | 1145.657 | -39.045 | 1106.612
| 2014 | 2 | 26 | 0 | 2014 | 2 | 27 | 1 |  | 318.696 | 27098.7209 | 85.03 | 110 | 8153.2 | 74.12 | 1406.15 | 1406.15 | 0 |  | 2014/02 | 2014-02-27 | 1126.122 | -38.668 | 1087.454
| 2014 | 2 | 27 | 1 | 2014 | 2 | 27 | 2 |  | 180.923 | 16439.7985 | 90.8663 |  |  | #DIV/0! | 1246.05 | 1246.05 | 0 |  | 2014/02 | 2014-02-27 01:00 | 1106.874 | -41.747 | 1065.127
| 2014 | 2 | 27 | 2 | 2014 | 2 | 27 | 3 |  | 148.1 | 10137.445 | 68.45 | 57.038 | 3585.9791 | 62.87 | 1216.038 | 1216.038 | 0 |  | 2014/02 | 2014-02-27 02:00 | 1109.544 | -41.606 | 1067.938
| 2014 | 2 | 27 | 3 | 2014 | 2 | 27 | 4 |  | 141.7 | 9510.904 | 67.12 | 68.288 | 3942.9491 | 57.74 | 1216.838 | 1216.838 | 0 |  | 2014/02 | 2014-02-27 03:00 | 1118.176 | -43.038 | 1075.138
| 2014 | 2 | 27 | 4 | 2014 | 2 | 27 | 5 |  | 131.8 | 8949.22 | 67.9 | 23.692 | 1593.5239 | 67.26 | 1211.842 | 1211.842 | 0 |  | 2014/02 | 2014-02-27 04:00 | 1124.395 | -44.353 | 1080.042
| 2014 | 2 | 27 | 5 | 2014 | 2 | 27 | 6 |  | 111.1 | 8052.528 | 72.48 | 14.651 | 1030.1118 | 70.31 | 1201.801 | 1201.801 | 0 |  | 2014/02 | 2014-02-27 05:00 | 1133.802 | -43.101 | 1090.701
| 2014 | 2 | 27 | 6 | 2014 | 2 | 27 | 7 |  | 141.9 | 12627.681 | 88.99 | 64.414 | 7396.6596 | 114.83 | 1278.414 | 1278.414 | 0 |  | 2014/02 | 2014-02-27 06:00 | 1180.653 | -44.139 | 1136.514
| 2014 | 2 | 27 | 7 | 2014 | 2 | 27 | 8 |  | 146.2 | 22900.768 | 156.64 | 85.966 | 10968.4019 | 127.59 | 1363.266 | 1363.266 | 0 |  | 2014/02 | 2014-02-27 07:00 | 1263.183 | -46.117 | 1217.066
| 2014 | 2 | 27 | 8 | 2014 | 2 | 27 | 9 |  | 140.688 | 23159.389 | 164.6152 |  |  | #DIV/0! | 1374.6 | 1374.6 | 0 |  | 2014/02 | 2014-02-27 08:00 | 1275.98 | -42.068 | 1233.912
| 2014 | 2 | 27 | 9 | 2014 | 2 | 27 | 10 |  | 195.178 | 17392.3059 | 89.11 |  |  | #DIV/0! | 1396.75 | 1396.75 | 0 |  | 2014/02 | 2014-02-27 09:00 | 1242.496 | -40.924 | 1201.572
| 2014 | 2 | 27 | 10 | 2014 | 2 | 27 | 11 |  | 260.634 | 20617.9067 | 79.1067 |  |  | #DIV/0! | 1406.3 | 1406.301 | 0.001 |  | 2014/02 | 2014-02-27 10:00 | 1185.044 | -39.377 | 1145.667
| 2014 | 2 | 27 | 11 | 2014 | 2 | 27 | 12 |  | 321.816 | 30707.829 | 95.4205 |  |  | #DIV/0! | 1409.45 | 1409.45 | 0 |  | 2014/02 | 2014-02-27 11:00 | 1126.273 | -38.639 | 1087.634
| 2014 | 2 | 27 | 12 | 2014 | 2 | 27 | 13 |  | 361.179 | 37185.4537 | 102.9557 |  |  | #DIV/0! | 1393 | 1393 | 0 |  | 2014/02 | 2014-02-27 12:00 | 1069.52 | -37.699 | 1031.821
| 2014 | 2 | 27 | 13 | 2014 | 2 | 27 | 14 |  | 386.533 | 30717.115 | 79.4683 |  |  | #DIV/0! | 1374.4 | 1374.4 | 0 |  | 2014/02 | 2014-02-27 13:00 | 1025.528 | -37.661 | 987.867
| 2014 | 2 | 27 | 14 | 2014 | 2 | 27 | 15 |  | 433.471 | 32774.5334 | 75.6095 |  |  | #DIV/0! | 1382.3 | 1382.3 | 0 |  | 2014/02 | 2014-02-27 14:00 | 985.423 | -36.594 | 948.829
| 2014 | 2 | 27 | 15 | 2014 | 2 | 27 | 16 |  | 436.252 | 29338.4998 | 67.2513 |  |  | #DIV/0! | 1357.3 | 1357.3 | 0 |  | 2014/02 | 2014-02-27 15:00 | 955.248 | -34.2 | 921.048
| 2014 | 2 | 27 | 16 | 2014 | 2 | 27 | 17 |  | 481.287 | 31887.9353 | 66.2556 |  |  | #DIV/0! | 1377.8 | 1377.801 | 0.001 |  | 2014/02 | 2014-02-27 16:00 | 929.781 | -33.267 | 896.514
| 2014 | 2 | 27 | 17 | 2014 | 2 | 27 | 18 |  | 496.77 | 34572.5313 | 69.5946 |  |  | #DIV/0! | 1400.55 | 1400.55 | 0 |  | 2014/02 | 2014-02-27 17:00 | 940.727 | -36.947 | 903.78
| 2014 | 2 | 27 | 18 | 2014 | 2 | 27 | 19 |  | 427.017 | 40729.9139 | 95.3824 |  |  | #DIV/0! | 1364.85 | 1364.849 | -0.001 |  | 2014/02 | 2014-02-27 18:00 | 976.166 | -38.334 | 937.832
| 2014 | 2 | 27 | 19 | 2014 | 2 | 27 | 20 |  | 376.625 | 66667.6902 | 177.0134 |  |  | #DIV/0! | 1377.5 | 1377.499 | -0.001 |  | 2014/02 | 2014-02-27 19:00 | 1044.948 | -44.074 | 1000.874
| 2014 | 2 | 27 | 20 | 2014 | 2 | 27 | 21 |  | 325.016 | 61232.7586 | 188.3992 |  |  | #DIV/0! | 1372.55 | 1372.549 | -0.001 |  | 2014/02 | 2014-02-27 20:00 | 1093.123 | -45.59 | 1047.533
| 2014 | 2 | 27 | 21 | 2014 | 2 | 27 | 22 |  | 299.991 | 52339.0484 | 174.4687 |  |  | #DIV/0! | 1372.85 | 1372.85 | 0 |  | 2014/02 | 2014-02-27 21:00 | 1119.9 | -47.041 | 1072.859
| 2014 | 2 | 27 | 22 | 2014 | 2 | 27 | 23 |  | 297.556 | 38411.0421 | 129.0884 |  |  | #DIV/0! | 1375.7 | 1375.7 | 0 |  | 2014/02 | 2014-02-27 22:00 | 1124.459 | -46.315 | 1078.144
| 2014 | 2 | 27 | 23 | 2014 | 2 | 27 | 24 |  | 291.248 | 24310.6232 | 83.4705 |  |  | #DIV/0! | 1362.25 | 1362.25 | 0 |  | 2014/02 | 2014-02-27 23:00 | 1114.543 | -43.541 | 1071.002
| 2014 | 2 | 27 | 0 | 2014 | 2 | 28 | 1 |  | 330.562 | 29940.7643 | 90.5753 |  |  | #DIV/0! | 1376.75 | 1376.75 | 0 |  | 2014/02 | 2014-02-28 | 1088.856 | -42.668 | 1046.188
| 2014 | 2 | 28 | 1 | 2014 | 2 | 28 | 2 |  | 345.899 | 37186.1421 | 107.5058 |  |  | #DIV/0! | 1375.7 | 1375.7 | 0 |  | 2014/02 | 2014-02-28 01:00 | 1076.768 | -46.967 | 1029.801
| 2014 | 2 | 28 | 2 | 2014 | 2 | 28 | 3 |  | 296.954 | 28376.8352 | 95.5597 |  |  | #DIV/0! | 1325.45 | 1325.451 | 0.001 |  | 2014/02 | 2014-02-28 02:00 | 1075.124 | -46.627 | 1028.497
| 2014 | 2 | 28 | 3 | 2014 | 2 | 28 | 4 |  | 279.814 | 31775.8502 | 113.5606 |  |  | #DIV/0! | 1315.45 | 1315.45 | 0 |  | 2014/02 | 2014-02-28 03:00 | 1083.507 | -47.871 | 1035.636
| 2014 | 2 | 28 | 4 | 2014 | 2 | 28 | 5 |  | 257.241 | 22620.8397 | 87.9364 |  |  | #DIV/0! | 1316.45 | 1316.45 | 0 |  | 2014/02 | 2014-02-28 04:00 | 1106.692 | -47.483 | 1059.209
| 2014 | 2 | 28 | 5 | 2014 | 2 | 28 | 6 |  | 231.457 | 19648.0504 | 84.8886 |  |  | #DIV/0! | 1315.45 | 1315.45 | 0 |  | 2014/02 | 2014-02-28 05:00 | 1132.166 | -48.173 | 1083.993
| 2014 | 2 | 28 | 6 | 2014 | 2 | 28 | 7 |  | 181.024 | 18458.1234 | 101.9651 |  |  | #DIV/0! | 1315.45 | 1315.45 | 0 |  | 2014/02 | 2014-02-28 06:00 | 1183.384 | -48.958 | 1134.426
| 2014 | 2 | 28 | 7 | 2014 | 2 | 28 | 8 |  | 107.8 | 22302.742 | 206.89 | 20.888 | 13587.644 | 650.5 | 1337.338 | 1337.338 | 0 |  | 2014/02 | 2014-02-28 07:00 | 1284.338 | -54.8 | 1229.538
| 2014 | 2 | 28 | 8 | 2014 | 2 | 28 | 9 |  | 74.4 | 16319.64 | 219.35 | 7.073 | 894.0979 | 126.41 | 1324.523 | 1324.523 | 0 |  | 2014/02 | 2014-02-28 08:00 | 1301.505 | -51.382 | 1250.123
| 2014 | 2 | 28 | 9 | 2014 | 2 | 28 | 10 |  | 104.675 | 19400.2163 | 185.3376 |  |  | #DIV/0! | 1317.15 | 1317.15 | 0 |  | 2014/02 | 2014-02-28 09:00 | 1263.594 | -51.119 | 1212.475
| 2014 | 2 | 28 | 10 | 2014 | 2 | 28 | 11 |  | 185.975 | 25585.0215 | 137.5724 |  |  | #DIV/0! | 1323.3 | 1323.3 | 0 |  | 2014/02 | 2014-02-28 10:00 | 1187.344 | -50.019 | 1137.325
| 2014 | 2 | 28 | 11 | 2014 | 2 | 28 | 12 |  | 283.27 | 29871.1568 | 105.4512 |  |  | #DIV/0! | 1331.3 | 1331.3 | 0 |  | 2014/02 | 2014-02-28 11:00 | 1094.747 | -46.717 | 1048.03
| 2014 | 2 | 28 | 12 | 2014 | 2 | 28 | 13 |  | 374.984 | 35418.8301 | 94.4542 |  |  | #DIV/0! | 1346.6 | 1346.599 | -0.001 |  | 2014/02 | 2014-02-28 12:00 | 1016.726 | -45.111 | 971.615
| 2014 | 2 | 28 | 13 | 2014 | 2 | 28 | 14 |  | 401.885 | 33600.5981 | 83.6075 |  |  | #DIV/0! | 1312.35 | 1312.35 | 0 |  | 2014/02 | 2014-02-28 13:00 | 951.039 | -40.574 | 910.465
| 2014 | 2 | 28 | 14 | 2014 | 2 | 28 | 15 |  | 385.4 | 27956.916 | 72.54 | 20.048 | 1990.3654 | 99.28 | 1259.898 | 1259.897 | -0.001 |  | 2014/02 | 2014-02-28 14:00 | 911.585 | -37.088 | 874.497
| 2014 | 2 | 28 | 15 | 2014 | 2 | 28 | 16 |  | 439.631 | 29141.8571 | 66.2871 |  |  | #DIV/0! | 1272.35 | 1272.349 | -0.001 |  | 2014/02 | 2014-02-28 15:00 | 868.786 | -36.068 | 832.718
| 2014 | 2 | 28 | 16 | 2014 | 2 | 28 | 17 |  | 472.282 | 29005.2203 | 61.415 |  |  | #DIV/0! | 1276.2 | 1276.2 | 0 |  | 2014/02 | 2014-02-28 16:00 | 838.209 | -34.291 | 803.918
| 2014 | 2 | 28 | 17 | 2014 | 2 | 28 | 18 |  | 443.9 | 28551.648 | 64.32 | 3.805 | 179.3715 | 47.141 | 1257.605 | 1257.605 | 0 |  | 2014/02 | 2014-02-28 17:00 | 846.568 | -32.863 | 813.705
| 2014 | 2 | 28 | 18 | 2014 | 2 | 28 | 19 |  | 465.506 | 34515.0187 | 74.1452 |  |  | #DIV/0! | 1299.9 | 1299.9 | 0 |  | 2014/02 | 2014-02-28 18:00 | 868.212 | -33.818 | 834.394
| 2014 | 2 | 28 | 19 | 2014 | 2 | 28 | 20 |  | 421.558 | 43558.1667 | 103.3266 |  |  | #DIV/0! | 1315.35 | 1315.35 | 0 |  | 2014/02 | 2014-02-28 19:00 | 927.323 | -33.531 | 893.792
| 2014 | 2 | 28 | 20 | 2014 | 2 | 28 | 21 |  | 401.1 | 38750.271 | 96.61 | 13.851 | 1327.4798 | 95.84 | 1330.301 | 1330.301 | 0 |  | 2014/02 | 2014-02-28 20:00 | 964.85 | -35.649 | 929.201
| 2014 | 2 | 28 | 21 | 2014 | 2 | 28 | 22 |  | 376.911 | 31602.7535 | 83.8467 |  |  | #DIV/0! | 1332.7 | 1332.7 | 0 |  | 2014/02 | 2014-02-28 21:00 | 992.421 | -36.632 | 955.789
| 2014 | 2 | 28 | 22 | 2014 | 2 | 28 | 23 |  | 356.786 | 28384.1769 | 79.5552 |  |  | #DIV/0! | 1330.35 | 1330.35 | 0 |  | 2014/02 | 2014-02-28 22:00 | 1011.542 | -37.978 | 973.564
| 2014 | 2 | 28 | 23 | 2014 | 2 | 28 | 24 |  | 388.1 | 28971.665 | 74.65 | 15.929 | 975.6513 | 61.25 | 1359.679 | 1359.679 | 0 |  | 2014/02 | 2014-02-28 23:00 | 1009.79 | -38.211 | 971.579
| 2014 | 2 | 28 | 0 | 2014 | 3 | 1 | 1 |  | 438.6 | 27776.538 | 63.33 | 52.913 | 2690.626 | 50.85 | 1390.613 | 1390.613 | 0 |  | 2014/02 | 2014-03-01 | 989.904 | -37.891 | 952.013
| 2014 | 3 | 1 | 1 | 2014 | 3 | 1 | 2 |  | 443.4 | 34181.706 | 77.09 | 38.978 | 3797.2368 | 97.42 | 1373.028 | 1373.028 | 0 |  | 2014/03 | 2014-03-01 01:00 | 967.144 | -37.516 | 929.628
| 2014 | 3 | 1 | 2 | 2014 | 3 | 1 | 3 |  | 453.6 | 33598.152 | 74.07 | 48.405 | 3856.4264 | 79.67 | 1364.855 | 1364.855 | 0 |  | 2014/03 | 2014-03-01 02:00 | 945.102 | -33.847 | 911.255
| 2014 | 3 | 1 | 3 | 2014 | 3 | 1 | 4 |  | 450.2 | 30334.476 | 67.38 | 125.91 | 8887.9869 | 70.59 | 1356.41 | 1356.41 | 0 |  | 2014/03 | 2014-03-01 03:00 | 942.429 | -36.219 | 906.21
| 2014 | 3 | 1 | 4 | 2014 | 3 | 1 | 5 |  | 454.8 | 29357.34 | 64.55 | 136.002 | 10079.1082 | 74.11 | 1359.852 | 1359.852 | 0 |  | 2014/03 | 2014-03-01 04:00 | 939.154 | -34.102 | 905.052
| 2014 | 3 | 1 | 5 | 2014 | 3 | 1 | 6 |  | 446.2 | 28186.454 | 63.17 | 158.753 | 13351.1273 | 84.1 | 1350.353 | 1350.354 | 0.001 |  | 2014/03 | 2014-03-01 05:00 | 936.468 | -32.314 | 904.154
| 2014 | 3 | 1 | 6 | 2014 | 3 | 1 | 7 |  | 426.4 | 27490.008 | 64.47 | 83.753 | 7046.1399 | 84.13 | 1330.653 | 1330.654 | 0.001 |  | 2014/03 | 2014-03-01 06:00 | 936.487 | -32.233 | 904.254
| 2014 | 3 | 1 | 7 | 2014 | 3 | 1 | 8 |  | 400 | 29232 | 73.08 | 39.995 | 5327.7339 | 133.21 | 1320.395 | 1320.396 | 0.001 |  | 2014/03 | 2014-03-01 07:00 | 953.813 | -33.417 | 920.396
| 2014 | 3 | 1 | 8 | 2014 | 3 | 1 | 9 |  | 383.8 | 30228.088 | 78.76 | 11.117 | 1822.7433 | 163.96 | 1308.117 | 1308.117 | 0 |  | 2014/03 | 2014-03-01 08:00 | 959.787 | -35.47 | 924.317
| 2014 | 3 | 1 | 9 | 2014 | 3 | 1 | 10 |  | 405.781 | 33304.5019 | 82.0751 |  |  | #DIV/0! | 1339.3 | 1339.3 | 0 |  | 2014/03 | 2014-03-01 09:00 | 971.327 | -37.808 | 933.519
| 2014 | 3 | 1 | 10 | 2014 | 3 | 1 | 11 |  | 433.04 | 35619.7384 | 82.2551 |  |  | #DIV/0! | 1361.85 | 1361.85 | 0 |  | 2014/03 | 2014-03-01 10:00 | 967.307 | -38.497 | 928.81
| 2014 | 3 | 1 | 11 | 2014 | 3 | 1 | 12 |  | 469.5 | 36423.81 | 77.58 | 3.711 | 383.0902 | 103.231 | 1370.561 | 1370.561 | 0 |  | 2014/03 | 2014-03-01 11:00 | 939.543 | -38.482 | 901.061
| 2014 | 3 | 1 | 12 | 2014 | 3 | 1 | 13 |  | 506.508 | 31630.7803 | 62.4487 |  |  | #DIV/0! | 1358.1 | 1358.1 | 0 |  | 2014/03 | 2014-03-01 12:00 | 887.759 | -36.167 | 851.592
| 2014 | 3 | 1 | 13 | 2014 | 3 | 1 | 14 |  | 496.2 | 24656.178 | 49.69 | 12.632 | 609.6203 | 48.26 | 1293.782 | 1293.781 | -0.001 |  | 2014/03 | 2014-03-01 13:00 | 830.841 | -33.26 | 797.581
| 2014 | 3 | 1 | 14 | 2014 | 3 | 1 | 15 |  | 533.174 | 25608.8022 | 48.0309 |  |  | #DIV/0! | 1287.6 | 1287.599 | -0.001 |  | 2014/03 | 2014-03-01 14:00 | 785.756 | -31.331 | 754.425
| 2014 | 3 | 1 | 15 | 2014 | 3 | 1 | 16 |  | 594.454 | 25883.6257 | 43.5418 |  |  | #DIV/0! | 1316.25 | 1316.25 | 0 |  | 2014/03 | 2014-03-01 15:00 | 752.077 | -30.281 | 721.796
| 2014 | 3 | 1 | 16 | 2014 | 3 | 1 | 17 |  | 586.368 | 24524.9349 | 41.8252 |  |  | #DIV/0! | 1288.7 | 1288.7 | 0 |  | 2014/03 | 2014-03-01 16:00 | 732.583 | -30.251 | 702.332
| 2014 | 3 | 1 | 17 | 2014 | 3 | 1 | 18 |  | 585.202 | 25573.7942 | 43.7008 |  |  | #DIV/0! | 1288.15 | 1288.15 | 0 |  | 2014/03 | 2014-03-01 17:00 | 732.19 | -29.242 | 702.948
| 2014 | 3 | 1 | 18 | 2014 | 3 | 1 | 19 |  | 617.611 | 29410.4144 | 47.6196 |  |  | #DIV/0! | 1325.15 | 1325.15 | 0 |  | 2014/03 | 2014-03-01 18:00 | 736.853 | -29.314 | 707.539
| 2014 | 3 | 1 | 19 | 2014 | 3 | 1 | 20 |  | 597.068 | 38973.4278 | 65.2747 |  |  | #DIV/0! | 1342.25 | 1342.25 | 0 |  | 2014/03 | 2014-03-01 19:00 | 777.499 | -32.317 | 745.182
| 2014 | 3 | 1 | 20 | 2014 | 3 | 1 | 21 |  | 580.933 | 37467.1878 | 64.4949 |  |  | #DIV/0! | 1347.7 | 1347.7 | 0 |  | 2014/03 | 2014-03-01 20:00 | 800.807 | -34.04 | 766.767
| 2014 | 3 | 1 | 21 | 2014 | 3 | 1 | 22 |  | 530.2 | 31053.814 | 58.57 | 45.17 | 2106.7288 | 46.64 | 1307.32 | 1307.32 | 0 |  | 2014/03 | 2014-03-01 21:00 | 809.196 | -32.076 | 777.12
| 2014 | 3 | 1 | 22 | 2014 | 3 | 1 | 23 |  | 531.2 | 28482.944 | 53.62 | 78.298 | 4750.3397 | 60.67 | 1307.198 | 1307.198 | 0 |  | 2014/03 | 2014-03-01 22:00 | 805.122 | -29.124 | 775.998
| 2014 | 3 | 1 | 23 | 2014 | 3 | 1 | 24 |  | 543.8 | 24911.478 | 45.81 | 40.537 | 2182.5121 | 53.84 | 1311.487 | 1311.487 | 0 |  | 2014/03 | 2014-03-01 23:00 | 796.029 | -28.342 | 767.687
| 2014 | 3 | 1 | 0 | 2014 | 3 | 2 | 1 |  | 563.7 | 23906.517 | 42.41 | 40.305 | 1872.9733 | 46.47 | 1309.305 | 1309.305 | 0 |  | 2014/03 | 2014-03-02 | 772.364 | -26.759 | 745.605
| 2014 | 3 | 2 | 1 | 2014 | 3 | 2 | 2 |  | 574.7 | 25736.55 | 44.7826 |  |  | #DIV/0! | 1303.55 | 1303.55 | 0 |  | 2014/03 | 2014-03-02 01:00 | 755.939 | -27.089 | 728.85
| 2014 | 3 | 2 | 2 | 2014 | 3 | 2 | 3 |  | 599.802 | 25980.0758 | 43.3144 |  |  | #DIV/0! | 1311.95 | 1311.949 | -0.001 |  | 2014/03 | 2014-03-02 02:00 | 737.93 | -25.783 | 712.147
| 2014 | 3 | 2 | 3 | 2014 | 3 | 2 | 4 |  | 592.7 | 24395.532 | 41.16 | 66.925 | 3071.1883 | 45.89 | 1293.525 | 1293.525 | 0 |  | 2014/03 | 2014-03-02 03:00 | 726.828 | -26.003 | 700.825
| 2014 | 3 | 2 | 4 | 2014 | 3 | 2 | 5 |  | 625.2 | 25189.308 | 40.29 | 130.656 | 6178.7222 | 47.29 | 1324.106 | 1324.106 | 0 |  | 2014/03 | 2014-03-02 04:00 | 722.612 | -23.706 | 698.906
| 2014 | 3 | 2 | 5 | 2014 | 3 | 2 | 6 |  | 617.6 | 25142.496 | 40.71 | 93.697 | 4075.8195 | 43.5 | 1321.247 | 1321.247 | 0 |  | 2014/03 | 2014-03-02 05:00 | 726.091 | -22.444 | 703.647
| 2014 | 3 | 2 | 6 | 2014 | 3 | 2 | 7 |  | 602.1 | 25119.612 | 41.72 | 37.436 | 1519.1529 | 40.58 | 1309.086 | 1309.086 | 0 |  | 2014/03 | 2014-03-02 06:00 | 730.211 | -23.225 | 706.986
| 2014 | 3 | 2 | 7 | 2014 | 3 | 2 | 8 |  | 571.66 | 24512.7808 | 42.88 | 7.44 | 276.5374 | 37.169 | 1291.59 | 1291.59 | 0 |  | 2014/03 | 2014-03-02 07:00 | 745.107 | -25.177 | 719.93
| 2014 | 3 | 2 | 8 | 2014 | 3 | 2 | 9 |  | 555.393 | 24804.9019 | 44.6619 |  |  | #DIV/0! | 1291.15 | 1291.15 | 0 |  | 2014/03 | 2014-03-02 08:00 | 764.143 | -28.386 | 735.757
| 2014 | 3 | 2 | 9 | 2014 | 3 | 2 | 10 |  | 560.898 | 26191.6871 | 46.696 |  |  | #DIV/0! | 1322.95 | 1322.95 | 0 |  | 2014/03 | 2014-03-02 09:00 | 789.354 | -27.302 | 762.052
| 2014 | 3 | 2 | 10 | 2014 | 3 | 2 | 11 |  | 596.289 | 28386.6156 | 47.6055 |  |  | #DIV/0! | 1371 | 1371 | 0 |  | 2014/03 | 2014-03-02 10:00 | 802.958 | -28.247 | 774.711
| 2014 | 3 | 2 | 11 | 2014 | 3 | 2 | 12 |  | 642.344 | 30653.7576 | 47.7217 |  |  | #DIV/0! | 1416.85 | 1416.85 | 0 |  | 2014/03 | 2014-03-02 11:00 | 802.006 | -27.5 | 774.506
| 2014 | 3 | 2 | 12 | 2014 | 3 | 2 | 13 |  | 627.518 | 28957.3472 | 46.1458 |  |  | #DIV/0! | 1417 | 1417 | 0 |  | 2014/03 | 2014-03-02 12:00 | 819.465 | -29.983 | 789.482
| 2014 | 3 | 2 | 13 | 2014 | 3 | 2 | 14 |  | 580.426 | 25927.3956 | 44.6696 |  |  | #DIV/0! | 1378 | 1378 | 0 |  | 2014/03 | 2014-03-02 13:00 | 827.367 | -29.793 | 797.574
| 2014 | 3 | 2 | 14 | 2014 | 3 | 2 | 15 |  | 555.5 | 24525.325 | 44.15 | 3.613 | 170.4288 | 47.171 | 1367.763 | 1367.763 | 0 |  | 2014/03 | 2014-03-02 14:00 | 843.397 | -31.134 | 812.263
| 2014 | 3 | 2 | 15 | 2014 | 3 | 2 | 16 |  | 561.7 | 24181.185 | 43.05 | 5.658 | 254.2705 | 44.94 | 1371.508 | 1371.508 | 0 |  | 2014/03 | 2014-03-02 15:00 | 840.698 | -30.89 | 809.808
| 2014 | 3 | 2 | 16 | 2014 | 3 | 2 | 17 |  | 564.9 | 24194.667 | 42.83 | 12.851 | 574.6967 | 44.72 | 1373.551 | 1373.552 | 0.001 |  | 2014/03 | 2014-03-02 16:00 | 840.564 | -31.912 | 808.652
| 2014 | 3 | 2 | 17 | 2014 | 3 | 2 | 18 |  | 551.3 | 24896.708 | 45.16 | 10.35 | 568.422 | 54.92 | 1373.2 | 1373.201 | 0.001 |  | 2014/03 | 2014-03-02 17:00 | 854.532 | -32.631 | 821.901
| 2014 | 3 | 2 | 18 | 2014 | 3 | 2 | 19 |  | 532.2 | 25162.416 | 47.28 | 23.575 | 1555.95 | 66 | 1385.425 | 1385.425 | 0 |  | 2014/03 | 2014-03-02 18:00 | 886.923 | -33.698 | 853.225
| 2014 | 3 | 2 | 19 | 2014 | 3 | 2 | 20 |  | 517.9 | 32783.07 | 63.3 | 12.289 | 1041.1241 | 84.72 | 1397.139 | 1397.14 | 0.001 |  | 2014/03 | 2014-03-02 19:00 | 915.333 | -36.093 | 879.24
| 2014 | 3 | 2 | 20 | 2014 | 3 | 2 | 21 |  | 489.217 | 36084.4489 | 73.7596 |  |  | #DIV/0! | 1412.3 | 1412.301 | 0.001 |  | 2014/03 | 2014-03-02 20:00 | 960.245 | -37.161 | 923.084
| 2014 | 3 | 2 | 21 | 2014 | 3 | 2 | 22 |  | 477.687 | 32839.3774 | 68.7466 |  |  | #DIV/0! | 1407 | 1407 | 0 |  | 2014/03 | 2014-03-02 21:00 | 965.496 | -36.183 | 929.313
| 2014 | 3 | 2 | 22 | 2014 | 3 | 2 | 23 |  | 488.217 | 28736.1718 | 58.8594 |  |  | #DIV/0! | 1402.85 | 1402.849 | -0.001 |  | 2014/03 | 2014-03-02 22:00 | 948.979 | -34.347 | 914.632
| 2014 | 3 | 2 | 23 | 2014 | 3 | 2 | 24 |  | 461.973 | 21720.4078 | 47.0166 |  |  | #DIV/0! | 1362.3 | 1362.3 | 0 |  | 2014/03 | 2014-03-02 23:00 | 933.476 | -33.149 | 900.327
| 2014 | 3 | 2 | 0 | 2014 | 3 | 3 | 1 |  | 461.887 | 20257.026 | 43.8571 |  |  | #DIV/0! | 1346.7 | 1346.7 | 0 |  | 2014/03 | 2014-03-03 | 919.706 | -34.893 | 884.813
| 2014 | 3 | 3 | 1 | 2014 | 3 | 3 | 2 |  | 459 | 21389.4 | 46.6 | 4.524 | 158.2495 | 34.98 | 1350.374 | 1350.375 | 0.001 |  | 2014/03 | 2014-03-03 01:00 | 925.816 | -34.441 | 891.375
| 2014 | 3 | 3 | 2 | 2014 | 3 | 3 | 3 |  | 403.734 | 18002.5478 | 44.5901 |  |  | #DIV/0! | 1310.15 | 1310.149 | -0.001 |  | 2014/03 | 2014-03-03 02:00 | 940.704 | -34.289 | 906.415
| 2014 | 3 | 3 | 3 | 2014 | 3 | 3 | 4 |  | 330.099 | 14872.5239 | 45.0547 |  |  | #DIV/0! | 1262 | 1262 | 0 |  | 2014/03 | 2014-03-03 03:00 | 967.132 | -35.231 | 931.901
| 2014 | 3 | 3 | 4 | 2014 | 3 | 3 | 5 |  | 397.72 | 18545.6836 | 46.63 | 104.137 | 4358.1335 | 41.85 | 1356.637 | 1356.637 | 0 |  | 2014/03 | 2014-03-03 04:00 | 994.502 | -35.585 | 958.917
| 2014 | 3 | 3 | 5 | 2014 | 3 | 3 | 6 |  | 370 | 17630.5 | 47.65 | 80.189 | 3368.7399 | 42.01 | 1369.239 | 1369.239 | 0 |  | 2014/03 | 2014-03-03 05:00 | 1034.721 | -35.482 | 999.239
| 2014 | 3 | 3 | 6 | 2014 | 3 | 3 | 7 |  | 362.3 | 21078.614 | 58.18 | 62.046 | 3612.3181 | 58.22 | 1404.896 | 1404.895 | -0.001 |  | 2014/03 | 2014-03-03 06:00 | 1080.469 | -37.874 | 1042.595
| 2014 | 3 | 3 | 7 | 2014 | 3 | 3 | 8 |  | 272.3 | 28689.528 | 105.36 | 9.138 | 1680.9442 | 183.951 | 1355.988 | 1355.988 | 0 |  | 2014/03 | 2014-03-03 07:00 | 1127.802 | -44.114 | 1083.688
| 2014 | 3 | 3 | 8 | 2014 | 3 | 3 | 9 |  | 236.968 | 38419.3974 | 162.1291 |  |  | #DIV/0! | 1357.3 | 1357.3 | 0 |  | 2014/03 | 2014-03-03 08:00 | 1164.388 | -44.056 | 1120.332
| 2014 | 3 | 3 | 9 | 2014 | 3 | 3 | 10 |  | 218.658 | 40610.5801 | 185.7265 |  |  | #DIV/0! | 1363.6 | 1363.6 | 0 |  | 2014/03 | 2014-03-03 09:00 | 1190.873 | -45.931 | 1144.942
| 2014 | 3 | 3 | 10 | 2014 | 3 | 3 | 11 |  | 208.3 | 38887.527 | 186.69 | 25.649 | 10591.2416 | 412.93 | 1390.949 | 1390.949 | 0 |  | 2014/03 | 2014-03-03 10:00 | 1232.081 | -49.432 | 1182.649
| 2014 | 3 | 3 | 11 | 2014 | 3 | 3 | 12 |  | 206 | 44903.88 | 217.98 | 38.595 | 15318.3555 | 396.9 | 1406.045 | 1406.045 | 0 |  | 2014/03 | 2014-03-03 11:00 | 1250.322 | -50.277 | 1200.045
| 2014 | 3 | 3 | 12 | 2014 | 3 | 3 | 13 |  | 218.9 | 42464.411 | 193.99 | 43.444 | 15088.9701 | 347.32 | 1413.744 | 1413.744 | 0 |  | 2014/03 | 2014-03-03 12:00 | 1246.843 | -51.999 | 1194.844
| 2014 | 3 | 3 | 13 | 2014 | 3 | 3 | 14 |  | 224.6 | 42000.2 | 187 | 45.576 | 9136.165 | 200.46 | 1418.026 | 1418.026 | 0 |  | 2014/03 | 2014-03-03 13:00 | 1243.709 | -50.283 | 1193.426
| 2014 | 3 | 3 | 14 | 2014 | 3 | 3 | 15 |  | 241.6 | 44911.024 | 185.89 | 35.782 | 7465.9143 | 208.65 | 1407.382 | 1407.382 | 0 |  | 2014/03 | 2014-03-03 14:00 | 1213.398 | -47.616 | 1165.782
| 2014 | 3 | 3 | 15 | 2014 | 3 | 3 | 16 |  | 248.3 | 39566.605 | 159.35 | 10.495 | 1708.2712 | 162.77 | 1384.945 | 1384.945 | 0 |  | 2014/03 | 2014-03-03 15:00 | 1182.181 | -45.536 | 1136.645
| 2014 | 3 | 3 | 16 | 2014 | 3 | 3 | 17 |  | 265.6 | 38493.408 | 144.93 | 3.746 | 853.5598 | 227.859 | 1378.346 | 1378.346 | 0 |  | 2014/03 | 2014-03-03 16:00 | 1158.209 | -45.463 | 1112.746
| 2014 | 3 | 3 | 17 | 2014 | 3 | 3 | 18 |  | 271.193 | 41363.6137 | 152.5246 |  |  | #DIV/0! | 1378.9 | 1378.9 | 0 |  | 2014/03 | 2014-03-03 17:00 | 1155.003 | -47.296 | 1107.707
| 2014 | 3 | 3 | 18 | 2014 | 3 | 3 | 19 |  | 265.749 | 54605.9707 | 205.4795 |  |  | #DIV/0! | 1397.45 | 1397.45 | 0 |  | 2014/03 | 2014-03-03 18:00 | 1177.49 | -45.789 | 1131.701
| 2014 | 3 | 3 | 19 | 2014 | 3 | 3 | 20 |  | 223.388 | 76536.3522 | 342.6162 |  |  | #DIV/0! | 1411.75 | 1411.749 | -0.001 |  | 2014/03 | 2014-03-03 19:00 | 1234.426 | -46.065 | 1188.361
| 2014 | 3 | 3 | 20 | 2014 | 3 | 3 | 21 |  | 193.578 | 102866.5661 | 531.396 |  |  | #DIV/0! | 1414.75 | 1414.75 | 0 |  | 2014/03 | 2014-03-03 20:00 | 1265.11 | -43.938 | 1221.172
| 2014 | 3 | 3 | 21 | 2014 | 3 | 3 | 22 |  | 192.897 | 64722.0008 | 335.5262 |  |  | #DIV/0! | 1413.9 | 1413.9 | 0 |  | 2014/03 | 2014-03-03 21:00 | 1267.446 | -46.443 | 1221.003
| 2014 | 3 | 3 | 22 | 2014 | 3 | 3 | 23 |  | 189.544 | 54691.992 | 288.5451 |  |  | #DIV/0! | 1411.15 | 1411.15 | 0 |  | 2014/03 | 2014-03-03 22:00 | 1268.181 | -46.575 | 1221.606
| 2014 | 3 | 3 | 23 | 2014 | 3 | 3 | 24 |  | 196.758 | 44040.7792 | 223.8322 |  |  | #DIV/0! | 1411.45 | 1411.45 | 0 |  | 2014/03 | 2014-03-03 23:00 | 1262.186 | -47.494 | 1214.692
| 2014 | 3 | 3 | 0 | 2014 | 3 | 4 | 1 |  | 202.911 | 35167.024 | 173.3126 |  |  | #DIV/0! | 1412.15 | 1412.15 | 0 |  | 2014/03 | 2014-03-04 | 1255.698 | -46.459 | 1209.239
| 2014 | 3 | 4 | 1 | 2014 | 3 | 4 | 2 |  | 211.174 | 33329.4888 | 157.8295 |  |  | #DIV/0! | 1412.3 | 1412.3 | 0 |  | 2014/03 | 2014-03-04 01:00 | 1247.038 | -45.912 | 1201.126
| 2014 | 3 | 4 | 2 | 2014 | 3 | 4 | 3 |  | 205.947 | 34606.6608 | 168.0367 |  |  | #DIV/0! | 1410.3 | 1410.299 | -0.001 |  | 2014/03 | 2014-03-04 02:00 | 1249.453 | -45.101 | 1204.352
| 2014 | 3 | 4 | 3 | 2014 | 3 | 4 | 4 |  | 204.404 | 38944.6457 | 190.5278 |  |  | #DIV/0! | 1413.15 | 1413.151 | 0.001 |  | 2014/03 | 2014-03-04 03:00 | 1255.883 | -47.136 | 1208.747
| 2014 | 3 | 4 | 4 | 2014 | 3 | 4 | 5 |  | 193.567 | 43737.7692 | 225.9567 |  |  | #DIV/0! | 1411.3 | 1411.299 | -0.001 |  | 2014/03 | 2014-03-04 04:00 | 1266.182 | -48.45 | 1217.732
| 2014 | 3 | 4 | 5 | 2014 | 3 | 4 | 6 |  | 187.173 | 44657.6061 | 238.59 | 13.6 | 2776.712 | 204.17 | 1424.05 | 1424.05 | 0 |  | 2014/03 | 2014-03-04 05:00 | 1286.883 | -50.006 | 1236.877
| 2014 | 3 | 4 | 6 | 2014 | 3 | 4 | 7 |  | 198.893 | 167111.8875 | 840.21 | 61.1 | 11624.275 | 190.25 | 1467.25 | 1467.25 | 0 |  | 2014/03 | 2014-03-04 06:00 | 1317.65 | -49.293 | 1268.357
| 2014 | 3 | 4 | 7 | 2014 | 3 | 4 | 8 |  | 244.841 | 46840.5317 | 191.31 | 135.9 | 46817.55 | 344.5 | 1541.05 | 1541.05 | 0 |  | 2014/03 | 2014-03-04 07:00 | 1347.318 | -51.109 | 1296.209
| 2014 | 3 | 4 | 8 | 2014 | 3 | 4 | 9 |  | 250.293 | 49878.389 | 199.28 | 161.8 | 69028.734 | 426.63 | 1572.95 | 1572.95 | 0 |  | 2014/03 | 2014-03-04 08:00 | 1371.918 | -49.261 | 1322.657
| 2014 | 3 | 4 | 9 | 2014 | 3 | 4 | 10 |  | 222.327 | 39080.6401 | 175.78 | 135.2 | 43378.92 | 320.85 | 1539.95 | 1539.95 | 0 |  | 2014/03 | 2014-03-04 09:00 | 1367.059 | -49.436 | 1317.623
| 2014 | 3 | 4 | 10 | 2014 | 3 | 4 | 11 |  | 206.653 | 48365.0681 | 234.04 | 49 | 15065.05 | 307.45 | 1451.6 | 1451.6 | 0 |  | 2014/03 | 2014-03-04 10:00 | 1294.3 | -49.353 | 1244.947
| 2014 | 3 | 4 | 11 | 2014 | 3 | 4 | 12 |  | 244.495 | 61844.3074 | 252.9471 |  |  | #DIV/0! | 1404.6 | 1404.6 | 0 |  | 2014/03 | 2014-03-04 11:00 | 1210.282 | -50.177 | 1160.105
| 2014 | 3 | 4 | 12 | 2014 | 3 | 4 | 13 |  | 295.622 | 85257.6248 | 288.4008 |  |  | #DIV/0! | 1404.75 | 1404.75 | 0 |  | 2014/03 | 2014-03-04 12:00 | 1156.805 | -47.677 | 1109.128
| 2014 | 3 | 4 | 13 | 2014 | 3 | 4 | 14 |  | 350.422 | 79305.2372 | 226.3135 |  |  | #DIV/0! | 1408.6 | 1408.601 | 0.001 |  | 2014/03 | 2014-03-04 13:00 | 1104.647 | -46.468 | 1058.179
| 2014 | 3 | 4 | 14 | 2014 | 3 | 4 | 15 |  | 399.202 | 82654.9557 | 207.0505 |  |  | #DIV/0! | 1406.9 | 1406.901 | 0.001 |  | 2014/03 | 2014-03-04 14:00 | 1049.939 | -42.24 | 1007.699
| 2014 | 3 | 4 | 15 | 2014 | 3 | 4 | 16 |  | 429.65 | 85813.8375 | 199.7296 |  |  | #DIV/0! | 1402.9 | 1402.9 | 0 |  | 2014/03 | 2014-03-04 15:00 | 1018.638 | -45.388 | 973.25
| 2014 | 3 | 4 | 16 | 2014 | 3 | 4 | 17 |  | 427.284 | 76005.3829 | 177.8802 |  |  | #DIV/0! | 1383.75 | 1383.75 | 0 |  | 2014/03 | 2014-03-04 16:00 | 1001.024 | -44.558 | 956.466
| 2014 | 3 | 4 | 17 | 2014 | 3 | 4 | 18 |  | 442.353 | 82018.584 | 185.4143 |  |  | #DIV/0! | 1397.15 | 1397.15 | 0 |  | 2014/03 | 2014-03-04 17:00 | 999.166 | -44.369 | 954.797
| 2014 | 3 | 4 | 18 | 2014 | 3 | 4 | 19 |  | 426.004 | 82894.8638 | 194.5871 |  |  | #DIV/0! | 1401.45 | 1401.449 | -0.001 |  | 2014/03 | 2014-03-04 18:00 | 1019.122 | -43.677 | 975.445
| 2014 | 3 | 4 | 19 | 2014 | 3 | 4 | 20 |  | 382.431 | 102782.3404 | 268.7605 |  |  | #DIV/0! | 1396.3 | 1396.301 | 0.001 |  | 2014/03 | 2014-03-04 19:00 | 1062.992 | -49.122 | 1013.87
| 2014 | 3 | 4 | 20 | 2014 | 3 | 4 | 21 |  | 350.054 | 102364.7534 | 292.4256 |  |  | #DIV/0! | 1397.3 | 1397.3 | 0 |  | 2014/03 | 2014-03-04 20:00 | 1091.597 | -44.351 | 1047.246
| 2014 | 3 | 4 | 21 | 2014 | 3 | 4 | 22 |  | 348.934 | 90416.8151 | 259.123 |  |  | #DIV/0! | 1397.3 | 1397.3 | 0 |  | 2014/03 | 2014-03-04 21:00 | 1093.874 | -45.508 | 1048.366
| 2014 | 3 | 4 | 22 | 2014 | 3 | 4 | 23 |  | 362.307 | 91223.4155 | 251.7849 |  |  | #DIV/0! | 1397.15 | 1397.15 | 0 |  | 2014/03 | 2014-03-04 22:00 | 1078.706 | -43.863 | 1034.843
| 2014 | 3 | 4 | 23 | 2014 | 3 | 4 | 24 |  | 386.926 | 60183.4666 | 155.5426 |  |  | #DIV/0! | 1398 | 1398.001 | 0.001 |  | 2014/03 | 2014-03-04 23:00 | 1052.804 | -41.729 | 1011.075
| 2014 | 3 | 4 | 0 | 2014 | 3 | 5 | 1 |  | 400.237 | 49982.3782 | 124.882 |  |  | #DIV/0! | 1384 | 1384 | 0 |  | 2014/03 | 2014-03-05 | 1024.369 | -40.606 | 983.763
| 2014 | 3 | 5 | 1 | 2014 | 3 | 5 | 2 |  | 303.234 | 28388.4454 | 93.6189 |  |  | #DIV/0! | 1272.15 | 1272.15 | 0 |  | 2014/03 | 2014-03-05 01:00 | 1006.733 | -37.817 | 968.916
| 2014 | 3 | 5 | 2 | 2014 | 3 | 5 | 3 |  | 292.842 | 28959.5487 | 98.8914 |  |  | #DIV/0! | 1250.5 | 1250.5 | 0 |  | 2014/03 | 2014-03-05 02:00 | 996.004 | -38.346 | 957.658
| 2014 | 3 | 5 | 3 | 2014 | 3 | 5 | 4 |  | 322.219 | 27562.4404 | 85.5395 |  |  | #DIV/0! | 1273.7 | 1273.701 | 0.001 |  | 2014/03 | 2014-03-05 03:00 | 989.286 | -37.804 | 951.482
| 2014 | 3 | 5 | 4 | 2014 | 3 | 5 | 5 |  | 362.818 | 34892.7422 | 96.1715 |  |  | #DIV/0! | 1317.75 | 1317.75 | 0 |  | 2014/03 | 2014-03-05 04:00 | 994.199 | -39.267 | 954.932
| 2014 | 3 | 5 | 5 | 2014 | 3 | 5 | 6 |  | 371.025 | 36921.6795 | 99.5126 |  |  | #DIV/0! | 1338 | 1338 | 0 |  | 2014/03 | 2014-03-05 05:00 | 1008.537 | -41.562 | 966.975
| 2014 | 3 | 5 | 6 | 2014 | 3 | 5 | 7 |  | 312.643 | 38512.328 | 123.1831 |  |  | #DIV/0! | 1322.15 | 1322.149 | -0.001 |  | 2014/03 | 2014-03-05 06:00 | 1049.138 | -39.632 | 1009.506
| 2014 | 3 | 5 | 7 | 2014 | 3 | 5 | 8 |  | 200.09 | 41604.821 | 207.9305 |  |  | #DIV/0! | 1269.45 | 1269.45 | 0 |  | 2014/03 | 2014-03-05 07:00 | 1112.591 | -43.231 | 1069.36
| 2014 | 3 | 5 | 8 | 2014 | 3 | 5 | 9 |  | 165 | 31496.85 | 190.89 | 22.807 | 4106.1723 | 180.04 | 1266.407 | 1266.407 | 0 |  | 2014/03 | 2014-03-05 08:00 | 1144.134 | -42.727 | 1101.407
| 2014 | 3 | 5 | 9 | 2014 | 3 | 5 | 10 |  | 187.002 | 34044.8192 | 182.0559 |  |  | #DIV/0! | 1280.6 | 1280.6 | 0 |  | 2014/03 | 2014-03-05 09:00 | 1137.461 | -43.863 | 1093.598
| 2014 | 3 | 5 | 10 | 2014 | 3 | 5 | 11 |  | 250.239 | 36481.6193 | 145.7871 |  |  | #DIV/0! | 1300.75 | 1300.749 | -0.001 |  | 2014/03 | 2014-03-05 10:00 | 1095.771 | -45.261 | 1050.51
| 2014 | 3 | 5 | 11 | 2014 | 3 | 5 | 12 |  | 343.704 | 40932.9658 | 119.0937 |  |  | #DIV/0! | 1354.3 | 1354.3 | 0 |  | 2014/03 | 2014-03-05 11:00 | 1056.9 | -46.304 | 1010.596
| 2014 | 3 | 5 | 12 | 2014 | 3 | 5 | 13 |  | 428.222 | 42434.1501 | 99.0938 |  |  | #DIV/0! | 1389.6 | 1389.6 | 0 |  | 2014/03 | 2014-03-05 12:00 | 1005.687 | -44.309 | 961.378
| 2014 | 3 | 5 | 13 | 2014 | 3 | 5 | 14 |  | 478.62 | 40403.5596 | 84.4168 |  |  | #DIV/0! | 1396.55 | 1396.55 | 0 |  | 2014/03 | 2014-03-05 13:00 | 961.645 | -43.715 | 917.93
| 2014 | 3 | 5 | 14 | 2014 | 3 | 5 | 15 |  | 497.18 | 36633.3252 | 73.6822 |  |  | #DIV/0! | 1376 | 1376 | 0 |  | 2014/03 | 2014-03-05 14:00 | 919.156 | -40.336 | 878.82
| 2014 | 3 | 5 | 15 | 2014 | 3 | 5 | 16 |  | 544.565 | 37750.3331 | 69.322 |  |  | #DIV/0! | 1389.85 | 1389.85 | 0 |  | 2014/03 | 2014-03-05 15:00 | 882.115 | -36.83 | 845.285
| 2014 | 3 | 5 | 16 | 2014 | 3 | 5 | 17 |  | 503.65 | 33706.811 | 66.9251 |  |  | #DIV/0! | 1346.45 | 1346.45 | 0 |  | 2014/03 | 2014-03-05 16:00 | 880.016 | -37.216 | 842.8
| 2014 | 3 | 5 | 17 | 2014 | 3 | 5 | 18 |  | 501.735 | 35958.4132 | 71.6681 |  |  | #DIV/0! | 1343.9 | 1343.9 | 0 |  | 2014/03 | 2014-03-05 17:00 | 878.335 | -36.17 | 842.165
| 2014 | 3 | 5 | 18 | 2014 | 3 | 5 | 19 |  | 474.4 | 37895.072 | 79.88 | 1.864 | 100.9897 | 54.179 | 1343.914 | 1343.913 | -0.001 |  | 2014/03 | 2014-03-05 18:00 | 905.906 | -36.393 | 869.513
| 2014 | 3 | 5 | 19 | 2014 | 3 | 5 | 20 |  | 440.564 | 53394.2426 | 121.1952 |  |  | #DIV/0! | 1371.75 | 1371.75 | 0 |  | 2014/03 | 2014-03-05 19:00 | 967.69 | -36.504 | 931.186
| 2014 | 3 | 5 | 20 | 2014 | 3 | 5 | 21 |  | 421.867 | 56418.8128 | 133.736 |  |  | #DIV/0! | 1399.45 | 1399.45 | 0 |  | 2014/03 | 2014-03-05 20:00 | 1013.866 | -36.283 | 977.583
| 2014 | 3 | 5 | 21 | 2014 | 3 | 5 | 22 |  | 415.953 | 47588.8649 | 114.4092 |  |  | #DIV/0! | 1396.6 | 1396.599 | -0.001 |  | 2014/03 | 2014-03-05 21:00 | 1018.504 | -37.858 | 980.646
| 2014 | 3 | 5 | 22 | 2014 | 3 | 5 | 23 |  | 402.81 | 37650.1221 | 93.4687 |  |  | #DIV/0! | 1395.15 | 1395.15 | 0 |  | 2014/03 | 2014-03-05 22:00 | 1032.142 | -39.802 | 992.34
| 2014 | 3 | 5 | 23 | 2014 | 3 | 5 | 24 |  | 418.881 | 26728.0662 | 63.8083 |  |  | #DIV/0! | 1395.3 | 1395.3 | 0 |  | 2014/03 | 2014-03-05 23:00 | 1015.984 | -39.565 | 976.419
| 2014 | 3 | 5 | 0 | 2014 | 3 | 6 | 1 |  | 437.014 | 22417.7108 | 51.2975 |  |  | #DIV/0! | 1396.3 | 1396.3 | 0 |  | 2014/03 | 2014-03-06 | 999.207 | -39.921 | 959.286
| 2014 | 3 | 6 | 1 | 2014 | 3 | 6 | 2 |  | 442.522 | 28614.4871 | 64.6623 |  |  | #DIV/0! | 1386.25 | 1386.25 | 0 |  | 2014/03 | 2014-03-06 01:00 | 981.576 | -37.848 | 943.728
| 2014 | 3 | 6 | 2 | 2014 | 3 | 6 | 3 |  | 446.182 | 27483.4421 | 61.5969 |  |  | #DIV/0! | 1377.45 | 1377.45 | 0 |  | 2014/03 | 2014-03-06 02:00 | 968.801 | -37.533 | 931.268
| 2014 | 3 | 6 | 3 | 2014 | 3 | 6 | 4 |  | 390.283 | 23258.6504 | 59.5943 |  |  | #DIV/0! | 1316.15 | 1316.15 | 0 |  | 2014/03 | 2014-03-06 03:00 | 965.199 | -39.332 | 925.867
| 2014 | 3 | 6 | 4 | 2014 | 3 | 6 | 5 |  | 382.393 | 25972.6349 | 67.9213 |  |  | #DIV/0! | 1305.3 | 1305.299 | -0.001 |  | 2014/03 | 2014-03-06 04:00 | 959.986 | -37.08 | 922.906
| 2014 | 3 | 6 | 5 | 2014 | 3 | 6 | 6 |  | 365.436 | 25063.6045 | 68.5855 |  |  | #DIV/0! | 1303.45 | 1303.45 | 0 |  | 2014/03 | 2014-03-06 05:00 | 975.966 | -37.952 | 938.014
| 2014 | 3 | 6 | 6 | 2014 | 3 | 6 | 7 |  | 339.78 | 29222.1714 | 86.0032 |  |  | #DIV/0! | 1318.45 | 1318.45 | 0 |  | 2014/03 | 2014-03-06 06:00 | 1017.377 | -38.707 | 978.67
| 2014 | 3 | 6 | 7 | 2014 | 3 | 6 | 8 |  | 297.575 | 37733.8697 | 126.8046 |  |  | #DIV/0! | 1341.3 | 1341.301 | 0.001 |  | 2014/03 | 2014-03-06 07:00 | 1085.452 | -41.726 | 1043.726
| 2014 | 3 | 6 | 8 | 2014 | 3 | 6 | 9 |  | 262.15 | 37846.0275 | 144.3678 |  |  | #DIV/0! | 1347.6 | 1347.6 | 0 |  | 2014/03 | 2014-03-06 08:00 | 1125.419 | -39.969 | 1085.45
| 2014 | 3 | 6 | 9 | 2014 | 3 | 6 | 10 |  | 273.761 | 25176.4097 | 91.9649 |  |  | #DIV/0! | 1346.75 | 1346.75 | 0 |  | 2014/03 | 2014-03-06 09:00 | 1112.546 | -39.557 | 1072.989
| 2014 | 3 | 6 | 10 | 2014 | 3 | 6 | 11 |  | 334.787 | 33758.2809 | 100.8351 |  |  | #DIV/0! | 1348.45 | 1348.45 | 0 |  | 2014/03 | 2014-03-06 10:00 | 1053.485 | -39.822 | 1013.663
| 2014 | 3 | 6 | 11 | 2014 | 3 | 6 | 12 |  | 358.922 | 38458.0608 | 107.1488 |  |  | #DIV/0! | 1313.05 | 1313.049 | -0.001 |  | 2014/03 | 2014-03-06 11:00 | 992.159 | -38.032 | 954.127
| 2014 | 3 | 6 | 12 | 2014 | 3 | 6 | 13 |  | 350.7 | 32295.963 | 92.09 | 27.15 | 5045.8275 | 185.85 | 1253.65 | 1253.65 | 0 |  | 2014/03 | 2014-03-06 12:00 | 938.458 | -35.508 | 902.95
| 2014 | 3 | 6 | 13 | 2014 | 3 | 6 | 14 |  | 408.5 | 30568.055 | 74.83 | 66.036 | 4574.3137 | 69.27 | 1272.386 | 1272.387 | 0.001 |  | 2014/03 | 2014-03-06 13:00 | 896.412 | -32.525 | 863.887
| 2014 | 3 | 6 | 14 | 2014 | 3 | 6 | 15 |  | 450.7 | 31265.059 | 69.37 | 80.15 | 6142.696 | 76.64 | 1289.3 | 1289.299 | -0.001 |  | 2014/03 | 2014-03-06 14:00 | 870.842 | -32.243 | 838.599
| 2014 | 3 | 6 | 15 | 2014 | 3 | 6 | 16 |  | 477.5 | 29958.35 | 62.74 | 102.831 | 6600.7219 | 64.19 | 1311.131 | 1311.13 | -0.001 |  | 2014/03 | 2014-03-06 15:00 | 865.436 | -31.806 | 833.63
| 2014 | 3 | 6 | 16 | 2014 | 3 | 6 | 17 |  | 500.9 | 29993.892 | 59.88 | 115.694 | 15419.6963 | 133.28 | 1320.144 | 1320.144 | 0 |  | 2014/03 | 2014-03-06 16:00 | 848.552 | -29.308 | 819.244
| 2014 | 3 | 6 | 17 | 2014 | 3 | 6 | 18 |  | 503.6 | 32346.228 | 64.23 | 127.623 | 19425.4968 | 152.21 | 1322.073 | 1322.073 | 0 |  | 2014/03 | 2014-03-06 17:00 | 848.89 | -30.417 | 818.473
| 2014 | 3 | 6 | 18 | 2014 | 3 | 6 | 19 |  | 488.3 | 39225.139 | 80.33 | 129.557 | 12182.2447 | 94.03 | 1312.707 | 1312.707 | 0 |  | 2014/03 | 2014-03-06 18:00 | 854.881 | -30.474 | 824.407
| 2014 | 3 | 6 | 19 | 2014 | 3 | 6 | 20 |  | 466 | 52541.5 | 112.75 | 131.939 | 25018.2732 | 189.62 | 1336.089 | 1336.089 | 0 |  | 2014/03 | 2014-03-06 19:00 | 903.812 | -33.723 | 870.089
| 2014 | 3 | 6 | 20 | 2014 | 3 | 6 | 21 |  | 430.2 | 50638.842 | 117.71 | 146.948 | 30742.9911 | 209.21 | 1346.398 | 1346.398 | 0 |  | 2014/03 | 2014-03-06 20:00 | 952.676 | -36.478 | 916.198
| 2014 | 3 | 6 | 21 | 2014 | 3 | 6 | 22 |  | 415 | 38752.7 | 93.38 | 112.475 | 24060.652 | 213.92 | 1352.925 | 1352.925 | 0 |  | 2014/03 | 2014-03-06 21:00 | 977.441 | -39.516 | 937.925
| 2014 | 3 | 6 | 22 | 2014 | 3 | 6 | 23 |  | 409 | 33775.22 | 82.58 | 110.054 | 16506.9995 | 149.99 | 1344.204 | 1344.204 | 0 |  | 2014/03 | 2014-03-06 22:00 | 973.984 | -38.78 | 935.204
| 2014 | 3 | 6 | 23 | 2014 | 3 | 6 | 24 |  | 429.6 | 25715.856 | 59.86 | 146.709 | 16959.5604 | 115.6 | 1351.059 | 1351.059 | 0 |  | 2014/03 | 2014-03-06 23:00 | 955.983 | -34.524 | 921.459
| 2014 | 3 | 6 | 0 | 2014 | 3 | 7 | 1 |  | 400.43 | 19737.1947 | 49.29 | 93.002 | 5391.3259 | 57.97 | 1297.452 | 1297.452 | 0 |  | 2014/03 | 2014-03-07 | 930.27 | -33.248 | 897.022
| 2014 | 3 | 7 | 1 | 2014 | 3 | 7 | 2 |  | 453.5 | 27858.505 | 61.43 | 180.599 | 11372.319 | 62.97 | 1320.249 | 1320.249 | 0 |  | 2014/03 | 2014-03-07 01:00 | 897.733 | -30.984 | 866.749
| 2014 | 3 | 7 | 2 | 2014 | 3 | 7 | 3 |  | 367.1 | 20425.444 | 55.64 | 52.512 | 2662.8835 | 50.71 | 1216.662 | 1216.662 | 0 |  | 2014/03 | 2014-03-07 02:00 | 884.629 | -35.067 | 849.562
| 2014 | 3 | 7 | 3 | 2014 | 3 | 7 | 4 |  | 357.5 | 18536.375 | 51.85 | 28.322 | 1284.4027 | 45.35 | 1203.772 | 1203.772 | 0 |  | 2014/03 | 2014-03-07 03:00 | 882.943 | -36.671 | 846.272
| 2014 | 3 | 7 | 4 | 2014 | 3 | 7 | 5 |  | 343.4 | 17987.292 | 52.38 | 23.476 | 1215.3525 | 51.77 | 1195.776 | 1195.776 | 0 |  | 2014/03 | 2014-03-07 04:00 | 889.721 | -37.345 | 852.376
| 2014 | 3 | 7 | 5 | 2014 | 3 | 7 | 6 |  | 406.4 | 21921.216 | 53.94 | 97.591 | 4879.55 | 50 | 1274.041 | 1274.041 | 0 |  | 2014/03 | 2014-03-07 05:00 | 905.484 | -37.843 | 867.641
| 2014 | 3 | 7 | 6 | 2014 | 3 | 7 | 7 |  | 413.6 | 25655.608 | 62.03 | 153.352 | 9375.9413 | 61.14 | 1328.352 | 1328.352 | 0 |  | 2014/03 | 2014-03-07 06:00 | 949.933 | -35.181 | 914.752
| 2014 | 3 | 7 | 7 | 2014 | 3 | 7 | 8 |  | 291.4 | 26199.774 | 89.91 | 72.391 | 9217.546 | 127.33 | 1266.991 | 1266.991 | 0 |  | 2014/03 | 2014-03-07 07:00 | 1012.606 | -37.015 | 975.591
| 2014 | 3 | 7 | 8 | 2014 | 3 | 7 | 9 |  | 262.9 | 29163.497 | 110.93 | 71.246 | 6834.6288 | 95.93 | 1264.846 | 1264.846 | 0 |  | 2014/03 | 2014-03-07 08:00 | 1037.936 | -35.99 | 1001.946
| 2014 | 3 | 7 | 9 | 2014 | 3 | 7 | 10 |  | 276.4 | 22819.584 | 82.56 | 69.866 | 5135.151 | 73.5 | 1254.316 | 1254.316 | 0 |  | 2014/03 | 2014-03-07 09:00 | 1014.361 | -36.445 | 977.916
| 2014 | 3 | 7 | 10 | 2014 | 3 | 7 | 11 |  | 319.9 | 26833.212 | 83.88 | 58.632 | 4764.4363 | 81.26 | 1237.082 | 1237.082 | 0 |  | 2014/03 | 2014-03-07 10:00 | 952.543 | -35.361 | 917.182
| 2014 | 3 | 7 | 11 | 2014 | 3 | 7 | 12 |  | 338.1 | 28275.303 | 83.63 | 7.068 | 1919.6688 | 271.6 | 1188.818 | 1188.818 | 0 |  | 2014/03 | 2014-03-07 11:00 | 884.401 | -33.683 | 850.718
| 2014 | 3 | 7 | 12 | 2014 | 3 | 7 | 13 |  | 396.6 | 29701.374 | 74.89 | 14.562 | 1557.4059 | 106.95 | 1202.862 | 1202.862 | 0 |  | 2014/03 | 2014-03-07 12:00 | 838.418 | -32.156 | 806.262
| 2014 | 3 | 7 | 13 | 2014 | 3 | 7 | 14 |  | 431.2 | 27868.456 | 64.63 | 14.946 | 1044.277 | 69.87 | 1202.546 | 1202.545 | -0.001 |  | 2014/03 | 2014-03-07 13:00 | 802.479 | -31.134 | 771.345
| 2014 | 3 | 7 | 14 | 2014 | 3 | 7 | 15 |  | 461.3 | 26903.016 | 58.32 | 12.828 | 660.8986 | 51.52 | 1201.428 | 1201.427 | -0.001 |  | 2014/03 | 2014-03-07 14:00 | 770.597 | -30.47 | 740.127
| 2014 | 3 | 7 | 15 | 2014 | 3 | 7 | 16 |  | 488.9 | 27138.839 | 55.51 | 20.761 | 1086.8383 | 52.35 | 1210.361 | 1210.361 | 0 |  | 2014/03 | 2014-03-07 15:00 | 750.376 | -28.915 | 721.461
| 2014 | 3 | 7 | 16 | 2014 | 3 | 7 | 17 |  | 512.5 | 26501.375 | 51.71 | 23.542 | 944.2696 | 40.11 | 1211.992 | 1211.991 | -0.001 |  | 2014/03 | 2014-03-07 16:00 | 727.311 | -27.82 | 699.491
| 2014 | 3 | 7 | 17 | 2014 | 3 | 7 | 18 |  | 575.8 | 29763.102 | 51.69 | 113.07 | 5561.9133 | 49.19 | 1273.32 | 1273.32 | 0 |  | 2014/03 | 2014-03-07 17:00 | 724.237 | -26.717 | 697.52
| 2014 | 3 | 7 | 18 | 2014 | 3 | 7 | 19 |  | 563.3 | 33645.909 | 59.73 | 138.908 | 6298.0887 | 45.34 | 1268.008 | 1268.008 | 0 |  | 2014/03 | 2014-03-07 18:00 | 731.545 | -26.837 | 704.708
| 2014 | 3 | 7 | 19 | 2014 | 3 | 7 | 20 |  | 562.1 | 41758.409 | 74.29 | 185.23 | 19814.0531 | 106.97 | 1306.23 | 1306.23 | 0 |  | 2014/03 | 2014-03-07 19:00 | 770.722 | -26.592 | 744.13
| 2014 | 3 | 7 | 20 | 2014 | 3 | 7 | 21 |  | 532.2 | 38222.604 | 71.82 | 105.335 | 5083.4671 | 48.26 | 1310.985 | 1310.986 | 0.001 |  | 2014/03 | 2014-03-07 20:00 | 808.233 | -29.447 | 778.786
| 2014 | 3 | 7 | 21 | 2014 | 3 | 7 | 22 |  | 525.2 | 33449.988 | 63.69 | 117.218 | 7316.7476 | 62.42 | 1318.418 | 1318.417 | -0.001 |  | 2014/03 | 2014-03-07 21:00 | 821.735 | -28.518 | 793.217
| 2014 | 3 | 7 | 22 | 2014 | 3 | 7 | 23 |  | 526.4 | 29099.392 | 55.28 | 108.362 | 4876.29 | 45 | 1329.462 | 1329.462 | 0 |  | 2014/03 | 2014-03-07 22:00 | 831.754 | -28.692 | 803.062
| 2014 | 3 | 7 | 23 | 2014 | 3 | 7 | 24 |  | 539.6 | 26278.52 | 48.7 | 157.86 | 6787.98 | 43 | 1342.86 | 1342.861 | 0.001 |  | 2014/03 | 2014-03-07 23:00 | 831.19 | -27.929 | 803.261
| 2014 | 3 | 7 | 0 | 2014 | 3 | 8 | 1 |  | 530.54 | 22128.8234 | 41.71 | 131.081 | 6505.55 | 49.63 | 1327.931 | 1327.931 | 0 |  | 2014/03 | 2014-03-08 | 826.04 | -28.649 | 797.391
| 2014 | 3 | 8 | 1 | 2014 | 3 | 8 | 2 |  | 405.422 | 21859.7574 | 53.9185 |  |  | #DIV/0! | 1193.75 | 1193.75 | 0 |  | 2014/03 | 2014-03-08 01:00 | 816.7 | -28.372 | 788.328
| 2014 | 3 | 8 | 2 | 2014 | 3 | 8 | 3 |  | 308.97 | 15939.0145 | 51.5876 |  |  | #DIV/0! | 1093.65 | 1093.65 | 0 |  | 2014/03 | 2014-03-08 02:00 | 814.97 | -30.29 | 784.68
| 2014 | 3 | 8 | 3 | 2014 | 3 | 8 | 4 |  | 209.494 | 9569.0014 | 45.6767 |  |  | #DIV/0! | 1006.35 | 1006.35 | 0 |  | 2014/03 | 2014-03-08 03:00 | 826.897 | -30.041 | 796.856
| 2014 | 3 | 8 | 4 | 2014 | 3 | 8 | 5 |  | 216.7 | 9857.683 | 45.49 | 96.802 | 4144.0936 | 42.81 | 1026.552 | 1026.552 | 0 |  | 2014/03 | 2014-03-08 04:00 | 839.928 | -30.076 | 809.852
| 2014 | 3 | 8 | 5 | 2014 | 3 | 8 | 6 |  | 303.3 | 14400.684 | 47.48 | 270.023 | 14235.6126 | 52.72 | 1127.773 | 1127.773 | 0 |  | 2014/03 | 2014-03-08 05:00 | 856.355 | -31.882 | 824.473
| 2014 | 3 | 8 | 6 | 2014 | 3 | 8 | 7 |  | 339.8 | 16990 | 50 | 345.235 | 18245.6698 | 52.85 | 1184.435 | 1184.435 | 0 |  | 2014/03 | 2014-03-08 06:00 | 877.537 | -32.902 | 844.635
| 2014 | 3 | 8 | 7 | 2014 | 3 | 8 | 8 |  | 416.5 | 21524.72 | 51.68 | 487.602 | 27598.2732 | 56.6 | 1298.152 | 1298.152 | 0 |  | 2014/03 | 2014-03-08 07:00 | 916.062 | -34.41 | 881.652
| 2014 | 3 | 8 | 8 | 2014 | 3 | 8 | 9 |  | 436.8 | 22307.376 | 51.07 | 483.621 | 22145.0056 | 45.79 | 1335.471 | 1335.471 | 0 |  | 2014/03 | 2014-03-08 08:00 | 931.774 | -33.103 | 898.671
| 2014 | 3 | 8 | 9 | 2014 | 3 | 8 | 10 |  | 427.5 | 25004.475 | 58.49 | 504.161 | 24189.6448 | 47.98 | 1320.761 | 1320.761 | 0 |  | 2014/03 | 2014-03-08 09:00 | 926.976 | -33.715 | 893.261
| 2014 | 3 | 8 | 10 | 2014 | 3 | 8 | 11 |  | 461.4 | 27905.472 | 60.48 | 473.209 | 21668.2401 | 45.79 | 1295.359 | 1295.359 | 0 |  | 2014/03 | 2014-03-08 10:00 | 864.937 | -30.978 | 833.959
| 2014 | 3 | 8 | 11 | 2014 | 3 | 8 | 12 |  | 513.7 | 30241.519 | 58.87 | 431.804 | 23196.5109 | 53.72 | 1280.104 | 1280.104 | 0 |  | 2014/03 | 2014-03-08 11:00 | 795.676 | -29.272 | 766.404
| 2014 | 3 | 8 | 12 | 2014 | 3 | 8 | 13 |  | 562.8 | 26609.184 | 47.28 | 436.848 | 17076.3883 | 39.09 | 1282.748 | 1282.748 | 0 |  | 2014/03 | 2014-03-08 12:00 | 747.35 | -27.402 | 719.948
| 2014 | 3 | 8 | 13 | 2014 | 3 | 8 | 14 |  | 602.1 | 25619.355 | 42.55 | 436.699 | 16127.2941 | 36.93 | 1287.349 | 1287.349 | 0 |  | 2014/03 | 2014-03-08 13:00 | 711.003 | -25.754 | 685.249
| 2014 | 3 | 8 | 14 | 2014 | 3 | 8 | 15 |  | 631.725 | 25281.6345 | 40.02 | 411.253 | 15101.2102 | 36.72 | 1290.353 | 1290.353 | 0 |  | 2014/03 | 2014-03-08 14:00 | 683.602 | -24.974 | 658.628
| 2014 | 3 | 8 | 15 | 2014 | 3 | 8 | 16 |  | 654.27 | 25758.6099 | 39.37 | 377.21 | 12923.2146 | 34.26 | 1291.71 | 1291.709 | -0.001 |  | 2014/03 | 2014-03-08 15:00 | 661.668 | -24.229 | 637.439
| 2014 | 3 | 8 | 16 | 2014 | 3 | 8 | 17 |  | 642 | 24935.28 | 38.84 | 359.413 | 12500.3841 | 34.78 | 1276.213 | 1276.213 | 0 |  | 2014/03 | 2014-03-08 16:00 | 658.268 | -24.055 | 634.213
| 2014 | 3 | 8 | 17 | 2014 | 3 | 8 | 18 |  | 655.26 | 25915.533 | 39.55 | 367.023 | 13025.6463 | 35.49 | 1285.173 | 1285.173 | 0 |  | 2014/03 | 2014-03-08 17:00 | 654.554 | -24.641 | 629.913
| 2014 | 3 | 8 | 18 | 2014 | 3 | 8 | 19 |  | 651.8 | 27349.528 | 41.96 | 366.123 | 12993.7053 | 35.49 | 1291.723 | 1291.723 | 0 |  | 2014/03 | 2014-03-08 18:00 | 664.764 | -24.841 | 639.923
| 2014 | 3 | 8 | 19 | 2014 | 3 | 8 | 20 |  | 618.2 | 39008.42 | 63.1 | 334.878 | 18619.2168 | 55.6 | 1291.878 | 1291.879 | 0.001 |  | 2014/03 | 2014-03-08 19:00 | 701.319 | -27.64 | 673.679
| 2014 | 3 | 8 | 20 | 2014 | 3 | 8 | 21 |  | 578 | 47430.68 | 82.06 | 297.676 | 17408.0925 | 58.48 | 1295.976 | 1295.976 | 0 |  | 2014/03 | 2014-03-08 20:00 | 746.791 | -28.815 | 717.976
| 2014 | 3 | 8 | 21 | 2014 | 3 | 8 | 22 |  | 572.3 | 32798.513 | 57.31 | 288.927 | 14336.5577 | 49.62 | 1299.677 | 1299.678 | 0.001 |  | 2014/03 | 2014-03-08 21:00 | 755.007 | -27.629 | 727.378
| 2014 | 3 | 8 | 22 | 2014 | 3 | 8 | 23 |  | 572.1 | 28038.621 | 49.01 | 271.594 | 12094.0808 | 44.53 | 1293.444 | 1293.444 | 0 |  | 2014/03 | 2014-03-08 22:00 | 748.056 | -26.712 | 721.344
| 2014 | 3 | 8 | 23 | 2014 | 3 | 8 | 24 |  | 466 | 20070.62 | 43.07 | 184.962 | 7361.4876 | 39.8 | 1172.562 | 1172.562 | 0 |  | 2014/03 | 2014-03-08 23:00 | 731.424 | -24.862 | 706.562
| 2014 | 3 | 8 | 0 | 2014 | 3 | 9 | 1 |  | 445.19 | 17340.1505 | 38.95 | 243.445 | 8729.9377 | 35.86 | 1133.595 | 1133.595 | 0 |  | 2014/03 | 2014-03-09 | 711.709 | -23.304 | 688.405
| 2014 | 3 | 9 | 1 | 2014 | 3 | 9 | 2 |  | 140.163 | 5476.0843 | 39.0694 |  |  | #DIV/0! | 805.45 | 805.45 | 0 |  | 2014/03 | 2014-03-09 01:00 | 687.762 | -22.475 | 665.287
DST | 2014 | 3 | 9 | 2 | 2014 | 3 | 9 | 3 |  |  |  | 0 |  |  | #DIV/0! | 0 | 0 | 0
| 2014 | 3 | 9 | 3 | 2014 | 3 | 9 | 4 |  | 147.1 | 5754.552 | 39.12 | 15.347 | 512.1294 | 33.37 | 803.947 | 803.946 | -0.001 |  | 2014/03 | 2014-03-09 03:00 | 678.301 | -21.455 | 656.846
| 2014 | 3 | 9 | 4 | 2014 | 3 | 9 | 5 |  | 133.1 | 5325.331 | 40.01 | 1.605 | 56.2103 | 35.022 | 789.605 | 789.604 | -0.001 |  | 2014/03 | 2014-03-09 04:00 | 678.102 | -21.598 | 656.504
| 2014 | 3 | 9 | 5 | 2014 | 3 | 9 | 6 |  | 174.5 | 6976.51 | 39.98 | 53.121 | 1893.7637 | 35.65 | 842.571 | 842.571 | 0 |  | 2014/03 | 2014-03-09 05:00 | 689.457 | -21.386 | 668.071
| 2014 | 3 | 9 | 6 | 2014 | 3 | 9 | 7 |  | 156.9 | 6338.76 | 40.4 | 45.863 | 1543.29 | 33.65 | 833.313 | 833.313 | 0 |  | 2014/03 | 2014-03-09 06:00 | 698.541 | -22.128 | 676.413
| 2014 | 3 | 9 | 7 | 2014 | 3 | 9 | 8 |  | 213.9 | 9054.387 | 42.33 | 117.3 | 3972.951 | 33.87 | 912.6 | 912.599 | -0.001 |  | 2014/03 | 2014-03-09 07:00 | 721.33 | -22.631 | 698.699
| 2014 | 3 | 9 | 8 | 2014 | 3 | 9 | 9 |  | 234.4 | 10611.288 | 45.27 | 124.757 | 4677.1399 | 37.49 | 966.207 | 966.207 | 0 |  | 2014/03 | 2014-03-09 08:00 | 756.148 | -24.341 | 731.807
| 2014 | 3 | 9 | 9 | 2014 | 3 | 9 | 10 |  | 207.8 | 9558.8 | 46 | 39.181 | 1425.013 | 36.37 | 964.781 | 964.781 | 0 |  | 2014/03 | 2014-03-09 09:00 | 782.586 | -25.605 | 756.981
| 2014 | 3 | 9 | 10 | 2014 | 3 | 9 | 11 |  | 219.266 | 10975.1671 | 50.0541 |  |  | #DIV/0! | 997.45 | 997.449 | -0.001 |  | 2014/03 | 2014-03-09 10:00 | 804.235 | -26.052 | 778.183
| 2014 | 3 | 9 | 11 | 2014 | 3 | 9 | 12 |  | 273.693 | 12805.6063 | 46.7882 |  |  | #DIV/0! | 1048.3 | 1048.3 | 0 |  | 2014/03 | 2014-03-09 11:00 | 801.904 | -27.297 | 774.607
| 2014 | 3 | 9 | 12 | 2014 | 3 | 9 | 13 |  | 277.462 | 12792.2094 | 46.1044 |  |  | #DIV/0! | 1047.45 | 1047.451 | 0.001 |  | 2014/03 | 2014-03-09 12:00 | 797.938 | -27.949 | 769.989
| 2014 | 3 | 9 | 13 | 2014 | 3 | 9 | 14 |  | 313.3 | 13543.959 | 43.23 | 16.822 | 609.2928 | 36.22 | 1060.122 | 1060.122 | 0 |  | 2014/03 | 2014-03-09 13:00 | 775.152 | -28.33 | 746.822
| 2014 | 3 | 9 | 14 | 2014 | 3 | 9 | 15 |  | 332.8 | 13708.032 | 41.19 | 19.188 | 602.887 | 31.42 | 1059.638 | 1059.638 | 0 |  | 2014/03 | 2014-03-09 14:00 | 754.493 | -27.655 | 726.838
| 2014 | 3 | 9 | 15 | 2014 | 3 | 9 | 16 |  | 360.3 | 14289.498 | 39.66 | 29.789 | 910.0539 | 30.55 | 1044.539 | 1044.539 | 0 |  | 2014/03 | 2014-03-09 15:00 | 709.508 | -25.269 | 684.239
| 2014 | 3 | 9 | 16 | 2014 | 3 | 9 | 17 |  | 367.7 | 14321.915 | 38.95 | 56.33 | 1683.1404 | 29.88 | 1030.63 | 1030.629 | -0.001 |  | 2014/03 | 2014-03-09 16:00 | 688.039 | -25.11 | 662.929
| 2014 | 3 | 9 | 17 | 2014 | 3 | 9 | 18 |  | 363.6 | 14518.548 | 39.93 | 88.413 | 2522.4229 | 28.53 | 1013.013 | 1013.013 | 0 |  | 2014/03 | 2014-03-09 17:00 | 673.75 | -24.337 | 649.413
| 2014 | 3 | 9 | 18 | 2014 | 3 | 9 | 19 |  | 352.5 | 15157.5 | 43 | 113.892 | 3360.9529 | 29.51 | 1000.942 | 1000.942 | 0 |  | 2014/03 | 2014-03-09 18:00 | 671.957 | -23.515 | 648.442
| 2014 | 3 | 9 | 19 | 2014 | 3 | 9 | 20 |  | 343.4 | 15044.354 | 43.81 | 109.618 | 3513.2569 | 32.05 | 1013.318 | 1013.318 | 0 |  | 2014/03 | 2014-03-09 19:00 | 693.977 | -24.059 | 669.918
| 2014 | 3 | 9 | 20 | 2014 | 3 | 9 | 21 |  | 337.7 | 19701.418 | 58.34 | 97.08 | 7528.554 | 77.55 | 1051.38 | 1051.38 | 0 |  | 2014/03 | 2014-03-09 20:00 | 743.082 | -29.402 | 713.68
| 2014 | 3 | 9 | 21 | 2014 | 3 | 9 | 22 |  | 283.9 | 24071.881 | 84.79 | 69.231 | 6267.4824 | 90.53 | 1066.381 | 1066.381 | 0 |  | 2014/03 | 2014-03-09 21:00 | 815.069 | -32.588 | 782.481
| 2014 | 3 | 9 | 22 | 2014 | 3 | 9 | 23 |  | 289.1 | 14929.124 | 51.64 | 50.998 | 2736.5527 | 53.66 | 1073.848 | 1073.848 | 0 |  | 2014/03 | 2014-03-09 22:00 | 817.384 | -32.636 | 784.748
| 2014 | 3 | 9 | 23 | 2014 | 3 | 9 | 24 |  | 193.34 | 8284.109 | 42.8474 |  |  | #DIV/0! | 984 | 983.999 | -0.001 |  | 2014/03 | 2014-03-09 23:00 | 822.71 | -32.051 | 790.659
| 2014 | 3 | 9 | 0 | 2014 | 3 | 10 | 1 |  | 184 | 7775.84 | 42.26 | 74.774 | 2784.5838 | 37.24 | 964.624 | 964.624 | 0 |  | 2014/03 | 2014-03-10 | 811.054 | -30.43 | 780.624
| 2014 | 3 | 10 | 1 | 2014 | 3 | 10 | 2 |  | 65.8 | 2634.632 | 40.04 | 55.938 | 1769.3189 | 31.63 | 851.988 | 851.988 | 0 |  | 2014/03 | 2014-03-10 01:00 | 816.991 | -30.803 | 786.188
| 2014 | 3 | 10 | 2 | 2014 | 3 | 10 | 3 |  | 65.8 | 2435.916 | 37.02 | 107.491 | 3391.341 | 31.55 | 857.191 | 857.191 | 0 |  | 2014/03 | 2014-03-10 02:00 | 822.094 | -30.703 | 791.391
| 2014 | 3 | 10 | 3 | 2014 | 3 | 10 | 4 |  | 61.5 | 2218.92 | 36.08 | 109.918 | 3445.9293 | 31.35 | 865.068 | 865.068 | 0 |  | 2014/03 | 2014-03-10 03:00 | 833.644 | -30.076 | 803.568
| 2014 | 3 | 10 | 4 | 2014 | 3 | 10 | 5 |  | 48.1 | 1832.61 | 38.1 | 80.389 | 2541.0963 | 31.61 | 870.839 | 870.839 | 0 |  | 2014/03 | 2014-03-10 04:00 | 855.338 | -32.599 | 822.739
| 2014 | 3 | 10 | 5 | 2014 | 3 | 10 | 6 |  | 136.8 | 5532.192 | 40.44 | 171.343 | 5620.0504 | 32.8 | 980.643 | 980.644 | 0.001 |  | 2014/03 | 2014-03-10 05:00 | 877.831 | -33.987 | 843.844
| 2014 | 3 | 10 | 6 | 2014 | 3 | 10 | 7 |  | 89.4 | 4149.054 | 46.41 | 146.043 | 5526.2671 | 37.84 | 978.643 | 978.643 | 0 |  | 2014/03 | 2014-03-10 06:00 | 924.525 | -35.282 | 889.243
| 2014 | 3 | 10 | 7 | 2014 | 3 | 10 | 8 |  | 80.5 | 5140.73 | 63.86 | 164.095 | 9294.3408 | 56.64 | 1058.245 | 1058.245 | 0 |  | 2014/03 | 2014-03-10 07:00 | 1015.508 | -37.763 | 977.745
| 2014 | 3 | 10 | 8 | 2014 | 3 | 10 | 9 |  | 109.5 | 13978.77 | 127.66 | 163.751 | 27295.6542 | 166.69 | 1136.451 | 1136.451 | 0 |  | 2014/03 | 2014-03-10 08:00 | 1067.384 | -40.433 | 1026.951
| 2014 | 3 | 10 | 9 | 2014 | 3 | 10 | 10 |  | 111.2 | 7602.744 | 68.37 | 101.894 | 9735.9717 | 95.55 | 1127.494 | 1127.495 | 0.001 |  | 2014/03 | 2014-03-10 09:00 | 1056.827 | -40.532 | 1016.295
| 2014 | 3 | 10 | 10 | 2014 | 3 | 10 | 11 |  | 130.6 | 7309.682 | 55.97 | 59.966 | 2781.8227 | 46.39 | 1102.566 | 1102.566 | 0 |  | 2014/03 | 2014-03-10 10:00 | 1009.858 | -37.892 | 971.966
| 2014 | 3 | 10 | 11 | 2014 | 3 | 10 | 12 |  | 175.3 | 10039.431 | 57.27 | 37.712 | 1798.4853 | 47.69 | 1070.762 | 1070.762 | 0 |  | 2014/03 | 2014-03-10 11:00 | 931.909 | -36.447 | 895.462
| 2014 | 3 | 10 | 12 | 2014 | 3 | 10 | 13 |  | 220.1 | 11799.561 | 53.61 | 16.89 | 1044.6465 | 61.85 | 1036.99 | 1036.989 | -0.001 |  | 2014/03 | 2014-03-10 12:00 | 851.065 | -34.176 | 816.889
| 2014 | 3 | 10 | 13 | 2014 | 3 | 10 | 14 |  | 264.167 | 13548.5185 | 51.2877 |  |  | #DIV/0! | 1043.7 | 1043.701 | 0.001 |  | 2014/03 | 2014-03-10 13:00 | 811.427 | -31.893 | 779.534
| 2014 | 3 | 10 | 14 | 2014 | 3 | 10 | 15 |  | 290.153 | 13736.7592 | 47.3432 |  |  | #DIV/0! | 1040.3 | 1040.3 | 0 |  | 2014/03 | 2014-03-10 14:00 | 779.238 | -29.091 | 750.147
| 2014 | 3 | 10 | 15 | 2014 | 3 | 10 | 16 |  | 288.7 | 13436.098 | 46.54 | 5.17 | 199.8722 | 38.66 | 1009.42 | 1009.42 | 0 |  | 2014/03 | 2014-03-10 15:00 | 747.27 | -26.55 | 720.72
| 2014 | 3 | 10 | 16 | 2014 | 3 | 10 | 17 |  | 308.7 | 13203.099 | 42.77 | 42.169 | 1571.6386 | 37.27 | 1009.419 | 1009.418 | -0.001 |  | 2014/03 | 2014-03-10 16:00 | 725.847 | -25.129 | 700.718
| 2014 | 3 | 10 | 17 | 2014 | 3 | 10 | 18 |  | 315.3 | 13554.747 | 42.99 | 105.598 | 3808.9199 | 36.07 | 1010.648 | 1010.648 | 0 |  | 2014/03 | 2014-03-10 17:00 | 719.454 | -24.106 | 695.348
| 2014 | 3 | 10 | 18 | 2014 | 3 | 10 | 19 |  | 319.5 | 14067.585 | 44.03 | 122.312 | 4179.401 | 34.17 | 1010.112 | 1010.112 | 0 |  | 2014/03 | 2014-03-10 18:00 | 713.475 | -22.863 | 690.612
| 2014 | 3 | 10 | 19 | 2014 | 3 | 10 | 20 |  | 320 | 14931.2 | 46.66 | 156.002 | 5277.5477 | 33.83 | 1025.202 | 1025.202 | 0 |  | 2014/03 | 2014-03-10 19:00 | 727.619 | -22.417 | 705.202
| 2014 | 3 | 10 | 20 | 2014 | 3 | 10 | 21 |  | 297.2 | 16215.232 | 54.56 | 126.431 | 9183.9478 | 72.64 | 1018.031 | 1018.031 | 0 |  | 2014/03 | 2014-03-10 20:00 | 745.802 | -24.971 | 720.831
| 2014 | 3 | 10 | 21 | 2014 | 3 | 10 | 22 |  | 253 | 16895.34 | 66.78 | 53.796 | 3520.4102 | 65.44 | 1011.596 | 1011.596 | 0 |  | 2014/03 | 2014-03-10 21:00 | 784.737 | -26.141 | 758.596
| 2014 | 3 | 10 | 22 | 2014 | 3 | 10 | 23 |  | 260.4 | 13238.736 | 50.84 | 58.199 | 2313.4102 | 39.75 | 1023.699 | 1023.7 | 0.001 |  | 2014/03 | 2014-03-10 22:00 | 789.695 | -26.395 | 763.3
| 2014 | 3 | 10 | 23 | 2014 | 3 | 10 | 24 |  | 290.8 | 12094.372 | 41.59 | 77.551 | 2683.2646 | 34.6 | 1040.351 | 1040.35 | -0.001 |  | 2014/03 | 2014-03-10 23:00 | 775.299 | -25.749 | 749.55
| 2014 | 3 | 10 | 0 | 2014 | 3 | 11 | 1 |  | 259.8 | 9597.012 | 36.94 | 54.465 | 1633.4053 | 29.99 | 981.165 | 981.165 | 0 |  | 2014/03 | 2014-03-11 | 746.112 | -24.747 | 721.365
| 2014 | 3 | 11 | 1 | 2014 | 3 | 11 | 2 |  | 140.853 | 4099.859 | 29.1074 |  |  | #DIV/0! | 840.1 | 840.101 | 0.001 |  | 2014/03 | 2014-03-11 01:00 | 723.664 | -24.416 | 699.248
| 2014 | 3 | 11 | 2 | 2014 | 3 | 11 | 3 |  | 67.01 | 2172.1939 | 32.416 |  |  | #DIV/0! | 764.5 | 764.5 | 0 |  | 2014/03 | 2014-03-11 02:00 | 719.391 | -21.901 | 697.49
| 2014 | 3 | 11 | 3 | 2014 | 3 | 11 | 4 |  | 91.34 | 3003.2592 | 32.88 | 11.669 | 370.4907 | 31.75 | 787.619 | 787.619 | 0 |  | 2014/03 | 2014-03-11 03:00 | 717.782 | -21.503 | 696.279
| 2014 | 3 | 11 | 4 | 2014 | 3 | 11 | 5 |  | 91.76 | 3042.7616 | 33.16 | 10.247 | 305.2581 | 29.79 | 796.897 | 796.897 | 0 |  | 2014/03 | 2014-03-11 04:00 | 727.662 | -22.525 | 705.137
| 2014 | 3 | 11 | 5 | 2014 | 3 | 11 | 6 |  | 103.8 | 3612.24 | 34.8 | 37.135 | 1217.2853 | 32.78 | 827.585 | 827.585 | 0 |  | 2014/03 | 2014-03-11 05:00 | 747.58 | -23.795 | 723.785
| 2014 | 3 | 11 | 6 | 2014 | 3 | 11 | 7 |  | 66.3 | 2465.697 | 37.19 | 49.238 | 1656.8587 | 33.65 | 841.988 | 841.989 | 0.001 |  | 2014/03 | 2014-03-11 06:00 | 802.259 | -26.57 | 775.689
| 2014 | 3 | 11 | 7 | 2014 | 3 | 11 | 8 |  | 128.9 | 6414.064 | 49.76 | 135.473 | 6178.9235 | 45.61 | 992.223 | 992.223 | 0 |  | 2014/03 | 2014-03-11 07:00 | 896.336 | -33.013 | 863.323
| 2014 | 3 | 11 | 8 | 2014 | 3 | 11 | 9 |  | 154.3 | 10552.577 | 68.39 | 116.397 | 8813.5808 | 75.72 | 1062.147 | 1062.146 | -0.001 |  | 2014/03 | 2014-03-11 08:00 | 942.425 | -34.579 | 907.846
| 2014 | 3 | 11 | 9 | 2014 | 3 | 11 | 10 |  | 156.3 | 8135.415 | 52.05 | 71.691 | 3246.8854 | 45.29 | 1065.891 | 1065.891 | 0 |  | 2014/03 | 2014-03-11 09:00 | 941.292 | -31.701 | 909.591
| 2014 | 3 | 11 | 10 | 2014 | 3 | 11 | 11 |  | 168.2 | 8226.662 | 48.91 | 50.197 | 2541.9761 | 50.64 | 1048.947 | 1048.947 | 0 |  | 2014/03 | 2014-03-11 10:00 | 911.221 | -30.474 | 880.747
| 2014 | 3 | 11 | 11 | 2014 | 3 | 11 | 12 |  | 171 | 8815.05 | 51.55 | 7.699 | 368.3202 | 47.84 | 987.399 | 987.399 | 0 |  | 2014/03 | 2014-03-11 11:00 | 845.661 | -29.262 | 816.399
| 2014 | 3 | 11 | 12 | 2014 | 3 | 11 | 13 |  | 196.2 | 9486.27 | 48.35 | 28.909 | 1248.5797 | 43.19 | 954.509 | 954.509 | 0 |  | 2014/03 | 2014-03-11 12:00 | 785.389 | -27.08 | 758.309
| 2014 | 3 | 11 | 13 | 2014 | 3 | 11 | 14 |  | 234 | 11056.5 | 47.25 | 32.098 | 1417.1267 | 44.15 | 959.548 | 959.548 | 0 |  | 2014/03 | 2014-03-11 13:00 | 751.245 | -25.697 | 725.548
| 2014 | 3 | 11 | 14 | 2014 | 3 | 11 | 15 |  | 243.8 | 11219.676 | 46.02 | 28.675 | 1361.7758 | 47.49 | 958.425 | 958.426 | 0.001 |  | 2014/03 | 2014-03-11 14:00 | 740.033 | -25.407 | 714.626
| 2014 | 3 | 11 | 15 | 2014 | 3 | 11 | 16 |  | 256.2 | 11349.66 | 44.3 | 23.282 | 929.8831 | 39.94 | 954.032 | 954.032 | 0 |  | 2014/03 | 2014-03-11 15:00 | 722.613 | -24.781 | 697.832
| 2014 | 3 | 11 | 16 | 2014 | 3 | 11 | 17 |  | 274.3 | 11893.648 | 43.36 | 34.035 | 1237.1723 | 36.35 | 953.035 | 953.034 | -0.001 |  | 2014/03 | 2014-03-11 16:00 | 702.903 | -24.169 | 678.734
| 2014 | 3 | 11 | 17 | 2014 | 3 | 11 | 18 |  | 279.5 | 12141.48 | 43.44 | 44.84 | 1693.6068 | 37.77 | 960.84 | 960.84 | 0 |  | 2014/03 | 2014-03-11 17:00 | 706.53 | -25.19 | 681.34
| 2014 | 3 | 11 | 18 | 2014 | 3 | 11 | 19 |  | 290.1 | 12831.123 | 44.23 | 50.616 | 1666.7849 | 32.93 | 967.516 | 967.516 | 0 |  | 2014/03 | 2014-03-11 18:00 | 702.06 | -24.644 | 677.416
| 2014 | 3 | 11 | 19 | 2014 | 3 | 11 | 20 |  | 331.9 | 14570.41 | 43.9 | 97.606 | 3075.5651 | 31.51 | 1010.206 | 1010.206 | 0 |  | 2014/03 | 2014-03-11 19:00 | 702.307 | -24.001 | 678.306
| 2014 | 3 | 11 | 20 | 2014 | 3 | 11 | 21 |  | 319 | 16103.12 | 50.48 | 105.849 | 4097.4148 | 38.71 | 1015.049 | 1015.049 | 0 |  | 2014/03 | 2014-03-11 20:00 | 722.355 | -26.306 | 696.049
| 2014 | 3 | 11 | 21 | 2014 | 3 | 11 | 22 |  | 274.6 | 13905.744 | 50.64 | 97.264 | 3626.9746 | 37.29 | 1007.164 | 1007.164 | 0 |  | 2014/03 | 2014-03-11 21:00 | 759.434 | -26.87 | 732.564
| 2014 | 3 | 11 | 22 | 2014 | 3 | 11 | 23 |  | 282.2 | 12950.158 | 45.89 | 80.126 | 3019.1477 | 37.68 | 1010.576 | 1010.576 | 0 |  | 2014/03 | 2014-03-11 22:00 | 755.109 | -26.733 | 728.376
| 2014 | 3 | 11 | 23 | 2014 | 3 | 11 | 24 |  | 299.26 | 11596.325 | 38.75 | 80.493 | 2529.0901 | 31.42 | 997.343 | 997.343 | 0 |  | 2014/03 | 2014-03-11 23:00 | 721.928 | -23.845 | 698.083
| 2014 | 3 | 11 | 0 | 2014 | 3 | 12 | 1 |  | 229.425 | 7929.2695 | 34.5615 |  |  | #DIV/0! | 887.5 | 887.5 | 0 |  | 2014/03 | 2014-03-12 | 679.415 | -21.34 | 658.075
| 2014 | 3 | 12 | 1 | 2014 | 3 | 12 | 2 |  | 149.045 | 4464.4175 | 29.9535 |  |  | #DIV/0! | 775.35 | 775.35 | 0 |  | 2014/03 | 2014-03-12 01:00 | 646.015 | -19.71 | 626.305
| 2014 | 3 | 12 | 2 | 2014 | 3 | 12 | 3 |  | 88.619 | 2723.1639 | 30.7289 |  |  | #DIV/0! | 699.85 | 699.85 | 0 |  | 2014/03 | 2014-03-12 02:00 | 630.247 | -19.016 | 611.231
| 2014 | 3 | 12 | 3 | 2014 | 3 | 12 | 4 |  | 142.815 | 4502.7996 | 31.5289 |  |  | #DIV/0! | 747.15 | 747.151 | 0.001 |  | 2014/03 | 2014-03-12 03:00 | 623.062 | -18.726 | 604.336
| 2014 | 3 | 12 | 4 | 2014 | 3 | 12 | 5 |  | 181.888 | 5697.7502 | 31.3256 |  |  | #DIV/0! | 785.65 | 785.65 | 0 |  | 2014/03 | 2014-03-12 04:00 | 622.841 | -19.079 | 603.762
| 2014 | 3 | 12 | 5 | 2014 | 3 | 12 | 6 |  | 184.671 | 5880.242 | 31.8417 |  |  | #DIV/0! | 789 | 789 | 0 |  | 2014/03 | 2014-03-12 05:00 | 623.534 | -19.205 | 604.329
| 2014 | 3 | 12 | 6 | 2014 | 3 | 12 | 7 |  | 158.042 | 5846.8009 | 36.9952 |  |  | #DIV/0! | 791.15 | 791.15 | 0 |  | 2014/03 | 2014-03-12 06:00 | 654.697 | -21.589 | 633.108
| 2014 | 3 | 12 | 7 | 2014 | 3 | 12 | 8 |  | 238.2 | 10845.246 | 45.53 | 110.434 | 4139.0663 | 37.48 | 946.784 | 946.784 | 0 |  | 2014/03 | 2014-03-12 07:00 | 734.295 | -25.711 | 708.584
| 2014 | 3 | 12 | 8 | 2014 | 3 | 12 | 9 |  | 263.5 | 12700.7 | 48.2 | 71.389 | 3411.6803 | 47.79 | 1011.589 | 1011.589 | 0 |  | 2014/03 | 2014-03-12 08:00 | 774.746 | -26.657 | 748.089
| 2014 | 3 | 12 | 9 | 2014 | 3 | 12 | 10 |  | 262.2 | 11958.942 | 45.61 | 64.48 | 2443.1472 | 37.89 | 1030.03 | 1030.03 | 0 |  | 2014/03 | 2014-03-12 09:00 | 794.716 | -26.886 | 767.83
| 2014 | 3 | 12 | 10 | 2014 | 3 | 12 | 11 |  | 259.7 | 12177.333 | 46.89 | 94.578 | 4008.2156 | 42.38 | 1032.678 | 1032.678 | 0 |  | 2014/03 | 2014-03-12 10:00 | 800.752 | -27.774 | 772.978
| 2014 | 3 | 12 | 11 | 2014 | 3 | 12 | 12 |  | 264.7 | 13168.825 | 49.75 | 53.561 | 2697.8676 | 50.37 | 1029.361 | 1029.361 | 0 |  | 2014/03 | 2014-03-12 11:00 | 793.208 | -28.547 | 764.661
| 2014 | 3 | 12 | 12 | 2014 | 3 | 12 | 13 |  | 267.5 | 13465.95 | 50.34 | 38.061 | 1982.5975 | 52.09 | 1027.511 | 1027.511 | 0 |  | 2014/03 | 2014-03-12 12:00 | 788.804 | -28.793 | 760.011
| 2014 | 3 | 12 | 13 | 2014 | 3 | 12 | 14 |  | 269.4 | 12753.396 | 47.34 | 26.016 | 1351.7914 | 51.96 | 1015.166 | 1015.166 | 0 |  | 2014/03 | 2014-03-12 13:00 | 774.317 | -28.551 | 745.766
| 2014 | 3 | 12 | 14 | 2014 | 3 | 12 | 15 |  | 265.2 | 12387.492 | 46.71 | 40.455 | 1922.4216 | 47.52 | 1028.905 | 1028.905 | 0 |  | 2014/03 | 2014-03-12 14:00 | 792.999 | -29.294 | 763.705
| 2014 | 3 | 12 | 15 | 2014 | 3 | 12 | 16 |  | 275.7 | 12908.274 | 46.82 | 75.3 | 3772.53 | 50.1 | 1063.75 | 1063.75 | 0 |  | 2014/03 | 2014-03-12 15:00 | 817.902 | -29.852 | 788.05
| 2014 | 3 | 12 | 16 | 2014 | 3 | 12 | 17 |  | 281.4 | 12736.164 | 45.26 | 113.112 | 5035.7462 | 44.52 | 1100.412 | 1100.413 | 0.001 |  | 2014/03 | 2014-03-12 16:00 | 849.918 | -30.905 | 819.013
| 2014 | 3 | 12 | 17 | 2014 | 3 | 12 | 18 |  | 273.5 | 12600.145 | 46.07 | 142.943 | 8596.592 | 60.14 | 1130.793 | 1130.793 | 0 |  | 2014/03 | 2014-03-12 17:00 | 889.643 | -32.35 | 857.293
| 2014 | 3 | 12 | 18 | 2014 | 3 | 12 | 19 |  | 251 | 12414.46 | 49.46 | 157.725 | 7862.5913 | 49.85 | 1146.175 | 1146.175 | 0 |  | 2014/03 | 2014-03-12 18:00 | 930.69 | -35.515 | 895.175
| 2014 | 3 | 12 | 19 | 2014 | 3 | 12 | 20 |  | 201.2 | 10937.232 | 54.36 | 144.759 | 6363.6056 | 43.96 | 1132.759 | 1132.759 | 0 |  | 2014/03 | 2014-03-12 19:00 | 968.649 | -37.09 | 931.559
| 2014 | 3 | 12 | 20 | 2014 | 3 | 12 | 21 |  | 130 | 10501.4 | 80.78 | 138.845 | 14742.5621 | 106.18 | 1127.145 | 1127.146 | 0.001 |  | 2014/03 | 2014-03-12 20:00 | 1037.831 | -40.685 | 997.146
| 2014 | 3 | 12 | 21 | 2014 | 3 | 12 | 22 |  | 49.6 | 4377.696 | 88.26 | 73.313 | 4959.6245 | 67.65 | 1060.913 | 1060.914 | 0.001 |  | 2014/03 | 2014-03-12 21:00 | 1052.083 | -40.769 | 1011.314
| 2014 | 3 | 12 | 22 | 2014 | 3 | 12 | 23 |  | 8.9 | 552.2539 | 62.051 | 34.324 | 2408.1718 | 70.16 | 1021.624 | 1021.624 | 0 |  | 2014/03 | 2014-03-12 22:00 | 1051.827 | -39.103 | 1012.724
| 2014 | 3 | 12 | 23 | 2014 | 3 | 12 | 24 |  | 3.1 | 150.2012 | 48.452 | 11.153 | 524.6371 | 47.04 | 991.603 | 991.604 | 0.001 |  | 2014/03 | 2014-03-12 23:00 | 1024.305 | -35.801 | 988.504
| 2014 | 3 | 12 | 0 | 2014 | 3 | 13 | 1 |  | 40.278 | 1611.12 | 40 | 2.6 | 110.7106 | 42.581 | 986.3 | 986.3 | 0 |  | 2014/03 | 2014-03-13 | 978.88 | -32.858 | 946.022
| 2014 | 3 | 13 | 1 | 2014 | 3 | 13 | 2 |  | 30.6 | 1742.364 | 56.94 | 6.378 | 206.3921 | 32.36 | 958.828 | 958.827 | -0.001 |  | 2014/03 | 2014-03-13 01:00 | 957.924 | -29.697 | 928.227
| 2014 | 3 | 13 | 2 | 2014 | 3 | 13 | 3 |  | 53.967 | 2580.9065 | 47.8238 |  |  | #DIV/0! | 956.45 | 956.45 | 0 |  | 2014/03 | 2014-03-13 02:00 | 932.007 | -29.524 | 902.483
| 2014 | 3 | 13 | 3 | 2014 | 3 | 13 | 4 |  | 93.747 | 3796.5846 | 40.4982 |  |  | #DIV/0! | 982.45 | 982.45 | 0 |  | 2014/03 | 2014-03-13 03:00 | 918.331 | -29.628 | 888.703
| 2014 | 3 | 13 | 4 | 2014 | 3 | 13 | 5 |  | 91.347 | 3940.7096 | 43.14 | 7.4 | 396.27 | 53.55 | 993.55 | 993.549 | -0.001 |  | 2014/03 | 2014-03-13 04:00 | 933.482 | -31.28 | 902.202
| 2014 | 3 | 13 | 5 | 2014 | 3 | 13 | 6 |  | 99.256 | 3735.9958 | 37.64 | 39.9 | 2301.831 | 57.69 | 1025.35 | 1025.35 | 0 |  | 2014/03 | 2014-03-13 05:00 | 959.979 | -33.885 | 926.094
| 2014 | 3 | 13 | 6 | 2014 | 3 | 13 | 7 |  | 125.989 | 11646.4232 | 92.44 | 102.2 | 8127.966 | 79.53 | 1090.8 | 1090.8 | 0 |  | 2014/03 | 2014-03-13 06:00 | 999.954 | -35.143 | 964.811
| 2014 | 3 | 13 | 7 | 2014 | 3 | 13 | 8 |  | 148.335 | 16006.8299 | 107.91 | 202.2 | 26480.112 | 130.96 | 1191.65 | 1191.649 | -0.001 |  | 2014/03 | 2014-03-13 07:00 | 1081.811 | -38.497 | 1043.314
| 2014 | 3 | 13 | 8 | 2014 | 3 | 13 | 9 |  | 134.078 | 43338.0319 | 323.23 | 247.4 | 55177.622 | 223.03 | 1229.85 | 1229.85 | 0 |  | 2014/03 | 2014-03-13 08:00 | 1134.14 | -38.368 | 1095.772
| 2014 | 3 | 13 | 9 | 2014 | 3 | 13 | 10 |  | 116.961 | 17197.9454 | 147.04 | 246.7 | 38882.387 | 157.61 | 1223.75 | 1223.75 | 0 |  | 2014/03 | 2014-03-13 09:00 | 1145.777 | -38.988 | 1106.789
| 2014 | 3 | 13 | 10 | 2014 | 3 | 13 | 11 |  | 34.858 | 4743.8252 | 136.09 | 215.9 | 30007.941 | 138.99 | 1134.35 | 1134.35 | 0 |  | 2014/03 | 2014-03-13 10:00 | 1140.441 | -40.949 | 1099.492
| 2014 | 3 | 13 | 11 | 2014 | 3 | 13 | 12 |  | 49.884 | 6008.5278 | 120.45 | 165.1 | 18879.185 | 114.35 | 1118.85 | 1118.849 | -0.001 |  | 2014/03 | 2014-03-13 11:00 | 1107.524 | -38.559 | 1068.965
| 2014 | 3 | 13 | 12 | 2014 | 3 | 13 | 13 |  | 55.742 | 4360.1392 | 78.22 | 114.5 | 11096.195 | 96.91 | 1082.95 | 1082.95 | 0 |  | 2014/03 | 2014-03-13 12:00 | 1066.576 | -39.368 | 1027.208
| 2014 | 3 | 13 | 13 | 2014 | 3 | 13 | 14 |  | 57.08 | 5322.71 | 93.25 | 76.7 | 7116.993 | 92.79 | 1045.3 | 1045.3 | 0 |  | 2014/03 | 2014-03-13 13:00 | 1025.775 | -37.555 | 988.22
| 2014 | 3 | 13 | 14 | 2014 | 3 | 13 | 15 |  | 81.459 | 4565.777 | 56.05 | 47.7 | 4210.479 | 88.27 | 1025.15 | 1025.149 | -0.001 |  | 2014/03 | 2014-03-13 14:00 | 980.446 | -36.756 | 943.69
| 2014 | 3 | 13 | 15 | 2014 | 3 | 13 | 16 |  | 119.943 | 7781.9018 | 64.88 | 21.9 | 1817.919 | 83.01 | 1015.35 | 1015.35 | 0 |  | 2014/03 | 2014-03-13 15:00 | 930.657 | -35.25 | 895.407
| 2014 | 3 | 13 | 16 | 2014 | 3 | 13 | 17 |  | 139.2 | 4929.072 | 35.41 | 0.7 | 53.5402 | 76.486 | 988.9 | 988.9 | 0 |  | 2014/03 | 2014-03-13 16:00 | 881.862 | -32.162 | 849.7
| 2014 | 3 | 13 | 17 | 2014 | 3 | 13 | 18 |  | 242.868 | 9389.2769 | 38.66 | 8 | 657.36 | 82.17 | 1077.85 | 1077.85 | 0 |  | 2014/03 | 2014-03-13 17:00 | 865.713 | -30.731 | 834.982
| 2014 | 3 | 13 | 18 | 2014 | 3 | 13 | 19 |  | 293.241 | 11040.5236 | 37.65 | 21.3 | 1990.485 | 93.45 | 1138.3 | 1138.3 | 0 |  | 2014/03 | 2014-03-13 18:00 | 876.393 | -31.334 | 845.059
| 2014 | 3 | 13 | 19 | 2014 | 3 | 13 | 20 |  | 369.079 | 19509.5159 | 52.86 | 42.6 | 5307.534 | 124.59 | 1227.75 | 1227.75 | 0 |  | 2014/03 | 2014-03-13 19:00 | 889.617 | -30.946 | 858.671
| 2014 | 3 | 13 | 20 | 2014 | 3 | 13 | 21 |  | 361.767 | 34476.3951 | 95.3 | 56.6 | 9788.404 | 172.94 | 1278.6 | 1278.6 | 0 |  | 2014/03 | 2014-03-13 20:00 | 951.144 | -34.311 | 916.833
| 2014 | 3 | 13 | 21 | 2014 | 3 | 13 | 22 |  | 400.548 | 27553.6969 | 68.79 | 105.1 | 17235.349 | 163.99 | 1393.25 | 1393.25 | 0 |  | 2014/03 | 2014-03-13 21:00 | 1026.678 | -33.976 | 992.702
| 2014 | 3 | 13 | 22 | 2014 | 3 | 13 | 23 |  | 429.877 | 29201.5446 | 67.93 | 102.1 | 11184.034 | 109.54 | 1426.95 | 1426.951 | 0.001 |  | 2014/03 | 2014-03-13 22:00 | 1032.532 | -35.458 | 997.074
| 2014 | 3 | 13 | 23 | 2014 | 3 | 13 | 24 |  | 440.51 | 27659.6229 | 62.79 | 77 | 7504.42 | 97.46 | 1416.15 | 1416.151 | 0.001 |  | 2014/03 | 2014-03-13 23:00 | 1010.187 | -34.546 | 975.641
| 2014 | 3 | 13 | 0 | 2014 | 3 | 14 | 1 |  | 457.636 | 21151.9359 | 46.22 | 44.775 | 3452.1525 | 77.1 | 1397.775 | 1397.774 | -0.001 |  | 2014/03 | 2014-03-14 | 975.513 | -35.375 | 940.138
| 2014 | 3 | 14 | 1 | 2014 | 3 | 14 | 2 |  | 467.688 | 18791.7038 | 40.18 | 72.1 | 4142.866 | 57.46 | 1374.8 | 1374.799 | -0.001 |  | 2014/03 | 2014-03-14 01:00 | 945.148 | -38.037 | 907.111
| 2014 | 3 | 14 | 2 | 2014 | 3 | 14 | 3 |  | 390.451 | 42360.029 | 108.49 | 53.8 | 2917.574 | 54.23 | 1283.8 | 1283.8 | 0 |  | 2014/03 | 2014-03-14 02:00 | 929.183 | -35.834 | 893.349
| 2014 | 3 | 14 | 3 | 2014 | 3 | 14 | 4 |  | 375.92 | 19382.4352 | 51.56 | 56.7 | 2999.997 | 52.91 | 1276.45 | 1276.45 | 0 |  | 2014/03 | 2014-03-14 03:00 | 936.202 | -35.672 | 900.53
| 2014 | 3 | 14 | 4 | 2014 | 3 | 14 | 5 |  | 371.608 | 17238.8951 | 46.39 | 64 | 3432.96 | 53.64 | 1288 | 1288 | 0 |  | 2014/03 | 2014-03-14 04:00 | 952.917 | -36.525 | 916.392
| 2014 | 3 | 14 | 5 | 2014 | 3 | 14 | 6 |  | 380.463 | 19011.7361 | 49.97 | 81.8 | 4391.842 | 53.69 | 1310.95 | 1310.949 | -0.001 |  | 2014/03 | 2014-03-14 05:00 | 966.732 | -36.246 | 930.486
| 2014 | 3 | 14 | 6 | 2014 | 3 | 14 | 7 |  | 380.025 | 17131.527 | 45.08 | 125.7 | 8322.597 | 66.21 | 1354.4 | 1354.4 | 0 |  | 2014/03 | 2014-03-14 06:00 | 1010.537 | -36.162 | 974.375
| 2014 | 3 | 14 | 7 | 2014 | 3 | 14 | 8 |  | 317.119 | 40527.8082 | 127.8 | 122.6 | 13716.488 | 111.88 | 1369.6 | 1369.6 | 0 |  | 2014/03 | 2014-03-14 07:00 | 1091.904 | -39.423 | 1052.481
| 2014 | 3 | 14 | 8 | 2014 | 3 | 14 | 9 |  | 308.117 | 87351.1695 | 283.5 | 96.2 | 16100.032 | 167.36 | 1391.5 | 1391.5 | 0 |  | 2014/03 | 2014-03-14 08:00 | 1121.715 | -38.332 | 1083.383
| 2014 | 3 | 14 | 9 | 2014 | 3 | 14 | 10 |  | 358.908 | 19614.3222 | 54.65 | 80.3 | 7062.385 | 87.95 | 1430.3 | 1430.3 | 0 |  | 2014/03 | 2014-03-14 09:00 | 1108.337 | -36.945 | 1071.392
| 2014 | 3 | 14 | 10 | 2014 | 3 | 14 | 11 |  | 368.769 | 20381.8626 | 55.27 | 33.6 | 2265.312 | 67.42 | 1391.75 | 1391.75 | 0 |  | 2014/03 | 2014-03-14 10:00 | 1060.948 | -37.967 | 1022.981
| 2014 | 3 | 14 | 11 | 2014 | 3 | 14 | 12 |  | 401.315 | 42828.3368 | 106.72 | 27.2 | 1598.816 | 58.78 | 1335.65 | 1335.651 | 0.001 |  | 2014/03 | 2014-03-14 11:00 | 968.969 | -34.633 | 934.336
| 2014 | 3 | 14 | 12 | 2014 | 3 | 14 | 13 |  | 419.296 | 21878.1122 | 52.1782 |  |  | #DIV/0! | 1265.6 | 1265.6 | 0 |  | 2014/03 | 2014-03-14 12:00 | 877.725 | -31.421 | 846.304
| 2014 | 3 | 14 | 13 | 2014 | 3 | 14 | 14 |  | 430.371 | 21492.7854 | 49.9401 |  |  | #DIV/0! | 1220.75 | 1220.75 | 0 |  | 2014/03 | 2014-03-14 13:00 | 819.974 | -29.595 | 790.379
| 2014 | 3 | 14 | 14 | 2014 | 3 | 14 | 15 |  | 482.514 | 19769.6037 | 40.9721 |  |  | #DIV/0! | 1231.75 | 1231.75 | 0 |  | 2014/03 | 2014-03-14 14:00 | 775.833 | -26.597 | 749.236
| 2014 | 3 | 14 | 15 | 2014 | 3 | 14 | 16 |  | 544.686 | 20224.3816 | 37.1303 |  |  | #DIV/0! | 1264.75 | 1264.75 | 0 |  | 2014/03 | 2014-03-14 15:00 | 744.905 | -24.841 | 720.064
| 2014 | 3 | 14 | 16 | 2014 | 3 | 14 | 17 |  | 558.371 | 19964.7474 | 35.7553 |  |  | #DIV/0! | 1248.9 | 1248.9 | 0 |  | 2014/03 | 2014-03-14 16:00 | 715.267 | -24.738 | 690.529
| 2014 | 3 | 14 | 17 | 2014 | 3 | 14 | 18 |  | 545.12 | 19395.4672 | 35.5802 |  |  | #DIV/0! | 1231.9 | 1231.9 | 0 |  | 2014/03 | 2014-03-14 17:00 | 711.279 | -24.499 | 686.78
| 2014 | 3 | 14 | 18 | 2014 | 3 | 14 | 19 |  | 522.109 | 18152.9582 | 34.7685 |  |  | #DIV/0! | 1229.2 | 1229.2 | 0 |  | 2014/03 | 2014-03-14 18:00 | 731.494 | -24.403 | 707.091
| 2014 | 3 | 14 | 19 | 2014 | 3 | 14 | 20 |  | 487.899 | 18578.1948 | 38.078 |  |  | #DIV/0! | 1206.45 | 1206.45 | 0 |  | 2014/03 | 2014-03-14 19:00 | 741.34 | -22.789 | 718.551
| 2014 | 3 | 14 | 20 | 2014 | 3 | 14 | 21 |  | 478.92 | 33511.6272 | 69.9733 |  |  | #DIV/0! | 1216.6 | 1216.6 | 0 |  | 2014/03 | 2014-03-14 20:00 | 763.133 | -25.453 | 737.68
| 2014 | 3 | 14 | 21 | 2014 | 3 | 14 | 22 |  | 439.189 | 22353.2735 | 50.8967 |  |  | #DIV/0! | 1212.25 | 1212.25 | 0 |  | 2014/03 | 2014-03-14 21:00 | 798.263 | -25.202 | 773.061
| 2014 | 3 | 14 | 22 | 2014 | 3 | 14 | 23 |  | 433.796 | 16280.5345 | 37.5304 |  |  | #DIV/0! | 1197.65 | 1197.65 | 0 |  | 2014/03 | 2014-03-14 22:00 | 788.002 | -24.148 | 763.854
| 2014 | 3 | 14 | 23 | 2014 | 3 | 14 | 24 |  | 436.429 | 14541.8143 | 33.32 | 30.8 | 1212.288 | 39.36 | 1175.15 | 1175.151 | 0.001 |  | 2014/03 | 2014-03-14 23:00 | 760.856 | -22.134 | 738.722
| 2014 | 3 | 14 | 0 | 2014 | 3 | 15 | 1 |  | 349.799 | 10553.4358 | 30.17 | 17.1 | 625.005 | 36.55 | 1054.8 | 1054.8 | 0 |  | 2014/03 | 2014-03-15 | 724.672 | -19.671 | 705.001
| 2014 | 3 | 15 | 1 | 2014 | 3 | 15 | 2 |  | 311.9 | 11724.321 | 37.59 | 38.092 | 1178.9474 | 30.95 | 973.292 | 973.292 | 0 |  | 2014/03 | 2014-03-15 01:00 | 679.089 | -17.697 | 661.392
| 2014 | 3 | 15 | 2 | 2014 | 3 | 15 | 3 |  | 251.95 | 9088.1175 | 36.0711 |  |  | #DIV/0! | 900.65 | 900.649 | -0.001 |  | 2014/03 | 2014-03-15 02:00 | 666.577 | -17.878 | 648.699
| 2014 | 3 | 15 | 3 | 2014 | 3 | 15 | 4 |  | 278.2 | 9945.65 | 35.75 | 36.295 | 1173.7803 | 32.34 | 922.095 | 922.095 | 0 |  | 2014/03 | 2014-03-15 03:00 | 662.09 | -18.195 | 643.895
| 2014 | 3 | 15 | 4 | 2014 | 3 | 15 | 5 |  | 388.1 | 13804.717 | 35.57 | 80.094 | 2095.259 | 26.16 | 1023.594 | 1023.594 | 0 |  | 2014/03 | 2014-03-15 04:00 | 652.733 | -17.239 | 635.494
| 2014 | 3 | 15 | 5 | 2014 | 3 | 15 | 6 |  | 390.07 | 13523.7269 | 34.67 | 58.206 | 1596.0085 | 27.42 | 1020.506 | 1020.507 | 0.001 |  | 2014/03 | 2014-03-15 05:00 | 647.757 | -17.32 | 630.437
| 2014 | 3 | 15 | 6 | 2014 | 3 | 15 | 7 |  | 391.7 | 14152.121 | 36.13 | 31.681 | 975.458 | 30.79 | 1036.181 | 1036.181 | 0 |  | 2014/03 | 2014-03-15 06:00 | 661.836 | -17.355 | 644.481
| 2014 | 3 | 15 | 7 | 2014 | 3 | 15 | 8 |  | 450.3 | 17039.352 | 37.84 | 42.487 | 1280.1333 | 30.13 | 1113.937 | 1113.937 | 0 |  | 2014/03 | 2014-03-15 07:00 | 680.704 | -17.067 | 663.637
| 2014 | 3 | 15 | 8 | 2014 | 3 | 15 | 9 |  | 461.202 | 18277.2859 | 39.6297 |  |  | #DIV/0! | 1143.45 | 1143.45 | 0 |  | 2014/03 | 2014-03-15 08:00 | 700.245 | -17.997 | 682.248
| 2014 | 3 | 15 | 9 | 2014 | 3 | 15 | 10 |  | 520.279 | 22910.8733 | 44.0357 |  |  | #DIV/0! | 1220.15 | 1220.149 | -0.001 |  | 2014/03 | 2014-03-15 09:00 | 719.382 | -19.512 | 699.87
| 2014 | 3 | 15 | 10 | 2014 | 3 | 15 | 11 |  | 571.94 | 28306.1912 | 49.4915 |  |  | #DIV/0! | 1280.65 | 1280.651 | 0.001 |  | 2014/03 | 2014-03-15 10:00 | 729.909 | -21.198 | 708.711
| 2014 | 3 | 15 | 11 | 2014 | 3 | 15 | 12 |  | 633.554 | 31102.3602 | 49.0919 |  |  | #DIV/0! | 1326.2 | 1326.2 | 0 |  | 2014/03 | 2014-03-15 11:00 | 713.864 | -21.218 | 692.646
| 2014 | 3 | 15 | 12 | 2014 | 3 | 15 | 13 |  | 795.025 | 32936.7143 | 41.4285 |  |  | #DIV/0! | 1479.45 | 1479.45 | 0 |  | 2014/03 | 2014-03-15 12:00 | 705.581 | -21.156 | 684.425
| 2014 | 3 | 15 | 13 | 2014 | 3 | 15 | 14 |  | 873.188 | 32868.3068 | 37.6417 |  |  | #DIV/0! | 1532.45 | 1532.45 | 0 |  | 2014/03 | 2014-03-15 13:00 | 680.609 | -21.347 | 659.262
| 2014 | 3 | 15 | 14 | 2014 | 3 | 15 | 15 |  | 928.36 | 32242.8534 | 34.731 |  |  | #DIV/0! | 1570.75 | 1570.75 | 0 |  | 2014/03 | 2014-03-15 14:00 | 662.988 | -20.598 | 642.39
| 2014 | 3 | 15 | 15 | 2014 | 3 | 15 | 16 |  | 910.447 | 31315.1408 | 34.3953 |  |  | #DIV/0! | 1538.6 | 1538.6 | 0 |  | 2014/03 | 2014-03-15 15:00 | 647.847 | -19.694 | 628.153
| 2014 | 3 | 15 | 16 | 2014 | 3 | 15 | 17 |  | 906.099 | 30623.4027 | 33.797 |  |  | #DIV/0! | 1528.3 | 1528.299 | -0.001 |  | 2014/03 | 2014-03-15 16:00 | 642.469 | -20.269 | 622.2
| 2014 | 3 | 15 | 17 | 2014 | 3 | 15 | 18 |  | 974.043 | 32961.4937 | 33.8399 |  |  | #DIV/0! | 1585.45 | 1585.45 | 0 |  | 2014/03 | 2014-03-15 17:00 | 631.861 | -20.454 | 611.407
| 2014 | 3 | 15 | 18 | 2014 | 3 | 15 | 19 |  | 1006.514 | 34129.2623 | 33.9084 |  |  | #DIV/0! | 1619.75 | 1619.75 | 0 |  | 2014/03 | 2014-03-15 18:00 | 633.048 | -19.812 | 613.236
| 2014 | 3 | 15 | 19 | 2014 | 3 | 15 | 20 |  | 980.599 | 33937.3215 | 34.6088 |  |  | #DIV/0! | 1605.3 | 1605.301 | 0.001 |  | 2014/03 | 2014-03-15 19:00 | 644.06 | -19.358 | 624.702
| 2014 | 3 | 15 | 20 | 2014 | 3 | 15 | 21 |  | 954.976 | 38013.4788 | 39.8057 |  |  | #DIV/0! | 1597.85 | 1597.85 | 0 |  | 2014/03 | 2014-03-15 20:00 | 664.139 | -21.265 | 642.874
| 2014 | 3 | 15 | 21 | 2014 | 3 | 15 | 22 |  | 941.097 | 37904.605 | 40.277 |  |  | #DIV/0! | 1627.8 | 1627.799 | -0.001 |  | 2014/03 | 2014-03-15 21:00 | 709.234 | -22.532 | 686.702
| 2014 | 3 | 15 | 22 | 2014 | 3 | 15 | 23 |  | 893.948 | 33512.6762 | 37.4884 |  |  | #DIV/0! | 1583.3 | 1583.3 | 0 |  | 2014/03 | 2014-03-15 22:00 | 712.112 | -22.76 | 689.352
| 2014 | 3 | 15 | 23 | 2014 | 3 | 15 | 24 |  | 813.615 | 27806.2519 | 34.1762 |  |  | #DIV/0! | 1497.4 | 1497.4 | 0 |  | 2014/03 | 2014-03-15 23:00 | 705.982 | -22.197 | 683.785
| 2014 | 3 | 15 | 0 | 2014 | 3 | 16 | 1 |  | 739.934 | 24073.886 | 32.5352 |  |  | #DIV/0! | 1413.45 | 1413.45 | 0 |  | 2014/03 | 2014-03-16 | 695.048 | -21.532 | 673.516
| 2014 | 3 | 16 | 1 | 2014 | 3 | 16 | 2 |  | 950.9 | 35497.097 | 37.33 | 217.078 | 6128.1119 | 28.23 | 1618.228 | 1618.228 | 0 |  | 2014/03 | 2014-03-16 01:00 | 688.596 | -21.268 | 667.328
| 2014 | 3 | 16 | 2 | 2014 | 3 | 16 | 3 |  | 953.3 | 34776.384 | 36.48 | 258.631 | 7109.7662 | 27.49 | 1619.531 | 1619.531 | 0 |  | 2014/03 | 2014-03-16 02:00 | 687.068 | -20.837 | 666.231
| 2014 | 3 | 16 | 3 | 2014 | 3 | 16 | 4 |  | 1012.8 | 36167.088 | 35.71 | 308.329 | 9040.2063 | 29.32 | 1686.329 | 1686.329 | 0 |  | 2014/03 | 2014-03-16 03:00 | 694.416 | -20.887 | 673.529
| 2014 | 3 | 16 | 4 | 2014 | 3 | 16 | 5 |  | 980.24 | 33534.0104 | 34.21 | 200.057 | 5775.6456 | 28.87 | 1665.357 | 1665.357 | 0 |  | 2014/03 | 2014-03-16 04:00 | 706.527 | -21.41 | 685.117
| 2014 | 3 | 16 | 5 | 2014 | 3 | 16 | 6 |  | 974.525 | 35102.3905 | 36.02 | 138.669 | 4244.6581 | 30.61 | 1664.419 | 1664.419 | 0 |  | 2014/03 | 2014-03-16 05:00 | 714.328 | -24.434 | 689.894
| 2014 | 3 | 16 | 6 | 2014 | 3 | 16 | 7 |  | 992.43 | 36154.2249 | 36.43 | 146.622 | 4513.0252 | 30.78 | 1696.872 | 1696.873 | 0.001 |  | 2014/03 | 2014-03-16 06:00 | 728.097 | -23.654 | 704.443
| 2014 | 3 | 16 | 7 | 2014 | 3 | 16 | 8 |  | 1055.64 | 40483.794 | 38.35 | 128.741 | 4956.5285 | 38.5 | 1780.741 | 1780.742 | 0.001 |  | 2014/03 | 2014-03-16 07:00 | 748.705 | -23.603 | 725.102
| 2014 | 3 | 16 | 8 | 2014 | 3 | 16 | 9 |  | 1040.825 | 41549.734 | 39.92 | 24.473 | 947.1051 | 38.7 | 1791.923 | 1791.923 | 0 |  | 2014/03 | 2014-03-16 08:00 | 776.181 | -25.083 | 751.098
| 2014 | 3 | 16 | 9 | 2014 | 3 | 16 | 10 |  | 1089.888 | 43535.779 | 39.9452 |  |  | #DIV/0! | 1865.45 | 1865.45 | 0 |  | 2014/03 | 2014-03-16 09:00 | 801.854 | -26.292 | 775.562
| 2014 | 3 | 16 | 10 | 2014 | 3 | 16 | 11 |  | 1130.844 | 48429.0626 | 42.8256 |  |  | #DIV/0! | 1924.9 | 1924.9 | 0 |  | 2014/03 | 2014-03-16 10:00 | 820.599 | -26.543 | 794.056
| 2014 | 3 | 16 | 11 | 2014 | 3 | 16 | 12 |  | 1178.743 | 52191.0259 | 44.2768 |  |  | #DIV/0! | 1966.05 | 1966.05 | 0 |  | 2014/03 | 2014-03-16 11:00 | 814.493 | -27.186 | 787.307
| 2014 | 3 | 16 | 12 | 2014 | 3 | 16 | 13 |  | 1213.509 | 53127.9488 | 43.7804 |  |  | #DIV/0! | 1997.85 | 1997.851 | 0.001 |  | 2014/03 | 2014-03-16 12:00 | 812.463 | -28.121 | 784.342
| 2014 | 3 | 16 | 13 | 2014 | 3 | 16 | 14 |  | 1179.796 | 50497.4306 | 42.8018 |  |  | #DIV/0! | 1991.1 | 1991.1 | 0 |  | 2014/03 | 2014-03-16 13:00 | 839.643 | -28.339 | 811.304
| 2014 | 3 | 16 | 14 | 2014 | 3 | 16 | 15 |  | 1163.093 | 48781.3705 | 41.9411 |  |  | #DIV/0! | 1989.4 | 1989.4 | 0 |  | 2014/03 | 2014-03-16 14:00 | 854.463 | -28.156 | 826.307
| 2014 | 3 | 16 | 15 | 2014 | 3 | 16 | 16 |  | 1129.074 | 44510.8656 | 39.4225 |  |  | #DIV/0! | 1981.3 | 1981.3 | 0 |  | 2014/03 | 2014-03-16 15:00 | 881.175 | -28.949 | 852.226
| 2014 | 3 | 16 | 16 | 2014 | 3 | 16 | 17 |  | 1148.473 | 44620.7374 | 38.8522 |  |  | #DIV/0! | 2009 | 2009 | 0 |  | 2014/03 | 2014-03-16 16:00 | 889.81 | -29.283 | 860.527
| 2014 | 3 | 16 | 17 | 2014 | 3 | 16 | 18 |  | 1132.355 | 45578.5513 | 40.2511 |  |  | #DIV/0! | 2010.75 | 2010.749 | -0.001 |  | 2014/03 | 2014-03-16 17:00 | 909.264 | -30.87 | 878.394
| 2014 | 3 | 16 | 18 | 2014 | 3 | 16 | 19 |  | 1101.202 | 47297.682 | 42.951 |  |  | #DIV/0! | 1993.65 | 1993.65 | 0 |  | 2014/03 | 2014-03-16 18:00 | 924.64 | -32.192 | 892.448
| 2014 | 3 | 16 | 19 | 2014 | 3 | 16 | 20 |  | 1074.209 | 49998.7599 | 46.5447 |  |  | #DIV/0! | 1995.7 | 1995.7 | 0 |  | 2014/03 | 2014-03-16 19:00 | 953.945 | -32.454 | 921.491
| 2014 | 3 | 16 | 20 | 2014 | 3 | 16 | 21 |  | 1056.573 | 77805.2452 | 73.6393 |  |  | #DIV/0! | 2013.35 | 2013.35 | 0 |  | 2014/03 | 2014-03-16 20:00 | 990.219 | -33.442 | 956.777
| 2014 | 3 | 16 | 21 | 2014 | 3 | 16 | 22 |  | 1015.3 | 76553.62 | 75.4 | 11.498 | 984.9187 | 85.66 | 1995.148 | 1995.148 | 0 |  | 2014/03 | 2014-03-16 21:00 | 1011.637 | -31.789 | 979.848
| 2014 | 3 | 16 | 22 | 2014 | 3 | 16 | 23 |  | 1035.5 | 62202.485 | 60.07 | 21.963 | 3233.1732 | 147.21 | 2011.513 | 2011.512 | -0.001 |  | 2014/03 | 2014-03-16 22:00 | 1007.553 | -31.541 | 976.012
| 2014 | 3 | 16 | 23 | 2014 | 3 | 16 | 24 |  | 952.833 | 49945.6968 | 52.4181 |  |  | #DIV/0! | 1908.65 | 1908.65 | 0 |  | 2014/03 | 2014-03-16 23:00 | 985.285 | -29.468 | 955.817
| 2014 | 3 | 16 | 0 | 2014 | 3 | 17 | 1 |  | 903.95 | 36524.5884 | 40.4055 |  |  | #DIV/0! | 1824.15 | 1824.15 | 0 |  | 2014/03 | 2014-03-17 | 951.168 | -30.968 | 920.2
| 2014 | 3 | 17 | 1 | 2014 | 3 | 17 | 2 |  | 1027.6 | 46550.28 | 45.3 | 94.61 | 4397.4728 | 46.48 | 1921.46 | 1921.459 | -0.001 |  | 2014/03 | 2014-03-17 01:00 | 925.158 | -31.299 | 893.859
| 2014 | 3 | 17 | 2 | 2014 | 3 | 17 | 3 |  | 972.9 | 42953.535 | 44.15 | 14.35 | 632.9785 | 44.11 | 1840.5 | 1840.5 | 0 |  | 2014/03 | 2014-03-17 02:00 | 900.482 | -32.882 | 867.6
| 2014 | 3 | 17 | 3 | 2014 | 3 | 17 | 4 |  | 962.7 | 41973.72 | 43.6 | 20.905 | 966.2291 | 46.22 | 1822.905 | 1822.905 | 0 |  | 2014/03 | 2014-03-17 03:00 | 893.535 | -33.33 | 860.205
| 2014 | 3 | 17 | 4 | 2014 | 3 | 17 | 5 |  | 994.6 | 43245.208 | 43.48 | 21.123 | 974.1928 | 46.12 | 1851.123 | 1851.123 | 0 |  | 2014/03 | 2014-03-17 04:00 | 890.296 | -33.773 | 856.523
| 2014 | 3 | 17 | 5 | 2014 | 3 | 17 | 6 |  | 991.032 | 47281.3378 | 47.7092 |  |  | #DIV/0! | 1867 | 1867 | 0 |  | 2014/03 | 2014-03-17 05:00 | 910.953 | -34.985 | 875.968
| 2014 | 3 | 17 | 6 | 2014 | 3 | 17 | 7 |  | 972.393 | 65717.304 | 67.5831 |  |  | #DIV/0! | 1874.15 | 1874.15 | 0 |  | 2014/03 | 2014-03-17 06:00 | 936.717 | -34.96 | 901.757
| 2014 | 3 | 17 | 7 | 2014 | 3 | 17 | 8 |  | 962.169 | 87944.4526 | 91.4023 |  |  | #DIV/0! | 1926 | 1926 | 0 |  | 2014/03 | 2014-03-17 07:00 | 1000.743 | -36.912 | 963.831
| 2014 | 3 | 17 | 8 | 2014 | 3 | 17 | 9 |  | 982.623 | 135649.3402 | 138.0482 |  |  | #DIV/0! | 1996.3 | 1996.3 | 0 |  | 2014/03 | 2014-03-17 08:00 | 1051.46 | -37.783 | 1013.677
| 2014 | 3 | 17 | 9 | 2014 | 3 | 17 | 10 |  | 982.497 | 101239.3738 | 103.0429 |  |  | #DIV/0! | 2013.45 | 2013.45 | 0 |  | 2014/03 | 2014-03-17 09:00 | 1067.199 | -36.246 | 1030.953
| 2014 | 3 | 17 | 10 | 2014 | 3 | 17 | 11 |  | 974.663 | 97045.5604 | 99.5683 |  |  | #DIV/0! | 2004.8 | 2004.8 | 0 |  | 2014/03 | 2014-03-17 10:00 | 1067.42 | -37.283 | 1030.137
| 2014 | 3 | 17 | 11 | 2014 | 3 | 17 | 12 |  | 1006.9 | 93933.701 | 93.29 | 33.21 | 9817.5402 | 295.62 | 2045.16 | 2045.16 | 0 |  | 2014/03 | 2014-03-17 11:00 | 1077.007 | -38.747 | 1038.26
| 2014 | 3 | 17 | 12 | 2014 | 3 | 17 | 13 |  | 1041.5 | 94172.43 | 90.42 | 56.527 | 7429.9089 | 131.44 | 2068.827 | 2068.826 | -0.001 |  | 2014/03 | 2014-03-17 12:00 | 1065.739 | -38.413 | 1027.326
| 2014 | 3 | 17 | 13 | 2014 | 3 | 17 | 14 |  | 1039.7 | 89455.788 | 86.04 | 36.406 | 6410.7325 | 176.09 | 2045.856 | 2045.856 | 0 |  | 2014/03 | 2014-03-17 13:00 | 1045.666 | -39.51 | 1006.156
| 2014 | 3 | 17 | 14 | 2014 | 3 | 17 | 15 |  | 1124.9 | 107956.653 | 95.97 | 100.697 | 13922.3672 | 138.26 | 2108.747 | 2108.747 | 0 |  | 2014/03 | 2014-03-17 14:00 | 1022.341 | -38.494 | 983.847
| 2014 | 3 | 17 | 15 | 2014 | 3 | 17 | 16 |  | 1092.2 | 88009.476 | 80.58 | 61.408 | 4585.3354 | 74.67 | 2061.158 | 2061.158 | 0 |  | 2014/03 | 2014-03-17 15:00 | 1007.468 | -38.51 | 968.958
| 2014 | 3 | 17 | 16 | 2014 | 3 | 17 | 17 |  | 1174.5 | 82414.665 | 70.17 | 117.342 | 10282.6795 | 87.63 | 2116.792 | 2116.791 | -0.001 |  | 2014/03 | 2014-03-17 16:00 | 979.71 | -37.419 | 942.291
| 2014 | 3 | 17 | 17 | 2014 | 3 | 17 | 18 |  | 1176.3 | 81341.145 | 69.15 | 105.208 | 13403.4992 | 127.4 | 2112.108 | 2112.109 | 0.001 |  | 2014/03 | 2014-03-17 17:00 | 972.973 | -37.164 | 935.809
| 2014 | 3 | 17 | 18 | 2014 | 3 | 17 | 19 |  | 1172.1 | 80663.922 | 68.82 | 130.212 | 6961.1335 | 53.46 | 2108.262 | 2108.262 | 0 |  | 2014/03 | 2014-03-17 18:00 | 971.913 | -35.751 | 936.162
| 2014 | 3 | 17 | 19 | 2014 | 3 | 17 | 20 |  | 1146.4 | 82403.232 | 71.88 | 85.034 | 4335.8837 | 50.99 | 2086.934 | 2086.934 | 0 |  | 2014/03 | 2014-03-17 19:00 | 977.786 | -37.252 | 940.534
| 2014 | 3 | 17 | 20 | 2014 | 3 | 17 | 21 |  | 1117.7 | 110875.84 | 99.2 | 115.423 | 27235.2111 | 235.96 | 2071.623 | 2071.623 | 0 |  | 2014/03 | 2014-03-17 20:00 | 992.611 | -38.688 | 953.923
| 2014 | 3 | 17 | 21 | 2014 | 3 | 17 | 22 |  | 1068.2 | 104491.324 | 97.82 | 44.634 | 5116.8418 | 114.64 | 2040.534 | 2040.534 | 0 |  | 2014/03 | 2014-03-17 21:00 | 1010.787 | -38.453 | 972.334
| 2014 | 3 | 17 | 22 | 2014 | 3 | 17 | 23 |  | 1063.412 | 76204.416 | 71.6603 |  |  | #DIV/0! | 2012.9 | 2012.9 | 0 |  | 2014/03 | 2014-03-17 22:00 | 987.612 | -38.124 | 949.488
| 2014 | 3 | 17 | 23 | 2014 | 3 | 17 | 24 |  | 1121.1 | 62232.261 | 55.51 | 41.251 | 2008.5112 | 48.69 | 2036.151 | 2036.151 | 0 |  | 2014/03 | 2014-03-17 23:00 | 953.86 | -38.809 | 915.051
| 2014 | 3 | 17 | 0 | 2014 | 3 | 18 | 1 |  | 1156.8 | 53906.88 | 46.6 | 41.919 | 1769.401 | 42.21 | 2028.319 | 2028.319 | 0 |  | 2014/03 | 2014-03-18 | 907.702 | -36.183 | 871.519
| 2014 | 3 | 18 | 1 | 2014 | 3 | 18 | 2 |  | 995.391 | 48656.953 | 48.8823 |  |  | #DIV/0! | 1830.35 | 1830.351 | 0.001 |  | 2014/03 | 2014-03-18 01:00 | 870.572 | -35.612 | 834.96
| 2014 | 3 | 18 | 2 | 2014 | 3 | 18 | 3 |  | 980.549 | 47365.5047 | 48.3051 |  |  | #DIV/0! | 1804.05 | 1804.05 | 0 |  | 2014/03 | 2014-03-18 02:00 | 860.285 | -36.784 | 823.501
| 2014 | 3 | 18 | 3 | 2014 | 3 | 18 | 4 |  | 1021.353 | 47908.3195 | 46.9067 |  |  | #DIV/0! | 1829.15 | 1829.15 | 0 |  | 2014/03 | 2014-03-18 03:00 | 844.716 | -36.919 | 807.797
| 2014 | 3 | 18 | 4 | 2014 | 3 | 18 | 5 |  | 1028.236 | 48178.503 | 46.8555 |  |  | #DIV/0! | 1835.15 | 1835.15 | 0 |  | 2014/03 | 2014-03-18 04:00 | 843.377 | -36.463 | 806.914
| 2014 | 3 | 18 | 5 | 2014 | 3 | 18 | 6 |  | 992.714 | 50683.1627 | 51.0552 |  |  | #DIV/0! | 1810.85 | 1810.851 | 0.001 |  | 2014/03 | 2014-03-18 05:00 | 853.666 | -35.529 | 818.137
| 2014 | 3 | 18 | 6 | 2014 | 3 | 18 | 7 |  | 1023.199 | 53701.3799 | 52.4838 |  |  | #DIV/0! | 1877.45 | 1877.45 | 0 |  | 2014/03 | 2014-03-18 06:00 | 889.719 | -35.468 | 854.251
| 2014 | 3 | 18 | 7 | 2014 | 3 | 18 | 8 |  | 1006.307 | 89197.2991 | 88.6383 |  |  | #DIV/0! | 1930 | 1930 | 0 |  | 2014/03 | 2014-03-18 07:00 | 960.494 | -36.801 | 923.693
| 2014 | 3 | 18 | 8 | 2014 | 3 | 18 | 9 |  | 1059.036 | 162044.7853 | 153.0116 |  |  | #DIV/0! | 2025.6 | 2025.6 | 0 |  | 2014/03 | 2014-03-18 08:00 | 1005.863 | -39.299 | 966.564
| 2014 | 3 | 18 | 9 | 2014 | 3 | 18 | 10 |  | 1123.487 | 97973.0172 | 87.2044 |  |  | #DIV/0! | 2080.75 | 2080.751 | 0.001 |  | 2014/03 | 2014-03-18 09:00 | 995.321 | -38.057 | 957.264
| 2014 | 3 | 18 | 10 | 2014 | 3 | 18 | 11 |  | 1134.852 | 80983.7009 | 71.3606 |  |  | #DIV/0! | 2074.6 | 2074.6 | 0 |  | 2014/03 | 2014-03-18 10:00 | 978.078 | -38.33 | 939.748
| 2014 | 3 | 18 | 11 | 2014 | 3 | 18 | 12 |  | 1168.434 | 83502.8842 | 71.4656 |  |  | #DIV/0! | 2077.3 | 2077.301 | 0.001 |  | 2014/03 | 2014-03-18 11:00 | 946.527 | -37.66 | 908.867
| 2014 | 3 | 18 | 12 | 2014 | 3 | 18 | 13 |  | 1206.733 | 79921.1107 | 66.2293 |  |  | #DIV/0! | 2081.45 | 2081.45 | 0 |  | 2014/03 | 2014-03-18 12:00 | 912.887 | -38.17 | 874.717
| 2014 | 3 | 18 | 13 | 2014 | 3 | 18 | 14 |  | 1233.282 | 69936.9803 | 56.708 |  |  | #DIV/0! | 2075.55 | 2075.549 | -0.001 |  | 2014/03 | 2014-03-18 13:00 | 877.863 | -35.596 | 842.267
| 2014 | 3 | 18 | 14 | 2014 | 3 | 18 | 15 |  | 1241.308 | 64238.4024 | 51.7506 |  |  | #DIV/0! | 2036 | 2036 | 0 |  | 2014/03 | 2014-03-18 14:00 | 828.036 | -33.344 | 794.692
| 2014 | 3 | 18 | 15 | 2014 | 3 | 18 | 16 |  | 1259.849 | 59666.3806 | 47.3599 |  |  | #DIV/0! | 2020.2 | 2020.2 | 0 |  | 2014/03 | 2014-03-18 15:00 | 792.294 | -31.943 | 760.351
| 2014 | 3 | 18 | 16 | 2014 | 3 | 18 | 17 |  | 1267.937 | 59112.3724 | 46.6209 |  |  | #DIV/0! | 2001.95 | 2001.95 | 0 |  | 2014/03 | 2014-03-18 16:00 | 765.51 | -31.497 | 734.013
| 2014 | 3 | 18 | 17 | 2014 | 3 | 18 | 18 |  | 1293.712 | 60246.3878 | 46.5686 |  |  | #DIV/0! | 2011.75 | 2011.75 | 0 |  | 2014/03 | 2014-03-18 17:00 | 749.025 | -30.987 | 718.038
| 2014 | 3 | 18 | 18 | 2014 | 3 | 18 | 19 |  | 1262.199 | 59266.688 | 46.9551 |  |  | #DIV/0! | 1976.3 | 1976.299 | -0.001 |  | 2014/03 | 2014-03-18 18:00 | 743.088 | -28.988 | 714.1
| 2014 | 3 | 18 | 19 | 2014 | 3 | 18 | 20 |  | 1147.7 | 54905.968 | 47.84 | 88.793 | 2707.2986 | 30.49 | 1862.893 | 1862.894 | 0.001 |  | 2014/03 | 2014-03-18 19:00 | 740.855 | -25.661 | 715.194
| 2014 | 3 | 18 | 20 | 2014 | 3 | 18 | 21 |  | 1197.611 | 71127.1753 | 59.3909 |  |  | #DIV/0! | 1933.65 | 1933.65 | 0 |  | 2014/03 | 2014-03-18 20:00 | 766.848 | -30.809 | 736.039
| 2014 | 3 | 18 | 21 | 2014 | 3 | 18 | 22 |  | 1223.307 | 70752.7193 | 57.8373 |  |  | #DIV/0! | 2015.45 | 2015.45 | 0 |  | 2014/03 | 2014-03-18 21:00 | 822.273 | -30.13 | 792.143
| 2014 | 3 | 18 | 22 | 2014 | 3 | 18 | 23 |  | 1184.116 | 58153.3399 | 49.1112 |  |  | #DIV/0! | 1973.45 | 1973.45 | 0 |  | 2014/03 | 2014-03-18 22:00 | 819.948 | -30.614 | 789.334
| 2014 | 3 | 18 | 23 | 2014 | 3 | 18 | 24 |  | 1216.307 | 49203.4155 | 40.4531 |  |  | #DIV/0! | 1984.4 | 1984.399 | -0.001 |  | 2014/03 | 2014-03-18 23:00 | 798.348 | -30.256 | 768.092
| 2014 | 3 | 18 | 0 | 2014 | 3 | 19 | 1 |  | 1063.838 | 39591.2945 | 37.2155 |  |  | #DIV/0! | 1798.55 | 1798.55 | 0 |  | 2014/03 | 2014-03-19 | 764.212 | -29.5 | 734.712
| 2014 | 3 | 19 | 1 | 2014 | 3 | 19 | 2 |  | 878.183 | 31042.9653 | 35.3491 |  |  | #DIV/0! | 1587.9 | 1587.9 | 0 |  | 2014/03 | 2014-03-19 01:00 | 737.266 | -27.549 | 709.717
| 2014 | 3 | 19 | 2 | 2014 | 3 | 19 | 3 |  | 878.2 | 31018.024 | 35.32 | 49.701 | 1578.5038 | 31.76 | 1579.601 | 1579.6 | -0.001 |  | 2014/03 | 2014-03-19 02:00 | 727.895 | -26.495 | 701.4
| 2014 | 3 | 19 | 3 | 2014 | 3 | 19 | 4 |  | 932.6 | 32631.674 | 34.99 | 84.959 | 2657.5175 | 31.28 | 1635.359 | 1635.359 | 0 |  | 2014/03 | 2014-03-19 03:00 | 727.768 | -25.009 | 702.759
| 2014 | 3 | 19 | 4 | 2014 | 3 | 19 | 5 |  | 937.95 | 32771.973 | 34.94 | 58.502 | 1841.643 | 31.48 | 1652.252 | 1652.252 | 0 |  | 2014/03 | 2014-03-19 04:00 | 741.139 | -26.837 | 714.302
| 2014 | 3 | 19 | 5 | 2014 | 3 | 19 | 6 |  | 989.65 | 35439.3665 | 35.81 | 80.344 | 2724.465 | 33.91 | 1720.994 | 1720.994 | 0 |  | 2014/03 | 2014-03-19 05:00 | 759.017 | -27.673 | 731.344
| 2014 | 3 | 19 | 6 | 2014 | 3 | 19 | 7 |  | 1172.7 | 46931.454 | 40.02 | 222.758 | 8210.8599 | 36.86 | 1950.858 | 1950.858 | 0 |  | 2014/03 | 2014-03-19 06:00 | 806.775 | -28.617 | 778.158
| 2014 | 3 | 19 | 7 | 2014 | 3 | 19 | 8 |  | 1144.2 | 56809.53 | 49.65 | 186.578 | 16597.9789 | 88.96 | 2016.428 | 2016.428 | 0 |  | 2014/03 | 2014-03-19 07:00 | 905.857 | -33.629 | 872.228
| 2014 | 3 | 19 | 8 | 2014 | 3 | 19 | 9 |  | 1174 | 67528.48 | 57.52 | 147.594 | 7376.7481 | 49.98 | 2094.194 | 2094.193 | -0.001 |  | 2014/03 | 2014-03-19 08:00 | 952.963 | -32.77 | 920.193
| 2014 | 3 | 19 | 9 | 2014 | 3 | 19 | 10 |  | 1176.8 | 61782 | 52.5 | 21.295 | 1002.1427 | 47.06 | 2089.895 | 2089.895 | 0 |  | 2014/03 | 2014-03-19 09:00 | 944.806 | -31.711 | 913.095
| 2014 | 3 | 19 | 10 | 2014 | 3 | 19 | 11 |  | 1225.355 | 64105.4745 | 52.3158 |  |  | #DIV/0! | 2096.75 | 2096.749 | -0.001 |  | 2014/03 | 2014-03-19 10:00 | 903.617 | -32.223 | 871.394
| 2014 | 3 | 19 | 11 | 2014 | 3 | 19 | 12 |  | 1277.697 | 68834.9389 | 53.8742 |  |  | #DIV/0! | 2096.6 | 2096.6 | 0 |  | 2014/03 | 2014-03-19 11:00 | 850.115 | -31.212 | 818.903
| 2014 | 3 | 19 | 12 | 2014 | 3 | 19 | 13 |  | 1315.233 | 69044.2283 | 52.4958 |  |  | #DIV/0! | 2089.45 | 2089.45 | 0 |  | 2014/03 | 2014-03-19 12:00 | 804.726 | -30.509 | 774.217
| 2014 | 3 | 19 | 13 | 2014 | 3 | 19 | 14 |  | 1331.061 | 63365.4708 | 47.6052 |  |  | #DIV/0! | 2083.45 | 2083.45 | 0 |  | 2014/03 | 2014-03-19 13:00 | 784.229 | -31.84 | 752.389
| 2014 | 3 | 19 | 14 | 2014 | 3 | 19 | 15 |  | 1350.362 | 59782.9853 | 44.2718 |  |  | #DIV/0! | 2089.3 | 2089.3 | 0 |  | 2014/03 | 2014-03-19 14:00 | 771.534 | -32.596 | 738.938
| 2014 | 3 | 19 | 15 | 2014 | 3 | 19 | 16 |  | 1320 | 55017.6 | 41.68 | 0.099 | 7.4401 | 75.152 | 2041.699 | 2041.699 | 0 |  | 2014/03 | 2014-03-19 15:00 | 753.273 | -31.574 | 721.699
| 2014 | 3 | 19 | 16 | 2014 | 3 | 19 | 17 |  | 1324 | 53727.92 | 40.58 | 28.528 | 1273.7752 | 44.65 | 2036.128 | 2036.128 | 0 |  | 2014/03 | 2014-03-19 16:00 | 743.461 | -31.333 | 712.128
| 2014 | 3 | 19 | 17 | 2014 | 3 | 19 | 18 |  | 1322.525 | 53496.1363 | 40.45 | 8.893 | 499.9556 | 56.219 | 2035.493 | 2035.493 | 0 |  | 2014/03 | 2014-03-19 17:00 | 744.846 | -31.878 | 712.968
| 2014 | 3 | 19 | 18 | 2014 | 3 | 19 | 19 |  | 1328.125 | 54453.125 | 41 | 26.507 | 1184.3328 | 44.68 | 2044.457 | 2044.457 | 0 |  | 2014/03 | 2014-03-19 18:00 | 747.251 | -30.919 | 716.332
| 2014 | 3 | 19 | 19 | 2014 | 3 | 19 | 20 |  | 1388.8 | 59260.096 | 42.67 | 69.783 | 2906.4619 | 41.65 | 2113.383 | 2113.383 | 0 |  | 2014/03 | 2014-03-19 19:00 | 754.203 | -29.62 | 724.583
| 2014 | 3 | 19 | 20 | 2014 | 3 | 19 | 21 |  | 1373.8 | 62233.14 | 45.3 | 29.369 | 2422.0614 | 82.47 | 2113.569 | 2113.569 | 0 |  | 2014/03 | 2014-03-19 20:00 | 768.364 | -28.595 | 739.769
| 2014 | 3 | 19 | 21 | 2014 | 3 | 19 | 22 |  | 1349.181 | 61817.0298 | 45.8182 |  |  | #DIV/0! | 2122.45 | 2122.45 | 0 |  | 2014/03 | 2014-03-19 21:00 | 801.052 | -27.783 | 773.269
| 2014 | 3 | 19 | 22 | 2014 | 3 | 19 | 23 |  | 1335.1 | 55593.564 | 41.64 | 4.358 | 368.7304 | 84.61 | 2103.008 | 2103.008 | 0 |  | 2014/03 | 2014-03-19 22:00 | 795.654 | -27.746 | 767.908
| 2014 | 3 | 19 | 23 | 2014 | 3 | 19 | 24 |  | 1373.578 | 51769.6865 | 37.6897 |  |  | #DIV/0! | 2110.65 | 2110.65 | 0 |  | 2014/03 | 2014-03-19 23:00 | 765.647 | -28.575 | 737.072
| 2014 | 3 | 19 | 0 | 2014 | 3 | 20 | 1 |  | 1357.702 | 44908.1615 | 33.0766 |  |  | #DIV/0! | 2055 | 2055 | 0 |  | 2014/03 | 2014-03-20 | 725.049 | -27.751 | 697.298
| 2014 | 3 | 20 | 1 | 2014 | 3 | 20 | 2 |  | 1228.555 | 39140.3322 | 31.8588 |  |  | #DIV/0! | 1900.85 | 1900.851 | 0.001 |  | 2014/03 | 2014-03-20 01:00 | 695.904 | -23.608 | 672.296
| 2014 | 3 | 20 | 2 | 2014 | 3 | 20 | 3 |  | 1155.948 | 36976.2695 | 31.9878 |  |  | #DIV/0! | 1820.6 | 1820.6 | 0 |  | 2014/03 | 2014-03-20 02:00 | 686.239 | -21.587 | 664.652
| 2014 | 3 | 20 | 3 | 2014 | 3 | 20 | 4 |  | 1099.107 | 34808.8506 | 31.6701 |  |  | #DIV/0! | 1758 | 1758 | 0 |  | 2014/03 | 2014-03-20 03:00 | 680.273 | -21.38 | 658.893
| 2014 | 3 | 20 | 4 | 2014 | 3 | 20 | 5 |  | 1044.194 | 33342.9408 | 31.9317 |  |  | #DIV/0! | 1711.3 | 1711.3 | 0 |  | 2014/03 | 2014-03-20 04:00 | 688.734 | -21.628 | 667.106
| 2014 | 3 | 20 | 5 | 2014 | 3 | 20 | 6 |  | 1061.968 | 34558.7741 | 32.5422 |  |  | #DIV/0! | 1746.65 | 1746.65 | 0 |  | 2014/03 | 2014-03-20 05:00 | 706.993 | -22.311 | 684.682
| 2014 | 3 | 20 | 6 | 2014 | 3 | 20 | 7 |  | 1080.676 | 38073.0979 | 35.2308 |  |  | #DIV/0! | 1812 | 1812 | 0 |  | 2014/03 | 2014-03-20 06:00 | 753.512 | -22.188 | 731.324
| 2014 | 3 | 20 | 7 | 2014 | 3 | 20 | 8 |  | 1189.4 | 56211.044 | 47.26 | 87.429 | 4611.8798 | 52.75 | 2006.579 | 2006.579 | 0 |  | 2014/03 | 2014-03-20 07:00 | 843.575 | -26.396 | 817.179
| 2014 | 3 | 20 | 8 | 2014 | 3 | 20 | 9 |  | 1258.6 | 84829.64 | 67.4 | 55.072 | 3545.5354 | 64.38 | 2128.822 | 2128.822 | 0 |  | 2014/03 | 2014-03-20 08:00 | 899.01 | -28.788 | 870.222
| 2014 | 3 | 20 | 9 | 2014 | 3 | 20 | 10 |  | 1283.489 | 67002.6951 | 52.2036 |  |  | #DIV/0! | 2154.2 | 2154.2 | 0 |  | 2014/03 | 2014-03-20 09:00 | 900.117 | -29.406 | 870.711
| 2014 | 3 | 20 | 10 | 2014 | 3 | 20 | 11 |  | 1285.655 | 65557.7252 | 50.9917 |  |  | #DIV/0! | 2160.45 | 2160.451 | 0.001 |  | 2014/03 | 2014-03-20 10:00 | 905.492 | -30.696 | 874.796
| 2014 | 3 | 20 | 11 | 2014 | 3 | 20 | 12 |  | 1315.026 | 64927.4756 | 49.3735 |  |  | #DIV/0! | 2156.9 | 2156.9 | 0 |  | 2014/03 | 2014-03-20 11:00 | 872.087 | -30.213 | 841.874
| 2014 | 3 | 20 | 12 | 2014 | 3 | 20 | 13 |  | 1350.143 | 62939.3849 | 46.6168 |  |  | #DIV/0! | 2156.75 | 2156.749 | -0.001 |  | 2014/03 | 2014-03-20 12:00 | 836.51 | -29.904 | 806.606
| 2014 | 3 | 20 | 13 | 2014 | 3 | 20 | 14 |  | 1384.309 | 60383.7366 | 43.6201 |  |  | #DIV/0! | 2153.75 | 2153.751 | 0.001 |  | 2014/03 | 2014-03-20 13:00 | 798.45 | -29.008 | 769.442
| 2014 | 3 | 20 | 14 | 2014 | 3 | 20 | 15 |  | 1405.939 | 57578.2231 | 40.9536 |  |  | #DIV/0! | 2146.35 | 2146.349 | -0.001 |  | 2014/03 | 2014-03-20 14:00 | 768.606 | -28.196 | 740.41
| 2014 | 3 | 20 | 15 | 2014 | 3 | 20 | 16 |  | 1418.739 | 56518.2072 | 39.8369 |  |  | #DIV/0! | 2144.85 | 2144.849 | -0.001 |  | 2014/03 | 2014-03-20 15:00 | 753.897 | -27.787 | 726.11
| 2014 | 3 | 20 | 16 | 2014 | 3 | 20 | 17 |  | 1420.752 | 55118.3124 | 38.7952 |  |  | #DIV/0! | 2133.55 | 2133.549 | -0.001 |  | 2014/03 | 2014-03-20 16:00 | 739.876 | -27.079 | 712.797
| 2014 | 3 | 20 | 17 | 2014 | 3 | 20 | 18 |  | 1441.601 | 56352.4892 | 39.0902 |  |  | #DIV/0! | 2144.75 | 2144.749 | -0.001 |  | 2014/03 | 2014-03-20 17:00 | 730.912 | -27.764 | 703.148
| 2014 | 3 | 20 | 18 | 2014 | 3 | 20 | 19 |  | 1414.085 | 56832.1272 | 40.19 |  |  | #DIV/0! | 2117.9 | 2117.9 | 0 |  | 2014/03 | 2014-03-20 18:00 | 729.825 | -26.01 | 703.815
| 2014 | 3 | 20 | 19 | 2014 | 3 | 20 | 20 |  | 1398.574 | 57529.7642 | 41.1346 |  |  | #DIV/0! | 2112.75 | 2112.75 | 0 |  | 2014/03 | 2014-03-20 19:00 | 740.43 | -26.254 | 714.176
| 2014 | 3 | 20 | 20 | 2014 | 3 | 20 | 21 |  | 1375.348 | 73874.38 | 53.7132 |  |  | #DIV/0! | 2129.9 | 2129.899 | -0.001 |  | 2014/03 | 2014-03-20 20:00 | 781.575 | -27.024 | 754.551
| 2014 | 3 | 20 | 21 | 2014 | 3 | 20 | 22 |  | 1334.234 | 76309.0246 | 57.1931 |  |  | #DIV/0! | 2136.9 | 2136.9 | 0 |  | 2014/03 | 2014-03-20 21:00 | 830.976 | -28.31 | 802.666
| 2014 | 3 | 20 | 22 | 2014 | 3 | 20 | 23 |  | 1348.101 | 67132.8265 | 49.7981 |  |  | #DIV/0! | 2162.6 | 2162.599 | -0.001 |  | 2014/03 | 2014-03-20 22:00 | 843.104 | -28.606 | 814.498
| 2014 | 3 | 20 | 23 | 2014 | 3 | 20 | 24 |  | 1358.627 | 52743.076 | 38.8209 |  |  | #DIV/0! | 2155.6 | 2155.6 | 0 |  | 2014/03 | 2014-03-20 23:00 | 824.628 | -27.655 | 796.973
| 2014 | 3 | 20 | 0 | 2014 | 3 | 21 | 1 |  | 1332.914 | 45326.0627 | 34.0052 |  |  | #DIV/0! | 2113.3 | 2113.3 | 0 |  | 2014/03 | 2014-03-21 | 806.955 | -26.569 | 780.386
| 2014 | 3 | 21 | 1 | 2014 | 3 | 21 | 2 |  | 1146.491 | 37825.8135 | 32.9927 |  |  | #DIV/0! | 1914.8 | 1914.8 | 0 |  | 2014/03 | 2014-03-21 01:00 | 794.566 | -26.257 | 768.309
| 2014 | 3 | 21 | 2 | 2014 | 3 | 21 | 3 |  | 931.844 | 30542.4368 | 32.7763 |  |  | #DIV/0! | 1684.35 | 1684.35 | 0 |  | 2014/03 | 2014-03-21 02:00 | 776.493 | -23.987 | 752.506
| 2014 | 3 | 21 | 3 | 2014 | 3 | 21 | 4 |  | 905.309 | 29300.018 | 32.3647 |  |  | #DIV/0! | 1660.05 | 1660.05 | 0 |  | 2014/03 | 2014-03-21 03:00 | 779.463 | -24.722 | 754.741
| 2014 | 3 | 21 | 4 | 2014 | 3 | 21 | 5 |  | 890.34 | 29247.54 | 32.8499 |  |  | #DIV/0! | 1655.95 | 1655.95 | 0 |  | 2014/03 | 2014-03-21 04:00 | 791.743 | -26.133 | 765.61
| 2014 | 3 | 21 | 5 | 2014 | 3 | 21 | 6 |  | 888.69 | 29869.6785 | 33.6109 |  |  | #DIV/0! | 1675.9 | 1675.9 | 0 |  | 2014/03 | 2014-03-21 05:00 | 814.542 | -27.332 | 787.21
| 2014 | 3 | 21 | 6 | 2014 | 3 | 21 | 7 |  | 880.267 | 30993.9954 | 35.2098 |  |  | #DIV/0! | 1716.05 | 1716.05 | 0 |  | 2014/03 | 2014-03-21 06:00 | 862.56 | -26.777 | 835.783
| 2014 | 3 | 21 | 7 | 2014 | 3 | 21 | 8 |  | 1113.1 | 56411.908 | 50.68 | 207.884 | 13976.0413 | 67.23 | 2024.434 | 2024.433 | -0.001 |  | 2014/03 | 2014-03-21 07:00 | 942.653 | -31.32 | 911.333
| 2014 | 3 | 21 | 8 | 2014 | 3 | 21 | 9 |  | 1246.1 | 100772.107 | 80.87 | 249.27 | 11526.2448 | 46.24 | 2200.47 | 2200.471 | 0.001 |  | 2014/03 | 2014-03-21 08:00 | 987.931 | -33.56 | 954.371
| 2014 | 3 | 21 | 9 | 2014 | 3 | 21 | 10 |  | 1251 | 63075.42 | 50.42 | 79.072 | 3737.7334 | 47.27 | 2200.122 | 2200.121 | -0.001 |  | 2014/03 | 2014-03-21 09:00 | 982.578 | -33.457 | 949.121
| 2014 | 3 | 21 | 10 | 2014 | 3 | 21 | 11 |  | 1276.5 | 57761.625 | 45.25 | 20.163 | 801.4792 | 39.75 | 2184.363 | 2184.363 | 0 |  | 2014/03 | 2014-03-21 10:00 | 939.564 | -31.701 | 907.863
| 2014 | 3 | 21 | 11 | 2014 | 3 | 21 | 12 |  | 1336.691 | 62033.3139 | 46.4081 |  |  | #DIV/0! | 2163.75 | 2163.749 | -0.001 |  | 2014/03 | 2014-03-21 11:00 | 857.863 | -30.805 | 827.058
| 2014 | 3 | 21 | 12 | 2014 | 3 | 21 | 13 |  | 1370 | 58499 | 42.7 | 16.914 | 594.6962 | 35.16 | 2125.664 | 2125.664 | 0 |  | 2014/03 | 2014-03-21 12:00 | 784.026 | -28.362 | 755.664
| 2014 | 3 | 21 | 13 | 2014 | 3 | 21 | 14 |  | 1398.5 | 57184.665 | 40.89 | 114.308 | 3971.0599 | 34.74 | 2116.358 | 2116.358 | 0 |  | 2014/03 | 2014-03-21 13:00 | 744.581 | -26.723 | 717.858
| 2014 | 3 | 21 | 14 | 2014 | 3 | 21 | 15 |  | 1314.874 | 50438.3446 | 38.3598 |  |  | #DIV/0! | 2006.05 | 2006.05 | 0 |  | 2014/03 | 2014-03-21 14:00 | 716.754 | -25.578 | 691.176
| 2014 | 3 | 21 | 15 | 2014 | 3 | 21 | 16 |  | 1273.902 | 45577.8469 | 35.7781 |  |  | #DIV/0! | 1943.9 | 1943.9 | 0 |  | 2014/03 | 2014-03-21 15:00 | 694.755 | -24.757 | 669.998
| 2014 | 3 | 21 | 16 | 2014 | 3 | 21 | 17 |  | 1201.374 | 41452.5009 | 34.5042 |  |  | #DIV/0! | 1850.05 | 1850.05 | 0 |  | 2014/03 | 2014-03-21 16:00 | 672.063 | -23.387 | 648.676
| 2014 | 3 | 21 | 17 | 2014 | 3 | 21 | 18 |  | 1118.949 | 37980.9189 | 33.9434 |  |  | #DIV/0! | 1763.2 | 1763.2 | 0 |  | 2014/03 | 2014-03-21 17:00 | 666.651 | -22.4 | 644.251
| 2014 | 3 | 21 | 18 | 2014 | 3 | 21 | 19 |  | 1165.371 | 40529.6733 | 34.7783 |  |  | #DIV/0! | 1800.6 | 1800.6 | 0 |  | 2014/03 | 2014-03-21 18:00 | 656.681 | -21.452 | 635.229
| 2014 | 3 | 21 | 19 | 2014 | 3 | 21 | 20 |  | 1151.6 | 40973.928 | 35.58 | 28.329 | 891.5136 | 31.47 | 1785.079 | 1785.079 | 0 |  | 2014/03 | 2014-03-21 19:00 | 655.295 | -21.816 | 633.479
| 2014 | 3 | 21 | 20 | 2014 | 3 | 21 | 21 |  | 1197.6 | 48119.568 | 40.18 | 46.72 | 1729.5744 | 37.02 | 1847.47 | 1847.47 | 0 |  | 2014/03 | 2014-03-21 20:00 | 673.897 | -24.027 | 649.87
| 2014 | 3 | 21 | 21 | 2014 | 3 | 21 | 22 |  | 1376.2 | 58447.214 | 42.47 | 152.151 | 6315.788 | 41.51 | 2068.201 | 2068.201 | 0 |  | 2014/03 | 2014-03-21 21:00 | 718.5 | -26.499 | 692.001
| 2014 | 3 | 21 | 22 | 2014 | 3 | 21 | 23 |  | 1292 | 48553.36 | 37.58 | 41.703 | 1430.4129 | 34.3 | 1976.153 | 1976.153 | 0 |  | 2014/03 | 2014-03-21 22:00 | 711.047 | -26.894 | 684.153
| 2014 | 3 | 21 | 23 | 2014 | 3 | 21 | 24 |  | 1180.393 | 40731.8676 | 34.507 |  |  | #DIV/0! | 1850.6 | 1850.6 | 0 |  | 2014/03 | 2014-03-21 23:00 | 695.26 | -25.053 | 670.207
| 2014 | 3 | 21 | 0 | 2014 | 3 | 22 | 1 |  | 1137.024 | 36425.579 | 32.0359 |  |  | #DIV/0! | 1790.35 | 1790.351 | 0.001 |  | 2014/03 | 2014-03-22 | 679.316 | -25.989 | 653.327
| 2014 | 3 | 22 | 1 | 2014 | 3 | 22 | 2 |  | 847.027 | 28181.8403 | 33.2715 |  |  | #DIV/0! | 1484.05 | 1484.05 | 0 |  | 2014/03 | 2014-03-22 01:00 | 659.933 | -22.91 | 637.023
| 2014 | 3 | 22 | 2 | 2014 | 3 | 22 | 3 |  | 757.497 | 24967.7854 | 32.9609 |  |  | #DIV/0! | 1387.4 | 1387.401 | 0.001 |  | 2014/03 | 2014-03-22 02:00 | 651.661 | -21.757 | 629.904
| 2014 | 3 | 22 | 3 | 2014 | 3 | 22 | 4 |  | 811.831 | 25936.5338 | 31.9482 |  |  | #DIV/0! | 1436.2 | 1436.2 | 0 |  | 2014/03 | 2014-03-22 03:00 | 646.872 | -22.503 | 624.369
| 2014 | 3 | 22 | 4 | 2014 | 3 | 22 | 5 |  | 812.874 | 25433.1203 | 31.2879 |  |  | #DIV/0! | 1436.1 | 1436.1 | 0 |  | 2014/03 | 2014-03-22 04:00 | 645.425 | -22.199 | 623.226
| 2014 | 3 | 22 | 5 | 2014 | 3 | 22 | 6 |  | 837.4 | 26093.384 | 31.16 | 27.289 | 839.4096 | 30.76 | 1477.439 | 1477.439 | 0 |  | 2014/03 | 2014-03-22 05:00 | 662.267 | -22.228 | 640.039
| 2014 | 3 | 22 | 6 | 2014 | 3 | 22 | 7 |  | 888.4 | 28668.668 | 32.27 | 20.873 | 651.6551 | 31.22 | 1545.973 | 1545.973 | 0 |  | 2014/03 | 2014-03-22 06:00 | 680.661 | -23.088 | 657.573
| 2014 | 3 | 22 | 7 | 2014 | 3 | 22 | 8 |  | 1008.04 | 32811.702 | 32.55 | 45.9 | 1496.34 | 32.6 | 1682.3 | 1682.3 | 0 |  | 2014/03 | 2014-03-22 07:00 | 697.074 | -22.814 | 674.26
| 2014 | 3 | 22 | 8 | 2014 | 3 | 22 | 9 |  | 1131.2 | 38641.792 | 34.16 | 13.249 | 424.7629 | 32.06 | 1825.249 | 1825.249 | 0 |  | 2014/03 | 2014-03-22 08:00 | 716.511 | -22.462 | 694.049
| 2014 | 3 | 22 | 9 | 2014 | 3 | 22 | 10 |  | 1283.9 | 46900.867 | 36.53 | 138.586 | 5235.7791 | 37.78 | 1982.036 | 1982.036 | 0 |  | 2014/03 | 2014-03-22 09:00 | 720.823 | -22.687 | 698.136
| 2014 | 3 | 22 | 10 | 2014 | 3 | 22 | 11 |  | 1378.7 | 54210.484 | 39.32 | 147.144 | 5715.073 | 38.84 | 2077.294 | 2077.294 | 0 |  | 2014/03 | 2014-03-22 10:00 | 722.054 | -23.46 | 698.594
| 2014 | 3 | 22 | 11 | 2014 | 3 | 22 | 12 |  | 1400.9 | 55797.847 | 39.83 | 135.087 | 5702.0223 | 42.21 | 2095.087 | 2095.087 | 0 |  | 2014/03 | 2014-03-22 11:00 | 716.419 | -22.232 | 694.187
| 2014 | 3 | 22 | 12 | 2014 | 3 | 22 | 13 |  | 1431.9 | 58063.545 | 40.55 | 144.496 | 6042.8227 | 41.82 | 2102.496 | 2102.495 | -0.001 |  | 2014/03 | 2014-03-22 12:00 | 691.851 | -21.256 | 670.595
| 2014 | 3 | 22 | 13 | 2014 | 3 | 22 | 14 |  | 1373.9 | 51603.684 | 37.56 | 80.814 | 2784.8504 | 34.46 | 2029.814 | 2029.814 | 0 |  | 2014/03 | 2014-03-22 13:00 | 676.93 | -21.016 | 655.914
| 2014 | 3 | 22 | 14 | 2014 | 3 | 22 | 15 |  | 1253.818 | 44215.9988 | 35.2651 |  |  | #DIV/0! | 1892.15 | 1892.15 | 0 |  | 2014/03 | 2014-03-22 14:00 | 658.344 | -20.012 | 638.332
| 2014 | 3 | 22 | 15 | 2014 | 3 | 22 | 16 |  | 1179.398 | 39732.2831 | 33.6886 |  |  | #DIV/0! | 1807 | 1806.999 | -0.001 |  | 2014/03 | 2014-03-22 15:00 | 646.305 | -18.704 | 627.601
| 2014 | 3 | 22 | 16 | 2014 | 3 | 22 | 17 |  | 1165.451 | 39101.3512 | 33.5504 |  |  | #DIV/0! | 1781.85 | 1781.85 | 0 |  | 2014/03 | 2014-03-22 16:00 | 634.751 | -18.352 | 616.399
| 2014 | 3 | 22 | 17 | 2014 | 3 | 22 | 18 |  | 1148.1 | 37921.743 | 33.03 | 2.744 | 85.1491 | 31.031 | 1755.044 | 1755.044 | 0 |  | 2014/03 | 2014-03-22 17:00 | 625.015 | -18.071 | 606.944
| 2014 | 3 | 22 | 18 | 2014 | 3 | 22 | 19 |  | 1174 | 39739.9 | 33.85 | 18.754 | 567.3085 | 30.25 | 1782.904 | 1782.904 | 0 |  | 2014/03 | 2014-03-22 18:00 | 626.766 | -17.862 | 608.904
| 2014 | 3 | 22 | 19 | 2014 | 3 | 22 | 20 |  | 1258.5 | 43984.575 | 34.95 | 149.666 | 4452.5635 | 29.75 | 1873.816 | 1873.816 | 0 |  | 2014/03 | 2014-03-22 19:00 | 633.149 | -17.833 | 615.316
| 2014 | 3 | 22 | 20 | 2014 | 3 | 22 | 21 |  | 1460.7 | 60399.945 | 41.35 | 340.369 | 11470.4353 | 33.7 | 2091.519 | 2091.519 | 0 |  | 2014/03 | 2014-03-22 20:00 | 650.587 | -19.768 | 630.819
| 2014 | 3 | 22 | 21 | 2014 | 3 | 22 | 22 |  | 1484 | 65503.76 | 44.14 | 244.968 | 8804.1499 | 35.94 | 2158.418 | 2158.419 | 0.001 |  | 2014/03 | 2014-03-22 21:00 | 695.212 | -20.793 | 674.419
| 2014 | 3 | 22 | 22 | 2014 | 3 | 22 | 23 |  | 1486 | 61966.2 | 41.7 | 269.119 | 8942.8244 | 33.23 | 2162.969 | 2162.969 | 0 |  | 2014/03 | 2014-03-22 22:00 | 696.908 | -19.939 | 676.969
| 2014 | 3 | 22 | 23 | 2014 | 3 | 22 | 24 |  | 1393.1 | 50583.461 | 36.31 | 200.761 | 6446.4357 | 32.11 | 2073.911 | 2073.911 | 0 |  | 2014/03 | 2014-03-22 23:00 | 700.412 | -19.601 | 680.811
| 2014 | 3 | 22 | 0 | 2014 | 3 | 23 | 1 |  | 1183.1 | 38959.483 | 32.93 | 109.208 | 3251.1222 | 29.77 | 1840.458 | 1840.458 | 0 |  | 2014/03 | 2014-03-23 | 674.863 | -17.505 | 657.358
| 2014 | 3 | 23 | 1 | 2014 | 3 | 23 | 2 |  | 871.549 | 28915.0063 | 33.1766 |  |  | #DIV/0! | 1529.2 | 1529.2 | 0 |  | 2014/03 | 2014-03-23 01:00 | 674.603 | -16.952 | 657.651
| 2014 | 3 | 23 | 2 | 2014 | 3 | 23 | 3 |  | 761.5 | 24139.55 | 31.7 | 14.949 | 436.6603 | 29.21 | 1412.749 | 1412.748 | -0.001 |  | 2014/03 | 2014-03-23 02:00 | 667.926 | -16.678 | 651.248
| 2014 | 3 | 23 | 3 | 2014 | 3 | 23 | 4 |  | 734 | 22754 | 31 | 36.167 | 1020.6327 | 28.22 | 1393.467 | 1393.466 | -0.001 |  | 2014/03 | 2014-03-23 03:00 | 677.079 | -17.613 | 659.466
| 2014 | 3 | 23 | 4 | 2014 | 3 | 23 | 5 |  | 733.7 | 22781.385 | 31.05 | 41.626 | 1151.3752 | 27.66 | 1401.126 | 1401.126 | 0 |  | 2014/03 | 2014-03-23 04:00 | 685.362 | -17.936 | 667.426
| 2014 | 3 | 23 | 5 | 2014 | 3 | 23 | 6 |  | 795.6 | 24854.544 | 31.24 | 59.167 | 1695.1345 | 28.65 | 1473.317 | 1473.317 | 0 |  | 2014/03 | 2014-03-23 05:00 | 696.67 | -18.953 | 677.717
| 2014 | 3 | 23 | 6 | 2014 | 3 | 23 | 7 |  | 831.4 | 26446.834 | 31.81 | 33.902 | 996.3798 | 29.39 | 1521.152 | 1521.152 | 0 |  | 2014/03 | 2014-03-23 06:00 | 710.306 | -20.554 | 689.752
| 2014 | 3 | 23 | 7 | 2014 | 3 | 23 | 8 |  | 986.8 | 32061.132 | 32.49 | 71.49 | 2178.3003 | 30.47 | 1693.19 | 1693.19 | 0 |  | 2014/03 | 2014-03-23 07:00 | 727.811 | -21.421 | 706.39
| 2014 | 3 | 23 | 8 | 2014 | 3 | 23 | 9 |  | 1146 | 38964 | 34 | 146.401 | 4519.3989 | 30.87 | 1886.401 | 1886.4 | -0.001 |  | 2014/03 | 2014-03-23 08:00 | 761.608 | -21.208 | 740.4
| 2014 | 3 | 23 | 9 | 2014 | 3 | 23 | 10 |  | 1312.1 | 49125.024 | 37.44 | 243.084 | 8274.5794 | 34.04 | 2083.234 | 2083.234 | 0 |  | 2014/03 | 2014-03-23 09:00 | 795.231 | -24.097 | 771.134
| 2014 | 3 | 23 | 10 | 2014 | 3 | 23 | 11 |  | 1372.4 | 58025.072 | 42.28 | 215.959 | 8014.2385 | 37.11 | 2160.959 | 2160.958 | -0.001 |  | 2014/03 | 2014-03-23 10:00 | 814.263 | -25.705 | 788.558
| 2014 | 3 | 23 | 11 | 2014 | 3 | 23 | 12 |  | 1387.4 | 60892.986 | 43.89 | 147.169 | 8075.163 | 54.87 | 2161.319 | 2161.318 | -0.001 |  | 2014/03 | 2014-03-23 11:00 | 799.577 | -25.659 | 773.918
| 2014 | 3 | 23 | 12 | 2014 | 3 | 23 | 13 |  | 1408.5 | 60889.455 | 43.23 | 108.927 | 4825.4661 | 44.3 | 2151.477 | 2151.477 | 0 |  | 2014/03 | 2014-03-23 12:00 | 768.03 | -25.053 | 742.977
| 2014 | 3 | 23 | 13 | 2014 | 3 | 23 | 14 |  | 1377.8 | 55511.562 | 40.29 | 69.391 | 2774.9461 | 39.99 | 2109.691 | 2109.691 | 0 |  | 2014/03 | 2014-03-23 13:00 | 757.051 | -25.16 | 731.891
| 2014 | 3 | 23 | 14 | 2014 | 3 | 23 | 15 |  | 1327.8 | 50482.956 | 38.02 | 14.348 | 555.985 | 38.75 | 2051.648 | 2051.648 | 0 |  | 2014/03 | 2014-03-23 14:00 | 749.291 | -25.443 | 723.848
| 2014 | 3 | 23 | 15 | 2014 | 3 | 23 | 16 |  | 1279.344 | 45616.5299 | 35.6562 |  |  | #DIV/0! | 1977.85 | 1977.85 | 0 |  | 2014/03 | 2014-03-23 15:00 | 723.364 | -24.858 | 698.506
| 2014 | 3 | 23 | 16 | 2014 | 3 | 23 | 17 |  | 1282.734 | 45129.3023 | 35.1821 |  |  | #DIV/0! | 1964.45 | 1964.45 | 0 |  | 2014/03 | 2014-03-23 16:00 | 706.319 | -24.603 | 681.716
| 2014 | 3 | 23 | 17 | 2014 | 3 | 23 | 18 |  | 1282.2 | 43901.418 | 34.2391 |  |  | #DIV/0! | 1969 | 1969 | 0 |  | 2014/03 | 2014-03-23 17:00 | 710.233 | -23.433 | 686.8
| 2014 | 3 | 23 | 18 | 2014 | 3 | 23 | 19 |  | 1313.5 | 49243.115 | 37.49 | 102.787 | 3384.7759 | 32.93 | 2005.387 | 2005.387 | 0 |  | 2014/03 | 2014-03-23 18:00 | 715.405 | -23.518 | 691.887
| 2014 | 3 | 23 | 19 | 2014 | 3 | 23 | 20 |  | 1381.9 | 56492.072 | 40.88 | 212.15 | 6871.5385 | 32.39 | 2103 | 2102.999 | -0.001 |  | 2014/03 | 2014-03-23 19:00 | 745.553 | -24.454 | 721.099
| 2014 | 3 | 23 | 20 | 2014 | 3 | 23 | 21 |  | 1403.3 | 85615.333 | 61.01 | 252.871 | 15154.559 | 59.93 | 2163.471 | 2163.471 | 0 |  | 2014/03 | 2014-03-23 20:00 | 786.845 | -26.674 | 760.171
| 2014 | 3 | 23 | 21 | 2014 | 3 | 23 | 22 |  | 1349.6 | 97589.576 | 72.31 | 140.895 | 13990.8735 | 99.3 | 2184.345 | 2184.345 | 0 |  | 2014/03 | 2014-03-23 21:00 | 862.963 | -28.218 | 834.745
| 2014 | 3 | 23 | 22 | 2014 | 3 | 23 | 23 |  | 1354.2 | 74061.198 | 54.69 | 68.354 | 3805.2672 | 55.67 | 2189.204 | 2189.204 | 0 |  | 2014/03 | 2014-03-23 22:00 | 864.852 | -29.848 | 835.004
| 2014 | 3 | 23 | 23 | 2014 | 3 | 23 | 24 |  | 1363.6 | 61730.172 | 45.27 | 38.927 | 2544.2687 | 65.36 | 2189.927 | 2189.927 | 0 |  | 2014/03 | 2014-03-23 23:00 | 857.353 | -31.026 | 826.327
| 2014 | 3 | 23 | 0 | 2014 | 3 | 24 | 1 |  | 1319.078 | 52671.1079 | 39.9302 |  |  | #DIV/0! | 2141.75 | 2141.749 | -0.001 |  | 2014/03 | 2014-03-24 | 852.491 | -29.82 | 822.671
| 2014 | 3 | 24 | 1 | 2014 | 3 | 24 | 2 |  | 1188.047 | 45666.1711 | 38.438 |  |  | #DIV/0! | 2005.7 | 2005.7 | 0 |  | 2014/03 | 2014-03-24 01:00 | 846.952 | -29.299 | 817.653
| 2014 | 3 | 24 | 2 | 2014 | 3 | 24 | 3 |  | 1044.383 | 40580.5935 | 38.856 |  |  | #DIV/0! | 1862.55 | 1862.55 | 0 |  | 2014/03 | 2014-03-24 02:00 | 848.423 | -30.256 | 818.167
| 2014 | 3 | 24 | 3 | 2014 | 3 | 24 | 4 |  | 993.224 | 38897.906 | 39.1633 |  |  | #DIV/0! | 1825.9 | 1825.899 | -0.001 |  | 2014/03 | 2014-03-24 03:00 | 863.812 | -31.137 | 832.675
| 2014 | 3 | 24 | 4 | 2014 | 3 | 24 | 5 |  | 1036.763 | 40704.596 | 39.2612 |  |  | #DIV/0! | 1893.25 | 1893.25 | 0 |  | 2014/03 | 2014-03-24 04:00 | 889.747 | -33.26 | 856.487
| 2014 | 3 | 24 | 5 | 2014 | 3 | 24 | 6 |  | 1080.211 | 45445.2547 | 42.0707 |  |  | #DIV/0! | 1963.65 | 1963.65 | 0 |  | 2014/03 | 2014-03-24 05:00 | 917.895 | -34.456 | 883.439
| 2014 | 3 | 24 | 6 | 2014 | 3 | 24 | 7 |  | 1091.363 | 67108.5203 | 61.4906 |  |  | #DIV/0! | 2031.55 | 2031.55 | 0 |  | 2014/03 | 2014-03-24 06:00 | 977.173 | -36.986 | 940.187
| 2014 | 3 | 24 | 7 | 2014 | 3 | 24 | 8 |  | 1074.65 | 109040.7575 | 101.4663 |  |  | #DIV/0! | 2113.7 | 2113.7 | 0 |  | 2014/03 | 2014-03-24 07:00 | 1079.418 | -40.368 | 1039.05
| 2014 | 3 | 24 | 8 | 2014 | 3 | 24 | 9 |  | 1061.037 | 157416.0142 | 148.3605 |  |  | #DIV/0! | 2159.55 | 2159.55 | 0 |  | 2014/03 | 2014-03-24 08:00 | 1139.047 | -40.534 | 1098.513
| 2014 | 3 | 24 | 9 | 2014 | 3 | 24 | 10 |  | 1062.583 | 114767.2022 | 108.0078 |  |  | #DIV/0! | 2164.45 | 2164.45 | 0 |  | 2014/03 | 2014-03-24 09:00 | 1141.358 | -39.491 | 1101.867
| 2014 | 3 | 24 | 10 | 2014 | 3 | 24 | 11 |  | 1108.983 | 106192.0731 | 95.7563 |  |  | #DIV/0! | 2162.15 | 2162.151 | 0.001 |  | 2014/03 | 2014-03-24 10:00 | 1091.839 | -38.671 | 1053.168
| 2014 | 3 | 24 | 11 | 2014 | 3 | 24 | 12 |  | 1183.273 | 102490.4867 | 86.6161 |  |  | #DIV/0! | 2162.15 | 2162.15 | 0 |  | 2014/03 | 2014-03-24 11:00 | 1016.415 | -37.538 | 978.877
| 2014 | 3 | 24 | 12 | 2014 | 3 | 24 | 13 |  | 1199.6 | 94000.656 | 78.36 | 17.363 | 917.9818 | 52.87 | 2117.813 | 2117.813 | 0 |  | 2014/03 | 2014-03-24 12:00 | 955.582 | -37.369 | 918.213
| 2014 | 3 | 24 | 13 | 2014 | 3 | 24 | 14 |  | 1242.4 | 95031.176 | 76.49 | 189.798 | 12667.1185 | 66.74 | 2113.948 | 2113.947 | -0.001 |  | 2014/03 | 2014-03-24 13:00 | 906.509 | -34.962 | 871.547
| 2014 | 3 | 24 | 14 | 2014 | 3 | 24 | 15 |  | 1276.1 | 87999.856 | 68.96 | 240.393 | 16361.1476 | 68.06 | 2114.443 | 2114.443 | 0 |  | 2014/03 | 2014-03-24 14:00 | 870.88 | -32.537 | 838.343
| 2014 | 3 | 24 | 15 | 2014 | 3 | 24 | 16 |  | 1307 | 75217.85 | 57.55 | 237.18 | 10056.432 | 42.4 | 2112.33 | 2112.33 | 0 |  | 2014/03 | 2014-03-24 15:00 | 836.39 | -31.06 | 805.33
| 2014 | 3 | 24 | 16 | 2014 | 3 | 24 | 17 |  | 1328.5 | 71752.285 | 54.01 | 244.399 | 9705.0843 | 39.71 | 2101.549 | 2101.549 | 0 |  | 2014/03 | 2014-03-24 16:00 | 803.084 | -30.035 | 773.049
| 2014 | 3 | 24 | 17 | 2014 | 3 | 24 | 18 |  | 1327.4 | 71294.654 | 53.71 | 275.552 | 10517.8198 | 38.17 | 2093.002 | 2093.001 | -0.001 |  | 2014/03 | 2014-03-24 17:00 | 795.146 | -29.545 | 765.601
| 2014 | 3 | 24 | 18 | 2014 | 3 | 24 | 19 |  | 1317.8 | 74877.396 | 56.82 | 578.883 | 22391.1944 | 38.68 | 2091.183 | 2091.183 | 0 |  | 2014/03 | 2014-03-24 18:00 | 802.521 | -29.138 | 773.383
| 2014 | 3 | 24 | 19 | 2014 | 3 | 24 | 20 |  | 1301.1 | 89658.801 | 68.91 | 746.402 | 31722.085 | 42.5 | 2098.702 | 2098.702 | 0 |  | 2014/03 | 2014-03-24 19:00 | 827.385 | -29.783 | 797.602
| 2014 | 3 | 24 | 20 | 2014 | 3 | 24 | 21 |  | 1266 | 136765.98 | 108.03 | 797.553 | 71061.9723 | 89.1 | 2108.003 | 2108.003 | 0 |  | 2014/03 | 2014-03-24 20:00 | 874.578 | -32.575 | 842.003
| 2014 | 3 | 24 | 21 | 2014 | 3 | 24 | 22 |  | 1214.5 | 128858.45 | 106.1 | 829.325 | 80544.044 | 97.12 | 2112.925 | 2112.925 | 0 |  | 2014/03 | 2014-03-24 21:00 | 932.102 | -33.677 | 898.425
| 2014 | 3 | 24 | 22 | 2014 | 3 | 24 | 23 |  | 1213.7 | 103140.226 | 84.98 | 824.587 | 58545.677 | 71 | 2106.887 | 2106.887 | 0 |  | 2014/03 | 2014-03-24 22:00 | 927.345 | -34.158 | 893.187
| 2014 | 3 | 24 | 23 | 2014 | 3 | 24 | 24 |  | 1236.7 | 73793.889 | 59.67 | 820.567 | 51531.6076 | 62.8 | 2102.717 | 2102.717 | 0 |  | 2014/03 | 2014-03-24 23:00 | 900.755 | -34.738 | 866.017
| 2014 | 3 | 24 | 0 | 2014 | 3 | 25 | 1 |  | 1269.9 | 59964.678 | 47.22 | 826.348 | 39590.3327 | 47.91 | 2107.598 | 2107.598 | 0 |  | 2014/03 | 2014-03-25 | 870.955 | -33.257 | 837.698
| 2014 | 3 | 25 | 1 | 2014 | 3 | 25 | 2 |  | 388.843 | 19977.4104 | 51.3765 |  |  | #DIV/0! | 1195.1 | 1195.1 | 0 |  | 2014/03 | 2014-03-25 01:00 | 836.901 | -30.644 | 806.257
| 2014 | 3 | 25 | 2 | 2014 | 3 | 25 | 3 |  | 398.41 | 19030.3263 | 47.7657 |  |  | #DIV/0! | 1192.45 | 1192.45 | 0 |  | 2014/03 | 2014-03-25 02:00 | 824.295 | -30.255 | 794.04
| 2014 | 3 | 25 | 3 | 2014 | 3 | 25 | 4 |  | 438.464 | 19512.0032 | 44.5008 |  |  | #DIV/0! | 1227.3 | 1227.3 | 0 |  | 2014/03 | 2014-03-25 03:00 | 820.595 | -31.759 | 788.836
| 2014 | 3 | 25 | 4 | 2014 | 3 | 25 | 5 |  | 432.13 | 20071.5427 | 46.4479 |  |  | #DIV/0! | 1231.65 | 1231.65 | 0 |  | 2014/03 | 2014-03-25 04:00 | 832.552 | -33.032 | 799.52
| 2014 | 3 | 25 | 5 | 2014 | 3 | 25 | 6 |  | 433.818 | 26426.5063 | 60.9161 |  |  | #DIV/0! | 1251.2 | 1251.199 | -0.001 |  | 2014/03 | 2014-03-25 05:00 | 849.444 | -32.063 | 817.381
| 2014 | 3 | 25 | 6 | 2014 | 3 | 25 | 7 |  | 397.959 | 22260.2162 | 55.936 |  |  | #DIV/0! | 1263 | 1263 | 0 |  | 2014/03 | 2014-03-25 06:00 | 898.907 | -33.866 | 865.041
| 2014 | 3 | 25 | 7 | 2014 | 3 | 25 | 8 |  | 298.266 | 18363.2449 | 61.5667 |  |  | #DIV/0! | 1278 | 1278 | 0 |  | 2014/03 | 2014-03-25 07:00 | 1018.833 | -39.099 | 979.734
| 2014 | 3 | 25 | 8 | 2014 | 3 | 25 | 9 |  | 267.981 | 21784.1608 | 81.2899 |  |  | #DIV/0! | 1276.15 | 1276.15 | 0 |  | 2014/03 | 2014-03-25 08:00 | 1047.414 | -39.245 | 1008.169
| 2014 | 3 | 25 | 9 | 2014 | 3 | 25 | 10 |  | 290.574 | 22726.3234 | 78.2118 |  |  | #DIV/0! | 1279.3 | 1279.299 | -0.001 |  | 2014/03 | 2014-03-25 09:00 | 1028.357 | -39.632 | 988.725
| 2014 | 3 | 25 | 10 | 2014 | 3 | 25 | 11 |  | 306.817 | 22807.8671 | 74.337 |  |  | #DIV/0! | 1278.15 | 1278.15 | 0 |  | 2014/03 | 2014-03-25 10:00 | 1011.704 | -40.371 | 971.333
| 2014 | 3 | 25 | 11 | 2014 | 3 | 25 | 12 |  | 325.696 | 28933.4952 | 88.8359 |  |  | #DIV/0! | 1280 | 1280 | 0 |  | 2014/03 | 2014-03-25 11:00 | 995.945 | -41.641 | 954.304
| 2014 | 3 | 25 | 12 | 2014 | 3 | 25 | 13 |  | 335.261 | 27719.7614 | 82.6811 |  |  | #DIV/0! | 1275 | 1275 | 0 |  | 2014/03 | 2014-03-25 12:00 | 980.208 | -40.469 | 939.739
| 2014 | 3 | 25 | 13 | 2014 | 3 | 25 | 14 |  | 330.825 | 25545.898 | 77.2188 |  |  | #DIV/0! | 1262.75 | 1262.75 | 0 |  | 2014/03 | 2014-03-25 13:00 | 970.679 | -38.754 | 931.925
| 2014 | 3 | 25 | 14 | 2014 | 3 | 25 | 15 |  | 350.288 | 25287.448 | 72.1904 |  |  | #DIV/0! | 1270.35 | 1270.35 | 0 |  | 2014/03 | 2014-03-25 14:00 | 958.475 | -38.413 | 920.062
| 2014 | 3 | 25 | 15 | 2014 | 3 | 25 | 16 |  | 367.92 | 22242.3912 | 60.4544 |  |  | #DIV/0! | 1278.55 | 1278.55 | 0 |  | 2014/03 | 2014-03-25 15:00 | 949.057 | -38.427 | 910.63
| 2014 | 3 | 25 | 16 | 2014 | 3 | 25 | 17 |  | 375.843 | 21970.9691 | 58.4578 |  |  | #DIV/0! | 1276.55 | 1276.55 | 0 |  | 2014/03 | 2014-03-25 16:00 | 937.408 | -36.701 | 900.707
| 2014 | 3 | 25 | 17 | 2014 | 3 | 25 | 18 |  | 393.886 | 24813.2955 | 62.9961 |  |  | #DIV/0! | 1278.55 | 1278.55 | 0 |  | 2014/03 | 2014-03-25 17:00 | 920.62 | -35.956 | 884.664
| 2014 | 3 | 25 | 18 | 2014 | 3 | 25 | 19 |  | 375.399 | 23426.8804 | 62.4053 |  |  | #DIV/0! | 1262.55 | 1262.55 | 0 |  | 2014/03 | 2014-03-25 18:00 | 922.107 | -34.956 | 887.151
| 2014 | 3 | 25 | 19 | 2014 | 3 | 25 | 20 |  | 433.1 | 27254.983 | 62.93 | 142.19 | 7900.0764 | 55.56 | 1369.59 | 1369.59 | 0 |  | 2014/03 | 2014-03-25 19:00 | 973.16 | -36.67 | 936.49
| 2014 | 3 | 25 | 20 | 2014 | 3 | 25 | 21 |  | 419.3 | 35300.867 | 84.19 | 166.426 | 15484.275 | 93.04 | 1392.776 | 1392.776 | 0 |  | 2014/03 | 2014-03-25 20:00 | 1012.228 | -38.752 | 973.476
| 2014 | 3 | 25 | 21 | 2014 | 3 | 25 | 22 |  | 368 | 40215.04 | 109.28 | 159.3 | 20465.271 | 128.47 | 1380.75 | 1380.75 | 0 |  | 2014/03 | 2014-03-25 21:00 | 1048.919 | -36.169 | 1012.75
| 2014 | 3 | 25 | 22 | 2014 | 3 | 25 | 23 |  | 364.7 | 26965.918 | 73.94 | 122.354 | 16221.6933 | 132.58 | 1356.654 | 1356.654 | 0 |  | 2014/03 | 2014-03-25 22:00 | 1024.985 | -33.031 | 991.954
| 2014 | 3 | 25 | 23 | 2014 | 3 | 25 | 24 |  | 385.2 | 22195.224 | 57.62 | 70.253 | 5130.5766 | 73.03 | 1335.953 | 1335.953 | 0 |  | 2014/03 | 2014-03-25 23:00 | 985.125 | -34.372 | 950.753
| 2014 | 3 | 25 | 0 | 2014 | 3 | 26 | 1 |  | 412.2 | 20589.39 | 49.95 | 61.898 | 3698.4055 | 59.75 | 1332.748 | 1332.748 | 0 |  | 2014/03 | 2014-03-26 | 956.6 | -36.052 | 920.548
| 2014 | 3 | 26 | 1 | 2014 | 3 | 26 | 2 |  | 314.729 | 20888.7172 | 66.3705 |  |  | #DIV/0! | 1212.05 | 1212.051 | 0.001 |  | 2014/03 | 2014-03-26 01:00 | 930.193 | -32.871 | 897.322
| 2014 | 3 | 26 | 2 | 2014 | 3 | 26 | 3 |  | 292.158 | 18802.7408 | 64.3581 |  |  | #DIV/0! | 1180.8 | 1180.8 | 0 |  | 2014/03 | 2014-03-26 02:00 | 920.852 | -32.21 | 888.642
| 2014 | 3 | 26 | 3 | 2014 | 3 | 26 | 4 |  | 326.72 | 18130.34 | 55.492 |  |  | #DIV/0! | 1217.6 | 1217.601 | 0.001 |  | 2014/03 | 2014-03-26 03:00 | 924.085 | -33.204 | 890.881
| 2014 | 3 | 26 | 4 | 2014 | 3 | 26 | 5 |  | 399.946 | 22471.0254 | 56.1851 |  |  | #DIV/0! | 1299 | 1299 | 0 |  | 2014/03 | 2014-03-26 04:00 | 932.481 | -33.427 | 899.054
| 2014 | 3 | 26 | 5 | 2014 | 3 | 26 | 6 |  | 407.183 | 27908.8483 | 68.5413 |  |  | #DIV/0! | 1325 | 1325 | 0 |  | 2014/03 | 2014-03-26 05:00 | 951.801 | -33.984 | 917.817
| 2014 | 3 | 26 | 6 | 2014 | 3 | 26 | 7 |  | 373.048 | 31761.577 | 85.1407 |  |  | #DIV/0! | 1337.45 | 1337.45 | 0 |  | 2014/03 | 2014-03-26 06:00 | 999.742 | -35.34 | 964.402
| 2014 | 3 | 26 | 7 | 2014 | 3 | 26 | 8 |  | 290.43 | 34930.9625 | 120.2733 |  |  | #DIV/0! | 1342.15 | 1342.15 | 0 |  | 2014/03 | 2014-03-26 07:00 | 1088.728 | -37.008 | 1051.72
| 2014 | 3 | 26 | 8 | 2014 | 3 | 26 | 9 |  | 224.485 | 32092.1762 | 142.9591 |  |  | #DIV/0! | 1323.3 | 1323.3 | 0 |  | 2014/03 | 2014-03-26 08:00 | 1136.858 | -38.043 | 1098.815
| 2014 | 3 | 26 | 9 | 2014 | 3 | 26 | 10 |  | 221.925 | 24038.4815 | 108.318 |  |  | #DIV/0! | 1326.7 | 1326.7 | 0 |  | 2014/03 | 2014-03-26 09:00 | 1143.859 | -39.084 | 1104.775
| 2014 | 3 | 26 | 10 | 2014 | 3 | 26 | 11 |  | 246.589 | 23688.1367 | 96.0632 |  |  | #DIV/0! | 1320 | 1320 | 0 |  | 2014/03 | 2014-03-26 10:00 | 1111.6 | -38.189 | 1073.411
| 2014 | 3 | 26 | 11 | 2014 | 3 | 26 | 12 |  | 281.6 | 24876.544 | 88.34 | 1.325 | 77.9895 | 58.86 | 1321.225 | 1321.225 | 0 |  | 2014/03 | 2014-03-26 11:00 | 1078 | -38.375 | 1039.625
| 2014 | 3 | 26 | 12 | 2014 | 3 | 26 | 13 |  | 344.7 | 29109.915 | 84.45 | 34.003 | 2348.2472 | 69.06 | 1341.703 | 1341.702 | -0.001 |  | 2014/03 | 2014-03-26 12:00 | 1034.522 | -37.52 | 997.002
| 2014 | 3 | 26 | 13 | 2014 | 3 | 26 | 14 |  | 392.5 | 33476.325 | 85.29 | 33.207 | 2482.2233 | 74.75 | 1350.207 | 1350.207 | 0 |  | 2014/03 | 2014-03-26 13:00 | 994.551 | -36.844 | 957.707
| 2014 | 3 | 26 | 14 | 2014 | 3 | 26 | 15 |  | 430.8 | 31887.816 | 74.02 | 18.095 | 1140.7088 | 63.04 | 1332.095 | 1332.096 | 0.001 |  | 2014/03 | 2014-03-26 14:00 | 937.034 | -35.738 | 901.296
| 2014 | 3 | 26 | 15 | 2014 | 3 | 26 | 16 |  | 463 | 29645.89 | 64.03 | 9.809 | 477.2079 | 48.65 | 1322.959 | 1322.958 | -0.001 |  | 2014/03 | 2014-03-26 15:00 | 894.771 | -34.813 | 859.958
| 2014 | 3 | 26 | 16 | 2014 | 3 | 26 | 17 |  | 485.1 | 30042.243 | 61.93 | 4.583 | 205.96 | 44.94 | 1307.583 | 1307.583 | 0 |  | 2014/03 | 2014-03-26 16:00 | 856.947 | -34.464 | 822.483
| 2014 | 3 | 26 | 17 | 2014 | 3 | 26 | 18 |  | 515.43 | 31180.2426 | 60.4937 |  |  | #DIV/0! | 1318 | 1318 | 0 |  | 2014/03 | 2014-03-26 17:00 | 834.485 | -31.915 | 802.57
| 2014 | 3 | 26 | 18 | 2014 | 3 | 26 | 19 |  | 539.193 | 32236.679 | 59.7869 |  |  | #DIV/0! | 1339 | 1339 | 0 |  | 2014/03 | 2014-03-26 18:00 | 831.986 | -32.179 | 799.807
| 2014 | 3 | 26 | 19 | 2014 | 3 | 26 | 20 |  | 526.127 | 31855.4805 | 60.5471 |  |  | #DIV/0! | 1343 | 1343 | 0 |  | 2014/03 | 2014-03-26 19:00 | 849.126 | -32.253 | 816.873
| 2014 | 3 | 26 | 20 | 2014 | 3 | 26 | 21 |  | 493.958 | 40285.7649 | 81.5571 |  |  | #DIV/0! | 1347.3 | 1347.299 | -0.001 |  | 2014/03 | 2014-03-26 20:00 | 887.602 | -34.261 | 853.341
| 2014 | 3 | 26 | 21 | 2014 | 3 | 26 | 22 |  | 413.293 | 45968.2356 | 111.2243 |  |  | #DIV/0! | 1346.3 | 1346.3 | 0 |  | 2014/03 | 2014-03-26 21:00 | 969.595 | -36.588 | 933.007
| 2014 | 3 | 26 | 22 | 2014 | 3 | 26 | 23 |  | 405.526 | 37477.5194 | 92.4171 |  |  | #DIV/0! | 1359.85 | 1359.85 | 0 |  | 2014/03 | 2014-03-26 22:00 | 992.068 | -37.744 | 954.324
| 2014 | 3 | 26 | 23 | 2014 | 3 | 26 | 24 |  | 428.429 | 30978.0697 | 72.3062 |  |  | #DIV/0! | 1361.15 | 1361.15 | 0 |  | 2014/03 | 2014-03-26 23:00 | 969.846 | -37.125 | 932.721
| 2014 | 3 | 26 | 0 | 2014 | 3 | 27 | 1 |  | 440.227 | 28900.0343 | 65.648 |  |  | #DIV/0! | 1352.15 | 1352.151 | 0.001 |  | 2014/03 | 2014-03-27 | 950.047 | -38.123 | 911.924
| 2014 | 3 | 27 | 1 | 2014 | 3 | 27 | 2 |  | 411.061 | 21419.616 | 52.1081 |  |  | #DIV/0! | 1309.85 | 1309.85 | 0 |  | 2014/03 | 2014-03-27 01:00 | 937.843 | -39.054 | 898.789
| 2014 | 3 | 27 | 2 | 2014 | 3 | 27 | 3 |  | 428.3 | 21363.604 | 49.88 | 35.857 | 1679.5419 | 46.84 | 1323.157 | 1323.156 | -0.001 |  | 2014/03 | 2014-03-27 02:00 | 931.831 | -36.975 | 894.856
| 2014 | 3 | 27 | 3 | 2014 | 3 | 27 | 4 |  | 442.494 | 21943.3486 | 49.5902 |  |  | #DIV/0! | 1343.45 | 1343.45 | 0 |  | 2014/03 | 2014-03-27 03:00 | 938.615 | -37.659 | 900.956
| 2014 | 3 | 27 | 4 | 2014 | 3 | 27 | 5 |  | 438.333 | 21551.3018 | 49.1665 |  |  | #DIV/0! | 1347.3 | 1347.299 | -0.001 |  | 2014/03 | 2014-03-27 04:00 | 947.225 | -38.259 | 908.966
| 2014 | 3 | 27 | 5 | 2014 | 3 | 27 | 6 |  | 424.265 | 26174.1295 | 61.6929 |  |  | #DIV/0! | 1350.45 | 1350.45 | 0 |  | 2014/03 | 2014-03-27 05:00 | 964.336 | -38.151 | 926.185
| 2014 | 3 | 27 | 6 | 2014 | 3 | 27 | 7 |  | 390.664 | 29086.8413 | 74.4549 |  |  | #DIV/0! | 1352 | 1352 | 0 |  | 2014/03 | 2014-03-27 06:00 | 1001.246 | -39.91 | 961.336
| 2014 | 3 | 27 | 7 | 2014 | 3 | 27 | 8 |  | 310.128 | 38101.3451 | 122.8568 |  |  | #DIV/0! | 1350.55 | 1350.55 | 0 |  | 2014/03 | 2014-03-27 07:00 | 1082.793 | -42.371 | 1040.422
| 2014 | 3 | 27 | 8 | 2014 | 3 | 27 | 9 |  | 265.484 | 41147.266 | 154.9896 |  |  | #DIV/0! | 1335.35 | 1335.351 | 0.001 |  | 2014/03 | 2014-03-27 08:00 | 1109.626 | -39.759 | 1069.867
| 2014 | 3 | 27 | 9 | 2014 | 3 | 27 | 10 |  | 300.293 | 23626.1749 | 78.6771 |  |  | #DIV/0! | 1342.85 | 1342.85 | 0 |  | 2014/03 | 2014-03-27 09:00 | 1082.272 | -39.715 | 1042.557
| 2014 | 3 | 27 | 10 | 2014 | 3 | 27 | 11 |  | 350.913 | 28149.134 | 80.2168 |  |  | #DIV/0! | 1356.85 | 1356.85 | 0 |  | 2014/03 | 2014-03-27 10:00 | 1045.926 | -39.989 | 1005.937
| 2014 | 3 | 27 | 11 | 2014 | 3 | 27 | 12 |  | 422.172 | 25735.1319 | 60.9589 |  |  | #DIV/0! | 1356.85 | 1356.85 | 0 |  | 2014/03 | 2014-03-27 11:00 | 971.268 | -36.59 | 934.678
| 2014 | 3 | 27 | 12 | 2014 | 3 | 27 | 13 |  | 476.2 | 27576.742 | 57.91 | 0.37 | 21.6901 | 58.622 | 1356.07 | 1356.07 | 0 |  | 2014/03 | 2014-03-27 12:00 | 913.481 | -33.611 | 879.87
| 2014 | 3 | 27 | 13 | 2014 | 3 | 27 | 14 |  | 530.9 | 26566.236 | 50.04 | 20.256 | 1095.4445 | 54.08 | 1371.106 | 1371.106 | 0 |  | 2014/03 | 2014-03-27 13:00 | 871.992 | -31.786 | 840.206
| 2014 | 3 | 27 | 14 | 2014 | 3 | 27 | 15 |  | 569.1 | 25785.921 | 45.31 | 13.612 | 688.0866 | 50.55 | 1370.462 | 1370.462 | 0 |  | 2014/03 | 2014-03-27 14:00 | 831.235 | -29.873 | 801.362
| 2014 | 3 | 27 | 15 | 2014 | 3 | 27 | 16 |  | 599.4 | 25066.908 | 41.82 | 9.572 | 430.2614 | 44.95 | 1366.422 | 1366.421 | -0.001 |  | 2014/03 | 2014-03-27 15:00 | 794.616 | -27.595 | 767.021
| 2014 | 3 | 27 | 16 | 2014 | 3 | 27 | 17 |  | 623.7 | 24960.474 | 40.02 | 4.672 | 183.8385 | 39.349 | 1358.822 | 1358.823 | 0.001 |  | 2014/03 | 2014-03-27 16:00 | 760.814 | -25.691 | 735.123
| 2014 | 3 | 27 | 17 | 2014 | 3 | 27 | 18 |  | 640.308 | 25776.8996 | 40.257 |  |  | #DIV/0! | 1355 | 1355 | 0 |  | 2014/03 | 2014-03-27 17:00 | 741.719 | -27.027 | 714.692
| 2014 | 3 | 27 | 18 | 2014 | 3 | 27 | 19 |  | 653.766 | 26639.3945 | 40.7476 |  |  | #DIV/0! | 1357 | 1357 | 0 |  | 2014/03 | 2014-03-27 18:00 | 729.919 | -26.685 | 703.234
| 2014 | 3 | 27 | 19 | 2014 | 3 | 27 | 20 |  | 650.551 | 26659.1381 | 40.9793 |  |  | #DIV/0! | 1357.7 | 1357.7 | 0 |  | 2014/03 | 2014-03-27 19:00 | 733.432 | -26.283 | 707.149
| 2014 | 3 | 27 | 20 | 2014 | 3 | 27 | 21 |  | 632.08 | 31198.4408 | 49.3584 |  |  | #DIV/0! | 1357.15 | 1357.151 | 0.001 |  | 2014/03 | 2014-03-27 20:00 | 751.776 | -26.705 | 725.071
| 2014 | 3 | 27 | 21 | 2014 | 3 | 27 | 22 |  | 565.017 | 26831.7997 | 47.4885 |  |  | #DIV/0! | 1324.15 | 1324.15 | 0 |  | 2014/03 | 2014-03-27 21:00 | 786.746 | -27.613 | 759.133
| 2014 | 3 | 27 | 22 | 2014 | 3 | 27 | 23 |  | 549.3 | 24064.833 | 43.81 | 19.533 | 755.1458 | 38.66 | 1312.533 | 1312.533 | 0 |  | 2014/03 | 2014-03-27 22:00 | 790.106 | -26.873 | 763.233
| 2014 | 3 | 27 | 23 | 2014 | 3 | 27 | 24 |  | 575 | 22028.25 | 38.31 | 31.395 | 1085.9531 | 34.59 | 1305.245 | 1305.245 | 0 |  | 2014/03 | 2014-03-27 23:00 | 755.58 | -25.335 | 730.245
| 2014 | 3 | 27 | 0 | 2014 | 3 | 28 | 1 |  | 537.901 | 18108.6041 | 33.6653 |  |  | #DIV/0! | 1226.55 | 1226.55 | 0 |  | 2014/03 | 2014-03-28 | 711.714 | -23.065 | 688.649
| 2014 | 3 | 28 | 1 | 2014 | 3 | 28 | 2 |  | 496.349 | 16358.493 | 32.9576 |  |  | #DIV/0! | 1143.3 | 1143.3 | 0 |  | 2014/03 | 2014-03-28 01:00 | 670.244 | -23.293 | 646.951
| 2014 | 3 | 28 | 2 | 2014 | 3 | 28 | 3 |  | 364.678 | 12032.0147 | 32.9935 |  |  | #DIV/0! | 990.3 | 990.3 | 0 |  | 2014/03 | 2014-03-28 02:00 | 648.144 | -22.522 | 625.622
| 2014 | 3 | 28 | 3 | 2014 | 3 | 28 | 4 |  | 341.536 | 11078.182 | 32.4364 |  |  | #DIV/0! | 950.25 | 950.25 | 0 |  | 2014/03 | 2014-03-28 03:00 | 630.854 | -22.14 | 608.714
| 2014 | 3 | 28 | 4 | 2014 | 3 | 28 | 5 |  | 323.889 | 10429.9372 | 32.2022 |  |  | #DIV/0! | 933 | 932.999 | -0.001 |  | 2014/03 | 2014-03-28 04:00 | 632.103 | -22.993 | 609.11
| 2014 | 3 | 28 | 5 | 2014 | 3 | 28 | 6 |  | 270.225 | 9145.7709 | 33.845 |  |  | #DIV/0! | 887.85 | 887.85 | 0 |  | 2014/03 | 2014-03-28 05:00 | 640.374 | -22.749 | 617.625
| 2014 | 3 | 28 | 6 | 2014 | 3 | 28 | 7 |  | 280.394 | 10388.3866 | 37.0492 |  |  | #DIV/0! | 932.2 | 932.2 | 0 |  | 2014/03 | 2014-03-28 06:00 | 675.671 | -23.865 | 651.806
| 2014 | 3 | 28 | 7 | 2014 | 3 | 28 | 8 |  | 260.319 | 12958.5984 | 49.7797 |  |  | #DIV/0! | 992.6 | 992.6 | 0 |  | 2014/03 | 2014-03-28 07:00 | 757.998 | -25.717 | 732.281
| 2014 | 3 | 28 | 8 | 2014 | 3 | 28 | 9 |  | 265.381 | 12876.0347 | 48.5191 |  |  | #DIV/0! | 1034.85 | 1034.85 | 0 |  | 2014/03 | 2014-03-28 08:00 | 794.808 | -25.339 | 769.469
| 2014 | 3 | 28 | 9 | 2014 | 3 | 28 | 10 |  | 281.152 | 13386.2656 | 47.6122 |  |  | #DIV/0! | 1045.3 | 1045.301 | 0.001 |  | 2014/03 | 2014-03-28 09:00 | 788.906 | -24.757 | 764.149
| 2014 | 3 | 28 | 10 | 2014 | 3 | 28 | 11 |  | 309.731 | 15444.3546 | 49.8638 |  |  | #DIV/0! | 1047.6 | 1047.6 | 0 |  | 2014/03 | 2014-03-28 10:00 | 762.631 | -24.762 | 737.869
| 2014 | 3 | 28 | 11 | 2014 | 3 | 28 | 12 |  | 316.078 | 14727.7041 | 46.5952 |  |  | #DIV/0! | 1044.15 | 1044.15 | 0 |  | 2014/03 | 2014-03-28 11:00 | 753.055 | -24.983 | 728.072
| 2014 | 3 | 28 | 12 | 2014 | 3 | 28 | 13 |  | 335.06 | 15560.7206 | 46.4416 |  |  | #DIV/0! | 1046.3 | 1046.3 | 0 |  | 2014/03 | 2014-03-28 12:00 | 734.848 | -23.608 | 711.24
| 2014 | 3 | 28 | 13 | 2014 | 3 | 28 | 14 |  | 343.045 | 14988.4505 | 43.6924 |  |  | #DIV/0! | 1041 | 1041 | 0 |  | 2014/03 | 2014-03-28 13:00 | 720.124 | -22.169 | 697.955
| 2014 | 3 | 28 | 14 | 2014 | 3 | 28 | 15 |  | 351.333 | 15110.5234 | 43.0091 |  |  | #DIV/0! | 1041.85 | 1041.85 | 0 |  | 2014/03 | 2014-03-28 14:00 | 711.98 | -21.463 | 690.517
| 2014 | 3 | 28 | 15 | 2014 | 3 | 28 | 16 |  | 367.818 | 15145.4638 | 41.1765 |  |  | #DIV/0! | 1037.3 | 1037.3 | 0 |  | 2014/03 | 2014-03-28 15:00 | 689.922 | -20.44 | 669.482
| 2014 | 3 | 28 | 16 | 2014 | 3 | 28 | 17 |  | 374.611 | 15099.5284 | 40.3072 |  |  | #DIV/0! | 1034.15 | 1034.15 | 0 |  | 2014/03 | 2014-03-28 16:00 | 679.559 | -20.02 | 659.539
| 2014 | 3 | 28 | 17 | 2014 | 3 | 28 | 18 |  | 375.846 | 14358.5999 | 38.2034 |  |  | #DIV/0! | 1033.15 | 1033.149 | -0.001 |  | 2014/03 | 2014-03-28 17:00 | 678.221 | -20.918 | 657.303
| 2014 | 3 | 28 | 18 | 2014 | 3 | 28 | 19 |  | 379.678 | 14294.3207 | 37.6485 |  |  | #DIV/0! | 1033.3 | 1033.3 | 0 |  | 2014/03 | 2014-03-28 18:00 | 673.973 | -20.351 | 653.622
| 2014 | 3 | 28 | 19 | 2014 | 3 | 28 | 20 |  | 370.7 | 13801.161 | 37.23 | 8.476 | 285.0479 | 33.63 | 1017.476 | 1017.475 | -0.001 |  | 2014/03 | 2014-03-28 19:00 | 666.792 | -20.017 | 646.775
| 2014 | 3 | 28 | 20 | 2014 | 3 | 28 | 21 |  | 362.6 | 15863.75 | 43.75 | 14.475 | 496.3478 | 34.29 | 1013.625 | 1013.624 | -0.001 |  | 2014/03 | 2014-03-28 20:00 | 670.797 | -19.773 | 651.024
| 2014 | 3 | 28 | 21 | 2014 | 3 | 28 | 22 |  | 343.526 | 15939.7182 | 46.4003 |  |  | #DIV/0! | 1030.6 | 1030.599 | -0.001 |  | 2014/03 | 2014-03-28 21:00 | 708.707 | -21.634 | 687.073
| 2014 | 3 | 28 | 22 | 2014 | 3 | 28 | 23 |  | 344.887 | 13554.6618 | 39.3017 |  |  | #DIV/0! | 1022.3 | 1022.3 | 0 |  | 2014/03 | 2014-03-28 22:00 | 698.336 | -20.923 | 677.413
| 2014 | 3 | 28 | 23 | 2014 | 3 | 28 | 24 |  | 345.5 | 12320.53 | 35.66 | 13.253 | 429.6623 | 32.42 | 990.253 | 990.253 | 0 |  | 2014/03 | 2014-03-28 23:00 | 663.737 | -18.984 | 644.753
| 2014 | 3 | 28 | 0 | 2014 | 3 | 29 | 1 |  | 308.288 | 9927.1547 | 32.2009 |  |  | #DIV/0! | 929.75 | 929.75 | 0 |  | 2014/03 | 2014-03-29 | 638.683 | -17.221 | 621.462
| 2014 | 3 | 29 | 1 | 2014 | 3 | 29 | 2 |  | 217.855 | 6838.9013 | 31.392 |  |  | #DIV/0! | 817.9 | 817.9 | 0 |  | 2014/03 | 2014-03-29 01:00 | 615.709 | -15.664 | 600.045
| 2014 | 3 | 29 | 2 | 2014 | 3 | 29 | 3 |  | 133.041 | 4199.6497 | 31.5666 |  |  | #DIV/0! | 715.7 | 715.7 | 0 |  | 2014/03 | 2014-03-29 02:00 | 597.803 | -15.144 | 582.659
| 2014 | 3 | 29 | 3 | 2014 | 3 | 29 | 4 |  | 113.871 | 3628.0707 | 31.8612 |  |  | #DIV/0! | 690.15 | 690.15 | 0 |  | 2014/03 | 2014-03-29 03:00 | 591.332 | -15.053 | 576.279
| 2014 | 3 | 29 | 4 | 2014 | 3 | 29 | 5 |  | 109.813 | 3496.9859 | 31.8449 |  |  | #DIV/0! | 689 | 689.001 | 0.001 |  | 2014/03 | 2014-03-29 04:00 | 594.419 | -15.231 | 579.188
| 2014 | 3 | 29 | 5 | 2014 | 3 | 29 | 6 |  | 125 | 4042.5 | 32.34 | 27.367 | 833.0515 | 30.44 | 714.667 | 714.667 | 0 |  | 2014/03 | 2014-03-29 05:00 | 605.3 | -15.633 | 589.667
| 2014 | 3 | 29 | 6 | 2014 | 3 | 29 | 7 |  | 136.495 | 4524.8093 | 33.15 | 33.802 | 1031.9751 | 30.53 | 746.252 | 746.252 | 0 |  | 2014/03 | 2014-03-29 06:00 | 626.006 | -16.249 | 609.757
| 2014 | 3 | 29 | 7 | 2014 | 3 | 29 | 8 |  | 198.13 | 6774.0647 | 34.19 | 39.393 | 1233.3948 | 31.31 | 836.443 | 836.442 | -0.001 |  | 2014/03 | 2014-03-29 07:00 | 655.891 | -17.579 | 638.312
| 2014 | 3 | 29 | 8 | 2014 | 3 | 29 | 9 |  | 287.095 | 10280.872 | 35.81 | 60.643 | 1919.351 | 31.65 | 944.793 | 944.793 | 0 |  | 2014/03 | 2014-03-29 08:00 | 676.577 | -18.879 | 657.698
| 2014 | 3 | 29 | 9 | 2014 | 3 | 29 | 10 |  | 335.2 | 13411.352 | 40.01 | 71.905 | 2414.5699 | 33.58 | 1017.655 | 1017.654 | -0.001 |  | 2014/03 | 2014-03-29 09:00 | 702.23 | -19.776 | 682.454
| 2014 | 3 | 29 | 10 | 2014 | 3 | 29 | 11 |  | 310.778 | 15624.6088 | 50.2758 |  |  | #DIV/0! | 1010.15 | 1010.15 | 0 |  | 2014/03 | 2014-03-29 10:00 | 719.882 | -20.51 | 699.372
| 2014 | 3 | 29 | 11 | 2014 | 3 | 29 | 12 |  | 318.288 | 15996.9265 | 50.2593 |  |  | #DIV/0! | 1038.1 | 1038.1 | 0 |  | 2014/03 | 2014-03-29 11:00 | 740.9 | -21.088 | 719.812
| 2014 | 3 | 29 | 12 | 2014 | 3 | 29 | 13 |  | 313.015 | 15260.4562 | 48.7531 |  |  | #DIV/0! | 1044.3 | 1044.3 | 0 |  | 2014/03 | 2014-03-29 12:00 | 753.783 | -22.498 | 731.285
| 2014 | 3 | 29 | 13 | 2014 | 3 | 29 | 14 |  | 305.7 | 13897.122 | 45.46 | 9.373 | 406.3195 | 43.35 | 1044.573 | 1044.573 | 0 |  | 2014/03 | 2014-03-29 13:00 | 762.011 | -23.138 | 738.873
| 2014 | 3 | 29 | 14 | 2014 | 3 | 29 | 15 |  | 311.3 | 12635.667 | 40.59 | 11.331 | 677.2539 | 59.77 | 1048.181 | 1048.181 | 0 |  | 2014/03 | 2014-03-29 14:00 | 760.061 | -23.18 | 736.881
| 2014 | 3 | 29 | 15 | 2014 | 3 | 29 | 16 |  | 323.6 | 11982.908 | 37.03 | 32.541 | 1615.0098 | 49.63 | 1067.641 | 1067.641 | 0 |  | 2014/03 | 2014-03-29 15:00 | 767.202 | -23.161 | 744.041
| 2014 | 3 | 29 | 16 | 2014 | 3 | 29 | 17 |  | 317.1 | 11323.641 | 35.71 | 22.03 | 850.7986 | 38.62 | 1064.48 | 1064.48 | 0 |  | 2014/03 | 2014-03-29 16:00 | 770.495 | -23.115 | 747.38
| 2014 | 3 | 29 | 17 | 2014 | 3 | 29 | 18 |  | 333.2 | 11951.884 | 35.87 | 53.45 | 2605.153 | 48.74 | 1100.3 | 1100.3 | 0 |  | 2014/03 | 2014-03-29 17:00 | 789.996 | -22.896 | 767.1
| 2014 | 3 | 29 | 18 | 2014 | 3 | 29 | 19 |  | 335.1 | 12348.435 | 36.85 | 79.627 | 3368.2221 | 42.3 | 1116.677 | 1116.677 | 0 |  | 2014/03 | 2014-03-29 18:00 | 805.222 | -23.645 | 781.577
| 2014 | 3 | 29 | 19 | 2014 | 3 | 29 | 20 |  | 331.2 | 12754.512 | 38.51 | 87.253 | 3182.1169 | 36.47 | 1121.753 | 1121.752 | -0.001 |  | 2014/03 | 2014-03-29 19:00 | 814.278 | -23.726 | 790.552
| 2014 | 3 | 29 | 20 | 2014 | 3 | 29 | 21 |  | 332.8 | 15315.456 | 46.02 | 112.085 | 4371.315 | 39 | 1153.885 | 1153.885 | 0 |  | 2014/03 | 2014-03-29 20:00 | 845.709 | -24.624 | 821.085
| 2014 | 3 | 29 | 21 | 2014 | 3 | 29 | 22 |  | 297.1 | 15505.649 | 52.19 | 102.05 | 5034.1265 | 49.33 | 1150.2 | 1150.2 | 0 |  | 2014/03 | 2014-03-29 21:00 | 876.824 | -23.724 | 853.1
| 2014 | 3 | 29 | 22 | 2014 | 3 | 29 | 23 |  | 300.9 | 12983.835 | 43.15 | 130.466 | 7897.107 | 60.53 | 1182.466 | 1182.466 | 0 |  | 2014/03 | 2014-03-29 22:00 | 906.114 | -24.548 | 881.566
| 2014 | 3 | 29 | 23 | 2014 | 3 | 29 | 24 |  | 141.7 | 5167.799 | 36.47 | 6.218 | 238.3981 | 38.34 | 1031.768 | 1031.768 | 0 |  | 2014/03 | 2014-03-29 23:00 | 914.325 | -24.257 | 890.068
| 2014 | 3 | 29 | 0 | 2014 | 3 | 30 | 1 |  | 118.6 | 4026.47 | 33.95 | 48.427 | 1598.091 | 33 | 1018.977 | 1018.977 | 0 |  | 2014/03 | 2014-03-30 | 925.276 | -24.899 | 900.377
| 2014 | 3 | 30 | 1 | 2014 | 3 | 30 | 2 |  | 60.195 | 1952.7258 | 32.44 | 62.926 | 1881.4874 | 29.9 | 964.476 | 964.475 | -0.001 |  | 2014/03 | 2014-03-30 01:00 | 928.403 | -24.123 | 904.28
| 2014 | 3 | 30 | 2 | 2014 | 3 | 30 | 3 |  |  |  | 0 | 89.844 | 2777.4881 | 30.9146 | 892.994 | 892.994 | 0 |  | 2014/03 | 2014-03-30 02:00 | 916.61 | -23.616 | 892.994
| 2014 | 3 | 30 | 3 | 2014 | 3 | 30 | 4 |  |  |  | 0 | 167.571 | 5056.6349 | 30.1761 | 876.221 | 876.221 | 0 |  | 2014/03 | 2014-03-30 03:00 | 898.789 | -22.568 | 876.221
| 2014 | 3 | 30 | 4 | 2014 | 3 | 30 | 5 |  |  |  | 0 | 162.246 | 4823.228 | 29.7279 | 861.646 | 861.646 | 0 |  | 2014/03 | 2014-03-30 04:00 | 884.155 | -22.509 | 861.646
| 2014 | 3 | 30 | 5 | 2014 | 3 | 30 | 6 |  |  |  | 0 | 136.796 | 4026.6005 | 29.4351 | 855.346 | 855.346 | 0 |  | 2014/03 | 2014-03-30 05:00 | 877.071 | -21.725 | 855.346
| 2014 | 3 | 30 | 6 | 2014 | 3 | 30 | 7 |  | 5.005 | 153.5484 | 30.679 | 138.245 | 4345.0404 | 31.43 | 857.045 | 857.045 | 0 |  | 2014/03 | 2014-03-30 06:00 | 874.221 | -22.181 | 852.04
| 2014 | 3 | 30 | 7 | 2014 | 3 | 30 | 8 |  |  |  | 0 | 120.057 | 3878.3573 | 32.3043 | 857.407 | 857.407 | 0 |  | 2014/03 | 2014-03-30 07:00 | 880.069 | -22.662 | 857.407
| 2014 | 3 | 30 | 8 | 2014 | 3 | 30 | 9 |  |  |  | 0 | 54.111 | 1787.2489 | 33.0293 | 880.211 | 880.212 | 0.001 |  | 2014/03 | 2014-03-30 08:00 | 903.955 | -23.743 | 880.212
| 2014 | 3 | 30 | 9 | 2014 | 3 | 30 | 10 |  | 168.2 | 5897.092 | 35.06 | 133.744 | 5058.1981 | 37.82 | 1064.094 | 1064.094 | 0 |  | 2014/03 | 2014-03-30 09:00 | 922.349 | -26.455 | 895.894
| 2014 | 3 | 30 | 10 | 2014 | 3 | 30 | 11 |  | 204.885 | 7574.5985 | 36.97 | 135.072 | 8048.9405 | 59.59 | 1123.172 | 1123.172 | 0 |  | 2014/03 | 2014-03-30 10:00 | 944.84 | -26.553 | 918.287
| 2014 | 3 | 30 | 11 | 2014 | 3 | 30 | 12 |  | 220.165 | 8777.9785 | 39.87 | 84.897 | 5103.1587 | 60.11 | 1127.047 | 1127.047 | 0 |  | 2014/03 | 2014-03-30 11:00 | 933.523 | -26.641 | 906.882
| 2014 | 3 | 30 | 12 | 2014 | 3 | 30 | 13 |  | 300.235 | 11751.1979 | 39.14 | 106.316 | 5483.7793 | 51.58 | 1166.016 | 1166.016 | 0 |  | 2014/03 | 2014-03-30 12:00 | 892.991 | -27.21 | 865.781
| 2014 | 3 | 30 | 13 | 2014 | 3 | 30 | 14 |  | 329.15 | 12405.6635 | 37.69 | 101.319 | 4476.2734 | 44.18 | 1163.619 | 1163.619 | 0 |  | 2014/03 | 2014-03-30 13:00 | 862.159 | -27.69 | 834.469
| 2014 | 3 | 30 | 14 | 2014 | 3 | 30 | 15 |  | 323.48 | 11593.5232 | 35.84 | 48.468 | 1895.5835 | 39.11 | 1109.618 | 1109.618 | 0 |  | 2014/03 | 2014-03-30 14:00 | 813.237 | -27.099 | 786.138
| 2014 | 3 | 30 | 15 | 2014 | 3 | 30 | 16 |  | 308.286 | 10761.3472 | 34.907 |  |  | #DIV/0! | 1055 | 1055 | 0 |  | 2014/03 | 2014-03-30 15:00 | 774.281 | -27.567 | 746.714
| 2014 | 3 | 30 | 16 | 2014 | 3 | 30 | 17 |  | 356.111 | 12263.6452 | 34.4377 |  |  | #DIV/0! | 1064.75 | 1064.75 | 0 |  | 2014/03 | 2014-03-30 16:00 | 735.266 | -26.627 | 708.639
| 2014 | 3 | 30 | 17 | 2014 | 3 | 30 | 18 |  | 374.778 | 13208.9533 | 35.2447 |  |  | #DIV/0! | 1064.15 | 1064.15 | 0 |  | 2014/03 | 2014-03-30 17:00 | 714.062 | -24.69 | 689.372
| 2014 | 3 | 30 | 18 | 2014 | 3 | 30 | 19 |  | 390.817 | 13935.4789 | 35.6573 |  |  | #DIV/0! | 1057.3 | 1057.3 | 0 |  | 2014/03 | 2014-03-30 18:00 | 690.255 | -23.772 | 666.483
| 2014 | 3 | 30 | 19 | 2014 | 3 | 30 | 20 |  | 379.8 | 13820.922 | 36.39 | 6.643 | 216.8873 | 32.649 | 1055.793 | 1055.793 | 0 |  | 2014/03 | 2014-03-30 19:00 | 699.5 | -23.507 | 675.993
| 2014 | 3 | 30 | 20 | 2014 | 3 | 30 | 21 |  | 369.8 | 17399.09 | 47.05 | 43.273 | 2513.7286 | 58.09 | 1079.723 | 1079.723 | 0 |  | 2014/03 | 2014-03-30 20:00 | 734.15 | -24.227 | 709.923
| 2014 | 3 | 30 | 21 | 2014 | 3 | 30 | 22 |  | 315.2 | 20800.048 | 65.99 | 49.692 | 2234.1523 | 44.96 | 1103.142 | 1103.142 | 0 |  | 2014/03 | 2014-03-30 21:00 | 813.986 | -26.044 | 787.942
| 2014 | 3 | 30 | 22 | 2014 | 3 | 30 | 23 |  | 315.9 | 12986.649 | 41.11 | 63.183 | 2395.8994 | 37.92 | 1112.333 | 1112.333 | 0 |  | 2014/03 | 2014-03-30 22:00 | 822.716 | -26.283 | 796.433
| 2014 | 3 | 30 | 23 | 2014 | 3 | 30 | 24 |  | 183.139 | 6606.882 | 36.0758 |  |  | #DIV/0! | 984.15 | 984.151 | 0.001 |  | 2014/03 | 2014-03-30 23:00 | 827.812 | -26.8 | 801.012
| 2014 | 3 | 30 | 0 | 2014 | 3 | 31 | 1 |  | 91.825 | 3048.59 | 33.2 | 17.349 | 631.1566 | 36.38 | 885.649 | 885.649 | 0 |  | 2014/03 | 2014-03-31 | 820.418 | -26.594 | 793.824
| 2014 | 3 | 31 | 1 | 2014 | 3 | 31 | 2 |  | 50.4 | 1586.088 | 31.47 | 52.438 | 1630.8218 | 31.1 | 841.988 | 841.988 | 0 |  | 2014/03 | 2014-03-31 01:00 | 819.095 | -27.507 | 791.588
| 2014 | 3 | 31 | 2 | 2014 | 3 | 31 | 3 |  | 47.025 | 1446.9593 | 30.77 | 67.028 | 2122.7768 | 31.67 | 848.728 | 848.728 | 0 |  | 2014/03 | 2014-03-31 02:00 | 828.824 | -27.121 | 801.703
| 2014 | 3 | 31 | 3 | 2014 | 3 | 31 | 4 |  | 41.88 | 1284.4596 | 30.67 | 105.475 | 3303.477 | 31.32 | 863.175 | 863.175 | 0 |  | 2014/03 | 2014-03-31 03:00 | 848.412 | -27.117 | 821.295
| 2014 | 3 | 31 | 4 | 2014 | 3 | 31 | 5 |  | 25.4 | 789.686 | 31.09 | 118.186 | 3711.0404 | 31.4 | 863.736 | 863.736 | 0 |  | 2014/03 | 2014-03-31 04:00 | 866.09 | -27.754 | 838.336
| 2014 | 3 | 31 | 5 | 2014 | 3 | 31 | 6 |  |  |  | 0 | 117.024 | 3802.8499 | 32.4963 | 867.124 | 867.124 | 0 |  | 2014/03 | 2014-03-31 05:00 | 895.886 | -28.762 | 867.124
| 2014 | 3 | 31 | 6 | 2014 | 3 | 31 | 7 |  | 54.495 | 2067.5403 | 37.94 | 194.767 | 6756.4672 | 34.69 | 970.117 | 970.118 | 0.001 |  | 2014/03 | 2014-03-31 06:00 | 945.114 | -29.491 | 915.623
| 2014 | 3 | 31 | 7 | 2014 | 3 | 31 | 8 |  | 42.625 | 2843.5138 | 66.71 | 196.13 | 24612.3537 | 125.49 | 1043.43 | 1043.429 | -0.001 |  | 2014/03 | 2014-03-31 07:00 | 1033.953 | -33.149 | 1000.804
| 2014 | 3 | 31 | 8 | 2014 | 3 | 31 | 9 |  | 82.8 | 7570.404 | 91.43 | 195.065 | 18414.136 | 94.4 | 1133.815 | 1133.816 | 0.001 |  | 2014/03 | 2014-03-31 08:00 | 1086.477 | -35.461 | 1051.016
| 2014 | 3 | 31 | 9 | 2014 | 3 | 31 | 10 |  | 91.7 | 5504.751 | 60.03 | 111.075 | 8071.8202 | 72.67 | 1128.225 | 1128.225 | 0 |  | 2014/03 | 2014-03-31 09:00 | 1071.771 | -35.246 | 1036.525
| 2014 | 3 | 31 | 10 | 2014 | 3 | 31 | 11 |  | 118.6 | 6583.486 | 55.51 | 57.22 | 2834.6788 | 49.54 | 1103.77 | 1103.77 | 0 |  | 2014/03 | 2014-03-31 10:00 | 1020.351 | -35.181 | 985.17
| 2014 | 3 | 31 | 11 | 2014 | 3 | 31 | 12 |  | 171.9 | 7668.459 | 44.61 | 24.747 | 1254.9204 | 50.71 | 1069.597 | 1069.598 | 0.001 |  | 2014/03 | 2014-03-31 11:00 | 930.295 | -32.597 | 897.698
| 2014 | 3 | 31 | 12 | 2014 | 3 | 31 | 13 |  | 228.3 | 9693.618 | 42.46 | 10.71 | 482.2713 | 45.03 | 1055.41 | 1055.41 | 0 |  | 2014/03 | 2014-03-31 12:00 | 857.868 | -30.758 | 827.11
| 2014 | 3 | 31 | 13 | 2014 | 3 | 31 | 14 |  | 267.1 | 10913.706 | 40.86 | 2.843 | 117.0207 | 41.161 | 1048.393 | 1048.393 | 0 |  | 2014/03 | 2014-03-31 13:00 | 810.34 | -29.047 | 781.293
| 2014 | 3 | 31 | 14 | 2014 | 3 | 31 | 15 |  | 295.8 | 11755.092 | 39.74 | 12.226 | 449.061 | 36.73 | 1052.926 | 1052.926 | 0 |  | 2014/03 | 2014-03-31 14:00 | 785.647 | -28.521 | 757.126
| 2014 | 3 | 31 | 15 | 2014 | 3 | 31 | 16 |  | 321.6 | 12198.288 | 37.93 | 18.854 | 659.7015 | 34.99 | 1050.404 | 1050.404 | 0 |  | 2014/03 | 2014-03-31 15:00 | 755.256 | -26.452 | 728.804
| 2014 | 3 | 31 | 16 | 2014 | 3 | 31 | 17 |  | 337.088 | 12063.376 | 35.787 |  |  | #DIV/0! | 1039.55 | 1039.55 | 0 |  | 2014/03 | 2014-03-31 16:00 | 727.988 | -25.526 | 702.462
| 2014 | 3 | 31 | 17 | 2014 | 3 | 31 | 18 |  | 357.007 | 12814.1377 | 35.8932 |  |  | #DIV/0! | 1036.55 | 1036.55 | 0 |  | 2014/03 | 2014-03-31 17:00 | 704.309 | -24.766 | 679.543
| 2014 | 3 | 31 | 18 | 2014 | 3 | 31 | 19 |  | 370.122 | 13134.8979 | 35.488 |  |  | #DIV/0! | 1047.55 | 1047.549 | -0.001 |  | 2014/03 | 2014-03-31 18:00 | 702.549 | -25.122 | 677.427
| 2014 | 3 | 31 | 19 | 2014 | 3 | 31 | 20 |  | 328.188 | 11758.0209 | 35.8271 |  |  | #DIV/0! | 1018.7 | 1018.7 | 0 |  | 2014/03 | 2014-03-31 19:00 | 714.61 | -24.098 | 690.512
| 2014 | 3 | 31 | 20 | 2014 | 3 | 31 | 21 |  | 306.97 | 12935.1719 | 42.1382 |  |  | #DIV/0! | 1014.4 | 1014.4 | 0 |  | 2014/03 | 2014-03-31 20:00 | 732.41 | -24.98 | 707.43
| 2014 | 3 | 31 | 21 | 2014 | 3 | 31 | 22 |  | 281.032 | 13284.312 | 47.2697 |  |  | #DIV/0! | 1042.3 | 1042.3 | 0 |  | 2014/03 | 2014-03-31 21:00 | 787.519 | -26.251 | 761.268
| 2014 | 3 | 31 | 22 | 2014 | 3 | 31 | 23 |  | 276.639 | 11175.1475 | 40.3961 |  |  | #DIV/0! | 1045.7 | 1045.7 | 0 |  | 2014/03 | 2014-03-31 22:00 | 795.093 | -26.032 | 769.061
| 2014 | 3 | 31 | 23 | 2014 | 3 | 31 | 24 |  | 287.626 | 9717.9222 | 33.7867 |  |  | #DIV/0! | 1033.4 | 1033.401 | 0.001 |  | 2014/03 | 2014-03-31 23:00 | 771.384 | -25.609 | 745.775
| 2014 | 3 | 31 | 0 | 2014 | 4 | 1 | 1 |  | 188.783 | 5499.0993 | 29.1292 |  |  | #DIV/0! | 898.85 | 898.85 | 0 |  | 2014/03 | 2014-04-01 | 732.953 | -22.886 | 710.067
| 2014 | 4 | 1 | 1 | 2014 | 4 | 1 | 2 |  | 67.15 | 1727.098 | 25.72 | 7.2 | 218.808 | 30.39 | 757.4 | 757.4 | 0 |  | 2014/04 | 2014-04-01 01:00 | 712.448 | -22.198 | 690.25
| 2014 | 4 | 1 | 2 | 2014 | 4 | 1 | 3 |  | 50.652 | 1432.9451 | 28.29 | 0.5 | 14.85 | 29.7 | 742.1 | 742.101 | 0.001 |  | 2014/04 | 2014-04-01 02:00 | 711.94 | -20.491 | 691.449
| 2014 | 4 | 1 | 3 | 2014 | 4 | 1 | 4 |  | 86.532 | 2274.6806 | 26.2872 |  |  | #DIV/0! | 782.55 | 782.55 | 0 |  | 2014/04 | 2014-04-01 03:00 | 717.581 | -21.563 | 696.018
| 2014 | 4 | 1 | 4 | 2014 | 4 | 1 | 5 |  | 85.217 | 2324.6611 | 27.2793 |  |  | #DIV/0! | 785.85 | 785.85 | 0 |  | 2014/04 | 2014-04-01 04:00 | 723.903 | -23.27 | 700.633
| 2014 | 4 | 1 | 5 | 2014 | 4 | 1 | 6 |  | 83.844 | 2532.6906 | 30.2072 |  |  | #DIV/0! | 803 | 803 | 0 |  | 2014/04 | 2014-04-01 05:00 | 742.168 | -23.012 | 719.156
| 2014 | 4 | 1 | 6 | 2014 | 4 | 1 | 7 |  | 136.853 | 4787.7409 | 34.9846 |  |  | #DIV/0! | 888 | 888.001 | 0.001 |  | 2014/04 | 2014-04-01 06:00 | 775.279 | -24.131 | 751.148
| 2014 | 4 | 1 | 7 | 2014 | 4 | 1 | 8 |  | 170.48 | 14270.167 | 83.7058 |  |  | #DIV/0! | 987.4 | 987.4 | 0 |  | 2014/04 | 2014-04-01 07:00 | 843.988 | -27.068 | 816.92
| 2014 | 4 | 1 | 8 | 2014 | 4 | 1 | 9 |  | 160.906 | 12084.0391 | 75.1 |  |  | #DIV/0! | 1006.65 | 1006.65 | 0 |  | 2014/04 | 2014-04-01 08:00 | 874.097 | -28.353 | 845.744
| 2014 | 4 | 1 | 9 | 2014 | 4 | 1 | 10 |  | 180.009 | 9839.1405 | 54.6592 |  |  | #DIV/0! | 1014.85 | 1014.85 | 0 |  | 2014/04 | 2014-04-01 09:00 | 863.025 | -28.184 | 834.841
| 2014 | 4 | 1 | 10 | 2014 | 4 | 1 | 11 |  | 199.849 | 11088.6431 | 55.4851 |  |  | #DIV/0! | 1016.85 | 1016.85 | 0 |  | 2014/04 | 2014-04-01 10:00 | 844.507 | -27.506 | 817.001
| 2014 | 4 | 1 | 11 | 2014 | 4 | 1 | 12 |  | 246.261 | 12885.8119 | 52.3258 |  |  | #DIV/0! | 1020.3 | 1020.3 | 0 |  | 2014/04 | 2014-04-01 11:00 | 799.727 | -25.688 | 774.039
| 2014 | 4 | 1 | 12 | 2014 | 4 | 1 | 13 |  | 292.737 | 15091.506 | 51.5531 |  |  | #DIV/0! | 1021.3 | 1021.299 | -0.001 |  | 2014/04 | 2014-04-01 12:00 | 753.238 | -24.676 | 728.562
| 2014 | 4 | 1 | 13 | 2014 | 4 | 1 | 14 |  | 308.093 | 12706.8412 | 41.2435 |  |  | #DIV/0! | 1018.45 | 1018.451 | 0.001 |  | 2014/04 | 2014-04-01 13:00 | 734.646 | -24.288 | 710.358
| 2014 | 4 | 1 | 14 | 2014 | 4 | 1 | 15 |  | 311.493 | 12628.6002 | 40.5422 |  |  | #DIV/0! | 1018.85 | 1018.85 | 0 |  | 2014/04 | 2014-04-01 14:00 | 732.288 | -24.931 | 707.357
| 2014 | 4 | 1 | 15 | 2014 | 4 | 1 | 16 |  | 320.45 | 12402.7874 | 38.7043 |  |  | #DIV/0! | 1018 | 1018 | 0 |  | 2014/04 | 2014-04-01 15:00 | 721.803 | -24.253 | 697.55
| 2014 | 4 | 1 | 16 | 2014 | 4 | 1 | 17 |  | 320.987 | 12484.6129 | 38.8945 |  |  | #DIV/0! | 1017.3 | 1017.301 | 0.001 |  | 2014/04 | 2014-04-01 16:00 | 720.563 | -24.249 | 696.314
| 2014 | 4 | 1 | 17 | 2014 | 4 | 1 | 18 |  | 315.537 | 12289.6501 | 38.9484 |  |  | #DIV/0! | 1014.85 | 1014.85 | 0 |  | 2014/04 | 2014-04-01 17:00 | 724.599 | -25.286 | 699.313
| 2014 | 4 | 1 | 18 | 2014 | 4 | 1 | 19 |  | 314.49 | 12438.4416 | 39.5512 |  |  | #DIV/0! | 1011 | 1011 | 0 |  | 2014/04 | 2014-04-01 18:00 | 720.931 | -24.421 | 696.51
| 2014 | 4 | 1 | 19 | 2014 | 4 | 1 | 20 |  | 304.192 | 12393.3575 | 40.7419 |  |  | #DIV/0! | 999.85 | 999.85 | 0 |  | 2014/04 | 2014-04-01 19:00 | 718.285 | -22.627 | 695.658
| 2014 | 4 | 1 | 20 | 2014 | 4 | 1 | 21 |  | 339 | 19356.9 | 57.1 | 24.774 | 2475.4181 | 99.92 | 1034.224 | 1034.224 | 0 |  | 2014/04 | 2014-04-01 20:00 | 716.937 | -21.713 | 695.224
| 2014 | 4 | 1 | 21 | 2014 | 4 | 1 | 22 |  | 297.7 | 23988.666 | 80.58 | 10.496 | 1340.864 | 127.75 | 1032.796 | 1032.796 | 0 |  | 2014/04 | 2014-04-01 21:00 | 757.528 | -22.432 | 735.096
| 2014 | 4 | 1 | 22 | 2014 | 4 | 1 | 23 |  | 308.8 | 14766.816 | 47.82 | 16.505 | 661.8505 | 40.1 | 1039.505 | 1039.505 | 0 |  | 2014/04 | 2014-04-01 22:00 | 751.918 | -21.213 | 730.705
| 2014 | 4 | 1 | 23 | 2014 | 4 | 1 | 24 |  | 341.2 | 12590.28 | 36.9 | 22.89 | 780.7779 | 34.11 | 1030.74 | 1030.74 | 0 |  | 2014/04 | 2014-04-01 23:00 | 709.877 | -20.337 | 689.54
| 2014 | 4 | 1 | 0 | 2014 | 4 | 2 | 1 |  | 277.904 | 8503.6374 | 30.5992 |  |  | #DIV/0! | 929.85 | 929.85 | 0 |  | 2014/04 | 2014-04-02 | 671.032 | -19.086 | 651.946
| 2014 | 4 | 2 | 1 | 2014 | 4 | 2 | 2 |  | 198.762 | 5053.4504 | 25.4246 |  |  | #DIV/0! | 810.45 | 810.45 | 0 |  | 2014/04 | 2014-04-02 01:00 | 628.959 | -17.271 | 611.688
| 2014 | 4 | 2 | 2 | 2014 | 4 | 2 | 3 |  | 194.173 | 5391.9351 | 27.7687 |  |  | #DIV/0! | 774.2 | 774.2 | 0 |  | 2014/04 | 2014-04-02 02:00 | 596.314 | -16.287 | 580.027
| 2014 | 4 | 2 | 3 | 2014 | 4 | 2 | 4 |  | 194.307 | 5302.1206 | 27.2873 |  |  | #DIV/0! | 770.55 | 770.55 | 0 |  | 2014/04 | 2014-04-02 03:00 | 592.407 | -16.164 | 576.243
| 2014 | 4 | 2 | 4 | 2014 | 4 | 2 | 5 |  | 291.979 | 8233.8078 | 28.2 | 83.8 | 2467.91 | 29.45 | 869.5 | 869.5 | 0 |  | 2014/04 | 2014-04-02 04:00 | 594.444 | -16.923 | 577.521
| 2014 | 4 | 2 | 5 | 2014 | 4 | 2 | 6 |  | 289.11 | 9115.6383 | 31.53 | 99 | 3088.8 | 31.2 | 886.55 | 886.55 | 0 |  | 2014/04 | 2014-04-02 05:00 | 615.5 | -18.06 | 597.44
| 2014 | 4 | 2 | 6 | 2014 | 4 | 2 | 7 |  | 244.541 | 8018.4994 | 32.79 | 76.2 | 2744.724 | 36.02 | 885.05 | 885.05 | 0 |  | 2014/04 | 2014-04-02 06:00 | 661.387 | -20.878 | 640.509
| 2014 | 4 | 2 | 7 | 2014 | 4 | 2 | 8 |  | 145.97 | 5971.4777 | 40.9089 |  |  | #DIV/0! | 857.85 | 857.85 | 0 |  | 2014/04 | 2014-04-02 07:00 | 735.497 | -23.617 | 711.88
| 2014 | 4 | 2 | 8 | 2014 | 4 | 2 | 9 |  | 197.6 | 11749.296 | 59.46 | 18.041 | 792.902 | 43.95 | 949.341 | 949.341 | 0 |  | 2014/04 | 2014-04-02 08:00 | 775.702 | -23.961 | 751.741
| 2014 | 4 | 2 | 9 | 2014 | 4 | 2 | 10 |  | 209.5 | 12224.325 | 58.35 | 38.964 | 3148.2912 | 80.8 | 967.014 | 967.014 | 0 |  | 2014/04 | 2014-04-02 09:00 | 781.976 | -24.462 | 757.514
| 2014 | 4 | 2 | 10 | 2014 | 4 | 2 | 11 |  | 215.9 | 12314.936 | 57.04 | 17.903 | 1433.6722 | 80.08 | 957.953 | 957.953 | 0 |  | 2014/04 | 2014-04-02 10:00 | 766.289 | -24.236 | 742.053
| 2014 | 4 | 2 | 11 | 2014 | 4 | 2 | 12 |  | 291.045 | 15756.871 | 54.139 |  |  | #DIV/0! | 1006.7 | 1006.7 | 0 |  | 2014/04 | 2014-04-02 11:00 | 740.406 | -24.751 | 715.655
| 2014 | 4 | 2 | 12 | 2014 | 4 | 2 | 13 |  | 306.416 | 15228.8949 | 49.7001 |  |  | #DIV/0! | 1014.3 | 1014.3 | 0 |  | 2014/04 | 2014-04-02 12:00 | 733.027 | -25.143 | 707.884
| 2014 | 4 | 2 | 13 | 2014 | 4 | 2 | 14 |  | 309.472 | 14816.7023 | 47.8774 |  |  | #DIV/0! | 1010.3 | 1010.3 | 0 |  | 2014/04 | 2014-04-02 13:00 | 726.315 | -25.487 | 700.828
| 2014 | 4 | 2 | 14 | 2014 | 4 | 2 | 15 |  | 316.293 | 15704.1787 | 49.6507 |  |  | #DIV/0! | 1012.15 | 1012.15 | 0 |  | 2014/04 | 2014-04-02 14:00 | 720.946 | -25.089 | 695.857
| 2014 | 4 | 2 | 15 | 2014 | 4 | 2 | 16 |  | 314.704 | 14266.4392 | 45.3329 |  |  | #DIV/0! | 1011.3 | 1011.3 | 0 |  | 2014/04 | 2014-04-02 15:00 | 721.187 | -24.591 | 696.596
| 2014 | 4 | 2 | 16 | 2014 | 4 | 2 | 17 |  | 313.623 | 13915.2345 | 44.3693 |  |  | #DIV/0! | 1007.15 | 1007.15 | 0 |  | 2014/04 | 2014-04-02 16:00 | 717.568 | -24.041 | 693.527
| 2014 | 4 | 2 | 17 | 2014 | 4 | 2 | 18 |  | 310.589 | 13323.1877 | 42.8965 |  |  | #DIV/0! | 1005.15 | 1005.151 | 0.001 |  | 2014/04 | 2014-04-02 17:00 | 718.918 | -24.356 | 694.562
| 2014 | 4 | 2 | 18 | 2014 | 4 | 2 | 19 |  | 314.299 | 13765.5229 | 43.7975 |  |  | #DIV/0! | 1005.3 | 1005.301 | 0.001 |  | 2014/04 | 2014-04-02 18:00 | 715.523 | -24.521 | 691.002
| 2014 | 4 | 2 | 19 | 2014 | 4 | 2 | 20 |  | 320.091 | 12710.686 | 39.7096 |  |  | #DIV/0! | 1008.3 | 1008.3 | 0 |  | 2014/04 | 2014-04-02 19:00 | 712.556 | -24.347 | 688.209
| 2014 | 4 | 2 | 20 | 2014 | 4 | 2 | 21 |  | 344.4 | 15139.824 | 43.96 | 23.325 | 879.819 | 37.72 | 1033.625 | 1033.625 | 0 |  | 2014/04 | 2014-04-02 20:00 | 714.117 | -24.892 | 689.225
| 2014 | 4 | 2 | 21 | 2014 | 4 | 2 | 22 |  | 306.1 | 20450.541 | 66.81 | 17.481 | 1484.6613 | 84.93 | 1037.631 | 1037.632 | 0.001 |  | 2014/04 | 2014-04-02 21:00 | 756.377 | -24.845 | 731.532
| 2014 | 4 | 2 | 22 | 2014 | 4 | 2 | 23 |  | 318.4 | 14063.728 | 44.17 | 11.16 | 410.0184 | 36.74 | 1038.16 | 1038.16 | 0 |  | 2014/04 | 2014-04-02 22:00 | 744.997 | -25.237 | 719.76
| 2014 | 4 | 2 | 23 | 2014 | 4 | 2 | 24 |  | 356.4 | 12744.864 | 35.76 | 35.211 | 1196.8219 | 33.99 | 1036.511 | 1036.511 | 0 |  | 2014/04 | 2014-04-02 23:00 | 704.368 | -24.257 | 680.111
| 2014 | 4 | 2 | 0 | 2014 | 4 | 3 | 1 |  | 291.966 | 8776.2923 | 30.0593 |  |  | #DIV/0! | 922.6 | 922.6 | 0 |  | 2014/04 | 2014-04-03 | 652.28 | -21.646 | 630.634
| 2014 | 4 | 3 | 1 | 2014 | 4 | 3 | 2 |  | 193.304 | 5214.9552 | 26.978 |  |  | #DIV/0! | 784.6 | 784.599 | -0.001 |  | 2014/04 | 2014-04-03 01:00 | 610.936 | -19.641 | 591.295
| 2014 | 4 | 3 | 2 | 2014 | 4 | 3 | 3 |  | 178.109 | 5132.4028 | 28.8161 |  |  | #DIV/0! | 744.35 | 744.35 | 0 |  | 2014/04 | 2014-04-03 02:00 | 583.894 | -17.653 | 566.241
| 2014 | 4 | 3 | 3 | 2014 | 4 | 3 | 4 |  | 232.143 | 6105.1093 | 26.2989 |  |  | #DIV/0! | 784.95 | 784.949 | -0.001 |  | 2014/04 | 2014-04-03 03:00 | 571.157 | -18.351 | 552.806
| 2014 | 4 | 3 | 4 | 2014 | 4 | 3 | 5 |  | 225.708 | 5955.085 | 26.384 |  |  | #DIV/0! | 773.45 | 773.45 | 0 |  | 2014/04 | 2014-04-03 04:00 | 565.301 | -17.559 | 547.742
| 2014 | 4 | 3 | 5 | 2014 | 4 | 3 | 6 |  | 189.733 | 5366.9818 | 28.287 |  |  | #DIV/0! | 748.65 | 748.65 | 0 |  | 2014/04 | 2014-04-03 05:00 | 577.138 | -18.221 | 558.917
| 2014 | 4 | 3 | 6 | 2014 | 4 | 3 | 7 |  | 148.135 | 4733.8383 | 31.9562 |  |  | #DIV/0! | 738.2 | 738.2 | 0 |  | 2014/04 | 2014-04-03 06:00 | 610.039 | -19.974 | 590.065
| 2014 | 4 | 3 | 7 | 2014 | 4 | 3 | 8 |  | 157.079 | 6056.7341 | 38.5585 |  |  | #DIV/0! | 815.4 | 815.4 | 0 |  | 2014/04 | 2014-04-03 07:00 | 680.287 | -21.966 | 658.321
| 2014 | 4 | 3 | 8 | 2014 | 4 | 3 | 9 |  | 231.87 | 11463.1536 | 49.4378 |  |  | #DIV/0! | 936.6 | 936.6 | 0 |  | 2014/04 | 2014-04-03 08:00 | 727.647 | -22.917 | 704.73
| 2014 | 4 | 3 | 9 | 2014 | 4 | 3 | 10 |  | 306.165 | 14863.4623 | 48.5472 |  |  | #DIV/0! | 1014.55 | 1014.55 | 0 |  | 2014/04 | 2014-04-03 09:00 | 731.466 | -23.081 | 708.385
| 2014 | 4 | 3 | 10 | 2014 | 4 | 3 | 11 |  | 279.6 | 13750.728 | 49.18 | 14.737 | 495.0158 | 33.59 | 996.137 | 996.137 | 0 |  | 2014/04 | 2014-04-03 10:00 | 739.781 | -23.244 | 716.537
| 2014 | 4 | 3 | 11 | 2014 | 4 | 3 | 12 |  | 297.7 | 13849.004 | 46.52 | 9.327 | 362.727 | 38.89 | 1014.377 | 1014.376 | -0.001 |  | 2014/04 | 2014-04-03 11:00 | 741.219 | -24.543 | 716.676
| 2014 | 4 | 3 | 12 | 2014 | 4 | 3 | 13 |  | 310.9 | 14124.187 | 45.43 | 0.05 | 1.93 | 38.6 | 1020.05 | 1020.049 | -0.001 |  | 2014/04 | 2014-04-03 12:00 | 732.815 | -23.666 | 709.149
| 2014 | 4 | 3 | 13 | 2014 | 4 | 3 | 14 |  | 318.606 | 14306.8655 | 44.9046 |  |  | #DIV/0! | 1019.85 | 1019.85 | 0 |  | 2014/04 | 2014-04-03 13:00 | 724.918 | -23.674 | 701.244
| 2014 | 4 | 3 | 14 | 2014 | 4 | 3 | 15 |  | 316.3 | 13819.147 | 43.69 | 0.006 | 0.25 | 41.6667 | 1020.156 | 1020.156 | 0 |  | 2014/04 | 2014-04-03 14:00 | 728.933 | -25.077 | 703.856
| 2014 | 4 | 3 | 15 | 2014 | 4 | 3 | 16 |  | 320.8 | 13720.616 | 42.77 | 1.159 | 46.2105 | 39.871 | 1020.609 | 1020.609 | 0 |  | 2014/04 | 2014-04-03 15:00 | 724.082 | -24.273 | 699.809
KIUC 1-21 | 2014 | 4 | 3 | 16 | 2014 | 4 | 3 | 17 |  | 332.3 | 13823.68 | 41.6 | 10.14 | 457.2126 | 45.09 | 1027.14 | 1027.141 | 0.001 |  | 2014/04 | 2014-04-03 16:00 | 718.357 | -23.516 | 694.841
| 2014 | 4 | 3 | 17 | 2014 | 4 | 3 | 18 |  | 197.227 | 8329.9633 | 42.2354 |  |  | #DIV/0! | 899.6 | 899.6 | 0 |  | 2014/04 | 2014-04-03 17:00 | 725.77 | -23.397 | 702.373
| 2014 | 4 | 3 | 18 | 2014 | 4 | 3 | 19 |  | 183 | 7605.48 | 41.56 | 23.132 | 1113.8058 | 48.15 | 894.132 | 894.133 | 0.001 |  | 2014/04 | 2014-04-03 18:00 | 735.367 | -24.234 | 711.133
| 2014 | 4 | 3 | 19 | 2014 | 4 | 3 | 20 |  | 182.7 | 7273.287 | 39.81 | 24.246 | 1309.0415 | 53.99 | 887.546 | 887.546 | 0 |  | 2014/04 | 2014-04-03 19:00 | 729.287 | -24.441 | 704.846
| 2014 | 4 | 3 | 20 | 2014 | 4 | 3 | 21 |  | 178.8 | 7949.448 | 44.46 | 36.535 | 1557.8524 | 42.64 | 898.685 | 898.685 | 0 |  | 2014/04 | 2014-04-03 20:00 | 746.55 | -26.665 | 719.885
| 2014 | 4 | 3 | 21 | 2014 | 4 | 3 | 22 |  | 139.5 | 8261.19 | 59.22 | 15.291 | 674.486 | 44.11 | 879.191 | 879.191 | 0 |  | 2014/04 | 2014-04-03 21:00 | 765.46 | -25.769 | 739.691
| 2014 | 4 | 3 | 22 | 2014 | 4 | 3 | 23 |  | 152.9 | 6770.412 | 44.28 | 5.039 | 228.0097 | 45.249 | 868.039 | 868.038 | -0.001 |  | 2014/04 | 2014-04-03 22:00 | 739.877 | -24.739 | 715.138
| 2014 | 4 | 3 | 23 | 2014 | 4 | 3 | 24 |  | 191.5 | 6773.355 | 35.37 | 16.753 | 625.8921 | 37.36 | 878.903 | 878.903 | 0 |  | 2014/04 | 2014-04-03 23:00 | 711.22 | -23.817 | 687.403
| 2014 | 4 | 3 | 0 | 2014 | 4 | 4 | 1 |  | 187.85 | 5689.9765 | 30.29 | 2.314 | 67.2402 | 29.058 | 838.164 | 838.164 | 0 |  | 2014/04 | 2014-04-04 | 670.498 | -20.184 | 650.314
| 2014 | 4 | 4 | 1 | 2014 | 4 | 4 | 2 |  | 168.335 | 4933.8988 | 29.31 | 32.485 | 893.3375 | 27.5 | 766.585 | 766.585 | 0 |  | 2014/04 | 2014-04-04 01:00 | 616.276 | -18.026 | 598.25
| 2014 | 4 | 4 | 2 | 2014 | 4 | 4 | 3 |  | 189.485 | 5402.2173 | 28.51 | 88.186 | 2531.8201 | 28.71 | 756.286 | 756.286 | 0 |  | 2014/04 | 2014-04-04 02:00 | 584.375 | -17.574 | 566.801
| 2014 | 4 | 4 | 3 | 2014 | 4 | 4 | 4 |  | 235.65 | 6652.3995 | 28.23 | 98.368 | 2908.7418 | 29.57 | 789.618 | 789.618 | 0 |  | 2014/04 | 2014-04-04 03:00 | 570.021 | -16.053 | 553.968
| 2014 | 4 | 4 | 4 | 2014 | 4 | 4 | 5 |  | 222.15 | 6229.086 | 28.04 | 26.159 | 724.6043 | 27.7 | 766.859 | 766.858 | -0.001 |  | 2014/04 | 2014-04-04 04:00 | 560.984 | -16.276 | 544.708
| 2014 | 4 | 4 | 5 | 2014 | 4 | 4 | 6 |  | 341.35 | 9783.091 | 28.66 | 122.984 | 3568.9957 | 29.02 | 893.334 | 893.334 | 0 |  | 2014/04 | 2014-04-04 05:00 | 569.246 | -17.262 | 551.984
| 2014 | 4 | 4 | 6 | 2014 | 4 | 4 | 7 |  | 340.9 | 10861.074 | 31.86 | 133.272 | 4146.0919 | 31.11 | 919.372 | 919.373 | 0.001 |  | 2014/04 | 2014-04-04 06:00 | 596.922 | -18.449 | 578.473
| 2014 | 4 | 4 | 7 | 2014 | 4 | 4 | 8 |  | 374 | 14354.12 | 38.38 | 180.578 | 9969.7114 | 55.21 | 1011.278 | 1011.278 | 0 |  | 2014/04 | 2014-04-04 07:00 | 658.026 | -20.748 | 637.278
| 2014 | 4 | 4 | 8 | 2014 | 4 | 4 | 9 |  | 332.5 | 14314.125 | 43.05 | 143.668 | 5420.5936 | 37.73 | 999.418 | 999.418 | 0 |  | 2014/04 | 2014-04-04 08:00 | 689.577 | -22.659 | 666.918
| 2014 | 4 | 4 | 9 | 2014 | 4 | 4 | 10 |  | 279.4 | 12086.844 | 43.26 | 136.183 | 5507.2405 | 40.44 | 955.583 | 955.582 | -0.001 |  | 2014/04 | 2014-04-04 09:00 | 699.154 | -22.972 | 676.182
| 2014 | 4 | 4 | 10 | 2014 | 4 | 4 | 11 |  | 280.4 | 14053.648 | 50.12 | 176.487 | 7264.2049 | 41.16 | 993.187 | 993.187 | 0 |  | 2014/04 | 2014-04-04 10:00 | 738.129 | -25.342 | 712.787
| 2014 | 4 | 4 | 11 | 2014 | 4 | 4 | 12 |  | 281.5 | 13337.47 | 47.38 | 189.768 | 7951.2792 | 41.9 | 1003.868 | 1003.868 | 0 |  | 2014/04 | 2014-04-04 11:00 | 748.625 | -26.257 | 722.368
| 2014 | 4 | 4 | 12 | 2014 | 4 | 4 | 13 |  | 281.5 | 13278.355 | 47.17 | 181.839 | 8562.7985 | 47.09 | 992.239 | 992.239 | 0 |  | 2014/04 | 2014-04-04 12:00 | 736.393 | -25.654 | 710.739
| 2014 | 4 | 4 | 13 | 2014 | 4 | 4 | 14 |  | 284.5 | 13101.225 | 46.05 | 173.311 | 7334.5215 | 42.32 | 985.711 | 985.711 | 0 |  | 2014/04 | 2014-04-04 13:00 | 726.062 | -24.851 | 701.211
| 2014 | 4 | 4 | 14 | 2014 | 4 | 4 | 15 |  | 286.7 | 13107.924 | 45.72 | 150.457 | 8285.667 | 55.07 | 980.557 | 980.557 | 0 |  | 2014/04 | 2014-04-04 14:00 | 719.225 | -25.368 | 693.857
| 2014 | 4 | 4 | 15 | 2014 | 4 | 4 | 16 |  | 292.4 | 12155.068 | 41.57 | 130.287 | 6991.2004 | 53.66 | 972.037 | 972.037 | 0 |  | 2014/04 | 2014-04-04 15:00 | 703.186 | -23.549 | 679.637
| 2014 | 4 | 4 | 16 | 2014 | 4 | 4 | 17 |  | 301.1 | 12040.989 | 39.99 | 87.915 | 3283.6253 | 37.35 | 976.415 | 976.415 | 0 |  | 2014/04 | 2014-04-04 16:00 | 698.746 | -23.431 | 675.315
| 2014 | 4 | 4 | 17 | 2014 | 4 | 4 | 18 |  | 346.479 | 13024.8548 | 37.592 |  |  | #DIV/0! | 1012.4 | 1012.4 | 0 |  | 2014/04 | 2014-04-04 17:00 | 689.174 | -23.253 | 665.921
| 2014 | 4 | 4 | 18 | 2014 | 4 | 4 | 19 |  | 444.688 | 16416.7077 | 36.9174 |  |  | #DIV/0! | 1109.7 | 1109.7 | 0 |  | 2014/04 | 2014-04-04 18:00 | 688.12 | -23.108 | 665.012
| 2014 | 4 | 4 | 19 | 2014 | 4 | 4 | 20 |  | 475.676 | 17192.9668 | 36.1443 |  |  | #DIV/0! | 1119.7 | 1119.7 | 0 |  | 2014/04 | 2014-04-04 19:00 | 666.206 | -22.182 | 644.024
| 2014 | 4 | 4 | 20 | 2014 | 4 | 4 | 21 |  | 522.988 | 20000.268 | 38.2423 |  |  | #DIV/0! | 1154.85 | 1154.849 | -0.001 |  | 2014/04 | 2014-04-04 20:00 | 653.645 | -21.784 | 631.861
| 2014 | 4 | 4 | 21 | 2014 | 4 | 4 | 22 |  | 532.689 | 21238.971 | 39.8712 |  |  | #DIV/0! | 1193.15 | 1193.149 | -0.001 |  | 2014/04 | 2014-04-04 21:00 | 682.122 | -21.662 | 660.46
| 2014 | 4 | 4 | 22 | 2014 | 4 | 4 | 23 |  | 565.506 | 20692.9303 | 36.5919 |  |  | #DIV/0! | 1231.4 | 1231.4 | 0 |  | 2014/04 | 2014-04-04 22:00 | 687.362 | -21.468 | 665.894
| 2014 | 4 | 4 | 23 | 2014 | 4 | 4 | 24 |  | 619.751 | 21733.3786 | 35.0679 |  |  | #DIV/0! | 1262.7 | 1262.7 | 0 |  | 2014/04 | 2014-04-04 23:00 | 663.562 | -20.613 | 642.949
| 2014 | 4 | 4 | 0 | 2014 | 4 | 5 | 1 |  | 685.315 | 20929.9312 | 30.5406 |  |  | #DIV/0! | 1299.9 | 1299.901 | 0.001 |  | 2014/04 | 2014-04-05 | 633.892 | -19.306 | 614.586
| 2014 | 4 | 5 | 1 | 2014 | 4 | 5 | 2 |  | 745.14 | 23196.495 | 31.1304 |  |  | #DIV/0! | 1343.1 | 1343.099 | -0.001 |  | 2014/04 | 2014-04-05 01:00 | 615.513 | -17.554 | 597.959
| 2014 | 4 | 5 | 2 | 2014 | 4 | 5 | 3 |  | 699.607 | 20242.9819 | 28.9348 |  |  | #DIV/0! | 1279.65 | 1279.65 | 0 |  | 2014/04 | 2014-04-05 02:00 | 596.417 | -16.374 | 580.043
| 2014 | 4 | 5 | 3 | 2014 | 4 | 5 | 4 |  | 734.731 | 20063.083 | 27.3067 |  |  | #DIV/0! | 1315.6 | 1315.6 | 0 |  | 2014/04 | 2014-04-05 03:00 | 596.431 | -15.562 | 580.869
| 2014 | 4 | 5 | 4 | 2014 | 4 | 5 | 5 |  | 706.941 | 19546.687 | 27.6497 |  |  | #DIV/0! | 1292.2 | 1292.2 | 0 |  | 2014/04 | 2014-04-05 04:00 | 600.695 | -15.436 | 585.259
| 2014 | 4 | 5 | 5 | 2014 | 4 | 5 | 6 |  | 718.306 | 20189.0932 | 28.1065 |  |  | #DIV/0! | 1315 | 1315.001 | 0.001 |  | 2014/04 | 2014-04-05 05:00 | 612.442 | -15.747 | 596.695
| 2014 | 4 | 5 | 6 | 2014 | 4 | 5 | 7 |  | 762.862 | 22248.1292 | 29.164 |  |  | #DIV/0! | 1375.85 | 1375.85 | 0 |  | 2014/04 | 2014-04-05 06:00 | 629.692 | -16.704 | 612.988
| 2014 | 4 | 5 | 7 | 2014 | 4 | 5 | 8 |  | 849.445 | 28377.4127 | 33.407 |  |  | #DIV/0! | 1487.85 | 1487.85 | 0 |  | 2014/04 | 2014-04-05 07:00 | 656.768 | -18.363 | 638.405
| 2014 | 4 | 5 | 8 | 2014 | 4 | 5 | 9 |  | 972.783 | 32759.2909 | 33.6758 |  |  | #DIV/0! | 1634.7 | 1634.7 | 0 |  | 2014/04 | 2014-04-05 08:00 | 681.245 | -19.328 | 661.917
| 2014 | 4 | 5 | 9 | 2014 | 4 | 5 | 10 |  | 1111.63 | 41025.9235 | 36.9061 |  |  | #DIV/0! | 1812 | 1812 | 0 |  | 2014/04 | 2014-04-05 09:00 | 721.558 | -21.188 | 700.37
| 2014 | 4 | 5 | 10 | 2014 | 4 | 5 | 11 |  | 1123.81 | 47771.9711 | 42.5089 |  |  | #DIV/0! | 1846.15 | 1846.15 | 0 |  | 2014/04 | 2014-04-05 10:00 | 743.508 | -21.168 | 722.34
| 2014 | 4 | 5 | 11 | 2014 | 4 | 5 | 12 |  | 1129.42 | 59114.8898 | 52.3409 |  |  | #DIV/0! | 1853.7 | 1853.7 | 0 |  | 2014/04 | 2014-04-05 11:00 | 744.812 | -20.532 | 724.28
| 2014 | 4 | 5 | 12 | 2014 | 4 | 5 | 13 |  | 1234.019 | 46948.1769 | 38.0449 |  |  | #DIV/0! | 1941 | 1941 | 0 |  | 2014/04 | 2014-04-05 12:00 | 727.275 | -20.294 | 706.981
| 2014 | 4 | 5 | 13 | 2014 | 4 | 5 | 14 |  | 1289.178 | 45162.1052 | 35.0317 |  |  | #DIV/0! | 1975.55 | 1975.55 | 0 |  | 2014/04 | 2014-04-05 13:00 | 706.319 | -19.947 | 686.372
| 2014 | 4 | 5 | 14 | 2014 | 4 | 5 | 15 |  | 1259.988 | 42315.3612 | 33.5839 |  |  | #DIV/0! | 1909.85 | 1909.851 | 0.001 |  | 2014/04 | 2014-04-05 14:00 | 668.735 | -18.872 | 649.863
| 2014 | 4 | 5 | 15 | 2014 | 4 | 5 | 16 |  | 1214.43 | 39697.7159 | 32.6884 |  |  | #DIV/0! | 1838.55 | 1838.549 | -0.001 |  | 2014/04 | 2014-04-05 15:00 | 641.972 | -17.853 | 624.119
| 2014 | 4 | 5 | 16 | 2014 | 4 | 5 | 17 |  | 1149.886 | 37238.9781 | 32.3849 |  |  | #DIV/0! | 1761 | 1761 | 0 |  | 2014/04 | 2014-04-05 16:00 | 628.337 | -17.223 | 611.114
| 2014 | 4 | 5 | 17 | 2014 | 4 | 5 | 18 |  | 1172.483 | 38667.8762 | 32.9795 |  |  | #DIV/0! | 1780 | 1779.999 | -0.001 |  | 2014/04 | 2014-04-05 17:00 | 625.314 | -17.798 | 607.516
| 2014 | 4 | 5 | 18 | 2014 | 4 | 5 | 19 |  | 1239.702 | 40878.1412 | 32.9742 |  |  | #DIV/0! | 1848.85 | 1848.85 | 0 |  | 2014/04 | 2014-04-05 18:00 | 627.819 | -18.671 | 609.148
| 2014 | 4 | 5 | 19 | 2014 | 4 | 5 | 20 |  | 1267.987 | 42494.7795 | 33.5136 |  |  | #DIV/0! | 1875 | 1875 | 0 |  | 2014/04 | 2014-04-05 19:00 | 626.016 | -19.003 | 607.013
| 2014 | 4 | 5 | 20 | 2014 | 4 | 5 | 21 |  | 1281.875 | 47886.207 | 37.3564 |  |  | #DIV/0! | 1908 | 1908 | 0 |  | 2014/04 | 2014-04-05 20:00 | 645.846 | -19.721 | 626.125
| 2014 | 4 | 5 | 21 | 2014 | 4 | 5 | 22 |  | 1254.69 | 55138.4559 | 43.9459 |  |  | #DIV/0! | 1925.3 | 1925.3 | 0 |  | 2014/04 | 2014-04-05 21:00 | 692.245 | -21.635 | 670.61
| 2014 | 4 | 5 | 22 | 2014 | 4 | 5 | 23 |  | 1302.759 | 54723.3885 | 42.0058 |  |  | #DIV/0! | 1976.15 | 1976.15 | 0 |  | 2014/04 | 2014-04-05 22:00 | 694.94 | -21.549 | 673.391
| 2014 | 4 | 5 | 23 | 2014 | 4 | 5 | 24 |  | 1319.045 | 48074.8115 | 36.4467 |  |  | #DIV/0! | 1988.7 | 1988.7 | 0 |  | 2014/04 | 2014-04-05 23:00 | 690.826 | -21.171 | 669.655
| 2014 | 4 | 5 | 0 | 2014 | 4 | 6 | 1 |  | 1254.037 | 41688.7518 | 33.2436 |  |  | #DIV/0! | 1915 | 1915 | 0 |  | 2014/04 | 2014-04-06 | 682.012 | -21.049 | 660.963
| 2014 | 4 | 6 | 1 | 2014 | 4 | 6 | 2 |  | 1244.7 | 42419.376 | 34.08 | 50.85 | 1622.6235 | 31.91 | 1908.85 | 1908.851 | 0.001 |  | 2014/04 | 2014-04-06 01:00 | 684.187 | -20.036 | 664.151
| 2014 | 4 | 6 | 2 | 2014 | 4 | 6 | 3 |  | 1153.6 | 39210.864 | 33.99 | 46.776 | 1494.961 | 31.96 | 1821.926 | 1821.926 | 0 |  | 2014/04 | 2014-04-06 02:00 | 687.602 | -19.276 | 668.326
| 2014 | 4 | 6 | 3 | 2014 | 4 | 6 | 4 |  | 1104.5 | 36536.86 | 33.08 | 60.526 | 1929.5689 | 31.88 | 1775.576 | 1775.576 | 0 |  | 2014/04 | 2014-04-06 03:00 | 690.592 | -19.516 | 671.076
| 2014 | 4 | 6 | 4 | 2014 | 4 | 6 | 5 |  | 1084.1 | 35786.141 | 33.01 | 88.805 | 2846.2002 | 32.05 | 1767.505 | 1767.505 | 0 |  | 2014/04 | 2014-04-06 04:00 | 703.1 | -19.695 | 683.405
| 2014 | 4 | 6 | 5 | 2014 | 4 | 6 | 6 |  | 1067.7 | 34614.834 | 32.42 | 109.736 | 3574.1015 | 32.57 | 1763.786 | 1763.785 | -0.001 |  | 2014/04 | 2014-04-06 05:00 | 717.051 | -20.966 | 696.085
| 2014 | 4 | 6 | 6 | 2014 | 4 | 6 | 7 |  | 1156 | 38425.44 | 33.24 | 163.735 | 5460.5622 | 33.35 | 1875.735 | 1875.735 | 0 |  | 2014/04 | 2014-04-06 06:00 | 742.309 | -22.574 | 719.735
| 2014 | 4 | 6 | 7 | 2014 | 4 | 6 | 8 |  | 1266.3 | 43421.427 | 34.29 | 163.319 | 6413.5371 | 39.27 | 2014.719 | 2014.718 | -0.001 |  | 2014/04 | 2014-04-06 07:00 | 772.652 | -24.234 | 748.418
| 2014 | 4 | 6 | 8 | 2014 | 4 | 6 | 9 |  | 1321.2 | 46545.876 | 35.23 | 130.869 | 4808.1271 | 36.74 | 2091.269 | 2091.269 | 0 |  | 2014/04 | 2014-04-06 08:00 | 794.461 | -24.392 | 770.069
| 2014 | 4 | 6 | 9 | 2014 | 4 | 6 | 10 |  | 1321.8 | 55779.96 | 42.2 | 98.581 | 3764.8084 | 38.19 | 2105.831 | 2105.831 | 0 |  | 2014/04 | 2014-04-06 09:00 | 809.996 | -25.965 | 784.031
| 2014 | 4 | 6 | 10 | 2014 | 4 | 6 | 11 |  | 1316.4 | 57460.86 | 43.65 | 23.209 | 781.9112 | 33.69 | 2071.609 | 2071.609 | 0 |  | 2014/04 | 2014-04-06 10:00 | 779.84 | -24.631 | 755.209
| 2014 | 4 | 6 | 11 | 2014 | 4 | 6 | 12 |  | 1371.1 | 57037.76 | 41.6 | 24.194 | 795.4987 | 32.88 | 2051.594 | 2051.595 | 0.001 |  | 2014/04 | 2014-04-06 11:00 | 701.857 | -21.362 | 680.495
| 2014 | 4 | 6 | 12 | 2014 | 4 | 6 | 13 |  | 1421.1 | 53262.828 | 37.48 | 94.405 | 3066.2744 | 32.48 | 2056.805 | 2056.804 | -0.001 |  | 2014/04 | 2014-04-06 12:00 | 655.519 | -19.815 | 635.704
| 2014 | 4 | 6 | 13 | 2014 | 4 | 6 | 14 |  | 1433.5 | 49943.14 | 34.84 | 166.379 | 5274.2143 | 31.7 | 2041.329 | 2041.33 | 0.001 |  | 2014/04 | 2014-04-06 13:00 | 626.405 | -18.575 | 607.83
| 2014 | 4 | 6 | 14 | 2014 | 4 | 6 | 15 |  | 1421.7 | 47982.375 | 33.75 | 140.278 | 4421.5626 | 31.52 | 2009.528 | 2009.529 | 0.001 |  | 2014/04 | 2014-04-06 14:00 | 605.769 | -17.94 | 587.829
| 2014 | 4 | 6 | 15 | 2014 | 4 | 6 | 16 |  | 1396.7 | 46705.648 | 33.44 | 159.068 | 4816.579 | 30.28 | 1967.918 | 1967.918 | 0 |  | 2014/04 | 2014-04-06 15:00 | 588.696 | -17.478 | 571.218
| 2014 | 4 | 6 | 16 | 2014 | 4 | 6 | 17 |  | 1400.8 | 46688.664 | 33.33 | 221.473 | 6653.0489 | 30.04 | 1972.723 | 1972.722 | -0.001 |  | 2014/04 | 2014-04-06 16:00 | 589.611 | -17.689 | 571.922
| 2014 | 4 | 6 | 17 | 2014 | 4 | 6 | 18 |  | 1399 | 46782.56 | 33.44 | 238.19 | 7305.2873 | 30.67 | 1968.74 | 1968.74 | 0 |  | 2014/04 | 2014-04-06 17:00 | 587.854 | -18.114 | 569.74
| 2014 | 4 | 6 | 18 | 2014 | 4 | 6 | 19 |  | 1396.2 | 46605.156 | 33.38 | 235.084 | 7275.8498 | 30.95 | 1977.484 | 1977.484 | 0 |  | 2014/04 | 2014-04-06 18:00 | 599.282 | -17.998 | 581.284
| 2014 | 4 | 6 | 19 | 2014 | 4 | 6 | 20 |  | 1458.3 | 49567.617 | 33.99 | 234.221 | 7413.0947 | 31.65 | 2041.621 | 2041.62 | -0.001 |  | 2014/04 | 2014-04-06 19:00 | 601.441 | -18.121 | 583.32
| 2014 | 4 | 6 | 20 | 2014 | 4 | 6 | 21 |  | 1474.6 | 65103.59 | 44.15 | 239.799 | 9692.6756 | 40.42 | 2074.499 | 2074.499 | 0 |  | 2014/04 | 2014-04-06 20:00 | 618.772 | -18.873 | 599.899
| 2014 | 4 | 6 | 21 | 2014 | 4 | 6 | 22 |  | 1428.3 | 84869.586 | 59.42 | 216.866 | 9930.2941 | 45.79 | 2081.416 | 2081.415 | -0.001 |  | 2014/04 | 2014-04-06 21:00 | 673.166 | -20.051 | 653.115
| 2014 | 4 | 6 | 22 | 2014 | 4 | 6 | 23 |  | 1431.9 | 60426.18 | 42.2 | 131.898 | 5639.9585 | 42.76 | 2071.598 | 2071.597 | -0.001 |  | 2014/04 | 2014-04-06 22:00 | 659.35 | -19.653 | 639.697
| 2014 | 4 | 6 | 23 | 2014 | 4 | 6 | 24 |  | 1260.207 | 41931.9033 | 33.2738 |  |  | #DIV/0! | 1870.1 | 1870.1 | 0 |  | 2014/04 | 2014-04-06 23:00 | 628.215 | -18.322 | 609.893
| 2014 | 4 | 6 | 0 | 2014 | 4 | 7 | 1 |  | 1097.6 | 35221.984 | 32.09 | 29.243 | 899.2223 | 30.75 | 1672.643 | 1672.644 | 0.001 |  | 2014/04 | 2014-04-07 | 592.717 | -17.673 | 575.044
| 2014 | 4 | 7 | 1 | 2014 | 4 | 7 | 2 |  | 954.661 | 29534.8774 | 30.9376 |  |  | #DIV/0! | 1499.1 | 1499.1 | 0 |  | 2014/04 | 2014-04-07 01:00 | 560.823 | -16.384 | 544.439
| 2014 | 4 | 7 | 2 | 2014 | 4 | 7 | 3 |  | 890.1 | 27005.634 | 30.34 | 15.692 | 405.1674 | 25.82 | 1431.292 | 1431.292 | 0 |  | 2014/04 | 2014-04-07 02:00 | 557.505 | -16.313 | 541.192
| 2014 | 4 | 7 | 3 | 2014 | 4 | 7 | 4 |  | 878.9 | 25742.981 | 29.29 | 26.91 | 633.9996 | 23.56 | 1416.71 | 1416.711 | 0.001 |  | 2014/04 | 2014-04-07 03:00 | 553.28 | -15.469 | 537.811
| 2014 | 4 | 7 | 4 | 2014 | 4 | 7 | 5 |  | 883.263 | 26145.2371 | 29.6007 |  |  | #DIV/0! | 1424.95 | 1424.95 | 0 |  | 2014/04 | 2014-04-07 04:00 | 557.718 | -16.031 | 541.687
| 2014 | 4 | 7 | 5 | 2014 | 4 | 7 | 6 |  | 932.023 | 28445.4869 | 30.5202 |  |  | #DIV/0! | 1486.7 | 1486.7 | 0 |  | 2014/04 | 2014-04-07 05:00 | 571.899 | -17.222 | 554.677
| 2014 | 4 | 7 | 6 | 2014 | 4 | 7 | 7 |  | 1117 | 42311.96 | 37.88 | 200.89 | 6551.0229 | 32.61 | 1720.74 | 1720.74 | 0 |  | 2014/04 | 2014-04-07 06:00 | 623.203 | -19.463 | 603.74
| 2014 | 4 | 7 | 7 | 2014 | 4 | 7 | 8 |  | 1293.3 | 65453.913 | 50.61 | 327.278 | 17836.651 | 54.5 | 1970.278 | 1970.278 | 0 |  | 2014/04 | 2014-04-07 07:00 | 699.314 | -22.336 | 676.978
| 2014 | 4 | 7 | 8 | 2014 | 4 | 7 | 9 |  | 1387.2 | 76823.136 | 55.38 | 265.622 | 9442.8621 | 35.55 | 2098.772 | 2098.772 | 0 |  | 2014/04 | 2014-04-07 08:00 | 733.243 | -21.671 | 711.572
| 2014 | 4 | 7 | 9 | 2014 | 4 | 7 | 10 |  | 1393.1 | 72371.545 | 51.95 | 123.635 | 5966.6251 | 48.26 | 2112.935 | 2112.935 | 0 |  | 2014/04 | 2014-04-07 09:00 | 741.478 | -21.643 | 719.835
| 2014 | 4 | 7 | 10 | 2014 | 4 | 7 | 11 |  | 1396.9 | 72163.854 | 51.66 | 25.598 | 2086.749 | 81.52 | 2114.748 | 2114.748 | 0 |  | 2014/04 | 2014-04-07 10:00 | 740.512 | -22.664 | 717.848
| 2014 | 4 | 7 | 11 | 2014 | 4 | 7 | 12 |  | 1415.7 | 79335.828 | 56.04 | 16.213 | 1393.6695 | 85.96 | 2131.363 | 2131.363 | 0 |  | 2014/04 | 2014-04-07 11:00 | 738.9 | -23.237 | 715.663
| 2014 | 4 | 7 | 12 | 2014 | 4 | 7 | 13 |  | 1432.8 | 84191.328 | 58.76 | 16.88 | 1106.1464 | 65.53 | 2140.58 | 2140.579 | -0.001 |  | 2014/04 | 2014-04-07 12:00 | 731.096 | -23.317 | 707.779
| 2014 | 4 | 7 | 13 | 2014 | 4 | 7 | 14 |  | 1445.8 | 69470.69 | 48.05 | 12.435 | 1272.4735 | 102.33 | 2140.435 | 2140.435 | 0 |  | 2014/04 | 2014-04-07 13:00 | 717.806 | -23.171 | 694.635
| 2014 | 4 | 7 | 14 | 2014 | 4 | 7 | 15 |  | 1455.8 | 67112.38 | 46.1 | 26.317 | 1271.1111 | 48.3 | 2144.617 | 2144.616 | -0.001 |  | 2014/04 | 2014-04-07 14:00 | 712.486 | -23.67 | 688.816
| 2014 | 4 | 7 | 15 | 2014 | 4 | 7 | 16 |  | 1468.6 | 63384.776 | 43.16 | 28.809 | 2281.3847 | 79.19 | 2137.659 | 2137.66 | 0.001 |  | 2014/04 | 2014-04-07 15:00 | 692.424 | -23.364 | 669.06
| 2014 | 4 | 7 | 16 | 2014 | 4 | 7 | 17 |  | 1485.1 | 60235.656 | 40.56 | 75.82 | 2650.6672 | 34.96 | 2148.97 | 2148.97 | 0 |  | 2014/04 | 2014-04-07 16:00 | 686.253 | -22.383 | 663.87
| 2014 | 4 | 7 | 17 | 2014 | 4 | 7 | 18 |  | 1488.9 | 61670.238 | 41.42 | 55.442 | 2297.5165 | 41.44 | 2143.442 | 2143.442 | 0 |  | 2014/04 | 2014-04-07 17:00 | 677.649 | -23.107 | 654.542
| 2014 | 4 | 7 | 18 | 2014 | 4 | 7 | 19 |  | 1495.7 | 61054.474 | 40.82 | 54.101 | 2527.0577 | 46.71 | 2152.951 | 2152.951 | 0 |  | 2014/04 | 2014-04-07 18:00 | 680.421 | -23.17 | 657.251
| 2014 | 4 | 7 | 19 | 2014 | 4 | 7 | 20 |  | 1492.9 | 60626.669 | 40.61 | 55.933 | 2083.5042 | 37.25 | 2156.083 | 2156.083 | 0 |  | 2014/04 | 2014-04-07 19:00 | 686.552 | -23.369 | 663.183
| 2014 | 4 | 7 | 20 | 2014 | 4 | 7 | 21 |  | 1473 | 69731.82 | 47.34 | 68.506 | 2540.2025 | 37.08 | 2138.506 | 2138.506 | 0 |  | 2014/04 | 2014-04-07 20:00 | 687.849 | -22.343 | 665.506
| 2014 | 4 | 7 | 21 | 2014 | 4 | 7 | 22 |  | 1434.7 | 77387.718 | 53.94 | 43.115 | 1850.4958 | 42.92 | 2129.265 | 2129.265 | 0 |  | 2014/04 | 2014-04-07 21:00 | 716.56 | -21.995 | 694.565
| 2014 | 4 | 7 | 22 | 2014 | 4 | 7 | 23 |  | 1445.5 | 62893.705 | 43.51 | 28.676 | 1277.229 | 44.54 | 2117.526 | 2117.526 | 0 |  | 2014/04 | 2014-04-07 22:00 | 693.611 | -21.585 | 672.026
| 2014 | 4 | 7 | 23 | 2014 | 4 | 7 | 24 |  | 1382.888 | 48758.2777 | 35.2583 |  |  | #DIV/0! | 2025.7 | 2025.7 | 0 |  | 2014/04 | 2014-04-07 23:00 | 664.145 | -21.333 | 642.812
| 2014 | 4 | 7 | 0 | 2014 | 4 | 8 | 1 |  | 1348.599 | 42378.7217 | 31.4243 |  |  | #DIV/0! | 1962.25 | 1962.249 | -0.001 |  | 2014/04 | 2014-04-08 | 633.83 | -20.18 | 613.65
| 2014 | 4 | 8 | 1 | 2014 | 4 | 8 | 2 |  | 1175.506 | 35207.4562 | 29.9509 |  |  | #DIV/0! | 1747.85 | 1747.851 | 0.001 |  | 2014/04 | 2014-04-08 01:00 | 590.787 | -18.442 | 572.345
| 2014 | 4 | 8 | 2 | 2014 | 4 | 8 | 3 |  | 1049.931 | 31125.5811 | 29.6454 |  |  | #DIV/0! | 1603.25 | 1603.25 | 0 |  | 2014/04 | 2014-04-08 02:00 | 571.539 | -18.22 | 553.319
| 2014 | 4 | 8 | 3 | 2014 | 4 | 8 | 4 |  | 978.397 | 28039.5763 | 28.6587 |  |  | #DIV/0! | 1527 | 1527 | 0 |  | 2014/04 | 2014-04-08 03:00 | 566.611 | -18.008 | 548.603
| 2014 | 4 | 8 | 4 | 2014 | 4 | 8 | 5 |  | 914.017 | 26278.066 | 28.7501 |  |  | #DIV/0! | 1469.85 | 1469.85 | 0 |  | 2014/04 | 2014-04-08 04:00 | 573.493 | -17.66 | 555.833
| 2014 | 4 | 8 | 5 | 2014 | 4 | 8 | 6 |  | 978.999 | 29067.5509 | 29.6911 |  |  | #DIV/0! | 1545 | 1545 | 0 |  | 2014/04 | 2014-04-08 05:00 | 584.202 | -18.201 | 566.001
| 2014 | 4 | 8 | 6 | 2014 | 4 | 8 | 7 |  | 1023.619 | 33101.9879 | 32.3382 |  |  | #DIV/0! | 1626.7 | 1626.7 | 0 |  | 2014/04 | 2014-04-08 06:00 | 623.158 | -20.077 | 603.081
| 2014 | 4 | 8 | 7 | 2014 | 4 | 8 | 8 |  | 1273.5 | 58721.085 | 46.11 | 163.42 | 15827.227 | 96.85 | 1955.72 | 1955.72 | 0 |  | 2014/04 | 2014-04-08 07:00 | 704.983 | -22.763 | 682.22
| 2014 | 4 | 8 | 8 | 2014 | 4 | 8 | 9 |  | 1374.7 | 64762.117 | 47.11 | 124.586 | 5332.2808 | 42.8 | 2099.286 | 2099.285 | -0.001 |  | 2014/04 | 2014-04-08 08:00 | 748.67 | -24.085 | 724.585
| 2014 | 4 | 8 | 9 | 2014 | 4 | 8 | 10 |  | 1380.2 | 67243.344 | 48.72 | 24.556 | 1077.2717 | 43.87 | 2110.106 | 2110.106 | 0 |  | 2014/04 | 2014-04-08 09:00 | 754.601 | -24.695 | 729.906
| 2014 | 4 | 8 | 10 | 2014 | 4 | 8 | 11 |  | 1384.2 | 67438.224 | 48.72 | 20.358 | 744.4921 | 36.57 | 2121.608 | 2121.607 | -0.001 |  | 2014/04 | 2014-04-08 10:00 | 761.599 | -24.192 | 737.407
| 2014 | 4 | 8 | 11 | 2014 | 4 | 8 | 12 |  | 1400.5 | 68204.35 | 48.7 | 47.287 | 1672.5412 | 35.37 | 2133.387 | 2133.387 | 0 |  | 2014/04 | 2014-04-08 11:00 | 756.606 | -23.719 | 732.887
| 2014 | 4 | 8 | 12 | 2014 | 4 | 8 | 13 |  | 1422.7 | 68389.189 | 48.07 | 64.558 | 2367.3419 | 36.67 | 2136.808 | 2136.808 | 0 |  | 2014/04 | 2014-04-08 12:00 | 737.273 | -23.165 | 714.108
| 2014 | 4 | 8 | 13 | 2014 | 4 | 8 | 14 |  | 1436.9 | 62332.722 | 43.38 | 56.762 | 2236.4228 | 39.4 | 2139.862 | 2139.862 | 0 |  | 2014/04 | 2014-04-08 13:00 | 726.165 | -23.203 | 702.962
| 2014 | 4 | 8 | 14 | 2014 | 4 | 8 | 15 |  | 1453 | 62072.16 | 42.72 | 80.69 | 2845.1294 | 35.26 | 2134.94 | 2134.94 | 0 |  | 2014/04 | 2014-04-08 14:00 | 704.753 | -22.813 | 681.94
| 2014 | 4 | 8 | 15 | 2014 | 4 | 8 | 16 |  | 1469.9 | 58634.311 | 39.89 | 115.654 | 4020.133 | 34.76 | 2144.904 | 2144.904 | 0 |  | 2014/04 | 2014-04-08 15:00 | 697.123 | -22.119 | 675.004
| 2014 | 4 | 8 | 16 | 2014 | 4 | 8 | 17 |  | 1461.1 | 55214.969 | 37.79 | 167.12 | 5306.06 | 31.75 | 2122.07 | 2122.07 | 0 |  | 2014/04 | 2014-04-08 16:00 | 681.819 | -20.849 | 660.97
| 2014 | 4 | 8 | 17 | 2014 | 4 | 8 | 18 |  | 1452.7 | 54345.507 | 37.41 | 283.414 | 8352.2106 | 29.47 | 2107.914 | 2107.914 | 0 |  | 2014/04 | 2014-04-08 17:00 | 675.032 | -19.818 | 655.214
| 2014 | 4 | 8 | 18 | 2014 | 4 | 8 | 19 |  | 1454.2 | 54677.92 | 37.6 | 281.529 | 8817.4883 | 31.32 | 2105.779 | 2105.779 | 0 |  | 2014/04 | 2014-04-08 18:00 | 671.333 | -19.754 | 651.579
| 2014 | 4 | 8 | 19 | 2014 | 4 | 8 | 20 |  | 1457.3 | 56091.477 | 38.49 | 267.034 | 8547.7583 | 32.01 | 2112.034 | 2112.034 | 0 |  | 2014/04 | 2014-04-08 19:00 | 674.589 | -19.855 | 654.734
| 2014 | 4 | 8 | 20 | 2014 | 4 | 8 | 21 |  | 1459.2 | 62847.744 | 43.07 | 241.403 | 7954.2289 | 32.95 | 2120.953 | 2120.953 | 0 |  | 2014/04 | 2014-04-08 20:00 | 681.849 | -20.096 | 661.753
| 2014 | 4 | 8 | 21 | 2014 | 4 | 8 | 22 |  | 1413 | 87436.44 | 61.88 | 162.832 | 5977.5627 | 36.71 | 2124.082 | 2124.082 | 0 |  | 2014/04 | 2014-04-08 21:00 | 732.558 | -21.476 | 711.082
| 2014 | 4 | 8 | 22 | 2014 | 4 | 8 | 23 |  | 1417.6 | 62005.824 | 43.74 | 86.989 | 3136.8233 | 36.06 | 2125.239 | 2125.239 | 0 |  | 2014/04 | 2014-04-08 22:00 | 727.993 | -20.354 | 707.639
| 2014 | 4 | 8 | 23 | 2014 | 4 | 8 | 24 |  | 1353.3 | 47284.302 | 34.94 | 40.984 | 1280.75 | 31.25 | 2040.484 | 2040.484 | 0 |  | 2014/04 | 2014-04-08 23:00 | 707.397 | -20.213 | 687.184
| 2014 | 4 | 8 | 0 | 2014 | 4 | 9 | 1 |  | 1234.931 | 38943.9228 | 31.5353 |  |  | #DIV/0! | 1876.6 | 1876.6 | 0 |  | 2014/04 | 2014-04-09 | 660.272 | -18.603 | 641.669
| 2014 | 4 | 9 | 1 | 2014 | 4 | 9 | 2 |  | 997.203 | 30439.7529 | 30.5251 |  |  | #DIV/0! | 1617.1 | 1617.101 | 0.001 |  | 2014/04 | 2014-04-09 01:00 | 637.409 | -17.511 | 619.898
| 2014 | 4 | 9 | 2 | 2014 | 4 | 9 | 3 |  | 868 | 25909.8 | 29.85 | 16.311 | 468.615 | 28.73 | 1471.711 | 1471.711 | 0 |  | 2014/04 | 2014-04-09 02:00 | 620.678 | -16.967 | 603.711
| 2014 | 4 | 9 | 3 | 2014 | 4 | 9 | 4 |  | 924 | 27553.68 | 29.82 | 54.271 | 1664.4916 | 30.67 | 1520.971 | 1520.971 | 0 |  | 2014/04 | 2014-04-09 03:00 | 614.084 | -17.113 | 596.971
| 2014 | 4 | 9 | 4 | 2014 | 4 | 9 | 5 |  | 934.798 | 28193.482 | 30.16 |  |  | #DIV/0! | 1527.25 | 1527.251 | 0.001 |  | 2014/04 | 2014-04-09 04:00 | 609.333 | -16.88 | 592.453
| 2014 | 4 | 9 | 5 | 2014 | 4 | 9 | 6 |  | 973.6 | 30220.544 | 31.04 | 17.313 | 539.2999 | 31.15 | 1572.713 | 1572.713 | 0 |  | 2014/04 | 2014-04-09 05:00 | 616.674 | -17.561 | 599.113
| 2014 | 4 | 9 | 6 | 2014 | 4 | 9 | 7 |  | 1165.3 | 42416.92 | 36.4 | 218.099 | 6802.5078 | 31.19 | 1804.199 | 1804.199 | 0 |  | 2014/04 | 2014-04-09 06:00 | 657.91 | -19.011 | 638.899
| 2014 | 4 | 9 | 7 | 2014 | 4 | 9 | 8 |  | 1291.3 | 70466.241 | 54.57 | 306.785 | 13427.9795 | 43.77 | 2006.185 | 2006.184 | -0.001 |  | 2014/04 | 2014-04-09 07:00 | 738.003 | -23.119 | 714.884
| 2014 | 4 | 9 | 8 | 2014 | 4 | 9 | 9 |  | 1316.3 | 67447.212 | 51.24 | 162.513 | 6281.1274 | 38.65 | 2055.963 | 2055.964 | 0.001 |  | 2014/04 | 2014-04-09 08:00 | 762.676 | -23.012 | 739.664
| 2014 | 4 | 9 | 9 | 2014 | 4 | 9 | 10 |  | 1317.5 | 63661.6 | 48.32 | 5.447 | 197.9385 | 36.339 | 2060.597 | 2060.597 | 0 |  | 2014/04 | 2014-04-09 09:00 | 766.774 | -23.677 | 743.097
| 2014 | 4 | 9 | 10 | 2014 | 4 | 9 | 11 |  | 1352.303 | 60905.8459 | 45.0386 |  |  | #DIV/0! | 2085.85 | 2085.85 | 0 |  | 2014/04 | 2014-04-09 10:00 | 758.306 | -24.759 | 733.547
| 2014 | 4 | 9 | 11 | 2014 | 4 | 9 | 12 |  | 1387.016 | 61102.0753 | 44.0529 |  |  | #DIV/0! | 2095 | 2095 | 0 |  | 2014/04 | 2014-04-09 11:00 | 732.324 | -24.34 | 707.984
| 2014 | 4 | 9 | 12 | 2014 | 4 | 9 | 13 |  | 1405.544 | 61474.8148 | 43.7374 |  |  | #DIV/0! | 2094.3 | 2094.301 | 0.001 |  | 2014/04 | 2014-04-09 12:00 | 712.81 | -24.053 | 688.757
| 2014 | 4 | 9 | 13 | 2014 | 4 | 9 | 14 |  | 1452.7 | 59546.173 | 40.99 | 66.839 | 2350.0592 | 35.16 | 2135.639 | 2135.639 | 0 |  | 2014/04 | 2014-04-09 13:00 | 707.405 | -24.466 | 682.939
| 2014 | 4 | 9 | 14 | 2014 | 4 | 9 | 15 |  | 1469.8 | 57954.214 | 39.43 | 68.023 | 2373.3225 | 34.89 | 2142.123 | 2142.123 | 0 |  | 2014/04 | 2014-04-09 14:00 | 697.126 | -24.803 | 672.323
| 2014 | 4 | 9 | 15 | 2014 | 4 | 9 | 16 |  | 1472.5 | 55071.5 | 37.4 | 83.021 | 2884.1495 | 34.74 | 2141.421 | 2141.421 | 0 |  | 2014/04 | 2014-04-09 15:00 | 693.357 | -24.436 | 668.921
| 2014 | 4 | 9 | 16 | 2014 | 4 | 9 | 17 |  | 1446.3 | 51922.17 | 35.9 | 88.285 | 2769.5005 | 31.37 | 2098.835 | 2098.836 | 0.001 |  | 2014/04 | 2014-04-09 16:00 | 675.423 | -22.887 | 652.536
| 2014 | 4 | 9 | 17 | 2014 | 4 | 9 | 18 |  | 1441 | 51558.98 | 35.78 | 232.918 | 7229.7747 | 31.04 | 2092.468 | 2092.468 | 0 |  | 2014/04 | 2014-04-09 17:00 | 673.646 | -22.178 | 651.468
| 2014 | 4 | 9 | 18 | 2014 | 4 | 9 | 19 |  | 1449.3 | 52551.618 | 36.26 | 242.797 | 7849.627 | 32.33 | 2102.347 | 2102.347 | 0 |  | 2014/04 | 2014-04-09 18:00 | 674.975 | -21.928 | 653.047
| 2014 | 4 | 9 | 19 | 2014 | 4 | 9 | 20 |  | 1463.2 | 55074.848 | 37.64 | 214.634 | 6434.7273 | 29.98 | 2112.934 | 2112.934 | 0 |  | 2014/04 | 2014-04-09 19:00 | 671.108 | -21.374 | 649.734
| 2014 | 4 | 9 | 20 | 2014 | 4 | 9 | 21 |  | 1465.7 | 61031.748 | 41.64 | 198.668 | 6440.8166 | 32.42 | 2122.018 | 2122.018 | 0 |  | 2014/04 | 2014-04-09 20:00 | 678.511 | -22.193 | 656.318
| 2014 | 4 | 9 | 21 | 2014 | 4 | 9 | 22 |  | 1420.4 | 65537.256 | 46.14 | 96.056 | 3768.2769 | 39.23 | 2127.056 | 2127.057 | 0.001 |  | 2014/04 | 2014-04-09 21:00 | 731.763 | -25.106 | 706.657
| 2014 | 4 | 9 | 22 | 2014 | 4 | 9 | 23 |  | 1426 | 58565.82 | 41.07 | 45.995 | 1567.9696 | 34.09 | 2144.145 | 2144.144 | -0.001 |  | 2014/04 | 2014-04-09 22:00 | 743.756 | -25.612 | 718.144
| 2014 | 4 | 9 | 23 | 2014 | 4 | 9 | 24 |  | 1379.1 | 48034.053 | 34.83 | 76.403 | 2337.1678 | 30.59 | 2087.403 | 2087.403 | 0 |  | 2014/04 | 2014-04-09 23:00 | 732.356 | -24.053 | 708.303
| 2014 | 4 | 9 | 0 | 2014 | 4 | 10 | 1 |  | 1157.689 | 35821.469 | 30.9422 |  |  | #DIV/0! | 1825 | 1824.999 | -0.001 |  | 2014/04 | 2014-04-10 | 688.133 | -20.823 | 667.31
| 2014 | 4 | 10 | 1 | 2014 | 4 | 10 | 2 |  | 967.397 | 28573.0241 | 29.536 |  |  | #DIV/0! | 1617.8 | 1617.8 | 0 |  | 2014/04 | 2014-04-10 01:00 | 671.956 | -21.553 | 650.403
| 2014 | 4 | 10 | 2 | 2014 | 4 | 10 | 3 |  | 926.1 | 27532.953 | 29.73 | 34.757 | 920.3654 | 26.48 | 1564.307 | 1564.307 | 0 |  | 2014/04 | 2014-04-10 02:00 | 659.57 | -21.363 | 638.207
| 2014 | 4 | 10 | 3 | 2014 | 4 | 10 | 4 |  | 912.1 | 26761.014 | 29.34 | 11.667 | 324.5759 | 27.82 | 1563.517 | 1563.516 | -0.001 |  | 2014/04 | 2014-04-10 03:00 | 672.662 | -21.246 | 651.416
| 2014 | 4 | 10 | 4 | 2014 | 4 | 10 | 5 |  | 906.2 | 26705.714 | 29.47 | 45.21 | 1242.8229 | 27.49 | 1572.21 | 1572.21 | 0 |  | 2014/04 | 2014-04-10 04:00 | 688.518 | -22.508 | 666.01
| 2014 | 4 | 10 | 5 | 2014 | 4 | 10 | 6 |  | 918.1 | 27864.335 | 30.35 | 52.931 | 1446.0749 | 27.32 | 1598.931 | 1598.931 | 0 |  | 2014/04 | 2014-04-10 05:00 | 703.49 | -22.659 | 680.831
| 2014 | 4 | 10 | 6 | 2014 | 4 | 10 | 7 |  | 1111.3 | 37539.714 | 33.78 | 215.177 | 6265.9542 | 29.12 | 1841.327 | 1841.327 | 0 |  | 2014/04 | 2014-04-10 06:00 | 753.324 | -23.297 | 730.027
| 2014 | 4 | 10 | 7 | 2014 | 4 | 10 | 8 |  | 1305.2 | 61501.024 | 47.12 | 351.153 | 18874.4738 | 53.75 | 2128.453 | 2128.454 | 0.001 |  | 2014/04 | 2014-04-10 07:00 | 849.792 | -26.538 | 823.254
| 2014 | 4 | 10 | 8 | 2014 | 4 | 10 | 9 |  | 1346.7 | 61732.728 | 45.84 | 283.874 | 11025.6662 | 38.84 | 2204.174 | 2204.174 | 0 |  | 2014/04 | 2014-04-10 08:00 | 884.665 | -27.191 | 857.474
| 2014 | 4 | 10 | 9 | 2014 | 4 | 10 | 10 |  | 1349.7 | 60534.045 | 44.85 | 193.531 | 7346.4368 | 37.96 | 2199.981 | 2199.981 | 0 |  | 2014/04 | 2014-04-10 09:00 | 877.407 | -27.126 | 850.281
| 2014 | 4 | 10 | 10 | 2014 | 4 | 10 | 11 |  | 1339.7 | 58397.523 | 43.59 | 97.269 | 3467.6399 | 35.65 | 2134.419 | 2134.418 | -0.001 |  | 2014/04 | 2014-04-10 10:00 | 820.747 | -26.029 | 794.718
| 2014 | 4 | 10 | 11 | 2014 | 4 | 10 | 12 |  | 1376.5 | 59781.395 | 43.43 | 88.663 | 3286.7374 | 37.07 | 2113.513 | 2113.514 | 0.001 |  | 2014/04 | 2014-04-10 11:00 | 761.466 | -24.452 | 737.014
| 2014 | 4 | 10 | 12 | 2014 | 4 | 10 | 13 |  | 1434.8 | 58855.496 | 41.02 | 85.557 | 2973.9613 | 34.76 | 2139.707 | 2139.707 | 0 |  | 2014/04 | 2014-04-10 12:00 | 728.626 | -23.719 | 704.907
| 2014 | 4 | 10 | 13 | 2014 | 4 | 10 | 14 |  | 1448.3 | 57874.068 | 39.96 | 31.459 | 1135.9845 | 36.11 | 2134.609 | 2134.609 | 0 |  | 2014/04 | 2014-04-10 13:00 | 709.845 | -23.536 | 686.309
| 2014 | 4 | 10 | 14 | 2014 | 4 | 10 | 15 |  | 1486.681 | 58882.8823 | 39.6069 |  |  | #DIV/0! | 2164.15 | 2164.15 | 0 |  | 2014/04 | 2014-04-10 14:00 | 700.68 | -23.211 | 677.469
| 2014 | 4 | 10 | 15 | 2014 | 4 | 10 | 16 |  | 1501.07 | 57864.0344 | 38.5485 |  |  | #DIV/0! | 2169.3 | 2169.3 | 0 |  | 2014/04 | 2014-04-10 15:00 | 690.367 | -22.137 | 668.23
| 2014 | 4 | 10 | 16 | 2014 | 4 | 10 | 17 |  | 1477.362 | 56317.6118 | 38.1204 |  |  | #DIV/0! | 2141.85 | 2141.851 | 0.001 |  | 2014/04 | 2014-04-10 16:00 | 685.846 | -21.357 | 664.489
| 2014 | 4 | 10 | 17 | 2014 | 4 | 10 | 18 |  | 1468.598 | 55337.5246 | 37.6805 |  |  | #DIV/0! | 2131 | 2131 | 0 |  | 2014/04 | 2014-04-10 17:00 | 683.056 | -20.654 | 662.402
| 2014 | 4 | 10 | 18 | 2014 | 4 | 10 | 19 |  | 1487.77 | 56448.9611 | 37.942 |  |  | #DIV/0! | 2141.7 | 2141.7 | 0 |  | 2014/04 | 2014-04-10 18:00 | 675.222 | -21.292 | 653.93
| 2014 | 4 | 10 | 19 | 2014 | 4 | 10 | 20 |  | 1484.288 | 56237.1269 | 37.8883 |  |  | #DIV/0! | 2130.4 | 2130.399 | -0.001 |  | 2014/04 | 2014-04-10 19:00 | 666.867 | -20.756 | 646.111
| 2014 | 4 | 10 | 20 | 2014 | 4 | 10 | 21 |  | 1449.3 | 60827.121 | 41.97 | 22.938 | 851.9173 | 37.14 | 2107.338 | 2107.338 | 0 |  | 2014/04 | 2014-04-10 20:00 | 677.97 | -19.932 | 658.038
| 2014 | 4 | 10 | 21 | 2014 | 4 | 10 | 22 |  | 1416.1 | 63412.958 | 44.78 | 46.862 | 2360.4389 | 50.37 | 2115.812 | 2115.812 | 0 |  | 2014/04 | 2014-04-10 21:00 | 719.593 | -19.881 | 699.712
| 2014 | 4 | 10 | 22 | 2014 | 4 | 10 | 23 |  | 1417.7 | 62208.676 | 43.88 | 54.397 | 2284.674 | 42 | 2119.297 | 2119.297 | 0 |  | 2014/04 | 2014-04-10 22:00 | 720.986 | -19.389 | 701.597
| 2014 | 4 | 10 | 23 | 2014 | 4 | 10 | 24 |  | 1393.1 | 48243.053 | 34.63 | 87.555 | 2490.9398 | 28.45 | 2059.005 | 2059.005 | 0 |  | 2014/04 | 2014-04-10 23:00 | 683.697 | -17.792 | 665.905
| 2014 | 4 | 10 | 0 | 2014 | 4 | 11 | 1 |  | 1180.094 | 35219.8054 | 29.8449 |  |  | #DIV/0! | 1790.3 | 1790.3 | 0 |  | 2014/04 | 2014-04-11 | 626.694 | -16.488 | 610.206
| 2014 | 4 | 11 | 1 | 2014 | 4 | 11 | 2 |  | 1013.215 | 28916.7322 | 28.5396 |  |  | #DIV/0! | 1587.65 | 1587.649 | -0.001 |  | 2014/04 | 2014-04-11 01:00 | 589.432 | -14.998 | 574.434
| 2014 | 4 | 11 | 2 | 2014 | 4 | 11 | 3 |  | 961.2 | 27250.02 | 28.35 | 45.598 | 1160.0131 | 25.44 | 1506.598 | 1506.598 | 0 |  | 2014/04 | 2014-04-11 02:00 | 560.119 | -14.721 | 545.398
| 2014 | 4 | 11 | 3 | 2014 | 4 | 11 | 4 |  | 934.6 | 25972.534 | 27.79 | 42.615 | 1075.6026 | 25.24 | 1472.315 | 1472.314 | -0.001 |  | 2014/04 | 2014-04-11 03:00 | 552.637 | -14.923 | 537.714
| 2014 | 4 | 11 | 4 | 2014 | 4 | 11 | 5 |  | 914.56 | 25040.6528 | 27.38 | 88.08 | 2218.7352 | 25.19 | 1455.63 | 1455.63 | 0 |  | 2014/04 | 2014-04-11 04:00 | 556.263 | -15.193 | 541.07
| 2014 | 4 | 11 | 5 | 2014 | 4 | 11 | 6 |  | 952.1 | 26992.035 | 28.35 | 73.833 | 1980.2011 | 26.82 | 1494.733 | 1494.733 | 0 |  | 2014/04 | 2014-04-11 05:00 | 558.491 | -15.858 | 542.633
| 2014 | 4 | 11 | 6 | 2014 | 4 | 11 | 7 |  | 1018.5 | 31125.36 | 30.56 | 80.199 | 2250.3839 | 28.06 | 1598.549 | 1598.549 | 0 |  | 2014/04 | 2014-04-11 06:00 | 598.334 | -18.285 | 580.049
| 2014 | 4 | 11 | 7 | 2014 | 4 | 11 | 8 |  | 1347 | 49960.23 | 37.09 | 368.364 | 16255.9033 | 44.13 | 2001.664 | 2001.664 | 0 |  | 2014/04 | 2014-04-11 07:00 | 674.399 | -19.735 | 654.664
| 2014 | 4 | 11 | 8 | 2014 | 4 | 11 | 9 |  | 1538.2 | 61497.236 | 39.98 | 428.027 | 16260.7457 | 37.99 | 2219.627 | 2219.627 | 0 |  | 2014/04 | 2014-04-11 08:00 | 702.205 | -20.778 | 681.427
| 2014 | 4 | 11 | 9 | 2014 | 4 | 11 | 10 |  | 1536.5 | 63687.925 | 41.45 | 294.108 | 10823.1744 | 36.8 | 2221.708 | 2221.708 | 0 |  | 2014/04 | 2014-04-11 09:00 | 707.204 | -21.996 | 685.208
| 2014 | 4 | 11 | 10 | 2014 | 4 | 11 | 11 |  | 1535.1 | 63675.948 | 41.48 | 178.649 | 6459.9478 | 36.16 | 2217.099 | 2217.098 | -0.001 |  | 2014/04 | 2014-04-11 10:00 | 704.235 | -22.237 | 681.998
| 2014 | 4 | 11 | 11 | 2014 | 4 | 11 | 12 |  | 1547.1 | 64452.186 | 41.66 | 174.083 | 6293.1004 | 36.15 | 2217.233 | 2217.233 | 0 |  | 2014/04 | 2014-04-11 11:00 | 692.031 | -21.898 | 670.133
| 2014 | 4 | 11 | 12 | 2014 | 4 | 11 | 13 |  | 1559 | 64293.16 | 41.24 | 210.554 | 8889.5899 | 42.22 | 2222.854 | 2222.854 | 0 |  | 2014/04 | 2014-04-11 12:00 | 684.939 | -21.085 | 663.854
| 2014 | 4 | 11 | 13 | 2014 | 4 | 11 | 14 |  | 1566.5 | 62926.305 | 40.17 | 172.282 | 6553.6073 | 38.04 | 2223.732 | 2223.732 | 0 |  | 2014/04 | 2014-04-11 13:00 | 679.113 | -21.881 | 657.232
| 2014 | 4 | 11 | 14 | 2014 | 4 | 11 | 15 |  | 1571.2 | 61936.704 | 39.42 | 112.433 | 3917.1657 | 34.84 | 2225.433 | 2225.433 | 0 |  | 2014/04 | 2014-04-11 14:00 | 675.866 | -21.633 | 654.233
| 2014 | 4 | 11 | 15 | 2014 | 4 | 11 | 16 |  | 1577.1 | 61585.755 | 39.05 | 75.343 | 2735.7043 | 36.31 | 2226.493 | 2226.493 | 0 |  | 2014/04 | 2014-04-11 15:00 | 671.085 | -21.692 | 649.393
| 2014 | 4 | 11 | 16 | 2014 | 4 | 11 | 17 |  | 1582.6 | 61309.924 | 38.74 | 70.266 | 2651.8388 | 37.74 | 2224.116 | 2224.116 | 0 |  | 2014/04 | 2014-04-11 16:00 | 662.333 | -20.817 | 641.516
| 2014 | 4 | 11 | 17 | 2014 | 4 | 11 | 18 |  | 1575 | 60432.75 | 38.37 | 61.126 | 2221.9301 | 36.35 | 2215.426 | 2215.427 | 0.001 |  | 2014/04 | 2014-04-11 17:00 | 660.827 | -20.4 | 640.427
| 2014 | 4 | 11 | 18 | 2014 | 4 | 11 | 19 |  | 1554.6 | 58142.04 | 37.4 | 34.266 | 1181.8343 | 34.49 | 2182.266 | 2182.266 | 0 |  | 2014/04 | 2014-04-11 18:00 | 647.35 | -19.684 | 627.666
| 2014 | 4 | 11 | 19 | 2014 | 4 | 11 | 20 |  | 1520 | 54780.8 | 36.04 | 9.122 | 294.9143 | 32.33 | 2150.272 | 2150.272 | 0 |  | 2014/04 | 2014-04-11 19:00 | 649.46 | -19.188 | 630.272
| 2014 | 4 | 11 | 20 | 2014 | 4 | 11 | 21 |  | 1559.1 | 62020.998 | 39.78 | 43.138 | 1362.7294 | 31.59 | 2187.738 | 2187.738 | 0 |  | 2014/04 | 2014-04-11 20:00 | 647.343 | -18.705 | 628.638
| 2014 | 4 | 11 | 21 | 2014 | 4 | 11 | 22 |  | 1521.8 | 65102.604 | 42.78 | 33.65 | 1167.655 | 34.7 | 2175.65 | 2175.65 | 0 |  | 2014/04 | 2014-04-11 21:00 | 674.148 | -20.298 | 653.85
| 2014 | 4 | 11 | 22 | 2014 | 4 | 11 | 23 |  | 1522.8 | 64734.228 | 42.51 | 39.89 | 1350.2765 | 33.85 | 2163.89 | 2163.89 | 0 |  | 2014/04 | 2014-04-11 22:00 | 660.751 | -19.661 | 641.09
| 2014 | 4 | 11 | 23 | 2014 | 4 | 11 | 24 |  | 1386.651 | 46684.9701 | 33.6674 |  |  | #DIV/0! | 1999.1 | 1999.101 | 0.001 |  | 2014/04 | 2014-04-11 23:00 | 630.918 | -18.468 | 612.45
| 2014 | 4 | 11 | 0 | 2014 | 4 | 12 | 1 |  | 1223.507 | 38290.7807 | 31.2959 |  |  | #DIV/0! | 1796.25 | 1796.249 | -0.001 |  | 2014/04 | 2014-04-12 | 590.84 | -18.098 | 572.742
| 2014 | 4 | 12 | 1 | 2014 | 4 | 12 | 2 |  | 1010.539 | 30179.0599 | 29.8643 |  |  | #DIV/0! | 1546.65 | 1546.65 | 0 |  | 2014/04 | 2014-04-12 01:00 | 553.3 | -17.189 | 536.111
| 2014 | 4 | 12 | 2 | 2014 | 4 | 12 | 3 |  | 849.683 | 24086.9441 | 28.3482 |  |  | #DIV/0! | 1364.85 | 1364.85 | 0 |  | 2014/04 | 2014-04-12 02:00 | 530.818 | -15.651 | 515.167
| 2014 | 4 | 12 | 3 | 2014 | 4 | 12 | 4 |  | 759.158 | 21613.4942 | 28.4704 |  |  | #DIV/0! | 1264.8 | 1264.801 | 0.001 |  | 2014/04 | 2014-04-12 03:00 | 519.332 | -13.689 | 505.643
| 2014 | 4 | 12 | 4 | 2014 | 4 | 12 | 5 |  | 693.047 | 19618.1074 | 28.307 |  |  | #DIV/0! | 1200.85 | 1200.85 | 0 |  | 2014/04 | 2014-04-12 04:00 | 521.113 | -13.31 | 507.803
| 2014 | 4 | 12 | 5 | 2014 | 4 | 12 | 6 |  | 676.637 | 19256.87 | 28.4597 |  |  | #DIV/0! | 1192.9 | 1192.9 | 0 |  | 2014/04 | 2014-04-12 05:00 | 529.92 | -13.657 | 516.263
| 2014 | 4 | 12 | 6 | 2014 | 4 | 12 | 7 |  | 696.775 | 20377.423 | 29.2453 |  |  | #DIV/0! | 1221.7 | 1221.7 | 0 |  | 2014/04 | 2014-04-12 06:00 | 539.773 | -14.848 | 524.925
| 2014 | 4 | 12 | 7 | 2014 | 4 | 12 | 8 |  | 796.9 | 24648.117 | 30.93 | 114.533 | 3326.0383 | 29.04 | 1356.583 | 1356.582 | -0.001 |  | 2014/04 | 2014-04-12 07:00 | 575.859 | -16.177 | 559.682
| 2014 | 4 | 12 | 8 | 2014 | 4 | 12 | 9 |  | 986.2 | 32248.74 | 32.7 | 275.787 | 8041.9489 | 29.16 | 1556.987 | 1556.987 | 0 |  | 2014/04 | 2014-04-12 08:00 | 587.694 | -16.907 | 570.787
| 2014 | 4 | 12 | 9 | 2014 | 4 | 12 | 10 |  | 1107.9 | 38565.999 | 34.81 | 359.422 | 11336.1699 | 31.54 | 1704.372 | 1704.372 | 0 |  | 2014/04 | 2014-04-12 09:00 | 615.243 | -18.771 | 596.472
| 2014 | 4 | 12 | 10 | 2014 | 4 | 12 | 11 |  | 1164.2 | 45531.862 | 39.11 | 314.172 | 10873.4929 | 34.61 | 1767.722 | 1767.722 | 0 |  | 2014/04 | 2014-04-12 10:00 | 622.708 | -19.186 | 603.522
| 2014 | 4 | 12 | 11 | 2014 | 4 | 12 | 12 |  | 1165.7 | 46161.72 | 39.6 | 238.963 | 10100.966 | 42.27 | 1770.363 | 1770.363 | 0 |  | 2014/04 | 2014-04-12 11:00 | 624.394 | -19.731 | 604.663
| 2014 | 4 | 12 | 12 | 2014 | 4 | 12 | 13 |  | 1161.7 | 43447.58 | 37.4 | 141.908 | 12817.1306 | 90.32 | 1764.308 | 1764.308 | 0 |  | 2014/04 | 2014-04-12 12:00 | 621.981 | -19.373 | 602.608
| 2014 | 4 | 12 | 13 | 2014 | 4 | 12 | 14 |  | 1160.1 | 42865.695 | 36.95 | 118.559 | 3865.0234 | 32.6 | 1764.809 | 1764.809 | 0 |  | 2014/04 | 2014-04-12 13:00 | 624.84 | -20.131 | 604.709
| 2014 | 4 | 12 | 14 | 2014 | 4 | 12 | 15 |  | 1122 | 39617.82 | 35.31 | 39.482 | 1230.6539 | 31.17 | 1732.032 | 1732.032 | 0 |  | 2014/04 | 2014-04-12 14:00 | 629.707 | -19.675 | 610.032
| 2014 | 4 | 12 | 15 | 2014 | 4 | 12 | 16 |  | 1103.996 | 38022.2768 | 34.4406 |  |  | #DIV/0! | 1722.7 | 1722.701 | 0.001 |  | 2014/04 | 2014-04-12 15:00 | 638.433 | -19.728 | 618.705
| 2014 | 4 | 12 | 16 | 2014 | 4 | 12 | 17 |  | 1112.142 | 38634.1623 | 34.7385 |  |  | #DIV/0! | 1733.25 | 1733.25 | 0 |  | 2014/04 | 2014-04-12 16:00 | 641.155 | -20.047 | 621.108
| 2014 | 4 | 12 | 17 | 2014 | 4 | 12 | 18 |  | 1181.241 | 41399.0762 | 35.0471 |  |  | #DIV/0! | 1814.55 | 1814.55 | 0 |  | 2014/04 | 2014-04-12 17:00 | 654.149 | -20.84 | 633.309
| 2014 | 4 | 12 | 18 | 2014 | 4 | 12 | 19 |  | 1224.566 | 44040.9979 | 35.9646 |  |  | #DIV/0! | 1860.55 | 1860.55 | 0 |  | 2014/04 | 2014-04-12 18:00 | 656.668 | -20.684 | 635.984
| 2014 | 4 | 12 | 19 | 2014 | 4 | 12 | 20 |  | 1255.016 | 44434.6159 | 35.4056 |  |  | #DIV/0! | 1900.55 | 1900.551 | 0.001 |  | 2014/04 | 2014-04-12 19:00 | 665.989 | -20.454 | 645.535
| 2014 | 4 | 12 | 20 | 2014 | 4 | 12 | 21 |  | 1262.739 | 49599.8203 | 39.2796 |  |  | #DIV/0! | 1896.85 | 1896.85 | 0 |  | 2014/04 | 2014-04-12 20:00 | 654.104 | -19.993 | 634.111
| 2014 | 4 | 12 | 21 | 2014 | 4 | 12 | 22 |  | 1248.358 | 60138.553 | 48.1741 |  |  | #DIV/0! | 1905.7 | 1905.701 | 0.001 |  | 2014/04 | 2014-04-12 21:00 | 678.231 | -20.888 | 657.343
| 2014 | 4 | 12 | 22 | 2014 | 4 | 12 | 23 |  | 1264.674 | 50892.0657 | 40.2413 |  |  | #DIV/0! | 1911.85 | 1911.85 | 0 |  | 2014/04 | 2014-04-12 22:00 | 666.896 | -19.72 | 647.176
| 2014 | 4 | 12 | 23 | 2014 | 4 | 12 | 24 |  | 1234.8 | 42094.332 | 34.09 | 54.121 | 1737.8253 | 32.11 | 1852.671 | 1852.671 | 0 |  | 2014/04 | 2014-04-12 23:00 | 635.551 | -17.68 | 617.871
| 2014 | 4 | 12 | 0 | 2014 | 4 | 13 | 1 |  | 1057.8 | 32135.964 | 30.38 | 22.939 | 510.6221 | 22.26 | 1631.139 | 1631.139 | 0 |  | 2014/04 | 2014-04-13 | 589.242 | -15.903 | 573.339
| 2014 | 4 | 13 | 1 | 2014 | 4 | 13 | 2 |  | 801.906 | 22849.4497 | 28.4939 |  |  | #DIV/0! | 1335.1 | 1335.099 | -0.001 |  | 2014/04 | 2014-04-13 01:00 | 546.983 | -13.79 | 533.193
| 2014 | 4 | 13 | 2 | 2014 | 4 | 13 | 3 |  | 677.8 | 18564.942 | 27.39 | 52.843 | 874.5516 | 16.55 | 1193.543 | 1193.543 | 0 |  | 2014/04 | 2014-04-13 02:00 | 527.668 | -11.925 | 515.743
| 2014 | 4 | 13 | 3 | 2014 | 4 | 13 | 4 |  | 679.9 | 17595.812 | 25.88 | 137.607 | 2809.9349 | 20.42 | 1181.707 | 1181.707 | 0 |  | 2014/04 | 2014-04-13 03:00 | 513.559 | -11.752 | 501.807
| 2014 | 4 | 13 | 4 | 2014 | 4 | 13 | 5 |  | 687.55 | 17580.6535 | 25.57 | 196.974 | 3921.7523 | 19.91 | 1182.024 | 1182.024 | 0 |  | 2014/04 | 2014-04-13 04:00 | 506.663 | -12.189 | 494.474
| 2014 | 4 | 13 | 5 | 2014 | 4 | 13 | 6 |  | 622.05 | 15582.3525 | 25.05 | 138.949 | 3095.7837 | 22.28 | 1110.649 | 1110.649 | 0 |  | 2014/04 | 2014-04-13 05:00 | 501.061 | -12.462 | 488.599
| 2014 | 4 | 13 | 6 | 2014 | 4 | 13 | 7 |  | 672.65 | 17092.0365 | 25.41 | 215.589 | 5025.3796 | 23.31 | 1175.139 | 1175.138 | -0.001 |  | 2014/04 | 2014-04-13 06:00 | 514.982 | -12.494 | 502.488
| 2014 | 4 | 13 | 7 | 2014 | 4 | 13 | 8 |  | 818.165 | 21468.6496 | 26.24 | 272.17 | 6972.9954 | 25.62 | 1331.87 | 1331.87 | 0 |  | 2014/04 | 2014-04-13 07:00 | 526.483 | -12.778 | 513.705
| 2014 | 4 | 13 | 8 | 2014 | 4 | 13 | 9 |  | 941.2 | 26890.084 | 28.57 | 293.952 | 7622.1754 | 25.93 | 1465.102 | 1465.103 | 0.001 |  | 2014/04 | 2014-04-13 08:00 | 536.903 | -13 | 523.903
| 2014 | 4 | 13 | 9 | 2014 | 4 | 13 | 10 |  | 1111 | 34763.19 | 31.29 | 404.177 | 11567.5457 | 28.62 | 1663.377 | 1663.377 | 0 |  | 2014/04 | 2014-04-13 09:00 | 566.701 | -14.324 | 552.377
| 2014 | 4 | 13 | 10 | 2014 | 4 | 13 | 11 |  | 1298.1 | 41188.713 | 31.73 | 502.397 | 15433.6358 | 30.72 | 1874.097 | 1874.097 | 0 |  | 2014/04 | 2014-04-13 10:00 | 590.978 | -14.981 | 575.997
| 2014 | 4 | 13 | 11 | 2014 | 4 | 13 | 12 |  | 1330 | 45007.2 | 33.84 | 492.253 | 14693.752 | 29.85 | 1902.653 | 1902.653 | 0 |  | 2014/04 | 2014-04-13 11:00 | 588.162 | -15.509 | 572.653
| 2014 | 4 | 13 | 12 | 2014 | 4 | 13 | 13 |  | 1336.8 | 45999.288 | 34.41 | 493.446 | 15227.7436 | 30.86 | 1916.146 | 1916.147 | 0.001 |  | 2014/04 | 2014-04-13 12:00 | 596.246 | -16.899 | 579.347
| 2014 | 4 | 13 | 13 | 2014 | 4 | 13 | 14 |  | 1339.7 | 47358.395 | 35.35 | 432.94 | 13585.6572 | 31.38 | 1934.79 | 1934.79 | 0 |  | 2014/04 | 2014-04-13 13:00 | 613.704 | -18.614 | 595.09
| 2014 | 4 | 13 | 14 | 2014 | 4 | 13 | 15 |  | 1335.1 | 47863.335 | 35.85 | 371.311 | 12632.0002 | 34.02 | 1948.311 | 1948.311 | 0 |  | 2014/04 | 2014-04-13 14:00 | 633.056 | -19.845 | 613.211
| 2014 | 4 | 13 | 15 | 2014 | 4 | 13 | 16 |  | 1337.6 | 48715.392 | 36.42 | 287.439 | 9442.3712 | 32.85 | 1967.439 | 1967.439 | 0 |  | 2014/04 | 2014-04-13 15:00 | 649.491 | -19.652 | 629.839
| 2014 | 4 | 13 | 16 | 2014 | 4 | 13 | 17 |  | 1337.4 | 49951.89 | 37.35 | 290.408 | 9356.9458 | 32.22 | 1982.958 | 1982.958 | 0 |  | 2014/04 | 2014-04-13 16:00 | 666.253 | -20.695 | 645.558
| 2014 | 4 | 13 | 17 | 2014 | 4 | 13 | 18 |  | 1327 | 49974.82 | 37.66 | 275.006 | 9429.9557 | 34.29 | 1988.856 | 1988.856 | 0 |  | 2014/04 | 2014-04-13 17:00 | 684.47 | -22.614 | 661.856
| 2014 | 4 | 13 | 18 | 2014 | 4 | 13 | 19 |  | 1319.8 | 50455.954 | 38.23 | 221.635 | 8614.9525 | 38.87 | 1994.185 | 1994.186 | 0.001 |  | 2014/04 | 2014-04-13 18:00 | 697.442 | -23.056 | 674.386
| 2014 | 4 | 13 | 19 | 2014 | 4 | 13 | 20 |  | 1324.7 | 50868.48 | 38.4 | 159.707 | 6075.2543 | 38.04 | 1992.857 | 1992.857 | 0 |  | 2014/04 | 2014-04-13 19:00 | 690.723 | -22.566 | 668.157
| 2014 | 4 | 13 | 20 | 2014 | 4 | 13 | 21 |  | 1285.6 | 54342.312 | 42.27 | 57.215 | 2037.4262 | 35.61 | 1944.215 | 1944.215 | 0 |  | 2014/04 | 2014-04-13 20:00 | 680.655 | -22.04 | 658.615
| 2014 | 4 | 13 | 21 | 2014 | 4 | 13 | 22 |  | 1258 | 85845.92 | 68.24 | 28.519 | 1902.7877 | 66.72 | 1952.519 | 1952.519 | 0 |  | 2014/04 | 2014-04-13 21:00 | 717.739 | -23.22 | 694.519
| 2014 | 4 | 13 | 22 | 2014 | 4 | 13 | 23 |  | 1267 | 51693.6 | 40.8 | 21.41 | 1504.9089 | 70.29 | 1952.26 | 1952.26 | 0 |  | 2014/04 | 2014-04-13 22:00 | 707.229 | -21.969 | 685.26
| 2014 | 4 | 13 | 23 | 2014 | 4 | 13 | 24 |  | 1263.7 | 43825.116 | 34.68 | 127.934 | 4033.759 | 31.53 | 1908.784 | 1908.784 | 0 |  | 2014/04 | 2014-04-13 23:00 | 664.75 | -19.666 | 645.084
| 2014 | 4 | 13 | 0 | 2014 | 4 | 14 | 1 |  | 1089.6 | 34496.736 | 31.66 | 83.633 | 2388.5585 | 28.56 | 1686.533 | 1686.534 | 0.001 |  | 2014/04 | 2014-04-14 | 615.721 | -18.787 | 596.934
| 2014 | 4 | 14 | 1 | 2014 | 4 | 14 | 2 |  | 848.9 | 26052.741 | 30.69 | 80.607 | 2054.6724 | 25.49 | 1416.657 | 1416.657 | 0 |  | 2014/04 | 2014-04-14 01:00 | 585.413 | -17.656 | 567.757
| 2014 | 4 | 14 | 2 | 2014 | 4 | 14 | 3 |  | 809.1 | 23124.078 | 28.58 | 178.276 | 4437.2896 | 24.89 | 1356.976 | 1356.976 | 0 |  | 2014/04 | 2014-04-14 02:00 | 564.593 | -16.717 | 547.876
| 2014 | 4 | 14 | 3 | 2014 | 4 | 14 | 4 |  | 801.1 | 22366.712 | 27.92 | 203.806 | 4952.4858 | 24.3 | 1328.056 | 1328.057 | 0.001 |  | 2014/04 | 2014-04-14 03:00 | 542.151 | -15.194 | 526.957
| 2014 | 4 | 14 | 4 | 2014 | 4 | 14 | 5 |  | 790.7 | 21941.925 | 27.75 | 166.488 | 4177.1839 | 25.09 | 1313.738 | 1313.738 | 0 |  | 2014/04 | 2014-04-14 04:00 | 537.48 | -14.442 | 523.038
| 2014 | 4 | 14 | 5 | 2014 | 4 | 14 | 6 |  | 844.2 | 24228.54 | 28.7 | 220.471 | 5489.7279 | 24.9 | 1376.721 | 1376.721 | 0 |  | 2014/04 | 2014-04-14 05:00 | 546.974 | -14.453 | 532.521
| 2014 | 4 | 14 | 6 | 2014 | 4 | 14 | 7 |  | 863.7 | 26498.316 | 30.68 | 225.5 | 5964.475 | 26.45 | 1418.65 | 1418.65 | 0 |  | 2014/04 | 2014-04-14 06:00 | 569.894 | -14.944 | 554.95
| 2014 | 4 | 14 | 7 | 2014 | 4 | 14 | 8 |  | 1208.2 | 45911.6 | 38 | 403.651 | 13449.6513 | 33.32 | 1824.051 | 1824.052 | 0.001 |  | 2014/04 | 2014-04-14 07:00 | 633.014 | -17.162 | 615.852
| 2014 | 4 | 14 | 8 | 2014 | 4 | 14 | 9 |  | 1356.3 | 54848.772 | 40.44 | 375.635 | 12666.4122 | 33.72 | 1999.635 | 1999.635 | 0 |  | 2014/04 | 2014-04-14 08:00 | 662.468 | -19.133 | 643.335
| 2014 | 4 | 14 | 9 | 2014 | 4 | 14 | 10 |  | 1337.3 | 58266.161 | 43.57 | 218.907 | 11805.6545 | 53.93 | 1996.207 | 1996.207 | 0 |  | 2014/04 | 2014-04-14 09:00 | 678.633 | -19.726 | 658.907
| 2014 | 4 | 14 | 10 | 2014 | 4 | 14 | 11 |  | 1317.5 | 62792.05 | 47.66 | 135.233 | 4757.4969 | 35.18 | 1991.233 | 1991.232 | -0.001 |  | 2014/04 | 2014-04-14 10:00 | 694.52 | -20.788 | 673.732
| 2014 | 4 | 14 | 11 | 2014 | 4 | 14 | 12 |  | 1302.1 | 67045.129 | 51.49 | 74.297 | 2804.7117 | 37.75 | 1994.297 | 1994.297 | 0 |  | 2014/04 | 2014-04-14 11:00 | 712.651 | -20.454 | 692.197
| 2014 | 4 | 14 | 12 | 2014 | 4 | 14 | 13 |  | 1294.1 | 65015.584 | 50.24 | 44.082 | 2610.9769 | 59.23 | 1984.382 | 1984.382 | 0 |  | 2014/04 | 2014-04-14 12:00 | 710.567 | -20.285 | 690.282
| 2014 | 4 | 14 | 13 | 2014 | 4 | 14 | 14 |  | 1286.5 | 66267.615 | 51.51 | 22.981 | 1328.072 | 57.79 | 1970.981 | 1970.982 | 0.001 |  | 2014/04 | 2014-04-14 13:00 | 705.586 | -21.104 | 684.482
| 2014 | 4 | 14 | 14 | 2014 | 4 | 14 | 15 |  | 1277.7 | 68880.807 | 53.91 | 17.008 | 935.6101 | 55.01 | 1962.858 | 1962.858 | 0 |  | 2014/04 | 2014-04-14 14:00 | 706.916 | -21.758 | 685.158
| 2014 | 4 | 14 | 15 | 2014 | 4 | 14 | 16 |  | 1279.9 | 65966.046 | 51.54 | 25.342 | 978.9615 | 38.63 | 1972.642 | 1972.641 | -0.001 |  | 2014/04 | 2014-04-14 15:00 | 714.338 | -21.597 | 692.741
| 2014 | 4 | 14 | 16 | 2014 | 4 | 14 | 17 |  | 1281.7 | 63315.98 | 49.4 | 17.479 | 670.6692 | 38.37 | 1982.479 | 1982.479 | 0 |  | 2014/04 | 2014-04-14 16:00 | 722.721 | -21.942 | 700.779
| 2014 | 4 | 14 | 17 | 2014 | 4 | 14 | 18 |  | 1277.7 | 62862.84 | 49.2 | 22.331 | 835.1794 | 37.4 | 1974.031 | 1974.031 | 0 |  | 2014/04 | 2014-04-14 17:00 | 717.565 | -21.234 | 696.331
| 2014 | 4 | 14 | 18 | 2014 | 4 | 14 | 19 |  | 1283.1 | 58509.36 | 45.6 | 16.467 | 747.9311 | 45.42 | 1980.767 | 1980.767 | 0 |  | 2014/04 | 2014-04-14 18:00 | 718.808 | -21.141 | 697.667
| 2014 | 4 | 14 | 19 | 2014 | 4 | 14 | 20 |  | 1282.2 | 53993.442 | 42.11 | 13.348 | 535.3883 | 40.11 | 1976.198 | 1976.197 | -0.001 |  | 2014/04 | 2014-04-14 19:00 | 714.61 | -20.613 | 693.997
| 2014 | 4 | 14 | 20 | 2014 | 4 | 14 | 21 |  | 1274.576 | 59118.9306 | 46.3832 |  |  | #DIV/0! | 1964.3 | 1964.3 | 0 |  | 2014/04 | 2014-04-14 20:00 | 710.663 | -20.939 | 689.724
| 2014 | 4 | 14 | 21 | 2014 | 4 | 14 | 22 |  | 1242.186 | 86791.4693 | 69.8699 |  |  | #DIV/0! | 1968 | 1968 | 0 |  | 2014/04 | 2014-04-14 21:00 | 746.509 | -20.695 | 725.814
| 2014 | 4 | 14 | 22 | 2014 | 4 | 14 | 23 |  | 1224.112 | 58595.2138 | 47.8675 |  |  | #DIV/0! | 1944.7 | 1944.7 | 0 |  | 2014/04 | 2014-04-14 22:00 | 740.036 | -19.448 | 720.588
| 2014 | 4 | 14 | 23 | 2014 | 4 | 14 | 24 |  | 1226.1 | 44568.735 | 36.35 | 57.821 | 1963.023 | 33.95 | 1902.671 | 1902.67 | -0.001 |  | 2014/04 | 2014-04-14 23:00 | 694.485 | -17.915 | 676.57
| 2014 | 4 | 14 | 0 | 2014 | 4 | 15 | 1 |  | 1118.918 | 36947.8772 | 33.0211 |  |  | #DIV/0! | 1743.05 | 1743.05 | 0 |  | 2014/04 | 2014-04-15 | 641.731 | -17.599 | 624.132
| 2014 | 4 | 15 | 1 | 2014 | 4 | 15 | 2 |  | 936.2 | 30005.21 | 32.05 | 20.516 | 574.2428 | 27.99 | 1517.116 | 1517.116 | 0 |  | 2014/04 | 2014-04-15 01:00 | 597.448 | -16.532 | 580.916
| 2014 | 4 | 15 | 2 | 2014 | 4 | 15 | 3 |  | 873.6 | 26976.768 | 30.88 | 33.572 | 989.3668 | 29.47 | 1416.972 | 1416.972 | 0 |  | 2014/04 | 2014-04-15 02:00 | 558.389 | -15.017 | 543.372
| 2014 | 4 | 15 | 3 | 2014 | 4 | 15 | 4 |  | 858.6 | 26015.58 | 30.3 | 84.732 | 2375.038 | 28.03 | 1392.982 | 1392.982 | 0 |  | 2014/04 | 2014-04-15 03:00 | 548.447 | -14.065 | 534.382
| 2014 | 4 | 15 | 4 | 2014 | 4 | 15 | 5 |  | 842.7 | 25373.697 | 30.11 | 101.821 | 2817.3871 | 27.67 | 1374.521 | 1374.521 | 0 |  | 2014/04 | 2014-04-15 04:00 | 545.355 | -13.534 | 531.821
| 2014 | 4 | 15 | 5 | 2014 | 4 | 15 | 6 |  | 880.6 | 27369.048 | 31.08 | 122.661 | 3541.2231 | 28.87 | 1419.361 | 1419.361 | 0 |  | 2014/04 | 2014-04-15 05:00 | 552.846 | -14.085 | 538.761
| 2014 | 4 | 15 | 6 | 2014 | 4 | 15 | 7 |  | 1120.8 | 40404.84 | 36.05 | 282.71 | 9097.6078 | 32.18 | 1704.11 | 1704.11 | 0 |  | 2014/04 | 2014-04-15 06:00 | 599.43 | -16.12 | 583.31
| 2014 | 4 | 15 | 7 | 2014 | 4 | 15 | 8 |  | 1239.8 | 64568.784 | 52.08 | 246.267 | 8673.5237 | 35.22 | 1906.817 | 1906.818 | 0.001 |  | 2014/04 | 2014-04-15 07:00 | 685.973 | -18.955 | 667.018
| 2014 | 4 | 15 | 8 | 2014 | 4 | 15 | 9 |  | 1272.1 | 74303.361 | 58.41 | 133.816 | 5011.4092 | 37.45 | 2003.516 | 2003.516 | 0 |  | 2014/04 | 2014-04-15 08:00 | 751.753 | -20.337 | 731.416
| 2014 | 4 | 15 | 9 | 2014 | 4 | 15 | 10 |  | 1251 | 70418.79 | 56.29 | 44.805 | 2376.4572 | 53.04 | 2012.655 | 2012.655 | 0 |  | 2014/04 | 2014-04-15 09:00 | 782.883 | -21.228 | 761.655
| 2014 | 4 | 15 | 10 | 2014 | 4 | 15 | 11 |  | 1221.5 | 76978.93 | 63.02 | 69.124 | 3102.2851 | 44.88 | 2043.674 | 2043.674 | 0 |  | 2014/04 | 2014-04-15 10:00 | 845.594 | -23.42 | 822.174
| 2014 | 4 | 15 | 11 | 2014 | 4 | 15 | 12 |  | 1196.9 | 70102.433 | 58.57 | 77.916 | 3090.1486 | 39.66 | 2062.466 | 2062.466 | 0 |  | 2014/04 | 2014-04-15 11:00 | 890.822 | -25.256 | 865.566
| 2014 | 4 | 15 | 12 | 2014 | 4 | 15 | 13 |  | 1188.4 | 68832.128 | 57.92 | 89.376 | 3717.1478 | 41.59 | 2076.076 | 2076.076 | 0 |  | 2014/04 | 2014-04-15 12:00 | 913.224 | -25.548 | 887.676
| 2014 | 4 | 15 | 13 | 2014 | 4 | 15 | 14 |  | 1182.3 | 67190.109 | 56.83 | 102.674 | 13217.224 | 128.73 | 2093.374 | 2093.374 | 0 |  | 2014/04 | 2014-04-15 13:00 | 937.892 | -26.818 | 911.074
| 2014 | 4 | 15 | 14 | 2014 | 4 | 15 | 15 |  | 1182.6 | 66544.902 | 56.27 | 69.395 | 2912.5082 | 41.97 | 2061.245 | 2061.245 | 0 |  | 2014/04 | 2014-04-15 14:00 | 904.784 | -26.139 | 878.645
| 2014 | 4 | 15 | 15 | 2014 | 4 | 15 | 16 |  | 1191 | 64897.59 | 54.49 | 54.983 | 2343.9253 | 42.63 | 2048.533 | 2048.533 | 0 |  | 2014/04 | 2014-04-15 15:00 | 883.676 | -26.143 | 857.533
| 2014 | 4 | 15 | 16 | 2014 | 4 | 15 | 17 |  | 1199.5 | 66452.3 | 55.4 | 50.673 | 2487.5376 | 49.09 | 2044.373 | 2044.373 | 0 |  | 2014/04 | 2014-04-15 16:00 | 871.353 | -26.48 | 844.873
| 2014 | 4 | 15 | 17 | 2014 | 4 | 15 | 18 |  | 1194.4 | 67304.44 | 56.35 | 45.771 | 2069.7646 | 45.22 | 2039.471 | 2039.471 | 0 |  | 2014/04 | 2014-04-15 17:00 | 871.516 | -26.445 | 845.071
| 2014 | 4 | 15 | 18 | 2014 | 4 | 15 | 19 |  | 1187.7 | 64266.447 | 54.11 | 64.696 | 3248.3862 | 50.21 | 2049.396 | 2049.396 | 0 |  | 2014/04 | 2014-04-15 18:00 | 889.3 | -27.604 | 861.696
| 2014 | 4 | 15 | 19 | 2014 | 4 | 15 | 20 |  | 1168.5 | 63414.495 | 54.27 | 61.148 | 2866.6182 | 46.88 | 2029.848 | 2029.848 | 0 |  | 2014/04 | 2014-04-15 19:00 | 888.906 | -27.558 | 861.348
| 2014 | 4 | 15 | 20 | 2014 | 4 | 15 | 21 |  | 1129.3 | 66289.91 | 58.7 | 35.066 | 1913.5516 | 54.57 | 2009.066 | 2009.066 | 0 |  | 2014/04 | 2014-04-15 20:00 | 907.792 | -28.026 | 879.766
| 2014 | 4 | 15 | 21 | 2014 | 4 | 15 | 22 |  | 1079.5 | 80390.365 | 74.47 | 23.295 | 1135.1653 | 48.73 | 1982.995 | 1982.995 | 0 |  | 2014/04 | 2014-04-15 21:00 | 931.888 | -28.393 | 903.495
| 2014 | 4 | 15 | 22 | 2014 | 4 | 15 | 23 |  | 1082.8 | 61589.664 | 56.88 | 28.446 | 1390.4405 | 48.88 | 1978.996 | 1978.996 | 0 |  | 2014/04 | 2014-04-15 22:00 | 924.996 | -28.8 | 896.196
| 2014 | 4 | 15 | 23 | 2014 | 4 | 15 | 24 |  | 1111.5 | 58865.04 | 52.96 | 38.95 | 1392.852 | 35.76 | 1974.5 | 1974.5 | 0 |  | 2014/04 | 2014-04-15 23:00 | 891.772 | -28.772 | 863
| 2014 | 4 | 15 | 0 | 2014 | 4 | 16 | 1 |  | 1143.1 | 51062.277 | 44.67 | 68.509 | 2410.8317 | 35.19 | 1990.059 | 1990.059 | 0 |  | 2014/04 | 2014-04-16 | 874.397 | -27.438 | 846.959
| 2014 | 4 | 16 | 1 | 2014 | 4 | 16 | 2 |  | 1042.1 | 40089.587 | 38.47 | 57.509 | 1860.9912 | 32.36 | 1865.209 | 1865.209 | 0 |  | 2014/04 | 2014-04-16 01:00 | 849.306 | -26.197 | 823.109
| 2014 | 4 | 16 | 2 | 2014 | 4 | 16 | 3 |  | 1031.7 | 37770.537 | 36.61 | 194.101 | 6434.4482 | 33.15 | 1854.651 | 1854.651 | 0 |  | 2014/04 | 2014-04-16 02:00 | 848.847 | -25.896 | 822.951
| 2014 | 4 | 16 | 3 | 2014 | 4 | 16 | 4 |  | 1039.5 | 38575.845 | 37.11 | 219.687 | 7974.6381 | 36.3 | 1858.337 | 1858.337 | 0 |  | 2014/04 | 2014-04-16 03:00 | 845.048 | -26.211 | 818.837
| 2014 | 4 | 16 | 4 | 2014 | 4 | 16 | 5 |  | 1040 | 38740 | 37.25 | 278.75 | 10804.35 | 38.76 | 1868.95 | 1868.95 | 0 |  | 2014/04 | 2014-04-16 04:00 | 854.616 | -25.666 | 828.95
| 2014 | 4 | 16 | 5 | 2014 | 4 | 16 | 6 |  | 1011.4 | 39060.268 | 38.62 | 218.992 | 7417.259 | 33.87 | 1869.692 | 1869.692 | 0 |  | 2014/04 | 2014-04-16 05:00 | 884.367 | -26.075 | 858.292
| 2014 | 4 | 16 | 6 | 2014 | 4 | 16 | 7 |  | 909.5 | 46311.74 | 50.92 | 103.78 | 3989.3032 | 38.44 | 1814.48 | 1814.48 | 0 |  | 2014/04 | 2014-04-16 06:00 | 933.997 | -29.017 | 904.98
| 2014 | 4 | 16 | 7 | 2014 | 4 | 16 | 8 |  | 923.2 | 59869.52 | 64.85 | 124.649 | 6128.9913 | 49.17 | 1914.349 | 1914.35 | 0.001 |  | 2014/04 | 2014-04-16 07:00 | 1023.178 | -32.028 | 991.15
| 2014 | 4 | 16 | 8 | 2014 | 4 | 16 | 9 |  | 959.6 | 81028.624 | 84.44 | 96.261 | 6078.8822 | 63.15 | 1978.261 | 1978.261 | 0 |  | 2014/04 | 2014-04-16 08:00 | 1050.998 | -32.337 | 1018.661
| 2014 | 4 | 16 | 9 | 2014 | 4 | 16 | 10 |  | 956.9 | 62667.381 | 65.49 | 41.656 | 1740.8042 | 41.79 | 1947.806 | 1947.806 | 0 |  | 2014/04 | 2014-04-16 09:00 | 1023.297 | -32.391 | 990.906
| 2014 | 4 | 16 | 10 | 2014 | 4 | 16 | 11 |  | 982.6 | 55114.034 | 56.09 | 13.604 | 623.8794 | 45.86 | 1913.604 | 1913.604 | 0 |  | 2014/04 | 2014-04-16 10:00 | 962.426 | -31.422 | 931.004
| 2014 | 4 | 16 | 11 | 2014 | 4 | 16 | 12 |  | 1029.237 | 53661.9277 | 52.1376 |  |  | #DIV/0! | 1896.15 | 1896.15 | 0 |  | 2014/04 | 2014-04-16 11:00 | 897.03 | -30.117 | 866.913
| 2014 | 4 | 16 | 12 | 2014 | 4 | 16 | 13 |  | 1049.787 | 53131.8292 | 50.612 |  |  | #DIV/0! | 1879.7 | 1879.7 | 0 |  | 2014/04 | 2014-04-16 12:00 | 858.868 | -28.955 | 829.913
| 2014 | 4 | 16 | 13 | 2014 | 4 | 16 | 14 |  | 1057.9 | 51763.047 | 48.93 | 66.534 | 3133.7514 | 47.1 | 1860.684 | 1860.684 | 0 |  | 2014/04 | 2014-04-16 13:00 | 831.288 | -28.504 | 802.784
| 2014 | 4 | 16 | 14 | 2014 | 4 | 16 | 15 |  | 1073.5 | 47105.18 | 43.88 | 47.288 | 1772.3542 | 37.48 | 1842.288 | 1842.288 | 0 |  | 2014/04 | 2014-04-16 14:00 | 796.112 | -27.324 | 768.788
| 2014 | 4 | 16 | 15 | 2014 | 4 | 16 | 16 |  | 1091.7 | 45338.301 | 41.53 | 30.772 | 1102.8685 | 35.84 | 1826.922 | 1826.922 | 0 |  | 2014/04 | 2014-04-16 15:00 | 761.308 | -26.086 | 735.222
| 2014 | 4 | 16 | 16 | 2014 | 4 | 16 | 17 |  | 1108.9 | 43690.66 | 39.4 | 12.637 | 448.4871 | 35.49 | 1813.337 | 1813.337 | 0 |  | 2014/04 | 2014-04-16 16:00 | 729.64 | -25.203 | 704.437
| 2014 | 4 | 16 | 17 | 2014 | 4 | 16 | 18 |  | 1153.584 | 45185.5946 | 39.1697 |  |  | #DIV/0! | 1844.15 | 1844.149 | -0.001 |  | 2014/04 | 2014-04-16 17:00 | 714.848 | -24.283 | 690.565
| 2014 | 4 | 16 | 18 | 2014 | 4 | 16 | 19 |  | 1127.455 | 44420.5845 | 39.399 |  |  | #DIV/0! | 1816 | 1816 | 0 |  | 2014/04 | 2014-04-16 18:00 | 713.041 | -24.496 | 688.545
| 2014 | 4 | 16 | 19 | 2014 | 4 | 16 | 20 |  | 1149 | 47005.59 | 40.91 | 8.022 | 268.1033 | 33.421 | 1830.872 | 1830.872 | 0 |  | 2014/04 | 2014-04-16 19:00 | 706.494 | -24.622 | 681.872
| 2014 | 4 | 16 | 20 | 2014 | 4 | 16 | 21 |  | 1133.575 | 52874.9952 | 46.6445 |  |  | #DIV/0! | 1832.3 | 1832.3 | 0 |  | 2014/04 | 2014-04-16 20:00 | 723.743 | -25.018 | 698.725
| 2014 | 4 | 16 | 21 | 2014 | 4 | 16 | 22 |  | 1140.101 | 62691.5099 | 54.9877 |  |  | #DIV/0! | 1891 | 1891 | 0 |  | 2014/04 | 2014-04-16 21:00 | 778.131 | -27.232 | 750.899
| 2014 | 4 | 16 | 22 | 2014 | 4 | 16 | 23 |  | 1126.607 | 54013.7465 | 47.9437 |  |  | #DIV/0! | 1903 | 1902.999 | -0.001 |  | 2014/04 | 2014-04-16 22:00 | 804.6 | -28.208 | 776.392
| 2014 | 4 | 16 | 23 | 2014 | 4 | 16 | 24 |  | 1143.329 | 47627.4023 | 41.6568 |  |  | #DIV/0! | 1905.85 | 1905.849 | -0.001 |  | 2014/04 | 2014-04-16 23:00 | 789.152 | -26.632 | 762.52
| 2014 | 4 | 16 | 0 | 2014 | 4 | 17 | 1 |  | 1149.947 | 41088.876 | 35.7311 |  |  | #DIV/0! | 1885.15 | 1885.15 | 0 |  | 2014/04 | 2014-04-17 | 759.981 | -24.778 | 735.203
| 2014 | 4 | 17 | 1 | 2014 | 4 | 17 | 2 |  | 1051.126 | 37009.9189 | 35.2098 |  |  | #DIV/0! | 1769.85 | 1769.85 | 0 |  | 2014/04 | 2014-04-17 01:00 | 744.251 | -25.527 | 718.724
| 2014 | 4 | 17 | 2 | 2014 | 4 | 17 | 3 |  | 894.387 | 31313.564 | 35.0112 |  |  | #DIV/0! | 1612.85 | 1612.85 | 0 |  | 2014/04 | 2014-04-17 02:00 | 743.038 | -24.575 | 718.463
| 2014 | 4 | 17 | 3 | 2014 | 4 | 17 | 4 |  | 868.378 | 30125.0878 | 34.6912 |  |  | #DIV/0! | 1588 | 1587.999 | -0.001 |  | 2014/04 | 2014-04-17 03:00 | 743.676 | -24.055 | 719.621
| 2014 | 4 | 17 | 4 | 2014 | 4 | 17 | 5 |  | 860.965 | 30268.1489 | 35.1561 |  |  | #DIV/0! | 1595 | 1595 | 0 |  | 2014/04 | 2014-04-17 04:00 | 758.925 | -24.89 | 734.035
| 2014 | 4 | 17 | 5 | 2014 | 4 | 17 | 6 |  | 848.772 | 30510.6236 | 35.9468 |  |  | #DIV/0! | 1603.7 | 1603.7 | 0 |  | 2014/04 | 2014-04-17 05:00 | 781.119 | -26.191 | 754.928
| 2014 | 4 | 17 | 6 | 2014 | 4 | 17 | 7 |  | 977.5 | 41064.775 | 42.01 | 132.101 | 5294.6081 | 40.08 | 1781.101 | 1781.1 | -0.001 |  | 2014/04 | 2014-04-17 06:00 | 830.382 | -26.782 | 803.6
| 2014 | 4 | 17 | 7 | 2014 | 4 | 17 | 8 |  | 1022.2 | 59900.92 | 58.6 | 161.345 | 7973.6699 | 49.42 | 1911.195 | 1911.194 | -0.001 |  | 2014/04 | 2014-04-17 07:00 | 918.587 | -29.593 | 888.994
| 2014 | 4 | 17 | 8 | 2014 | 4 | 17 | 9 |  | 1070.3 | 80101.252 | 74.84 | 129.954 | 5871.3217 | 45.18 | 1984.104 | 1984.104 | 0 |  | 2014/04 | 2014-04-17 08:00 | 943.85 | -30.046 | 913.804
| 2014 | 4 | 17 | 9 | 2014 | 4 | 17 | 10 |  | 1080.8 | 59984.4 | 55.5 | 67.827 | 2567.2519 | 37.85 | 1968.977 | 1968.977 | 0 |  | 2014/04 | 2014-04-17 09:00 | 918.222 | -30.045 | 888.177
| 2014 | 4 | 17 | 10 | 2014 | 4 | 17 | 11 |  | 1124.7 | 55346.487 | 49.21 | 91.715 | 3584.2222 | 39.08 | 1958.715 | 1958.715 | 0 |  | 2014/04 | 2014-04-17 10:00 | 861.918 | -27.903 | 834.015
| 2014 | 4 | 17 | 11 | 2014 | 4 | 17 | 12 |  | 1179.7 | 57298.029 | 48.57 | 95.434 | 3849.8076 | 40.34 | 1950.584 | 1950.585 | 0.001 |  | 2014/04 | 2014-04-17 11:00 | 796.889 | -26.004 | 770.885
| 2014 | 4 | 17 | 12 | 2014 | 4 | 17 | 13 |  | 1219.9 | 56603.36 | 46.4 | 80.92 | 3662.4392 | 45.26 | 1944.92 | 1944.92 | 0 |  | 2014/04 | 2014-04-17 12:00 | 749.69 | -24.67 | 725.02
| 2014 | 4 | 17 | 13 | 2014 | 4 | 17 | 14 |  | 1247.8 | 53904.96 | 43.2 | 87.722 | 3554.4954 | 40.52 | 1951.722 | 1951.722 | 0 |  | 2014/04 | 2014-04-17 13:00 | 727.529 | -23.607 | 703.922
| 2014 | 4 | 17 | 14 | 2014 | 4 | 17 | 15 |  | 1266.4 | 51529.816 | 40.69 | 84.548 | 3744.6309 | 44.29 | 1952.848 | 1952.848 | 0 |  | 2014/04 | 2014-04-17 14:00 | 709.734 | -23.286 | 686.448
| 2014 | 4 | 17 | 15 | 2014 | 4 | 17 | 16 |  | 1254.7 | 48105.198 | 38.34 | 89.065 | 3360.4225 | 37.73 | 1937.365 | 1937.365 | 0 |  | 2014/04 | 2014-04-17 15:00 | 706.111 | -23.446 | 682.665
| 2014 | 4 | 17 | 16 | 2014 | 4 | 17 | 17 |  | 1242.5 | 46146.45 | 37.14 | 60.377 | 2165.723 | 35.87 | 1912.227 | 1912.227 | 0 |  | 2014/04 | 2014-04-17 16:00 | 691.248 | -21.521 | 669.727
| 2014 | 4 | 17 | 17 | 2014 | 4 | 17 | 18 |  | 1234 | 45102.7 | 36.55 | 30.279 | 1039.7809 | 34.34 | 1901.579 | 1901.579 | 0 |  | 2014/04 | 2014-04-17 17:00 | 688.079 | -20.5 | 667.579
| 2014 | 4 | 17 | 18 | 2014 | 4 | 17 | 19 |  | 1242.9 | 46061.874 | 37.06 | 38.62 | 1285.6598 | 33.29 | 1910.47 | 1910.47 | 0 |  | 2014/04 | 2014-04-17 18:00 | 687.363 | -19.793 | 667.57
| 2014 | 4 | 17 | 19 | 2014 | 4 | 17 | 20 |  | 1300.8 | 49209.264 | 37.83 | 101.595 | 3347.5552 | 32.95 | 1962.595 | 1962.595 | 0 |  | 2014/04 | 2014-04-17 19:00 | 680.381 | -18.586 | 661.795
| 2014 | 4 | 17 | 20 | 2014 | 4 | 17 | 21 |  | 1314 | 53256.42 | 40.53 | 123.555 | 4150.2124 | 33.59 | 1972.705 | 1972.705 | 0 |  | 2014/04 | 2014-04-17 20:00 | 678.122 | -19.417 | 658.705
| 2014 | 4 | 17 | 21 | 2014 | 4 | 17 | 22 |  | 1267.6 | 60502.548 | 47.73 | 52.418 | 2886.1351 | 55.06 | 1972.868 | 1972.868 | 0 |  | 2014/04 | 2014-04-17 21:00 | 727.106 | -21.838 | 705.268
| 2014 | 4 | 17 | 22 | 2014 | 4 | 17 | 23 |  | 1257.7 | 58470.473 | 46.49 | 19.499 | 722.8279 | 37.07 | 1967.349 | 1967.35 | 0.001 |  | 2014/04 | 2014-04-17 22:00 | 731.089 | -21.439 | 709.65
| 2014 | 4 | 17 | 23 | 2014 | 4 | 17 | 24 |  | 1246.808 | 46649.357 | 37.415 |  |  | #DIV/0! | 1906.4 | 1906.4 | 0 |  | 2014/04 | 2014-04-17 23:00 | 680.831 | -21.239 | 659.592
| 2014 | 4 | 17 | 0 | 2014 | 4 | 18 | 1 |  | 1179.9 | 41154.912 | 34.88 | 16.814 | 524.2605 | 31.18 | 1806.514 | 1806.514 | 0 |  | 2014/04 | 2014-04-18 | 644.887 | -18.273 | 626.614
| 2014 | 4 | 18 | 1 | 2014 | 4 | 18 | 2 |  | 1059.964 | 35303.977 | 33.3068 |  |  | #DIV/0! | 1657.55 | 1657.551 | 0.001 |  | 2014/04 | 2014-04-18 01:00 | 615.152 | -17.565 | 597.587
| 2014 | 4 | 18 | 2 | 2014 | 4 | 18 | 3 |  | 800.344 | 26885.2709 | 33.5921 |  |  | #DIV/0! | 1384.55 | 1384.55 | 0 |  | 2014/04 | 2014-04-18 02:00 | 601.427 | -17.221 | 584.206
| 2014 | 4 | 18 | 3 | 2014 | 4 | 18 | 4 |  | 648 | 21533.04 | 33.23 | 35.492 | 1096.3479 | 30.89 | 1230.892 | 1230.893 | 0.001 |  | 2014/04 | 2014-04-18 03:00 | 600.897 | -18.004 | 582.893
| 2014 | 4 | 18 | 4 | 2014 | 4 | 18 | 5 |  | 637.1 | 21151.72 | 33.2 | 81.947 | 2568.219 | 31.34 | 1223.647 | 1223.647 | 0 |  | 2014/04 | 2014-04-18 04:00 | 605.105 | -18.558 | 586.547
| 2014 | 4 | 18 | 5 | 2014 | 4 | 18 | 6 |  | 653.2 | 22274.12 | 34.1 | 90.439 | 2858.7768 | 31.61 | 1261.689 | 1261.689 | 0 |  | 2014/04 | 2014-04-18 05:00 | 627.541 | -19.052 | 608.489
| 2014 | 4 | 18 | 6 | 2014 | 4 | 18 | 7 |  | 700.1 | 27156.879 | 38.79 | 146.169 | 4573.628 | 31.29 | 1342.719 | 1342.719 | 0 |  | 2014/04 | 2014-04-18 06:00 | 661.276 | -18.657 | 642.619
| 2014 | 4 | 18 | 7 | 2014 | 4 | 18 | 8 |  | 659.4 | 29527.932 | 44.78 | 177.772 | 5644.261 | 31.75 | 1378.172 | 1378.172 | 0 |  | 2014/04 | 2014-04-18 07:00 | 738.578 | -19.806 | 718.772
| 2014 | 4 | 18 | 8 | 2014 | 4 | 18 | 9 |  | 634.7 | 35689.181 | 56.23 | 166.739 | 5865.878 | 35.18 | 1372.439 | 1372.439 | 0 |  | 2014/04 | 2014-04-18 08:00 | 757.854 | -20.115 | 737.739
| 2014 | 4 | 18 | 9 | 2014 | 4 | 18 | 10 |  | 638.1 | 37488.375 | 58.75 | 162.551 | 7698.4154 | 47.36 | 1370.101 | 1370.101 | 0 |  | 2014/04 | 2014-04-18 09:00 | 753.537 | -21.536 | 732.001
| 2014 | 4 | 18 | 10 | 2014 | 4 | 18 | 11 |  | 655.9 | 36664.81 | 55.9 | 171.872 | 8572.9754 | 49.88 | 1378.422 | 1378.423 | 0.001 |  | 2014/04 | 2014-04-18 10:00 | 745.166 | -22.643 | 722.523
| 2014 | 4 | 18 | 11 | 2014 | 4 | 18 | 12 |  | 687.6 | 34792.56 | 50.6 | 179.147 | 6642.7708 | 37.08 | 1385.847 | 1385.848 | 0.001 |  | 2014/04 | 2014-04-18 11:00 | 720.175 | -21.927 | 698.248
| 2014 | 4 | 18 | 12 | 2014 | 4 | 18 | 13 |  | 708.3 | 35811.648 | 50.56 | 176.474 | 6570.127 | 37.23 | 1383.024 | 1383.025 | 0.001 |  | 2014/04 | 2014-04-18 12:00 | 695.226 | -20.501 | 674.725
| 2014 | 4 | 18 | 13 | 2014 | 4 | 18 | 14 |  | 723.4 | 34954.688 | 48.32 | 170.755 | 6150.5951 | 36.02 | 1373.305 | 1373.305 | 0 |  | 2014/04 | 2014-04-18 13:00 | 668.646 | -18.741 | 649.905
| 2014 | 4 | 18 | 14 | 2014 | 4 | 18 | 15 |  | 731.8 | 35192.262 | 48.09 | 170.831 | 5929.544 | 34.71 | 1375.681 | 1375.681 | 0 |  | 2014/04 | 2014-04-18 14:00 | 662.824 | -18.943 | 643.881
| 2014 | 4 | 18 | 15 | 2014 | 4 | 18 | 16 |  | 738.4 | 31692.128 | 42.92 | 146.252 | 4792.678 | 32.77 | 1374.952 | 1374.952 | 0 |  | 2014/04 | 2014-04-18 15:00 | 655.836 | -19.284 | 636.552
| 2014 | 4 | 18 | 16 | 2014 | 4 | 18 | 17 |  | 748.9 | 30068.335 | 40.15 | 167.864 | 5485.7955 | 32.68 | 1382.564 | 1382.565 | 0.001 |  | 2014/04 | 2014-04-18 16:00 | 651.776 | -18.111 | 633.665
| 2014 | 4 | 18 | 17 | 2014 | 4 | 18 | 18 |  | 742.4 | 29480.704 | 39.71 | 179.187 | 5837.9125 | 32.58 | 1372.887 | 1372.887 | 0 |  | 2014/04 | 2014-04-18 17:00 | 648.591 | -18.104 | 630.487
| 2014 | 4 | 18 | 18 | 2014 | 4 | 18 | 19 |  | 737.4 | 29060.934 | 39.41 | 150.918 | 5208.1802 | 34.51 | 1357.918 | 1357.917 | -0.001 |  | 2014/04 | 2014-04-18 18:00 | 638.882 | -18.365 | 620.517
| 2014 | 4 | 18 | 19 | 2014 | 4 | 18 | 20 |  | 744.6 | 29069.184 | 39.04 | 106.584 | 3379.7786 | 31.71 | 1358.284 | 1358.283 | -0.001 |  | 2014/04 | 2014-04-18 19:00 | 632.175 | -18.492 | 613.683
| 2014 | 4 | 18 | 20 | 2014 | 4 | 18 | 21 |  | 715.7 | 31440.701 | 43.93 | 75.043 | 2392.3708 | 31.88 | 1330.743 | 1330.743 | 0 |  | 2014/04 | 2014-04-18 20:00 | 633.205 | -18.162 | 615.043
| 2014 | 4 | 18 | 21 | 2014 | 4 | 18 | 22 |  | 683.6 | 36791.352 | 53.82 | 68.002 | 2366.4696 | 34.8 | 1325.002 | 1325.001 | -0.001 |  | 2014/04 | 2014-04-18 21:00 | 661.62 | -20.219 | 641.401
| 2014 | 4 | 18 | 22 | 2014 | 4 | 18 | 23 |  | 686.2 | 34488.412 | 50.26 | 87.596 | 2936.2179 | 33.52 | 1335.446 | 1335.447 | 0.001 |  | 2014/04 | 2014-04-18 22:00 | 669.686 | -20.439 | 649.247
| 2014 | 4 | 18 | 23 | 2014 | 4 | 18 | 24 |  | 705.7 | 28185.658 | 39.94 | 127.41 | 4163.7588 | 32.68 | 1328.11 | 1328.111 | 0.001 |  | 2014/04 | 2014-04-18 23:00 | 641.028 | -18.617 | 622.411
| 2014 | 4 | 18 | 0 | 2014 | 4 | 19 | 1 |  | 736.5 | 28038.555 | 38.07 | 166.291 | 5419.4237 | 32.59 | 1327.991 | 1327.991 | 0 |  | 2014/04 | 2014-04-19 | 609.404 | -17.913 | 591.491
| 2014 | 4 | 19 | 1 | 2014 | 4 | 19 | 2 |  | 648 | 22628.16 | 34.92 | 87.311 | 2887.3748 | 33.07 | 1218.861 | 1218.861 | 0 |  | 2014/04 | 2014-04-19 01:00 | 587.968 | -17.107 | 570.861
| 2014 | 4 | 19 | 2 | 2014 | 4 | 19 | 3 |  | 534.4 | 17378.688 | 32.52 | 52.038 | 1430.0042 | 27.48 | 1089.838 | 1089.837 | -0.001 |  | 2014/04 | 2014-04-19 02:00 | 571.609 | -16.172 | 555.437
| 2014 | 4 | 19 | 3 | 2014 | 4 | 19 | 4 |  | 575.1 | 18213.417 | 31.67 | 80.893 | 2298.1701 | 28.41 | 1127.943 | 1127.942 | -0.001 |  | 2014/04 | 2014-04-19 03:00 | 568.228 | -15.386 | 552.842
| 2014 | 4 | 19 | 4 | 2014 | 4 | 19 | 5 |  | 623.4 | 19487.484 | 31.26 | 86.696 | 2430.0889 | 28.03 | 1175.196 | 1175.196 | 0 |  | 2014/04 | 2014-04-19 04:00 | 567.486 | -15.69 | 551.796
| 2014 | 4 | 19 | 5 | 2014 | 4 | 19 | 6 |  | 600.6 | 18660.642 | 31.07 | 85.254 | 2281.397 | 26.76 | 1166.504 | 1166.504 | 0 |  | 2014/04 | 2014-04-19 05:00 | 582.68 | -16.776 | 565.904
| 2014 | 4 | 19 | 6 | 2014 | 4 | 19 | 7 |  | 598.9 | 18805.46 | 31.4 | 37.502 | 1149.0613 | 30.64 | 1176.052 | 1176.052 | 0 |  | 2014/04 | 2014-04-19 06:00 | 594.616 | -17.464 | 577.152
| 2014 | 4 | 19 | 7 | 2014 | 4 | 19 | 8 |  | 644.7 | 21049.455 | 32.65 | 17.198 | 547.5843 | 31.84 | 1254.748 | 1254.748 | 0 |  | 2014/04 | 2014-04-19 07:00 | 627.985 | -17.937 | 610.048
| 2014 | 4 | 19 | 8 | 2014 | 4 | 19 | 9 |  | 678.4 | 23228.416 | 34.24 | 46.768 | 1598.5302 | 34.18 | 1302.468 | 1302.468 | 0 |  | 2014/04 | 2014-04-19 08:00 | 642.319 | -18.251 | 624.068
| 2014 | 4 | 19 | 9 | 2014 | 4 | 19 | 10 |  | 757 | 29061.23 | 38.39 | 114.657 | 6238.4874 | 54.41 | 1402.507 | 1402.507 | 0 |  | 2014/04 | 2014-04-19 09:00 | 664.159 | -18.652 | 645.507
| 2014 | 4 | 19 | 10 | 2014 | 4 | 19 | 11 |  | 760.3 | 30571.663 | 40.21 | 122.429 | 4533.5459 | 37.03 | 1404.179 | 1404.179 | 0 |  | 2014/04 | 2014-04-19 10:00 | 662.894 | -19.015 | 643.879
| 2014 | 4 | 19 | 11 | 2014 | 4 | 19 | 12 |  | 765.9 | 29510.127 | 38.53 | 138.009 | 5285.7447 | 38.3 | 1388.209 | 1388.209 | 0 |  | 2014/04 | 2014-04-19 11:00 | 640.695 | -18.386 | 622.309
| 2014 | 4 | 19 | 12 | 2014 | 4 | 19 | 13 |  | 766.3 | 29065.759 | 37.93 | 99.103 | 3278.3272 | 33.08 | 1377.853 | 1377.853 | 0 |  | 2014/04 | 2014-04-19 12:00 | 629.748 | -18.195 | 611.553
| 2014 | 4 | 19 | 13 | 2014 | 4 | 19 | 14 |  | 742.7 | 27242.236 | 36.68 | 78.845 | 2502.5403 | 31.74 | 1343.745 | 1343.746 | 0.001 |  | 2014/04 | 2014-04-19 13:00 | 619.414 | -18.368 | 601.046
| 2014 | 4 | 19 | 14 | 2014 | 4 | 19 | 15 |  | 703.3 | 24664.731 | 35.07 | 49.277 | 1539.9062 | 31.25 | 1301.327 | 1301.327 | 0 |  | 2014/04 | 2014-04-19 14:00 | 615.628 | -17.601 | 598.027
| 2014 | 4 | 19 | 15 | 2014 | 4 | 19 | 16 |  | 671.9 | 22757.253 | 33.87 | 19.787 | 616.365 | 31.15 | 1265.837 | 1265.837 | 0 |  | 2014/04 | 2014-04-19 15:00 | 610.916 | -16.979 | 593.937
| 2014 | 4 | 19 | 16 | 2014 | 4 | 19 | 17 |  | 663 | 22237.02 | 33.54 | 14.427 | 447.6698 | 31.03 | 1261.177 | 1261.177 | 0 |  | 2014/04 | 2014-04-19 16:00 | 614.861 | -16.684 | 598.177
| 2014 | 4 | 19 | 17 | 2014 | 4 | 19 | 18 |  | 652.3 | 21852.05 | 33.5 | 11.645 | 371.1261 | 31.87 | 1255.395 | 1255.394 | -0.001 |  | 2014/04 | 2014-04-19 17:00 | 619.92 | -16.826 | 603.094
| 2014 | 4 | 19 | 18 | 2014 | 4 | 19 | 19 |  | 657.7 | 22236.837 | 33.81 | 15.304 | 482.076 | 31.5 | 1262.654 | 1262.654 | 0 |  | 2014/04 | 2014-04-19 18:00 | 622.011 | -17.057 | 604.954
| 2014 | 4 | 19 | 19 | 2014 | 4 | 19 | 20 |  | 650.64 | 22081.4 | 33.938 |  |  | #DIV/0! | 1246.9 | 1246.9 | 0 |  | 2014/04 | 2014-04-19 19:00 | 612.882 | -16.622 | 596.26
| 2014 | 4 | 19 | 20 | 2014 | 4 | 19 | 21 |  | 740.7 | 29065.068 | 39.24 | 91.243 | 2907.9144 | 31.87 | 1337.443 | 1337.443 | 0 |  | 2014/04 | 2014-04-19 20:00 | 613.407 | -16.664 | 596.743
| 2014 | 4 | 19 | 21 | 2014 | 4 | 19 | 22 |  | 720.1 | 31396.36 | 43.6 | 94.936 | 3419.5947 | 36.02 | 1342.136 | 1342.137 | 0.001 |  | 2014/04 | 2014-04-19 21:00 | 639.632 | -17.595 | 622.037
| 2014 | 4 | 19 | 22 | 2014 | 4 | 19 | 23 |  | 724.7 | 29350.35 | 40.5 | 101.882 | 3571.9829 | 35.06 | 1355.782 | 1355.782 | 0 |  | 2014/04 | 2014-04-19 22:00 | 649.588 | -18.506 | 631.082
| 2014 | 4 | 19 | 23 | 2014 | 4 | 19 | 24 |  | 653.2 | 22339.44 | 34.2 | 24.256 | 768.6726 | 31.69 | 1263.156 | 1263.156 | 0 |  | 2014/04 | 2014-04-19 23:00 | 627.934 | -17.978 | 609.956
| 2014 | 4 | 19 | 0 | 2014 | 4 | 20 | 1 |  | 604.32 | 19251.8884 | 31.8571 |  |  | #DIV/0! | 1186.9 | 1186.9 | 0 |  | 2014/04 | 2014-04-20 | 598.739 | -16.159 | 582.58
| 2014 | 4 | 20 | 1 | 2014 | 4 | 20 | 2 |  | 609.086 | 18920.8574 | 31.0643 |  |  | #DIV/0! | 1166.75 | 1166.75 | 0 |  | 2014/04 | 2014-04-20 01:00 | 573.749 | -16.085 | 557.664
| 2014 | 4 | 20 | 2 | 2014 | 4 | 20 | 3 |  | 621.778 | 18832.665 | 30.2884 |  |  | #DIV/0! | 1157.6 | 1157.599 | -0.001 |  | 2014/04 | 2014-04-20 02:00 | 551.104 | -15.283 | 535.821
| 2014 | 4 | 20 | 3 | 2014 | 4 | 20 | 4 |  | 583.747 | 16789.0741 | 28.7609 |  |  | #DIV/0! | 1117.75 | 1117.75 | 0 |  | 2014/04 | 2014-04-20 03:00 | 548.372 | -14.369 | 534.003
| 2014 | 4 | 20 | 4 | 2014 | 4 | 20 | 5 |  | 587.375 | 16872.9548 | 28.726 |  |  | #DIV/0! | 1119.9 | 1119.9 | 0 |  | 2014/04 | 2014-04-20 04:00 | 546.595 | -14.07 | 532.525
| 2014 | 4 | 20 | 5 | 2014 | 4 | 20 | 6 |  | 599.751 | 16964.8335 | 28.2865 |  |  | #DIV/0! | 1136.6 | 1136.6 | 0 |  | 2014/04 | 2014-04-20 05:00 | 551.441 | -14.592 | 536.849
| 2014 | 4 | 20 | 6 | 2014 | 4 | 20 | 7 |  | 608.944 | 17883.2726 | 29.3677 |  |  | #DIV/0! | 1161.6 | 1161.6 | 0 |  | 2014/04 | 2014-04-20 06:00 | 567.908 | -15.252 | 552.656
| 2014 | 4 | 20 | 7 | 2014 | 4 | 20 | 8 |  | 590.403 | 17658.3236 | 29.9089 |  |  | #DIV/0! | 1168.9 | 1168.9 | 0 |  | 2014/04 | 2014-04-20 07:00 | 594.368 | -15.871 | 578.497
| 2014 | 4 | 20 | 8 | 2014 | 4 | 20 | 9 |  | 574.02 | 17862.2032 | 31.1177 |  |  | #DIV/0! | 1182.9 | 1182.9 | 0 |  | 2014/04 | 2014-04-20 08:00 | 625.588 | -16.708 | 608.88
| 2014 | 4 | 20 | 9 | 2014 | 4 | 20 | 10 |  | 558.699 | 18130.6959 | 32.4516 |  |  | #DIV/0! | 1205.9 | 1205.9 | 0 |  | 2014/04 | 2014-04-20 09:00 | 664.534 | -17.333 | 647.201
| 2014 | 4 | 20 | 10 | 2014 | 4 | 20 | 11 |  | 602.4 | 20487.624 | 34.01 | 48.954 | 1607.1598 | 32.83 | 1243.854 | 1243.854 | 0 |  | 2014/04 | 2014-04-20 10:00 | 659.003 | -17.549 | 641.454
| 2014 | 4 | 20 | 11 | 2014 | 4 | 20 | 12 |  | 626.7 | 21433.14 | 34.2 | 57.937 | 1855.1427 | 32.02 | 1232.537 | 1232.537 | 0 |  | 2014/04 | 2014-04-20 11:00 | 622.763 | -16.926 | 605.837
| 2014 | 4 | 20 | 12 | 2014 | 4 | 20 | 13 |  | 616.1 | 20509.969 | 33.29 | 86.043 | 2669.0539 | 31.02 | 1196.793 | 1196.793 | 0 |  | 2014/04 | 2014-04-20 12:00 | 596.778 | -16.085 | 580.693
| 2014 | 4 | 20 | 13 | 2014 | 4 | 20 | 14 |  | 613.9 | 20277.117 | 33.03 | 121.339 | 3702.0529 | 30.51 | 1197.389 | 1197.39 | 0.001 |  | 2014/04 | 2014-04-20 13:00 | 598.87 | -15.38 | 583.49
| 2014 | 4 | 20 | 14 | 2014 | 4 | 20 | 15 |  | 609.9 | 19937.631 | 32.69 | 169.778 | 5140.8778 | 30.28 | 1204.528 | 1204.528 | 0 |  | 2014/04 | 2014-04-20 14:00 | 609.81 | -15.182 | 594.628
| 2014 | 4 | 20 | 15 | 2014 | 4 | 20 | 16 |  | 583.4 | 18773.812 | 32.18 | 149.053 | 4368.7434 | 29.31 | 1164.803 | 1164.802 | -0.001 |  | 2014/04 | 2014-04-20 15:00 | 595.77 | -14.368 | 581.402
| 2014 | 4 | 20 | 16 | 2014 | 4 | 20 | 17 |  | 563.9 | 17875.63 | 31.7 | 174.551 | 5025.3233 | 28.79 | 1150.751 | 1150.751 | 0 |  | 2014/04 | 2014-04-20 16:00 | 600.623 | -13.772 | 586.851
| 2014 | 4 | 20 | 17 | 2014 | 4 | 20 | 18 |  | 564.6 | 18038.97 | 31.95 | 175.855 | 5029.453 | 28.6 | 1160.955 | 1160.955 | 0 |  | 2014/04 | 2014-04-20 17:00 | 610.102 | -13.747 | 596.355
| 2014 | 4 | 20 | 18 | 2014 | 4 | 20 | 19 |  | 571.7 | 18465.91 | 32.3 | 148.047 | 4306.6872 | 29.09 | 1172.947 | 1172.947 | 0 |  | 2014/04 | 2014-04-20 18:00 | 615.36 | -14.113 | 601.247
| 2014 | 4 | 20 | 19 | 2014 | 4 | 20 | 20 |  | 579 | 18805.92 | 32.48 | 125.358 | 3451.1057 | 27.53 | 1184.058 | 1184.059 | 0.001 |  | 2014/04 | 2014-04-20 19:00 | 619.004 | -13.945 | 605.059
| 2014 | 4 | 20 | 20 | 2014 | 4 | 20 | 21 |  | 595.5 | 20622.165 | 34.63 | 143.686 | 4204.2524 | 29.26 | 1205.086 | 1205.086 | 0 |  | 2014/04 | 2014-04-20 20:00 | 624.247 | -14.661 | 609.586
| 2014 | 4 | 20 | 21 | 2014 | 4 | 20 | 22 |  | 604 | 24256.64 | 40.16 | 154.657 | 5126.8795 | 33.15 | 1230.807 | 1230.806 | -0.001 |  | 2014/04 | 2014-04-20 21:00 | 643.366 | -16.56 | 626.806
| 2014 | 4 | 20 | 22 | 2014 | 4 | 20 | 23 |  | 612.7 | 23013.012 | 37.56 | 98.822 | 3222.5854 | 32.61 | 1239.272 | 1239.272 | 0 |  | 2014/04 | 2014-04-20 22:00 | 644.451 | -17.879 | 626.572
| 2014 | 4 | 20 | 23 | 2014 | 4 | 20 | 24 |  | 600.9 | 20574.816 | 34.24 | 54.923 | 1689.9807 | 30.77 | 1196.223 | 1196.223 | 0 |  | 2014/04 | 2014-04-20 23:00 | 612.664 | -17.341 | 595.323
| 2014 | 4 | 20 | 0 | 2014 | 4 | 21 | 1 |  | 542.7 | 17247.006 | 31.78 | 23.72 | 653.2488 | 27.54 | 1097.17 | 1097.17 | 0 |  | 2014/04 | 2014-04-21 | 569.383 | -14.913 | 554.47
| 2014 | 4 | 21 | 1 | 2014 | 4 | 21 | 2 |  | 571.2 | 17490.144 | 30.62 | 117.284 | 2720.9888 | 23.2 | 1105.584 | 1105.584 | 0 |  | 2014/04 | 2014-04-21 01:00 | 547.815 | -13.431 | 534.384
| 2014 | 4 | 21 | 2 | 2014 | 4 | 21 | 3 |  | 513.8 | 14874.51 | 28.95 | 46.879 | 1260.5763 | 26.89 | 1061.179 | 1061.179 | 0 |  | 2014/04 | 2014-04-21 02:00 | 560.684 | -13.305 | 547.379
| 2014 | 4 | 21 | 3 | 2014 | 4 | 21 | 4 |  | 501.5 | 14443.2 | 28.8 | 51.253 | 1379.2182 | 26.91 | 1041.003 | 1041.003 | 0 |  | 2014/04 | 2014-04-21 03:00 | 553.413 | -13.91 | 539.503
| 2014 | 4 | 21 | 4 | 2014 | 4 | 21 | 5 |  | 502.7 | 14533.057 | 28.91 | 92.104 | 2327.4681 | 25.27 | 1054.404 | 1054.405 | 0.001 |  | 2014/04 | 2014-04-21 04:00 | 565.974 | -14.269 | 551.705
| 2014 | 4 | 21 | 5 | 2014 | 4 | 21 | 6 |  | 519.2 | 15207.368 | 29.29 | 98.409 | 2699.3589 | 27.43 | 1085.159 | 1085.159 | 0 |  | 2014/04 | 2014-04-21 05:00 | 580.281 | -14.322 | 565.959
| 2014 | 4 | 21 | 6 | 2014 | 4 | 21 | 7 |  | 542.4 | 18620.592 | 34.33 | 40.56 | 1260.1992 | 31.07 | 1150.26 | 1150.26 | 0 |  | 2014/04 | 2014-04-21 06:00 | 624.302 | -16.442 | 607.86
| 2014 | 4 | 21 | 7 | 2014 | 4 | 21 | 8 |  | 483.5 | 22637.47 | 46.82 | 26.636 | 1032.9441 | 38.78 | 1170.436 | 1170.436 | 0 |  | 2014/04 | 2014-04-21 07:00 | 705.5 | -18.564 | 686.936
| 2014 | 4 | 21 | 8 | 2014 | 4 | 21 | 9 |  | 444.9 | 22890.105 | 51.45 | 7.1 | 262.132 | 36.92 | 1175.6 | 1175.6 | 0 |  | 2014/04 | 2014-04-21 08:00 | 750.86 | -20.16 | 730.7
| 2014 | 4 | 21 | 9 | 2014 | 4 | 21 | 10 |  | 466.05 | 23597.861 | 50.6338 |  |  | #DIV/0! | 1205.3 | 1205.301 | 0.001 |  | 2014/04 | 2014-04-21 09:00 | 759.981 | -20.73 | 739.251
| 2014 | 4 | 21 | 10 | 2014 | 4 | 21 | 11 |  | 495.169 | 28861.4748 | 58.2861 |  |  | #DIV/0! | 1223.65 | 1223.649 | -0.001 |  | 2014/04 | 2014-04-21 10:00 | 748.885 | -20.405 | 728.48
| 2014 | 4 | 21 | 11 | 2014 | 4 | 21 | 12 |  | 516.623 | 25184.7507 | 48.7488 |  |  | #DIV/0! | 1230.6 | 1230.6 | 0 |  | 2014/04 | 2014-04-21 11:00 | 734.155 | -20.178 | 713.977
| 2014 | 4 | 21 | 12 | 2014 | 4 | 21 | 13 |  | 536.764 | 25482.923 | 47.4751 |  |  | #DIV/0! | 1251.75 | 1251.75 | 0 |  | 2014/04 | 2014-04-21 12:00 | 735.154 | -20.168 | 714.986
| 2014 | 4 | 21 | 13 | 2014 | 4 | 21 | 14 |  | 552.074 | 27382.516 | 49.5994 |  |  | #DIV/0! | 1269.9 | 1269.9 | 0 |  | 2014/04 | 2014-04-21 13:00 | 738.445 | -20.619 | 717.826
| 2014 | 4 | 21 | 14 | 2014 | 4 | 21 | 15 |  | 569.641 | 28121.6934 | 49.3674 |  |  | #DIV/0! | 1290.45 | 1290.449 | -0.001 |  | 2014/04 | 2014-04-21 14:00 | 742.858 | -22.05 | 720.808
| 2014 | 4 | 21 | 15 | 2014 | 4 | 21 | 16 |  | 627.253 | 29322.386 | 46.7473 |  |  | #DIV/0! | 1358.35 | 1358.35 | 0 |  | 2014/04 | 2014-04-21 15:00 | 754.565 | -23.468 | 731.097
| 2014 | 4 | 21 | 16 | 2014 | 4 | 21 | 17 |  | 633.579 | 29046.5534 | 45.8452 |  |  | #DIV/0! | 1369.9 | 1369.9 | 0 |  | 2014/04 | 2014-04-21 16:00 | 760.176 | -23.855 | 736.321
| 2014 | 4 | 21 | 17 | 2014 | 4 | 21 | 18 |  | 631.442 | 28331.4519 | 44.8679 |  |  | #DIV/0! | 1369.15 | 1369.15 | 0 |  | 2014/04 | 2014-04-21 17:00 | 761.761 | -24.053 | 737.708
| 2014 | 4 | 21 | 18 | 2014 | 4 | 21 | 19 |  | 644.983 | 28070.3463 | 43.5211 |  |  | #DIV/0! | 1376.35 | 1376.35 | 0 |  | 2014/04 | 2014-04-21 18:00 | 754.736 | -23.369 | 731.367
| 2014 | 4 | 21 | 19 | 2014 | 4 | 21 | 20 |  | 655.958 | 27095.6817 | 41.307 |  |  | #DIV/0! | 1376 | 1376 | 0 |  | 2014/04 | 2014-04-21 19:00 | 743.01 | -22.968 | 720.042
| 2014 | 4 | 21 | 20 | 2014 | 4 | 21 | 21 |  | 658.234 | 27906.0598 | 42.3953 |  |  | #DIV/0! | 1368.95 | 1368.95 | 0 |  | 2014/04 | 2014-04-21 20:00 | 733.237 | -22.521 | 710.716
| 2014 | 4 | 21 | 21 | 2014 | 4 | 21 | 22 |  | 581.262 | 32669.1573 | 56.2038 |  |  | #DIV/0! | 1314.75 | 1314.75 | 0 |  | 2014/04 | 2014-04-21 21:00 | 756.548 | -23.06 | 733.488
| 2014 | 4 | 21 | 22 | 2014 | 4 | 21 | 23 |  | 572.029 | 26261.5907 | 45.9095 |  |  | #DIV/0! | 1294.15 | 1294.149 | -0.001 |  | 2014/04 | 2014-04-21 22:00 | 743.059 | -20.939 | 722.12
| 2014 | 4 | 21 | 23 | 2014 | 4 | 21 | 24 |  | 618.945 | 23050.9734 | 37.2424 |  |  | #DIV/0! | 1294.3 | 1294.3 | 0 |  | 2014/04 | 2014-04-21 23:00 | 694.03 | -18.675 | 675.355
| 2014 | 4 | 21 | 0 | 2014 | 4 | 22 | 1 |  | 619.09 | 21222.2886 | 34.2798 |  |  | #DIV/0! | 1244 | 1244 | 0 |  | 2014/04 | 2014-04-22 | 643.253 | -18.343 | 624.91
| 2014 | 4 | 22 | 1 | 2014 | 4 | 22 | 2 |  | 572.4 | 17172 | 30 | 7.26 | 202.9896 | 27.96 | 1148.46 | 1148.46 | 0 |  | 2014/04 | 2014-04-22 01:00 | 593.148 | -17.088 | 576.06
| 2014 | 4 | 22 | 2 | 2014 | 4 | 22 | 3 |  | 554.8 | 15806.252 | 28.49 | 58.232 | 1476.7635 | 25.36 | 1108.632 | 1108.632 | 0 |  | 2014/04 | 2014-04-22 02:00 | 569.7 | -15.868 | 553.832
| 2014 | 4 | 22 | 3 | 2014 | 4 | 22 | 4 |  | 545.3 | 15142.981 | 27.77 | 106.793 | 2472.258 | 23.15 | 1083.543 | 1083.543 | 0 |  | 2014/04 | 2014-04-22 03:00 | 553.541 | -15.298 | 538.243
| 2014 | 4 | 22 | 4 | 2014 | 4 | 22 | 5 |  | 547.7 | 15111.043 | 27.59 | 104.166 | 2517.6922 | 24.17 | 1081.366 | 1081.366 | 0 |  | 2014/04 | 2014-04-22 04:00 | 548.328 | -14.662 | 533.666
| 2014 | 4 | 22 | 5 | 2014 | 4 | 22 | 6 |  | 558.2 | 15651.928 | 28.04 | 57.229 | 1388.9478 | 24.27 | 1098.679 | 1098.679 | 0 |  | 2014/04 | 2014-04-22 05:00 | 556.262 | -15.783 | 540.479
| 2014 | 4 | 22 | 6 | 2014 | 4 | 22 | 7 |  | 595.9 | 18341.802 | 30.78 | 71.029 | 1976.7371 | 27.83 | 1164.229 | 1164.23 | 0.001 |  | 2014/04 | 2014-04-22 06:00 | 585.492 | -17.162 | 568.33
| 2014 | 4 | 22 | 7 | 2014 | 4 | 22 | 8 |  | 637 | 23588.11 | 37.03 | 153.668 | 4946.5729 | 32.19 | 1272.818 | 1272.818 | 0 |  | 2014/04 | 2014-04-22 07:00 | 654.531 | -18.713 | 635.818
| 2014 | 4 | 22 | 8 | 2014 | 4 | 22 | 9 |  | 678.1 | 29477.007 | 43.47 | 125.385 | 5126.9927 | 40.89 | 1327.985 | 1327.985 | 0 |  | 2014/04 | 2014-04-22 08:00 | 669.187 | -19.302 | 649.885
| 2014 | 4 | 22 | 9 | 2014 | 4 | 22 | 10 |  | 694.9 | 30957.795 | 44.55 | 76.307 | 2901.1921 | 38.02 | 1354.907 | 1354.908 | 0.001 |  | 2014/04 | 2014-04-22 09:00 | 679.352 | -19.344 | 660.008
| 2014 | 4 | 22 | 10 | 2014 | 4 | 22 | 11 |  | 684.7 | 32489.015 | 47.45 | 77.3 | 2859.327 | 36.99 | 1362.45 | 1362.45 | 0 |  | 2014/04 | 2014-04-22 10:00 | 697.843 | -20.093 | 677.75
| 2014 | 4 | 22 | 11 | 2014 | 4 | 22 | 12 |  | 686.8 | 32863.38 | 47.85 | 82.151 | 5353.7807 | 65.17 | 1369.451 | 1369.45 | -0.001 |  | 2014/04 | 2014-04-22 11:00 | 702.065 | -19.415 | 682.65
| 2014 | 4 | 22 | 12 | 2014 | 4 | 22 | 13 |  | 690.3 | 32105.853 | 46.51 | 102.281 | 3832.4691 | 37.47 | 1387.431 | 1387.43 | -0.001 |  | 2014/04 | 2014-04-22 12:00 | 717.164 | -20.034 | 697.13
| 2014 | 4 | 22 | 13 | 2014 | 4 | 22 | 14 |  | 690 | 32354.1 | 46.89 | 103.121 | 5577.8149 | 54.09 | 1382.121 | 1382.121 | 0 |  | 2014/04 | 2014-04-22 13:00 | 711.796 | -19.675 | 692.121
| 2014 | 4 | 22 | 14 | 2014 | 4 | 22 | 15 |  | 691 | 32649.75 | 47.25 | 110.798 | 6510.4905 | 58.76 | 1387.948 | 1387.948 | 0 |  | 2014/04 | 2014-04-22 14:00 | 717.456 | -20.508 | 696.948
| 2014 | 4 | 22 | 15 | 2014 | 4 | 22 | 16 |  | 697.9 | 32082.463 | 45.97 | 118.215 | 5260.5675 | 44.5 | 1395.515 | 1395.515 | 0 |  | 2014/04 | 2014-04-22 15:00 | 717.825 | -20.21 | 697.615
| 2014 | 4 | 22 | 16 | 2014 | 4 | 22 | 17 |  | 704.7 | 31859.487 | 45.21 | 119.184 | 6735.0878 | 56.51 | 1395.634 | 1395.633 | -0.001 |  | 2014/04 | 2014-04-22 16:00 | 711.453 | -20.52 | 690.933
| 2014 | 4 | 22 | 17 | 2014 | 4 | 22 | 18 |  | 700.3 | 31219.374 | 44.58 | 119.073 | 7286.0769 | 61.19 | 1393.373 | 1393.373 | 0 |  | 2014/04 | 2014-04-22 17:00 | 714.636 | -21.563 | 693.073
| 2014 | 4 | 22 | 18 | 2014 | 4 | 22 | 19 |  | 703.3 | 30150.471 | 42.87 | 119.153 | 5697.8965 | 47.82 | 1395.303 | 1395.303 | 0 |  | 2014/04 | 2014-04-22 18:00 | 714.499 | -22.496 | 692.003
| 2014 | 4 | 22 | 19 | 2014 | 4 | 22 | 20 |  | 698.9 | 28962.416 | 41.44 | 105.004 | 4047.9042 | 38.55 | 1382.604 | 1382.604 | 0 |  | 2014/04 | 2014-04-22 19:00 | 706.047 | -22.343 | 683.704
| 2014 | 4 | 22 | 20 | 2014 | 4 | 22 | 21 |  | 663.6 | 29981.448 | 45.18 | 55.679 | 2188.7415 | 39.31 | 1334.129 | 1334.128 | -0.001 |  | 2014/04 | 2014-04-22 20:00 | 691.786 | -21.258 | 670.528
| 2014 | 4 | 22 | 21 | 2014 | 4 | 22 | 22 |  | 621.5 | 29689.055 | 47.77 | 35.537 | 1680.9001 | 47.3 | 1315.437 | 1315.437 | 0 |  | 2014/04 | 2014-04-22 21:00 | 715.31 | -21.373 | 693.937
| 2014 | 4 | 22 | 22 | 2014 | 4 | 22 | 23 |  | 624.2 | 27932.95 | 44.75 | 37.493 | 1507.2186 | 40.2 | 1317.643 | 1317.643 | 0 |  | 2014/04 | 2014-04-22 22:00 | 714.03 | -20.587 | 693.443
| 2014 | 4 | 22 | 23 | 2014 | 4 | 22 | 24 |  | 661.2 | 24418.116 | 36.93 | 21.333 | 725.962 | 34.03 | 1304.483 | 1304.482 | -0.001 |  | 2014/04 | 2014-04-22 23:00 | 662.382 | -19.1 | 643.282
| 2014 | 4 | 22 | 0 | 2014 | 4 | 23 | 1 |  | 672.681 | 21594.3767 | 32.102 |  |  | #DIV/0! | 1270.3 | 1270.3 | 0 |  | 2014/04 | 2014-04-23 | 616.731 | -19.112 | 597.619
| 2014 | 4 | 23 | 1 | 2014 | 4 | 23 | 2 |  | 679.651 | 21124.6026 | 31.0815 |  |  | #DIV/0! | 1239.6 | 1239.6 | 0 |  | 2014/04 | 2014-04-23 01:00 | 578.182 | -18.233 | 559.949
| 2014 | 4 | 23 | 2 | 2014 | 4 | 23 | 3 |  | 672.944 | 20157.8864 | 29.9548 |  |  | #DIV/0! | 1207.15 | 1207.15 | 0 |  | 2014/04 | 2014-04-23 02:00 | 549.691 | -15.485 | 534.206
| 2014 | 4 | 23 | 3 | 2014 | 4 | 23 | 4 |  | 632.318 | 18823.1342 | 29.7685 |  |  | #DIV/0! | 1161.6 | 1161.6 | 0 |  | 2014/04 | 2014-04-23 03:00 | 543.868 | -14.586 | 529.282
| 2014 | 4 | 23 | 4 | 2014 | 4 | 23 | 5 |  | 581.863 | 17224.9173 | 29.603 |  |  | #DIV/0! | 1115.7 | 1115.7 | 0 |  | 2014/04 | 2014-04-23 04:00 | 548.294 | -14.457 | 533.837
| 2014 | 4 | 23 | 5 | 2014 | 4 | 23 | 6 |  | 555.776 | 17189.7037 | 30.9292 |  |  | #DIV/0! | 1098.3 | 1098.301 | 0.001 |  | 2014/04 | 2014-04-23 05:00 | 557.723 | -15.198 | 542.525
| 2014 | 4 | 23 | 6 | 2014 | 4 | 23 | 7 |  | 532.034 | 18554.2992 | 34.8743 |  |  | #DIV/0! | 1120.45 | 1120.45 | 0 |  | 2014/04 | 2014-04-23 06:00 | 605.517 | -17.101 | 588.416
| 2014 | 4 | 23 | 7 | 2014 | 4 | 23 | 8 |  | 549.136 | 24172.9187 | 44.0199 |  |  | #DIV/0! | 1230.15 | 1230.15 | 0 |  | 2014/04 | 2014-04-23 07:00 | 701.52 | -20.506 | 681.014
| 2014 | 4 | 23 | 8 | 2014 | 4 | 23 | 9 |  | 564.408 | 27832.7648 | 49.3132 |  |  | #DIV/0! | 1284.6 | 1284.6 | 0 |  | 2014/04 | 2014-04-23 08:00 | 742.727 | -22.535 | 720.192
| 2014 | 4 | 23 | 9 | 2014 | 4 | 23 | 10 |  | 518.396 | 26326.0297 | 50.7836 |  |  | #DIV/0! | 1256.6 | 1256.6 | 0 |  | 2014/04 | 2014-04-23 09:00 | 761.415 | -23.211 | 738.204
| 2014 | 4 | 23 | 10 | 2014 | 4 | 23 | 11 |  | 539.189 | 28354.4074 | 52.5871 |  |  | #DIV/0! | 1257.3 | 1257.3 | 0 |  | 2014/04 | 2014-04-23 10:00 | 741.485 | -23.374 | 718.111
| 2014 | 4 | 23 | 11 | 2014 | 4 | 23 | 12 |  | 555.07 | 30859.0571 | 55.5949 |  |  | #DIV/0! | 1257.45 | 1257.45 | 0 |  | 2014/04 | 2014-04-23 11:00 | 725.282 | -22.902 | 702.38
| 2014 | 4 | 23 | 12 | 2014 | 4 | 23 | 13 |  | 564.65 | 28545.6395 | 50.5546 |  |  | #DIV/0! | 1258.15 | 1258.15 | 0 |  | 2014/04 | 2014-04-23 12:00 | 716.239 | -22.739 | 693.5
| 2014 | 4 | 23 | 13 | 2014 | 4 | 23 | 14 |  | 659.1 | 32994.546 | 50.06 | 78.432 | 6160.0493 | 78.54 | 1343.032 | 1343.032 | 0 |  | 2014/04 | 2014-04-23 13:00 | 706.175 | -22.243 | 683.932
| 2014 | 4 | 23 | 14 | 2014 | 4 | 23 | 15 |  | 727.1 | 35642.442 | 49.02 | 89.99 | 5750.361 | 63.9 | 1405.99 | 1405.991 | 0.001 |  | 2014/04 | 2014-04-23 14:00 | 701.136 | -22.245 | 678.891
| 2014 | 4 | 23 | 15 | 2014 | 4 | 23 | 16 |  | 738.1 | 35790.469 | 48.49 | 24.072 | 1444.8014 | 60.02 | 1412.372 | 1412.372 | 0 |  | 2014/04 | 2014-04-23 15:00 | 695.185 | -20.913 | 674.272
| 2014 | 4 | 23 | 16 | 2014 | 4 | 23 | 17 |  | 770.14 | 34900.1316 | 45.3166 |  |  | #DIV/0! | 1436.45 | 1436.451 | 0.001 |  | 2014/04 | 2014-04-23 16:00 | 686.219 | -19.908 | 666.311
| 2014 | 4 | 23 | 17 | 2014 | 4 | 23 | 18 |  | 778.344 | 34427.1278 | 44.2312 |  |  | #DIV/0! | 1438.15 | 1438.15 | 0 |  | 2014/04 | 2014-04-23 17:00 | 678.785 | -18.979 | 659.806
| 2014 | 4 | 23 | 18 | 2014 | 4 | 23 | 19 |  | 780.366 | 34743.8403 | 44.5225 |  |  | #DIV/0! | 1439.6 | 1439.6 | 0 |  | 2014/04 | 2014-04-23 18:00 | 678.194 | -18.96 | 659.234
| 2014 | 4 | 23 | 19 | 2014 | 4 | 23 | 20 |  | 801.095 | 35719.6404 | 44.5885 |  |  | #DIV/0! | 1452.5 | 1452.5 | 0 |  | 2014/04 | 2014-04-23 19:00 | 670.503 | -19.098 | 651.405
| 2014 | 4 | 23 | 20 | 2014 | 4 | 23 | 21 |  | 858.654 | 38866.313 | 45.2642 |  |  | #DIV/0! | 1507.75 | 1507.75 | 0 |  | 2014/04 | 2014-04-23 20:00 | 668.466 | -19.37 | 649.096
| 2014 | 4 | 23 | 21 | 2014 | 4 | 23 | 22 |  | 879.994 | 56440.334 | 64.1372 |  |  | #DIV/0! | 1559.9 | 1559.9 | 0 |  | 2014/04 | 2014-04-23 21:00 | 700.991 | -21.085 | 679.906
| 2014 | 4 | 23 | 22 | 2014 | 4 | 23 | 23 |  | 875.926 | 43170.0284 | 49.285 |  |  | #DIV/0! | 1567.6 | 1567.599 | -0.001 |  | 2014/04 | 2014-04-23 22:00 | 711.711 | -20.038 | 691.673
| 2014 | 4 | 23 | 23 | 2014 | 4 | 23 | 24 |  | 898.664 | 35751.0457 | 39.7824 |  |  | #DIV/0! | 1566.45 | 1566.449 | -0.001 |  | 2014/04 | 2014-04-23 23:00 | 686.576 | -18.791 | 667.785
| 2014 | 4 | 23 | 0 | 2014 | 4 | 24 | 1 |  | 930.226 | 31905.1236 | 34.2982 |  |  | #DIV/0! | 1566.45 | 1566.449 | -0.001 |  | 2014/04 | 2014-04-24 | 654.07 | -17.847 | 636.223
| 2014 | 4 | 24 | 1 | 2014 | 4 | 24 | 2 |  | 941.064 | 32060.9751 | 34.0689 |  |  | #DIV/0! | 1545.75 | 1545.75 | 0 |  | 2014/04 | 2014-04-24 01:00 | 623.749 | -19.063 | 604.686
| 2014 | 4 | 24 | 2 | 2014 | 4 | 24 | 3 |  | 939.836 | 31330.4278 | 33.3361 |  |  | #DIV/0! | 1531.45 | 1531.45 | 0 |  | 2014/04 | 2014-04-24 02:00 | 610.263 | -18.649 | 591.614
| 2014 | 4 | 24 | 3 | 2014 | 4 | 24 | 4 |  | 901.933 | 29691.7619 | 32.9201 |  |  | #DIV/0! | 1486.45 | 1486.449 | -0.001 |  | 2014/04 | 2014-04-24 03:00 | 603.314 | -18.798 | 584.516
| 2014 | 4 | 24 | 4 | 2014 | 4 | 24 | 5 |  | 876.776 | 29250.0134 | 33.3609 |  |  | #DIV/0! | 1472.6 | 1472.601 | 0.001 |  | 2014/04 | 2014-04-24 04:00 | 615.099 | -19.274 | 595.825
| 2014 | 4 | 24 | 5 | 2014 | 4 | 24 | 6 |  | 880.701 | 30015.563 | 34.0814 |  |  | #DIV/0! | 1492.45 | 1492.45 | 0 |  | 2014/04 | 2014-04-24 05:00 | 632.781 | -21.032 | 611.749
| 2014 | 4 | 24 | 6 | 2014 | 4 | 24 | 7 |  | 874.205 | 36219.215 | 41.431 |  |  | #DIV/0! | 1525.45 | 1525.45 | 0 |  | 2014/04 | 2014-04-24 06:00 | 672.387 | -21.142 | 651.245
| 2014 | 4 | 24 | 7 | 2014 | 4 | 24 | 8 |  | 801.203 | 40023.8244 | 49.9547 |  |  | #DIV/0! | 1530.6 | 1530.6 | 0 |  | 2014/04 | 2014-04-24 07:00 | 752.088 | -22.691 | 729.397
| 2014 | 4 | 24 | 8 | 2014 | 4 | 24 | 9 |  | 724.719 | 45366.1723 | 62.5983 |  |  | #DIV/0! | 1489.75 | 1489.75 | 0 |  | 2014/04 | 2014-04-24 08:00 | 789.424 | -24.393 | 765.031
| 2014 | 4 | 24 | 9 | 2014 | 4 | 24 | 10 |  | 691.233 | 41164.1331 | 59.5517 |  |  | #DIV/0! | 1453.9 | 1453.9 | 0 |  | 2014/04 | 2014-04-24 09:00 | 787.166 | -24.499 | 762.667
| 2014 | 4 | 24 | 10 | 2014 | 4 | 24 | 11 |  | 713.442 | 39439.2936 | 55.2803 |  |  | #DIV/0! | 1455.6 | 1455.6 | 0 |  | 2014/04 | 2014-04-24 10:00 | 767.647 | -25.489 | 742.158
| 2014 | 4 | 24 | 11 | 2014 | 4 | 24 | 12 |  | 741.399 | 40626.9629 | 54.7977 |  |  | #DIV/0! | 1455.6 | 1455.601 | 0.001 |  | 2014/04 | 2014-04-24 11:00 | 737.594 | -23.392 | 714.202
| 2014 | 4 | 24 | 12 | 2014 | 4 | 24 | 13 |  | 774.393 | 37763.2395 | 48.765 |  |  | #DIV/0! | 1457.05 | 1457.051 | 0.001 |  | 2014/04 | 2014-04-24 12:00 | 704.521 | -21.863 | 682.658
| 2014 | 4 | 24 | 13 | 2014 | 4 | 24 | 14 |  | 772.815 | 38727.0001 | 50.1116 |  |  | #DIV/0! | 1453.45 | 1453.45 | 0 |  | 2014/04 | 2014-04-24 13:00 | 702.923 | -22.288 | 680.635
| 2014 | 4 | 24 | 14 | 2014 | 4 | 24 | 15 |  | 779.077 | 37908.6919 | 48.6585 |  |  | #DIV/0! | 1451.75 | 1451.75 | 0 |  | 2014/04 | 2014-04-24 14:00 | 694.834 | -22.161 | 672.673
| 2014 | 4 | 24 | 15 | 2014 | 4 | 24 | 16 |  | 775.062 | 39519.12 | 50.9883 |  |  | #DIV/0! | 1450.9 | 1450.9 | 0 |  | 2014/04 | 2014-04-24 15:00 | 697.466 | -21.628 | 675.838
| 2014 | 4 | 24 | 16 | 2014 | 4 | 24 | 17 |  | 777.879 | 35933.0097 | 46.1936 |  |  | #DIV/0! | 1451.45 | 1451.449 | -0.001 |  | 2014/04 | 2014-04-24 16:00 | 695.072 | -21.502 | 673.57
| 2014 | 4 | 24 | 17 | 2014 | 4 | 24 | 18 |  | 773.03 | 34473.2669 | 44.595 |  |  | #DIV/0! | 1452.6 | 1452.601 | 0.001 |  | 2014/04 | 2014-04-24 17:00 | 701.871 | -22.3 | 679.571
| 2014 | 4 | 24 | 18 | 2014 | 4 | 24 | 19 |  | 772.473 | 33846.5768 | 43.8159 |  |  | #DIV/0! | 1451.45 | 1451.449 | -0.001 |  | 2014/04 | 2014-04-24 18:00 | 702.119 | -23.143 | 678.976
| 2014 | 4 | 24 | 19 | 2014 | 4 | 24 | 20 |  | 784.971 | 33567.9552 | 42.7633 |  |  | #DIV/0! | 1450.6 | 1450.6 | 0 |  | 2014/04 | 2014-04-24 19:00 | 687.365 | -21.736 | 665.629
| 2014 | 4 | 24 | 20 | 2014 | 4 | 24 | 21 |  | 824.573 | 37034.4126 | 44.9134 |  |  | #DIV/0! | 1486.9 | 1486.9 | 0 |  | 2014/04 | 2014-04-24 20:00 | 682.828 | -20.501 | 662.327
| 2014 | 4 | 24 | 21 | 2014 | 4 | 24 | 22 |  | 854.541 | 47659.5443 | 55.7721 |  |  | #DIV/0! | 1548.35 | 1548.35 | 0 |  | 2014/04 | 2014-04-24 21:00 | 713.477 | -19.668 | 693.809
| 2014 | 4 | 24 | 22 | 2014 | 4 | 24 | 23 |  | 883.618 | 46735.481 | 52.891 |  |  | #DIV/0! | 1574.45 | 1574.45 | 0 |  | 2014/04 | 2014-04-24 22:00 | 709.416 | -18.584 | 690.832
| 2014 | 4 | 24 | 23 | 2014 | 4 | 24 | 24 |  | 933.004 | 38982.866 | 41.7821 |  |  | #DIV/0! | 1590.6 | 1590.601 | 0.001 |  | 2014/04 | 2014-04-24 23:00 | 675.696 | -18.099 | 657.597
| 2014 | 4 | 24 | 0 | 2014 | 4 | 25 | 1 |  | 999.43 | 35194.7501 | 35.2148 |  |  | #DIV/0! | 1618.45 | 1618.45 | 0 |  | 2014/04 | 2014-04-25 | 637.973 | -18.953 | 619.02
| 2014 | 4 | 25 | 1 | 2014 | 4 | 25 | 2 |  | 980.291 | 33505.5083 | 34.1791 |  |  | #DIV/0! | 1566.6 | 1566.6 | 0 |  | 2014/04 | 2014-04-25 01:00 | 605.902 | -19.593 | 586.309
| 2014 | 4 | 25 | 2 | 2014 | 4 | 25 | 3 |  | 1028.713 | 33853.8153 | 32.9089 |  |  | #DIV/0! | 1593.6 | 1593.6 | 0 |  | 2014/04 | 2014-04-25 02:00 | 582.386 | -17.499 | 564.887
| 2014 | 4 | 25 | 3 | 2014 | 4 | 25 | 4 |  | 983.589 | 31141.7155 | 31.6613 |  |  | #DIV/0! | 1536.6 | 1536.6 | 0 |  | 2014/04 | 2014-04-25 03:00 | 569.566 | -16.555 | 553.011
| 2014 | 4 | 25 | 4 | 2014 | 4 | 25 | 5 |  | 956.767 | 30241.4935 | 31.608 |  |  | #DIV/0! | 1507.45 | 1507.45 | 0 |  | 2014/04 | 2014-04-25 04:00 | 567.419 | -16.736 | 550.683
| 2014 | 4 | 25 | 5 | 2014 | 4 | 25 | 6 |  | 1027.691 | 33726.0401 | 32.8173 |  |  | #DIV/0! | 1595.6 | 1595.6 | 0 |  | 2014/04 | 2014-04-25 05:00 | 585.992 | -18.083 | 567.909
| 2014 | 4 | 25 | 6 | 2014 | 4 | 25 | 7 |  | 1157.027 | 42191.0994 | 36.4651 |  |  | #DIV/0! | 1745.6 | 1745.6 | 0 |  | 2014/04 | 2014-04-25 06:00 | 607.14 | -18.567 | 588.573
| 2014 | 4 | 25 | 7 | 2014 | 4 | 25 | 8 |  | 1198.947 | 49515.408 | 41.2991 |  |  | #DIV/0! | 1857.45 | 1857.45 | 0 |  | 2014/04 | 2014-04-25 07:00 | 677.658 | -19.155 | 658.503
| 2014 | 4 | 25 | 8 | 2014 | 4 | 25 | 9 |  | 1209.566 | 54170.6353 | 44.7852 |  |  | #DIV/0! | 1908.6 | 1908.6 | 0 |  | 2014/04 | 2014-04-25 08:00 | 719.449 | -20.415 | 699.034
| 2014 | 4 | 25 | 9 | 2014 | 4 | 25 | 10 |  | 1119.416 | 54235.2934 | 48.4496 |  |  | #DIV/0! | 1821.35 | 1821.35 | 0 |  | 2014/04 | 2014-04-25 09:00 | 723.507 | -21.573 | 701.934
| 2014 | 4 | 25 | 10 | 2014 | 4 | 25 | 11 |  | 1084.687 | 56091.498 | 51.7122 |  |  | #DIV/0! | 1803.05 | 1803.05 | 0 |  | 2014/04 | 2014-04-25 10:00 | 740.896 | -22.533 | 718.363
| 2014 | 4 | 25 | 11 | 2014 | 4 | 25 | 12 |  | 1070.544 | 55599.5477 | 51.9358 |  |  | #DIV/0! | 1809.6 | 1809.6 | 0 |  | 2014/04 | 2014-04-25 11:00 | 762.762 | -23.706 | 739.056
| 2014 | 4 | 25 | 12 | 2014 | 4 | 25 | 13 |  | 1087.387 | 57203.562 | 52.6064 |  |  | #DIV/0! | 1805.3 | 1805.3 | 0 |  | 2014/04 | 2014-04-25 12:00 | 741.64 | -23.727 | 717.913
| 2014 | 4 | 25 | 13 | 2014 | 4 | 25 | 14 |  | 1104.496 | 57363.8019 | 51.9366 |  |  | #DIV/0! | 1805.75 | 1805.75 | 0 |  | 2014/04 | 2014-04-25 13:00 | 724.347 | -23.093 | 701.254
| 2014 | 4 | 25 | 14 | 2014 | 4 | 25 | 15 |  | 1111.335 | 56946.5875 | 51.2416 |  |  | #DIV/0! | 1811.6 | 1811.599 | -0.001 |  | 2014/04 | 2014-04-25 14:00 | 723.393 | -23.129 | 700.264
| 2014 | 4 | 25 | 15 | 2014 | 4 | 25 | 16 |  | 1146.741 | 57931.8138 | 50.5187 |  |  | #DIV/0! | 1827.2 | 1827.2 | 0 |  | 2014/04 | 2014-04-25 15:00 | 703.108 | -22.649 | 680.459
| 2014 | 4 | 25 | 16 | 2014 | 4 | 25 | 17 |  | 1140.287 | 51534.9334 | 45.1947 |  |  | #DIV/0! | 1825.9 | 1825.9 | 0 |  | 2014/04 | 2014-04-25 16:00 | 707.537 | -21.924 | 685.613
| 2014 | 4 | 25 | 17 | 2014 | 4 | 25 | 18 |  | 1146.78 | 50741.7824 | 44.2472 |  |  | #DIV/0! | 1822.45 | 1822.45 | 0 |  | 2014/04 | 2014-04-25 17:00 | 697.14 | -21.47 | 675.67
| 2014 | 4 | 25 | 18 | 2014 | 4 | 25 | 19 |  | 1146.6 | 47572.798 | 41.4903 |  |  | #DIV/0! | 1819.05 | 1819.05 | 0 |  | 2014/04 | 2014-04-25 18:00 | 693.907 | -21.457 | 672.45
| 2014 | 4 | 25 | 19 | 2014 | 4 | 25 | 20 |  | 1149.371 | 44837.7637 | 39.0107 |  |  | #DIV/0! | 1817.9 | 1817.9 | 0 |  | 2014/04 | 2014-04-25 19:00 | 690.203 | -21.674 | 668.529
| 2014 | 4 | 25 | 20 | 2014 | 4 | 25 | 21 |  | 1146.727 | 46901.4395 | 40.9003 |  |  | #DIV/0! | 1808.05 | 1808.05 | 0 |  | 2014/04 | 2014-04-25 20:00 | 682.224 | -20.901 | 661.323
| 2014 | 4 | 25 | 21 | 2014 | 4 | 25 | 22 |  | 1121.728 | 53855.6213 | 48.0113 |  |  | #DIV/0! | 1801.9 | 1801.899 | -0.001 |  | 2014/04 | 2014-04-25 21:00 | 700.753 | -20.582 | 680.171
| 2014 | 4 | 25 | 22 | 2014 | 4 | 25 | 23 |  | 1120.777 | 50166.8512 | 44.7608 |  |  | #DIV/0! | 1798.8 | 1798.8 | 0 |  | 2014/04 | 2014-04-25 22:00 | 697.664 | -19.641 | 678.023
| 2014 | 4 | 25 | 23 | 2014 | 4 | 25 | 24 |  | 1029.724 | 38295.1821 | 37.1898 |  |  | #DIV/0! | 1687.4 | 1687.4 | 0 |  | 2014/04 | 2014-04-25 23:00 | 674.997 | -17.321 | 657.676
| 2014 | 4 | 25 | 0 | 2014 | 4 | 26 | 1 |  | 892.9 | 29858.021 | 33.4394 |  |  | #DIV/0! | 1529.35 | 1529.35 | 0 |  | 2014/04 | 2014-04-26 | 651.99 | -15.54 | 636.45
| 2014 | 4 | 26 | 1 | 2014 | 4 | 26 | 2 |  | 797.1 | 26447.778 | 33.18 | 78.579 | 2316.5089 | 29.48 | 1407.029 | 1407.029 | 0 |  | 2014/04 | 2014-04-26 01:00 | 624.31 | -14.381 | 609.929
| 2014 | 4 | 26 | 2 | 2014 | 4 | 26 | 3 |  | 686.3 | 21522.368 | 31.36 | 56.008 | 1767.6125 | 31.56 | 1280.208 | 1280.208 | 0 |  | 2014/04 | 2014-04-26 02:00 | 606.765 | -12.857 | 593.908
| 2014 | 4 | 26 | 3 | 2014 | 4 | 26 | 4 |  | 602.789 | 17843.2724 | 29.6012 |  |  | #DIV/0! | 1193.35 | 1193.351 | 0.001 |  | 2014/04 | 2014-04-26 03:00 | 602.971 | -12.409 | 590.562
| 2014 | 4 | 26 | 4 | 2014 | 4 | 26 | 5 |  | 609.74 | 18036.3126 | 29.5803 |  |  | #DIV/0! | 1202.5 | 1202.5 | 0 |  | 2014/04 | 2014-04-26 04:00 | 605.111 | -12.351 | 592.76
| 2014 | 4 | 26 | 5 | 2014 | 4 | 26 | 6 |  | 622.228 | 18540.3626 | 29.7967 |  |  | #DIV/0! | 1219.6 | 1219.6 | 0 |  | 2014/04 | 2014-04-26 05:00 | 609.936 | -12.564 | 597.372
| 2014 | 4 | 26 | 6 | 2014 | 4 | 26 | 7 |  | 640.018 | 19954.6238 | 31.1782 |  |  | #DIV/0! | 1253.85 | 1253.851 | 0.001 |  | 2014/04 | 2014-04-26 06:00 | 626.949 | -13.116 | 613.833
| 2014 | 4 | 26 | 7 | 2014 | 4 | 26 | 8 |  | 706.936 | 23275.8591 | 32.925 |  |  | #DIV/0! | 1339 | 1339 | 0 |  | 2014/04 | 2014-04-26 07:00 | 645.256 | -13.192 | 632.064
| 2014 | 4 | 26 | 8 | 2014 | 4 | 26 | 9 |  | 785.4 | 27520.416 | 35.04 | 73.055 | 2724.2209 | 37.29 | 1431.655 | 1431.655 | 0 |  | 2014/04 | 2014-04-26 08:00 | 659.85 | -13.595 | 646.255
| 2014 | 4 | 26 | 9 | 2014 | 4 | 26 | 10 |  | 886.5 | 36266.715 | 40.91 | 53.095 | 2496.5269 | 47.02 | 1548.395 | 1548.395 | 0 |  | 2014/04 | 2014-04-26 09:00 | 675.808 | -13.913 | 661.895
| 2014 | 4 | 26 | 10 | 2014 | 4 | 26 | 11 |  | 897.643 | 43969.6218 | 48.9834 |  |  | #DIV/0! | 1550.3 | 1550.3 | 0 |  | 2014/04 | 2014-04-26 10:00 | 666.505 | -13.848 | 652.657
| 2014 | 4 | 26 | 11 | 2014 | 4 | 26 | 12 |  | 924.386 | 46281.9349 | 50.0678 |  |  | #DIV/0! | 1567.15 | 1567.15 | 0 |  | 2014/04 | 2014-04-26 11:00 | 656.615 | -13.851 | 642.764
| 2014 | 4 | 26 | 12 | 2014 | 4 | 26 | 13 |  | 941.726 | 43631.5436 | 46.3315 |  |  | #DIV/0! | 1580.3 | 1580.3 | 0 |  | 2014/04 | 2014-04-26 12:00 | 652.264 | -13.69 | 638.574
| 2014 | 4 | 26 | 13 | 2014 | 4 | 26 | 14 |  | 939.412 | 42657.5087 | 45.4087 |  |  | #DIV/0! | 1580 | 1580.001 | 0.001 |  | 2014/04 | 2014-04-26 13:00 | 654.695 | -14.106 | 640.589
| 2014 | 4 | 26 | 14 | 2014 | 4 | 26 | 15 |  | 950.052 | 39758.5697 | 41.8488 |  |  | #DIV/0! | 1588.95 | 1588.95 | 0 |  | 2014/04 | 2014-04-26 14:00 | 652.742 | -13.844 | 638.898
| 2014 | 4 | 26 | 15 | 2014 | 4 | 26 | 16 |  | 948.374 | 37105.0942 | 39.125 |  |  | #DIV/0! | 1592.9 | 1592.9 | 0 |  | 2014/04 | 2014-04-26 15:00 | 658.959 | -14.433 | 644.526
| 2014 | 4 | 26 | 16 | 2014 | 4 | 26 | 17 |  | 941.64 | 36376.0152 | 38.6305 |  |  | #DIV/0! | 1593.95 | 1593.95 | 0 |  | 2014/04 | 2014-04-26 16:00 | 667.238 | -14.928 | 652.31
| 2014 | 4 | 26 | 17 | 2014 | 4 | 26 | 18 |  | 920.076 | 35646.1048 | 38.7426 |  |  | #DIV/0! | 1581.15 | 1581.15 | 0 |  | 2014/04 | 2014-04-26 17:00 | 677.127 | -16.053 | 661.074
| 2014 | 4 | 26 | 18 | 2014 | 4 | 26 | 19 |  | 874.4 | 34862.328 | 39.87 | 91.513 | 3231.324 | 35.31 | 1540.213 | 1540.213 | 0 |  | 2014/04 | 2014-04-26 18:00 | 682.811 | -16.998 | 665.813
| 2014 | 4 | 26 | 19 | 2014 | 4 | 26 | 20 |  | 882.6 | 34845.048 | 39.48 | 289.368 | 9907.9603 | 34.24 | 1537.368 | 1537.368 | 0 |  | 2014/04 | 2014-04-26 19:00 | 671.076 | -16.308 | 654.768
| 2014 | 4 | 26 | 20 | 2014 | 4 | 26 | 21 |  | 854.4 | 37781.568 | 44.22 | 250.409 | 8313.5788 | 33.2 | 1502.109 | 1502.109 | 0 |  | 2014/04 | 2014-04-26 20:00 | 663.016 | -15.307 | 647.709
| 2014 | 4 | 26 | 21 | 2014 | 4 | 26 | 22 |  | 828.6 | 45448.71 | 54.85 | 206.568 | 9446.3546 | 45.73 | 1490.418 | 1490.418 | 0 |  | 2014/04 | 2014-04-26 21:00 | 677.437 | -15.619 | 661.818
| 2014 | 4 | 26 | 22 | 2014 | 4 | 26 | 23 |  | 836.8 | 40208.24 | 48.05 | 188.856 | 8247.3415 | 43.67 | 1502.706 | 1502.706 | 0 |  | 2014/04 | 2014-04-26 22:00 | 681.708 | -15.802 | 665.906
| 2014 | 4 | 26 | 23 | 2014 | 4 | 26 | 24 |  | 878.4 | 32087.952 | 36.53 | 217.432 | 7518.7986 | 34.58 | 1512.132 | 1512.132 | 0 |  | 2014/04 | 2014-04-26 23:00 | 648.169 | -14.437 | 633.732
| 2014 | 4 | 26 | 0 | 2014 | 4 | 27 | 1 |  | 843.5 | 27987.33 | 33.18 | 208.267 | 6295.9114 | 30.23 | 1436.817 | 1436.818 | 0.001 |  | 2014/04 | 2014-04-27 | 606.793 | -13.475 | 593.318
| 2014 | 4 | 27 | 1 | 2014 | 4 | 27 | 2 |  | 705.1 | 22520.894 | 31.94 | 146.754 | 3887.5135 | 26.49 | 1264.804 | 1264.804 | 0 |  | 2014/04 | 2014-04-27 01:00 | 572.763 | -13.059 | 559.704
| 2014 | 4 | 27 | 2 | 2014 | 4 | 27 | 3 |  | 686.2 | 20668.344 | 30.12 | 240.399 | 6339.3216 | 26.37 | 1226.949 | 1226.948 | -0.001 |  | 2014/04 | 2014-04-27 02:00 | 552.419 | -11.671 | 540.748
| 2014 | 4 | 27 | 3 | 2014 | 4 | 27 | 4 |  | 659.9 | 19117.303 | 28.97 | 305.958 | 7954.908 | 26 | 1193.658 | 1193.658 | 0 |  | 2014/04 | 2014-04-27 03:00 | 544.885 | -11.127 | 533.758
| 2014 | 4 | 27 | 4 | 2014 | 4 | 27 | 5 |  | 570.2 | 16336.23 | 28.65 | 282.387 | 6771.6403 | 23.98 | 1101.737 | 1101.737 | 0 |  | 2014/04 | 2014-04-27 04:00 | 543.135 | -11.598 | 531.537
| 2014 | 4 | 27 | 5 | 2014 | 4 | 27 | 6 |  | 556.7 | 15632.136 | 28.08 | 312.993 | 7396.0246 | 23.63 | 1089.543 | 1089.543 | 0 |  | 2014/04 | 2014-04-27 05:00 | 544.867 | -12.024 | 532.843
| 2014 | 4 | 27 | 6 | 2014 | 4 | 27 | 7 |  | 603.8 | 17401.516 | 28.82 | 354.788 | 9210.2965 | 25.96 | 1147.688 | 1147.688 | 0 |  | 2014/04 | 2014-04-27 06:00 | 556.933 | -13.045 | 543.888
| 2014 | 4 | 27 | 7 | 2014 | 4 | 27 | 8 |  | 620.5 | 18186.855 | 29.31 | 357.556 | 9010.4112 | 25.2 | 1180.306 | 1180.306 | 0 |  | 2014/04 | 2014-04-27 07:00 | 573.417 | -13.611 | 559.806
| 2014 | 4 | 27 | 8 | 2014 | 4 | 27 | 9 |  | 672.2 | 21281.852 | 31.66 | 438.883 | 12648.6081 | 28.82 | 1253.533 | 1253.533 | 0 |  | 2014/04 | 2014-04-27 08:00 | 595.336 | -14.003 | 581.333
| 2014 | 4 | 27 | 9 | 2014 | 4 | 27 | 10 |  | 891.2 | 30978.112 | 34.76 | 623.591 | 20977.6012 | 33.64 | 1503.841 | 1503.842 | 0.001 |  | 2014/04 | 2014-04-27 09:00 | 628.819 | -16.177 | 612.642
| 2014 | 4 | 27 | 10 | 2014 | 4 | 27 | 11 |  | 1055.8 | 38103.822 | 36.09 | 650.866 | 22721.7321 | 34.91 | 1663.566 | 1663.567 | 0.001 |  | 2014/04 | 2014-04-27 10:00 | 624.194 | -16.427 | 607.767
| 2014 | 4 | 27 | 11 | 2014 | 4 | 27 | 12 |  | 1088.9 | 40049.742 | 36.78 | 632.629 | 21465.102 | 33.93 | 1693.629 | 1693.63 | 0.001 |  | 2014/04 | 2014-04-27 11:00 | 621.465 | -16.735 | 604.73
| 2014 | 4 | 27 | 12 | 2014 | 4 | 27 | 13 |  | 1091.9 | 39504.942 | 36.18 | 565.914 | 20769.0438 | 36.7 | 1695.764 | 1695.763 | -0.001 |  | 2014/04 | 2014-04-27 12:00 | 620.94 | -17.077 | 603.863
| 2014 | 4 | 27 | 13 | 2014 | 4 | 27 | 14 |  | 1139.2 | 41444.096 | 36.38 | 602.22 | 20096.0814 | 33.37 | 1763.07 | 1763.07 | 0 |  | 2014/04 | 2014-04-27 13:00 | 640.78 | -16.91 | 623.87
| 2014 | 4 | 27 | 14 | 2014 | 4 | 27 | 15 |  | 1128.1 | 40679.286 | 36.06 | 562.132 | 19022.5469 | 33.84 | 1766.982 | 1766.983 | 0.001 |  | 2014/04 | 2014-04-27 14:00 | 656.028 | -17.145 | 638.883
| 2014 | 4 | 27 | 15 | 2014 | 4 | 27 | 16 |  | 1105.7 | 39075.438 | 35.34 | 513.279 | 17738.9222 | 34.56 | 1765.129 | 1765.129 | 0 |  | 2014/04 | 2014-04-27 15:00 | 677.103 | -17.674 | 659.429
| 2014 | 4 | 27 | 16 | 2014 | 4 | 27 | 17 |  | 1093.6 | 38418.168 | 35.13 | 492.461 | 17078.5475 | 34.68 | 1775.461 | 1775.461 | 0 |  | 2014/04 | 2014-04-27 16:00 | 700.674 | -18.813 | 681.861
| 2014 | 4 | 27 | 17 | 2014 | 4 | 27 | 18 |  | 1100.1 | 39614.601 | 36.01 | 497.449 | 20136.7355 | 40.48 | 1797.299 | 1797.3 | 0.001 |  | 2014/04 | 2014-04-27 17:00 | 716.287 | -19.087 | 697.2
| 2014 | 4 | 27 | 18 | 2014 | 4 | 27 | 19 |  | 1090.3 | 40471.936 | 37.12 | 472.455 | 18902.9245 | 40.01 | 1797.455 | 1797.455 | 0 |  | 2014/04 | 2014-04-27 18:00 | 726.081 | -18.926 | 707.155
| 2014 | 4 | 27 | 19 | 2014 | 4 | 27 | 20 |  | 1090.9 | 41650.562 | 38.18 | 455.884 | 15969.6165 | 35.03 | 1794.884 | 1794.885 | 0.001 |  | 2014/04 | 2014-04-27 19:00 | 721.515 | -17.53 | 703.985
| 2014 | 4 | 27 | 20 | 2014 | 4 | 27 | 21 |  | 1055 | 45692.05 | 43.31 | 414.156 | 18384.3848 | 44.39 | 1735.556 | 1735.556 | 0 |  | 2014/04 | 2014-04-27 20:00 | 697.459 | -16.903 | 680.556
| 2014 | 4 | 27 | 21 | 2014 | 4 | 27 | 22 |  | 1023 | 62403 | 61 | 478.106 | 23986.578 | 50.17 | 1727.106 | 1727.107 | 0.001 |  | 2014/04 | 2014-04-27 21:00 | 722.497 | -18.39 | 704.107
| 2014 | 4 | 27 | 22 | 2014 | 4 | 27 | 23 |  | 1025 | 46965.5 | 45.82 | 491.127 | 17341.6944 | 35.31 | 1715.977 | 1715.976 | -0.001 |  | 2014/04 | 2014-04-27 22:00 | 709.051 | -18.075 | 690.976
| 2014 | 4 | 27 | 23 | 2014 | 4 | 27 | 24 |  | 1068.1 | 39861.492 | 37.32 | 463.82 | 15361.7184 | 33.12 | 1718.52 | 1718.52 | 0 |  | 2014/04 | 2014-04-27 23:00 | 667.353 | -16.933 | 650.42
| 2014 | 4 | 27 | 0 | 2014 | 4 | 28 | 1 |  | 959.5 | 31653.905 | 32.99 | 390.156 | 10292.3153 | 26.38 | 1563.106 | 1563.106 | 0 |  | 2014/04 | 2014-04-28 | 619.671 | -16.065 | 603.606
| 2014 | 4 | 28 | 1 | 2014 | 4 | 28 | 2 |  | 461.521 | 14342.9006 | 31.0775 |  |  | #DIV/0! | 1028.5 | 1028.501 | 0.001 |  | 2014/04 | 2014-04-28 01:00 | 581.034 | -14.054 | 566.98
| 2014 | 4 | 28 | 2 | 2014 | 4 | 28 | 3 |  | 422.8 | 12599.44 | 29.8 | 87.345 | 2144.3198 | 24.55 | 968.195 | 968.195 | 0 |  | 2014/04 | 2014-04-28 02:00 | 557.812 | -12.417 | 545.395
| 2014 | 4 | 28 | 3 | 2014 | 4 | 28 | 4 |  | 407.9 | 11922.917 | 29.23 | 168.134 | 4078.9308 | 24.26 | 943.734 | 943.734 | 0 |  | 2014/04 | 2014-04-28 03:00 | 547.663 | -11.829 | 535.834
| 2014 | 4 | 28 | 4 | 2014 | 4 | 28 | 5 |  | 407 | 11876.26 | 29.18 | 194.559 | 4686.9263 | 24.09 | 935.959 | 935.959 | 0 |  | 2014/04 | 2014-04-28 04:00 | 541.151 | -12.192 | 528.959
| 2014 | 4 | 28 | 5 | 2014 | 4 | 28 | 6 |  | 434.8 | 13230.964 | 30.43 | 214.38 | 5485.9842 | 25.59 | 972.58 | 972.58 | 0 |  | 2014/04 | 2014-04-28 05:00 | 550.397 | -12.617 | 537.78
| 2014 | 4 | 28 | 6 | 2014 | 4 | 28 | 7 |  | 533.1 | 17693.589 | 33.19 | 243.349 | 7161.7611 | 29.43 | 1094.849 | 1094.849 | 0 |  | 2014/04 | 2014-04-28 06:00 | 576.044 | -14.295 | 561.749
| 2014 | 4 | 28 | 7 | 2014 | 4 | 28 | 8 |  | 685.7 | 36698.664 | 53.52 | 331.11 | 13552.3323 | 40.93 | 1301.31 | 1301.311 | 0.001 |  | 2014/04 | 2014-04-28 07:00 | 632.166 | -16.555 | 615.611
| 2014 | 4 | 28 | 8 | 2014 | 4 | 28 | 9 |  | 712 | 39615.68 | 55.64 | 255.523 | 10098.269 | 39.52 | 1359.673 | 1359.673 | 0 |  | 2014/04 | 2014-04-28 08:00 | 664.475 | -16.802 | 647.673
| 2014 | 4 | 28 | 9 | 2014 | 4 | 28 | 10 |  | 694.1 | 40014.865 | 57.65 | 130.819 | 5345.2643 | 40.86 | 1369.269 | 1369.269 | 0 |  | 2014/04 | 2014-04-28 09:00 | 692.561 | -17.392 | 675.169
| 2014 | 4 | 28 | 10 | 2014 | 4 | 28 | 11 |  | 684.9 | 41525.487 | 60.63 | 97.494 | 4165.9186 | 42.73 | 1386.494 | 1386.495 | 0.001 |  | 2014/04 | 2014-04-28 10:00 | 720.182 | -18.587 | 701.595
| 2014 | 4 | 28 | 11 | 2014 | 4 | 28 | 12 |  | 679.5 | 44215.065 | 65.07 | 77.134 | 5538.9925 | 71.81 | 1399.434 | 1399.434 | 0 |  | 2014/04 | 2014-04-28 11:00 | 739.429 | -19.495 | 719.934
| 2014 | 4 | 28 | 12 | 2014 | 4 | 28 | 13 |  | 674 | 44039.16 | 65.34 | 59.452 | 2467.8525 | 41.51 | 1398.452 | 1398.453 | 0.001 |  | 2014/04 | 2014-04-28 12:00 | 743.766 | -19.313 | 724.453
| 2014 | 4 | 28 | 13 | 2014 | 4 | 28 | 14 |  | 666.1 | 41291.539 | 61.99 | 45.777 | 2009.1525 | 43.89 | 1390.777 | 1390.777 | 0 |  | 2014/04 | 2014-04-28 13:00 | 744.352 | -19.675 | 724.677
| 2014 | 4 | 28 | 14 | 2014 | 4 | 28 | 15 |  | 654 | 42026.04 | 64.26 | 26.297 | 1694.5787 | 64.44 | 1384.297 | 1384.297 | 0 |  | 2014/04 | 2014-04-28 14:00 | 749.858 | -19.561 | 730.297
| 2014 | 4 | 28 | 15 | 2014 | 4 | 28 | 16 |  | 646.5 | 38964.555 | 60.27 | 6.598 | 328.9829 | 49.861 | 1375.448 | 1375.448 | 0 |  | 2014/04 | 2014-04-28 15:00 | 748.524 | -19.576 | 728.948
| 2014 | 4 | 28 | 16 | 2014 | 4 | 28 | 17 |  | 646.3 | 34816.181 | 53.87 | 4.448 | 202.6998 | 45.571 | 1374.898 | 1374.898 | 0 |  | 2014/04 | 2014-04-28 16:00 | 748.595 | -19.997 | 728.598
| 2014 | 4 | 28 | 17 | 2014 | 4 | 28 | 18 |  | 641.17 | 34803.9475 | 54.2819 |  |  | #DIV/0! | 1370 | 1370.001 | 0.001 |  | 2014/04 | 2014-04-28 17:00 | 749.108 | -20.277 | 728.831
| 2014 | 4 | 28 | 18 | 2014 | 4 | 28 | 19 |  | 646.017 | 34229.8461 | 52.986 |  |  | #DIV/0! | 1367.15 | 1367.15 | 0 |  | 2014/04 | 2014-04-28 18:00 | 741.315 | -20.182 | 721.133
| 2014 | 4 | 28 | 19 | 2014 | 4 | 28 | 20 |  | 652.544 | 31563.8629 | 48.3705 |  |  | #DIV/0! | 1361.15 | 1361.151 | 0.001 |  | 2014/04 | 2014-04-28 19:00 | 728.893 | -20.286 | 708.607
| 2014 | 4 | 28 | 20 | 2014 | 4 | 28 | 21 |  | 652.552 | 34024.1234 | 52.1401 |  |  | #DIV/0! | 1363.3 | 1363.3 | 0 |  | 2014/04 | 2014-04-28 20:00 | 729.943 | -19.195 | 710.748
| 2014 | 4 | 28 | 21 | 2014 | 4 | 28 | 22 |  | 637.986 | 38878.0617 | 60.9387 |  |  | #DIV/0! | 1360.3 | 1360.3 | 0 |  | 2014/04 | 2014-04-28 21:00 | 740.063 | -17.749 | 722.314
| 2014 | 4 | 28 | 22 | 2014 | 4 | 28 | 23 |  | 649.379 | 34297.1597 | 52.8153 |  |  | #DIV/0! | 1362.15 | 1362.15 | 0 |  | 2014/04 | 2014-04-28 22:00 | 729.573 | -16.802 | 712.771
| 2014 | 4 | 28 | 23 | 2014 | 4 | 28 | 24 |  | 672.801 | 28105.0233 | 41.7732 |  |  | #DIV/0! | 1351.15 | 1351.15 | 0 |  | 2014/04 | 2014-04-28 23:00 | 693.433 | -15.084 | 678.349
| 2014 | 4 | 28 | 0 | 2014 | 4 | 29 | 1 |  | 668.662 | 23229.3238 | 34.74 |  |  | #DIV/0! | 1309.3 | 1309.3 | 0 |  | 2014/04 | 2014-04-29 | 654.277 | -13.639 | 640.638
| 2014 | 4 | 29 | 1 | 2014 | 4 | 29 | 2 |  | 656.864 | 20161.8957 | 30.6942 |  |  | #DIV/0! | 1251.3 | 1251.3 | 0 |  | 2014/04 | 2014-04-29 01:00 | 606.9 | -12.464 | 594.436
| 2014 | 4 | 29 | 2 | 2014 | 4 | 29 | 3 |  | 630.499 | 16987.9041 | 26.9436 |  |  | #DIV/0! | 1202.35 | 1202.35 | 0 |  | 2014/04 | 2014-04-29 02:00 | 583.419 | -11.568 | 571.851
| 2014 | 4 | 29 | 3 | 2014 | 4 | 29 | 4 |  | 554.208 | 14910.4285 | 26.904 |  |  | #DIV/0! | 1121.4 | 1121.4 | 0 |  | 2014/04 | 2014-04-29 03:00 | 578.074 | -10.882 | 567.192
| 2014 | 4 | 29 | 4 | 2014 | 4 | 29 | 5 |  | 565.097 | 15282.3175 | 27.0437 |  |  | #DIV/0! | 1112.35 | 1112.35 | 0 |  | 2014/04 | 2014-04-29 04:00 | 557.793 | -10.54 | 547.253
| 2014 | 4 | 29 | 5 | 2014 | 4 | 29 | 6 |  | 568.8 | 15958.228 | 28.056 |  |  | #DIV/0! | 1116.4 | 1116.4 | 0 |  | 2014/04 | 2014-04-29 05:00 | 558.957 | -11.357 | 547.6
| 2014 | 4 | 29 | 6 | 2014 | 4 | 29 | 7 |  | 574.855 | 18809.709 | 32.7208 |  |  | #DIV/0! | 1144.15 | 1144.15 | 0 |  | 2014/04 | 2014-04-29 06:00 | 582.428 | -13.133 | 569.295
| 2014 | 4 | 29 | 7 | 2014 | 4 | 29 | 8 |  | 590.5 | 25710.37 | 43.54 | 20.506 | 1074.9245 | 52.42 | 1232.656 | 1232.657 | 0.001 |  | 2014/04 | 2014-04-29 07:00 | 658.882 | -16.725 | 642.157
| 2014 | 4 | 29 | 8 | 2014 | 4 | 29 | 9 |  | 682.8 | 34501.884 | 50.53 | 55.941 | 2789.7777 | 49.87 | 1370.541 | 1370.542 | 0.001 |  | 2014/04 | 2014-04-29 08:00 | 705.819 | -18.077 | 687.742
| 2014 | 4 | 29 | 9 | 2014 | 4 | 29 | 10 |  | 695.7 | 35035.452 | 50.36 | 56.528 | 2698.0814 | 47.73 | 1396.128 | 1396.128 | 0 |  | 2014/04 | 2014-04-29 09:00 | 718.409 | -17.981 | 700.428
| 2014 | 4 | 29 | 10 | 2014 | 4 | 29 | 11 |  | 682.6 | 37283.612 | 54.62 | 56.378 | 3298.113 | 58.5 | 1395.678 | 1395.677 | -0.001 |  | 2014/04 | 2014-04-29 10:00 | 732.288 | -19.211 | 713.077
| 2014 | 4 | 29 | 11 | 2014 | 4 | 29 | 12 |  | 678.8 | 42913.736 | 63.22 | 28.421 | 1500.6288 | 52.8 | 1379.871 | 1379.871 | 0 |  | 2014/04 | 2014-04-29 11:00 | 720.069 | -18.998 | 701.071
| 2014 | 4 | 29 | 12 | 2014 | 4 | 29 | 13 |  | 672.8 | 39352.072 | 58.49 | 28.876 | 1340.1352 | 46.41 | 1378.176 | 1378.176 | 0 |  | 2014/04 | 2014-04-29 12:00 | 724.833 | -19.457 | 705.376
| 2014 | 4 | 29 | 13 | 2014 | 4 | 29 | 14 |  | 660.9 | 37215.279 | 56.31 | 42.479 | 1993.1147 | 46.92 | 1385.779 | 1385.779 | 0 |  | 2014/04 | 2014-04-29 13:00 | 744.331 | -19.452 | 724.879
| 2014 | 4 | 29 | 14 | 2014 | 4 | 29 | 15 |  | 644.8 | 35019.088 | 54.31 | 32.51 | 2482.1385 | 76.35 | 1378.96 | 1378.96 | 0 |  | 2014/04 | 2014-04-29 14:00 | 753.974 | -19.814 | 734.16
| 2014 | 4 | 29 | 15 | 2014 | 4 | 29 | 16 |  | 634.7 | 33727.958 | 53.14 | 32.04 | 1768.2876 | 55.19 | 1377.19 | 1377.19 | 0 |  | 2014/04 | 2014-04-29 15:00 | 763.514 | -21.024 | 742.49
| 2014 | 4 | 29 | 16 | 2014 | 4 | 29 | 17 |  | 632.2 | 30971.478 | 48.99 | 31.67 | 1781.7542 | 56.26 | 1378.12 | 1378.12 | 0 |  | 2014/04 | 2014-04-29 16:00 | 766.763 | -20.843 | 745.92
| 2014 | 4 | 29 | 17 | 2014 | 4 | 29 | 18 |  | 622.1 | 30234.06 | 48.6 | 34.26 | 2652.4092 | 77.42 | 1381.71 | 1381.71 | 0 |  | 2014/04 | 2014-04-29 17:00 | 781.233 | -21.623 | 759.61
| 2014 | 4 | 29 | 18 | 2014 | 4 | 29 | 19 |  | 622.5 | 29817.75 | 47.9 | 50.031 | 2643.638 | 52.84 | 1387.481 | 1387.481 | 0 |  | 2014/04 | 2014-04-29 18:00 | 786.5 | -21.519 | 764.981
| 2014 | 4 | 29 | 19 | 2014 | 4 | 29 | 20 |  | 624 | 29165.76 | 46.74 | 56.7 | 3745.602 | 66.06 | 1380 | 1380 | 0 |  | 2014/04 | 2014-04-29 19:00 | 776.504 | -20.504 | 756
| 2014 | 4 | 29 | 20 | 2014 | 4 | 29 | 21 |  | 607.7 | 29309.371 | 48.23 | 37.173 | 1825.9378 | 49.12 | 1344.623 | 1344.623 | 0 |  | 2014/04 | 2014-04-29 20:00 | 756.411 | -19.488 | 736.923
| 2014 | 4 | 29 | 21 | 2014 | 4 | 29 | 22 |  | 576.9 | 42892.515 | 74.35 | 22.172 | 929.2285 | 41.91 | 1332.472 | 1332.471 | -0.001 |  | 2014/04 | 2014-04-29 21:00 | 774.25 | -18.679 | 755.571
| 2014 | 4 | 29 | 22 | 2014 | 4 | 29 | 23 |  | 589.9 | 32733.551 | 55.49 | 23.854 | 1001.6295 | 41.99 | 1338.304 | 1338.304 | 0 |  | 2014/04 | 2014-04-29 22:00 | 765.455 | -17.051 | 748.404
| 2014 | 4 | 29 | 23 | 2014 | 4 | 29 | 24 |  | 643.5 | 26615.16 | 41.36 | 38.226 | 1423.154 | 37.23 | 1348.376 | 1348.376 | 0 |  | 2014/04 | 2014-04-29 23:00 | 720.137 | -15.261 | 704.876
| 2014 | 4 | 29 | 0 | 2014 | 4 | 30 | 1 |  | 671.305 | 23348.852 | 34.7813 |  |  | #DIV/0! | 1310.3 | 1310.3 | 0 |  | 2014/04 | 2014-04-30 | 653.983 | -14.988 | 638.995
| 2014 | 4 | 30 | 1 | 2014 | 4 | 30 | 2 |  | 679.959 | 20891.1114 | 30.7241 |  |  | #DIV/0! | 1276.15 | 1276.15 | 0 |  | 2014/04 | 2014-04-30 01:00 | 610.316 | -14.125 | 596.191
| 2014 | 4 | 30 | 2 | 2014 | 4 | 30 | 3 |  | 647.657 | 19994.5958 | 30.8722 |  |  | #DIV/0! | 1206 | 1206 | 0 |  | 2014/04 | 2014-04-30 02:00 | 571.13 | -12.787 | 558.343
| 2014 | 4 | 30 | 3 | 2014 | 4 | 30 | 4 |  | 620.375 | 18544.3302 | 29.8921 |  |  | #DIV/0! | 1165.7 | 1165.7 | 0 |  | 2014/04 | 2014-04-30 03:00 | 557.875 | -12.55 | 545.325
| 2014 | 4 | 30 | 4 | 2014 | 4 | 30 | 5 |  | 556.762 | 16312.1117 | 29.2982 |  |  | #DIV/0! | 1112.35 | 1112.35 | 0 |  | 2014/04 | 2014-04-30 04:00 | 568.44 | -12.852 | 555.588
| 2014 | 4 | 30 | 5 | 2014 | 4 | 30 | 6 |  | 543.165 | 16592.0572 | 30.547 |  |  | #DIV/0! | 1097.15 | 1097.151 | 0.001 |  | 2014/04 | 2014-04-30 05:00 | 566.699 | -12.713 | 553.986
| 2014 | 4 | 30 | 6 | 2014 | 4 | 30 | 7 |  | 589.4 | 20416.816 | 34.64 | 54.947 | 1860.5054 | 33.86 | 1163.647 | 1163.647 | 0 |  | 2014/04 | 2014-04-30 06:00 | 588.657 | -14.41 | 574.247
| 2014 | 4 | 30 | 7 | 2014 | 4 | 30 | 8 |  | 685.2 | 34417.596 | 50.23 | 155.498 | 13021.4025 | 83.74 | 1319.798 | 1319.798 | 0 |  | 2014/04 | 2014-04-30 07:00 | 650.674 | -16.076 | 634.598
| 2014 | 4 | 30 | 8 | 2014 | 4 | 30 | 9 |  | 680.2 | 44600.714 | 65.57 | 59.574 | 4829.6642 | 81.07 | 1353.874 | 1353.874 | 0 |  | 2014/04 | 2014-04-30 08:00 | 690.776 | -17.102 | 673.674
| 2014 | 4 | 30 | 9 | 2014 | 4 | 30 | 10 |  | 669 | 39290.37 | 58.73 | 31.753 | 3509.9766 | 110.54 | 1361.053 | 1361.052 | -0.001 |  | 2014/04 | 2014-04-30 09:00 | 709.243 | -17.191 | 692.052
| 2014 | 4 | 30 | 10 | 2014 | 4 | 30 | 11 |  | 660 | 41824.2 | 63.37 | 41.815 | 3097.6552 | 74.08 | 1363.965 | 1363.965 | 0 |  | 2014/04 | 2014-04-30 10:00 | 721.912 | -17.947 | 703.965
| 2014 | 4 | 30 | 11 | 2014 | 4 | 30 | 12 |  | 659.9 | 44193.503 | 66.97 | 51.963 | 4099.8807 | 78.9 | 1360.113 | 1360.113 | 0 |  | 2014/04 | 2014-04-30 11:00 | 717.581 | -17.368 | 700.213
| 2014 | 4 | 30 | 12 | 2014 | 4 | 30 | 13 |  | 660.6 | 44227.17 | 66.95 | 68.897 | 4603.6975 | 66.82 | 1366.897 | 1366.897 | 0 |  | 2014/04 | 2014-04-30 12:00 | 723.925 | -17.628 | 706.297
| 2014 | 4 | 30 | 13 | 2014 | 4 | 30 | 14 |  | 658.6 | 41465.456 | 62.96 | 77.161 | 3699.8699 | 47.95 | 1372.311 | 1372.311 | 0 |  | 2014/04 | 2014-04-30 13:00 | 732.066 | -18.355 | 713.711
| 2014 | 4 | 30 | 14 | 2014 | 4 | 30 | 15 |  | 654.2 | 43798.69 | 66.95 | 84.105 | 5617.3729 | 66.79 | 1380.105 | 1380.105 | 0 |  | 2014/04 | 2014-04-30 14:00 | 745.022 | -19.117 | 725.905
| 2014 | 4 | 30 | 15 | 2014 | 4 | 30 | 16 |  | 654.8 | 44153.164 | 67.43 | 89.927 | 4358.7617 | 48.47 | 1385.227 | 1385.226 | -0.001 |  | 2014/04 | 2014-04-30 15:00 | 750.39 | -19.964 | 730.426
| 2014 | 4 | 30 | 16 | 2014 | 4 | 30 | 17 |  | 657.1 | 40056.816 | 60.96 | 87.35 | 4295.873 | 49.18 | 1374.35 | 1374.35 | 0 |  | 2014/04 | 2014-04-30 16:00 | 737.419 | -20.169 | 717.25
| 2014 | 4 | 30 | 17 | 2014 | 4 | 30 | 18 |  | 650.5 | 38405.52 | 59.04 | 65.43 | 4354.3665 | 66.55 | 1371.58 | 1371.58 | 0 |  | 2014/04 | 2014-04-30 17:00 | 741.661 | -20.581 | 721.08
| 2014 | 4 | 30 | 18 | 2014 | 4 | 30 | 19 |  | 650.8 | 38234.5 | 58.75 | 75.292 | 4620.67 | 61.37 | 1379.442 | 1379.441 | -0.001 |  | 2014/04 | 2014-04-30 18:00 | 749.389 | -20.748 | 728.641
| 2014 | 4 | 30 | 19 | 2014 | 4 | 30 | 20 |  | 645.1 | 36080.443 | 55.93 | 61.232 | 3438.7891 | 56.16 | 1367.382 | 1367.383 | 0.001 |  | 2014/04 | 2014-04-30 19:00 | 742.047 | -19.764 | 722.283
| 2014 | 4 | 30 | 20 | 2014 | 4 | 30 | 21 |  | 622 | 34744.92 | 55.86 | 36.148 | 2092.9692 | 57.9 | 1343.148 | 1343.148 | 0 |  | 2014/04 | 2014-04-30 20:00 | 740.211 | -19.063 | 721.148
| 2014 | 4 | 30 | 21 | 2014 | 4 | 30 | 22 |  | 585.394 | 40403.7818 | 69.0198 |  |  |  | 1322.45 | 1322.45 | 0 |  | 2014/04 | 2014-04-30 21:00 | 755.2 | -18.144 | 737.056
| 2014 | 4 | 30 | 22 | 2014 | 4 | 30 | 23 |  | 608.926 | 37269.9862 | 61.2061 |  |  |  | 1340 | 1340 | 0 |  | 2014/04 | 2014-04-30 22:00 | 747.916 | -16.842 | 731.074
| 2014 | 4 | 30 | 23 | 2014 | 4 | 30 | 24 |  | 645.877 | 29608.6337 | 45.8425 |  |  |  | 1331.15 | 1331.15 | 0 |  | 2014/04 | 2014-04-30 23:00 | 701.259 | -15.986 | 685.273
[10 empty] | 660.125 | 23566.7683 | 35.7005 |  |  |  | 1303 | 1303.001 | 0.001 |  | 2014/04 | 2014-05-01 | 659.036 | -16.16 | 642.876
[16 empty] | 0 | 0 | 0
[16 empty] | 0 | 0 | 0
[16 empty] | 0 | 0 | 0
[16 empty] | 0 | 0 | 0
[16 empty] | 4592399.081 | 4592399.048 | -0.033 | -7.186e-07%

## PSC 1-29 Att1
[19 empty] | 114 | 214 | 314 | 414
| Generation (MWh) | [7 empty] | Fuel Cost (in $1000) | [7 empty] | Fuel Cost $/MWh
| November | December | January | February | March | April | NOV -APR | JAN-APR | November | December | January | February | March | April | NOV -APR | JAN-APR | November | December | January | February | March | April | NOV -APR | JAN-APR
| 2013 | 2013 | 2014 | 2014 | 2014 | 2014 | TOTAL | TOTAL | 2013 | 2013 | 2014 | 2014 | 2014 | 2014 | TOTAL | TOTAL | 2013 | 2013 | 2014 | 2014 | 2014 | 2014 | TOTAL | TOTAL
PLANT[UNIT TOTALS [Question: 29.h.[1)l
Big Sandy 1 | 35583 | 124779 | 141915 | 154971 | 149784 | 78200 | 685232 | 524870
Big Sandy 2 | 286 | 255015 | 469235 | 425614 | 146071 | 399940 | 1696161 | 1440860
Big Sandy Plant | 35869 | 379794 | 611150 | 580585 | 295855 | 478140 | 2381393 | 1965730 | 2075.97 | 13224.76 | 19054.15 | 17147.65 | 9283.76 | 14450.19 | 75236.48 | 59935.75 | 57.8764 | 34.8209 | 31.1775 | 29.5351 | 31.3794 | 30.2217 | 31.5935 | 30.4903
Rockport 1 KP AEG | 113853 | 137910 | 135241 | 94746 | 143800 | 109938 | 735488 | 483725 | 2907.93 | 3497.66 | 3274.17 | 2459.42 | 3191.5 | 2790.04 | 18120.72 | 11715.13 | 25.5411 | 25.3619 | 24.2099 | 25.958 | 22.194 | 25.3783 | 24.6377 | 24.2186
Rockport 2 KP AEG | 126399 | 135072 | 128673 | 95240 | 138629 | 90024 | 714037 | 452566 | 3204.09 | 3396.93 | 3080.78 | 2539.07 | 3081.68 | 2352.53 | 17655.08 | 11054.06 | 25.349 | 25.149 | 23.9427 | 26.6597 | 22.2297 | 26.1323 | 24.7257 | 24.4253
Rockport Plant | 240252 | 272982 | 263914 | 189986 | 282429 | 199962 | 1449525 | 936291 | 6112.02 | 6894.59 | 6354.95 | 4998.49 | 6273.18 | 5142.57 | 35775.8 | 22769.19 | 25.44 | 25.2566 | 24.0796 | 26.3098 | 22.2115 | 25.7177 | 24.6811 | 24.3185
Mitchell1 KP |  |  | 139495 | 52281 | 180246 | 217935 | 589957 | 589957 |  |  | 4450.96 | 1968.71 | 5522.94 | 5255.91 | 17198.52 | 17198.52 |  |  | 31.9077 | 37.6563 | 30.6411 | 24.1169 | 29.1522 | 29.1522
Mitchell2 KP |  |  | 219535 | 249044 | 250451 | 150979 | 870009 | 870009 |  |  | 6403.18 | 7335.77 | 6347.64 | 4294.64 | 24381.23 | 24381.23 |  |  | 29.167 | 29.4557 | 25.3448 | 28.4453 | 28.0241 | 28.0241
Mitchell Plant |  |  | 359030 | 301325 | 430697 | 368914 | 1459966 | 1459966 |  |  | 10854.14 | 9304.48 | 11870.58 | 9550.55 | 41579.75 | 41579.75 |  |  | 30.2318 | 30.8786 | 27.5613 | 25.8883 | 28.4799 | 28.4799
0
sum | 276121 | 652776 | 1234094 | 1071896 | 1008981 | 1047016 | 5290884 | 4361987 | 8187.99 | 20119.35 | 36263.24 | 31450.62 | 27427.52 | 29143.31 | 152592.03 | 124284.69 |  |  |  | 29.3845 | 29.3411 | 27.1834 | 27.8346
ALLOCATION TO OFF-SYSTEM [Question: 29.h.[5l) | [8 empty] | Question: 29.h.(4})
Big Sandy 1 | 5467 | 45784 | 58702 | 79303 | 49943 | 42678 | 281877 | 230626 | 174.96 | 2872.68 | 1697.45 | 2353.3 | 1517.6 | 1264.62 | 9880.61 | 6832.97 | 32.0029 | 62.7442 | 28.9164 | 29.6748 | 30.3866 | 29.6317 | 35.0529 | 29.6279
Big Sandy 2 | 0 | 126687 | 200463 | 224174 | 93761 | 241962 | 887047 | 760360 | 0 | 6529.53 | 4934.04 | 5778.34 | 2250.13 | 5781.29 | 25273.33 | 18743.8 |  | 51.5406 | 24.6132 | 25.7761 | 23.9986 | 23.8934 | 28.4915 | 24.6512
Big Sandy Plant | 5467 | 172471 | 259165 | 303477 | 143704 | 284640 | 1168924 | 990986 | 174.96 | 9402.21 | 6631.49 | 8131.64 | 3767.73 | 7045.91 | 35153.94 | 25576.77 | 32.0029 | 54.5147 | 25.5879 | 26.7949 | 26.2187 | 24.7538 | 30.0738 | 25.8094
Rockport 1 KP AEG | 17421 | 50799 | 57057 | 49491 | 53897 | 64711 | 293376 | 225156 | 406.4 | 1178.97 | 1262.86 | 1167.49 | 1207.74 | 1480.58 | 6704.04 | 5118.67 | 23.3282 | 23.2085 | 22.1333 | 23.5899 | 22.4083 | 22.8799 | 22.8514 | 22.7339
Rockport 2 KP AEG | 18332 | 43615 | 49753 | 38437 | 45385 | 50853 | 246375 | 184428 | 425.94 | 1004.96 | 1090.06 | 895.53 | 997.26 | 1150.85 | 5564.6 | 4133.7 | 23.2348 | 23.0416 | 21.9094 | 23.2986 | 21.9733 | 22.6309 | 22.5859 | 22.4136
Rockport Plant | 35753 | 94414 | 106810 | 87928 | 99282 | 115564 | 539751 | 409584 | 832.34 | 2183.93 | 2352.92 | 2063.02 | 2205 | 2631.43 | 12268.64 | 9252.37 | 23.2803 | 23.1314 | 22.029 | 23.4626 | 22.2095 | 22.7703 | 22.7302 | 22.5897
Mitchell1 KP |  |  | 26741 | 3248 | 79491 | 103339 | 212819 | 212819 |  |  | 637.28 | 77.76 | 1960.97 | 1881.98 | 4557.99 | 4557.99 |  |  | 23.8316 | 23.9409 | 24.6691 | 18.2117 | 21.4172 | 21.4172
Mitchell2 KP |  |  | 48331 | 34638 | 74136 | 67373 | 224478 | 224478 |  |  | 1149.15 | 866.17 | 1738.6 | 1207.18 | 4961.1 | 4961.1 |  |  | 23.7767 | 25.0064 | 23.4515 | 17.9179 | 22.1006 | 22.1006
Mitchell Plant |  |  | 75072 | 37886 | 153627 | 170712 | 437297 | 437297 |  |  | 1786.43 | 943.93 | 3699.57 | 3089.16 | 9519.09 | 9519.09 |  |  | 23.7962 | 24.915 | 24.0815 | 18.0957 | 21.768 | 21.768
sum | 41220 | 266885 | 441047 | 429291 | 396613 | 570916 | 2145972 | 1837867 | 1007.3 | 11586.14 | 10770.84 | 11138.59 | 9672.3 | 12766.5 | 56941.67 | 44348.23 |  |  |  | 24.4211 | 25.9465 | 24.3872 | 22.3614
ALLOCATION TO NATIVE LOAD [Question: 29.h.[3}) | [8 empty] | (Question: 29.h.(2)}
Big Sandy 1 | 30116 | 78995 | 83213 | 75668 | 99841 | 35522 | 403355 | 294244
Big Sandy 2 | 286 | 128328 | 268772 | 201440 | 52310 | 157978 | 809114 | 680500
Big Sandy Plant | 30402 | 207323 | 351985 | 277108 | 152151 | 193500 | 1212469 | 974744 | 1901.01 | 3822.55 | 12422.66 | 9016.01 | 5516.03 | 7404.28 | 40082.54 | 34358.98 | 62.5291 | 18.4377 | 35.2932 | 32.5361 | 36.2537 | 38.265 | 33.0586 | 35.2492
Rockport 1 KP AEG | 96432 | 87111 | 78184 | 45255 | 89903 | 45227 | 442112 | 258569 | 2501.53 | 2318.69 | 2011.31 | 1291.93 | 1983.76 | 1309.46 | 11416.68 | 6596.46 | 25.9409 | 26.6176 | 25.7253 | 28.5478 | 22.0656 | 28.9531 | 25.823 | 25.5114
Rockport 2 KP AEG | 108068 | 91457 | 78920 | 56804 | 93244 | 39171 | 467664 | 268139 | 2778.15 | 2391.97 | 1990.72 | 1643.53 | 2084.42 | 1201.68 | 12090.47 | 6920.35 | 25.7074 | 26.154 | 25.2245 | 28.9333 | 22.3545 | 30.6778 | 25.8529 | 25.8088
Rockport Plant | 204500 | 178568 | 157104 | 102059 | 183147 | 84398 | 909776 | 526708 | 5279.68 | 4710.66 | 4002.03 | 2935.46 | 4068.18 | 2511.14 | 23507.15 | 13516.81 | 25.8175 | 26.3802 | 25.4738 | 28.7624 | 22.2126 | 29.7535 | 25.8384 | 25.6628
Mitchell1 KP |  |  | 112754 | 49033 | 100755 | 114596 | 377138 | 377138 |  |  | 3813.68 | 1890.95 | 3561.97 | 3373.93 | 12640.53 | 12640.53 |  |  | 33.823 | 38.5648 | 35.3528 | 29.442 | 33.517 | 33.517
Mitchell2 KP |  |  | 171204 | 214406 | 176315 | 83606 | 645531 | 645531 |  |  | 5254.03 | 6469.6 | 4609.04 | 3087.46 | 19420.13 | 19420.13 |  |  | 30.6887 | 30.1745 | 26.1409 | 36.9287 | 30.084 | 30.084
Mitchell Plant |  |  | 283958 | 263439 | 277070 | 198202 | 1022669 | 1022669 |  |  | 9067.71 | 8360.55 | 8171.01 | 6461.39 | 32060.66 | 32060.66 |  |  | 31.9333 | 31.7362 | 29.4908 | 32.6 | 31.35 | 31.35
sum | 234902 | 385891 | 793047 | 642606 | 612368 | 476100 | 3144914 | 2524121 | 7180.69 | 8533.21 | 25492.4 | 20312.02 | 17755.22 | 16376.81 | 95650.35 | 79936.45 |  |  |  | 32.1449 | 31.6088 | 28.9944 | 34.3978
PERCENT MWh ALLOCATED TO NATIVE LOAD [Question: 29.h.[6ll
Big Sandy 1 | 84.64% | 63.31% | 58.64% | 48.83% | 66.66% | 45.42% | 58.86% | 56.06%
Big Sandy 2 | 100% | 50.32% | 57.28% | 47.33% | 35.81% | 39.5% | 47.7% | 47.23%
Big Sandy Plant | 84.76% | 54.59% | 57.59% | 47.73% | 51.43% | 40.47% | 50.91% | 49.59% | 91.57% | 28.9% | 65.2% | 52.58% | 59.42% | 51.24% | 53.28% | 57.33%
Rockport 1 KP AEG | 84.7% | 63.17% | 57.81% | 47.76% | 62.52% | 41.14% | 60.11% | 53.45% | 86.02% | 66.29% | 61.43% | 52.53% | 62.16% | 46.93% | 63% | 56.31%
Rockport 2 KP AEG | 85.5% | 67.71% | 61.33% | 59.64% | 67.26% | 43.51% | 65.5% | 59.25% | 86.71% | 70.42% | 64.62% | 64.73% | 67.64% | 51.08% | 68.48% | 62.6%
Rockport Plant | 85.12% | 65.41% | 59.53% | 53.72% | 64.85% | 42.21% | 62.76% | 56.25% | 86.38% | 68.32% | 62.98% | 58.73% | 64.85% | 48.83% | 65.71% | 59.36%
Mitchell1 KP |  |  | 80.83% | 93.79% | 55.9% | 52.58% | 63.93% | 63.93% |  |  | 85.68% | 96.05% | 64.49% | 64.19% | 73.5% | 73.5%
Mitchell2 KP |  |  | 77.98% | 86.09% | 70.4% | 55.38% | 74.2% | 74.2% |  |  | 82.05% | 88.19% | 72.61% | 71.89% | 79.65% | 79.65%
Mitchell Plant |  |  | 79.09% | 87.43% | 64.33% | 53.73% | 70.05% | 70.05% |  |  | 83.54% | 89.86% | 68.83% | 67.65% | 77.11% | 77.11%
29.95%
TOTAL ALLOCATION TO NATIVE | 85.07% | 59.12% | 64.26% | 59.95% | 60.69% | 45.47% | 59.44% | 57.87%
ALLOCATION TO OSS | 14.93% | 40.88% | 35.74% | 40.05% | 39.31% | 54.53% | 40.56% | 42.13%

## Jan-Apr KIUC 1-5
| KENTUCKY POWER COMPANY |  |  | 2014-10-02 12:14 |  | KENTUCKY POWER COMPANY |  |  |  |  | KENTUCKY POWER COMPANY |  |  |  |  | KENTUCKY POWER COMPANY
| SOURCES AND DISPOSITION OF ENERGY FOR |  |  |  |  | SOURCES AND DISPOSITION OF ENERGY FOR |  |  |  |  | SOURCES AND DISPOSITION OF ENERGY FOR |  |  |  |  | SOURCES AND DISPOSITION OF ENERGY FOR
| FERC TYPE FUEL COST ADJUSTMENT CLAUSE |  |  |  |  | FERC TYPE FUEL COST ADJUSTMENT CLAUSE |  |  |  |  | FERC TYPE FUEL COST ADJUSTMENT CLAUSE |  |  |  |  | FERC TYPE FUEL COST ADJUSTMENT CLAUSE
| FUEL IDENTIFIED PORTION (A/C 151 FUEL BASIS) |  | January 2014 ACTUAL |  |  | FUEL IDENTIFIED PORTION (A/C 151 FUEL BASIS) |  | February 2014 ACTUAL |  |  | FUEL IDENTIFIED PORTION (A/C 151 FUEL BASIS) |  | March 2014 ACTUAL |  |  | FUEL IDENTIFIED PORTION (A/C 151 FUEL BASIS) |  | April 2014 ACTUAL
| SOURCES OF ENERGY | MWH | AMOUNT | $ / MWH |  | SOURCES OF ENERGY | MWH | AMOUNT | $ / MWH |  | SOURCES OF ENERGY | MWH | AMOUNT | $ / MWH |  | SOURCES OF ENERGY | MWH | AMOUNT | $ / MWH | MWH | AMOUNT |  |  | MWH | MWH | MWH | MWH | Total | AMOUNT | AMOUNT | AMOUNT | AMOUNT | Total |  | $/MWh | $/MWh | $/MWh | $/MWh | $/MWh
|  |  | ($) |  |  |  |  | ($) |  |  |  |  | ($) |  |  |  |  | ($) |  |  | ($)
1. | NET GENERATION: |  |  |  | 1. | NET GENERATION: |  |  |  | 1. | NET GENERATION: |  |  |  | 1. | NET GENERATION: | [6 empty] | NET GENERATION:
| Big Sandy | 611150 | 19054146 | 31.1775 |  | Big Sandy | 580585 | 17147648.23 | 29.5351 |  | Big Sandy | 295855 | 9283759.34 | 31.3794 |  | Big Sandy | 478140 | 14450191.76 | 30.2217 | 1965730 | 59935745.33 |  | Big Sandy | 611150 | 580585 | 295855 | 478140 | 1965730 | 19054146 | 17147648.23 | 9283759.34 | 14450191.76 | 59935745.33 | TOTAL GEN Big Sandy | 31.1775 | 29.5351 | 31.3794 | 30.2217 | 30.4903
| Mitchell | 359030 | 10854140 | 30.2318 |  | Mitchell | 301325 | 9304481 | 30.8786 |  | Mitchell | 430697 | 11870584 | 27.5613 |  | Mitchell | 368914 | 9550555 | 25.8883 | 1459966 | 41579760 |  | Mitchell | 359030 | 301325 | 430697 | 368914 | 1459966 | 10854140 | 9304481 | 11870584 | 9550555 | 41579760 | TOTAL GEN Mitchell | 30.2318 | 30.8786 | 27.5613 | 25.8883 | 28.48
| Rockport | 263914 | 6354956 | 24.0796 |  | Rockport | 189986 | 4998482 | 26.3097 |  | Rockport | 282429 | 6273177 | 22.2115 |  | Rockport | 199962 | 5142573 | 25.7178 | 936291 | 22769188 |  | Rockport | 263914 | 189986 | 282429 | 199962 | 936291 | 6354956 | 4998482 | 6273177 | 5142573 | 22769188 | TOTAL GEN Rockport | 24.0796 | 26.3097 | 22.2115 | 25.7178 | 24.3185
| TOTAL | 1234094 | 36263242 | 29.3845 |  | TOTAL | 1071896 | 31450611.23 | 29.3411 |  | TOTAL | 1008981 | 27427520.34 | 27.1834 |  | TOTAL | 1047016 | 29143319.76 | 27.8346 | 4361987 | 124284693.33 |  | TOTAL | 1234094 | 1071896 | 1008981 | 1047016 | 4361987 | 36263242 | 31450611.23 | 27427520.34 | 29143319.76 | 124284693.33 | TOTAL GEN | 29.3845 | 29.3411 | 27.1834 | 27.8346 | 28.4927
2. | OTHER PURCHASES (CASH SETTLED): |  |  |  | 2. | OTHER PURCHASES (CASH SETTLED): |  |  |  | 2. | OTHER PURCHASES (CASH SETTLED): |  |  |  | 2. | OTHER PURCHASES (CASH SETTLED): | [6 empty] | OTHER PURCHASES (CASH SETTLED):
| Third Party Power Purchase | 75823.807 | 7100284.53 | 93.6419 |  | Third Party Power Purchase | 57851.082 | 3210163 | 55.4901 |  | Third Party Power Purchase | 42405.761 | 2740091.89 | 64.616 |  | Third Party Power Purchase | 55634.781 | 2042947.33 | 36.7207 | 231715.431 | 15093486.75 |  | Third Party Power Purchase | 75823.807 | 57851.082 | 42405.761 | 55634.781 | 231715.431 | 7100284.53 | 3210163 | 2740091.89 | 2042947.33 | 15093486.75 | TOTAL PURCHASE | 93.6419 | 55.4901 | 64.616 | 36.7207 | 65.138
| TOTAL | 75823.807 | 7100284.53 | 93.6419 |  | TOTAL | 57851.082 | 3210163 | 55.4901 |  | TOTAL | 42405.761 | 2740091.89 | 64.616 |  | TOTAL | 55634.781 | 2042947.33 | 36.7207 | 231715.431 | 15093486.75 |  | TOTAL | 75823.807 | 57851.082 | 42405.761 | 55634.781 | 231715.431 | 7100284.53 | 3210163 | 2740091.89 | 2042947.33 | 15093486.75
3. | TOTAL SOURCES (1+2) | 1309917.807 | 43363526.53 | 33.104 | 3. | TOTAL SOURCES (1+2) | 1129747.082 | 34660774.23 | 30.6801 | 3. | TOTAL SOURCES (1+2) | 1051386.761 | 30167612.23 | 28.6932 | 3. | TOTAL SOURCES (1+2) | 1102650.781 | 31186267.09 | 28.283 | 4593702.431 | 139378180.08 |  | TOTAL SOURCES (1+2) | 1309917.807 | 1129747.082 | 1051386.761 | 1102650.781 | 4593702.431 | 43363526.53 | 34660774.23 | 30167612.23 | 31186267.09 | 139378180.08
| DISPOSITION OF ENERGY |  |  |  |  | DISPOSITION OF ENERGY |  |  |  |  | DISPOSITION OF ENERGY |  |  |  |  | DISPOSITION OF ENERGY | [6 empty] | DISPOSITION OF ENERGY
4. | OFF SYSTEM ALLOCATION OF SOURCES: |  |  |  | 4. | OFF SYSTEM ALLOCATION OF SOURCES: |  |  |  | 4. | OFF SYSTEM ALLOCATION OF SOURCES: |  |  |  | 4. | OFF SYSTEM ALLOCATION OF SOURCES: | [6 empty] | OFF SYSTEM ALLOCATION OF SOURCES:
| Big Sandy | 259164.958 | 6631481.974 | 25.5879 |  | Big Sandy | 303476.575 | 8131635.862 | 26.7949 |  | Big Sandy | 143704.152 | 3767732.648 | 26.2187 |  | Big Sandy | 284640.348 | 7045907.992 | 24.7537 | 990986.033 | 25576758.476 |  | Big Sandy | 259164.958 | 303476.575 | 143704.152 | 284640.348 | 990986.033 | 6631481.974 | 8131635.862 | 3767732.648 | 7045907.992 | 25576758.476 | OSS Big Sandy | 25.5879 | 26.7949 | 26.2187 | 24.7537 | 25.8094
| Mitchell | 75072 | 1786431 | 23.7962 |  | Mitchell | 37886 | 943929 | 24.915 |  | Mitchell | 153627 | 3699578 | 24.0816 |  | Mitchell | 170712 | 3089163 | 18.0958 | 437297 | 9519101 |  | Mitchell | 75072 | 37886 | 153627 | 170712 | 437297 | 1786431 | 943929 | 3699578 | 3089163 | 9519101 | OSS Mitchell | 23.7962 | 24.915 | 24.0816 | 18.0958 | 21.768
| Rockport | 106810 | 2352919 | 22.029 |  | Rockport | 87928 | 2063022 | 23.4626 |  | Rockport | 99282 | 2205001 | 22.2095 |  | Rockport | 115564 | 2631436 | 22.7704 | 409584 | 9252378 |  | Rockport | 106810 | 87928 | 99282 | 115564 | 409584 | 2352919 | 2063022 | 2205001 | 2631436 | 9252378 | OSS Rockport | 22.029 | 23.4626 | 22.2095 | 22.7704 | 22.5897
| Third Party Power Purchase | 72981.65 | 6971596.69 | 95.5253 |  | Third Party Power Purchase | 57174.225 | 3162603.21 | 55.3152 |  | Third Party Power Purchase | 39259.809 | 2524811.29 | 64.3103 |  | Third Party Power Purchase | 55581.938 | 2042072.77 | 36.7399 | 224997.622 | 14701083.96 |  | Third Party Power Purchase | 72981.65 | 57174.225 | 39259.809 | 55581.938 | 224997.622 | 6971596.69 | 3162603.21 | 2524811.29 | 2042072.77 | 14701083.96 | OSS PURCHASE | 95.5253 | 55.3152 | 64.3103 | 36.7399 | 65.3388
| TOTAL | 514028.608 | 17742428.664 | 34.5164 |  | TOTAL | 486464.8 | 14301190.072 | 29.3982 |  | TOTAL | 435872.961 | 12197122.938 | 27.9832 |  | TOTAL | 626498.286 | 14808579.762 | 23.6371 | 2062864.655 | 59049321.436 |  | TOTAL | 514028.608 | 486464.8 | 435872.961 | 626498.286 | 2062864.655 | 17742428.664 | 14301190.072 | 12197122.938 | 14808579.762 | 59049321.436
|  | 2842.157 | 128687.84 |  |  |  | 676.857 | 47559.79 |  |  |  | 3145.952 | 215280.6 |  |  |  | 52.843 | 874.56 |  | 6717.809 | 392402.79 |  | Native Load Purchase Power | 2842.157 | 676.857 | 3145.952 | 52.843 | 6717.809 | 128687.84 | 47559.79 | 215280.6 | 874.56 | 392402.79 | NL Big Sandy | 35.2932 | 32.536 | 36.2537 | 38.2651 | 35.2492
[23 empty] | Native Load Fuel Cost | 793047.042 | 642605.425 | 612367.848 | 476099.652 | 2524119.967 | 25492410.026 | 20312024.368 | 17755208.692 | 16376812.768 | 79936455.854 | NL Mitchell | 31.9333 | 31.7362 | 29.4908 | 32.6 | 31.35
5. | FUEL IDENTIFIED FOR NER (3-4) | 795889.199 | 25621097.866 | 32.1918 | 5. | FUEL IDENTIFIED FOR NER (3-4) | 643282.282 | 20359584.158 | 31.6495 | 5. | FUEL IDENTIFIED FOR NER (3-4) | 615513.8 | 17970489.292 | 29.1959 | 5. | FUEL IDENTIFIED FOR NER (3-4) | 476152.495 | 16377687.328 | 34.3959 | 2530837.776 | 80328858.644 | 79936455.854 | ALLOCATION TO NATIVE LOAD | 795889.199 | 643282.282 | 615513.8 | 476152.495 | 2530837.776 | 25621097.866 | 20359584.158 | 17970489.292 | 16377687.328 | 80328858.644 | NL Rockport | 25.4738 | 28.7627 | 22.2126 | 29.7535 | 25.6629
[22 empty] | 79936455.854 | [11 empty] | NLPURCHASE | 45.2782 | 70.2656 | 68.431 | 16.5502 | 58.4123
6. | TOTAL (4+5) | 1309917.807 | 43363526.53 | 33.104 | 6. | TOTAL (4+5) | 1129747.082 | 34660774.23 | 30.6801 | 6. | TOTAL (4+5) | 1051386.761 | 30167612.23 | 28.6932 | 6. | TOTAL (4+5) | 1102650.781 | 31186267.09 | 28.283 | 4593702.431 | 139378180.08 |  | OSS Purchase Power | 72981.65 | 57174.225 | 39259.809 | 55581.938 | 224997.622 | 6971596.69 | 3162603.21 | 2524811.29 | 2042072.77 | 14701083.96
[23 empty] | OSS Load Fuel Cost | 441046.958 | 429290.575 | 396613.152 | 570916.348 | 1837867.033 | 10770831.974 | 11138586.862 | 9672311.648 | 12766506.992 | 44348237.476
[23 empty] | ALLOCATION TO OFF SYSTEM | 514028.608 | 486464.8 | 435872.961 | 626498.286 | 2062864.655 | 17742428.664 | 14301190.072 | 12197122.938 | 14808579.762 | 59049321.436
A. | FUEL IDENTIFIED FOR NER (LINE 5 ABOVE) | 795889.199 | 25621097.866 | 32.1918 | A. | FUEL IDENTIFIED FOR NER (LINE 5 ABOVE) | 643282.282 | 20359584.158 | 31.6495 | A. | FUEL IDENTIFIED FOR NER (LINE 5 ABOVE) | 615513.8 | 17970489.292 | 29.1959 | A. | FUEL IDENTIFIED FOR NER (LINE 5 ABOVE) | 476152.495 | 16377687.328 | 34.3959 |  |  |  | Total Purchase Power | 75823.807 | 57851.082 | 42405.761 | 55634.781 | 231715.431 | 7100284.53 | 3210163 | 2740091.89 | 2042947.33 | 15093486.75
B. | NON-MONETARY COMPANY RECEIPTS AND DELIVERIES | 0 | 0 | 0 | B. | NON-MONETARY COMPANY RECEIPTS AND DELIVERIES | 0 | 0 | 0 | B. | NON-MONETARY COMPANY RECEIPTS AND DELIVERIES | 0 | 0 | 0 | B. | NON-MONETARY COMPANY RECEIPTS AND DELIVERIES | 0 | 0 | 0 |  |  |  | Total Load Fuel Cost | 1234094 | 1071896 | 1008981 | 1047016 | 4361987 | 36263242 | 31450611.23 | 27427520.34 | 29143319.76 | 124284693.33
C. | FUEL IDENTIFIED FOR NER (LINES A+B) | 795889.199 | 25621097.866 | 32.1918 | C. | FUEL IDENTIFIED FOR NER (LINES A+B) | 643282.282 | 20359584.158 | 31.6495 | C. | FUEL IDENTIFIED FOR NER (LINES A+B) | 615513.8 | 17970489.292 | 29.1959 | C. | FUEL IDENTIFIED FOR NER (LINES A+B) | 474338.345 | 16377687.328 | 34.5274 |  |  |  | TOTAL TO ALLOCATION | 1309917.807 | 1129747.082 | 1051386.761 | 1102650.781 | 4593702.431 | 43363526.53 | 34660774.23 | 30167612.23 | 31186267.09 | 139378180.08
D. | OUT-OF-PERIOD ADJUSTMENT - OSS Adj for PJM Load Recon | 709.2682 | 6890.3928 | 9.7148 | D. | OUT-OF-PERIOD ADJUSTMENT - OSS Adj for PJM Load Recon | -4004.1145 | -96415.5425 | 24.0791 | D. | OUT-OF-PERIOD ADJUSTMENT - Spot Market Energy for PJM Load Recon | -4917.6 | -486122.53 | 98.8536 | D. | OUT-OF-PERIOD ADJUSTMENT - Spot Market Energy for PJM Load Recon | -1814.15 | -121701.5 | 67.0846
E. | OUT-OF-PERIOD ADJUSTMENT - Pool Purch for PJM Load Recon | -709.2682 | -6890.3928 | 9.7148 | E. | OUT-OF-PERIOD ADJUSTMENT - Pool Purch for PJM Load Recon | 4004.1145 | 96415.5425 | 24.0791 | E. | OUT-OF-PERIOD ADJUSTMENT | 0 | 0 | 0 | E. | OUT-OF-PERIOD ADJUSTMENT | 0 | 0 | 0
F. | CONVENTIONAL HYDRO | 0 | 0 | 0 | F. | CONVENTIONAL HYDRO | 0 | 0 | 0 | F. | CONVENTIONAL HYDRO | 0 | 0 | 0 | F. | CONVENTIONAL HYDRO | 0 | 0 | 0 |  |  |  | Native Load Purchase Power | 45.2782 | 70.2656 | 68.431 | 16.5502 | 58.4123
G. | TOTAL SUPPLY FOR NET ENERGY REQUIREMENT (NER) | 795889.199 | 25621097.866 | 32.1918 | G. | TOTAL SUPPLY FOR NET ENERGY REQUIREMENT (NER) | 643282.282 | 20359584.158 | 31.6495 | G. | TOTAL SUPPLY FOR NET ENERGY REQUIREMENT (NER) | 610596.2 | 17484366.762 | 28.6349 | G. | TOTAL SUPPLY FOR NET ENERGY REQUIREMENT (NER) | 474338.345 | 16255985.828 | 34.2709 |  |  |  | Native Load Fuel Cost | 32.1449 | 31.6089 | 28.9944 | 34.3979 | 31.669
[23 empty] | ALLOCATION TO NATIVE LOAD | 32.1918 | 31.6495 | 29.1959 | 34.3959 | 31.74
[23 empty] | OSS Purchase Power | 95.5253 | 55.3152 | 64.3103 | 36.7399 | 65.3388
[23 empty] | OSS Load Fuel Cost | 24.4211 | 25.9465 | 24.3873 | 22.3614 | 24.1303
[23 empty] | ALLOCATION TO OFF SYSTEM | 34.5164 | 29.3982 | 27.9832 | 23.6371 | 28.6249
[23 empty] | Total Purchase Power | 93.6419 | 55.4901 | 64.616 | 36.7207 | 65.138
[23 empty] | Total Load Fuel Cost | 29.3845 | 29.3411 | 27.1834 | 27.8346 | 28.4927
[23 empty] | TOTAL TO ALLOCATION | 33.104 | 30.6801 | 28.6932 | 28.283 | 30.3411

## Gen vs Load vs. Min - CONF
[8 empty] | CONF | CONF | CONF | CONF | CONF | CONF | CONF | KPSC 2-4 att1 | Big Sandy 1 | Big Sandy 2 | Mitchell 1 KP | Mitchell 2 KP | Rockport 1 KP AEG | Rockport 2 KP AEG
[15 empty] | WINTER | 278 | 800 | 385 | 395 | 198 | 195 |  |  | count hours with issue
[15 empty] | SUMMER | 278 | 800 | 385 | 395 | 197.25 | 195 |  |  | 868 | 683 | 144589.74 | 105515.309
[8 empty] | KIUC 1-12 Attach3 | [6 empty] | ECONOMIC | 100 | 300 | 200 | 225 | 75 | 75 |  |  | 2880 | 2880 | MWh | MWh
[8 empty] | NET GENERATION | [6 empty] | EMERGENCY | 60 | 300 | 200 | 225 | 65.25 | 65.25 |  |  | 30.14% | 23.72%
Hour (EPT) | Y | M | D | H | LOAD OBLIGATION | MARGINAL_LOSS LOAD ADJUSTMENT | TEST | Big Sandy 1 | Big Sandy 2 | Mitchell 1 KP | Mitchell 2 KP | Rockport 1 KP AEG | Rockport 2 KP AEG | Grand Total NATIVE GENERATION |  | Big Sandy 1 | Big Sandy 2 | Mitchell 1 KP | Mitchell 2 KP | Rockport 1 KP AEG | Rockport 2 KP AEG | ECONOMIC | EMERGENCY | ECONOMIC | EMERGENCY | ECONOMIC | EMERGENCY
2014-01-01 01:00 | 2014 | 1 | 1 | 1 | 1022.86 | -30.054 | 992.806
2014-01-01 02:00 | 2014 | 1 | 1 | 2 | 1012.805 | -31.825 | 980.98
2014-01-01 03:00 | 2014 | 1 | 1 | 3 | 1007.888 | -32.775 | 975.113
2014-01-01 04:00 | 2014 | 1 | 1 | 4 | 1011.135 | -33.789 | 977.346
2014-01-01 05:00 | 2014 | 1 | 1 | 5 | 1012.418 | -33.598 | 978.82
2014-01-01 06:00 | 2014 | 1 | 1 | 6 | 1037.385 | -31.894 | 1005.491
2014-01-01 07:00 | 2014 | 1 | 1 | 7 | 1055.213 | -32.185 | 1023.028
2014-01-01 08:00 | 2014 | 1 | 1 | 8 | 1093.187 | -33.276 | 1059.911
2014-01-01 09:00 | 2014 | 1 | 1 | 9 | 1107.368 | -34.587 | 1072.781
2014-01-01 10:00 | 2014 | 1 | 1 | 10 | 1093.786 | -34.19 | 1059.596
2014-01-01 11:00 | 2014 | 1 | 1 | 11 | 1042.687 | -31.906 | 1010.781
2014-01-01 12:00 | 2014 | 1 | 1 | 12 | 969.466 | -29.303 | 940.163
2014-01-01 13:00 | 2014 | 1 | 1 | 13 | 912.142 | -27.081 | 885.061
2014-01-01 14:00 | 2014 | 1 | 1 | 14 | 870.534 | -26.791 | 843.743
2014-01-01 15:00 | 2014 | 1 | 1 | 15 | 844.469 | -26.085 | 818.384
2014-01-01 16:00 | 2014 | 1 | 1 | 16 | 835.098 | -25.967 | 809.131
2014-01-01 17:00 | 2014 | 1 | 1 | 17 | 857.09 | -25.433 | 831.657
2014-01-01 18:00 | 2014 | 1 | 1 | 18 | 912.131 | -30.351 | 881.78
2014-01-01 19:00 | 2014 | 1 | 1 | 19 | 948.198 | -28.449 | 919.749
2014-01-01 20:00 | 2014 | 1 | 1 | 20 | 967.674 | -28.371 | 939.303
2014-01-01 21:00 | 2014 | 1 | 1 | 21 | 973.202 | -32.235 | 940.967
2014-01-01 22:00 | 2014 | 1 | 1 | 22 | 985.648 | -33.161 | 952.487
2014-01-01 23:00 | 2014 | 1 | 1 | 23 | 968.526 | -29.889 | 938.637
2014-01-02 | 2014 | 1 | 2 | 0 | 944.417 | -28.864 | 915.553
2014-01-02 01:00 | 2014 | 1 | 2 | 1 | 927.993 | -29.935 | 898.058
2014-01-02 02:00 | 2014 | 1 | 2 | 2 | 920.04 | -29.651 | 890.389
2014-01-02 03:00 | 2014 | 1 | 2 | 3 | 932.776 | -30.475 | 902.301
2014-01-02 04:00 | 2014 | 1 | 2 | 4 | 935.497 | -30.152 | 905.345
2014-01-02 05:00 | 2014 | 1 | 2 | 5 | 944.806 | -30.063 | 914.743
2014-01-02 06:00 | 2014 | 1 | 2 | 6 | 966.795 | -29.338 | 937.457
2014-01-02 07:00 | 2014 | 1 | 2 | 7 | 1004.953 | -33.53 | 971.423
2014-01-02 08:00 | 2014 | 1 | 2 | 8 | 1041.803 | -34.8 | 1007.003
2014-01-02 09:00 | 2014 | 1 | 2 | 9 | 1033.156 | -34.218 | 998.938
2014-01-02 10:00 | 2014 | 1 | 2 | 10 | 1016.476 | -35.064 | 981.412
2014-01-02 11:00 | 2014 | 1 | 2 | 11 | 1016.27 | -35.444 | 980.826
2014-01-02 12:00 | 2014 | 1 | 2 | 12 | 1019.105 | -35.542 | 983.563
2014-01-02 13:00 | 2014 | 1 | 2 | 13 | 1019.815 | -34.911 | 984.904
2014-01-02 14:00 | 2014 | 1 | 2 | 14 | 1032.875 | -35.436 | 997.439
2014-01-02 15:00 | 2014 | 1 | 2 | 15 | 1020.464 | -34.321 | 986.143
2014-01-02 16:00 | 2014 | 1 | 2 | 16 | 1030.983 | -35.398 | 995.585
2014-01-02 17:00 | 2014 | 1 | 2 | 17 | 1043.366 | -35.521 | 1007.845
2014-01-02 18:00 | 2014 | 1 | 2 | 18 | 1113.933 | -35.949 | 1077.984
2014-01-02 19:00 | 2014 | 1 | 2 | 19 | 1151.705 | -33.467 | 1118.238
2014-01-02 20:00 | 2014 | 1 | 2 | 20 | 1180.94 | -33.47 | 1147.47
2014-01-02 21:00 | 2014 | 1 | 2 | 21 | 1225.445 | -34.809 | 1190.636
2014-01-02 22:00 | 2014 | 1 | 2 | 22 | 1248.696 | -35.415 | 1213.281
2014-01-02 23:00 | 2014 | 1 | 2 | 23 | 1232.523 | -35.849 | 1196.674
2014-01-03 | 2014 | 1 | 3 | 0 | 1206.245 | -36.867 | 1169.378
2014-01-03 01:00 | 2014 | 1 | 3 | 1 | 1181.929 | -39.136 | 1142.793
2014-01-03 02:00 | 2014 | 1 | 3 | 2 | 1162.365 | -40.767 | 1121.598
2014-01-03 03:00 | 2014 | 1 | 3 | 3 | 1166.243 | -38.272 | 1127.971
2014-01-03 04:00 | 2014 | 1 | 3 | 4 | 1172.904 | -38.239 | 1134.665
2014-01-03 05:00 | 2014 | 1 | 3 | 5 | 1180.785 | -37.896 | 1142.889
2014-01-03 06:00 | 2014 | 1 | 3 | 6 | 1214.521 | -38.328 | 1176.193
2014-01-03 07:00 | 2014 | 1 | 3 | 7 | 1260.188 | -39.994 | 1220.194
2014-01-03 08:00 | 2014 | 1 | 3 | 8 | 1302.692 | -41.366 | 1261.326
2014-01-03 09:00 | 2014 | 1 | 3 | 9 | 1313.014 | -42.284 | 1270.73
2014-01-03 10:00 | 2014 | 1 | 3 | 10 | 1305.857 | -43.406 | 1262.451
2014-01-03 11:00 | 2014 | 1 | 3 | 11 | 1284.496 | -45.506 | 1238.99
2014-01-03 12:00 | 2014 | 1 | 3 | 12 | 1232.653 | -47.5 | 1185.153
2014-01-03 13:00 | 2014 | 1 | 3 | 13 | 1190.292 | -46.763 | 1143.529
2014-01-03 14:00 | 2014 | 1 | 3 | 14 | 1156.286 | -45.015 | 1111.271
2014-01-03 15:00 | 2014 | 1 | 3 | 15 | 1121.385 | -41.752 | 1079.633
2014-01-03 16:00 | 2014 | 1 | 3 | 16 | 1112.527 | -40.731 | 1071.796
2014-01-03 17:00 | 2014 | 1 | 3 | 17 | 1139.112 | -42.184 | 1096.928
2014-01-03 18:00 | 2014 | 1 | 3 | 18 | 1197.016 | -48.083 | 1148.933
2014-01-03 19:00 | 2014 | 1 | 3 | 19 | 1245.742 | -45.454 | 1200.288
2014-01-03 20:00 | 2014 | 1 | 3 | 20 | 1257.428 | -49.081 | 1208.347
2014-01-03 21:00 | 2014 | 1 | 3 | 21 | 1267.136 | -50.484 | 1216.652
2014-01-03 22:00 | 2014 | 1 | 3 | 22 | 1266.172 | -48.893 | 1217.279
2014-01-03 23:00 | 2014 | 1 | 3 | 23 | 1259.609 | -50.759 | 1208.85
2014-01-04 | 2014 | 1 | 4 | 0 | 1239.749 | -49.772 | 1189.977
2014-01-04 01:00 | 2014 | 1 | 4 | 1 | 1233.631 | -54.524 | 1179.107
2014-01-04 02:00 | 2014 | 1 | 4 | 2 | 1232.403 | -57.07 | 1175.333
2014-01-04 03:00 | 2014 | 1 | 4 | 3 | 1225.458 | -57.875 | 1167.583
2014-01-04 04:00 | 2014 | 1 | 4 | 4 | 1234.081 | -56.777 | 1177.304
2014-01-04 05:00 | 2014 | 1 | 4 | 5 | 1244.037 | -53.027 | 1191.01
2014-01-04 06:00 | 2014 | 1 | 4 | 6 | 1249.523 | -50.815 | 1198.708
2014-01-04 07:00 | 2014 | 1 | 4 | 7 | 1277.581 | -46.722 | 1230.859
2014-01-04 08:00 | 2014 | 1 | 4 | 8 | 1298.806 | -46.899 | 1251.907
2014-01-04 09:00 | 2014 | 1 | 4 | 9 | 1303.524 | -50.328 | 1253.196
2014-01-04 10:00 | 2014 | 1 | 4 | 10 | 1270.954 | -46.272 | 1224.682
2014-01-04 11:00 | 2014 | 1 | 4 | 11 | 1187.824 | -43.491 | 1144.333
2014-01-04 12:00 | 2014 | 1 | 4 | 12 | 1085.882 | -43.991 | 1041.891
2014-01-04 13:00 | 2014 | 1 | 4 | 13 | 992.221 | -38.603 | 953.618
2014-01-04 14:00 | 2014 | 1 | 4 | 14 | 931.919 | -35.395 | 896.524
2014-01-04 15:00 | 2014 | 1 | 4 | 15 | 892.884 | -34.437 | 858.447
2014-01-04 16:00 | 2014 | 1 | 4 | 16 | 878.051 | -31.79 | 846.261
2014-01-04 17:00 | 2014 | 1 | 4 | 17 | 878.66 | -33.026 | 845.634
2014-01-04 18:00 | 2014 | 1 | 4 | 18 | 959.238 | -34.787 | 924.451
2014-01-04 19:00 | 2014 | 1 | 4 | 19 | 1016.437 | -36.048 | 980.389
2014-01-04 20:00 | 2014 | 1 | 4 | 20 | 1033.977 | -39.559 | 994.418
2014-01-04 21:00 | 2014 | 1 | 4 | 21 | 1054.607 | -41.9 | 1012.707
2014-01-04 22:00 | 2014 | 1 | 4 | 22 | 1053.005 | -41.392 | 1011.613
2014-01-04 23:00 | 2014 | 1 | 4 | 23 | 1049.047 | -39.28 | 1009.767
2014-01-05 | 2014 | 1 | 5 | 0 | 1028.502 | -36.641 | 991.861
2014-01-05 01:00 | 2014 | 1 | 5 | 1 | 1015.929 | -35.202 | 980.727
2014-01-05 02:00 | 2014 | 1 | 5 | 2 | 1013.131 | -35.574 | 977.557
2014-01-05 03:00 | 2014 | 1 | 5 | 3 | 1011.933 | -36.569 | 975.364
2014-01-05 04:00 | 2014 | 1 | 5 | 4 | 1006.273 | -35.92 | 970.353
2014-01-05 05:00 | 2014 | 1 | 5 | 5 | 1001.065 | -35.496 | 965.569
2014-01-05 06:00 | 2014 | 1 | 5 | 6 | 991.908 | -35.197 | 956.711
2014-01-05 07:00 | 2014 | 1 | 5 | 7 | 992.518 | -34.767 | 957.751
2014-01-05 08:00 | 2014 | 1 | 5 | 8 | 999.421 | -33.899 | 965.522
2014-01-05 09:00 | 2014 | 1 | 5 | 9 | 1006.633 | -34.022 | 972.611
2014-01-05 10:00 | 2014 | 1 | 5 | 10 | 1001.79 | -33.709 | 968.081
2014-01-05 11:00 | 2014 | 1 | 5 | 11 | 958.823 | -32.321 | 926.502
2014-01-05 12:00 | 2014 | 1 | 5 | 12 | 898.275 | -29.8 | 868.475
2014-01-05 13:00 | 2014 | 1 | 5 | 13 | 853.003 | -29.785 | 823.218
2014-01-05 14:00 | 2014 | 1 | 5 | 14 | 813.066 | -29.329 | 783.737
2014-01-05 15:00 | 2014 | 1 | 5 | 15 | 790.523 | -27.891 | 762.632
2014-01-05 16:00 | 2014 | 1 | 5 | 16 | 785.11 | -25.012 | 760.098
2014-01-05 17:00 | 2014 | 1 | 5 | 17 | 794.572 | -26.64 | 767.932
2014-01-05 18:00 | 2014 | 1 | 5 | 18 | 831.406 | -27.623 | 803.783
2014-01-05 19:00 | 2014 | 1 | 5 | 19 | 857.486 | -27.453 | 830.033
2014-01-05 20:00 | 2014 | 1 | 5 | 20 | 851.322 | -27.89 | 823.432
2014-01-05 21:00 | 2014 | 1 | 5 | 21 | 840.073 | -27.194 | 812.879
2014-01-05 22:00 | 2014 | 1 | 5 | 22 | 825.284 | -26.039 | 799.245
2014-01-05 23:00 | 2014 | 1 | 5 | 23 | 814.23 | -25.226 | 789.004
2014-01-06 | 2014 | 1 | 6 | 0 | 807.084 | -24.546 | 782.538
2014-01-06 01:00 | 2014 | 1 | 6 | 1 | 824.559 | -23.162 | 801.397
2014-01-06 02:00 | 2014 | 1 | 6 | 2 | 868.919 | -21.307 | 847.612
2014-01-06 03:00 | 2014 | 1 | 6 | 3 | 900.644 | -21.048 | 879.596
2014-01-06 04:00 | 2014 | 1 | 6 | 4 | 912.977 | -20.141 | 892.836
2014-01-06 05:00 | 2014 | 1 | 6 | 5 | 967.936 | -21.547 | 946.389
2014-01-06 06:00 | 2014 | 1 | 6 | 6 | 1033.317 | -24.475 | 1008.842
2014-01-06 07:00 | 2014 | 1 | 6 | 7 | 1115.704 | -30.645 | 1085.059
2014-01-06 08:00 | 2014 | 1 | 6 | 8 | 1192.727 | -33.548 | 1159.179
2014-01-06 09:00 | 2014 | 1 | 6 | 9 | 1231.318 | -34.616 | 1196.702
2014-01-06 10:00 | 2014 | 1 | 6 | 10 | 1276.123 | -37.066 | 1239.057
2014-01-06 11:00 | 2014 | 1 | 6 | 11 | 1305.615 | -37.747 | 1267.868
2014-01-06 12:00 | 2014 | 1 | 6 | 12 | 1330.961 | -38.897 | 1292.064
2014-01-06 13:00 | 2014 | 1 | 6 | 13 | 1344.696 | -39.175 | 1305.521
2014-01-06 14:00 | 2014 | 1 | 6 | 14 | 1360.836 | -39.755 | 1321.081
2014-01-06 15:00 | 2014 | 1 | 6 | 15 | 1372.176 | -40.271 | 1331.905
2014-01-06 16:00 | 2014 | 1 | 6 | 16 | 1390.426 | -41.003 | 1349.423
2014-01-06 17:00 | 2014 | 1 | 6 | 17 | 1441.838 | -43.034 | 1398.804
2014-01-06 18:00 | 2014 | 1 | 6 | 18 | 1504.515 | -45.623 | 1458.892
2014-01-06 19:00 | 2014 | 1 | 6 | 19 | 1549.215 | -47.506 | 1501.709
2014-01-06 20:00 | 2014 | 1 | 6 | 20 | 1551.841 | -47.645 | 1504.196
2014-01-06 21:00 | 2014 | 1 | 6 | 21 | 1554.799 | -46.158 | 1508.641
2014-01-06 22:00 | 2014 | 1 | 6 | 22 | 1557.266 | -44.235 | 1513.031
2014-01-06 23:00 | 2014 | 1 | 6 | 23 | 1544.026 | -43.344 | 1500.682
2014-01-07 | 2014 | 1 | 7 | 0 | 1515.832 | -43.026 | 1472.806
2014-01-07 01:00 | 2014 | 1 | 7 | 1 | 1512.18 | -45.954 | 1466.226
2014-01-07 02:00 | 2014 | 1 | 7 | 2 | 1508.148 | -50.494 | 1457.654
2014-01-07 03:00 | 2014 | 1 | 7 | 3 | 1518.474 | -51.163 | 1467.311
2014-01-07 04:00 | 2014 | 1 | 7 | 4 | 1533.783 | -51.86 | 1481.923
2014-01-07 05:00 | 2014 | 1 | 7 | 5 | 1545.082 | -54.437 | 1490.645
2014-01-07 06:00 | 2014 | 1 | 7 | 6 | 1562.809 | -52.836 | 1509.973
2014-01-07 07:00 | 2014 | 1 | 7 | 7 | 1606.57 | -53.763 | 1552.807
2014-01-07 08:00 | 2014 | 1 | 7 | 8 | 1632.515 | -54.081 | 1578.434
2014-01-07 09:00 | 2014 | 1 | 7 | 9 | 1627.177 | -53.916 | 1573.261
2014-01-07 10:00 | 2014 | 1 | 7 | 10 | 1604.769 | -51.714 | 1553.055
2014-01-07 11:00 | 2014 | 1 | 7 | 11 | 1546.175 | -47.183 | 1498.992
2014-01-07 12:00 | 2014 | 1 | 7 | 12 | 1489.722 | -45.005 | 1444.717
2014-01-07 13:00 | 2014 | 1 | 7 | 13 | 1431.495 | -44.964 | 1386.531
2014-01-07 14:00 | 2014 | 1 | 7 | 14 | 1380.353 | -46.255 | 1334.098
2014-01-07 15:00 | 2014 | 1 | 7 | 15 | 1334.058 | -45.995 | 1288.063
2014-01-07 16:00 | 2014 | 1 | 7 | 16 | 1321.889 | -48.16 | 1273.729
2014-01-07 17:00 | 2014 | 1 | 7 | 17 | 1344.931 | -54.788 | 1290.143
2014-01-07 18:00 | 2014 | 1 | 7 | 18 | 1389.176 | -58.809 | 1330.367
2014-01-07 19:00 | 2014 | 1 | 7 | 19 | 1429.465 | -56.124 | 1373.341
2014-01-07 20:00 | 2014 | 1 | 7 | 20 | 1442.542 | -52.205 | 1390.337
2014-01-07 21:00 | 2014 | 1 | 7 | 21 | 1443.717 | -52.406 | 1391.311
2014-01-07 22:00 | 2014 | 1 | 7 | 22 | 1428.717 | -49.231 | 1379.486
2014-01-07 23:00 | 2014 | 1 | 7 | 23 | 1396.506 | -47.25 | 1349.256
2014-01-08 | 2014 | 1 | 8 | 0 | 1383.877 | -49.865 | 1334.012
2014-01-08 01:00 | 2014 | 1 | 8 | 1 | 1382.694 | -55.178 | 1327.516
2014-01-08 02:00 | 2014 | 1 | 8 | 2 | 1377.099 | -54.631 | 1322.468
2014-01-08 03:00 | 2014 | 1 | 8 | 3 | 1383.921 | -55.674 | 1328.247
2014-01-08 04:00 | 2014 | 1 | 8 | 4 | 1388.562 | -55.147 | 1333.415
2014-01-08 05:00 | 2014 | 1 | 8 | 5 | 1407.423 | -56.623 | 1350.8
2014-01-08 06:00 | 2014 | 1 | 8 | 6 | 1436.162 | -57.615 | 1378.547
2014-01-08 07:00 | 2014 | 1 | 8 | 7 | 1471.386 | -57.806 | 1413.58
2014-01-08 08:00 | 2014 | 1 | 8 | 8 | 1495.148 | -57.119 | 1438.029
2014-01-08 09:00 | 2014 | 1 | 8 | 9 | 1460.027 | -50.275 | 1409.752
2014-01-08 10:00 | 2014 | 1 | 8 | 10 | 1433.011 | -49.928 | 1383.083
2014-01-08 11:00 | 2014 | 1 | 8 | 11 | 1342.62 | -49.996 | 1292.624
2014-01-08 12:00 | 2014 | 1 | 8 | 12 | 1244.269 | -48.165 | 1196.104
2014-01-08 13:00 | 2014 | 1 | 8 | 13 | 1155.795 | -43.515 | 1112.28
2014-01-08 14:00 | 2014 | 1 | 8 | 14 | 1119.257 | -39.551 | 1079.706
2014-01-08 15:00 | 2014 | 1 | 8 | 15 | 1087.969 | -39.493 | 1048.476
2014-01-08 16:00 | 2014 | 1 | 8 | 16 | 1062.049 | -38.186 | 1023.863
2014-01-08 17:00 | 2014 | 1 | 8 | 17 | 1067.294 | -39.6 | 1027.694
2014-01-08 18:00 | 2014 | 1 | 8 | 18 | 1110.037 | -42.145 | 1067.892
2014-01-08 19:00 | 2014 | 1 | 8 | 19 | 1158.495 | -39.649 | 1118.846
2014-01-08 20:00 | 2014 | 1 | 8 | 20 | 1151.162 | -38.63 | 1112.532
2014-01-08 21:00 | 2014 | 1 | 8 | 21 | 1148.235 | -40.132 | 1108.103
2014-01-08 22:00 | 2014 | 1 | 8 | 22 | 1148.715 | -40.817 | 1107.898
2014-01-08 23:00 | 2014 | 1 | 8 | 23 | 1129.805 | -40.914 | 1088.891
2014-01-09 | 2014 | 1 | 9 | 0 | 1096.6 | -38.298 | 1058.302
2014-01-09 01:00 | 2014 | 1 | 9 | 1 | 1071.951 | -41.102 | 1030.849
2014-01-09 02:00 | 2014 | 1 | 9 | 2 | 1053.29 | -38.776 | 1014.514
2014-01-09 03:00 | 2014 | 1 | 9 | 3 | 1038.68 | -36.418 | 1002.262
2014-01-09 04:00 | 2014 | 1 | 9 | 4 | 1034.283 | -36.753 | 997.53
2014-01-09 05:00 | 2014 | 1 | 9 | 5 | 1045.072 | -37.432 | 1007.64
2014-01-09 06:00 | 2014 | 1 | 9 | 6 | 1073.244 | -38.063 | 1035.181
2014-01-09 07:00 | 2014 | 1 | 9 | 7 | 1123.248 | -44.366 | 1078.882
2014-01-09 08:00 | 2014 | 1 | 9 | 8 | 1162.641 | -44.291 | 1118.35
2014-01-09 09:00 | 2014 | 1 | 9 | 9 | 1159.782 | -42.211 | 1117.571
2014-01-09 10:00 | 2014 | 1 | 9 | 10 | 1144.694 | -41.21 | 1103.484
2014-01-09 11:00 | 2014 | 1 | 9 | 11 | 1096.568 | -38.98 | 1057.588
2014-01-09 12:00 | 2014 | 1 | 9 | 12 | 1042.2 | -36.225 | 1005.975
2014-01-09 13:00 | 2014 | 1 | 9 | 13 | 979.941 | -34.265 | 945.676
2014-01-09 14:00 | 2014 | 1 | 9 | 14 | 958.923 | -34.221 | 924.702
2014-01-09 15:00 | 2014 | 1 | 9 | 15 | 948.032 | -34.095 | 913.937
2014-01-09 16:00 | 2014 | 1 | 9 | 16 | 944.187 | -33.298 | 910.889
2014-01-09 17:00 | 2014 | 1 | 9 | 17 | 949.802 | -34.152 | 915.65
2014-01-09 18:00 | 2014 | 1 | 9 | 18 | 998.212 | -38.947 | 959.265
2014-01-09 19:00 | 2014 | 1 | 9 | 19 | 1012.091 | -35.776 | 976.315
2014-01-09 20:00 | 2014 | 1 | 9 | 20 | 1018.18 | -36.094 | 982.086
2014-01-09 21:00 | 2014 | 1 | 9 | 21 | 1023.772 | -37.245 | 986.527
2014-01-09 22:00 | 2014 | 1 | 9 | 22 | 1018.332 | -36.554 | 981.778
2014-01-09 23:00 | 2014 | 1 | 9 | 23 | 988.145 | -32.846 | 955.299
2014-01-10 | 2014 | 1 | 10 | 0 | 953.978 | -33.151 | 920.827
2014-01-10 01:00 | 2014 | 1 | 10 | 1 | 915.004 | -31.449 | 883.555
2014-01-10 02:00 | 2014 | 1 | 10 | 2 | 896.356 | -32.586 | 863.77
2014-01-10 03:00 | 2014 | 1 | 10 | 3 | 899.484 | -32.55 | 866.934
2014-01-10 04:00 | 2014 | 1 | 10 | 4 | 897.184 | -30.856 | 866.328
2014-01-10 05:00 | 2014 | 1 | 10 | 5 | 906.57 | -30.122 | 876.448
2014-01-10 06:00 | 2014 | 1 | 10 | 6 | 934.375 | -30.256 | 904.119
2014-01-10 07:00 | 2014 | 1 | 10 | 7 | 980.56 | -33.105 | 947.455
2014-01-10 08:00 | 2014 | 1 | 10 | 8 | 1015.118 | -34.707 | 980.411
2014-01-10 09:00 | 2014 | 1 | 10 | 9 | 1007.577 | -34.42 | 973.157
2014-01-10 10:00 | 2014 | 1 | 10 | 10 | 1003.361 | -35.995 | 967.366
2014-01-10 11:00 | 2014 | 1 | 10 | 11 | 985.74 | -36.082 | 949.658
2014-01-10 12:00 | 2014 | 1 | 10 | 12 | 945.856 | -36.043 | 909.813
2014-01-10 13:00 | 2014 | 1 | 10 | 13 | 909.616 | -35.369 | 874.247
2014-01-10 14:00 | 2014 | 1 | 10 | 14 | 869.196 | -33.608 | 835.588
2014-01-10 15:00 | 2014 | 1 | 10 | 15 | 842.636 | -31.068 | 811.568
2014-01-10 16:00 | 2014 | 1 | 10 | 16 | 834.02 | -29.86 | 804.16
2014-01-10 17:00 | 2014 | 1 | 10 | 17 | 829.433 | -30.632 | 798.801
2014-01-10 18:00 | 2014 | 1 | 10 | 18 | 862.608 | -32.569 | 830.039
2014-01-10 19:00 | 2014 | 1 | 10 | 19 | 888.476 | -28.469 | 860.007
2014-01-10 20:00 | 2014 | 1 | 10 | 20 | 893.791 | -28.358 | 865.433
2014-01-10 21:00 | 2014 | 1 | 10 | 21 | 893.538 | -27.679 | 865.859
2014-01-10 22:00 | 2014 | 1 | 10 | 22 | 891.624 | -27.782 | 863.842
2014-01-10 23:00 | 2014 | 1 | 10 | 23 | 872.56 | -25.339 | 847.221
2014-01-11 | 2014 | 1 | 11 | 0 | 835.472 | -24.547 | 810.925
2014-01-11 01:00 | 2014 | 1 | 11 | 1 | 797.433 | -23.006 | 774.427
2014-01-11 02:00 | 2014 | 1 | 11 | 2 | 757.548 | -25.103 | 732.445
2014-01-11 03:00 | 2014 | 1 | 11 | 3 | 726.91 | -23.393 | 703.517
2014-01-11 04:00 | 2014 | 1 | 11 | 4 | 743.278 | -24.679 | 718.599
2014-01-11 05:00 | 2014 | 1 | 11 | 5 | 732.845 | -24.883 | 707.962
2014-01-11 06:00 | 2014 | 1 | 11 | 6 | 742.735 | -27.034 | 715.701
2014-01-11 07:00 | 2014 | 1 | 11 | 7 | 774.582 | -25.942 | 748.64
2014-01-11 08:00 | 2014 | 1 | 11 | 8 | 795.909 | -25.378 | 770.531
2014-01-11 09:00 | 2014 | 1 | 11 | 9 | 808.009 | -28.726 | 779.283
2014-01-11 10:00 | 2014 | 1 | 11 | 10 | 819.965 | -29.669 | 790.296
2014-01-11 11:00 | 2014 | 1 | 11 | 11 | 827.624 | -31.515 | 796.109
2014-01-11 12:00 | 2014 | 1 | 11 | 12 | 806.806 | -30.512 | 776.294
2014-01-11 13:00 | 2014 | 1 | 11 | 13 | 787.81 | -28.645 | 759.165
2014-01-11 14:00 | 2014 | 1 | 11 | 14 | 769.215 | -27.093 | 742.122
2014-01-11 15:00 | 2014 | 1 | 11 | 15 | 746.697 | -25.459 | 721.238
2014-01-11 16:00 | 2014 | 1 | 11 | 16 | 744.484 | -25.047 | 719.437
2014-01-11 17:00 | 2014 | 1 | 11 | 17 | 756.735 | -26.629 | 730.106
2014-01-11 18:00 | 2014 | 1 | 11 | 18 | 801.256 | -29.43 | 771.826
2014-01-11 19:00 | 2014 | 1 | 11 | 19 | 838.3 | -28.189 | 810.111
2014-01-11 20:00 | 2014 | 1 | 11 | 20 | 847.796 | -28.84 | 818.956
2014-01-11 21:00 | 2014 | 1 | 11 | 21 | 852.912 | -29.232 | 823.68
2014-01-11 22:00 | 2014 | 1 | 11 | 22 | 847.843 | -27.922 | 819.921
2014-01-11 23:00 | 2014 | 1 | 11 | 23 | 833.872 | -25.926 | 807.946
2014-01-12 | 2014 | 1 | 12 | 0 | 816.461 | -25.152 | 791.309
2014-01-12 01:00 | 2014 | 1 | 12 | 1 | 797.469 | -22.805 | 774.664
2014-01-12 02:00 | 2014 | 1 | 12 | 2 | 792.092 | -22.761 | 769.331
2014-01-12 03:00 | 2014 | 1 | 12 | 3 | 791.218 | -20.531 | 770.687
2014-01-12 04:00 | 2014 | 1 | 12 | 4 | 792.694 | -19.549 | 773.145
2014-01-12 05:00 | 2014 | 1 | 12 | 5 | 797.513 | -20.582 | 776.931
2014-01-12 06:00 | 2014 | 1 | 12 | 6 | 811.499 | -21.033 | 790.466
2014-01-12 07:00 | 2014 | 1 | 12 | 7 | 824.534 | -22.229 | 802.305
2014-01-12 08:00 | 2014 | 1 | 12 | 8 | 841.151 | -22.809 | 818.342
2014-01-12 09:00 | 2014 | 1 | 12 | 9 | 864.269 | -24.953 | 839.316
2014-01-12 10:00 | 2014 | 1 | 12 | 10 | 877.812 | -27.515 | 850.297
2014-01-12 11:00 | 2014 | 1 | 12 | 11 | 847.9 | -27.844 | 820.056
2014-01-12 12:00 | 2014 | 1 | 12 | 12 | 816.116 | -26.815 | 789.301
2014-01-12 13:00 | 2014 | 1 | 12 | 13 | 780.305 | -25.685 | 754.62
2014-01-12 14:00 | 2014 | 1 | 12 | 14 | 761.629 | -24.696 | 736.933
2014-01-12 15:00 | 2014 | 1 | 12 | 15 | 739.729 | -24.779 | 714.95
2014-01-12 16:00 | 2014 | 1 | 12 | 16 | 740.847 | -24.295 | 716.552
2014-01-12 17:00 | 2014 | 1 | 12 | 17 | 752.734 | -25.227 | 727.507
2014-01-12 18:00 | 2014 | 1 | 12 | 18 | 807.716 | -29.139 | 778.577
2014-01-12 19:00 | 2014 | 1 | 12 | 19 | 872.163 | -29.276 | 842.887
2014-01-12 20:00 | 2014 | 1 | 12 | 20 | 900.602 | -31.695 | 868.907
2014-01-12 21:00 | 2014 | 1 | 12 | 21 | 928.701 | -33.257 | 895.444
2014-01-12 22:00 | 2014 | 1 | 12 | 22 | 931.212 | -33.582 | 897.63
2014-01-12 23:00 | 2014 | 1 | 12 | 23 | 923.127 | -33.647 | 889.48
2014-01-13 | 2014 | 1 | 13 | 0 | 909.098 | -35.14 | 873.958
2014-01-13 01:00 | 2014 | 1 | 13 | 1 | 898.614 | -32.687 | 865.927
2014-01-13 02:00 | 2014 | 1 | 13 | 2 | 905.85 | -31.351 | 874.499
2014-01-13 03:00 | 2014 | 1 | 13 | 3 | 905.369 | -30.983 | 874.386
2014-01-13 04:00 | 2014 | 1 | 13 | 4 | 919.89 | -31.489 | 888.401
2014-01-13 05:00 | 2014 | 1 | 13 | 5 | 937.071 | -31.922 | 905.149
2014-01-13 06:00 | 2014 | 1 | 13 | 6 | 977.626 | -34.142 | 943.484
2014-01-13 07:00 | 2014 | 1 | 13 | 7 | 1053.389 | -39.346 | 1014.043
2014-01-13 08:00 | 2014 | 1 | 13 | 8 | 1079.013 | -38.642 | 1040.371
2014-01-13 09:00 | 2014 | 1 | 13 | 9 | 1060.265 | -39.765 | 1020.5
2014-01-13 10:00 | 2014 | 1 | 13 | 10 | 1037.637 | -36.672 | 1000.965
2014-01-13 11:00 | 2014 | 1 | 13 | 11 | 991.001 | -34.649 | 956.352
2014-01-13 12:00 | 2014 | 1 | 13 | 12 | 949.882 | -31.47 | 918.412
2014-01-13 13:00 | 2014 | 1 | 13 | 13 | 918.88 | -29.801 | 889.079
2014-01-13 14:00 | 2014 | 1 | 13 | 14 | 910.454 | -29.578 | 880.876
2014-01-13 15:00 | 2014 | 1 | 13 | 15 | 908.321 | -29.507 | 878.814
2014-01-13 16:00 | 2014 | 1 | 13 | 16 | 903.808 | -29.29 | 874.518
2014-01-13 17:00 | 2014 | 1 | 13 | 17 | 923.587 | -29.783 | 893.804
2014-01-13 18:00 | 2014 | 1 | 13 | 18 | 945.2 | -30.43 | 914.77
2014-01-13 19:00 | 2014 | 1 | 13 | 19 | 950.443 | -27.179 | 923.264
2014-01-13 20:00 | 2014 | 1 | 13 | 20 | 937.492 | -27.903 | 909.589
2014-01-13 21:00 | 2014 | 1 | 13 | 21 | 922.816 | -29.089 | 893.727
2014-01-13 22:00 | 2014 | 1 | 13 | 22 | 902.486 | -27.287 | 875.199
2014-01-13 23:00 | 2014 | 1 | 13 | 23 | 868.787 | -23.83 | 844.957
2014-01-14 | 2014 | 1 | 14 | 0 | 824.511 | -21.037 | 803.474
2014-01-14 01:00 | 2014 | 1 | 14 | 1 | 794.071 | -18.079 | 775.992
2014-01-14 02:00 | 2014 | 1 | 14 | 2 | 765.926 | -15.989 | 749.937
2014-01-14 03:00 | 2014 | 1 | 14 | 3 | 748.548 | -15.755 | 732.793
2014-01-14 04:00 | 2014 | 1 | 14 | 4 | 753.748 | -16.037 | 737.711
2014-01-14 05:00 | 2014 | 1 | 14 | 5 | 772.488 | -16.924 | 755.564
2014-01-14 06:00 | 2014 | 1 | 14 | 6 | 806.781 | -19.706 | 787.075
2014-01-14 07:00 | 2014 | 1 | 14 | 7 | 874.053 | -23.44 | 850.613
2014-01-14 08:00 | 2014 | 1 | 14 | 8 | 905.103 | -22.849 | 882.254
2014-01-14 09:00 | 2014 | 1 | 14 | 9 | 902.396 | -23.263 | 879.133
2014-01-14 10:00 | 2014 | 1 | 14 | 10 | 893.372 | -26.118 | 867.254
2014-01-14 11:00 | 2014 | 1 | 14 | 11 | 878.886 | -27.373 | 851.513
2014-01-14 12:00 | 2014 | 1 | 14 | 12 | 857.71 | -25.662 | 832.048
2014-01-14 13:00 | 2014 | 1 | 14 | 13 | 842.936 | -25.559 | 817.377
2014-01-14 14:00 | 2014 | 1 | 14 | 14 | 800.739 | -24.2 | 776.539
2014-01-14 15:00 | 2014 | 1 | 14 | 15 | 781.455 | -22.42 | 759.035
2014-01-14 16:00 | 2014 | 1 | 14 | 16 | 760.579 | -21.74 | 738.839
2014-01-14 17:00 | 2014 | 1 | 14 | 17 | 803.608 | -22.916 | 780.692
2014-01-14 18:00 | 2014 | 1 | 14 | 18 | 838.453 | -24.469 | 813.984
2014-01-14 19:00 | 2014 | 1 | 14 | 19 | 903.051 | -24.76 | 878.291
2014-01-14 20:00 | 2014 | 1 | 14 | 20 | 927.291 | -27.229 | 900.062
2014-01-14 21:00 | 2014 | 1 | 14 | 21 | 940.077 | -27.467 | 912.61
2014-01-14 22:00 | 2014 | 1 | 14 | 22 | 941.665 | -26.461 | 915.204
2014-01-14 23:00 | 2014 | 1 | 14 | 23 | 922.542 | -24.175 | 898.367
2014-01-15 | 2014 | 1 | 15 | 0 | 894.119 | -23.864 | 870.255
2014-01-15 01:00 | 2014 | 1 | 15 | 1 | 867.907 | -22.83 | 845.077
2014-01-15 02:00 | 2014 | 1 | 15 | 2 | 834.914 | -21.937 | 812.977
2014-01-15 03:00 | 2014 | 1 | 15 | 3 | 831.211 | -21.759 | 809.452
2014-01-15 04:00 | 2014 | 1 | 15 | 4 | 830.639 | -21.925 | 808.714
2014-01-15 05:00 | 2014 | 1 | 15 | 5 | 849.697 | -22.757 | 826.94
2014-01-15 06:00 | 2014 | 1 | 15 | 6 | 887.58 | -24.621 | 862.959
2014-01-15 07:00 | 2014 | 1 | 15 | 7 | 980.303 | -27.27 | 953.033
2014-01-15 08:00 | 2014 | 1 | 15 | 8 | 1031.099 | -28.315 | 1002.784
2014-01-15 09:00 | 2014 | 1 | 15 | 9 | 1039.743 | -28.134 | 1011.609
2014-01-15 10:00 | 2014 | 1 | 15 | 10 | 1045.402 | -28.572 | 1016.83
2014-01-15 11:00 | 2014 | 1 | 15 | 11 | 1030.82 | -29.427 | 1001.393
2014-01-15 12:00 | 2014 | 1 | 15 | 12 | 1003.097 | -30.176 | 972.921
2014-01-15 13:00 | 2014 | 1 | 15 | 13 | 998.074 | -30.312 | 967.762
2014-01-15 14:00 | 2014 | 1 | 15 | 14 | 984.675 | -30.305 | 954.37
2014-01-15 15:00 | 2014 | 1 | 15 | 15 | 973.475 | -29.171 | 944.304
2014-01-15 16:00 | 2014 | 1 | 15 | 16 | 962.693 | -28.875 | 933.818
2014-01-15 17:00 | 2014 | 1 | 15 | 17 | 988.404 | -29.661 | 958.743
2014-01-15 18:00 | 2014 | 1 | 15 | 18 | 1048.435 | -32.559 | 1015.876
2014-01-15 19:00 | 2014 | 1 | 15 | 19 | 1096.531 | -34.695 | 1061.836
2014-01-15 20:00 | 2014 | 1 | 15 | 20 | 1107.624 | -33.952 | 1073.672
2014-01-15 21:00 | 2014 | 1 | 15 | 21 | 1116.424 | -34.092 | 1082.332
2014-01-15 22:00 | 2014 | 1 | 15 | 22 | 1111.909 | -34.545 | 1077.364
2014-01-15 23:00 | 2014 | 1 | 15 | 23 | 1083.392 | -34.245 | 1049.147
2014-01-16 | 2014 | 1 | 16 | 0 | 1065.912 | -33.174 | 1032.738
2014-01-16 01:00 | 2014 | 1 | 16 | 1 | 1046.143 | -32.575 | 1013.568
2014-01-16 02:00 | 2014 | 1 | 16 | 2 | 1052.56 | -33.512 | 1019.048
2014-01-16 03:00 | 2014 | 1 | 16 | 3 | 1059.487 | -33.451 | 1026.036
2014-01-16 04:00 | 2014 | 1 | 16 | 4 | 1073.792 | -34.043 | 1039.749
2014-01-16 05:00 | 2014 | 1 | 16 | 5 | 1081.385 | -34.196 | 1047.189
2014-01-16 06:00 | 2014 | 1 | 16 | 6 | 1115.341 | -33.918 | 1081.423
2014-01-16 07:00 | 2014 | 1 | 16 | 7 | 1178.524 | -37.25 | 1141.274
2014-01-16 08:00 | 2014 | 1 | 16 | 8 | 1212.301 | -38.162 | 1174.139
2014-01-16 09:00 | 2014 | 1 | 16 | 9 | 1198.444 | -37.815 | 1160.629
2014-01-16 10:00 | 2014 | 1 | 16 | 10 | 1171.856 | -40.138 | 1131.718
2014-01-16 11:00 | 2014 | 1 | 16 | 11 | 1114.732 | -39.438 | 1075.294
2014-01-16 12:00 | 2014 | 1 | 16 | 12 | 1058.942 | -37.853 | 1021.089
2014-01-16 13:00 | 2014 | 1 | 16 | 13 | 1007.643 | -35.549 | 972.094
2014-01-16 14:00 | 2014 | 1 | 16 | 14 | 969.99 | -34.488 | 935.502
2014-01-16 15:00 | 2014 | 1 | 16 | 15 | 960.723 | -33.205 | 927.518
2014-01-16 16:00 | 2014 | 1 | 16 | 16 | 962.764 | -33.004 | 929.76
2014-01-16 17:00 | 2014 | 1 | 16 | 17 | 981.625 | -33.857 | 947.768
2014-01-16 18:00 | 2014 | 1 | 16 | 18 | 1003.218 | -34.11 | 969.108
2014-01-16 19:00 | 2014 | 1 | 16 | 19 | 1034.866 | -34.914 | 999.952
2014-01-16 20:00 | 2014 | 1 | 16 | 20 | 1026.719 | -34.59 | 992.129
2014-01-16 21:00 | 2014 | 1 | 16 | 21 | 1025.714 | -34.567 | 991.147
2014-01-16 22:00 | 2014 | 1 | 16 | 22 | 1005.222 | -35.145 | 970.077
2014-01-16 23:00 | 2014 | 1 | 16 | 23 | 973.084 | -33.222 | 939.862
2014-01-17 | 2014 | 1 | 17 | 0 | 930.947 | -31.859 | 899.088
2014-01-17 01:00 | 2014 | 1 | 17 | 1 | 902.3 | -32.616 | 869.684
2014-01-17 02:00 | 2014 | 1 | 17 | 2 | 886.236 | -31.883 | 854.353
2014-01-17 03:00 | 2014 | 1 | 17 | 3 | 894.829 | -32.578 | 862.251
2014-01-17 04:00 | 2014 | 1 | 17 | 4 | 894.139 | -32.229 | 861.91
2014-01-17 05:00 | 2014 | 1 | 17 | 5 | 908.674 | -33.06 | 875.614
2014-01-17 06:00 | 2014 | 1 | 17 | 6 | 938.881 | -29.293 | 909.588
2014-01-17 07:00 | 2014 | 1 | 17 | 7 | 1013.374 | -31.411 | 981.963
2014-01-17 08:00 | 2014 | 1 | 17 | 8 | 1057.466 | -33.411 | 1024.055
2014-01-17 09:00 | 2014 | 1 | 17 | 9 | 1061.972 | -33.09 | 1028.882
2014-01-17 10:00 | 2014 | 1 | 17 | 10 | 1047.123 | -33.987 | 1013.136
2014-01-17 11:00 | 2014 | 1 | 17 | 11 | 1000.075 | -32.612 | 967.463
2014-01-17 12:00 | 2014 | 1 | 17 | 12 | 959.148 | -31.71 | 927.438
2014-01-17 13:00 | 2014 | 1 | 17 | 13 | 953.047 | -31.509 | 921.538
2014-01-17 14:00 | 2014 | 1 | 17 | 14 | 959.991 | -32.222 | 927.769
2014-01-17 15:00 | 2014 | 1 | 17 | 15 | 979.288 | -31.793 | 947.495
2014-01-17 16:00 | 2014 | 1 | 17 | 16 | 1017.215 | -32.368 | 984.847
2014-01-17 17:00 | 2014 | 1 | 17 | 17 | 1042.539 | -32.468 | 1010.071
2014-01-17 18:00 | 2014 | 1 | 17 | 18 | 1082.316 | -33.408 | 1048.908
2014-01-17 19:00 | 2014 | 1 | 17 | 19 | 1119.129 | -33.77 | 1085.359
2014-01-17 20:00 | 2014 | 1 | 17 | 20 | 1141.554 | -34.117 | 1107.437
2014-01-17 21:00 | 2014 | 1 | 17 | 21 | 1160.747 | -35.823 | 1124.924
2014-01-17 22:00 | 2014 | 1 | 17 | 22 | 1161.121 | -35.962 | 1125.159
2014-01-17 23:00 | 2014 | 1 | 17 | 23 | 1134.844 | -33.781 | 1101.063
2014-01-18 | 2014 | 1 | 18 | 0 | 1125.05 | -33.583 | 1091.467
2014-01-18 01:00 | 2014 | 1 | 18 | 1 | 1103.27 | -34.109 | 1069.161
2014-01-18 02:00 | 2014 | 1 | 18 | 2 | 1090.604 | -34.845 | 1055.759
2014-01-18 03:00 | 2014 | 1 | 18 | 3 | 1091.745 | -34.215 | 1057.53
2014-01-18 04:00 | 2014 | 1 | 18 | 4 | 1103.087 | -35.951 | 1067.136
2014-01-18 05:00 | 2014 | 1 | 18 | 5 | 1112.717 | -36.683 | 1076.034
2014-01-18 06:00 | 2014 | 1 | 18 | 6 | 1135.003 | -37.963 | 1097.04
2014-01-18 07:00 | 2014 | 1 | 18 | 7 | 1159.919 | -39.208 | 1120.711
2014-01-18 08:00 | 2014 | 1 | 18 | 8 | 1176.247 | -38.856 | 1137.391
2014-01-18 09:00 | 2014 | 1 | 18 | 9 | 1190.202 | -39.104 | 1151.098
2014-01-18 10:00 | 2014 | 1 | 18 | 10 | 1207.254 | -39.803 | 1167.451
2014-01-18 11:00 | 2014 | 1 | 18 | 11 | 1193.116 | -40.57 | 1152.546
2014-01-18 12:00 | 2014 | 1 | 18 | 12 | 1170.473 | -41.525 | 1128.948
2014-01-18 13:00 | 2014 | 1 | 18 | 13 | 1119.818 | -41.629 | 1078.189
2014-01-18 14:00 | 2014 | 1 | 18 | 14 | 1061.592 | -40.541 | 1021.051
2014-01-18 15:00 | 2014 | 1 | 18 | 15 | 1018.669 | -39.144 | 979.525
2014-01-18 16:00 | 2014 | 1 | 18 | 16 | 1003.188 | -37.993 | 965.195
2014-01-18 17:00 | 2014 | 1 | 18 | 17 | 1007.489 | -36.85 | 970.639
2014-01-18 18:00 | 2014 | 1 | 18 | 18 | 1041.441 | -38.197 | 1003.244
2014-01-18 19:00 | 2014 | 1 | 18 | 19 | 1064.513 | -37.001 | 1027.512
2014-01-18 20:00 | 2014 | 1 | 18 | 20 | 1059.156 | -36.761 | 1022.395
2014-01-18 21:00 | 2014 | 1 | 18 | 21 | 1054.32 | -35.843 | 1018.477
2014-01-18 22:00 | 2014 | 1 | 18 | 22 | 1031.832 | -36.126 | 995.706
2014-01-18 23:00 | 2014 | 1 | 18 | 23 | 999.139 | -37.436 | 961.703
2014-01-19 | 2014 | 1 | 19 | 0 | 963.675 | -37.918 | 925.757
2014-01-19 01:00 | 2014 | 1 | 19 | 1 | 940.165 | -34.908 | 905.257
2014-01-19 02:00 | 2014 | 1 | 19 | 2 | 929.9 | -35.243 | 894.657
2014-01-19 03:00 | 2014 | 1 | 19 | 3 | 929.506 | -35.023 | 894.483
2014-01-19 04:00 | 2014 | 1 | 19 | 4 | 928.583 | -34.506 | 894.077
2014-01-19 05:00 | 2014 | 1 | 19 | 5 | 922.633 | -34.782 | 887.851
2014-01-19 06:00 | 2014 | 1 | 19 | 6 | 928.952 | -33.965 | 894.987
2014-01-19 07:00 | 2014 | 1 | 19 | 7 | 928.675 | -32.062 | 896.613
2014-01-19 08:00 | 2014 | 1 | 19 | 8 | 942.901 | -32.553 | 910.348
2014-01-19 09:00 | 2014 | 1 | 19 | 9 | 962.349 | -35.118 | 927.231
2014-01-19 10:00 | 2014 | 1 | 19 | 10 | 971.903 | -34.861 | 937.042
2014-01-19 11:00 | 2014 | 1 | 19 | 11 | 957.597 | -35.204 | 922.393
2014-01-19 12:00 | 2014 | 1 | 19 | 12 | 941.038 | -35.732 | 905.306
2014-01-19 13:00 | 2014 | 1 | 19 | 13 | 912.62 | -34.312 | 878.308
2014-01-19 14:00 | 2014 | 1 | 19 | 14 | 882.001 | -34.601 | 847.4
2014-01-19 15:00 | 2014 | 1 | 19 | 15 | 853.375 | -31.545 | 821.83
2014-01-19 16:00 | 2014 | 1 | 19 | 16 | 840.016 | -28.659 | 811.357
2014-01-19 17:00 | 2014 | 1 | 19 | 17 | 850.939 | -26.702 | 824.237
2014-01-19 18:00 | 2014 | 1 | 19 | 18 | 897.857 | -30.076 | 867.781
2014-01-19 19:00 | 2014 | 1 | 19 | 19 | 962.045 | -31.891 | 930.154
2014-01-19 20:00 | 2014 | 1 | 19 | 20 | 978.18 | -33.617 | 944.563
2014-01-19 21:00 | 2014 | 1 | 19 | 21 | 997.996 | -32.087 | 965.909
2014-01-19 22:00 | 2014 | 1 | 19 | 22 | 991.96 | -33.071 | 958.889
2014-01-19 23:00 | 2014 | 1 | 19 | 23 | 974.476 | -33.473 | 941.003
2014-01-20 | 2014 | 1 | 20 | 0 | 960.458 | -35.247 | 925.211
2014-01-20 01:00 | 2014 | 1 | 20 | 1 | 946.148 | -34.71 | 911.438
2014-01-20 02:00 | 2014 | 1 | 20 | 2 | 941.864 | -33.245 | 908.619
2014-01-20 03:00 | 2014 | 1 | 20 | 3 | 939.872 | -34.187 | 905.685
2014-01-20 04:00 | 2014 | 1 | 20 | 4 | 940.066 | -33.771 | 906.295
2014-01-20 05:00 | 2014 | 1 | 20 | 5 | 946.079 | -30.641 | 915.438
2014-01-20 06:00 | 2014 | 1 | 20 | 6 | 960.97 | -28.952 | 932.018
2014-01-20 07:00 | 2014 | 1 | 20 | 7 | 1014.038 | -31.887 | 982.151
2014-01-20 08:00 | 2014 | 1 | 20 | 8 | 1053.232 | -36.152 | 1017.08
2014-01-20 09:00 | 2014 | 1 | 20 | 9 | 1065.615 | -38.22 | 1027.395
2014-01-20 10:00 | 2014 | 1 | 20 | 10 | 1045.207 | -38.559 | 1006.648
2014-01-20 11:00 | 2014 | 1 | 20 | 11 | 993.797 | -37.516 | 956.281
2014-01-20 12:00 | 2014 | 1 | 20 | 12 | 943.785 | -37.793 | 905.992
2014-01-20 13:00 | 2014 | 1 | 20 | 13 | 892.246 | -33.313 | 858.933
2014-01-20 14:00 | 2014 | 1 | 20 | 14 | 865.037 | -33.896 | 831.141
2014-01-20 15:00 | 2014 | 1 | 20 | 15 | 850.619 | -31.723 | 818.896
2014-01-20 16:00 | 2014 | 1 | 20 | 16 | 828.004 | -30.347 | 797.657
2014-01-20 17:00 | 2014 | 1 | 20 | 17 | 834.062 | -31.439 | 802.623
2014-01-20 18:00 | 2014 | 1 | 20 | 18 | 878.34 | -33.921 | 844.419
2014-01-20 19:00 | 2014 | 1 | 20 | 19 | 937.907 | -36.057 | 901.85
2014-01-20 20:00 | 2014 | 1 | 20 | 20 | 972.382 | -37.863 | 934.519
2014-01-20 21:00 | 2014 | 1 | 20 | 21 | 996.816 | -39.042 | 957.774
2014-01-20 22:00 | 2014 | 1 | 20 | 22 | 996.46 | -38.188 | 958.272
2014-01-20 23:00 | 2014 | 1 | 20 | 23 | 986.554 | -36.378 | 950.176
2014-01-21 | 2014 | 1 | 21 | 0 | 968.471 | -35.512 | 932.959
2014-01-21 01:00 | 2014 | 1 | 21 | 1 | 941.3 | -32.657 | 908.643
2014-01-21 02:00 | 2014 | 1 | 21 | 2 | 925.904 | -32.627 | 893.277
2014-01-21 03:00 | 2014 | 1 | 21 | 3 | 915.722 | -31.506 | 884.216
2014-01-21 04:00 | 2014 | 1 | 21 | 4 | 924.055 | -30.661 | 893.394
2014-01-21 05:00 | 2014 | 1 | 21 | 5 | 968.97 | -28.885 | 940.085
2014-01-21 06:00 | 2014 | 1 | 21 | 6 | 1003.048 | -30.15 | 972.898
2014-01-21 07:00 | 2014 | 1 | 21 | 7 | 1022.269 | -33.19 | 989.079
2014-01-21 08:00 | 2014 | 1 | 21 | 8 | 1047.509 | -29.827 | 1017.682
2014-01-21 09:00 | 2014 | 1 | 21 | 9 | 1058.768 | -31.577 | 1027.191
2014-01-21 10:00 | 2014 | 1 | 21 | 10 | 1089.706 | -34.413 | 1055.293
2014-01-21 11:00 | 2014 | 1 | 21 | 11 | 1119.407 | -37.235 | 1082.172
2014-01-21 12:00 | 2014 | 1 | 21 | 12 | 1157.691 | -39.915 | 1117.776
2014-01-21 13:00 | 2014 | 1 | 21 | 13 | 1172.338 | -40.704 | 1131.634
2014-01-21 14:00 | 2014 | 1 | 21 | 14 | 1181.083 | -41.711 | 1139.372
2014-01-21 15:00 | 2014 | 1 | 21 | 15 | 1181.553 | -40.339 | 1141.214
2014-01-21 16:00 | 2014 | 1 | 21 | 16 | 1204.116 | -43.829 | 1160.287
2014-01-21 17:00 | 2014 | 1 | 21 | 17 | 1231.108 | -44.532 | 1186.576
2014-01-21 18:00 | 2014 | 1 | 21 | 18 | 1290.163 | -49.762 | 1240.401
2014-01-21 19:00 | 2014 | 1 | 21 | 19 | 1332.964 | -44.712 | 1288.252
2014-01-21 20:00 | 2014 | 1 | 21 | 20 | 1333.403 | -44.673 | 1288.73
2014-01-21 21:00 | 2014 | 1 | 21 | 21 | 1327.616 | -45.861 | 1281.755
2014-01-21 22:00 | 2014 | 1 | 21 | 22 | 1322.268 | -48.639 | 1273.629
2014-01-21 23:00 | 2014 | 1 | 21 | 23 | 1293.113 | -47.946 | 1245.167
2014-01-22 | 2014 | 1 | 22 | 0 | 1258.904 | -46.863 | 1212.041
2014-01-22 01:00 | 2014 | 1 | 22 | 1 | 1250.519 | -44.833 | 1205.686
2014-01-22 02:00 | 2014 | 1 | 22 | 2 | 1246.835 | -48.495 | 1198.34
2014-01-22 03:00 | 2014 | 1 | 22 | 3 | 1266.213 | -50.269 | 1215.944
2014-01-22 04:00 | 2014 | 1 | 22 | 4 | 1281.732 | -51.528 | 1230.204
2014-01-22 05:00 | 2014 | 1 | 22 | 5 | 1315.131 | -50.464 | 1264.667
2014-01-22 06:00 | 2014 | 1 | 22 | 6 | 1355.445 | -49.449 | 1305.996
2014-01-22 07:00 | 2014 | 1 | 22 | 7 | 1400.604 | -52.468 | 1348.136
2014-01-22 08:00 | 2014 | 1 | 22 | 8 | 1449.986 | -55.703 | 1394.283
2014-01-22 09:00 | 2014 | 1 | 22 | 9 | 1460.055 | -58.863 | 1401.192
2014-01-22 10:00 | 2014 | 1 | 22 | 10 | 1443.542 | -58.704 | 1384.838
2014-01-22 11:00 | 2014 | 1 | 22 | 11 | 1374.873 | -59.039 | 1315.834
2014-01-22 12:00 | 2014 | 1 | 22 | 12 | 1314.369 | -56.25 | 1258.119
2014-01-22 13:00 | 2014 | 1 | 22 | 13 | 1272.656 | -54.835 | 1217.821
2014-01-22 14:00 | 2014 | 1 | 22 | 14 | 1237.989 | -51.516 | 1186.473
2014-01-22 15:00 | 2014 | 1 | 22 | 15 | 1218.094 | -50.588 | 1167.506
2014-01-22 16:00 | 2014 | 1 | 22 | 16 | 1234.52 | -53.735 | 1180.785
2014-01-22 17:00 | 2014 | 1 | 22 | 17 | 1255.5 | -54.866 | 1200.634
2014-01-22 18:00 | 2014 | 1 | 22 | 18 | 1287.828 | -57.754 | 1230.074
2014-01-22 19:00 | 2014 | 1 | 22 | 19 | 1313.101 | -54.77 | 1258.331
2014-01-22 20:00 | 2014 | 1 | 22 | 20 | 1299.491 | -56.69 | 1242.801
2014-01-22 21:00 | 2014 | 1 | 22 | 21 | 1282.937 | -56.001 | 1226.936
2014-01-22 22:00 | 2014 | 1 | 22 | 22 | 1265.017 | -55.089 | 1209.928
2014-01-22 23:00 | 2014 | 1 | 22 | 23 | 1242.902 | -54.403 | 1188.499
2014-01-23 | 2014 | 1 | 23 | 0 | 1208.578 | -52.595 | 1155.983
2014-01-23 01:00 | 2014 | 1 | 23 | 1 | 1176.684 | -47.593 | 1129.091
2014-01-23 02:00 | 2014 | 1 | 23 | 2 | 1166.539 | -49.582 | 1116.957
2014-01-23 03:00 | 2014 | 1 | 23 | 3 | 1159.733 | -49.604 | 1110.129
2014-01-23 04:00 | 2014 | 1 | 23 | 4 | 1167.844 | -50.096 | 1117.748
2014-01-23 05:00 | 2014 | 1 | 23 | 5 | 1191.096 | -50.997 | 1140.099
2014-01-23 06:00 | 2014 | 1 | 23 | 6 | 1221.201 | -50.013 | 1171.188
2014-01-23 07:00 | 2014 | 1 | 23 | 7 | 1282.745 | -52.253 | 1230.492
2014-01-23 08:00 | 2014 | 1 | 23 | 8 | 1330.148 | -48.127 | 1282.021
2014-01-23 09:00 | 2014 | 1 | 23 | 9 | 1348.392 | -48.683 | 1299.709
2014-01-23 10:00 | 2014 | 1 | 23 | 10 | 1361.784 | -50.997 | 1310.787
2014-01-23 11:00 | 2014 | 1 | 23 | 11 | 1358.952 | -55.345 | 1303.607
2014-01-23 12:00 | 2014 | 1 | 23 | 12 | 1347.76 | -57.177 | 1290.583
2014-01-23 13:00 | 2014 | 1 | 23 | 13 | 1330.048 | -51.331 | 1278.717
2014-01-23 14:00 | 2014 | 1 | 23 | 14 | 1314.741 | -51.605 | 1263.136
2014-01-23 15:00 | 2014 | 1 | 23 | 15 | 1297.745 | -48.928 | 1248.817
2014-01-23 16:00 | 2014 | 1 | 23 | 16 | 1295.161 | -48.96 | 1246.201
2014-01-23 17:00 | 2014 | 1 | 23 | 17 | 1321.966 | -47.398 | 1274.568
2014-01-23 18:00 | 2014 | 1 | 23 | 18 | 1377.464 | -50.316 | 1327.148
2014-01-23 19:00 | 2014 | 1 | 23 | 19 | 1445.689 | -52.013 | 1393.676
2014-01-23 20:00 | 2014 | 1 | 23 | 20 | 1463.845 | -54.624 | 1409.221
2014-01-23 21:00 | 2014 | 1 | 23 | 21 | 1473.877 | -58.464 | 1415.413
2014-01-23 22:00 | 2014 | 1 | 23 | 22 | 1484.742 | -60.149 | 1424.593
2014-01-23 23:00 | 2014 | 1 | 23 | 23 | 1474.428 | -59.127 | 1415.301
2014-01-24 | 2014 | 1 | 24 | 0 | 1469.145 | -59.786 | 1409.359
2014-01-24 01:00 | 2014 | 1 | 24 | 1 | 1462.377 | -58.525 | 1403.852
2014-01-24 02:00 | 2014 | 1 | 24 | 2 | 1465.286 | -58.117 | 1407.169
2014-01-24 03:00 | 2014 | 1 | 24 | 3 | 1478.197 | -58.178 | 1420.019
2014-01-24 04:00 | 2014 | 1 | 24 | 4 | 1494.831 | -57.158 | 1437.673
2014-01-24 05:00 | 2014 | 1 | 24 | 5 | 1518.428 | -55.036 | 1463.392
2014-01-24 06:00 | 2014 | 1 | 24 | 6 | 1555.935 | -55.609 | 1500.326
2014-01-24 07:00 | 2014 | 1 | 24 | 7 | 1607.382 | -56.703 | 1550.679
2014-01-24 08:00 | 2014 | 1 | 24 | 8 | 1646.911 | -55.808 | 1591.103
2014-01-24 09:00 | 2014 | 1 | 24 | 9 | 1649.972 | -58.998 | 1590.974
2014-01-24 10:00 | 2014 | 1 | 24 | 10 | 1601.639 | -59.876 | 1541.763
2014-01-24 11:00 | 2014 | 1 | 24 | 11 | 1522.952 | -61.471 | 1461.481
2014-01-24 12:00 | 2014 | 1 | 24 | 12 | 1436.348 | -60.512 | 1375.836
2014-01-24 13:00 | 2014 | 1 | 24 | 13 | 1360.43 | -57.608 | 1302.822
2014-01-24 14:00 | 2014 | 1 | 24 | 14 | 1303.292 | -55.663 | 1247.629
2014-01-24 15:00 | 2014 | 1 | 24 | 15 | 1257.581 | -53.735 | 1203.846
2014-01-24 16:00 | 2014 | 1 | 24 | 16 | 1225.918 | -50.902 | 1175.016
2014-01-24 17:00 | 2014 | 1 | 24 | 17 | 1242.261 | -52.842 | 1189.419
2014-01-24 18:00 | 2014 | 1 | 24 | 18 | 1275.239 | -55.859 | 1219.38
2014-01-24 19:00 | 2014 | 1 | 24 | 19 | 1321.875 | -53.24 | 1268.635
2014-01-24 20:00 | 2014 | 1 | 24 | 20 | 1323.557 | -52.868 | 1270.689
2014-01-24 21:00 | 2014 | 1 | 24 | 21 | 1317.969 | -56.282 | 1261.687
2014-01-24 22:00 | 2014 | 1 | 24 | 22 | 1322.381 | -54.626 | 1267.755
2014-01-24 23:00 | 2014 | 1 | 24 | 23 | 1304.644 | -55.071 | 1249.573
2014-01-25 | 2014 | 1 | 25 | 0 | 1290.209 | -59.325 | 1230.884
2014-01-25 01:00 | 2014 | 1 | 25 | 1 | 1262.776 | -61.359 | 1201.417
2014-01-25 02:00 | 2014 | 1 | 25 | 2 | 1226.653 | -55.062 | 1171.591
2014-01-25 03:00 | 2014 | 1 | 25 | 3 | 1199.745 | -54.375 | 1145.37
2014-01-25 04:00 | 2014 | 1 | 25 | 4 | 1168.571 | -53.835 | 1114.736
2014-01-25 05:00 | 2014 | 1 | 25 | 5 | 1153.701 | -54.103 | 1099.598
2014-01-25 06:00 | 2014 | 1 | 25 | 6 | 1152.618 | -51.597 | 1101.021
2014-01-25 07:00 | 2014 | 1 | 25 | 7 | 1161.812 | -53.155 | 1108.657
2014-01-25 08:00 | 2014 | 1 | 25 | 8 | 1183.34 | -54.895 | 1128.445
2014-01-25 09:00 | 2014 | 1 | 25 | 9 | 1198.045 | -53.189 | 1144.856
2014-01-25 10:00 | 2014 | 1 | 25 | 10 | 1222.079 | -57.886 | 1164.193
2014-01-25 11:00 | 2014 | 1 | 25 | 11 | 1230.184 | -56.254 | 1173.93
2014-01-25 12:00 | 2014 | 1 | 25 | 12 | 1227.522 | -56.091 | 1171.431
2014-01-25 13:00 | 2014 | 1 | 25 | 13 | 1209.001 | -52.938 | 1156.063
2014-01-25 14:00 | 2014 | 1 | 25 | 14 | 1178.276 | -52.193 | 1126.083
2014-01-25 15:00 | 2014 | 1 | 25 | 15 | 1123.79 | -49.083 | 1074.707
2014-01-25 16:00 | 2014 | 1 | 25 | 16 | 1102.349 | -43.612 | 1058.737
2014-01-25 17:00 | 2014 | 1 | 25 | 17 | 1090.519 | -40.329 | 1050.19
2014-01-25 18:00 | 2014 | 1 | 25 | 18 | 1102.084 | -41.204 | 1060.88
2014-01-25 19:00 | 2014 | 1 | 25 | 19 | 1150.042 | -40.896 | 1109.146
2014-01-25 20:00 | 2014 | 1 | 25 | 20 | 1135.436 | -40.414 | 1095.022
2014-01-25 21:00 | 2014 | 1 | 25 | 21 | 1141.465 | -41.657 | 1099.808
2014-01-25 22:00 | 2014 | 1 | 25 | 22 | 1130.903 | -43.528 | 1087.375
2014-01-25 23:00 | 2014 | 1 | 25 | 23 | 1125.938 | -40.602 | 1085.336
2014-01-26 | 2014 | 1 | 26 | 0 | 1118.235 | -39.17 | 1079.065
2014-01-26 01:00 | 2014 | 1 | 26 | 1 | 1129.877 | -37.523 | 1092.354
2014-01-26 02:00 | 2014 | 1 | 26 | 2 | 1144.275 | -37.413 | 1106.862
2014-01-26 03:00 | 2014 | 1 | 26 | 3 | 1177.145 | -39.569 | 1137.576
2014-01-26 04:00 | 2014 | 1 | 26 | 4 | 1211.671 | -43.031 | 1168.64
2014-01-26 05:00 | 2014 | 1 | 26 | 5 | 1235.515 | -44.991 | 1190.524
2014-01-26 06:00 | 2014 | 1 | 26 | 6 | 1245.844 | -46.653 | 1199.191
2014-01-26 07:00 | 2014 | 1 | 26 | 7 | 1260.368 | -49.288 | 1211.08
2014-01-26 08:00 | 2014 | 1 | 26 | 8 | 1258.283 | -51.557 | 1206.726
2014-01-26 09:00 | 2014 | 1 | 26 | 9 | 1252.59 | -55.162 | 1197.428
2014-01-26 10:00 | 2014 | 1 | 26 | 10 | 1218.999 | -51.833 | 1167.166
2014-01-26 11:00 | 2014 | 1 | 26 | 11 | 1176.162 | -50.045 | 1126.117
2014-01-26 12:00 | 2014 | 1 | 26 | 12 | 1111.454 | -48.35 | 1063.104
2014-01-26 13:00 | 2014 | 1 | 26 | 13 | 1032.772 | -43.545 | 989.227
2014-01-26 14:00 | 2014 | 1 | 26 | 14 | 958.29 | -43.805 | 914.485
2014-01-26 15:00 | 2014 | 1 | 26 | 15 | 892.771 | -39.311 | 853.46
2014-01-26 16:00 | 2014 | 1 | 26 | 16 | 870.928 | -38.071 | 832.857
2014-01-26 17:00 | 2014 | 1 | 26 | 17 | 883.12 | -36.253 | 846.867
2014-01-26 18:00 | 2014 | 1 | 26 | 18 | 910.378 | -40.547 | 869.831
2014-01-26 19:00 | 2014 | 1 | 26 | 19 | 977.713 | -41.157 | 936.556
2014-01-26 20:00 | 2014 | 1 | 26 | 20 | 994.121 | -40.526 | 953.595
2014-01-26 21:00 | 2014 | 1 | 26 | 21 | 995.948 | -42.614 | 953.334
2014-01-26 22:00 | 2014 | 1 | 26 | 22 | 984.228 | -40.447 | 943.781
2014-01-26 23:00 | 2014 | 1 | 26 | 23 | 968.642 | -39.595 | 929.047
2014-01-27 | 2014 | 1 | 27 | 0 | 943.393 | -36.9 | 906.493
2014-01-27 01:00 | 2014 | 1 | 27 | 1 | 909.989 | -35.095 | 874.894
2014-01-27 02:00 | 2014 | 1 | 27 | 2 | 890.807 | -34.778 | 856.029
2014-01-27 03:00 | 2014 | 1 | 27 | 3 | 878.42 | -32.955 | 845.465
2014-01-27 04:00 | 2014 | 1 | 27 | 4 | 872.026 | -31.859 | 840.167
2014-01-27 05:00 | 2014 | 1 | 27 | 5 | 872.945 | -31.048 | 841.897
2014-01-27 06:00 | 2014 | 1 | 27 | 6 | 915.116 | -31.015 | 884.101
2014-01-27 07:00 | 2014 | 1 | 27 | 7 | 985.921 | -35.262 | 950.659
2014-01-27 08:00 | 2014 | 1 | 27 | 8 | 1066.512 | -38.363 | 1028.149
2014-01-27 09:00 | 2014 | 1 | 27 | 9 | 1112.121 | -38.152 | 1073.969
2014-01-27 10:00 | 2014 | 1 | 27 | 10 | 1148.86 | -37.927 | 1110.933
2014-01-27 11:00 | 2014 | 1 | 27 | 11 | 1163.737 | -37.426 | 1126.311
2014-01-27 12:00 | 2014 | 1 | 27 | 12 | 1164.724 | -37.223 | 1127.501
2014-01-27 13:00 | 2014 | 1 | 27 | 13 | 1144.822 | -37.755 | 1107.067
2014-01-27 14:00 | 2014 | 1 | 27 | 14 | 1138.207 | -35.677 | 1102.53
2014-01-27 15:00 | 2014 | 1 | 27 | 15 | 1127.509 | -34.992 | 1092.517
2014-01-27 16:00 | 2014 | 1 | 27 | 16 | 1139.013 | -34.941 | 1104.072
2014-01-27 17:00 | 2014 | 1 | 27 | 17 | 1146.964 | -36.609 | 1110.355
2014-01-27 18:00 | 2014 | 1 | 27 | 18 | 1188.912 | -42.527 | 1146.385
2014-01-27 19:00 | 2014 | 1 | 27 | 19 | 1268.849 | -41.944 | 1226.905
2014-01-27 20:00 | 2014 | 1 | 27 | 20 | 1286.279 | -41.012 | 1245.267
2014-01-27 21:00 | 2014 | 1 | 27 | 21 | 1304.359 | -42.23 | 1262.129
2014-01-27 22:00 | 2014 | 1 | 27 | 22 | 1308.011 | -42.103 | 1265.908
2014-01-27 23:00 | 2014 | 1 | 27 | 23 | 1291.572 | -40.375 | 1251.197
2014-01-28 | 2014 | 1 | 28 | 0 | 1285.07 | -42.604 | 1242.466
2014-01-28 01:00 | 2014 | 1 | 28 | 1 | 1280.462 | -44.347 | 1236.115
2014-01-28 02:00 | 2014 | 1 | 28 | 2 | 1285.679 | -44.181 | 1241.498
2014-01-28 03:00 | 2014 | 1 | 28 | 3 | 1294.649 | -44.581 | 1250.068
2014-01-28 04:00 | 2014 | 1 | 28 | 4 | 1299.449 | -43.806 | 1255.643
2014-01-28 05:00 | 2014 | 1 | 28 | 5 | 1322.346 | -44.051 | 1278.295
2014-01-28 06:00 | 2014 | 1 | 28 | 6 | 1363.893 | -47.317 | 1316.576
2014-01-28 07:00 | 2014 | 1 | 28 | 7 | 1412.578 | -53.403 | 1359.175
2014-01-28 08:00 | 2014 | 1 | 28 | 8 | 1459.336 | -49.992 | 1409.344
2014-01-28 09:00 | 2014 | 1 | 28 | 9 | 1475.926 | -50.037 | 1425.889
2014-01-28 10:00 | 2014 | 1 | 28 | 10 | 1478.198 | -52.412 | 1425.786
2014-01-28 11:00 | 2014 | 1 | 28 | 11 | 1458.464 | -49.763 | 1408.701
2014-01-28 12:00 | 2014 | 1 | 28 | 12 | 1434.192 | -49.781 | 1384.411
2014-01-28 13:00 | 2014 | 1 | 28 | 13 | 1410.484 | -49.758 | 1360.726
2014-01-28 14:00 | 2014 | 1 | 28 | 14 | 1382.933 | -50.954 | 1331.979
2014-01-28 15:00 | 2014 | 1 | 28 | 15 | 1367.295 | -51.697 | 1315.598
2014-01-28 16:00 | 2014 | 1 | 28 | 16 | 1369.156 | -51.64 | 1317.516
2014-01-28 17:00 | 2014 | 1 | 28 | 17 | 1382.786 | -53.117 | 1329.669
2014-01-28 18:00 | 2014 | 1 | 28 | 18 | 1422.549 | -55.631 | 1366.918
2014-01-28 19:00 | 2014 | 1 | 28 | 19 | 1452.128 | -52.701 | 1399.427
2014-01-28 20:00 | 2014 | 1 | 28 | 20 | 1447.052 | -51.218 | 1395.834
2014-01-28 21:00 | 2014 | 1 | 28 | 21 | 1440.135 | -49.878 | 1390.257
2014-01-28 22:00 | 2014 | 1 | 28 | 22 | 1429.123 | -47.761 | 1381.362
2014-01-28 23:00 | 2014 | 1 | 28 | 23 | 1431.694 | -49.787 | 1381.907
2014-01-29 | 2014 | 1 | 29 | 0 | 1435.444 | -52.146 | 1383.298
2014-01-29 01:00 | 2014 | 1 | 29 | 1 | 1442.407 | -56.839 | 1385.568
2014-01-29 02:00 | 2014 | 1 | 29 | 2 | 1529.243 | -61.777 | 1467.466
2014-01-29 03:00 | 2014 | 1 | 29 | 3 | 1466.964 | -58.473 | 1408.491
2014-01-29 04:00 | 2014 | 1 | 29 | 4 | 1491.734 | -59.307 | 1432.427
2014-01-29 05:00 | 2014 | 1 | 29 | 5 | 1523.712 | -59.791 | 1463.921
2014-01-29 06:00 | 2014 | 1 | 29 | 6 | 1543.184 | -57.248 | 1485.936
2014-01-29 07:00 | 2014 | 1 | 29 | 7 | 1601.761 | -57.937 | 1543.824
2014-01-29 08:00 | 2014 | 1 | 29 | 8 | 1621.518 | -55.119 | 1566.399
2014-01-29 09:00 | 2014 | 1 | 29 | 9 | 1629.329 | -57.227 | 1572.102
2014-01-29 10:00 | 2014 | 1 | 29 | 10 | 1585.428 | -57.773 | 1527.655
2014-01-29 11:00 | 2014 | 1 | 29 | 11 | 1501.956 | -55.918 | 1446.038
2014-01-29 12:00 | 2014 | 1 | 29 | 12 | 1405.408 | -53.804 | 1351.604
2014-01-29 13:00 | 2014 | 1 | 29 | 13 | 1339.258 | -55.42 | 1283.838
2014-01-29 14:00 | 2014 | 1 | 29 | 14 | 1281.479 | -52.876 | 1228.603
2014-01-29 15:00 | 2014 | 1 | 29 | 15 | 1241.929 | -51.502 | 1190.427
2014-01-29 16:00 | 2014 | 1 | 29 | 16 | 1211.358 | -48.738 | 1162.62
2014-01-29 17:00 | 2014 | 1 | 29 | 17 | 1221.036 | -49.439 | 1171.597
2014-01-29 18:00 | 2014 | 1 | 29 | 18 | 1280.226 | -56.075 | 1224.151
2014-01-29 19:00 | 2014 | 1 | 29 | 19 | 1368.773 | -56.79 | 1311.983
2014-01-29 20:00 | 2014 | 1 | 29 | 20 | 1408.04 | -59.664 | 1348.376
2014-01-29 21:00 | 2014 | 1 | 29 | 21 | 1430.88 | -59.466 | 1371.414
2014-01-29 22:00 | 2014 | 1 | 29 | 22 | 1439.374 | -55.619 | 1383.755
2014-01-29 23:00 | 2014 | 1 | 29 | 23 | 1437.182 | -55.847 | 1381.335
2014-01-30 | 2014 | 1 | 30 | 0 | 1429.78 | -60.67 | 1369.11
2014-01-30 01:00 | 2014 | 1 | 30 | 1 | 1418.931 | -63.039 | 1355.892
2014-01-30 02:00 | 2014 | 1 | 30 | 2 | 1421.574 | -63.793 | 1357.781
2014-01-30 03:00 | 2014 | 1 | 30 | 3 | 1444.035 | -66.882 | 1377.153
2014-01-30 04:00 | 2014 | 1 | 30 | 4 | 1460.894 | -66.875 | 1394.019
2014-01-30 05:00 | 2014 | 1 | 30 | 5 | 1485.062 | -68.989 | 1416.073
2014-01-30 06:00 | 2014 | 1 | 30 | 6 | 1529.468 | -68.386 | 1461.082
2014-01-30 07:00 | 2014 | 1 | 30 | 7 | 1593.943 | -69.395 | 1524.548
2014-01-30 08:00 | 2014 | 1 | 30 | 8 | 1620.007 | -66.688 | 1553.319
2014-01-30 09:00 | 2014 | 1 | 30 | 9 | 1627.69 | -66.386 | 1561.304
2014-01-30 10:00 | 2014 | 1 | 30 | 10 | 1556.12 | -61.127 | 1494.993
2014-01-30 11:00 | 2014 | 1 | 30 | 11 | 1427.955 | -56.947 | 1371.008
2014-01-30 12:00 | 2014 | 1 | 30 | 12 | 1305.267 | -54.973 | 1250.294
2014-01-30 13:00 | 2014 | 1 | 30 | 13 | 1199.963 | -52.802 | 1147.161
2014-01-30 14:00 | 2014 | 1 | 30 | 14 | 1129.278 | -49.691 | 1079.587
2014-01-30 15:00 | 2014 | 1 | 30 | 15 | 1086.183 | -42.175 | 1044.008
2014-01-30 16:00 | 2014 | 1 | 30 | 16 | 1052.013 | -40.488 | 1011.525
2014-01-30 17:00 | 2014 | 1 | 30 | 17 | 1023.071 | -45.063 | 978.008
2014-01-30 18:00 | 2014 | 1 | 30 | 18 | 1095.238 | -45.981 | 1049.257
2014-01-30 19:00 | 2014 | 1 | 30 | 19 | 1155.285 | -44.313 | 1110.972
2014-01-30 20:00 | 2014 | 1 | 30 | 20 | 1165.461 | -45.722 | 1119.739
2014-01-30 21:00 | 2014 | 1 | 30 | 21 | 1176.833 | -49.712 | 1127.121
2014-01-30 22:00 | 2014 | 1 | 30 | 22 | 1163.026 | -47.313 | 1115.713
2014-01-30 23:00 | 2014 | 1 | 30 | 23 | 1134.585 | -43.928 | 1090.657
2014-01-31 | 2014 | 1 | 31 | 0 | 1102.9 | -40.127 | 1062.773
2014-01-31 01:00 | 2014 | 1 | 31 | 1 | 1074.549 | -40.379 | 1034.17
2014-01-31 02:00 | 2014 | 1 | 31 | 2 | 1061.035 | -38.985 | 1022.05
2014-01-31 03:00 | 2014 | 1 | 31 | 3 | 1063.768 | -40.802 | 1022.966
2014-01-31 04:00 | 2014 | 1 | 31 | 4 | 1074.603 | -39.718 | 1034.885
2014-01-31 05:00 | 2014 | 1 | 31 | 5 | 1089.586 | -39.848 | 1049.738
2014-01-31 06:00 | 2014 | 1 | 31 | 6 | 1114.137 | -38.584 | 1075.553
2014-01-31 07:00 | 2014 | 1 | 31 | 7 | 1168.202 | -41.199 | 1127.003
2014-01-31 08:00 | 2014 | 1 | 31 | 8 | 1209.764 | -38.688 | 1171.076
2014-01-31 09:00 | 2014 | 1 | 31 | 9 | 1209.063 | -37.283 | 1171.78
2014-01-31 10:00 | 2014 | 1 | 31 | 10 | 1171.079 | -37.032 | 1134.047
2014-01-31 11:00 | 2014 | 1 | 31 | 11 | 1094.261 | -34.936 | 1059.325
2014-01-31 12:00 | 2014 | 1 | 31 | 12 | 1010.701 | -34.711 | 975.99
2014-01-31 13:00 | 2014 | 1 | 31 | 13 | 971.303 | -33.531 | 937.772
2014-01-31 14:00 | 2014 | 1 | 31 | 14 | 954.28 | -34.469 | 919.811
2014-01-31 15:00 | 2014 | 1 | 31 | 15 | 939.104 | -32.146 | 906.958
2014-01-31 16:00 | 2014 | 1 | 31 | 16 | 927.377 | -31.885 | 895.492
2014-01-31 17:00 | 2014 | 1 | 31 | 17 | 939.34 | -33.16 | 906.18
2014-01-31 18:00 | 2014 | 1 | 31 | 18 | 968.993 | -34.137 | 934.856
2014-01-31 19:00 | 2014 | 1 | 31 | 19 | 1004.728 | -32.634 | 972.094
2014-01-31 20:00 | 2014 | 1 | 31 | 20 | 1016.779 | -32.953 | 983.826
2014-01-31 21:00 | 2014 | 1 | 31 | 21 | 1017.803 | -34.907 | 982.896
2014-01-31 22:00 | 2014 | 1 | 31 | 22 | 1027.35 | -39.004 | 988.346
2014-01-31 23:00 | 2014 | 1 | 31 | 23 | 1010.427 | -38.782 | 971.645
2014-02-01 | 2014 | 2 | 1 | 0 | 983.697 | -38.37 | 945.327
2014-02-01 01:00 | 2014 | 2 | 1 | 1 | 960.082 | -37.427 | 922.655
2014-02-01 02:00 | 2014 | 2 | 1 | 2 | 940.06 | -37.275 | 902.785
2014-02-01 03:00 | 2014 | 2 | 1 | 3 | 940.7 | -38.346 | 902.354
2014-02-01 04:00 | 2014 | 2 | 1 | 4 | 944.626 | -39.102 | 905.524
2014-02-01 05:00 | 2014 | 2 | 1 | 5 | 952.872 | -40.54 | 912.332
2014-02-01 06:00 | 2014 | 2 | 1 | 6 | 966.783 | -39.577 | 927.206
2014-02-01 07:00 | 2014 | 2 | 1 | 7 | 992.811 | -40.387 | 952.424
2014-02-01 08:00 | 2014 | 2 | 1 | 8 | 1013.342 | -40.588 | 972.754
2014-02-01 09:00 | 2014 | 2 | 1 | 9 | 1019.301 | -38.05 | 981.251
2014-02-01 10:00 | 2014 | 2 | 1 | 10 | 1005.816 | -36.649 | 969.167
2014-02-01 11:00 | 2014 | 2 | 1 | 11 | 941.925 | -34.425 | 907.5
2014-02-01 12:00 | 2014 | 2 | 1 | 12 | 868.891 | -31.866 | 837.025
2014-02-01 13:00 | 2014 | 2 | 1 | 13 | 804.695 | -29.273 | 775.422
2014-02-01 14:00 | 2014 | 2 | 1 | 14 | 767.764 | -27.943 | 739.821
2014-02-01 15:00 | 2014 | 2 | 1 | 15 | 745.177 | -26.601 | 718.576
2014-02-01 16:00 | 2014 | 2 | 1 | 16 | 723.384 | -25.765 | 697.619
2014-02-01 17:00 | 2014 | 2 | 1 | 17 | 729.222 | -25.503 | 703.719
2014-02-01 18:00 | 2014 | 2 | 1 | 18 | 753.256 | -25.677 | 727.579
2014-02-01 19:00 | 2014 | 2 | 1 | 19 | 803.722 | -27.174 | 776.548
2014-02-01 20:00 | 2014 | 2 | 1 | 20 | 831.245 | -28.919 | 802.326
2014-02-01 21:00 | 2014 | 2 | 1 | 21 | 844.26 | -29.969 | 814.291
2014-02-01 22:00 | 2014 | 2 | 1 | 22 | 853.996 | -30.185 | 823.811
2014-02-01 23:00 | 2014 | 2 | 1 | 23 | 840.632 | -29.503 | 811.129
2014-02-02 | 2014 | 2 | 2 | 0 | 827.111 | -27.418 | 799.693
2014-02-02 01:00 | 2014 | 2 | 2 | 1 | 801.68 | -26.555 | 775.125
2014-02-02 02:00 | 2014 | 2 | 2 | 2 | 786.056 | -24.581 | 761.475
2014-02-02 03:00 | 2014 | 2 | 2 | 3 | 770.757 | -23.307 | 747.45
2014-02-02 04:00 | 2014 | 2 | 2 | 4 | 772.798 | -24.249 | 748.549
2014-02-02 05:00 | 2014 | 2 | 2 | 5 | 771.508 | -23.615 | 747.893
2014-02-02 06:00 | 2014 | 2 | 2 | 6 | 784.661 | -24.77 | 759.891
2014-02-02 07:00 | 2014 | 2 | 2 | 7 | 807.117 | -26.553 | 780.564
2014-02-02 08:00 | 2014 | 2 | 2 | 8 | 831.001 | -25.899 | 805.102
2014-02-02 09:00 | 2014 | 2 | 2 | 9 | 845.111 | -26.113 | 818.998
2014-02-02 10:00 | 2014 | 2 | 2 | 10 | 867.224 | -24.497 | 842.727
2014-02-02 11:00 | 2014 | 2 | 2 | 11 | 852.259 | -23.192 | 829.067
2014-02-02 12:00 | 2014 | 2 | 2 | 12 | 823.911 | -22.241 | 801.67
2014-02-02 13:00 | 2014 | 2 | 2 | 13 | 818.592 | -22.62 | 795.972
2014-02-02 14:00 | 2014 | 2 | 2 | 14 | 822.247 | -22.66 | 799.587
2014-02-02 15:00 | 2014 | 2 | 2 | 15 | 827.525 | -22.984 | 804.541
2014-02-02 16:00 | 2014 | 2 | 2 | 16 | 832.564 | -23.242 | 809.322
2014-02-02 17:00 | 2014 | 2 | 2 | 17 | 847.844 | -23.779 | 824.065
2014-02-02 18:00 | 2014 | 2 | 2 | 18 | 899.234 | -24.656 | 874.578
2014-02-02 19:00 | 2014 | 2 | 2 | 19 | 920.211 | -24.08 | 896.131
2014-02-02 20:00 | 2014 | 2 | 2 | 20 | 920.808 | -23.954 | 896.854
2014-02-02 21:00 | 2014 | 2 | 2 | 21 | 941.945 | -24.978 | 916.967
2014-02-02 22:00 | 2014 | 2 | 2 | 22 | 959.943 | -25.084 | 934.859
2014-02-02 23:00 | 2014 | 2 | 2 | 23 | 953.748 | -24.995 | 928.753
2014-02-03 | 2014 | 2 | 3 | 0 | 938.655 | -24.318 | 914.337
2014-02-03 01:00 | 2014 | 2 | 3 | 1 | 922.916 | -22.902 | 900.014
2014-02-03 02:00 | 2014 | 2 | 3 | 2 | 915.091 | -23.517 | 891.574
2014-02-03 03:00 | 2014 | 2 | 3 | 3 | 924.411 | -23.577 | 900.834
2014-02-03 04:00 | 2014 | 2 | 3 | 4 | 932.46 | -24.297 | 908.163
2014-02-03 05:00 | 2014 | 2 | 3 | 5 | 950.075 | -24.654 | 925.421
2014-02-03 06:00 | 2014 | 2 | 3 | 6 | 980.613 | -23.965 | 956.648
2014-02-03 07:00 | 2014 | 2 | 3 | 7 | 1047.167 | -26.788 | 1020.379
2014-02-03 08:00 | 2014 | 2 | 3 | 8 | 1092.994 | -27.35 | 1065.644
2014-02-03 09:00 | 2014 | 2 | 3 | 9 | 1126.696 | -29.055 | 1097.641
2014-02-03 10:00 | 2014 | 2 | 3 | 10 | 1115.384 | -28.626 | 1086.758
2014-02-03 11:00 | 2014 | 2 | 3 | 11 | 1102.467 | -29.544 | 1072.923
2014-02-03 12:00 | 2014 | 2 | 3 | 12 | 1090.704 | -30.706 | 1059.998
2014-02-03 13:00 | 2014 | 2 | 3 | 13 | 1091.863 | -31.654 | 1060.209
2014-02-03 14:00 | 2014 | 2 | 3 | 14 | 1073.452 | -32.202 | 1041.25
2014-02-03 15:00 | 2014 | 2 | 3 | 15 | 1068.843 | -30.519 | 1038.324
2014-02-03 16:00 | 2014 | 2 | 3 | 16 | 1068.368 | -30.492 | 1037.876
2014-02-03 17:00 | 2014 | 2 | 3 | 17 | 1071.718 | -30.025 | 1041.693
2014-02-03 18:00 | 2014 | 2 | 3 | 18 | 1101.141 | -32.622 | 1068.519
2014-02-03 19:00 | 2014 | 2 | 3 | 19 | 1120.635 | -31.187 | 1089.448
2014-02-03 20:00 | 2014 | 2 | 3 | 20 | 1116.902 | -29.17 | 1087.732
2014-02-03 21:00 | 2014 | 2 | 3 | 21 | 1106.173 | -29.285 | 1076.888
2014-02-03 22:00 | 2014 | 2 | 3 | 22 | 1092.715 | -28.53 | 1064.185
2014-02-03 23:00 | 2014 | 2 | 3 | 23 | 1060.948 | -27.508 | 1033.44
2014-02-04 | 2014 | 2 | 4 | 0 | 1026.842 | -27.275 | 999.567
2014-02-04 01:00 | 2014 | 2 | 4 | 1 | 997.442 | -30.479 | 966.963
2014-02-04 02:00 | 2014 | 2 | 4 | 2 | 974.253 | -29.949 | 944.304
2014-02-04 03:00 | 2014 | 2 | 4 | 3 | 968.238 | -30.407 | 937.831
2014-02-04 04:00 | 2014 | 2 | 4 | 4 | 974.575 | -31.424 | 943.151
2014-02-04 05:00 | 2014 | 2 | 4 | 5 | 982.831 | -30.994 | 951.837
2014-02-04 06:00 | 2014 | 2 | 4 | 6 | 1010.815 | -31.564 | 979.251
2014-02-04 07:00 | 2014 | 2 | 4 | 7 | 1076.115 | -33.629 | 1042.486
2014-02-04 08:00 | 2014 | 2 | 4 | 8 | 1112.24 | -32.994 | 1079.246
2014-02-04 09:00 | 2014 | 2 | 4 | 9 | 1110.497 | -34.12 | 1076.377
2014-02-04 10:00 | 2014 | 2 | 4 | 10 | 1108.856 | -34.23 | 1074.626
2014-02-04 11:00 | 2014 | 2 | 4 | 11 | 1107.744 | -34.44 | 1073.304
2014-02-04 12:00 | 2014 | 2 | 4 | 12 | 1081.597 | -31.239 | 1050.358
2014-02-04 13:00 | 2014 | 2 | 4 | 13 | 1061.448 | -30.211 | 1031.237
2014-02-04 14:00 | 2014 | 2 | 4 | 14 | 1033.173 | -29.534 | 1003.639
2014-02-04 15:00 | 2014 | 2 | 4 | 15 | 1013.593 | -29.01 | 984.583
2014-02-04 16:00 | 2014 | 2 | 4 | 16 | 1003.934 | -28.293 | 975.641
2014-02-04 17:00 | 2014 | 2 | 4 | 17 | 1011.696 | -29.436 | 982.26
2014-02-04 18:00 | 2014 | 2 | 4 | 18 | 1037.597 | -30.795 | 1006.802
2014-02-04 19:00 | 2014 | 2 | 4 | 19 | 1080.467 | -32.905 | 1047.562
2014-02-04 20:00 | 2014 | 2 | 4 | 20 | 1087.504 | -32.703 | 1054.801
2014-02-04 21:00 | 2014 | 2 | 4 | 21 | 1095.706 | -32.436 | 1063.27
2014-02-04 22:00 | 2014 | 2 | 4 | 22 | 1071.12 | -31.121 | 1039.999
2014-02-04 23:00 | 2014 | 2 | 4 | 23 | 1030.043 | -30.132 | 999.911
2014-02-05 | 2014 | 2 | 5 | 0 | 998.183 | -27.003 | 971.18
2014-02-05 01:00 | 2014 | 2 | 5 | 1 | 957.173 | -25.302 | 931.871
2014-02-05 02:00 | 2014 | 2 | 5 | 2 | 936.178 | -24.911 | 911.267
2014-02-05 03:00 | 2014 | 2 | 5 | 3 | 916.767 | -27.188 | 889.579
2014-02-05 04:00 | 2014 | 2 | 5 | 4 | 907.957 | -27.872 | 880.085
2014-02-05 05:00 | 2014 | 2 | 5 | 5 | 910.35 | -28.327 | 882.023
2014-02-05 06:00 | 2014 | 2 | 5 | 6 | 926.97 | -28.63 | 898.34
2014-02-05 07:00 | 2014 | 2 | 5 | 7 | 990.945 | -29.736 | 961.209
2014-02-05 08:00 | 2014 | 2 | 5 | 8 | 1009.422 | -28.649 | 980.773
2014-02-05 09:00 | 2014 | 2 | 5 | 9 | 983.538 | -30.603 | 952.935
2014-02-05 10:00 | 2014 | 2 | 5 | 10 | 974.868 | -30.446 | 944.422
2014-02-05 11:00 | 2014 | 2 | 5 | 11 | 972.386 | -31.235 | 941.151
2014-02-05 12:00 | 2014 | 2 | 5 | 12 | 976.759 | -31.83 | 944.929
2014-02-05 13:00 | 2014 | 2 | 5 | 13 | 993.85 | -32.568 | 961.282
2014-02-05 14:00 | 2014 | 2 | 5 | 14 | 1013.761 | -32.353 | 981.408
2014-02-05 15:00 | 2014 | 2 | 5 | 15 | 1027.399 | -32.231 | 995.168
2014-02-05 16:00 | 2014 | 2 | 5 | 16 | 1046.598 | -31.594 | 1015.004
2014-02-05 17:00 | 2014 | 2 | 5 | 17 | 1072.584 | -31.986 | 1040.598
2014-02-05 18:00 | 2014 | 2 | 5 | 18 | 1113.788 | -33.714 | 1080.074
2014-02-05 19:00 | 2014 | 2 | 5 | 19 | 1162.241 | -34.652 | 1127.589
2014-02-05 20:00 | 2014 | 2 | 5 | 20 | 1165.273 | -33.236 | 1132.037
2014-02-05 21:00 | 2014 | 2 | 5 | 21 | 1167.968 | -34.259 | 1133.709
2014-02-05 22:00 | 2014 | 2 | 5 | 22 | 1148.653 | -32.764 | 1115.889
2014-02-05 23:00 | 2014 | 2 | 5 | 23 | 1133.295 | -33.455 | 1099.84
2014-02-06 | 2014 | 2 | 6 | 0 | 1120.24 | -33.471 | 1086.769
2014-02-06 01:00 | 2014 | 2 | 6 | 1 | 1095.6 | -33.015 | 1062.585
2014-02-06 02:00 | 2014 | 2 | 6 | 2 | 1074.431 | -32.639 | 1041.792
2014-02-06 03:00 | 2014 | 2 | 6 | 3 | 1066.871 | -33.615 | 1033.256
2014-02-06 04:00 | 2014 | 2 | 6 | 4 | 1067.854 | -33.255 | 1034.599
2014-02-06 05:00 | 2014 | 2 | 6 | 5 | 1076.884 | -34.461 | 1042.423
2014-02-06 06:00 | 2014 | 2 | 6 | 6 | 1101.881 | -33.37 | 1068.511
2014-02-06 07:00 | 2014 | 2 | 6 | 7 | 1134.329 | -34.555 | 1099.774
2014-02-06 08:00 | 2014 | 2 | 6 | 8 | 1194.822 | -34.659 | 1160.163
2014-02-06 09:00 | 2014 | 2 | 6 | 9 | 1223.13 | -35.592 | 1187.538
2014-02-06 10:00 | 2014 | 2 | 6 | 10 | 1216.552 | -36.863 | 1179.689
2014-02-06 11:00 | 2014 | 2 | 6 | 11 | 1177.115 | -35.173 | 1141.942
2014-02-06 12:00 | 2014 | 2 | 6 | 12 | 1148.161 | -33.833 | 1114.328
2014-02-06 13:00 | 2014 | 2 | 6 | 13 | 1116.435 | -33.624 | 1082.811
2014-02-06 14:00 | 2014 | 2 | 6 | 14 | 1109.484 | -34.389 | 1075.095
2014-02-06 15:00 | 2014 | 2 | 6 | 15 | 1097.379 | -34.8 | 1062.579
2014-02-06 16:00 | 2014 | 2 | 6 | 16 | 1091.457 | -32.839 | 1058.618
2014-02-06 17:00 | 2014 | 2 | 6 | 17 | 1094.869 | -32.356 | 1062.513
2014-02-06 18:00 | 2014 | 2 | 6 | 18 | 1138.24 | -34.477 | 1103.763
2014-02-06 19:00 | 2014 | 2 | 6 | 19 | 1167.644 | -35.328 | 1132.316
2014-02-06 20:00 | 2014 | 2 | 6 | 20 | 1158.745 | -33.945 | 1124.8
2014-02-06 21:00 | 2014 | 2 | 6 | 21 | 1150.995 | -34.372 | 1116.623
2014-02-06 22:00 | 2014 | 2 | 6 | 22 | 1135.589 | -33.556 | 1102.033
2014-02-06 23:00 | 2014 | 2 | 6 | 23 | 1114.415 | -34.223 | 1080.192
2014-02-07 | 2014 | 2 | 7 | 0 | 1078.557 | -32.673 | 1045.884
2014-02-07 01:00 | 2014 | 2 | 7 | 1 | 1053.628 | -30.228 | 1023.4
2014-02-07 02:00 | 2014 | 2 | 7 | 2 | 1040.257 | -29.154 | 1011.103
2014-02-07 03:00 | 2014 | 2 | 7 | 3 | 1037.509 | -29.628 | 1007.881
2014-02-07 04:00 | 2014 | 2 | 7 | 4 | 1048.912 | -30.375 | 1018.537
2014-02-07 05:00 | 2014 | 2 | 7 | 5 | 1074.006 | -31.553 | 1042.453
2014-02-07 06:00 | 2014 | 2 | 7 | 6 | 1097.447 | -31.291 | 1066.156
2014-02-07 07:00 | 2014 | 2 | 7 | 7 | 1178.539 | -33.208 | 1145.331
2014-02-07 08:00 | 2014 | 2 | 7 | 8 | 1211.113 | -34.599 | 1176.514
2014-02-07 09:00 | 2014 | 2 | 7 | 9 | 1213.275 | -34.173 | 1179.102
2014-02-07 10:00 | 2014 | 2 | 7 | 10 | 1230.732 | -34.154 | 1196.578
2014-02-07 11:00 | 2014 | 2 | 7 | 11 | 1199.617 | -34.545 | 1165.072
2014-02-07 12:00 | 2014 | 2 | 7 | 12 | 1158.687 | -32.861 | 1125.826
2014-02-07 13:00 | 2014 | 2 | 7 | 13 | 1137.156 | -32.542 | 1104.614
2014-02-07 14:00 | 2014 | 2 | 7 | 14 | 1105.16 | -31.264 | 1073.896
2014-02-07 15:00 | 2014 | 2 | 7 | 15 | 1069.854 | -29.482 | 1040.372
2014-02-07 16:00 | 2014 | 2 | 7 | 16 | 1057.131 | -27.768 | 1029.363
2014-02-07 17:00 | 2014 | 2 | 7 | 17 | 1058.688 | -26.973 | 1031.715
2014-02-07 18:00 | 2014 | 2 | 7 | 18 | 1077.159 | -28.858 | 1048.301
2014-02-07 19:00 | 2014 | 2 | 7 | 19 | 1137.725 | -32.039 | 1105.686
2014-02-07 20:00 | 2014 | 2 | 7 | 20 | 1160.822 | -32.798 | 1128.024
2014-02-07 21:00 | 2014 | 2 | 7 | 21 | 1168.874 | -33.166 | 1135.708
2014-02-07 22:00 | 2014 | 2 | 7 | 22 | 1162.395 | -31.853 | 1130.542
2014-02-07 23:00 | 2014 | 2 | 7 | 23 | 1152.565 | -29.65 | 1122.915
2014-02-08 | 2014 | 2 | 8 | 0 | 1133.303 | -29.739 | 1103.564
2014-02-08 01:00 | 2014 | 2 | 8 | 1 | 1106.478 | -30.583 | 1075.895
2014-02-08 02:00 | 2014 | 2 | 8 | 2 | 1082.287 | -30.25 | 1052.037
2014-02-08 03:00 | 2014 | 2 | 8 | 3 | 1070.315 | -31.11 | 1039.205
2014-02-08 04:00 | 2014 | 2 | 8 | 4 | 1068.542 | -29.533 | 1039.009
2014-02-08 05:00 | 2014 | 2 | 8 | 5 | 1088.65 | -30.679 | 1057.971
2014-02-08 06:00 | 2014 | 2 | 8 | 6 | 1104.567 | -30.575 | 1073.992
2014-02-08 07:00 | 2014 | 2 | 8 | 7 | 1130.144 | -30.5 | 1099.644
2014-02-08 08:00 | 2014 | 2 | 8 | 8 | 1149.777 | -32.307 | 1117.47
2014-02-08 09:00 | 2014 | 2 | 8 | 9 | 1159.56 | -32.538 | 1127.022
2014-02-08 10:00 | 2014 | 2 | 8 | 10 | 1140.945 | -32.302 | 1108.643
2014-02-08 11:00 | 2014 | 2 | 8 | 11 | 1136.11 | -33.841 | 1102.269
2014-02-08 12:00 | 2014 | 2 | 8 | 12 | 1110.867 | -34.126 | 1076.741
2014-02-08 13:00 | 2014 | 2 | 8 | 13 | 1084.841 | -33.206 | 1051.635
2014-02-08 14:00 | 2014 | 2 | 8 | 14 | 1037.338 | -32.685 | 1004.653
2014-02-08 15:00 | 2014 | 2 | 8 | 15 | 992.261 | -31.237 | 961.024
2014-02-08 16:00 | 2014 | 2 | 8 | 16 | 967.27 | -30.912 | 936.358
2014-02-08 17:00 | 2014 | 2 | 8 | 17 | 976.506 | -30.988 | 945.518
2014-02-08 18:00 | 2014 | 2 | 8 | 18 | 981.756 | -30.84 | 950.916
2014-02-08 19:00 | 2014 | 2 | 8 | 19 | 1019.758 | -29.983 | 989.775
2014-02-08 20:00 | 2014 | 2 | 8 | 20 | 1026.61 | -29.58 | 997.03
2014-02-08 21:00 | 2014 | 2 | 8 | 21 | 1026.216 | -30.336 | 995.88
2014-02-08 22:00 | 2014 | 2 | 8 | 22 | 1005.79 | -30.595 | 975.195
2014-02-08 23:00 | 2014 | 2 | 8 | 23 | 982.552 | -30.048 | 952.504
2014-02-09 | 2014 | 2 | 9 | 0 | 955.24 | -31.478 | 923.762
2014-02-09 01:00 | 2014 | 2 | 9 | 1 | 934.284 | -30.788 | 903.496
2014-02-09 02:00 | 2014 | 2 | 9 | 2 | 924.475 | -29.987 | 894.488
2014-02-09 03:00 | 2014 | 2 | 9 | 3 | 914.578 | -29.285 | 885.293
2014-02-09 04:00 | 2014 | 2 | 9 | 4 | 913.144 | -29.779 | 883.365
2014-02-09 05:00 | 2014 | 2 | 9 | 5 | 929.105 | -32.124 | 896.981
2014-02-09 06:00 | 2014 | 2 | 9 | 6 | 935.889 | -32.082 | 903.807
2014-02-09 07:00 | 2014 | 2 | 9 | 7 | 957.772 | -32.205 | 925.567
2014-02-09 08:00 | 2014 | 2 | 9 | 8 | 971.363 | -31.428 | 939.935
2014-02-09 09:00 | 2014 | 2 | 9 | 9 | 990.17 | -32.294 | 957.876
2014-02-09 10:00 | 2014 | 2 | 9 | 10 | 999.38 | -33.449 | 965.931
2014-02-09 11:00 | 2014 | 2 | 9 | 11 | 983.642 | -32.995 | 950.647
2014-02-09 12:00 | 2014 | 2 | 9 | 12 | 956.768 | -32.095 | 924.673
2014-02-09 13:00 | 2014 | 2 | 9 | 13 | 952.516 | -31.73 | 920.786
2014-02-09 14:00 | 2014 | 2 | 9 | 14 | 957.327 | -31.386 | 925.941
2014-02-09 15:00 | 2014 | 2 | 9 | 15 | 961.084 | -31.336 | 929.748
2014-02-09 16:00 | 2014 | 2 | 9 | 16 | 965.68 | -32.26 | 933.42
2014-02-09 17:00 | 2014 | 2 | 9 | 17 | 979.661 | -33.688 | 945.973
2014-02-09 18:00 | 2014 | 2 | 9 | 18 | 999.831 | -35.721 | 964.11
2014-02-09 19:00 | 2014 | 2 | 9 | 19 | 1041.295 | -34.604 | 1006.691
2014-02-09 20:00 | 2014 | 2 | 9 | 20 | 1047.137 | -32.021 | 1015.116
2014-02-09 21:00 | 2014 | 2 | 9 | 21 | 1036.943 | -32.954 | 1003.989
2014-02-09 22:00 | 2014 | 2 | 9 | 22 | 1036.464 | -33.015 | 1003.449
2014-02-09 23:00 | 2014 | 2 | 9 | 23 | 1045.029 | -34.885 | 1010.144
2014-02-10 | 2014 | 2 | 10 | 0 | 1047.105 | -36.357 | 1010.748
2014-02-10 01:00 | 2014 | 2 | 10 | 1 | 1027.363 | -35.194 | 992.169
2014-02-10 02:00 | 2014 | 2 | 10 | 2 | 1008.9 | -32.344 | 976.556
2014-02-10 03:00 | 2014 | 2 | 10 | 3 | 992.601 | -32.229 | 960.372
2014-02-10 04:00 | 2014 | 2 | 10 | 4 | 982.637 | -31.09 | 951.547
2014-02-10 05:00 | 2014 | 2 | 10 | 5 | 985.52 | -32.004 | 953.516
2014-02-10 06:00 | 2014 | 2 | 10 | 6 | 1021.479 | -33.167 | 988.312
2014-02-10 07:00 | 2014 | 2 | 10 | 7 | 1087.693 | -35.03 | 1052.663
2014-02-10 08:00 | 2014 | 2 | 10 | 8 | 1143.312 | -34.409 | 1108.903
2014-02-10 09:00 | 2014 | 2 | 10 | 9 | 1159.664 | -35.13 | 1124.534
2014-02-10 10:00 | 2014 | 2 | 10 | 10 | 1177.599 | -36.214 | 1141.385
2014-02-10 11:00 | 2014 | 2 | 10 | 11 | 1183.781 | -36.896 | 1146.885
2014-02-10 12:00 | 2014 | 2 | 10 | 12 | 1171.931 | -36.255 | 1135.676
2014-02-10 13:00 | 2014 | 2 | 10 | 13 | 1138.076 | -36.611 | 1101.465
2014-02-10 14:00 | 2014 | 2 | 10 | 14 | 1125.9 | -39.486 | 1086.414
2014-02-10 15:00 | 2014 | 2 | 10 | 15 | 1109.455 | -39.777 | 1069.678
2014-02-10 16:00 | 2014 | 2 | 10 | 16 | 1087.097 | -40.756 | 1046.341
2014-02-10 17:00 | 2014 | 2 | 10 | 17 | 1078.05 | -41.29 | 1036.76
2014-02-10 18:00 | 2014 | 2 | 10 | 18 | 1105.561 | -40.424 | 1065.137
2014-02-10 19:00 | 2014 | 2 | 10 | 19 | 1171.022 | -39.185 | 1131.837
2014-02-10 20:00 | 2014 | 2 | 10 | 20 | 1209.535 | -38.873 | 1170.662
2014-02-10 21:00 | 2014 | 2 | 10 | 21 | 1227.798 | -39.729 | 1188.069
2014-02-10 22:00 | 2014 | 2 | 10 | 22 | 1236.937 | -40.21 | 1196.727
2014-02-10 23:00 | 2014 | 2 | 10 | 23 | 1228.961 | -38.961 | 1190
2014-02-11 | 2014 | 2 | 11 | 0 | 1203.447 | -40.119 | 1163.328
2014-02-11 01:00 | 2014 | 2 | 11 | 1 | 1195.989 | -45.204 | 1150.785
2014-02-11 02:00 | 2014 | 2 | 11 | 2 | 1193.554 | -44.659 | 1148.895
2014-02-11 03:00 | 2014 | 2 | 11 | 3 | 1196.611 | -45.438 | 1151.173
2014-02-11 04:00 | 2014 | 2 | 11 | 4 | 1216.932 | -46.089 | 1170.843
2014-02-11 05:00 | 2014 | 2 | 11 | 5 | 1236.898 | -48.057 | 1188.841
2014-02-11 06:00 | 2014 | 2 | 11 | 6 | 1284.823 | -44.985 | 1239.838
2014-02-11 07:00 | 2014 | 2 | 11 | 7 | 1353.844 | -45.014 | 1308.83
2014-02-11 08:00 | 2014 | 2 | 11 | 8 | 1396.335 | -44.251 | 1352.084
2014-02-11 09:00 | 2014 | 2 | 11 | 9 | 1386.609 | -44.709 | 1341.9
2014-02-11 10:00 | 2014 | 2 | 11 | 10 | 1340.282 | -45.98 | 1294.302
2014-02-11 11:00 | 2014 | 2 | 11 | 11 | 1252.744 | -45.46 | 1207.284
2014-02-11 12:00 | 2014 | 2 | 11 | 12 | 1174.841 | -45.901 | 1128.94
2014-02-11 13:00 | 2014 | 2 | 11 | 13 | 1115.787 | -44.575 | 1071.212
2014-02-11 14:00 | 2014 | 2 | 11 | 14 | 1072.398 | -43.764 | 1028.634
2014-02-11 15:00 | 2014 | 2 | 11 | 15 | 1034.878 | -40.022 | 994.856
2014-02-11 16:00 | 2014 | 2 | 11 | 16 | 1016.072 | -40.979 | 975.093
2014-02-11 17:00 | 2014 | 2 | 11 | 17 | 1032.639 | -42.551 | 990.088
2014-02-11 18:00 | 2014 | 2 | 11 | 18 | 1083.605 | -43.773 | 1039.832
2014-02-11 19:00 | 2014 | 2 | 11 | 19 | 1159.464 | -43.795 | 1115.669
2014-02-11 20:00 | 2014 | 2 | 11 | 20 | 1195.663 | -41.249 | 1154.414
2014-02-11 21:00 | 2014 | 2 | 11 | 21 | 1214.991 | -44.951 | 1170.04
2014-02-11 22:00 | 2014 | 2 | 11 | 22 | 1227.202 | -46.25 | 1180.952
2014-02-11 23:00 | 2014 | 2 | 11 | 23 | 1216.856 | -46.873 | 1169.983
2014-02-12 | 2014 | 2 | 12 | 0 | 1195.913 | -50.202 | 1145.711
2014-02-12 01:00 | 2014 | 2 | 12 | 1 | 1173.635 | -51.444 | 1122.191
2014-02-12 02:00 | 2014 | 2 | 12 | 2 | 1163.138 | -51.924 | 1111.214
2014-02-12 03:00 | 2014 | 2 | 12 | 3 | 1175.194 | -51.457 | 1123.737
2014-02-12 04:00 | 2014 | 2 | 12 | 4 | 1192.219 | -50.836 | 1141.383
2014-02-12 05:00 | 2014 | 2 | 12 | 5 | 1213.927 | -50.278 | 1163.649
2014-02-12 06:00 | 2014 | 2 | 12 | 6 | 1272.793 | -51.898 | 1220.895
2014-02-12 07:00 | 2014 | 2 | 12 | 7 | 1348.354 | -54.21 | 1294.144
2014-02-12 08:00 | 2014 | 2 | 12 | 8 | 1369.58 | -48.706 | 1320.874
2014-02-12 09:00 | 2014 | 2 | 12 | 9 | 1348.425 | -47.868 | 1300.557
2014-02-12 10:00 | 2014 | 2 | 12 | 10 | 1316.417 | -47.88 | 1268.537
2014-02-12 11:00 | 2014 | 2 | 12 | 11 | 1251.639 | -47.924 | 1203.715
2014-02-12 12:00 | 2014 | 2 | 12 | 12 | 1198.286 | -47.243 | 1151.043
2014-02-12 13:00 | 2014 | 2 | 12 | 13 | 1138.915 | -46.57 | 1092.345
2014-02-12 14:00 | 2014 | 2 | 12 | 14 | 1100.897 | -47.019 | 1053.878
2014-02-12 15:00 | 2014 | 2 | 12 | 15 | 1077.809 | -47.126 | 1030.683
2014-02-12 16:00 | 2014 | 2 | 12 | 16 | 1070.499 | -46.433 | 1024.066
2014-02-12 17:00 | 2014 | 2 | 12 | 17 | 1077.725 | -45.868 | 1031.857
2014-02-12 18:00 | 2014 | 2 | 12 | 18 | 1104.612 | -46.297 | 1058.315
2014-02-12 19:00 | 2014 | 2 | 12 | 19 | 1152.944 | -44.775 | 1108.169
2014-02-12 20:00 | 2014 | 2 | 12 | 20 | 1161.38 | -43.121 | 1118.259
2014-02-12 21:00 | 2014 | 2 | 12 | 21 | 1146.488 | -43.351 | 1103.137
2014-02-12 22:00 | 2014 | 2 | 12 | 22 | 1144.453 | -43.338 | 1101.115
2014-02-12 23:00 | 2014 | 2 | 12 | 23 | 1120.295 | -40.091 | 1080.204
2014-02-13 | 2014 | 2 | 13 | 0 | 1083.649 | -38.464 | 1045.185
2014-02-13 01:00 | 2014 | 2 | 13 | 1 | 1068.342 | -37.814 | 1030.528
2014-02-13 02:00 | 2014 | 2 | 13 | 2 | 1053.529 | -39.16 | 1014.369
2014-02-13 03:00 | 2014 | 2 | 13 | 3 | 1049.694 | -40.551 | 1009.143
2014-02-13 04:00 | 2014 | 2 | 13 | 4 | 1051.116 | -40.599 | 1010.517
2014-02-13 05:00 | 2014 | 2 | 13 | 5 | 1049.582 | -40.152 | 1009.43
2014-02-13 06:00 | 2014 | 2 | 13 | 6 | 1088.461 | -38.602 | 1049.859
2014-02-13 07:00 | 2014 | 2 | 13 | 7 | 1142.968 | -39.512 | 1103.456
2014-02-13 08:00 | 2014 | 2 | 13 | 8 | 1194.799 | -39.815 | 1154.984
2014-02-13 09:00 | 2014 | 2 | 13 | 9 | 1190.254 | -42.314 | 1147.94
2014-02-13 10:00 | 2014 | 2 | 13 | 10 | 1169.262 | -44.621 | 1124.641
2014-02-13 11:00 | 2014 | 2 | 13 | 11 | 1141.04 | -46.452 | 1094.588
2014-02-13 12:00 | 2014 | 2 | 13 | 12 | 1098.098 | -45.178 | 1052.92
2014-02-13 13:00 | 2014 | 2 | 13 | 13 | 1071.591 | -45.357 | 1026.234
2014-02-13 14:00 | 2014 | 2 | 13 | 14 | 1047.121 | -45.193 | 1001.928
2014-02-13 15:00 | 2014 | 2 | 13 | 15 | 1022.966 | -43.414 | 979.552
2014-02-13 16:00 | 2014 | 2 | 13 | 16 | 988.739 | -43.244 | 945.495
2014-02-13 17:00 | 2014 | 2 | 13 | 17 | 969.663 | -40.707 | 928.956
2014-02-13 18:00 | 2014 | 2 | 13 | 18 | 993.704 | -39.013 | 954.691
2014-02-13 19:00 | 2014 | 2 | 13 | 19 | 1066.992 | -40.586 | 1026.406
2014-02-13 20:00 | 2014 | 2 | 13 | 20 | 1097.639 | -42.319 | 1055.32
2014-02-13 21:00 | 2014 | 2 | 13 | 21 | 1102.459 | -42.922 | 1059.537
2014-02-13 22:00 | 2014 | 2 | 13 | 22 | 1099.745 | -42.472 | 1057.273
2014-02-13 23:00 | 2014 | 2 | 13 | 23 | 1081.611 | -41.259 | 1040.352
2014-02-14 | 2014 | 2 | 14 | 0 | 1058.498 | -38.992 | 1019.506
2014-02-14 01:00 | 2014 | 2 | 14 | 1 | 1039.13 | -38.721 | 1000.409
2014-02-14 02:00 | 2014 | 2 | 14 | 2 | 1030.027 | -38.262 | 991.765
2014-02-14 03:00 | 2014 | 2 | 14 | 3 | 1027.696 | -37.879 | 989.817
2014-02-14 04:00 | 2014 | 2 | 14 | 4 | 1028.974 | -38.325 | 990.649
2014-02-14 05:00 | 2014 | 2 | 14 | 5 | 1041.803 | -37.286 | 1004.517
2014-02-14 06:00 | 2014 | 2 | 14 | 6 | 1066.198 | -35.089 | 1031.109
2014-02-14 07:00 | 2014 | 2 | 14 | 7 | 1128.594 | -36.844 | 1091.75
2014-02-14 08:00 | 2014 | 2 | 14 | 8 | 1168.562 | -37.044 | 1131.518
2014-02-14 09:00 | 2014 | 2 | 14 | 9 | 1171.746 | -39.803 | 1131.943
2014-02-14 10:00 | 2014 | 2 | 14 | 10 | 1116.779 | -40.341 | 1076.438
2014-02-14 11:00 | 2014 | 2 | 14 | 11 | 1040.977 | -38.336 | 1002.641
2014-02-14 12:00 | 2014 | 2 | 14 | 12 | 973.376 | -35.542 | 937.834
2014-02-14 13:00 | 2014 | 2 | 14 | 13 | 922.803 | -33.226 | 889.577
2014-02-14 14:00 | 2014 | 2 | 14 | 14 | 887.147 | -32.093 | 855.054
2014-02-14 15:00 | 2014 | 2 | 14 | 15 | 864.852 | -30.95 | 833.902
2014-02-14 16:00 | 2014 | 2 | 14 | 16 | 859.908 | -30.236 | 829.672
2014-02-14 17:00 | 2014 | 2 | 14 | 17 | 875.805 | -30.002 | 845.803
2014-02-14 18:00 | 2014 | 2 | 14 | 18 | 901.571 | -30.619 | 870.952
2014-02-14 19:00 | 2014 | 2 | 14 | 19 | 952.006 | -34.187 | 917.819
2014-02-14 20:00 | 2014 | 2 | 14 | 20 | 959.558 | -34.407 | 925.151
2014-02-14 21:00 | 2014 | 2 | 14 | 21 | 966.099 | -34.312 | 931.787
2014-02-14 22:00 | 2014 | 2 | 14 | 22 | 976.47 | -33.835 | 942.635
2014-02-14 23:00 | 2014 | 2 | 14 | 23 | 969.036 | -32.786 | 936.25
2014-02-15 | 2014 | 2 | 15 | 0 | 946.7 | -32.415 | 914.285
2014-02-15 01:00 | 2014 | 2 | 15 | 1 | 922.244 | -29.667 | 892.577
2014-02-15 02:00 | 2014 | 2 | 15 | 2 | 925.476 | -28.903 | 896.573
2014-02-15 03:00 | 2014 | 2 | 15 | 3 | 928.204 | -29.402 | 898.802
2014-02-15 04:00 | 2014 | 2 | 15 | 4 | 955.775 | -31.036 | 924.739
2014-02-15 05:00 | 2014 | 2 | 15 | 5 | 987 | -31.467 | 955.533
2014-02-15 06:00 | 2014 | 2 | 15 | 6 | 1026.087 | -31.399 | 994.688
2014-02-15 07:00 | 2014 | 2 | 15 | 7 | 1041.324 | -31.057 | 1010.267
2014-02-15 08:00 | 2014 | 2 | 15 | 8 | 1095.051 | -33.409 | 1061.642
2014-02-15 09:00 | 2014 | 2 | 15 | 9 | 1168.452 | -35.239 | 1133.213
2014-02-15 10:00 | 2014 | 2 | 15 | 10 | 1185.143 | -36.323 | 1148.82
2014-02-15 11:00 | 2014 | 2 | 15 | 11 | 1157.082 | -36.993 | 1120.089
2014-02-15 12:00 | 2014 | 2 | 15 | 12 | 1134.852 | -38.136 | 1096.716
2014-02-15 13:00 | 2014 | 2 | 15 | 13 | 1096.52 | -37.516 | 1059.004
2014-02-15 14:00 | 2014 | 2 | 15 | 14 | 1073.867 | -36.853 | 1037.014
2014-02-15 15:00 | 2014 | 2 | 15 | 15 | 1040.746 | -36.49 | 1004.256
2014-02-15 16:00 | 2014 | 2 | 15 | 16 | 1037.898 | -36.587 | 1001.311
2014-02-15 17:00 | 2014 | 2 | 15 | 17 | 1054.459 | -36.07 | 1018.389
2014-02-15 18:00 | 2014 | 2 | 15 | 18 | 1070.172 | -37.168 | 1033.004
2014-02-15 19:00 | 2014 | 2 | 15 | 19 | 1101.593 | -38.684 | 1062.909
2014-02-15 20:00 | 2014 | 2 | 15 | 20 | 1105.521 | -39.845 | 1065.676
2014-02-15 21:00 | 2014 | 2 | 15 | 21 | 1116.229 | -40.044 | 1076.185
2014-02-15 22:00 | 2014 | 2 | 15 | 22 | 1107.294 | -40.155 | 1067.139
2014-02-15 23:00 | 2014 | 2 | 15 | 23 | 1105.917 | -39.266 | 1066.651
2014-02-16 | 2014 | 2 | 16 | 0 | 1083.103 | -37.101 | 1046.002
2014-02-16 01:00 | 2014 | 2 | 16 | 1 | 1065.363 | -35.862 | 1029.501
2014-02-16 02:00 | 2014 | 2 | 16 | 2 | 1054.56 | -35.696 | 1018.864
2014-02-16 03:00 | 2014 | 2 | 16 | 3 | 1071.003 | -36.805 | 1034.198
2014-02-16 04:00 | 2014 | 2 | 16 | 4 | 1092.598 | -37.264 | 1055.334
2014-02-16 05:00 | 2014 | 2 | 16 | 5 | 1053.491 | -36.269 | 1017.222
2014-02-16 06:00 | 2014 | 2 | 16 | 6 | 1049.93 | -36.033 | 1013.897
2014-02-16 07:00 | 2014 | 2 | 16 | 7 | 1055.007 | -36.577 | 1018.43
2014-02-16 08:00 | 2014 | 2 | 16 | 8 | 1065.609 | -37.047 | 1028.562
2014-02-16 09:00 | 2014 | 2 | 16 | 9 | 1068.493 | -37.316 | 1031.177
2014-02-16 10:00 | 2014 | 2 | 16 | 10 | 1058.76 | -37.241 | 1021.519
2014-02-16 11:00 | 2014 | 2 | 16 | 11 | 1017.895 | -34.344 | 983.551
2014-02-16 12:00 | 2014 | 2 | 16 | 12 | 975.052 | -34.282 | 940.77
2014-02-16 13:00 | 2014 | 2 | 16 | 13 | 955.873 | -31.581 | 924.292
2014-02-16 14:00 | 2014 | 2 | 16 | 14 | 941.868 | -31.823 | 910.045
2014-02-16 15:00 | 2014 | 2 | 16 | 15 | 927.349 | -31.809 | 895.54
2014-02-16 16:00 | 2014 | 2 | 16 | 16 | 917.046 | -31.974 | 885.072
2014-02-16 17:00 | 2014 | 2 | 16 | 17 | 925.313 | -32.881 | 892.432
2014-02-16 18:00 | 2014 | 2 | 16 | 18 | 939.732 | -33.262 | 906.47
2014-02-16 19:00 | 2014 | 2 | 16 | 19 | 977.243 | -34.275 | 942.968
2014-02-16 20:00 | 2014 | 2 | 16 | 20 | 1004.208 | -34.692 | 969.516
2014-02-16 21:00 | 2014 | 2 | 16 | 21 | 1015.178 | -33.655 | 981.523
2014-02-16 22:00 | 2014 | 2 | 16 | 22 | 1003.692 | -33.383 | 970.309
2014-02-16 23:00 | 2014 | 2 | 16 | 23 | 991.866 | -33.64 | 958.226
2014-02-17 | 2014 | 2 | 17 | 0 | 984.285 | -33.977 | 950.308
2014-02-17 01:00 | 2014 | 2 | 17 | 1 | 983.363 | -35.469 | 947.894
2014-02-17 02:00 | 2014 | 2 | 17 | 2 | 989.037 | -34.244 | 954.793
2014-02-17 03:00 | 2014 | 2 | 17 | 3 | 1007.445 | -35.6 | 971.845
2014-02-17 04:00 | 2014 | 2 | 17 | 4 | 1028.639 | -36.081 | 992.558
2014-02-17 05:00 | 2014 | 2 | 17 | 5 | 1056.857 | -38.943 | 1017.914
2014-02-17 06:00 | 2014 | 2 | 17 | 6 | 1101.582 | -37.969 | 1063.613
2014-02-17 07:00 | 2014 | 2 | 17 | 7 | 1169.567 | -41.737 | 1127.83
2014-02-17 08:00 | 2014 | 2 | 17 | 8 | 1204.005 | -42.352 | 1161.653
2014-02-17 09:00 | 2014 | 2 | 17 | 9 | 1198.109 | -42.524 | 1155.585
2014-02-17 10:00 | 2014 | 2 | 17 | 10 | 1165.187 | -42.817 | 1122.37
2014-02-17 11:00 | 2014 | 2 | 17 | 11 | 1120.762 | -38.769 | 1081.993
2014-02-17 12:00 | 2014 | 2 | 17 | 12 | 1076.867 | -38.688 | 1038.179
2014-02-17 13:00 | 2014 | 2 | 17 | 13 | 1033.865 | -37.697 | 996.168
2014-02-17 14:00 | 2014 | 2 | 17 | 14 | 980.949 | -35.763 | 945.186
2014-02-17 15:00 | 2014 | 2 | 17 | 15 | 923.629 | -33.724 | 889.905
2014-02-17 16:00 | 2014 | 2 | 17 | 16 | 887.356 | -31.956 | 855.4
2014-02-17 17:00 | 2014 | 2 | 17 | 17 | 880.019 | -31.389 | 848.63
2014-02-17 18:00 | 2014 | 2 | 17 | 18 | 915.673 | -32.837 | 882.836
2014-02-17 19:00 | 2014 | 2 | 17 | 19 | 948.624 | -33.92 | 914.704
2014-02-17 20:00 | 2014 | 2 | 17 | 20 | 969.257 | -34.161 | 935.096
2014-02-17 21:00 | 2014 | 2 | 17 | 21 | 967.646 | -35.62 | 932.026
2014-02-17 22:00 | 2014 | 2 | 17 | 22 | 947.75 | -34.615 | 913.135
2014-02-17 23:00 | 2014 | 2 | 17 | 23 | 916.395 | -33.367 | 883.028
2014-02-18 | 2014 | 2 | 18 | 0 | 867.691 | -30.003 | 837.688
2014-02-18 01:00 | 2014 | 2 | 18 | 1 | 849.771 | -29.723 | 820.048
2014-02-18 02:00 | 2014 | 2 | 18 | 2 | 834.145 | -29.677 | 804.468
2014-02-18 03:00 | 2014 | 2 | 18 | 3 | 835.065 | -29.855 | 805.21
2014-02-18 04:00 | 2014 | 2 | 18 | 4 | 847.266 | -30.688 | 816.578
2014-02-18 05:00 | 2014 | 2 | 18 | 5 | 880.577 | -30.254 | 850.323
2014-02-18 06:00 | 2014 | 2 | 18 | 6 | 933.527 | -29.537 | 903.99
2014-02-18 07:00 | 2014 | 2 | 18 | 7 | 1030.426 | -34.238 | 996.188
2014-02-18 08:00 | 2014 | 2 | 18 | 8 | 1061.86 | -36.521 | 1025.339
2014-02-18 09:00 | 2014 | 2 | 18 | 9 | 1054.441 | -37.994 | 1016.447
2014-02-18 10:00 | 2014 | 2 | 18 | 10 | 1008.052 | -36.931 | 971.121
2014-02-18 11:00 | 2014 | 2 | 18 | 11 | 922.754 | -34.056 | 888.698
2014-02-18 12:00 | 2014 | 2 | 18 | 12 | 868.225 | -32.003 | 836.222
2014-02-18 13:00 | 2014 | 2 | 18 | 13 | 849.77 | -32.928 | 816.842
2014-02-18 14:00 | 2014 | 2 | 18 | 14 | 796.006 | -31.207 | 764.799
2014-02-18 15:00 | 2014 | 2 | 18 | 15 | 777.372 | -29.5 | 747.872
2014-02-18 16:00 | 2014 | 2 | 18 | 16 | 759.337 | -28.527 | 730.81
2014-02-18 17:00 | 2014 | 2 | 18 | 17 | 766.827 | -27.919 | 738.908
2014-02-18 18:00 | 2014 | 2 | 18 | 18 | 783.997 | -27.58 | 756.417
2014-02-18 19:00 | 2014 | 2 | 18 | 19 | 842.346 | -30.804 | 811.542
2014-02-18 20:00 | 2014 | 2 | 18 | 20 | 886.705 | -32.468 | 854.237
2014-02-18 21:00 | 2014 | 2 | 18 | 21 | 899.017 | -32.33 | 866.687
2014-02-18 22:00 | 2014 | 2 | 18 | 22 | 914.607 | -32.362 | 882.245
2014-02-18 23:00 | 2014 | 2 | 18 | 23 | 899.356 | -30.425 | 868.931
2014-02-19 | 2014 | 2 | 19 | 0 | 861.691 | -30.819 | 830.872
2014-02-19 01:00 | 2014 | 2 | 19 | 1 | 828.517 | -29.836 | 798.681
2014-02-19 02:00 | 2014 | 2 | 19 | 2 | 815.47 | -28.662 | 786.808
2014-02-19 03:00 | 2014 | 2 | 19 | 3 | 805.228 | -27.583 | 777.645
2014-02-19 04:00 | 2014 | 2 | 19 | 4 | 795.502 | -27.411 | 768.091
2014-02-19 05:00 | 2014 | 2 | 19 | 5 | 802.035 | -28.793 | 773.242
2014-02-19 06:00 | 2014 | 2 | 19 | 6 | 832.599 | -28.786 | 803.813
2014-02-19 07:00 | 2014 | 2 | 19 | 7 | 888.342 | -31.877 | 856.465
2014-02-19 08:00 | 2014 | 2 | 19 | 8 | 903.728 | -31.742 | 871.986
2014-02-19 09:00 | 2014 | 2 | 19 | 9 | 891.859 | -30.431 | 861.428
2014-02-19 10:00 | 2014 | 2 | 19 | 10 | 862.42 | -29.225 | 833.195
2014-02-19 11:00 | 2014 | 2 | 19 | 11 | 825.267 | -29.402 | 795.865
2014-02-19 12:00 | 2014 | 2 | 19 | 12 | 791.903 | -28.392 | 763.511
2014-02-19 13:00 | 2014 | 2 | 19 | 13 | 770.847 | -27.355 | 743.492
2014-02-19 14:00 | 2014 | 2 | 19 | 14 | 766.51 | -26.88 | 739.63
2014-02-19 15:00 | 2014 | 2 | 19 | 15 | 756.338 | -25.959 | 730.379
2014-02-19 16:00 | 2014 | 2 | 19 | 16 | 735.834 | -24.482 | 711.352
2014-02-19 17:00 | 2014 | 2 | 19 | 17 | 739.018 | -23.19 | 715.828
2014-02-19 18:00 | 2014 | 2 | 19 | 18 | 751.401 | -22.439 | 728.962
2014-02-19 19:00 | 2014 | 2 | 19 | 19 | 794.58 | -23.976 | 770.604
2014-02-19 20:00 | 2014 | 2 | 19 | 20 | 833.587 | -25.394 | 808.193
2014-02-19 21:00 | 2014 | 2 | 19 | 21 | 861.379 | -26.851 | 834.528
2014-02-19 22:00 | 2014 | 2 | 19 | 22 | 873.02 | -27.389 | 845.631
2014-02-19 23:00 | 2014 | 2 | 19 | 23 | 860.425 | -26.172 | 834.253
2014-02-20 | 2014 | 2 | 20 | 0 | 835.403 | -24.193 | 811.21
2014-02-20 01:00 | 2014 | 2 | 20 | 1 | 818.805 | -23.022 | 795.783
2014-02-20 02:00 | 2014 | 2 | 20 | 2 | 804.951 | -22.036 | 782.915
2014-02-20 03:00 | 2014 | 2 | 20 | 3 | 810.72 | -23.686 | 787.034
2014-02-20 04:00 | 2014 | 2 | 20 | 4 | 817.285 | -25.886 | 791.399
2014-02-20 05:00 | 2014 | 2 | 20 | 5 | 829.362 | -27.019 | 802.343
2014-02-20 06:00 | 2014 | 2 | 20 | 6 | 868.249 | -28.643 | 839.606
2014-02-20 07:00 | 2014 | 2 | 20 | 7 | 940.852 | -32.946 | 907.906
2014-02-20 08:00 | 2014 | 2 | 20 | 8 | 965.567 | -31.801 | 933.766
2014-02-20 09:00 | 2014 | 2 | 20 | 9 | 943.457 | -30.379 | 913.078
2014-02-20 10:00 | 2014 | 2 | 20 | 10 | 918.356 | -31.222 | 887.134
2014-02-20 11:00 | 2014 | 2 | 20 | 11 | 862.231 | -29.924 | 832.307
2014-02-20 12:00 | 2014 | 2 | 20 | 12 | 808.053 | -29.369 | 778.684
2014-02-20 13:00 | 2014 | 2 | 20 | 13 | 774.678 | -27.884 | 746.794
2014-02-20 14:00 | 2014 | 2 | 20 | 14 | 754.28 | -27.291 | 726.989
2014-02-20 15:00 | 2014 | 2 | 20 | 15 | 730.98 | -25.747 | 705.233
2014-02-20 16:00 | 2014 | 2 | 20 | 16 | 714.157 | -25.496 | 688.661
2014-02-20 17:00 | 2014 | 2 | 20 | 17 | 712.435 | -25.848 | 686.587
2014-02-20 18:00 | 2014 | 2 | 20 | 18 | 722.756 | -26.5 | 696.256
2014-02-20 19:00 | 2014 | 2 | 20 | 19 | 758.786 | -26.344 | 732.442
2014-02-20 20:00 | 2014 | 2 | 20 | 20 | 775.119 | -26.02 | 749.099
2014-02-20 21:00 | 2014 | 2 | 20 | 21 | 767.088 | -25.116 | 741.972
2014-02-20 22:00 | 2014 | 2 | 20 | 22 | 751.448 | -23.78 | 727.668
2014-02-20 23:00 | 2014 | 2 | 20 | 23 | 720.047 | -21.917 | 698.13
2014-02-21 | 2014 | 2 | 21 | 0 | 679.878 | -21.924 | 657.954
2014-02-21 01:00 | 2014 | 2 | 21 | 1 | 628.475 | -21.052 | 607.423
2014-02-21 02:00 | 2014 | 2 | 21 | 2 | 611.531 | -19.871 | 591.66
2014-02-21 03:00 | 2014 | 2 | 21 | 3 | 586.222 | -18.863 | 567.359
2014-02-21 04:00 | 2014 | 2 | 21 | 4 | 604.071 | -18.184 | 585.887
2014-02-21 05:00 | 2014 | 2 | 21 | 5 | 627.749 | -18.323 | 609.426
2014-02-21 06:00 | 2014 | 2 | 21 | 6 | 678.032 | -19.879 | 658.153
2014-02-21 07:00 | 2014 | 2 | 21 | 7 | 746.611 | -22.66 | 723.951
2014-02-21 08:00 | 2014 | 2 | 21 | 8 | 792.594 | -23.633 | 768.961
2014-02-21 09:00 | 2014 | 2 | 21 | 9 | 813.624 | -24.219 | 789.405
2014-02-21 10:00 | 2014 | 2 | 21 | 10 | 837.237 | -25.232 | 812.005
2014-02-21 11:00 | 2014 | 2 | 21 | 11 | 810.458 | -25.965 | 784.493
2014-02-21 12:00 | 2014 | 2 | 21 | 12 | 793.818 | -27.227 | 766.591
2014-02-21 13:00 | 2014 | 2 | 21 | 13 | 780.571 | -27.058 | 753.513
2014-02-21 14:00 | 2014 | 2 | 21 | 14 | 764.502 | -26.906 | 737.596
2014-02-21 15:00 | 2014 | 2 | 21 | 15 | 756.731 | -27.002 | 729.729
2014-02-21 16:00 | 2014 | 2 | 21 | 16 | 738.484 | -25.648 | 712.836
2014-02-21 17:00 | 2014 | 2 | 21 | 17 | 746.458 | -25.925 | 720.533
2014-02-21 18:00 | 2014 | 2 | 21 | 18 | 768.16 | -24.96 | 743.2
2014-02-21 19:00 | 2014 | 2 | 21 | 19 | 824.614 | -26.741 | 797.873
2014-02-21 20:00 | 2014 | 2 | 21 | 20 | 851.565 | -27.35 | 824.215
2014-02-21 21:00 | 2014 | 2 | 21 | 21 | 869.671 | -27.144 | 842.527
2014-02-21 22:00 | 2014 | 2 | 21 | 22 | 882.985 | -26.185 | 856.8
2014-02-21 23:00 | 2014 | 2 | 21 | 23 | 886.966 | -26.313 | 860.653
2014-02-22 | 2014 | 2 | 22 | 0 | 878.908 | -25.191 | 853.717
2014-02-22 01:00 | 2014 | 2 | 22 | 1 | 863.646 | -24.923 | 838.723
2014-02-22 02:00 | 2014 | 2 | 22 | 2 | 863.676 | -24.126 | 839.55
2014-02-22 03:00 | 2014 | 2 | 22 | 3 | 870.095 | -24.737 | 845.358
2014-02-22 04:00 | 2014 | 2 | 22 | 4 | 881.078 | -25.35 | 855.728
2014-02-22 05:00 | 2014 | 2 | 22 | 5 | 896.002 | -26.237 | 869.765
2014-02-22 06:00 | 2014 | 2 | 22 | 6 | 918.444 | -27.384 | 891.06
2014-02-22 07:00 | 2014 | 2 | 22 | 7 | 952.332 | -28.847 | 923.485
2014-02-22 08:00 | 2014 | 2 | 22 | 8 | 979.2 | -29.501 | 949.699
2014-02-22 09:00 | 2014 | 2 | 22 | 9 | 984.118 | -30.872 | 953.246
2014-02-22 10:00 | 2014 | 2 | 22 | 10 | 936.212 | -28.433 | 907.779
2014-02-22 11:00 | 2014 | 2 | 22 | 11 | 854.501 | -26.395 | 828.106
2014-02-22 12:00 | 2014 | 2 | 22 | 12 | 792.207 | -25.258 | 766.949
2014-02-22 13:00 | 2014 | 2 | 22 | 13 | 740.958 | -23.832 | 717.126
2014-02-22 14:00 | 2014 | 2 | 22 | 14 | 709.423 | -22.576 | 686.847
2014-02-22 15:00 | 2014 | 2 | 22 | 15 | 676.288 | -20.939 | 655.349
2014-02-22 16:00 | 2014 | 2 | 22 | 16 | 666.787 | -20.1 | 646.687
2014-02-22 17:00 | 2014 | 2 | 22 | 17 | 668.533 | -20.43 | 648.103
2014-02-22 18:00 | 2014 | 2 | 22 | 18 | 681.181 | -21.223 | 659.958
2014-02-22 19:00 | 2014 | 2 | 22 | 19 | 724.887 | -24.05 | 700.837
2014-02-22 20:00 | 2014 | 2 | 22 | 20 | 766.295 | -25.183 | 741.112
2014-02-22 21:00 | 2014 | 2 | 22 | 21 | 784.727 | -25.862 | 758.865
2014-02-22 22:00 | 2014 | 2 | 22 | 22 | 790.28 | -24.701 | 765.579
2014-02-22 23:00 | 2014 | 2 | 22 | 23 | 796.502 | -24.445 | 772.057
2014-02-23 | 2014 | 2 | 23 | 0 | 784.198 | -23.771 | 760.427
2014-02-23 01:00 | 2014 | 2 | 23 | 1 | 779.374 | -22.74 | 756.634
2014-02-23 02:00 | 2014 | 2 | 23 | 2 | 778.397 | -23.264 | 755.133
2014-02-23 03:00 | 2014 | 2 | 23 | 3 | 777.837 | -23.927 | 753.91
2014-02-23 04:00 | 2014 | 2 | 23 | 4 | 783.522 | -23.706 | 759.816
2014-02-23 05:00 | 2014 | 2 | 23 | 5 | 788.768 | -24.099 | 764.669
2014-02-23 06:00 | 2014 | 2 | 23 | 6 | 797.679 | -24.114 | 773.565
2014-02-23 07:00 | 2014 | 2 | 23 | 7 | 825.826 | -25.166 | 800.66
2014-02-23 08:00 | 2014 | 2 | 23 | 8 | 834.404 | -23.755 | 810.649
2014-02-23 09:00 | 2014 | 2 | 23 | 9 | 854.443 | -24.721 | 829.722
2014-02-23 10:00 | 2014 | 2 | 23 | 10 | 828.186 | -25.219 | 802.967
2014-02-23 11:00 | 2014 | 2 | 23 | 11 | 750.734 | -23.483 | 727.251
2014-02-23 12:00 | 2014 | 2 | 23 | 12 | 703.829 | -21.256 | 682.573
2014-02-23 13:00 | 2014 | 2 | 23 | 13 | 674.669 | -19.819 | 654.85
2014-02-23 14:00 | 2014 | 2 | 23 | 14 | 659.024 | -18.707 | 640.317
2014-02-23 15:00 | 2014 | 2 | 23 | 15 | 644.672 | -17.829 | 626.843
2014-02-23 16:00 | 2014 | 2 | 23 | 16 | 643.009 | -17.614 | 625.395
2014-02-23 17:00 | 2014 | 2 | 23 | 17 | 667.929 | -19.119 | 648.81
2014-02-23 18:00 | 2014 | 2 | 23 | 18 | 700.83 | -21.104 | 679.726
2014-02-23 19:00 | 2014 | 2 | 23 | 19 | 763.264 | -24.112 | 739.152
2014-02-23 20:00 | 2014 | 2 | 23 | 20 | 812.923 | -26.361 | 786.562
2014-02-23 21:00 | 2014 | 2 | 23 | 21 | 835.673 | -27.818 | 807.855
2014-02-23 22:00 | 2014 | 2 | 23 | 22 | 809.996 | -26.768 | 783.228
2014-02-23 23:00 | 2014 | 2 | 23 | 23 | 799.114 | -26.413 | 772.701
2014-02-24 | 2014 | 2 | 24 | 0 | 787.062 | -25.949 | 761.113
2014-02-24 01:00 | 2014 | 2 | 24 | 1 | 783.537 | -24.032 | 759.505
2014-02-24 02:00 | 2014 | 2 | 24 | 2 | 791.67 | -24.08 | 767.59
2014-02-24 03:00 | 2014 | 2 | 24 | 3 | 800.589 | -23.44 | 777.149
2014-02-24 04:00 | 2014 | 2 | 24 | 4 | 831.822 | -24.07 | 807.752
2014-02-24 05:00 | 2014 | 2 | 24 | 5 | 856.434 | -25.628 | 830.806
2014-02-24 06:00 | 2014 | 2 | 24 | 6 | 920.059 | -27.268 | 892.791
2014-02-24 07:00 | 2014 | 2 | 24 | 7 | 1019.098 | -34.798 | 984.3
2014-02-24 08:00 | 2014 | 2 | 24 | 8 | 1056.028 | -38.142 | 1017.886
2014-02-24 09:00 | 2014 | 2 | 24 | 9 | 1053.521 | -39.175 | 1014.346
2014-02-24 10:00 | 2014 | 2 | 24 | 10 | 1024.326 | -38.857 | 985.469
2014-02-24 11:00 | 2014 | 2 | 24 | 11 | 975.876 | -37.729 | 938.147
2014-02-24 12:00 | 2014 | 2 | 24 | 12 | 933.879 | -37.099 | 896.78
2014-02-24 13:00 | 2014 | 2 | 24 | 13 | 890.706 | -33.791 | 856.915
2014-02-24 14:00 | 2014 | 2 | 24 | 14 | 856.79 | -31.555 | 825.235
2014-02-24 15:00 | 2014 | 2 | 24 | 15 | 838.505 | -30.127 | 808.378
2014-02-24 16:00 | 2014 | 2 | 24 | 16 | 824.04 | -29.151 | 794.889
2014-02-24 17:00 | 2014 | 2 | 24 | 17 | 833.447 | -31.418 | 802.029
2014-02-24 18:00 | 2014 | 2 | 24 | 18 | 875.077 | -33.011 | 842.066
2014-02-24 19:00 | 2014 | 2 | 24 | 19 | 934.237 | -35.962 | 898.275
2014-02-24 20:00 | 2014 | 2 | 24 | 20 | 988.002 | -42.093 | 945.909
2014-02-24 21:00 | 2014 | 2 | 24 | 21 | 991.347 | -40.609 | 950.738
2014-02-24 22:00 | 2014 | 2 | 24 | 22 | 991.43 | -38.686 | 952.744
2014-02-24 23:00 | 2014 | 2 | 24 | 23 | 980.848 | -36.369 | 944.479
2014-02-25 | 2014 | 2 | 25 | 0 | 947.643 | -36.859 | 910.784
2014-02-25 01:00 | 2014 | 2 | 25 | 1 | 932.713 | -33.966 | 898.747
2014-02-25 02:00 | 2014 | 2 | 25 | 2 | 941.676 | -33.241 | 908.435
2014-02-25 03:00 | 2014 | 2 | 25 | 3 | 944.037 | -32.9 | 911.137
2014-02-25 04:00 | 2014 | 2 | 25 | 4 | 937.813 | -31.357 | 906.456
2014-02-25 05:00 | 2014 | 2 | 25 | 5 | 946.4 | -31.263 | 915.137
2014-02-25 06:00 | 2014 | 2 | 25 | 6 | 971.071 | -32.61 | 938.461
2014-02-25 07:00 | 2014 | 2 | 25 | 7 | 1049.6 | -38.449 | 1011.151
2014-02-25 08:00 | 2014 | 2 | 25 | 8 | 1073.195 | -39.602 | 1033.593
2014-02-25 09:00 | 2014 | 2 | 25 | 9 | 1066.145 | -40.072 | 1026.073
2014-02-25 10:00 | 2014 | 2 | 25 | 10 | 1079.968 | -41.764 | 1038.204
2014-02-25 11:00 | 2014 | 2 | 25 | 11 | 1064.309 | -43.715 | 1020.594
2014-02-25 12:00 | 2014 | 2 | 25 | 12 | 1033.068 | -41.623 | 991.445
2014-02-25 13:00 | 2014 | 2 | 25 | 13 | 999.971 | -39.598 | 960.373
2014-02-25 14:00 | 2014 | 2 | 25 | 14 | 964.574 | -36.813 | 927.761
2014-02-25 15:00 | 2014 | 2 | 25 | 15 | 915.36 | -32.611 | 882.749
2014-02-25 16:00 | 2014 | 2 | 25 | 16 | 901.287 | -31.974 | 869.313
2014-02-25 17:00 | 2014 | 2 | 25 | 17 | 900.631 | -33.711 | 866.92
2014-02-25 18:00 | 2014 | 2 | 25 | 18 | 921.178 | -34.281 | 886.897
2014-02-25 19:00 | 2014 | 2 | 25 | 19 | 987.824 | -37.464 | 950.36
2014-02-25 20:00 | 2014 | 2 | 25 | 20 | 1025.711 | -39.603 | 986.108
2014-02-25 21:00 | 2014 | 2 | 25 | 21 | 1016.607 | -38.641 | 977.966
2014-02-25 22:00 | 2014 | 2 | 25 | 22 | 1014.619 | -36.217 | 978.402
2014-02-25 23:00 | 2014 | 2 | 25 | 23 | 978.509 | -33.436 | 945.073
2014-02-26 | 2014 | 2 | 26 | 0 | 939.798 | -33.416 | 906.382
2014-02-26 01:00 | 2014 | 2 | 26 | 1 | 918.394 | -33.091 | 885.303
2014-02-26 02:00 | 2014 | 2 | 26 | 2 | 923.995 | -32.856 | 891.139
2014-02-26 03:00 | 2014 | 2 | 26 | 3 | 942.791 | -32.782 | 910.009
2014-02-26 04:00 | 2014 | 2 | 26 | 4 | 956.628 | -32.781 | 923.847
2014-02-26 05:00 | 2014 | 2 | 26 | 5 | 979.056 | -34.083 | 944.973
2014-02-26 06:00 | 2014 | 2 | 26 | 6 | 1041.823 | -35.577 | 1006.246
2014-02-26 07:00 | 2014 | 2 | 26 | 7 | 1103.027 | -36.71 | 1066.317
2014-02-26 08:00 | 2014 | 2 | 26 | 8 | 1166.612 | -40.344 | 1126.268
2014-02-26 09:00 | 2014 | 2 | 26 | 9 | 1178.041 | -41.634 | 1136.407
2014-02-26 10:00 | 2014 | 2 | 26 | 10 | 1145.764 | -41.952 | 1103.812
2014-02-26 11:00 | 2014 | 2 | 26 | 11 | 1142.2 | -43.47 | 1098.73
2014-02-26 12:00 | 2014 | 2 | 26 | 12 | 1117.471 | -43.305 | 1074.166
2014-02-26 13:00 | 2014 | 2 | 26 | 13 | 1076.167 | -40.465 | 1035.702
2014-02-26 14:00 | 2014 | 2 | 26 | 14 | 1043.935 | -36.977 | 1006.958
2014-02-26 15:00 | 2014 | 2 | 26 | 15 | 1003.158 | -37.133 | 966.025
2014-02-26 16:00 | 2014 | 2 | 26 | 16 | 983.025 | -38.663 | 944.362
2014-02-26 17:00 | 2014 | 2 | 26 | 17 | 982.511 | -39.352 | 943.159
2014-02-26 18:00 | 2014 | 2 | 26 | 18 | 1019.49 | -41.002 | 978.488
2014-02-26 19:00 | 2014 | 2 | 26 | 19 | 1084.197 | -41.852 | 1042.345
2014-02-26 20:00 | 2014 | 2 | 26 | 20 | 1136.204 | -41.507 | 1094.697
2014-02-26 21:00 | 2014 | 2 | 26 | 21 | 1145.207 | -43.105 | 1102.102
2014-02-26 22:00 | 2014 | 2 | 26 | 22 | 1156.92 | -42.109 | 1114.811
2014-02-26 23:00 | 2014 | 2 | 26 | 23 | 1145.657 | -39.045 | 1106.612
2014-02-27 | 2014 | 2 | 27 | 0 | 1126.122 | -38.668 | 1087.454
2014-02-27 01:00 | 2014 | 2 | 27 | 1 | 1106.874 | -41.747 | 1065.127
2014-02-27 02:00 | 2014 | 2 | 27 | 2 | 1109.544 | -41.606 | 1067.938
2014-02-27 03:00 | 2014 | 2 | 27 | 3 | 1118.176 | -43.038 | 1075.138
2014-02-27 04:00 | 2014 | 2 | 27 | 4 | 1124.395 | -44.353 | 1080.042
2014-02-27 05:00 | 2014 | 2 | 27 | 5 | 1133.802 | -43.101 | 1090.701
2014-02-27 06:00 | 2014 | 2 | 27 | 6 | 1180.653 | -44.139 | 1136.514
2014-02-27 07:00 | 2014 | 2 | 27 | 7 | 1263.183 | -46.117 | 1217.066
2014-02-27 08:00 | 2014 | 2 | 27 | 8 | 1275.98 | -42.068 | 1233.912
2014-02-27 09:00 | 2014 | 2 | 27 | 9 | 1242.496 | -40.924 | 1201.572
2014-02-27 10:00 | 2014 | 2 | 27 | 10 | 1185.044 | -39.377 | 1145.667
2014-02-27 11:00 | 2014 | 2 | 27 | 11 | 1126.273 | -38.639 | 1087.634
2014-02-27 12:00 | 2014 | 2 | 27 | 12 | 1069.52 | -37.699 | 1031.821
2014-02-27 13:00 | 2014 | 2 | 27 | 13 | 1025.528 | -37.661 | 987.867
2014-02-27 14:00 | 2014 | 2 | 27 | 14 | 985.423 | -36.594 | 948.829
2014-02-27 15:00 | 2014 | 2 | 27 | 15 | 955.248 | -34.2 | 921.048
2014-02-27 16:00 | 2014 | 2 | 27 | 16 | 929.781 | -33.267 | 896.514
2014-02-27 17:00 | 2014 | 2 | 27 | 17 | 940.727 | -36.947 | 903.78
2014-02-27 18:00 | 2014 | 2 | 27 | 18 | 976.166 | -38.334 | 937.832
2014-02-27 19:00 | 2014 | 2 | 27 | 19 | 1044.948 | -44.074 | 1000.874
2014-02-27 20:00 | 2014 | 2 | 27 | 20 | 1093.123 | -45.59 | 1047.533
2014-02-27 21:00 | 2014 | 2 | 27 | 21 | 1119.9 | -47.041 | 1072.859
2014-02-27 22:00 | 2014 | 2 | 27 | 22 | 1124.459 | -46.315 | 1078.144
2014-02-27 23:00 | 2014 | 2 | 27 | 23 | 1114.543 | -43.541 | 1071.002
2014-02-28 | 2014 | 2 | 28 | 0 | 1088.856 | -42.668 | 1046.188
2014-02-28 01:00 | 2014 | 2 | 28 | 1 | 1076.768 | -46.967 | 1029.801
2014-02-28 02:00 | 2014 | 2 | 28 | 2 | 1075.124 | -46.627 | 1028.497
2014-02-28 03:00 | 2014 | 2 | 28 | 3 | 1083.507 | -47.871 | 1035.636
2014-02-28 04:00 | 2014 | 2 | 28 | 4 | 1106.692 | -47.483 | 1059.209
2014-02-28 05:00 | 2014 | 2 | 28 | 5 | 1132.166 | -48.173 | 1083.993
2014-02-28 06:00 | 2014 | 2 | 28 | 6 | 1183.384 | -48.958 | 1134.426
2014-02-28 07:00 | 2014 | 2 | 28 | 7 | 1284.338 | -54.8 | 1229.538
2014-02-28 08:00 | 2014 | 2 | 28 | 8 | 1301.505 | -51.382 | 1250.123
2014-02-28 09:00 | 2014 | 2 | 28 | 9 | 1263.594 | -51.119 | 1212.475
2014-02-28 10:00 | 2014 | 2 | 28 | 10 | 1187.344 | -50.019 | 1137.325
2014-02-28 11:00 | 2014 | 2 | 28 | 11 | 1094.747 | -46.717 | 1048.03
2014-02-28 12:00 | 2014 | 2 | 28 | 12 | 1016.726 | -45.111 | 971.615
2014-02-28 13:00 | 2014 | 2 | 28 | 13 | 951.039 | -40.574 | 910.465
2014-02-28 14:00 | 2014 | 2 | 28 | 14 | 911.585 | -37.088 | 874.497
2014-02-28 15:00 | 2014 | 2 | 28 | 15 | 868.786 | -36.068 | 832.718
2014-02-28 16:00 | 2014 | 2 | 28 | 16 | 838.209 | -34.291 | 803.918
2014-02-28 17:00 | 2014 | 2 | 28 | 17 | 846.568 | -32.863 | 813.705
2014-02-28 18:00 | 2014 | 2 | 28 | 18 | 868.212 | -33.818 | 834.394
2014-02-28 19:00 | 2014 | 2 | 28 | 19 | 927.323 | -33.531 | 893.792
2014-02-28 20:00 | 2014 | 2 | 28 | 20 | 964.85 | -35.649 | 929.201
2014-02-28 21:00 | 2014 | 2 | 28 | 21 | 992.421 | -36.632 | 955.789
2014-02-28 22:00 | 2014 | 2 | 28 | 22 | 1011.542 | -37.978 | 973.564
2014-02-28 23:00 | 2014 | 2 | 28 | 23 | 1009.79 | -38.211 | 971.579
2014-03-01 | 2014 | 3 | 1 | 0 | 989.904 | -37.891 | 952.013
2014-03-01 01:00 | 2014 | 3 | 1 | 1 | 967.144 | -37.516 | 929.628
2014-03-01 02:00 | 2014 | 3 | 1 | 2 | 945.102 | -33.847 | 911.255
2014-03-01 03:00 | 2014 | 3 | 1 | 3 | 942.429 | -36.219 | 906.21
2014-03-01 04:00 | 2014 | 3 | 1 | 4 | 939.154 | -34.102 | 905.052
2014-03-01 05:00 | 2014 | 3 | 1 | 5 | 936.468 | -32.314 | 904.154
2014-03-01 06:00 | 2014 | 3 | 1 | 6 | 936.487 | -32.233 | 904.254
2014-03-01 07:00 | 2014 | 3 | 1 | 7 | 953.813 | -33.417 | 920.396
2014-03-01 08:00 | 2014 | 3 | 1 | 8 | 959.787 | -35.47 | 924.317
2014-03-01 09:00 | 2014 | 3 | 1 | 9 | 971.327 | -37.808 | 933.519
2014-03-01 10:00 | 2014 | 3 | 1 | 10 | 967.307 | -38.497 | 928.81
2014-03-01 11:00 | 2014 | 3 | 1 | 11 | 939.543 | -38.482 | 901.061
2014-03-01 12:00 | 2014 | 3 | 1 | 12 | 887.759 | -36.167 | 851.592
2014-03-01 13:00 | 2014 | 3 | 1 | 13 | 830.841 | -33.26 | 797.581
2014-03-01 14:00 | 2014 | 3 | 1 | 14 | 785.756 | -31.331 | 754.425
2014-03-01 15:00 | 2014 | 3 | 1 | 15 | 752.077 | -30.281 | 721.796
2014-03-01 16:00 | 2014 | 3 | 1 | 16 | 732.583 | -30.251 | 702.332
2014-03-01 17:00 | 2014 | 3 | 1 | 17 | 732.19 | -29.242 | 702.948
2014-03-01 18:00 | 2014 | 3 | 1 | 18 | 736.853 | -29.314 | 707.539
2014-03-01 19:00 | 2014 | 3 | 1 | 19 | 777.499 | -32.317 | 745.182
2014-03-01 20:00 | 2014 | 3 | 1 | 20 | 800.807 | -34.04 | 766.767
2014-03-01 21:00 | 2014 | 3 | 1 | 21 | 809.196 | -32.076 | 777.12
2014-03-01 22:00 | 2014 | 3 | 1 | 22 | 805.122 | -29.124 | 775.998
2014-03-01 23:00 | 2014 | 3 | 1 | 23 | 796.029 | -28.342 | 767.687
2014-03-02 | 2014 | 3 | 2 | 0 | 772.364 | -26.759 | 745.605
2014-03-02 01:00 | 2014 | 3 | 2 | 1 | 755.939 | -27.089 | 728.85
2014-03-02 02:00 | 2014 | 3 | 2 | 2 | 737.93 | -25.783 | 712.147
2014-03-02 03:00 | 2014 | 3 | 2 | 3 | 726.828 | -26.003 | 700.825
2014-03-02 04:00 | 2014 | 3 | 2 | 4 | 722.612 | -23.706 | 698.906
2014-03-02 05:00 | 2014 | 3 | 2 | 5 | 726.091 | -22.444 | 703.647
2014-03-02 06:00 | 2014 | 3 | 2 | 6 | 730.211 | -23.225 | 706.986
2014-03-02 07:00 | 2014 | 3 | 2 | 7 | 745.107 | -25.177 | 719.93
2014-03-02 08:00 | 2014 | 3 | 2 | 8 | 764.143 | -28.386 | 735.757
2014-03-02 09:00 | 2014 | 3 | 2 | 9 | 789.354 | -27.302 | 762.052
2014-03-02 10:00 | 2014 | 3 | 2 | 10 | 802.958 | -28.247 | 774.711
2014-03-02 11:00 | 2014 | 3 | 2 | 11 | 802.006 | -27.5 | 774.506
2014-03-02 12:00 | 2014 | 3 | 2 | 12 | 819.465 | -29.983 | 789.482
2014-03-02 13:00 | 2014 | 3 | 2 | 13 | 827.367 | -29.793 | 797.574
2014-03-02 14:00 | 2014 | 3 | 2 | 14 | 843.397 | -31.134 | 812.263
2014-03-02 15:00 | 2014 | 3 | 2 | 15 | 840.698 | -30.89 | 809.808
2014-03-02 16:00 | 2014 | 3 | 2 | 16 | 840.564 | -31.912 | 808.652
2014-03-02 17:00 | 2014 | 3 | 2 | 17 | 854.532 | -32.631 | 821.901
2014-03-02 18:00 | 2014 | 3 | 2 | 18 | 886.923 | -33.698 | 853.225
2014-03-02 19:00 | 2014 | 3 | 2 | 19 | 915.333 | -36.093 | 879.24
2014-03-02 20:00 | 2014 | 3 | 2 | 20 | 960.245 | -37.161 | 923.084
2014-03-02 21:00 | 2014 | 3 | 2 | 21 | 965.496 | -36.183 | 929.313
2014-03-02 22:00 | 2014 | 3 | 2 | 22 | 948.979 | -34.347 | 914.632
2014-03-02 23:00 | 2014 | 3 | 2 | 23 | 933.476 | -33.149 | 900.327
2014-03-03 | 2014 | 3 | 3 | 0 | 919.706 | -34.893 | 884.813
2014-03-03 01:00 | 2014 | 3 | 3 | 1 | 925.816 | -34.441 | 891.375
2014-03-03 02:00 | 2014 | 3 | 3 | 2 | 940.704 | -34.289 | 906.415
2014-03-03 03:00 | 2014 | 3 | 3 | 3 | 967.132 | -35.231 | 931.901
2014-03-03 04:00 | 2014 | 3 | 3 | 4 | 994.502 | -35.585 | 958.917
2014-03-03 05:00 | 2014 | 3 | 3 | 5 | 1034.721 | -35.482 | 999.239
2014-03-03 06:00 | 2014 | 3 | 3 | 6 | 1080.469 | -37.874 | 1042.595
2014-03-03 07:00 | 2014 | 3 | 3 | 7 | 1127.802 | -44.114 | 1083.688
2014-03-03 08:00 | 2014 | 3 | 3 | 8 | 1164.388 | -44.056 | 1120.332
2014-03-03 09:00 | 2014 | 3 | 3 | 9 | 1190.873 | -45.931 | 1144.942
2014-03-03 10:00 | 2014 | 3 | 3 | 10 | 1232.081 | -49.432 | 1182.649
2014-03-03 11:00 | 2014 | 3 | 3 | 11 | 1250.322 | -50.277 | 1200.045
2014-03-03 12:00 | 2014 | 3 | 3 | 12 | 1246.843 | -51.999 | 1194.844
2014-03-03 13:00 | 2014 | 3 | 3 | 13 | 1243.709 | -50.283 | 1193.426
2014-03-03 14:00 | 2014 | 3 | 3 | 14 | 1213.398 | -47.616 | 1165.782
2014-03-03 15:00 | 2014 | 3 | 3 | 15 | 1182.181 | -45.536 | 1136.645
2014-03-03 16:00 | 2014 | 3 | 3 | 16 | 1158.209 | -45.463 | 1112.746
2014-03-03 17:00 | 2014 | 3 | 3 | 17 | 1155.003 | -47.296 | 1107.707
2014-03-03 18:00 | 2014 | 3 | 3 | 18 | 1177.49 | -45.789 | 1131.701
2014-03-03 19:00 | 2014 | 3 | 3 | 19 | 1234.426 | -46.065 | 1188.361
2014-03-03 20:00 | 2014 | 3 | 3 | 20 | 1265.11 | -43.938 | 1221.172
2014-03-03 21:00 | 2014 | 3 | 3 | 21 | 1267.446 | -46.443 | 1221.003
2014-03-03 22:00 | 2014 | 3 | 3 | 22 | 1268.181 | -46.575 | 1221.606
2014-03-03 23:00 | 2014 | 3 | 3 | 23 | 1262.186 | -47.494 | 1214.692
2014-03-04 | 2014 | 3 | 4 | 0 | 1255.698 | -46.459 | 1209.239
2014-03-04 01:00 | 2014 | 3 | 4 | 1 | 1247.038 | -45.912 | 1201.126
2014-03-04 02:00 | 2014 | 3 | 4 | 2 | 1249.453 | -45.101 | 1204.352
2014-03-04 03:00 | 2014 | 3 | 4 | 3 | 1255.883 | -47.136 | 1208.747
2014-03-04 04:00 | 2014 | 3 | 4 | 4 | 1266.182 | -48.45 | 1217.732
2014-03-04 05:00 | 2014 | 3 | 4 | 5 | 1286.883 | -50.006 | 1236.877
2014-03-04 06:00 | 2014 | 3 | 4 | 6 | 1317.65 | -49.293 | 1268.357
2014-03-04 07:00 | 2014 | 3 | 4 | 7 | 1347.318 | -51.109 | 1296.209
2014-03-04 08:00 | 2014 | 3 | 4 | 8 | 1371.918 | -49.261 | 1322.657
2014-03-04 09:00 | 2014 | 3 | 4 | 9 | 1367.059 | -49.436 | 1317.623
2014-03-04 10:00 | 2014 | 3 | 4 | 10 | 1294.3 | -49.353 | 1244.947
2014-03-04 11:00 | 2014 | 3 | 4 | 11 | 1210.282 | -50.177 | 1160.105
2014-03-04 12:00 | 2014 | 3 | 4 | 12 | 1156.805 | -47.677 | 1109.128
2014-03-04 13:00 | 2014 | 3 | 4 | 13 | 1104.647 | -46.468 | 1058.179
2014-03-04 14:00 | 2014 | 3 | 4 | 14 | 1049.939 | -42.24 | 1007.699
2014-03-04 15:00 | 2014 | 3 | 4 | 15 | 1018.638 | -45.388 | 973.25
2014-03-04 16:00 | 2014 | 3 | 4 | 16 | 1001.024 | -44.558 | 956.466
2014-03-04 17:00 | 2014 | 3 | 4 | 17 | 999.166 | -44.369 | 954.797
2014-03-04 18:00 | 2014 | 3 | 4 | 18 | 1019.122 | -43.677 | 975.445
2014-03-04 19:00 | 2014 | 3 | 4 | 19 | 1062.992 | -49.122 | 1013.87
2014-03-04 20:00 | 2014 | 3 | 4 | 20 | 1091.597 | -44.351 | 1047.246
2014-03-04 21:00 | 2014 | 3 | 4 | 21 | 1093.874 | -45.508 | 1048.366
2014-03-04 22:00 | 2014 | 3 | 4 | 22 | 1078.706 | -43.863 | 1034.843
2014-03-04 23:00 | 2014 | 3 | 4 | 23 | 1052.804 | -41.729 | 1011.075
2014-03-05 | 2014 | 3 | 5 | 0 | 1024.369 | -40.606 | 983.763
2014-03-05 01:00 | 2014 | 3 | 5 | 1 | 1006.733 | -37.817 | 968.916
2014-03-05 02:00 | 2014 | 3 | 5 | 2 | 996.004 | -38.346 | 957.658
2014-03-05 03:00 | 2014 | 3 | 5 | 3 | 989.286 | -37.804 | 951.482
2014-03-05 04:00 | 2014 | 3 | 5 | 4 | 994.199 | -39.267 | 954.932
2014-03-05 05:00 | 2014 | 3 | 5 | 5 | 1008.537 | -41.562 | 966.975
2014-03-05 06:00 | 2014 | 3 | 5 | 6 | 1049.138 | -39.632 | 1009.506
2014-03-05 07:00 | 2014 | 3 | 5 | 7 | 1112.591 | -43.231 | 1069.36
2014-03-05 08:00 | 2014 | 3 | 5 | 8 | 1144.134 | -42.727 | 1101.407
2014-03-05 09:00 | 2014 | 3 | 5 | 9 | 1137.461 | -43.863 | 1093.598
2014-03-05 10:00 | 2014 | 3 | 5 | 10 | 1095.771 | -45.261 | 1050.51
2014-03-05 11:00 | 2014 | 3 | 5 | 11 | 1056.9 | -46.304 | 1010.596
2014-03-05 12:00 | 2014 | 3 | 5 | 12 | 1005.687 | -44.309 | 961.378
2014-03-05 13:00 | 2014 | 3 | 5 | 13 | 961.645 | -43.715 | 917.93
2014-03-05 14:00 | 2014 | 3 | 5 | 14 | 919.156 | -40.336 | 878.82
2014-03-05 15:00 | 2014 | 3 | 5 | 15 | 882.115 | -36.83 | 845.285
2014-03-05 16:00 | 2014 | 3 | 5 | 16 | 880.016 | -37.216 | 842.8
2014-03-05 17:00 | 2014 | 3 | 5 | 17 | 878.335 | -36.17 | 842.165
2014-03-05 18:00 | 2014 | 3 | 5 | 18 | 905.906 | -36.393 | 869.513
2014-03-05 19:00 | 2014 | 3 | 5 | 19 | 967.69 | -36.504 | 931.186
2014-03-05 20:00 | 2014 | 3 | 5 | 20 | 1013.866 | -36.283 | 977.583
2014-03-05 21:00 | 2014 | 3 | 5 | 21 | 1018.504 | -37.858 | 980.646
2014-03-05 22:00 | 2014 | 3 | 5 | 22 | 1032.142 | -39.802 | 992.34
2014-03-05 23:00 | 2014 | 3 | 5 | 23 | 1015.984 | -39.565 | 976.419
2014-03-06 | 2014 | 3 | 6 | 0 | 999.207 | -39.921 | 959.286
2014-03-06 01:00 | 2014 | 3 | 6 | 1 | 981.576 | -37.848 | 943.728
2014-03-06 02:00 | 2014 | 3 | 6 | 2 | 968.801 | -37.533 | 931.268
2014-03-06 03:00 | 2014 | 3 | 6 | 3 | 965.199 | -39.332 | 925.867
2014-03-06 04:00 | 2014 | 3 | 6 | 4 | 959.986 | -37.08 | 922.906
2014-03-06 05:00 | 2014 | 3 | 6 | 5 | 975.966 | -37.952 | 938.014
2014-03-06 06:00 | 2014 | 3 | 6 | 6 | 1017.377 | -38.707 | 978.67
2014-03-06 07:00 | 2014 | 3 | 6 | 7 | 1085.452 | -41.726 | 1043.726
2014-03-06 08:00 | 2014 | 3 | 6 | 8 | 1125.419 | -39.969 | 1085.45
2014-03-06 09:00 | 2014 | 3 | 6 | 9 | 1112.546 | -39.557 | 1072.989
2014-03-06 10:00 | 2014 | 3 | 6 | 10 | 1053.485 | -39.822 | 1013.663
2014-03-06 11:00 | 2014 | 3 | 6 | 11 | 992.159 | -38.032 | 954.127
2014-03-06 12:00 | 2014 | 3 | 6 | 12 | 938.458 | -35.508 | 902.95
2014-03-06 13:00 | 2014 | 3 | 6 | 13 | 896.412 | -32.525 | 863.887
2014-03-06 14:00 | 2014 | 3 | 6 | 14 | 870.842 | -32.243 | 838.599
2014-03-06 15:00 | 2014 | 3 | 6 | 15 | 865.436 | -31.806 | 833.63
2014-03-06 16:00 | 2014 | 3 | 6 | 16 | 848.552 | -29.308 | 819.244
2014-03-06 17:00 | 2014 | 3 | 6 | 17 | 848.89 | -30.417 | 818.473
2014-03-06 18:00 | 2014 | 3 | 6 | 18 | 854.881 | -30.474 | 824.407
2014-03-06 19:00 | 2014 | 3 | 6 | 19 | 903.812 | -33.723 | 870.089
2014-03-06 20:00 | 2014 | 3 | 6 | 20 | 952.676 | -36.478 | 916.198
2014-03-06 21:00 | 2014 | 3 | 6 | 21 | 977.441 | -39.516 | 937.925
2014-03-06 22:00 | 2014 | 3 | 6 | 22 | 973.984 | -38.78 | 935.204
2014-03-06 23:00 | 2014 | 3 | 6 | 23 | 955.983 | -34.524 | 921.459
2014-03-07 | 2014 | 3 | 7 | 0 | 930.27 | -33.248 | 897.022
2014-03-07 01:00 | 2014 | 3 | 7 | 1 | 897.733 | -30.984 | 866.749
2014-03-07 02:00 | 2014 | 3 | 7 | 2 | 884.629 | -35.067 | 849.562
2014-03-07 03:00 | 2014 | 3 | 7 | 3 | 882.943 | -36.671 | 846.272
2014-03-07 04:00 | 2014 | 3 | 7 | 4 | 889.721 | -37.345 | 852.376
2014-03-07 05:00 | 2014 | 3 | 7 | 5 | 905.484 | -37.843 | 867.641
2014-03-07 06:00 | 2014 | 3 | 7 | 6 | 949.933 | -35.181 | 914.752
2014-03-07 07:00 | 2014 | 3 | 7 | 7 | 1012.606 | -37.015 | 975.591
2014-03-07 08:00 | 2014 | 3 | 7 | 8 | 1037.936 | -35.99 | 1001.946
2014-03-07 09:00 | 2014 | 3 | 7 | 9 | 1014.361 | -36.445 | 977.916
2014-03-07 10:00 | 2014 | 3 | 7 | 10 | 952.543 | -35.361 | 917.182
2014-03-07 11:00 | 2014 | 3 | 7 | 11 | 884.401 | -33.683 | 850.718
2014-03-07 12:00 | 2014 | 3 | 7 | 12 | 838.418 | -32.156 | 806.262
2014-03-07 13:00 | 2014 | 3 | 7 | 13 | 802.479 | -31.134 | 771.345
2014-03-07 14:00 | 2014 | 3 | 7 | 14 | 770.597 | -30.47 | 740.127
2014-03-07 15:00 | 2014 | 3 | 7 | 15 | 750.376 | -28.915 | 721.461
2014-03-07 16:00 | 2014 | 3 | 7 | 16 | 727.311 | -27.82 | 699.491
2014-03-07 17:00 | 2014 | 3 | 7 | 17 | 724.237 | -26.717 | 697.52
2014-03-07 18:00 | 2014 | 3 | 7 | 18 | 731.545 | -26.837 | 704.708
2014-03-07 19:00 | 2014 | 3 | 7 | 19 | 770.722 | -26.592 | 744.13
2014-03-07 20:00 | 2014 | 3 | 7 | 20 | 808.233 | -29.447 | 778.786
2014-03-07 21:00 | 2014 | 3 | 7 | 21 | 821.735 | -28.518 | 793.217
2014-03-07 22:00 | 2014 | 3 | 7 | 22 | 831.754 | -28.692 | 803.062
2014-03-07 23:00 | 2014 | 3 | 7 | 23 | 831.19 | -27.929 | 803.261
2014-03-08 | 2014 | 3 | 8 | 0 | 826.04 | -28.649 | 797.391
2014-03-08 01:00 | 2014 | 3 | 8 | 1 | 816.7 | -28.372 | 788.328
2014-03-08 02:00 | 2014 | 3 | 8 | 2 | 814.97 | -30.29 | 784.68
2014-03-08 03:00 | 2014 | 3 | 8 | 3 | 826.897 | -30.041 | 796.856
2014-03-08 04:00 | 2014 | 3 | 8 | 4 | 839.928 | -30.076 | 809.852
2014-03-08 05:00 | 2014 | 3 | 8 | 5 | 856.355 | -31.882 | 824.473
2014-03-08 06:00 | 2014 | 3 | 8 | 6 | 877.537 | -32.902 | 844.635
2014-03-08 07:00 | 2014 | 3 | 8 | 7 | 916.062 | -34.41 | 881.652
2014-03-08 08:00 | 2014 | 3 | 8 | 8 | 931.774 | -33.103 | 898.671
2014-03-08 09:00 | 2014 | 3 | 8 | 9 | 926.976 | -33.715 | 893.261
2014-03-08 10:00 | 2014 | 3 | 8 | 10 | 864.937 | -30.978 | 833.959
2014-03-08 11:00 | 2014 | 3 | 8 | 11 | 795.676 | -29.272 | 766.404
2014-03-08 12:00 | 2014 | 3 | 8 | 12 | 747.35 | -27.402 | 719.948
2014-03-08 13:00 | 2014 | 3 | 8 | 13 | 711.003 | -25.754 | 685.249
2014-03-08 14:00 | 2014 | 3 | 8 | 14 | 683.602 | -24.974 | 658.628
2014-03-08 15:00 | 2014 | 3 | 8 | 15 | 661.668 | -24.229 | 637.439
2014-03-08 16:00 | 2014 | 3 | 8 | 16 | 658.268 | -24.055 | 634.213
2014-03-08 17:00 | 2014 | 3 | 8 | 17 | 654.554 | -24.641 | 629.913
2014-03-08 18:00 | 2014 | 3 | 8 | 18 | 664.764 | -24.841 | 639.923
2014-03-08 19:00 | 2014 | 3 | 8 | 19 | 701.319 | -27.64 | 673.679
2014-03-08 20:00 | 2014 | 3 | 8 | 20 | 746.791 | -28.815 | 717.976
2014-03-08 21:00 | 2014 | 3 | 8 | 21 | 755.007 | -27.629 | 727.378
2014-03-08 22:00 | 2014 | 3 | 8 | 22 | 748.056 | -26.712 | 721.344
2014-03-08 23:00 | 2014 | 3 | 8 | 23 | 731.424 | -24.862 | 706.562
2014-03-09 | 2014 | 3 | 9 | 0 | 711.709 | -23.304 | 688.405
2014-03-09 01:00 | 2014 | 3 | 9 | 1 | 687.762 | -22.475 | 665.287
DAY LIGHT SAVINGS |  |  |  |  | 0 | 0 | 0
2014-03-09 03:00 | 2014 | 3 | 9 | 3 | 678.301 | -21.455 | 656.846
2014-03-09 04:00 | 2014 | 3 | 9 | 4 | 678.102 | -21.598 | 656.504
2014-03-09 05:00 | 2014 | 3 | 9 | 5 | 689.457 | -21.386 | 668.071
2014-03-09 06:00 | 2014 | 3 | 9 | 6 | 698.541 | -22.128 | 676.413
2014-03-09 07:00 | 2014 | 3 | 9 | 7 | 721.33 | -22.631 | 698.699
2014-03-09 08:00 | 2014 | 3 | 9 | 8 | 756.148 | -24.341 | 731.807
2014-03-09 09:00 | 2014 | 3 | 9 | 9 | 782.586 | -25.605 | 756.981
2014-03-09 10:00 | 2014 | 3 | 9 | 10 | 804.235 | -26.052 | 778.183
2014-03-09 11:00 | 2014 | 3 | 9 | 11 | 801.904 | -27.297 | 774.607
2014-03-09 12:00 | 2014 | 3 | 9 | 12 | 797.938 | -27.949 | 769.989
2014-03-09 13:00 | 2014 | 3 | 9 | 13 | 775.152 | -28.33 | 746.822
2014-03-09 14:00 | 2014 | 3 | 9 | 14 | 754.493 | -27.655 | 726.838
2014-03-09 15:00 | 2014 | 3 | 9 | 15 | 709.508 | -25.269 | 684.239
2014-03-09 16:00 | 2014 | 3 | 9 | 16 | 688.039 | -25.11 | 662.929
2014-03-09 17:00 | 2014 | 3 | 9 | 17 | 673.75 | -24.337 | 649.413
2014-03-09 18:00 | 2014 | 3 | 9 | 18 | 671.957 | -23.515 | 648.442
2014-03-09 19:00 | 2014 | 3 | 9 | 19 | 693.977 | -24.059 | 669.918
2014-03-09 20:00 | 2014 | 3 | 9 | 20 | 743.082 | -29.402 | 713.68
2014-03-09 21:00 | 2014 | 3 | 9 | 21 | 815.069 | -32.588 | 782.481
2014-03-09 22:00 | 2014 | 3 | 9 | 22 | 817.384 | -32.636 | 784.748
2014-03-09 23:00 | 2014 | 3 | 9 | 23 | 822.71 | -32.051 | 790.659
2014-03-10 | 2014 | 3 | 10 | 0 | 811.054 | -30.43 | 780.624
2014-03-10 01:00 | 2014 | 3 | 10 | 1 | 816.991 | -30.803 | 786.188
2014-03-10 02:00 | 2014 | 3 | 10 | 2 | 822.094 | -30.703 | 791.391
2014-03-10 03:00 | 2014 | 3 | 10 | 3 | 833.644 | -30.076 | 803.568
2014-03-10 04:00 | 2014 | 3 | 10 | 4 | 855.338 | -32.599 | 822.739
2014-03-10 05:00 | 2014 | 3 | 10 | 5 | 877.831 | -33.987 | 843.844
2014-03-10 06:00 | 2014 | 3 | 10 | 6 | 924.525 | -35.282 | 889.243
2014-03-10 07:00 | 2014 | 3 | 10 | 7 | 1015.508 | -37.763 | 977.745
2014-03-10 08:00 | 2014 | 3 | 10 | 8 | 1067.384 | -40.433 | 1026.951
2014-03-10 09:00 | 2014 | 3 | 10 | 9 | 1056.827 | -40.532 | 1016.295
2014-03-10 10:00 | 2014 | 3 | 10 | 10 | 1009.858 | -37.892 | 971.966
2014-03-10 11:00 | 2014 | 3 | 10 | 11 | 931.909 | -36.447 | 895.462
2014-03-10 12:00 | 2014 | 3 | 10 | 12 | 851.065 | -34.176 | 816.889
2014-03-10 13:00 | 2014 | 3 | 10 | 13 | 811.427 | -31.893 | 779.534
2014-03-10 14:00 | 2014 | 3 | 10 | 14 | 779.238 | -29.091 | 750.147
2014-03-10 15:00 | 2014 | 3 | 10 | 15 | 747.27 | -26.55 | 720.72
2014-03-10 16:00 | 2014 | 3 | 10 | 16 | 725.847 | -25.129 | 700.718
2014-03-10 17:00 | 2014 | 3 | 10 | 17 | 719.454 | -24.106 | 695.348
2014-03-10 18:00 | 2014 | 3 | 10 | 18 | 713.475 | -22.863 | 690.612
2014-03-10 19:00 | 2014 | 3 | 10 | 19 | 727.619 | -22.417 | 705.202
2014-03-10 20:00 | 2014 | 3 | 10 | 20 | 745.802 | -24.971 | 720.831
2014-03-10 21:00 | 2014 | 3 | 10 | 21 | 784.737 | -26.141 | 758.596
2014-03-10 22:00 | 2014 | 3 | 10 | 22 | 789.695 | -26.395 | 763.3
2014-03-10 23:00 | 2014 | 3 | 10 | 23 | 775.299 | -25.749 | 749.55
2014-03-11 | 2014 | 3 | 11 | 0 | 746.112 | -24.747 | 721.365
2014-03-11 01:00 | 2014 | 3 | 11 | 1 | 723.664 | -24.416 | 699.248
2014-03-11 02:00 | 2014 | 3 | 11 | 2 | 719.391 | -21.901 | 697.49
2014-03-11 03:00 | 2014 | 3 | 11 | 3 | 717.782 | -21.503 | 696.279
2014-03-11 04:00 | 2014 | 3 | 11 | 4 | 727.662 | -22.525 | 705.137
2014-03-11 05:00 | 2014 | 3 | 11 | 5 | 747.58 | -23.795 | 723.785
2014-03-11 06:00 | 2014 | 3 | 11 | 6 | 802.259 | -26.57 | 775.689
2014-03-11 07:00 | 2014 | 3 | 11 | 7 | 896.336 | -33.013 | 863.323
2014-03-11 08:00 | 2014 | 3 | 11 | 8 | 942.425 | -34.579 | 907.846
2014-03-11 09:00 | 2014 | 3 | 11 | 9 | 941.292 | -31.701 | 909.591
2014-03-11 10:00 | 2014 | 3 | 11 | 10 | 911.221 | -30.474 | 880.747
2014-03-11 11:00 | 2014 | 3 | 11 | 11 | 845.661 | -29.262 | 816.399
2014-03-11 12:00 | 2014 | 3 | 11 | 12 | 785.389 | -27.08 | 758.309
2014-03-11 13:00 | 2014 | 3 | 11 | 13 | 751.245 | -25.697 | 725.548
2014-03-11 14:00 | 2014 | 3 | 11 | 14 | 740.033 | -25.407 | 714.626
2014-03-11 15:00 | 2014 | 3 | 11 | 15 | 722.613 | -24.781 | 697.832
2014-03-11 16:00 | 2014 | 3 | 11 | 16 | 702.903 | -24.169 | 678.734
2014-03-11 17:00 | 2014 | 3 | 11 | 17 | 706.53 | -25.19 | 681.34
2014-03-11 18:00 | 2014 | 3 | 11 | 18 | 702.06 | -24.644 | 677.416
2014-03-11 19:00 | 2014 | 3 | 11 | 19 | 702.307 | -24.001 | 678.306
2014-03-11 20:00 | 2014 | 3 | 11 | 20 | 722.355 | -26.306 | 696.049
2014-03-11 21:00 | 2014 | 3 | 11 | 21 | 759.434 | -26.87 | 732.564
2014-03-11 22:00 | 2014 | 3 | 11 | 22 | 755.109 | -26.733 | 728.376
2014-03-11 23:00 | 2014 | 3 | 11 | 23 | 721.928 | -23.845 | 698.083
2014-03-12 | 2014 | 3 | 12 | 0 | 679.415 | -21.34 | 658.075
2014-03-12 01:00 | 2014 | 3 | 12 | 1 | 646.015 | -19.71 | 626.305
2014-03-12 02:00 | 2014 | 3 | 12 | 2 | 630.247 | -19.016 | 611.231
2014-03-12 03:00 | 2014 | 3 | 12 | 3 | 623.062 | -18.726 | 604.336
2014-03-12 04:00 | 2014 | 3 | 12 | 4 | 622.841 | -19.079 | 603.762
2014-03-12 05:00 | 2014 | 3 | 12 | 5 | 623.534 | -19.205 | 604.329
2014-03-12 06:00 | 2014 | 3 | 12 | 6 | 654.697 | -21.589 | 633.108
2014-03-12 07:00 | 2014 | 3 | 12 | 7 | 734.295 | -25.711 | 708.584
2014-03-12 08:00 | 2014 | 3 | 12 | 8 | 774.746 | -26.657 | 748.089
2014-03-12 09:00 | 2014 | 3 | 12 | 9 | 794.716 | -26.886 | 767.83
2014-03-12 10:00 | 2014 | 3 | 12 | 10 | 800.752 | -27.774 | 772.978
2014-03-12 11:00 | 2014 | 3 | 12 | 11 | 793.208 | -28.547 | 764.661
2014-03-12 12:00 | 2014 | 3 | 12 | 12 | 788.804 | -28.793 | 760.011
2014-03-12 13:00 | 2014 | 3 | 12 | 13 | 774.317 | -28.551 | 745.766
2014-03-12 14:00 | 2014 | 3 | 12 | 14 | 792.999 | -29.294 | 763.705
2014-03-12 15:00 | 2014 | 3 | 12 | 15 | 817.902 | -29.852 | 788.05
2014-03-12 16:00 | 2014 | 3 | 12 | 16 | 849.918 | -30.905 | 819.013
2014-03-12 17:00 | 2014 | 3 | 12 | 17 | 889.643 | -32.35 | 857.293
2014-03-12 18:00 | 2014 | 3 | 12 | 18 | 930.69 | -35.515 | 895.175
2014-03-12 19:00 | 2014 | 3 | 12 | 19 | 968.649 | -37.09 | 931.559
2014-03-12 20:00 | 2014 | 3 | 12 | 20 | 1037.831 | -40.685 | 997.146
2014-03-12 21:00 | 2014 | 3 | 12 | 21 | 1052.083 | -40.769 | 1011.314
2014-03-12 22:00 | 2014 | 3 | 12 | 22 | 1051.827 | -39.103 | 1012.724
2014-03-12 23:00 | 2014 | 3 | 12 | 23 | 1024.305 | -35.801 | 988.504
2014-03-13 | 2014 | 3 | 13 | 0 | 978.88 | -32.858 | 946.022
2014-03-13 01:00 | 2014 | 3 | 13 | 1 | 957.924 | -29.697 | 928.227
2014-03-13 02:00 | 2014 | 3 | 13 | 2 | 932.007 | -29.524 | 902.483
2014-03-13 03:00 | 2014 | 3 | 13 | 3 | 918.331 | -29.628 | 888.703
2014-03-13 04:00 | 2014 | 3 | 13 | 4 | 933.482 | -31.28 | 902.202
2014-03-13 05:00 | 2014 | 3 | 13 | 5 | 959.979 | -33.885 | 926.094
2014-03-13 06:00 | 2014 | 3 | 13 | 6 | 999.954 | -35.143 | 964.811
2014-03-13 07:00 | 2014 | 3 | 13 | 7 | 1081.811 | -38.497 | 1043.314
2014-03-13 08:00 | 2014 | 3 | 13 | 8 | 1134.14 | -38.368 | 1095.772
2014-03-13 09:00 | 2014 | 3 | 13 | 9 | 1145.777 | -38.988 | 1106.789
2014-03-13 10:00 | 2014 | 3 | 13 | 10 | 1140.441 | -40.949 | 1099.492
2014-03-13 11:00 | 2014 | 3 | 13 | 11 | 1107.524 | -38.559 | 1068.965
2014-03-13 12:00 | 2014 | 3 | 13 | 12 | 1066.576 | -39.368 | 1027.208
2014-03-13 13:00 | 2014 | 3 | 13 | 13 | 1025.775 | -37.555 | 988.22
2014-03-13 14:00 | 2014 | 3 | 13 | 14 | 980.446 | -36.756 | 943.69
2014-03-13 15:00 | 2014 | 3 | 13 | 15 | 930.657 | -35.25 | 895.407
2014-03-13 16:00 | 2014 | 3 | 13 | 16 | 881.862 | -32.162 | 849.7
2014-03-13 17:00 | 2014 | 3 | 13 | 17 | 865.713 | -30.731 | 834.982
2014-03-13 18:00 | 2014 | 3 | 13 | 18 | 876.393 | -31.334 | 845.059
2014-03-13 19:00 | 2014 | 3 | 13 | 19 | 889.617 | -30.946 | 858.671
2014-03-13 20:00 | 2014 | 3 | 13 | 20 | 951.144 | -34.311 | 916.833
2014-03-13 21:00 | 2014 | 3 | 13 | 21 | 1026.678 | -33.976 | 992.702
2014-03-13 22:00 | 2014 | 3 | 13 | 22 | 1032.532 | -35.458 | 997.074
2014-03-13 23:00 | 2014 | 3 | 13 | 23 | 1010.187 | -34.546 | 975.641
2014-03-14 | 2014 | 3 | 14 | 0 | 975.513 | -35.375 | 940.138
2014-03-14 01:00 | 2014 | 3 | 14 | 1 | 945.148 | -38.037 | 907.111
2014-03-14 02:00 | 2014 | 3 | 14 | 2 | 929.183 | -35.834 | 893.349
2014-03-14 03:00 | 2014 | 3 | 14 | 3 | 936.202 | -35.672 | 900.53
2014-03-14 04:00 | 2014 | 3 | 14 | 4 | 952.917 | -36.525 | 916.392
2014-03-14 05:00 | 2014 | 3 | 14 | 5 | 966.732 | -36.246 | 930.486
2014-03-14 06:00 | 2014 | 3 | 14 | 6 | 1010.537 | -36.162 | 974.375
2014-03-14 07:00 | 2014 | 3 | 14 | 7 | 1091.904 | -39.423 | 1052.481
2014-03-14 08:00 | 2014 | 3 | 14 | 8 | 1121.715 | -38.332 | 1083.383
2014-03-14 09:00 | 2014 | 3 | 14 | 9 | 1108.337 | -36.945 | 1071.392
2014-03-14 10:00 | 2014 | 3 | 14 | 10 | 1060.948 | -37.967 | 1022.981
2014-03-14 11:00 | 2014 | 3 | 14 | 11 | 968.969 | -34.633 | 934.336
2014-03-14 12:00 | 2014 | 3 | 14 | 12 | 877.725 | -31.421 | 846.304
2014-03-14 13:00 | 2014 | 3 | 14 | 13 | 819.974 | -29.595 | 790.379
2014-03-14 14:00 | 2014 | 3 | 14 | 14 | 775.833 | -26.597 | 749.236
2014-03-14 15:00 | 2014 | 3 | 14 | 15 | 744.905 | -24.841 | 720.064
2014-03-14 16:00 | 2014 | 3 | 14 | 16 | 715.267 | -24.738 | 690.529
2014-03-14 17:00 | 2014 | 3 | 14 | 17 | 711.279 | -24.499 | 686.78
2014-03-14 18:00 | 2014 | 3 | 14 | 18 | 731.494 | -24.403 | 707.091
2014-03-14 19:00 | 2014 | 3 | 14 | 19 | 741.34 | -22.789 | 718.551
2014-03-14 20:00 | 2014 | 3 | 14 | 20 | 763.133 | -25.453 | 737.68
2014-03-14 21:00 | 2014 | 3 | 14 | 21 | 798.263 | -25.202 | 773.061
2014-03-14 22:00 | 2014 | 3 | 14 | 22 | 788.002 | -24.148 | 763.854
2014-03-14 23:00 | 2014 | 3 | 14 | 23 | 760.856 | -22.134 | 738.722
2014-03-15 | 2014 | 3 | 15 | 0 | 724.672 | -19.671 | 705.001
2014-03-15 01:00 | 2014 | 3 | 15 | 1 | 679.089 | -17.697 | 661.392
2014-03-15 02:00 | 2014 | 3 | 15 | 2 | 666.577 | -17.878 | 648.699
2014-03-15 03:00 | 2014 | 3 | 15 | 3 | 662.09 | -18.195 | 643.895
2014-03-15 04:00 | 2014 | 3 | 15 | 4 | 652.733 | -17.239 | 635.494
2014-03-15 05:00 | 2014 | 3 | 15 | 5 | 647.757 | -17.32 | 630.437
2014-03-15 06:00 | 2014 | 3 | 15 | 6 | 661.836 | -17.355 | 644.481
2014-03-15 07:00 | 2014 | 3 | 15 | 7 | 680.704 | -17.067 | 663.637
2014-03-15 08:00 | 2014 | 3 | 15 | 8 | 700.245 | -17.997 | 682.248
2014-03-15 09:00 | 2014 | 3 | 15 | 9 | 719.382 | -19.512 | 699.87
2014-03-15 10:00 | 2014 | 3 | 15 | 10 | 729.909 | -21.198 | 708.711
2014-03-15 11:00 | 2014 | 3 | 15 | 11 | 713.864 | -21.218 | 692.646
2014-03-15 12:00 | 2014 | 3 | 15 | 12 | 705.581 | -21.156 | 684.425
2014-03-15 13:00 | 2014 | 3 | 15 | 13 | 680.609 | -21.347 | 659.262
2014-03-15 14:00 | 2014 | 3 | 15 | 14 | 662.988 | -20.598 | 642.39
2014-03-15 15:00 | 2014 | 3 | 15 | 15 | 647.847 | -19.694 | 628.153
2014-03-15 16:00 | 2014 | 3 | 15 | 16 | 642.469 | -20.269 | 622.2
2014-03-15 17:00 | 2014 | 3 | 15 | 17 | 631.861 | -20.454 | 611.407
2014-03-15 18:00 | 2014 | 3 | 15 | 18 | 633.048 | -19.812 | 613.236
2014-03-15 19:00 | 2014 | 3 | 15 | 19 | 644.06 | -19.358 | 624.702
2014-03-15 20:00 | 2014 | 3 | 15 | 20 | 664.139 | -21.265 | 642.874
2014-03-15 21:00 | 2014 | 3 | 15 | 21 | 709.234 | -22.532 | 686.702
2014-03-15 22:00 | 2014 | 3 | 15 | 22 | 712.112 | -22.76 | 689.352
2014-03-15 23:00 | 2014 | 3 | 15 | 23 | 705.982 | -22.197 | 683.785
2014-03-16 | 2014 | 3 | 16 | 0 | 695.048 | -21.532 | 673.516
2014-03-16 01:00 | 2014 | 3 | 16 | 1 | 688.596 | -21.268 | 667.328
2014-03-16 02:00 | 2014 | 3 | 16 | 2 | 687.068 | -20.837 | 666.231
2014-03-16 03:00 | 2014 | 3 | 16 | 3 | 694.416 | -20.887 | 673.529
2014-03-16 04:00 | 2014 | 3 | 16 | 4 | 706.527 | -21.41 | 685.117
2014-03-16 05:00 | 2014 | 3 | 16 | 5 | 714.328 | -24.434 | 689.894
2014-03-16 06:00 | 2014 | 3 | 16 | 6 | 728.097 | -23.654 | 704.443
2014-03-16 07:00 | 2014 | 3 | 16 | 7 | 748.705 | -23.603 | 725.102
2014-03-16 08:00 | 2014 | 3 | 16 | 8 | 776.181 | -25.083 | 751.098
2014-03-16 09:00 | 2014 | 3 | 16 | 9 | 801.854 | -26.292 | 775.562
2014-03-16 10:00 | 2014 | 3 | 16 | 10 | 820.599 | -26.543 | 794.056
2014-03-16 11:00 | 2014 | 3 | 16 | 11 | 814.493 | -27.186 | 787.307
2014-03-16 12:00 | 2014 | 3 | 16 | 12 | 812.463 | -28.121 | 784.342
2014-03-16 13:00 | 2014 | 3 | 16 | 13 | 839.643 | -28.339 | 811.304
2014-03-16 14:00 | 2014 | 3 | 16 | 14 | 854.463 | -28.156 | 826.307
2014-03-16 15:00 | 2014 | 3 | 16 | 15 | 881.175 | -28.949 | 852.226
2014-03-16 16:00 | 2014 | 3 | 16 | 16 | 889.81 | -29.283 | 860.527
2014-03-16 17:00 | 2014 | 3 | 16 | 17 | 909.264 | -30.87 | 878.394
2014-03-16 18:00 | 2014 | 3 | 16 | 18 | 924.64 | -32.192 | 892.448
2014-03-16 19:00 | 2014 | 3 | 16 | 19 | 953.945 | -32.454 | 921.491
2014-03-16 20:00 | 2014 | 3 | 16 | 20 | 990.219 | -33.442 | 956.777
2014-03-16 21:00 | 2014 | 3 | 16 | 21 | 1011.637 | -31.789 | 979.848
2014-03-16 22:00 | 2014 | 3 | 16 | 22 | 1007.553 | -31.541 | 976.012
2014-03-16 23:00 | 2014 | 3 | 16 | 23 | 985.285 | -29.468 | 955.817
2014-03-17 | 2014 | 3 | 17 | 0 | 951.168 | -30.968 | 920.2
2014-03-17 01:00 | 2014 | 3 | 17 | 1 | 925.158 | -31.299 | 893.859
2014-03-17 02:00 | 2014 | 3 | 17 | 2 | 900.482 | -32.882 | 867.6
2014-03-17 03:00 | 2014 | 3 | 17 | 3 | 893.535 | -33.33 | 860.205
2014-03-17 04:00 | 2014 | 3 | 17 | 4 | 890.296 | -33.773 | 856.523
2014-03-17 05:00 | 2014 | 3 | 17 | 5 | 910.953 | -34.985 | 875.968
2014-03-17 06:00 | 2014 | 3 | 17 | 6 | 936.717 | -34.96 | 901.757
2014-03-17 07:00 | 2014 | 3 | 17 | 7 | 1000.743 | -36.912 | 963.831
2014-03-17 08:00 | 2014 | 3 | 17 | 8 | 1051.46 | -37.783 | 1013.677
2014-03-17 09:00 | 2014 | 3 | 17 | 9 | 1067.199 | -36.246 | 1030.953
2014-03-17 10:00 | 2014 | 3 | 17 | 10 | 1067.42 | -37.283 | 1030.137
2014-03-17 11:00 | 2014 | 3 | 17 | 11 | 1077.007 | -38.747 | 1038.26
2014-03-17 12:00 | 2014 | 3 | 17 | 12 | 1065.739 | -38.413 | 1027.326
2014-03-17 13:00 | 2014 | 3 | 17 | 13 | 1045.666 | -39.51 | 1006.156
2014-03-17 14:00 | 2014 | 3 | 17 | 14 | 1022.341 | -38.494 | 983.847
2014-03-17 15:00 | 2014 | 3 | 17 | 15 | 1007.468 | -38.51 | 968.958
2014-03-17 16:00 | 2014 | 3 | 17 | 16 | 979.71 | -37.419 | 942.291
2014-03-17 17:00 | 2014 | 3 | 17 | 17 | 972.973 | -37.164 | 935.809
2014-03-17 18:00 | 2014 | 3 | 17 | 18 | 971.913 | -35.751 | 936.162
2014-03-17 19:00 | 2014 | 3 | 17 | 19 | 977.786 | -37.252 | 940.534
2014-03-17 20:00 | 2014 | 3 | 17 | 20 | 992.611 | -38.688 | 953.923
2014-03-17 21:00 | 2014 | 3 | 17 | 21 | 1010.787 | -38.453 | 972.334
2014-03-17 22:00 | 2014 | 3 | 17 | 22 | 987.612 | -38.124 | 949.488
2014-03-17 23:00 | 2014 | 3 | 17 | 23 | 953.86 | -38.809 | 915.051
2014-03-18 | 2014 | 3 | 18 | 0 | 907.702 | -36.183 | 871.519
2014-03-18 01:00 | 2014 | 3 | 18 | 1 | 870.572 | -35.612 | 834.96
2014-03-18 02:00 | 2014 | 3 | 18 | 2 | 860.285 | -36.784 | 823.501
2014-03-18 03:00 | 2014 | 3 | 18 | 3 | 844.716 | -36.919 | 807.797
2014-03-18 04:00 | 2014 | 3 | 18 | 4 | 843.377 | -36.463 | 806.914
2014-03-18 05:00 | 2014 | 3 | 18 | 5 | 853.666 | -35.529 | 818.137
2014-03-18 06:00 | 2014 | 3 | 18 | 6 | 889.719 | -35.468 | 854.251
2014-03-18 07:00 | 2014 | 3 | 18 | 7 | 960.494 | -36.801 | 923.693
2014-03-18 08:00 | 2014 | 3 | 18 | 8 | 1005.863 | -39.299 | 966.564
2014-03-18 09:00 | 2014 | 3 | 18 | 9 | 995.321 | -38.057 | 957.264
2014-03-18 10:00 | 2014 | 3 | 18 | 10 | 978.078 | -38.33 | 939.748
2014-03-18 11:00 | 2014 | 3 | 18 | 11 | 946.527 | -37.66 | 908.867
2014-03-18 12:00 | 2014 | 3 | 18 | 12 | 912.887 | -38.17 | 874.717
2014-03-18 13:00 | 2014 | 3 | 18 | 13 | 877.863 | -35.596 | 842.267
2014-03-18 14:00 | 2014 | 3 | 18 | 14 | 828.036 | -33.344 | 794.692
2014-03-18 15:00 | 2014 | 3 | 18 | 15 | 792.294 | -31.943 | 760.351
2014-03-18 16:00 | 2014 | 3 | 18 | 16 | 765.51 | -31.497 | 734.013
2014-03-18 17:00 | 2014 | 3 | 18 | 17 | 749.025 | -30.987 | 718.038
2014-03-18 18:00 | 2014 | 3 | 18 | 18 | 743.088 | -28.988 | 714.1
2014-03-18 19:00 | 2014 | 3 | 18 | 19 | 740.855 | -25.661 | 715.194
2014-03-18 20:00 | 2014 | 3 | 18 | 20 | 766.848 | -30.809 | 736.039
2014-03-18 21:00 | 2014 | 3 | 18 | 21 | 822.273 | -30.13 | 792.143
2014-03-18 22:00 | 2014 | 3 | 18 | 22 | 819.948 | -30.614 | 789.334
2014-03-18 23:00 | 2014 | 3 | 18 | 23 | 798.348 | -30.256 | 768.092
2014-03-19 | 2014 | 3 | 19 | 0 | 764.212 | -29.5 | 734.712
2014-03-19 01:00 | 2014 | 3 | 19 | 1 | 737.266 | -27.549 | 709.717
2014-03-19 02:00 | 2014 | 3 | 19 | 2 | 727.895 | -26.495 | 701.4
2014-03-19 03:00 | 2014 | 3 | 19 | 3 | 727.768 | -25.009 | 702.759
2014-03-19 04:00 | 2014 | 3 | 19 | 4 | 741.139 | -26.837 | 714.302
2014-03-19 05:00 | 2014 | 3 | 19 | 5 | 759.017 | -27.673 | 731.344
2014-03-19 06:00 | 2014 | 3 | 19 | 6 | 806.775 | -28.617 | 778.158
2014-03-19 07:00 | 2014 | 3 | 19 | 7 | 905.857 | -33.629 | 872.228
2014-03-19 08:00 | 2014 | 3 | 19 | 8 | 952.963 | -32.77 | 920.193
2014-03-19 09:00 | 2014 | 3 | 19 | 9 | 944.806 | -31.711 | 913.095
2014-03-19 10:00 | 2014 | 3 | 19 | 10 | 903.617 | -32.223 | 871.394
2014-03-19 11:00 | 2014 | 3 | 19 | 11 | 850.115 | -31.212 | 818.903
2014-03-19 12:00 | 2014 | 3 | 19 | 12 | 804.726 | -30.509 | 774.217
2014-03-19 13:00 | 2014 | 3 | 19 | 13 | 784.229 | -31.84 | 752.389
2014-03-19 14:00 | 2014 | 3 | 19 | 14 | 771.534 | -32.596 | 738.938
2014-03-19 15:00 | 2014 | 3 | 19 | 15 | 753.273 | -31.574 | 721.699
2014-03-19 16:00 | 2014 | 3 | 19 | 16 | 743.461 | -31.333 | 712.128
2014-03-19 17:00 | 2014 | 3 | 19 | 17 | 744.846 | -31.878 | 712.968
2014-03-19 18:00 | 2014 | 3 | 19 | 18 | 747.251 | -30.919 | 716.332
2014-03-19 19:00 | 2014 | 3 | 19 | 19 | 754.203 | -29.62 | 724.583
2014-03-19 20:00 | 2014 | 3 | 19 | 20 | 768.364 | -28.595 | 739.769
2014-03-19 21:00 | 2014 | 3 | 19 | 21 | 801.052 | -27.783 | 773.269
2014-03-19 22:00 | 2014 | 3 | 19 | 22 | 795.654 | -27.746 | 767.908
2014-03-19 23:00 | 2014 | 3 | 19 | 23 | 765.647 | -28.575 | 737.072
2014-03-20 | 2014 | 3 | 20 | 0 | 725.049 | -27.751 | 697.298
2014-03-20 01:00 | 2014 | 3 | 20 | 1 | 695.904 | -23.608 | 672.296
2014-03-20 02:00 | 2014 | 3 | 20 | 2 | 686.239 | -21.587 | 664.652
2014-03-20 03:00 | 2014 | 3 | 20 | 3 | 680.273 | -21.38 | 658.893
2014-03-20 04:00 | 2014 | 3 | 20 | 4 | 688.734 | -21.628 | 667.106
2014-03-20 05:00 | 2014 | 3 | 20 | 5 | 706.993 | -22.311 | 684.682
2014-03-20 06:00 | 2014 | 3 | 20 | 6 | 753.512 | -22.188 | 731.324
2014-03-20 07:00 | 2014 | 3 | 20 | 7 | 843.575 | -26.396 | 817.179
2014-03-20 08:00 | 2014 | 3 | 20 | 8 | 899.01 | -28.788 | 870.222
2014-03-20 09:00 | 2014 | 3 | 20 | 9 | 900.117 | -29.406 | 870.711
2014-03-20 10:00 | 2014 | 3 | 20 | 10 | 905.492 | -30.696 | 874.796
2014-03-20 11:00 | 2014 | 3 | 20 | 11 | 872.087 | -30.213 | 841.874
2014-03-20 12:00 | 2014 | 3 | 20 | 12 | 836.51 | -29.904 | 806.606
2014-03-20 13:00 | 2014 | 3 | 20 | 13 | 798.45 | -29.008 | 769.442
2014-03-20 14:00 | 2014 | 3 | 20 | 14 | 768.606 | -28.196 | 740.41
2014-03-20 15:00 | 2014 | 3 | 20 | 15 | 753.897 | -27.787 | 726.11
2014-03-20 16:00 | 2014 | 3 | 20 | 16 | 739.876 | -27.079 | 712.797
2014-03-20 17:00 | 2014 | 3 | 20 | 17 | 730.912 | -27.764 | 703.148
2014-03-20 18:00 | 2014 | 3 | 20 | 18 | 729.825 | -26.01 | 703.815
2014-03-20 19:00 | 2014 | 3 | 20 | 19 | 740.43 | -26.254 | 714.176
2014-03-20 20:00 | 2014 | 3 | 20 | 20 | 781.575 | -27.024 | 754.551
2014-03-20 21:00 | 2014 | 3 | 20 | 21 | 830.976 | -28.31 | 802.666
2014-03-20 22:00 | 2014 | 3 | 20 | 22 | 843.104 | -28.606 | 814.498
2014-03-20 23:00 | 2014 | 3 | 20 | 23 | 824.628 | -27.655 | 796.973
2014-03-21 | 2014 | 3 | 21 | 0 | 806.955 | -26.569 | 780.386
2014-03-21 01:00 | 2014 | 3 | 21 | 1 | 794.566 | -26.257 | 768.309
2014-03-21 02:00 | 2014 | 3 | 21 | 2 | 776.493 | -23.987 | 752.506
2014-03-21 03:00 | 2014 | 3 | 21 | 3 | 779.463 | -24.722 | 754.741
2014-03-21 04:00 | 2014 | 3 | 21 | 4 | 791.743 | -26.133 | 765.61
2014-03-21 05:00 | 2014 | 3 | 21 | 5 | 814.542 | -27.332 | 787.21
2014-03-21 06:00 | 2014 | 3 | 21 | 6 | 862.56 | -26.777 | 835.783
2014-03-21 07:00 | 2014 | 3 | 21 | 7 | 942.653 | -31.32 | 911.333
2014-03-21 08:00 | 2014 | 3 | 21 | 8 | 987.931 | -33.56 | 954.371
2014-03-21 09:00 | 2014 | 3 | 21 | 9 | 982.578 | -33.457 | 949.121
2014-03-21 10:00 | 2014 | 3 | 21 | 10 | 939.564 | -31.701 | 907.863
2014-03-21 11:00 | 2014 | 3 | 21 | 11 | 857.863 | -30.805 | 827.058
2014-03-21 12:00 | 2014 | 3 | 21 | 12 | 784.026 | -28.362 | 755.664
2014-03-21 13:00 | 2014 | 3 | 21 | 13 | 744.581 | -26.723 | 717.858
2014-03-21 14:00 | 2014 | 3 | 21 | 14 | 716.754 | -25.578 | 691.176
2014-03-21 15:00 | 2014 | 3 | 21 | 15 | 694.755 | -24.757 | 669.998
2014-03-21 16:00 | 2014 | 3 | 21 | 16 | 672.063 | -23.387 | 648.676
2014-03-21 17:00 | 2014 | 3 | 21 | 17 | 666.651 | -22.4 | 644.251
2014-03-21 18:00 | 2014 | 3 | 21 | 18 | 656.681 | -21.452 | 635.229
2014-03-21 19:00 | 2014 | 3 | 21 | 19 | 655.295 | -21.816 | 633.479
2014-03-21 20:00 | 2014 | 3 | 21 | 20 | 673.897 | -24.027 | 649.87
2014-03-21 21:00 | 2014 | 3 | 21 | 21 | 718.5 | -26.499 | 692.001
2014-03-21 22:00 | 2014 | 3 | 21 | 22 | 711.047 | -26.894 | 684.153
2014-03-21 23:00 | 2014 | 3 | 21 | 23 | 695.26 | -25.053 | 670.207
2014-03-22 | 2014 | 3 | 22 | 0 | 679.316 | -25.989 | 653.327
2014-03-22 01:00 | 2014 | 3 | 22 | 1 | 659.933 | -22.91 | 637.023
2014-03-22 02:00 | 2014 | 3 | 22 | 2 | 651.661 | -21.757 | 629.904
2014-03-22 03:00 | 2014 | 3 | 22 | 3 | 646.872 | -22.503 | 624.369
2014-03-22 04:00 | 2014 | 3 | 22 | 4 | 645.425 | -22.199 | 623.226
2014-03-22 05:00 | 2014 | 3 | 22 | 5 | 662.267 | -22.228 | 640.039
2014-03-22 06:00 | 2014 | 3 | 22 | 6 | 680.661 | -23.088 | 657.573
2014-03-22 07:00 | 2014 | 3 | 22 | 7 | 697.074 | -22.814 | 674.26
2014-03-22 08:00 | 2014 | 3 | 22 | 8 | 716.511 | -22.462 | 694.049
2014-03-22 09:00 | 2014 | 3 | 22 | 9 | 720.823 | -22.687 | 698.136
2014-03-22 10:00 | 2014 | 3 | 22 | 10 | 722.054 | -23.46 | 698.594
2014-03-22 11:00 | 2014 | 3 | 22 | 11 | 716.419 | -22.232 | 694.187
2014-03-22 12:00 | 2014 | 3 | 22 | 12 | 691.851 | -21.256 | 670.595
2014-03-22 13:00 | 2014 | 3 | 22 | 13 | 676.93 | -21.016 | 655.914
2014-03-22 14:00 | 2014 | 3 | 22 | 14 | 658.344 | -20.012 | 638.332
2014-03-22 15:00 | 2014 | 3 | 22 | 15 | 646.305 | -18.704 | 627.601
2014-03-22 16:00 | 2014 | 3 | 22 | 16 | 634.751 | -18.352 | 616.399
2014-03-22 17:00 | 2014 | 3 | 22 | 17 | 625.015 | -18.071 | 606.944
2014-03-22 18:00 | 2014 | 3 | 22 | 18 | 626.766 | -17.862 | 608.904
2014-03-22 19:00 | 2014 | 3 | 22 | 19 | 633.149 | -17.833 | 615.316
2014-03-22 20:00 | 2014 | 3 | 22 | 20 | 650.587 | -19.768 | 630.819
2014-03-22 21:00 | 2014 | 3 | 22 | 21 | 695.212 | -20.793 | 674.419
2014-03-22 22:00 | 2014 | 3 | 22 | 22 | 696.908 | -19.939 | 676.969
2014-03-22 23:00 | 2014 | 3 | 22 | 23 | 700.412 | -19.601 | 680.811
2014-03-23 | 2014 | 3 | 23 | 0 | 674.863 | -17.505 | 657.358
2014-03-23 01:00 | 2014 | 3 | 23 | 1 | 674.603 | -16.952 | 657.651
2014-03-23 02:00 | 2014 | 3 | 23 | 2 | 667.926 | -16.678 | 651.248
2014-03-23 03:00 | 2014 | 3 | 23 | 3 | 677.079 | -17.613 | 659.466
2014-03-23 04:00 | 2014 | 3 | 23 | 4 | 685.362 | -17.936 | 667.426
2014-03-23 05:00 | 2014 | 3 | 23 | 5 | 696.67 | -18.953 | 677.717
2014-03-23 06:00 | 2014 | 3 | 23 | 6 | 710.306 | -20.554 | 689.752
2014-03-23 07:00 | 2014 | 3 | 23 | 7 | 727.811 | -21.421 | 706.39
2014-03-23 08:00 | 2014 | 3 | 23 | 8 | 761.608 | -21.208 | 740.4
2014-03-23 09:00 | 2014 | 3 | 23 | 9 | 795.231 | -24.097 | 771.134
2014-03-23 10:00 | 2014 | 3 | 23 | 10 | 814.263 | -25.705 | 788.558
2014-03-23 11:00 | 2014 | 3 | 23 | 11 | 799.577 | -25.659 | 773.918
2014-03-23 12:00 | 2014 | 3 | 23 | 12 | 768.03 | -25.053 | 742.977
2014-03-23 13:00 | 2014 | 3 | 23 | 13 | 757.051 | -25.16 | 731.891
2014-03-23 14:00 | 2014 | 3 | 23 | 14 | 749.291 | -25.443 | 723.848
2014-03-23 15:00 | 2014 | 3 | 23 | 15 | 723.364 | -24.858 | 698.506
2014-03-23 16:00 | 2014 | 3 | 23 | 16 | 706.319 | -24.603 | 681.716
2014-03-23 17:00 | 2014 | 3 | 23 | 17 | 710.233 | -23.433 | 686.8
2014-03-23 18:00 | 2014 | 3 | 23 | 18 | 715.405 | -23.518 | 691.887
2014-03-23 19:00 | 2014 | 3 | 23 | 19 | 745.553 | -24.454 | 721.099
2014-03-23 20:00 | 2014 | 3 | 23 | 20 | 786.845 | -26.674 | 760.171
2014-03-23 21:00 | 2014 | 3 | 23 | 21 | 862.963 | -28.218 | 834.745
2014-03-23 22:00 | 2014 | 3 | 23 | 22 | 864.852 | -29.848 | 835.004
2014-03-23 23:00 | 2014 | 3 | 23 | 23 | 857.353 | -31.026 | 826.327
2014-03-24 | 2014 | 3 | 24 | 0 | 852.491 | -29.82 | 822.671
2014-03-24 01:00 | 2014 | 3 | 24 | 1 | 846.952 | -29.299 | 817.653
2014-03-24 02:00 | 2014 | 3 | 24 | 2 | 848.423 | -30.256 | 818.167
2014-03-24 03:00 | 2014 | 3 | 24 | 3 | 863.812 | -31.137 | 832.675
2014-03-24 04:00 | 2014 | 3 | 24 | 4 | 889.747 | -33.26 | 856.487
2014-03-24 05:00 | 2014 | 3 | 24 | 5 | 917.895 | -34.456 | 883.439
2014-03-24 06:00 | 2014 | 3 | 24 | 6 | 977.173 | -36.986 | 940.187
2014-03-24 07:00 | 2014 | 3 | 24 | 7 | 1079.418 | -40.368 | 1039.05
2014-03-24 08:00 | 2014 | 3 | 24 | 8 | 1139.047 | -40.534 | 1098.513
2014-03-24 09:00 | 2014 | 3 | 24 | 9 | 1141.358 | -39.491 | 1101.867
2014-03-24 10:00 | 2014 | 3 | 24 | 10 | 1091.839 | -38.671 | 1053.168
2014-03-24 11:00 | 2014 | 3 | 24 | 11 | 1016.415 | -37.538 | 978.877
2014-03-24 12:00 | 2014 | 3 | 24 | 12 | 955.582 | -37.369 | 918.213
2014-03-24 13:00 | 2014 | 3 | 24 | 13 | 906.509 | -34.962 | 871.547
2014-03-24 14:00 | 2014 | 3 | 24 | 14 | 870.88 | -32.537 | 838.343
2014-03-24 15:00 | 2014 | 3 | 24 | 15 | 836.39 | -31.06 | 805.33
2014-03-24 16:00 | 2014 | 3 | 24 | 16 | 803.084 | -30.035 | 773.049
2014-03-24 17:00 | 2014 | 3 | 24 | 17 | 795.146 | -29.545 | 765.601
2014-03-24 18:00 | 2014 | 3 | 24 | 18 | 802.521 | -29.138 | 773.383
2014-03-24 19:00 | 2014 | 3 | 24 | 19 | 827.385 | -29.783 | 797.602
2014-03-24 20:00 | 2014 | 3 | 24 | 20 | 874.578 | -32.575 | 842.003
2014-03-24 21:00 | 2014 | 3 | 24 | 21 | 932.102 | -33.677 | 898.425
2014-03-24 22:00 | 2014 | 3 | 24 | 22 | 927.345 | -34.158 | 893.187
2014-03-24 23:00 | 2014 | 3 | 24 | 23 | 900.755 | -34.738 | 866.017
2014-03-25 | 2014 | 3 | 25 | 0 | 870.955 | -33.257 | 837.698
2014-03-25 01:00 | 2014 | 3 | 25 | 1 | 836.901 | -30.644 | 806.257
2014-03-25 02:00 | 2014 | 3 | 25 | 2 | 824.295 | -30.255 | 794.04
2014-03-25 03:00 | 2014 | 3 | 25 | 3 | 820.595 | -31.759 | 788.836
2014-03-25 04:00 | 2014 | 3 | 25 | 4 | 832.552 | -33.032 | 799.52
2014-03-25 05:00 | 2014 | 3 | 25 | 5 | 849.444 | -32.063 | 817.381
2014-03-25 06:00 | 2014 | 3 | 25 | 6 | 898.907 | -33.866 | 865.041
2014-03-25 07:00 | 2014 | 3 | 25 | 7 | 1018.833 | -39.099 | 979.734
2014-03-25 08:00 | 2014 | 3 | 25 | 8 | 1047.414 | -39.245 | 1008.169
2014-03-25 09:00 | 2014 | 3 | 25 | 9 | 1028.357 | -39.632 | 988.725
2014-03-25 10:00 | 2014 | 3 | 25 | 10 | 1011.704 | -40.371 | 971.333
2014-03-25 11:00 | 2014 | 3 | 25 | 11 | 995.945 | -41.641 | 954.304
2014-03-25 12:00 | 2014 | 3 | 25 | 12 | 980.208 | -40.469 | 939.739
2014-03-25 13:00 | 2014 | 3 | 25 | 13 | 970.679 | -38.754 | 931.925
2014-03-25 14:00 | 2014 | 3 | 25 | 14 | 958.475 | -38.413 | 920.062
2014-03-25 15:00 | 2014 | 3 | 25 | 15 | 949.057 | -38.427 | 910.63
2014-03-25 16:00 | 2014 | 3 | 25 | 16 | 937.408 | -36.701 | 900.707
2014-03-25 17:00 | 2014 | 3 | 25 | 17 | 920.62 | -35.956 | 884.664
2014-03-25 18:00 | 2014 | 3 | 25 | 18 | 922.107 | -34.956 | 887.151
2014-03-25 19:00 | 2014 | 3 | 25 | 19 | 973.16 | -36.67 | 936.49
2014-03-25 20:00 | 2014 | 3 | 25 | 20 | 1012.228 | -38.752 | 973.476
2014-03-25 21:00 | 2014 | 3 | 25 | 21 | 1048.919 | -36.169 | 1012.75
2014-03-25 22:00 | 2014 | 3 | 25 | 22 | 1024.985 | -33.031 | 991.954
2014-03-25 23:00 | 2014 | 3 | 25 | 23 | 985.125 | -34.372 | 950.753
2014-03-26 | 2014 | 3 | 26 | 0 | 956.6 | -36.052 | 920.548
2014-03-26 01:00 | 2014 | 3 | 26 | 1 | 930.193 | -32.871 | 897.322
2014-03-26 02:00 | 2014 | 3 | 26 | 2 | 920.852 | -32.21 | 888.642
2014-03-26 03:00 | 2014 | 3 | 26 | 3 | 924.085 | -33.204 | 890.881
2014-03-26 04:00 | 2014 | 3 | 26 | 4 | 932.481 | -33.427 | 899.054
2014-03-26 05:00 | 2014 | 3 | 26 | 5 | 951.801 | -33.984 | 917.817
2014-03-26 06:00 | 2014 | 3 | 26 | 6 | 999.742 | -35.34 | 964.402
2014-03-26 07:00 | 2014 | 3 | 26 | 7 | 1088.728 | -37.008 | 1051.72
2014-03-26 08:00 | 2014 | 3 | 26 | 8 | 1136.858 | -38.043 | 1098.815
2014-03-26 09:00 | 2014 | 3 | 26 | 9 | 1143.859 | -39.084 | 1104.775
2014-03-26 10:00 | 2014 | 3 | 26 | 10 | 1111.6 | -38.189 | 1073.411
2014-03-26 11:00 | 2014 | 3 | 26 | 11 | 1078 | -38.375 | 1039.625
2014-03-26 12:00 | 2014 | 3 | 26 | 12 | 1034.522 | -37.52 | 997.002
2014-03-26 13:00 | 2014 | 3 | 26 | 13 | 994.551 | -36.844 | 957.707
2014-03-26 14:00 | 2014 | 3 | 26 | 14 | 937.034 | -35.738 | 901.296
2014-03-26 15:00 | 2014 | 3 | 26 | 15 | 894.771 | -34.813 | 859.958
2014-03-26 16:00 | 2014 | 3 | 26 | 16 | 856.947 | -34.464 | 822.483
2014-03-26 17:00 | 2014 | 3 | 26 | 17 | 834.485 | -31.915 | 802.57
2014-03-26 18:00 | 2014 | 3 | 26 | 18 | 831.986 | -32.179 | 799.807
2014-03-26 19:00 | 2014 | 3 | 26 | 19 | 849.126 | -32.253 | 816.873
2014-03-26 20:00 | 2014 | 3 | 26 | 20 | 887.602 | -34.261 | 853.341
2014-03-26 21:00 | 2014 | 3 | 26 | 21 | 969.595 | -36.588 | 933.007
2014-03-26 22:00 | 2014 | 3 | 26 | 22 | 992.068 | -37.744 | 954.324
2014-03-26 23:00 | 2014 | 3 | 26 | 23 | 969.846 | -37.125 | 932.721
2014-03-27 | 2014 | 3 | 27 | 0 | 950.047 | -38.123 | 911.924
2014-03-27 01:00 | 2014 | 3 | 27 | 1 | 937.843 | -39.054 | 898.789
2014-03-27 02:00 | 2014 | 3 | 27 | 2 | 931.831 | -36.975 | 894.856
2014-03-27 03:00 | 2014 | 3 | 27 | 3 | 938.615 | -37.659 | 900.956
2014-03-27 04:00 | 2014 | 3 | 27 | 4 | 947.225 | -38.259 | 908.966
2014-03-27 05:00 | 2014 | 3 | 27 | 5 | 964.336 | -38.151 | 926.185
2014-03-27 06:00 | 2014 | 3 | 27 | 6 | 1001.246 | -39.91 | 961.336
2014-03-27 07:00 | 2014 | 3 | 27 | 7 | 1082.793 | -42.371 | 1040.422
2014-03-27 08:00 | 2014 | 3 | 27 | 8 | 1109.626 | -39.759 | 1069.867
2014-03-27 09:00 | 2014 | 3 | 27 | 9 | 1082.272 | -39.715 | 1042.557
2014-03-27 10:00 | 2014 | 3 | 27 | 10 | 1045.926 | -39.989 | 1005.937
2014-03-27 11:00 | 2014 | 3 | 27 | 11 | 971.268 | -36.59 | 934.678
2014-03-27 12:00 | 2014 | 3 | 27 | 12 | 913.481 | -33.611 | 879.87
2014-03-27 13:00 | 2014 | 3 | 27 | 13 | 871.992 | -31.786 | 840.206
2014-03-27 14:00 | 2014 | 3 | 27 | 14 | 831.235 | -29.873 | 801.362
2014-03-27 15:00 | 2014 | 3 | 27 | 15 | 794.616 | -27.595 | 767.021
2014-03-27 16:00 | 2014 | 3 | 27 | 16 | 760.814 | -25.691 | 735.123
2014-03-27 17:00 | 2014 | 3 | 27 | 17 | 741.719 | -27.027 | 714.692
2014-03-27 18:00 | 2014 | 3 | 27 | 18 | 729.919 | -26.685 | 703.234
2014-03-27 19:00 | 2014 | 3 | 27 | 19 | 733.432 | -26.283 | 707.149
2014-03-27 20:00 | 2014 | 3 | 27 | 20 | 751.776 | -26.705 | 725.071
2014-03-27 21:00 | 2014 | 3 | 27 | 21 | 786.746 | -27.613 | 759.133
2014-03-27 22:00 | 2014 | 3 | 27 | 22 | 790.106 | -26.873 | 763.233
2014-03-27 23:00 | 2014 | 3 | 27 | 23 | 755.58 | -25.335 | 730.245
2014-03-28 | 2014 | 3 | 28 | 0 | 711.714 | -23.065 | 688.649
2014-03-28 01:00 | 2014 | 3 | 28 | 1 | 670.244 | -23.293 | 646.951
2014-03-28 02:00 | 2014 | 3 | 28 | 2 | 648.144 | -22.522 | 625.622
2014-03-28 03:00 | 2014 | 3 | 28 | 3 | 630.854 | -22.14 | 608.714
2014-03-28 04:00 | 2014 | 3 | 28 | 4 | 632.103 | -22.993 | 609.11
2014-03-28 05:00 | 2014 | 3 | 28 | 5 | 640.374 | -22.749 | 617.625
2014-03-28 06:00 | 2014 | 3 | 28 | 6 | 675.671 | -23.865 | 651.806
2014-03-28 07:00 | 2014 | 3 | 28 | 7 | 757.998 | -25.717 | 732.281
2014-03-28 08:00 | 2014 | 3 | 28 | 8 | 794.808 | -25.339 | 769.469
2014-03-28 09:00 | 2014 | 3 | 28 | 9 | 788.906 | -24.757 | 764.149
2014-03-28 10:00 | 2014 | 3 | 28 | 10 | 762.631 | -24.762 | 737.869
2014-03-28 11:00 | 2014 | 3 | 28 | 11 | 753.055 | -24.983 | 728.072
2014-03-28 12:00 | 2014 | 3 | 28 | 12 | 734.848 | -23.608 | 711.24
2014-03-28 13:00 | 2014 | 3 | 28 | 13 | 720.124 | -22.169 | 697.955
2014-03-28 14:00 | 2014 | 3 | 28 | 14 | 711.98 | -21.463 | 690.517
2014-03-28 15:00 | 2014 | 3 | 28 | 15 | 689.922 | -20.44 | 669.482
2014-03-28 16:00 | 2014 | 3 | 28 | 16 | 679.559 | -20.02 | 659.539
2014-03-28 17:00 | 2014 | 3 | 28 | 17 | 678.221 | -20.918 | 657.303
2014-03-28 18:00 | 2014 | 3 | 28 | 18 | 673.973 | -20.351 | 653.622
2014-03-28 19:00 | 2014 | 3 | 28 | 19 | 666.792 | -20.017 | 646.775
2014-03-28 20:00 | 2014 | 3 | 28 | 20 | 670.797 | -19.773 | 651.024
2014-03-28 21:00 | 2014 | 3 | 28 | 21 | 708.707 | -21.634 | 687.073
2014-03-28 22:00 | 2014 | 3 | 28 | 22 | 698.336 | -20.923 | 677.413
2014-03-28 23:00 | 2014 | 3 | 28 | 23 | 663.737 | -18.984 | 644.753
2014-03-29 | 2014 | 3 | 29 | 0 | 638.683 | -17.221 | 621.462
2014-03-29 01:00 | 2014 | 3 | 29 | 1 | 615.709 | -15.664 | 600.045
2014-03-29 02:00 | 2014 | 3 | 29 | 2 | 597.803 | -15.144 | 582.659
2014-03-29 03:00 | 2014 | 3 | 29 | 3 | 591.332 | -15.053 | 576.279
2014-03-29 04:00 | 2014 | 3 | 29 | 4 | 594.419 | -15.231 | 579.188
2014-03-29 05:00 | 2014 | 3 | 29 | 5 | 605.3 | -15.633 | 589.667
2014-03-29 06:00 | 2014 | 3 | 29 | 6 | 626.006 | -16.249 | 609.757
2014-03-29 07:00 | 2014 | 3 | 29 | 7 | 655.891 | -17.579 | 638.312
2014-03-29 08:00 | 2014 | 3 | 29 | 8 | 676.577 | -18.879 | 657.698
2014-03-29 09:00 | 2014 | 3 | 29 | 9 | 702.23 | -19.776 | 682.454
2014-03-29 10:00 | 2014 | 3 | 29 | 10 | 719.882 | -20.51 | 699.372
2014-03-29 11:00 | 2014 | 3 | 29 | 11 | 740.9 | -21.088 | 719.812
2014-03-29 12:00 | 2014 | 3 | 29 | 12 | 753.783 | -22.498 | 731.285
2014-03-29 13:00 | 2014 | 3 | 29 | 13 | 762.011 | -23.138 | 738.873
2014-03-29 14:00 | 2014 | 3 | 29 | 14 | 760.061 | -23.18 | 736.881
2014-03-29 15:00 | 2014 | 3 | 29 | 15 | 767.202 | -23.161 | 744.041
2014-03-29 16:00 | 2014 | 3 | 29 | 16 | 770.495 | -23.115 | 747.38
2014-03-29 17:00 | 2014 | 3 | 29 | 17 | 789.996 | -22.896 | 767.1
2014-03-29 18:00 | 2014 | 3 | 29 | 18 | 805.222 | -23.645 | 781.577
2014-03-29 19:00 | 2014 | 3 | 29 | 19 | 814.278 | -23.726 | 790.552
2014-03-29 20:00 | 2014 | 3 | 29 | 20 | 845.709 | -24.624 | 821.085
2014-03-29 21:00 | 2014 | 3 | 29 | 21 | 876.824 | -23.724 | 853.1
2014-03-29 22:00 | 2014 | 3 | 29 | 22 | 906.114 | -24.548 | 881.566
2014-03-29 23:00 | 2014 | 3 | 29 | 23 | 914.325 | -24.257 | 890.068
2014-03-30 | 2014 | 3 | 30 | 0 | 925.276 | -24.899 | 900.377
2014-03-30 01:00 | 2014 | 3 | 30 | 1 | 928.403 | -24.123 | 904.28
2014-03-30 02:00 | 2014 | 3 | 30 | 2 | 916.61 | -23.616 | 892.994
2014-03-30 03:00 | 2014 | 3 | 30 | 3 | 898.789 | -22.568 | 876.221
2014-03-30 04:00 | 2014 | 3 | 30 | 4 | 884.155 | -22.509 | 861.646
2014-03-30 05:00 | 2014 | 3 | 30 | 5 | 877.071 | -21.725 | 855.346
2014-03-30 06:00 | 2014 | 3 | 30 | 6 | 874.221 | -22.181 | 852.04
2014-03-30 07:00 | 2014 | 3 | 30 | 7 | 880.069 | -22.662 | 857.407
2014-03-30 08:00 | 2014 | 3 | 30 | 8 | 903.955 | -23.743 | 880.212
2014-03-30 09:00 | 2014 | 3 | 30 | 9 | 922.349 | -26.455 | 895.894
2014-03-30 10:00 | 2014 | 3 | 30 | 10 | 944.84 | -26.553 | 918.287
2014-03-30 11:00 | 2014 | 3 | 30 | 11 | 933.523 | -26.641 | 906.882
2014-03-30 12:00 | 2014 | 3 | 30 | 12 | 892.991 | -27.21 | 865.781
2014-03-30 13:00 | 2014 | 3 | 30 | 13 | 862.159 | -27.69 | 834.469
2014-03-30 14:00 | 2014 | 3 | 30 | 14 | 813.237 | -27.099 | 786.138
2014-03-30 15:00 | 2014 | 3 | 30 | 15 | 774.281 | -27.567 | 746.714
2014-03-30 16:00 | 2014 | 3 | 30 | 16 | 735.266 | -26.627 | 708.639
2014-03-30 17:00 | 2014 | 3 | 30 | 17 | 714.062 | -24.69 | 689.372
2014-03-30 18:00 | 2014 | 3 | 30 | 18 | 690.255 | -23.772 | 666.483
2014-03-30 19:00 | 2014 | 3 | 30 | 19 | 699.5 | -23.507 | 675.993
2014-03-30 20:00 | 2014 | 3 | 30 | 20 | 734.15 | -24.227 | 709.923
2014-03-30 21:00 | 2014 | 3 | 30 | 21 | 813.986 | -26.044 | 787.942
2014-03-30 22:00 | 2014 | 3 | 30 | 22 | 822.716 | -26.283 | 796.433
2014-03-30 23:00 | 2014 | 3 | 30 | 23 | 827.812 | -26.8 | 801.012
2014-03-31 | 2014 | 3 | 31 | 0 | 820.418 | -26.594 | 793.824
2014-03-31 01:00 | 2014 | 3 | 31 | 1 | 819.095 | -27.507 | 791.588
2014-03-31 02:00 | 2014 | 3 | 31 | 2 | 828.824 | -27.121 | 801.703
2014-03-31 03:00 | 2014 | 3 | 31 | 3 | 848.412 | -27.117 | 821.295
2014-03-31 04:00 | 2014 | 3 | 31 | 4 | 866.09 | -27.754 | 838.336
2014-03-31 05:00 | 2014 | 3 | 31 | 5 | 895.886 | -28.762 | 867.124
2014-03-31 06:00 | 2014 | 3 | 31 | 6 | 945.114 | -29.491 | 915.623
2014-03-31 07:00 | 2014 | 3 | 31 | 7 | 1033.953 | -33.149 | 1000.804
2014-03-31 08:00 | 2014 | 3 | 31 | 8 | 1086.477 | -35.461 | 1051.016
2014-03-31 09:00 | 2014 | 3 | 31 | 9 | 1071.771 | -35.246 | 1036.525
2014-03-31 10:00 | 2014 | 3 | 31 | 10 | 1020.351 | -35.181 | 985.17
2014-03-31 11:00 | 2014 | 3 | 31 | 11 | 930.295 | -32.597 | 897.698
2014-03-31 12:00 | 2014 | 3 | 31 | 12 | 857.868 | -30.758 | 827.11
2014-03-31 13:00 | 2014 | 3 | 31 | 13 | 810.34 | -29.047 | 781.293
2014-03-31 14:00 | 2014 | 3 | 31 | 14 | 785.647 | -28.521 | 757.126
2014-03-31 15:00 | 2014 | 3 | 31 | 15 | 755.256 | -26.452 | 728.804
2014-03-31 16:00 | 2014 | 3 | 31 | 16 | 727.988 | -25.526 | 702.462
2014-03-31 17:00 | 2014 | 3 | 31 | 17 | 704.309 | -24.766 | 679.543
2014-03-31 18:00 | 2014 | 3 | 31 | 18 | 702.549 | -25.122 | 677.427
2014-03-31 19:00 | 2014 | 3 | 31 | 19 | 714.61 | -24.098 | 690.512
2014-03-31 20:00 | 2014 | 3 | 31 | 20 | 732.41 | -24.98 | 707.43
2014-03-31 21:00 | 2014 | 3 | 31 | 21 | 787.519 | -26.251 | 761.268
2014-03-31 22:00 | 2014 | 3 | 31 | 22 | 795.093 | -26.032 | 769.061
2014-03-31 23:00 | 2014 | 3 | 31 | 23 | 771.384 | -25.609 | 745.775
2014-04-01 | 2014 | 4 | 1 | 0 | 732.953 | -22.886 | 710.067
2014-04-01 01:00 | 2014 | 4 | 1 | 1 | 712.448 | -22.198 | 690.25
2014-04-01 02:00 | 2014 | 4 | 1 | 2 | 711.94 | -20.491 | 691.449
2014-04-01 03:00 | 2014 | 4 | 1 | 3 | 717.581 | -21.563 | 696.018
2014-04-01 04:00 | 2014 | 4 | 1 | 4 | 723.903 | -23.27 | 700.633
2014-04-01 05:00 | 2014 | 4 | 1 | 5 | 742.168 | -23.012 | 719.156
2014-04-01 06:00 | 2014 | 4 | 1 | 6 | 775.279 | -24.131 | 751.148
2014-04-01 07:00 | 2014 | 4 | 1 | 7 | 843.988 | -27.068 | 816.92
2014-04-01 08:00 | 2014 | 4 | 1 | 8 | 874.097 | -28.353 | 845.744
2014-04-01 09:00 | 2014 | 4 | 1 | 9 | 863.025 | -28.184 | 834.841
2014-04-01 10:00 | 2014 | 4 | 1 | 10 | 844.507 | -27.506 | 817.001
2014-04-01 11:00 | 2014 | 4 | 1 | 11 | 799.727 | -25.688 | 774.039
2014-04-01 12:00 | 2014 | 4 | 1 | 12 | 753.238 | -24.676 | 728.562
2014-04-01 13:00 | 2014 | 4 | 1 | 13 | 734.646 | -24.288 | 710.358
2014-04-01 14:00 | 2014 | 4 | 1 | 14 | 732.288 | -24.931 | 707.357
2014-04-01 15:00 | 2014 | 4 | 1 | 15 | 721.803 | -24.253 | 697.55
2014-04-01 16:00 | 2014 | 4 | 1 | 16 | 720.563 | -24.249 | 696.314
2014-04-01 17:00 | 2014 | 4 | 1 | 17 | 724.599 | -25.286 | 699.313
2014-04-01 18:00 | 2014 | 4 | 1 | 18 | 720.931 | -24.421 | 696.51
2014-04-01 19:00 | 2014 | 4 | 1 | 19 | 718.285 | -22.627 | 695.658
2014-04-01 20:00 | 2014 | 4 | 1 | 20 | 716.937 | -21.713 | 695.224
2014-04-01 21:00 | 2014 | 4 | 1 | 21 | 757.528 | -22.432 | 735.096
2014-04-01 22:00 | 2014 | 4 | 1 | 22 | 751.918 | -21.213 | 730.705
2014-04-01 23:00 | 2014 | 4 | 1 | 23 | 709.877 | -20.337 | 689.54
2014-04-02 | 2014 | 4 | 2 | 0 | 671.032 | -19.086 | 651.946
2014-04-02 01:00 | 2014 | 4 | 2 | 1 | 628.959 | -17.271 | 611.688
2014-04-02 02:00 | 2014 | 4 | 2 | 2 | 596.314 | -16.287 | 580.027
2014-04-02 03:00 | 2014 | 4 | 2 | 3 | 592.407 | -16.164 | 576.243
2014-04-02 04:00 | 2014 | 4 | 2 | 4 | 594.444 | -16.923 | 577.521
2014-04-02 05:00 | 2014 | 4 | 2 | 5 | 615.5 | -18.06 | 597.44
2014-04-02 06:00 | 2014 | 4 | 2 | 6 | 661.387 | -20.878 | 640.509
2014-04-02 07:00 | 2014 | 4 | 2 | 7 | 735.497 | -23.617 | 711.88
2014-04-02 08:00 | 2014 | 4 | 2 | 8 | 775.702 | -23.961 | 751.741
2014-04-02 09:00 | 2014 | 4 | 2 | 9 | 781.976 | -24.462 | 757.514
2014-04-02 10:00 | 2014 | 4 | 2 | 10 | 766.289 | -24.236 | 742.053
2014-04-02 11:00 | 2014 | 4 | 2 | 11 | 740.406 | -24.751 | 715.655
2014-04-02 12:00 | 2014 | 4 | 2 | 12 | 733.027 | -25.143 | 707.884
2014-04-02 13:00 | 2014 | 4 | 2 | 13 | 726.315 | -25.487 | 700.828
2014-04-02 14:00 | 2014 | 4 | 2 | 14 | 720.946 | -25.089 | 695.857
2014-04-02 15:00 | 2014 | 4 | 2 | 15 | 721.187 | -24.591 | 696.596
2014-04-02 16:00 | 2014 | 4 | 2 | 16 | 717.568 | -24.041 | 693.527
2014-04-02 17:00 | 2014 | 4 | 2 | 17 | 718.918 | -24.356 | 694.562
2014-04-02 18:00 | 2014 | 4 | 2 | 18 | 715.523 | -24.521 | 691.002
2014-04-02 19:00 | 2014 | 4 | 2 | 19 | 712.556 | -24.347 | 688.209
2014-04-02 20:00 | 2014 | 4 | 2 | 20 | 714.117 | -24.892 | 689.225
2014-04-02 21:00 | 2014 | 4 | 2 | 21 | 756.377 | -24.845 | 731.532
2014-04-02 22:00 | 2014 | 4 | 2 | 22 | 744.997 | -25.237 | 719.76
2014-04-02 23:00 | 2014 | 4 | 2 | 23 | 704.368 | -24.257 | 680.111
2014-04-03 | 2014 | 4 | 3 | 0 | 652.28 | -21.646 | 630.634
2014-04-03 01:00 | 2014 | 4 | 3 | 1 | 610.936 | -19.641 | 591.295
2014-04-03 02:00 | 2014 | 4 | 3 | 2 | 583.894 | -17.653 | 566.241
2014-04-03 03:00 | 2014 | 4 | 3 | 3 | 571.157 | -18.351 | 552.806
2014-04-03 04:00 | 2014 | 4 | 3 | 4 | 565.301 | -17.559 | 547.742
2014-04-03 05:00 | 2014 | 4 | 3 | 5 | 577.138 | -18.221 | 558.917
2014-04-03 06:00 | 2014 | 4 | 3 | 6 | 610.039 | -19.974 | 590.065
2014-04-03 07:00 | 2014 | 4 | 3 | 7 | 680.287 | -21.966 | 658.321
2014-04-03 08:00 | 2014 | 4 | 3 | 8 | 727.647 | -22.917 | 704.73
2014-04-03 09:00 | 2014 | 4 | 3 | 9 | 731.466 | -23.081 | 708.385
2014-04-03 10:00 | 2014 | 4 | 3 | 10 | 739.781 | -23.244 | 716.537
2014-04-03 11:00 | 2014 | 4 | 3 | 11 | 741.219 | -24.543 | 716.676
2014-04-03 12:00 | 2014 | 4 | 3 | 12 | 732.815 | -23.666 | 709.149
2014-04-03 13:00 | 2014 | 4 | 3 | 13 | 724.918 | -23.674 | 701.244
2014-04-03 14:00 | 2014 | 4 | 3 | 14 | 728.933 | -25.077 | 703.856
2014-04-03 15:00 | 2014 | 4 | 3 | 15 | 724.082 | -24.273 | 699.809
2014-04-03 16:00 | 2014 | 4 | 3 | 16 | 718.357 | -23.516 | 694.841
2014-04-03 17:00 | 2014 | 4 | 3 | 17 | 725.77 | -23.397 | 702.373
2014-04-03 18:00 | 2014 | 4 | 3 | 18 | 735.367 | -24.234 | 711.133
2014-04-03 19:00 | 2014 | 4 | 3 | 19 | 729.287 | -24.441 | 704.846
2014-04-03 20:00 | 2014 | 4 | 3 | 20 | 746.55 | -26.665 | 719.885
2014-04-03 21:00 | 2014 | 4 | 3 | 21 | 765.46 | -25.769 | 739.691
2014-04-03 22:00 | 2014 | 4 | 3 | 22 | 739.877 | -24.739 | 715.138
2014-04-03 23:00 | 2014 | 4 | 3 | 23 | 711.22 | -23.817 | 687.403
2014-04-04 | 2014 | 4 | 4 | 0 | 670.498 | -20.184 | 650.314
2014-04-04 01:00 | 2014 | 4 | 4 | 1 | 616.276 | -18.026 | 598.25
2014-04-04 02:00 | 2014 | 4 | 4 | 2 | 584.375 | -17.574 | 566.801
2014-04-04 03:00 | 2014 | 4 | 4 | 3 | 570.021 | -16.053 | 553.968
2014-04-04 04:00 | 2014 | 4 | 4 | 4 | 560.984 | -16.276 | 544.708
2014-04-04 05:00 | 2014 | 4 | 4 | 5 | 569.246 | -17.262 | 551.984
2014-04-04 06:00 | 2014 | 4 | 4 | 6 | 596.922 | -18.449 | 578.473
2014-04-04 07:00 | 2014 | 4 | 4 | 7 | 658.026 | -20.748 | 637.278
2014-04-04 08:00 | 2014 | 4 | 4 | 8 | 689.577 | -22.659 | 666.918
2014-04-04 09:00 | 2014 | 4 | 4 | 9 | 699.154 | -22.972 | 676.182
2014-04-04 10:00 | 2014 | 4 | 4 | 10 | 738.129 | -25.342 | 712.787
2014-04-04 11:00 | 2014 | 4 | 4 | 11 | 748.625 | -26.257 | 722.368
2014-04-04 12:00 | 2014 | 4 | 4 | 12 | 736.393 | -25.654 | 710.739
2014-04-04 13:00 | 2014 | 4 | 4 | 13 | 726.062 | -24.851 | 701.211
2014-04-04 14:00 | 2014 | 4 | 4 | 14 | 719.225 | -25.368 | 693.857
2014-04-04 15:00 | 2014 | 4 | 4 | 15 | 703.186 | -23.549 | 679.637
2014-04-04 16:00 | 2014 | 4 | 4 | 16 | 698.746 | -23.431 | 675.315
2014-04-04 17:00 | 2014 | 4 | 4 | 17 | 689.174 | -23.253 | 665.921
2014-04-04 18:00 | 2014 | 4 | 4 | 18 | 688.12 | -23.108 | 665.012
2014-04-04 19:00 | 2014 | 4 | 4 | 19 | 666.206 | -22.182 | 644.024
2014-04-04 20:00 | 2014 | 4 | 4 | 20 | 653.645 | -21.784 | 631.861
2014-04-04 21:00 | 2014 | 4 | 4 | 21 | 682.122 | -21.662 | 660.46
2014-04-04 22:00 | 2014 | 4 | 4 | 22 | 687.362 | -21.468 | 665.894
2014-04-04 23:00 | 2014 | 4 | 4 | 23 | 663.562 | -20.613 | 642.949
2014-04-05 | 2014 | 4 | 5 | 0 | 633.892 | -19.306 | 614.586
2014-04-05 01:00 | 2014 | 4 | 5 | 1 | 615.513 | -17.554 | 597.959
2014-04-05 02:00 | 2014 | 4 | 5 | 2 | 596.417 | -16.374 | 580.043
2014-04-05 03:00 | 2014 | 4 | 5 | 3 | 596.431 | -15.562 | 580.869
2014-04-05 04:00 | 2014 | 4 | 5 | 4 | 600.695 | -15.436 | 585.259
2014-04-05 05:00 | 2014 | 4 | 5 | 5 | 612.442 | -15.747 | 596.695
2014-04-05 06:00 | 2014 | 4 | 5 | 6 | 629.692 | -16.704 | 612.988
2014-04-05 07:00 | 2014 | 4 | 5 | 7 | 656.768 | -18.363 | 638.405
2014-04-05 08:00 | 2014 | 4 | 5 | 8 | 681.245 | -19.328 | 661.917
2014-04-05 09:00 | 2014 | 4 | 5 | 9 | 721.558 | -21.188 | 700.37
2014-04-05 10:00 | 2014 | 4 | 5 | 10 | 743.508 | -21.168 | 722.34
2014-04-05 11:00 | 2014 | 4 | 5 | 11 | 744.812 | -20.532 | 724.28
2014-04-05 12:00 | 2014 | 4 | 5 | 12 | 727.275 | -20.294 | 706.981
2014-04-05 13:00 | 2014 | 4 | 5 | 13 | 706.319 | -19.947 | 686.372
2014-04-05 14:00 | 2014 | 4 | 5 | 14 | 668.735 | -18.872 | 649.863
2014-04-05 15:00 | 2014 | 4 | 5 | 15 | 641.972 | -17.853 | 624.119
2014-04-05 16:00 | 2014 | 4 | 5 | 16 | 628.337 | -17.223 | 611.114
2014-04-05 17:00 | 2014 | 4 | 5 | 17 | 625.314 | -17.798 | 607.516
2014-04-05 18:00 | 2014 | 4 | 5 | 18 | 627.819 | -18.671 | 609.148
2014-04-05 19:00 | 2014 | 4 | 5 | 19 | 626.016 | -19.003 | 607.013
2014-04-05 20:00 | 2014 | 4 | 5 | 20 | 645.846 | -19.721 | 626.125
2014-04-05 21:00 | 2014 | 4 | 5 | 21 | 692.245 | -21.635 | 670.61
2014-04-05 22:00 | 2014 | 4 | 5 | 22 | 694.94 | -21.549 | 673.391
2014-04-05 23:00 | 2014 | 4 | 5 | 23 | 690.826 | -21.171 | 669.655
2014-04-06 | 2014 | 4 | 6 | 0 | 682.012 | -21.049 | 660.963
2014-04-06 01:00 | 2014 | 4 | 6 | 1 | 684.187 | -20.036 | 664.151
2014-04-06 02:00 | 2014 | 4 | 6 | 2 | 687.602 | -19.276 | 668.326
2014-04-06 03:00 | 2014 | 4 | 6 | 3 | 690.592 | -19.516 | 671.076
2014-04-06 04:00 | 2014 | 4 | 6 | 4 | 703.1 | -19.695 | 683.405
2014-04-06 05:00 | 2014 | 4 | 6 | 5 | 717.051 | -20.966 | 696.085
2014-04-06 06:00 | 2014 | 4 | 6 | 6 | 742.309 | -22.574 | 719.735
2014-04-06 07:00 | 2014 | 4 | 6 | 7 | 772.652 | -24.234 | 748.418
2014-04-06 08:00 | 2014 | 4 | 6 | 8 | 794.461 | -24.392 | 770.069
2014-04-06 09:00 | 2014 | 4 | 6 | 9 | 809.996 | -25.965 | 784.031
2014-04-06 10:00 | 2014 | 4 | 6 | 10 | 779.84 | -24.631 | 755.209
2014-04-06 11:00 | 2014 | 4 | 6 | 11 | 701.857 | -21.362 | 680.495
2014-04-06 12:00 | 2014 | 4 | 6 | 12 | 655.519 | -19.815 | 635.704
2014-04-06 13:00 | 2014 | 4 | 6 | 13 | 626.405 | -18.575 | 607.83
2014-04-06 14:00 | 2014 | 4 | 6 | 14 | 605.769 | -17.94 | 587.829
2014-04-06 15:00 | 2014 | 4 | 6 | 15 | 588.696 | -17.478 | 571.218
2014-04-06 16:00 | 2014 | 4 | 6 | 16 | 589.611 | -17.689 | 571.922
2014-04-06 17:00 | 2014 | 4 | 6 | 17 | 587.854 | -18.114 | 569.74
2014-04-06 18:00 | 2014 | 4 | 6 | 18 | 599.282 | -17.998 | 581.284
2014-04-06 19:00 | 2014 | 4 | 6 | 19 | 601.441 | -18.121 | 583.32
2014-04-06 20:00 | 2014 | 4 | 6 | 20 | 618.772 | -18.873 | 599.899
2014-04-06 21:00 | 2014 | 4 | 6 | 21 | 673.166 | -20.051 | 653.115
2014-04-06 22:00 | 2014 | 4 | 6 | 22 | 659.35 | -19.653 | 639.697
2014-04-06 23:00 | 2014 | 4 | 6 | 23 | 628.215 | -18.322 | 609.893
2014-04-07 | 2014 | 4 | 7 | 0 | 592.717 | -17.673 | 575.044
2014-04-07 01:00 | 2014 | 4 | 7 | 1 | 560.823 | -16.384 | 544.439
2014-04-07 02:00 | 2014 | 4 | 7 | 2 | 557.505 | -16.313 | 541.192
2014-04-07 03:00 | 2014 | 4 | 7 | 3 | 553.28 | -15.469 | 537.811
2014-04-07 04:00 | 2014 | 4 | 7 | 4 | 557.718 | -16.031 | 541.687
2014-04-07 05:00 | 2014 | 4 | 7 | 5 | 571.899 | -17.222 | 554.677
2014-04-07 06:00 | 2014 | 4 | 7 | 6 | 623.203 | -19.463 | 603.74
2014-04-07 07:00 | 2014 | 4 | 7 | 7 | 699.314 | -22.336 | 676.978
2014-04-07 08:00 | 2014 | 4 | 7 | 8 | 733.243 | -21.671 | 711.572
2014-04-07 09:00 | 2014 | 4 | 7 | 9 | 741.478 | -21.643 | 719.835
2014-04-07 10:00 | 2014 | 4 | 7 | 10 | 740.512 | -22.664 | 717.848
2014-04-07 11:00 | 2014 | 4 | 7 | 11 | 738.9 | -23.237 | 715.663
2014-04-07 12:00 | 2014 | 4 | 7 | 12 | 731.096 | -23.317 | 707.779
2014-04-07 13:00 | 2014 | 4 | 7 | 13 | 717.806 | -23.171 | 694.635
2014-04-07 14:00 | 2014 | 4 | 7 | 14 | 712.486 | -23.67 | 688.816
2014-04-07 15:00 | 2014 | 4 | 7 | 15 | 692.424 | -23.364 | 669.06
2014-04-07 16:00 | 2014 | 4 | 7 | 16 | 686.253 | -22.383 | 663.87
2014-04-07 17:00 | 2014 | 4 | 7 | 17 | 677.649 | -23.107 | 654.542
2014-04-07 18:00 | 2014 | 4 | 7 | 18 | 680.421 | -23.17 | 657.251
2014-04-07 19:00 | 2014 | 4 | 7 | 19 | 686.552 | -23.369 | 663.183
2014-04-07 20:00 | 2014 | 4 | 7 | 20 | 687.849 | -22.343 | 665.506
2014-04-07 21:00 | 2014 | 4 | 7 | 21 | 716.56 | -21.995 | 694.565
2014-04-07 22:00 | 2014 | 4 | 7 | 22 | 693.611 | -21.585 | 672.026
2014-04-07 23:00 | 2014 | 4 | 7 | 23 | 664.145 | -21.333 | 642.812
2014-04-08 | 2014 | 4 | 8 | 0 | 633.83 | -20.18 | 613.65
2014-04-08 01:00 | 2014 | 4 | 8 | 1 | 590.787 | -18.442 | 572.345
2014-04-08 02:00 | 2014 | 4 | 8 | 2 | 571.539 | -18.22 | 553.319
2014-04-08 03:00 | 2014 | 4 | 8 | 3 | 566.611 | -18.008 | 548.603
2014-04-08 04:00 | 2014 | 4 | 8 | 4 | 573.493 | -17.66 | 555.833
2014-04-08 05:00 | 2014 | 4 | 8 | 5 | 584.202 | -18.201 | 566.001
2014-04-08 06:00 | 2014 | 4 | 8 | 6 | 623.158 | -20.077 | 603.081
2014-04-08 07:00 | 2014 | 4 | 8 | 7 | 704.983 | -22.763 | 682.22
2014-04-08 08:00 | 2014 | 4 | 8 | 8 | 748.67 | -24.085 | 724.585
2014-04-08 09:00 | 2014 | 4 | 8 | 9 | 754.601 | -24.695 | 729.906
2014-04-08 10:00 | 2014 | 4 | 8 | 10 | 761.599 | -24.192 | 737.407
2014-04-08 11:00 | 2014 | 4 | 8 | 11 | 756.606 | -23.719 | 732.887
2014-04-08 12:00 | 2014 | 4 | 8 | 12 | 737.273 | -23.165 | 714.108
2014-04-08 13:00 | 2014 | 4 | 8 | 13 | 726.165 | -23.203 | 702.962
2014-04-08 14:00 | 2014 | 4 | 8 | 14 | 704.753 | -22.813 | 681.94
2014-04-08 15:00 | 2014 | 4 | 8 | 15 | 697.123 | -22.119 | 675.004
2014-04-08 16:00 | 2014 | 4 | 8 | 16 | 681.819 | -20.849 | 660.97
2014-04-08 17:00 | 2014 | 4 | 8 | 17 | 675.032 | -19.818 | 655.214
2014-04-08 18:00 | 2014 | 4 | 8 | 18 | 671.333 | -19.754 | 651.579
2014-04-08 19:00 | 2014 | 4 | 8 | 19 | 674.589 | -19.855 | 654.734
2014-04-08 20:00 | 2014 | 4 | 8 | 20 | 681.849 | -20.096 | 661.753
2014-04-08 21:00 | 2014 | 4 | 8 | 21 | 732.558 | -21.476 | 711.082
2014-04-08 22:00 | 2014 | 4 | 8 | 22 | 727.993 | -20.354 | 707.639
2014-04-08 23:00 | 2014 | 4 | 8 | 23 | 707.397 | -20.213 | 687.184
2014-04-09 | 2014 | 4 | 9 | 0 | 660.272 | -18.603 | 641.669
2014-04-09 01:00 | 2014 | 4 | 9 | 1 | 637.409 | -17.511 | 619.898
2014-04-09 02:00 | 2014 | 4 | 9 | 2 | 620.678 | -16.967 | 603.711
2014-04-09 03:00 | 2014 | 4 | 9 | 3 | 614.084 | -17.113 | 596.971
2014-04-09 04:00 | 2014 | 4 | 9 | 4 | 609.333 | -16.88 | 592.453
2014-04-09 05:00 | 2014 | 4 | 9 | 5 | 616.674 | -17.561 | 599.113
2014-04-09 06:00 | 2014 | 4 | 9 | 6 | 657.91 | -19.011 | 638.899
2014-04-09 07:00 | 2014 | 4 | 9 | 7 | 738.003 | -23.119 | 714.884
2014-04-09 08:00 | 2014 | 4 | 9 | 8 | 762.676 | -23.012 | 739.664
2014-04-09 09:00 | 2014 | 4 | 9 | 9 | 766.774 | -23.677 | 743.097
2014-04-09 10:00 | 2014 | 4 | 9 | 10 | 758.306 | -24.759 | 733.547
2014-04-09 11:00 | 2014 | 4 | 9 | 11 | 732.324 | -24.34 | 707.984
2014-04-09 12:00 | 2014 | 4 | 9 | 12 | 712.81 | -24.053 | 688.757
2014-04-09 13:00 | 2014 | 4 | 9 | 13 | 707.405 | -24.466 | 682.939
2014-04-09 14:00 | 2014 | 4 | 9 | 14 | 697.126 | -24.803 | 672.323
2014-04-09 15:00 | 2014 | 4 | 9 | 15 | 693.357 | -24.436 | 668.921
2014-04-09 16:00 | 2014 | 4 | 9 | 16 | 675.423 | -22.887 | 652.536
2014-04-09 17:00 | 2014 | 4 | 9 | 17 | 673.646 | -22.178 | 651.468
2014-04-09 18:00 | 2014 | 4 | 9 | 18 | 674.975 | -21.928 | 653.047
2014-04-09 19:00 | 2014 | 4 | 9 | 19 | 671.108 | -21.374 | 649.734
2014-04-09 20:00 | 2014 | 4 | 9 | 20 | 678.511 | -22.193 | 656.318
2014-04-09 21:00 | 2014 | 4 | 9 | 21 | 731.763 | -25.106 | 706.657
2014-04-09 22:00 | 2014 | 4 | 9 | 22 | 743.756 | -25.612 | 718.144
2014-04-09 23:00 | 2014 | 4 | 9 | 23 | 732.356 | -24.053 | 708.303
2014-04-10 | 2014 | 4 | 10 | 0 | 688.133 | -20.823 | 667.31
2014-04-10 01:00 | 2014 | 4 | 10 | 1 | 671.956 | -21.553 | 650.403
2014-04-10 02:00 | 2014 | 4 | 10 | 2 | 659.57 | -21.363 | 638.207
2014-04-10 03:00 | 2014 | 4 | 10 | 3 | 672.662 | -21.246 | 651.416
2014-04-10 04:00 | 2014 | 4 | 10 | 4 | 688.518 | -22.508 | 666.01
2014-04-10 05:00 | 2014 | 4 | 10 | 5 | 703.49 | -22.659 | 680.831
2014-04-10 06:00 | 2014 | 4 | 10 | 6 | 753.324 | -23.297 | 730.027
2014-04-10 07:00 | 2014 | 4 | 10 | 7 | 849.792 | -26.538 | 823.254
2014-04-10 08:00 | 2014 | 4 | 10 | 8 | 884.665 | -27.191 | 857.474
2014-04-10 09:00 | 2014 | 4 | 10 | 9 | 877.407 | -27.126 | 850.281
2014-04-10 10:00 | 2014 | 4 | 10 | 10 | 820.747 | -26.029 | 794.718
2014-04-10 11:00 | 2014 | 4 | 10 | 11 | 761.466 | -24.452 | 737.014
2014-04-10 12:00 | 2014 | 4 | 10 | 12 | 728.626 | -23.719 | 704.907
2014-04-10 13:00 | 2014 | 4 | 10 | 13 | 709.845 | -23.536 | 686.309
2014-04-10 14:00 | 2014 | 4 | 10 | 14 | 700.68 | -23.211 | 677.469
2014-04-10 15:00 | 2014 | 4 | 10 | 15 | 690.367 | -22.137 | 668.23
2014-04-10 16:00 | 2014 | 4 | 10 | 16 | 685.846 | -21.357 | 664.489
2014-04-10 17:00 | 2014 | 4 | 10 | 17 | 683.056 | -20.654 | 662.402
2014-04-10 18:00 | 2014 | 4 | 10 | 18 | 675.222 | -21.292 | 653.93
2014-04-10 19:00 | 2014 | 4 | 10 | 19 | 666.867 | -20.756 | 646.111
2014-04-10 20:00 | 2014 | 4 | 10 | 20 | 677.97 | -19.932 | 658.038
2014-04-10 21:00 | 2014 | 4 | 10 | 21 | 719.593 | -19.881 | 699.712
2014-04-10 22:00 | 2014 | 4 | 10 | 22 | 720.986 | -19.389 | 701.597
2014-04-10 23:00 | 2014 | 4 | 10 | 23 | 683.697 | -17.792 | 665.905
2014-04-11 | 2014 | 4 | 11 | 0 | 626.694 | -16.488 | 610.206
2014-04-11 01:00 | 2014 | 4 | 11 | 1 | 589.432 | -14.998 | 574.434
2014-04-11 02:00 | 2014 | 4 | 11 | 2 | 560.119 | -14.721 | 545.398
2014-04-11 03:00 | 2014 | 4 | 11 | 3 | 552.637 | -14.923 | 537.714
2014-04-11 04:00 | 2014 | 4 | 11 | 4 | 556.263 | -15.193 | 541.07
2014-04-11 05:00 | 2014 | 4 | 11 | 5 | 558.491 | -15.858 | 542.633
2014-04-11 06:00 | 2014 | 4 | 11 | 6 | 598.334 | -18.285 | 580.049
2014-04-11 07:00 | 2014 | 4 | 11 | 7 | 674.399 | -19.735 | 654.664
2014-04-11 08:00 | 2014 | 4 | 11 | 8 | 702.205 | -20.778 | 681.427
2014-04-11 09:00 | 2014 | 4 | 11 | 9 | 707.204 | -21.996 | 685.208
2014-04-11 10:00 | 2014 | 4 | 11 | 10 | 704.235 | -22.237 | 681.998
2014-04-11 11:00 | 2014 | 4 | 11 | 11 | 692.031 | -21.898 | 670.133
2014-04-11 12:00 | 2014 | 4 | 11 | 12 | 684.939 | -21.085 | 663.854
2014-04-11 13:00 | 2014 | 4 | 11 | 13 | 679.113 | -21.881 | 657.232
2014-04-11 14:00 | 2014 | 4 | 11 | 14 | 675.866 | -21.633 | 654.233
2014-04-11 15:00 | 2014 | 4 | 11 | 15 | 671.085 | -21.692 | 649.393
2014-04-11 16:00 | 2014 | 4 | 11 | 16 | 662.333 | -20.817 | 641.516
2014-04-11 17:00 | 2014 | 4 | 11 | 17 | 660.827 | -20.4 | 640.427
2014-04-11 18:00 | 2014 | 4 | 11 | 18 | 647.35 | -19.684 | 627.666
2014-04-11 19:00 | 2014 | 4 | 11 | 19 | 649.46 | -19.188 | 630.272
2014-04-11 20:00 | 2014 | 4 | 11 | 20 | 647.343 | -18.705 | 628.638
2014-04-11 21:00 | 2014 | 4 | 11 | 21 | 674.148 | -20.298 | 653.85
2014-04-11 22:00 | 2014 | 4 | 11 | 22 | 660.751 | -19.661 | 641.09
2014-04-11 23:00 | 2014 | 4 | 11 | 23 | 630.918 | -18.468 | 612.45
2014-04-12 | 2014 | 4 | 12 | 0 | 590.84 | -18.098 | 572.742
2014-04-12 01:00 | 2014 | 4 | 12 | 1 | 553.3 | -17.189 | 536.111
2014-04-12 02:00 | 2014 | 4 | 12 | 2 | 530.818 | -15.651 | 515.167
2014-04-12 03:00 | 2014 | 4 | 12 | 3 | 519.332 | -13.689 | 505.643
2014-04-12 04:00 | 2014 | 4 | 12 | 4 | 521.113 | -13.31 | 507.803
2014-04-12 05:00 | 2014 | 4 | 12 | 5 | 529.92 | -13.657 | 516.263
2014-04-12 06:00 | 2014 | 4 | 12 | 6 | 539.773 | -14.848 | 524.925
2014-04-12 07:00 | 2014 | 4 | 12 | 7 | 575.859 | -16.177 | 559.682
2014-04-12 08:00 | 2014 | 4 | 12 | 8 | 587.694 | -16.907 | 570.787
2014-04-12 09:00 | 2014 | 4 | 12 | 9 | 615.243 | -18.771 | 596.472
2014-04-12 10:00 | 2014 | 4 | 12 | 10 | 622.708 | -19.186 | 603.522
2014-04-12 11:00 | 2014 | 4 | 12 | 11 | 624.394 | -19.731 | 604.663
2014-04-12 12:00 | 2014 | 4 | 12 | 12 | 621.981 | -19.373 | 602.608
2014-04-12 13:00 | 2014 | 4 | 12 | 13 | 624.84 | -20.131 | 604.709
2014-04-12 14:00 | 2014 | 4 | 12 | 14 | 629.707 | -19.675 | 610.032
2014-04-12 15:00 | 2014 | 4 | 12 | 15 | 638.433 | -19.728 | 618.705
2014-04-12 16:00 | 2014 | 4 | 12 | 16 | 641.155 | -20.047 | 621.108
2014-04-12 17:00 | 2014 | 4 | 12 | 17 | 654.149 | -20.84 | 633.309
2014-04-12 18:00 | 2014 | 4 | 12 | 18 | 656.668 | -20.684 | 635.984
2014-04-12 19:00 | 2014 | 4 | 12 | 19 | 665.989 | -20.454 | 645.535
2014-04-12 20:00 | 2014 | 4 | 12 | 20 | 654.104 | -19.993 | 634.111
2014-04-12 21:00 | 2014 | 4 | 12 | 21 | 678.231 | -20.888 | 657.343
2014-04-12 22:00 | 2014 | 4 | 12 | 22 | 666.896 | -19.72 | 647.176
2014-04-12 23:00 | 2014 | 4 | 12 | 23 | 635.551 | -17.68 | 617.871
2014-04-13 | 2014 | 4 | 13 | 0 | 589.242 | -15.903 | 573.339
2014-04-13 01:00 | 2014 | 4 | 13 | 1 | 546.983 | -13.79 | 533.193
2014-04-13 02:00 | 2014 | 4 | 13 | 2 | 527.668 | -11.925 | 515.743
2014-04-13 03:00 | 2014 | 4 | 13 | 3 | 513.559 | -11.752 | 501.807
2014-04-13 04:00 | 2014 | 4 | 13 | 4 | 506.663 | -12.189 | 494.474
2014-04-13 05:00 | 2014 | 4 | 13 | 5 | 501.061 | -12.462 | 488.599
2014-04-13 06:00 | 2014 | 4 | 13 | 6 | 514.982 | -12.494 | 502.488
2014-04-13 07:00 | 2014 | 4 | 13 | 7 | 526.483 | -12.778 | 513.705
2014-04-13 08:00 | 2014 | 4 | 13 | 8 | 536.903 | -13 | 523.903
2014-04-13 09:00 | 2014 | 4 | 13 | 9 | 566.701 | -14.324 | 552.377
2014-04-13 10:00 | 2014 | 4 | 13 | 10 | 590.978 | -14.981 | 575.997
2014-04-13 11:00 | 2014 | 4 | 13 | 11 | 588.162 | -15.509 | 572.653
2014-04-13 12:00 | 2014 | 4 | 13 | 12 | 596.246 | -16.899 | 579.347
2014-04-13 13:00 | 2014 | 4 | 13 | 13 | 613.704 | -18.614 | 595.09
2014-04-13 14:00 | 2014 | 4 | 13 | 14 | 633.056 | -19.845 | 613.211
2014-04-13 15:00 | 2014 | 4 | 13 | 15 | 649.491 | -19.652 | 629.839
2014-04-13 16:00 | 2014 | 4 | 13 | 16 | 666.253 | -20.695 | 645.558
2014-04-13 17:00 | 2014 | 4 | 13 | 17 | 684.47 | -22.614 | 661.856
2014-04-13 18:00 | 2014 | 4 | 13 | 18 | 697.442 | -23.056 | 674.386
2014-04-13 19:00 | 2014 | 4 | 13 | 19 | 690.723 | -22.566 | 668.157
2014-04-13 20:00 | 2014 | 4 | 13 | 20 | 680.655 | -22.04 | 658.615
2014-04-13 21:00 | 2014 | 4 | 13 | 21 | 717.739 | -23.22 | 694.519
2014-04-13 22:00 | 2014 | 4 | 13 | 22 | 707.229 | -21.969 | 685.26
2014-04-13 23:00 | 2014 | 4 | 13 | 23 | 664.75 | -19.666 | 645.084
2014-04-14 | 2014 | 4 | 14 | 0 | 615.721 | -18.787 | 596.934
2014-04-14 01:00 | 2014 | 4 | 14 | 1 | 585.413 | -17.656 | 567.757
2014-04-14 02:00 | 2014 | 4 | 14 | 2 | 564.593 | -16.717 | 547.876
2014-04-14 03:00 | 2014 | 4 | 14 | 3 | 542.151 | -15.194 | 526.957
2014-04-14 04:00 | 2014 | 4 | 14 | 4 | 537.48 | -14.442 | 523.038
2014-04-14 05:00 | 2014 | 4 | 14 | 5 | 546.974 | -14.453 | 532.521
2014-04-14 06:00 | 2014 | 4 | 14 | 6 | 569.894 | -14.944 | 554.95
2014-04-14 07:00 | 2014 | 4 | 14 | 7 | 633.014 | -17.162 | 615.852
2014-04-14 08:00 | 2014 | 4 | 14 | 8 | 662.468 | -19.133 | 643.335
2014-04-14 09:00 | 2014 | 4 | 14 | 9 | 678.633 | -19.726 | 658.907
2014-04-14 10:00 | 2014 | 4 | 14 | 10 | 694.52 | -20.788 | 673.732
2014-04-14 11:00 | 2014 | 4 | 14 | 11 | 712.651 | -20.454 | 692.197
2014-04-14 12:00 | 2014 | 4 | 14 | 12 | 710.567 | -20.285 | 690.282
2014-04-14 13:00 | 2014 | 4 | 14 | 13 | 705.586 | -21.104 | 684.482
2014-04-14 14:00 | 2014 | 4 | 14 | 14 | 706.916 | -21.758 | 685.158
2014-04-14 15:00 | 2014 | 4 | 14 | 15 | 714.338 | -21.597 | 692.741
2014-04-14 16:00 | 2014 | 4 | 14 | 16 | 722.721 | -21.942 | 700.779
2014-04-14 17:00 | 2014 | 4 | 14 | 17 | 717.565 | -21.234 | 696.331
2014-04-14 18:00 | 2014 | 4 | 14 | 18 | 718.808 | -21.141 | 697.667
2014-04-14 19:00 | 2014 | 4 | 14 | 19 | 714.61 | -20.613 | 693.997
2014-04-14 20:00 | 2014 | 4 | 14 | 20 | 710.663 | -20.939 | 689.724
2014-04-14 21:00 | 2014 | 4 | 14 | 21 | 746.509 | -20.695 | 725.814
2014-04-14 22:00 | 2014 | 4 | 14 | 22 | 740.036 | -19.448 | 720.588
2014-04-14 23:00 | 2014 | 4 | 14 | 23 | 694.485 | -17.915 | 676.57
2014-04-15 | 2014 | 4 | 15 | 0 | 641.731 | -17.599 | 624.132
2014-04-15 01:00 | 2014 | 4 | 15 | 1 | 597.448 | -16.532 | 580.916
2014-04-15 02:00 | 2014 | 4 | 15 | 2 | 558.389 | -15.017 | 543.372
2014-04-15 03:00 | 2014 | 4 | 15 | 3 | 548.447 | -14.065 | 534.382
2014-04-15 04:00 | 2014 | 4 | 15 | 4 | 545.355 | -13.534 | 531.821
2014-04-15 05:00 | 2014 | 4 | 15 | 5 | 552.846 | -14.085 | 538.761
2014-04-15 06:00 | 2014 | 4 | 15 | 6 | 599.43 | -16.12 | 583.31
2014-04-15 07:00 | 2014 | 4 | 15 | 7 | 685.973 | -18.955 | 667.018
2014-04-15 08:00 | 2014 | 4 | 15 | 8 | 751.753 | -20.337 | 731.416
2014-04-15 09:00 | 2014 | 4 | 15 | 9 | 782.883 | -21.228 | 761.655
2014-04-15 10:00 | 2014 | 4 | 15 | 10 | 845.594 | -23.42 | 822.174
2014-04-15 11:00 | 2014 | 4 | 15 | 11 | 890.822 | -25.256 | 865.566
2014-04-15 12:00 | 2014 | 4 | 15 | 12 | 913.224 | -25.548 | 887.676
2014-04-15 13:00 | 2014 | 4 | 15 | 13 | 937.892 | -26.818 | 911.074
2014-04-15 14:00 | 2014 | 4 | 15 | 14 | 904.784 | -26.139 | 878.645
2014-04-15 15:00 | 2014 | 4 | 15 | 15 | 883.676 | -26.143 | 857.533
2014-04-15 16:00 | 2014 | 4 | 15 | 16 | 871.353 | -26.48 | 844.873
2014-04-15 17:00 | 2014 | 4 | 15 | 17 | 871.516 | -26.445 | 845.071
2014-04-15 18:00 | 2014 | 4 | 15 | 18 | 889.3 | -27.604 | 861.696
2014-04-15 19:00 | 2014 | 4 | 15 | 19 | 888.906 | -27.558 | 861.348
2014-04-15 20:00 | 2014 | 4 | 15 | 20 | 907.792 | -28.026 | 879.766
2014-04-15 21:00 | 2014 | 4 | 15 | 21 | 931.888 | -28.393 | 903.495
2014-04-15 22:00 | 2014 | 4 | 15 | 22 | 924.996 | -28.8 | 896.196
2014-04-15 23:00 | 2014 | 4 | 15 | 23 | 891.772 | -28.772 | 863
2014-04-16 | 2014 | 4 | 16 | 0 | 874.397 | -27.438 | 846.959
2014-04-16 01:00 | 2014 | 4 | 16 | 1 | 849.306 | -26.197 | 823.109
2014-04-16 02:00 | 2014 | 4 | 16 | 2 | 848.847 | -25.896 | 822.951
2014-04-16 03:00 | 2014 | 4 | 16 | 3 | 845.048 | -26.211 | 818.837
2014-04-16 04:00 | 2014 | 4 | 16 | 4 | 854.616 | -25.666 | 828.95
2014-04-16 05:00 | 2014 | 4 | 16 | 5 | 884.367 | -26.075 | 858.292
2014-04-16 06:00 | 2014 | 4 | 16 | 6 | 933.997 | -29.017 | 904.98
2014-04-16 07:00 | 2014 | 4 | 16 | 7 | 1023.178 | -32.028 | 991.15
2014-04-16 08:00 | 2014 | 4 | 16 | 8 | 1050.998 | -32.337 | 1018.661
2014-04-16 09:00 | 2014 | 4 | 16 | 9 | 1023.297 | -32.391 | 990.906
2014-04-16 10:00 | 2014 | 4 | 16 | 10 | 962.426 | -31.422 | 931.004
2014-04-16 11:00 | 2014 | 4 | 16 | 11 | 897.03 | -30.117 | 866.913
2014-04-16 12:00 | 2014 | 4 | 16 | 12 | 858.868 | -28.955 | 829.913
2014-04-16 13:00 | 2014 | 4 | 16 | 13 | 831.288 | -28.504 | 802.784
2014-04-16 14:00 | 2014 | 4 | 16 | 14 | 796.112 | -27.324 | 768.788
2014-04-16 15:00 | 2014 | 4 | 16 | 15 | 761.308 | -26.086 | 735.222
2014-04-16 16:00 | 2014 | 4 | 16 | 16 | 729.64 | -25.203 | 704.437
2014-04-16 17:00 | 2014 | 4 | 16 | 17 | 714.848 | -24.283 | 690.565
2014-04-16 18:00 | 2014 | 4 | 16 | 18 | 713.041 | -24.496 | 688.545
2014-04-16 19:00 | 2014 | 4 | 16 | 19 | 706.494 | -24.622 | 681.872
2014-04-16 20:00 | 2014 | 4 | 16 | 20 | 723.743 | -25.018 | 698.725
2014-04-16 21:00 | 2014 | 4 | 16 | 21 | 778.131 | -27.232 | 750.899
2014-04-16 22:00 | 2014 | 4 | 16 | 22 | 804.6 | -28.208 | 776.392
2014-04-16 23:00 | 2014 | 4 | 16 | 23 | 789.152 | -26.632 | 762.52
2014-04-17 | 2014 | 4 | 17 | 0 | 759.981 | -24.778 | 735.203
2014-04-17 01:00 | 2014 | 4 | 17 | 1 | 744.251 | -25.527 | 718.724
2014-04-17 02:00 | 2014 | 4 | 17 | 2 | 743.038 | -24.575 | 718.463
2014-04-17 03:00 | 2014 | 4 | 17 | 3 | 743.676 | -24.055 | 719.621
2014-04-17 04:00 | 2014 | 4 | 17 | 4 | 758.925 | -24.89 | 734.035
2014-04-17 05:00 | 2014 | 4 | 17 | 5 | 781.119 | -26.191 | 754.928
2014-04-17 06:00 | 2014 | 4 | 17 | 6 | 830.382 | -26.782 | 803.6
2014-04-17 07:00 | 2014 | 4 | 17 | 7 | 918.587 | -29.593 | 888.994
2014-04-17 08:00 | 2014 | 4 | 17 | 8 | 943.85 | -30.046 | 913.804
2014-04-17 09:00 | 2014 | 4 | 17 | 9 | 918.222 | -30.045 | 888.177
2014-04-17 10:00 | 2014 | 4 | 17 | 10 | 861.918 | -27.903 | 834.015
2014-04-17 11:00 | 2014 | 4 | 17 | 11 | 796.889 | -26.004 | 770.885
2014-04-17 12:00 | 2014 | 4 | 17 | 12 | 749.69 | -24.67 | 725.02
2014-04-17 13:00 | 2014 | 4 | 17 | 13 | 727.529 | -23.607 | 703.922
2014-04-17 14:00 | 2014 | 4 | 17 | 14 | 709.734 | -23.286 | 686.448
2014-04-17 15:00 | 2014 | 4 | 17 | 15 | 706.111 | -23.446 | 682.665
2014-04-17 16:00 | 2014 | 4 | 17 | 16 | 691.248 | -21.521 | 669.727
2014-04-17 17:00 | 2014 | 4 | 17 | 17 | 688.079 | -20.5 | 667.579
2014-04-17 18:00 | 2014 | 4 | 17 | 18 | 687.363 | -19.793 | 667.57
2014-04-17 19:00 | 2014 | 4 | 17 | 19 | 680.381 | -18.586 | 661.795
2014-04-17 20:00 | 2014 | 4 | 17 | 20 | 678.122 | -19.417 | 658.705
2014-04-17 21:00 | 2014 | 4 | 17 | 21 | 727.106 | -21.838 | 705.268
2014-04-17 22:00 | 2014 | 4 | 17 | 22 | 731.089 | -21.439 | 709.65
2014-04-17 23:00 | 2014 | 4 | 17 | 23 | 680.831 | -21.239 | 659.592
2014-04-18 | 2014 | 4 | 18 | 0 | 644.887 | -18.273 | 626.614
2014-04-18 01:00 | 2014 | 4 | 18 | 1 | 615.152 | -17.565 | 597.587
2014-04-18 02:00 | 2014 | 4 | 18 | 2 | 601.427 | -17.221 | 584.206
2014-04-18 03:00 | 2014 | 4 | 18 | 3 | 600.897 | -18.004 | 582.893
2014-04-18 04:00 | 2014 | 4 | 18 | 4 | 605.105 | -18.558 | 586.547
2014-04-18 05:00 | 2014 | 4 | 18 | 5 | 627.541 | -19.052 | 608.489
2014-04-18 06:00 | 2014 | 4 | 18 | 6 | 661.276 | -18.657 | 642.619
2014-04-18 07:00 | 2014 | 4 | 18 | 7 | 738.578 | -19.806 | 718.772
2014-04-18 08:00 | 2014 | 4 | 18 | 8 | 757.854 | -20.115 | 737.739
2014-04-18 09:00 | 2014 | 4 | 18 | 9 | 753.537 | -21.536 | 732.001
2014-04-18 10:00 | 2014 | 4 | 18 | 10 | 745.166 | -22.643 | 722.523
2014-04-18 11:00 | 2014 | 4 | 18 | 11 | 720.175 | -21.927 | 698.248
2014-04-18 12:00 | 2014 | 4 | 18 | 12 | 695.226 | -20.501 | 674.725
2014-04-18 13:00 | 2014 | 4 | 18 | 13 | 668.646 | -18.741 | 649.905
2014-04-18 14:00 | 2014 | 4 | 18 | 14 | 662.824 | -18.943 | 643.881
2014-04-18 15:00 | 2014 | 4 | 18 | 15 | 655.836 | -19.284 | 636.552
2014-04-18 16:00 | 2014 | 4 | 18 | 16 | 651.776 | -18.111 | 633.665
2014-04-18 17:00 | 2014 | 4 | 18 | 17 | 648.591 | -18.104 | 630.487
2014-04-18 18:00 | 2014 | 4 | 18 | 18 | 638.882 | -18.365 | 620.517
2014-04-18 19:00 | 2014 | 4 | 18 | 19 | 632.175 | -18.492 | 613.683
2014-04-18 20:00 | 2014 | 4 | 18 | 20 | 633.205 | -18.162 | 615.043
2014-04-18 21:00 | 2014 | 4 | 18 | 21 | 661.62 | -20.219 | 641.401
2014-04-18 22:00 | 2014 | 4 | 18 | 22 | 669.686 | -20.439 | 649.247
2014-04-18 23:00 | 2014 | 4 | 18 | 23 | 641.028 | -18.617 | 622.411
2014-04-19 | 2014 | 4 | 19 | 0 | 609.404 | -17.913 | 591.491
2014-04-19 01:00 | 2014 | 4 | 19 | 1 | 587.968 | -17.107 | 570.861
2014-04-19 02:00 | 2014 | 4 | 19 | 2 | 571.609 | -16.172 | 555.437
2014-04-19 03:00 | 2014 | 4 | 19 | 3 | 568.228 | -15.386 | 552.842
2014-04-19 04:00 | 2014 | 4 | 19 | 4 | 567.486 | -15.69 | 551.796
2014-04-19 05:00 | 2014 | 4 | 19 | 5 | 582.68 | -16.776 | 565.904
2014-04-19 06:00 | 2014 | 4 | 19 | 6 | 594.616 | -17.464 | 577.152
2014-04-19 07:00 | 2014 | 4 | 19 | 7 | 627.985 | -17.937 | 610.048
2014-04-19 08:00 | 2014 | 4 | 19 | 8 | 642.319 | -18.251 | 624.068
2014-04-19 09:00 | 2014 | 4 | 19 | 9 | 664.159 | -18.652 | 645.507
2014-04-19 10:00 | 2014 | 4 | 19 | 10 | 662.894 | -19.015 | 643.879
2014-04-19 11:00 | 2014 | 4 | 19 | 11 | 640.695 | -18.386 | 622.309
2014-04-19 12:00 | 2014 | 4 | 19 | 12 | 629.748 | -18.195 | 611.553
2014-04-19 13:00 | 2014 | 4 | 19 | 13 | 619.414 | -18.368 | 601.046
2014-04-19 14:00 | 2014 | 4 | 19 | 14 | 615.628 | -17.601 | 598.027
2014-04-19 15:00 | 2014 | 4 | 19 | 15 | 610.916 | -16.979 | 593.937
2014-04-19 16:00 | 2014 | 4 | 19 | 16 | 614.861 | -16.684 | 598.177
2014-04-19 17:00 | 2014 | 4 | 19 | 17 | 619.92 | -16.826 | 603.094
2014-04-19 18:00 | 2014 | 4 | 19 | 18 | 622.011 | -17.057 | 604.954
2014-04-19 19:00 | 2014 | 4 | 19 | 19 | 612.882 | -16.622 | 596.26
2014-04-19 20:00 | 2014 | 4 | 19 | 20 | 613.407 | -16.664 | 596.743
2014-04-19 21:00 | 2014 | 4 | 19 | 21 | 639.632 | -17.595 | 622.037
2014-04-19 22:00 | 2014 | 4 | 19 | 22 | 649.588 | -18.506 | 631.082
2014-04-19 23:00 | 2014 | 4 | 19 | 23 | 627.934 | -17.978 | 609.956
2014-04-20 | 2014 | 4 | 20 | 0 | 598.739 | -16.159 | 582.58
2014-04-20 01:00 | 2014 | 4 | 20 | 1 | 573.749 | -16.085 | 557.664
2014-04-20 02:00 | 2014 | 4 | 20 | 2 | 551.104 | -15.283 | 535.821
2014-04-20 03:00 | 2014 | 4 | 20 | 3 | 548.372 | -14.369 | 534.003
2014-04-20 04:00 | 2014 | 4 | 20 | 4 | 546.595 | -14.07 | 532.525
2014-04-20 05:00 | 2014 | 4 | 20 | 5 | 551.441 | -14.592 | 536.849
2014-04-20 06:00 | 2014 | 4 | 20 | 6 | 567.908 | -15.252 | 552.656
2014-04-20 07:00 | 2014 | 4 | 20 | 7 | 594.368 | -15.871 | 578.497
2014-04-20 08:00 | 2014 | 4 | 20 | 8 | 625.588 | -16.708 | 608.88
2014-04-20 09:00 | 2014 | 4 | 20 | 9 | 664.534 | -17.333 | 647.201
2014-04-20 10:00 | 2014 | 4 | 20 | 10 | 659.003 | -17.549 | 641.454
2014-04-20 11:00 | 2014 | 4 | 20 | 11 | 622.763 | -16.926 | 605.837
2014-04-20 12:00 | 2014 | 4 | 20 | 12 | 596.778 | -16.085 | 580.693
2014-04-20 13:00 | 2014 | 4 | 20 | 13 | 598.87 | -15.38 | 583.49
2014-04-20 14:00 | 2014 | 4 | 20 | 14 | 609.81 | -15.182 | 594.628
2014-04-20 15:00 | 2014 | 4 | 20 | 15 | 595.77 | -14.368 | 581.402
2014-04-20 16:00 | 2014 | 4 | 20 | 16 | 600.623 | -13.772 | 586.851
2014-04-20 17:00 | 2014 | 4 | 20 | 17 | 610.102 | -13.747 | 596.355
2014-04-20 18:00 | 2014 | 4 | 20 | 18 | 615.36 | -14.113 | 601.247
2014-04-20 19:00 | 2014 | 4 | 20 | 19 | 619.004 | -13.945 | 605.059
2014-04-20 20:00 | 2014 | 4 | 20 | 20 | 624.247 | -14.661 | 609.586
2014-04-20 21:00 | 2014 | 4 | 20 | 21 | 643.366 | -16.56 | 626.806
2014-04-20 22:00 | 2014 | 4 | 20 | 22 | 644.451 | -17.879 | 626.572
2014-04-20 23:00 | 2014 | 4 | 20 | 23 | 612.664 | -17.341 | 595.323
2014-04-21 | 2014 | 4 | 21 | 0 | 569.383 | -14.913 | 554.47
2014-04-21 01:00 | 2014 | 4 | 21 | 1 | 547.815 | -13.431 | 534.384
2014-04-21 02:00 | 2014 | 4 | 21 | 2 | 560.684 | -13.305 | 547.379
2014-04-21 03:00 | 2014 | 4 | 21 | 3 | 553.413 | -13.91 | 539.503
2014-04-21 04:00 | 2014 | 4 | 21 | 4 | 565.974 | -14.269 | 551.705
2014-04-21 05:00 | 2014 | 4 | 21 | 5 | 580.281 | -14.322 | 565.959
2014-04-21 06:00 | 2014 | 4 | 21 | 6 | 624.302 | -16.442 | 607.86
2014-04-21 07:00 | 2014 | 4 | 21 | 7 | 705.5 | -18.564 | 686.936
2014-04-21 08:00 | 2014 | 4 | 21 | 8 | 750.86 | -20.16 | 730.7
2014-04-21 09:00 | 2014 | 4 | 21 | 9 | 759.981 | -20.73 | 739.251
2014-04-21 10:00 | 2014 | 4 | 21 | 10 | 748.885 | -20.405 | 728.48
2014-04-21 11:00 | 2014 | 4 | 21 | 11 | 734.155 | -20.178 | 713.977
2014-04-21 12:00 | 2014 | 4 | 21 | 12 | 735.154 | -20.168 | 714.986
2014-04-21 13:00 | 2014 | 4 | 21 | 13 | 738.445 | -20.619 | 717.826
2014-04-21 14:00 | 2014 | 4 | 21 | 14 | 742.858 | -22.05 | 720.808
2014-04-21 15:00 | 2014 | 4 | 21 | 15 | 754.565 | -23.468 | 731.097
2014-04-21 16:00 | 2014 | 4 | 21 | 16 | 760.176 | -23.855 | 736.321
2014-04-21 17:00 | 2014 | 4 | 21 | 17 | 761.761 | -24.053 | 737.708
2014-04-21 18:00 | 2014 | 4 | 21 | 18 | 754.736 | -23.369 | 731.367
2014-04-21 19:00 | 2014 | 4 | 21 | 19 | 743.01 | -22.968 | 720.042
2014-04-21 20:00 | 2014 | 4 | 21 | 20 | 733.237 | -22.521 | 710.716
2014-04-21 21:00 | 2014 | 4 | 21 | 21 | 756.548 | -23.06 | 733.488
2014-04-21 22:00 | 2014 | 4 | 21 | 22 | 743.059 | -20.939 | 722.12
2014-04-21 23:00 | 2014 | 4 | 21 | 23 | 694.03 | -18.675 | 675.355
2014-04-22 | 2014 | 4 | 22 | 0 | 643.253 | -18.343 | 624.91
2014-04-22 01:00 | 2014 | 4 | 22 | 1 | 593.148 | -17.088 | 576.06
2014-04-22 02:00 | 2014 | 4 | 22 | 2 | 569.7 | -15.868 | 553.832
2014-04-22 03:00 | 2014 | 4 | 22 | 3 | 553.541 | -15.298 | 538.243
2014-04-22 04:00 | 2014 | 4 | 22 | 4 | 548.328 | -14.662 | 533.666
2014-04-22 05:00 | 2014 | 4 | 22 | 5 | 556.262 | -15.783 | 540.479
2014-04-22 06:00 | 2014 | 4 | 22 | 6 | 585.492 | -17.162 | 568.33
2014-04-22 07:00 | 2014 | 4 | 22 | 7 | 654.531 | -18.713 | 635.818
2014-04-22 08:00 | 2014 | 4 | 22 | 8 | 669.187 | -19.302 | 649.885
2014-04-22 09:00 | 2014 | 4 | 22 | 9 | 679.352 | -19.344 | 660.008
2014-04-22 10:00 | 2014 | 4 | 22 | 10 | 697.843 | -20.093 | 677.75
2014-04-22 11:00 | 2014 | 4 | 22 | 11 | 702.065 | -19.415 | 682.65
2014-04-22 12:00 | 2014 | 4 | 22 | 12 | 717.164 | -20.034 | 697.13
2014-04-22 13:00 | 2014 | 4 | 22 | 13 | 711.796 | -19.675 | 692.121
2014-04-22 14:00 | 2014 | 4 | 22 | 14 | 717.456 | -20.508 | 696.948
2014-04-22 15:00 | 2014 | 4 | 22 | 15 | 717.825 | -20.21 | 697.615
2014-04-22 16:00 | 2014 | 4 | 22 | 16 | 711.453 | -20.52 | 690.933
2014-04-22 17:00 | 2014 | 4 | 22 | 17 | 714.636 | -21.563 | 693.073
2014-04-22 18:00 | 2014 | 4 | 22 | 18 | 714.499 | -22.496 | 692.003
2014-04-22 19:00 | 2014 | 4 | 22 | 19 | 706.047 | -22.343 | 683.704
2014-04-22 20:00 | 2014 | 4 | 22 | 20 | 691.786 | -21.258 | 670.528
2014-04-22 21:00 | 2014 | 4 | 22 | 21 | 715.31 | -21.373 | 693.937
2014-04-22 22:00 | 2014 | 4 | 22 | 22 | 714.03 | -20.587 | 693.443
2014-04-22 23:00 | 2014 | 4 | 22 | 23 | 662.382 | -19.1 | 643.282
2014-04-23 | 2014 | 4 | 23 | 0 | 616.731 | -19.112 | 597.619
2014-04-23 01:00 | 2014 | 4 | 23 | 1 | 578.182 | -18.233 | 559.949
2014-04-23 02:00 | 2014 | 4 | 23 | 2 | 549.691 | -15.485 | 534.206
2014-04-23 03:00 | 2014 | 4 | 23 | 3 | 543.868 | -14.586 | 529.282
2014-04-23 04:00 | 2014 | 4 | 23 | 4 | 548.294 | -14.457 | 533.837
2014-04-23 05:00 | 2014 | 4 | 23 | 5 | 557.723 | -15.198 | 542.525
2014-04-23 06:00 | 2014 | 4 | 23 | 6 | 605.517 | -17.101 | 588.416
2014-04-23 07:00 | 2014 | 4 | 23 | 7 | 701.52 | -20.506 | 681.014
2014-04-23 08:00 | 2014 | 4 | 23 | 8 | 742.727 | -22.535 | 720.192
2014-04-23 09:00 | 2014 | 4 | 23 | 9 | 761.415 | -23.211 | 738.204
2014-04-23 10:00 | 2014 | 4 | 23 | 10 | 741.485 | -23.374 | 718.111
2014-04-23 11:00 | 2014 | 4 | 23 | 11 | 725.282 | -22.902 | 702.38
2014-04-23 12:00 | 2014 | 4 | 23 | 12 | 716.239 | -22.739 | 693.5
2014-04-23 13:00 | 2014 | 4 | 23 | 13 | 706.175 | -22.243 | 683.932
2014-04-23 14:00 | 2014 | 4 | 23 | 14 | 701.136 | -22.245 | 678.891
2014-04-23 15:00 | 2014 | 4 | 23 | 15 | 695.185 | -20.913 | 674.272
2014-04-23 16:00 | 2014 | 4 | 23 | 16 | 686.219 | -19.908 | 666.311
2014-04-23 17:00 | 2014 | 4 | 23 | 17 | 678.785 | -18.979 | 659.806
2014-04-23 18:00 | 2014 | 4 | 23 | 18 | 678.194 | -18.96 | 659.234
2014-04-23 19:00 | 2014 | 4 | 23 | 19 | 670.503 | -19.098 | 651.405
2014-04-23 20:00 | 2014 | 4 | 23 | 20 | 668.466 | -19.37 | 649.096
2014-04-23 21:00 | 2014 | 4 | 23 | 21 | 700.991 | -21.085 | 679.906
2014-04-23 22:00 | 2014 | 4 | 23 | 22 | 711.711 | -20.038 | 691.673
2014-04-23 23:00 | 2014 | 4 | 23 | 23 | 686.576 | -18.791 | 667.785
2014-04-24 | 2014 | 4 | 24 | 0 | 654.07 | -17.847 | 636.223
2014-04-24 01:00 | 2014 | 4 | 24 | 1 | 623.749 | -19.063 | 604.686
2014-04-24 02:00 | 2014 | 4 | 24 | 2 | 610.263 | -18.649 | 591.614
2014-04-24 03:00 | 2014 | 4 | 24 | 3 | 603.314 | -18.798 | 584.516
2014-04-24 04:00 | 2014 | 4 | 24 | 4 | 615.099 | -19.274 | 595.825
2014-04-24 05:00 | 2014 | 4 | 24 | 5 | 632.781 | -21.032 | 611.749
2014-04-24 06:00 | 2014 | 4 | 24 | 6 | 672.387 | -21.142 | 651.245
2014-04-24 07:00 | 2014 | 4 | 24 | 7 | 752.088 | -22.691 | 729.397
2014-04-24 08:00 | 2014 | 4 | 24 | 8 | 789.424 | -24.393 | 765.031
2014-04-24 09:00 | 2014 | 4 | 24 | 9 | 787.166 | -24.499 | 762.667
2014-04-24 10:00 | 2014 | 4 | 24 | 10 | 767.647 | -25.489 | 742.158
2014-04-24 11:00 | 2014 | 4 | 24 | 11 | 737.594 | -23.392 | 714.202
2014-04-24 12:00 | 2014 | 4 | 24 | 12 | 704.521 | -21.863 | 682.658
2014-04-24 13:00 | 2014 | 4 | 24 | 13 | 702.923 | -22.288 | 680.635
2014-04-24 14:00 | 2014 | 4 | 24 | 14 | 694.834 | -22.161 | 672.673
2014-04-24 15:00 | 2014 | 4 | 24 | 15 | 697.466 | -21.628 | 675.838
2014-04-24 16:00 | 2014 | 4 | 24 | 16 | 695.072 | -21.502 | 673.57
2014-04-24 17:00 | 2014 | 4 | 24 | 17 | 701.871 | -22.3 | 679.571
2014-04-24 18:00 | 2014 | 4 | 24 | 18 | 702.119 | -23.143 | 678.976
2014-04-24 19:00 | 2014 | 4 | 24 | 19 | 687.365 | -21.736 | 665.629
2014-04-24 20:00 | 2014 | 4 | 24 | 20 | 682.828 | -20.501 | 662.327
2014-04-24 21:00 | 2014 | 4 | 24 | 21 | 713.477 | -19.668 | 693.809
2014-04-24 22:00 | 2014 | 4 | 24 | 22 | 709.416 | -18.584 | 690.832
2014-04-24 23:00 | 2014 | 4 | 24 | 23 | 675.696 | -18.099 | 657.597
2014-04-25 | 2014 | 4 | 25 | 0 | 637.973 | -18.953 | 619.02
2014-04-25 01:00 | 2014 | 4 | 25 | 1 | 605.902 | -19.593 | 586.309
2014-04-25 02:00 | 2014 | 4 | 25 | 2 | 582.386 | -17.499 | 564.887
2014-04-25 03:00 | 2014 | 4 | 25 | 3 | 569.566 | -16.555 | 553.011
2014-04-25 04:00 | 2014 | 4 | 25 | 4 | 567.419 | -16.736 | 550.683
2014-04-25 05:00 | 2014 | 4 | 25 | 5 | 585.992 | -18.083 | 567.909
2014-04-25 06:00 | 2014 | 4 | 25 | 6 | 607.14 | -18.567 | 588.573
2014-04-25 07:00 | 2014 | 4 | 25 | 7 | 677.658 | -19.155 | 658.503
2014-04-25 08:00 | 2014 | 4 | 25 | 8 | 719.449 | -20.415 | 699.034
2014-04-25 09:00 | 2014 | 4 | 25 | 9 | 723.507 | -21.573 | 701.934
2014-04-25 10:00 | 2014 | 4 | 25 | 10 | 740.896 | -22.533 | 718.363
2014-04-25 11:00 | 2014 | 4 | 25 | 11 | 762.762 | -23.706 | 739.056
2014-04-25 12:00 | 2014 | 4 | 25 | 12 | 741.64 | -23.727 | 717.913
2014-04-25 13:00 | 2014 | 4 | 25 | 13 | 724.347 | -23.093 | 701.254
2014-04-25 14:00 | 2014 | 4 | 25 | 14 | 723.393 | -23.129 | 700.264
2014-04-25 15:00 | 2014 | 4 | 25 | 15 | 703.108 | -22.649 | 680.459
2014-04-25 16:00 | 2014 | 4 | 25 | 16 | 707.537 | -21.924 | 685.613
2014-04-25 17:00 | 2014 | 4 | 25 | 17 | 697.14 | -21.47 | 675.67
2014-04-25 18:00 | 2014 | 4 | 25 | 18 | 693.907 | -21.457 | 672.45
2014-04-25 19:00 | 2014 | 4 | 25 | 19 | 690.203 | -21.674 | 668.529
2014-04-25 20:00 | 2014 | 4 | 25 | 20 | 682.224 | -20.901 | 661.323
2014-04-25 21:00 | 2014 | 4 | 25 | 21 | 700.753 | -20.582 | 680.171
2014-04-25 22:00 | 2014 | 4 | 25 | 22 | 697.664 | -19.641 | 678.023
2014-04-25 23:00 | 2014 | 4 | 25 | 23 | 674.997 | -17.321 | 657.676
2014-04-26 | 2014 | 4 | 26 | 0 | 651.99 | -15.54 | 636.45
2014-04-26 01:00 | 2014 | 4 | 26 | 1 | 624.31 | -14.381 | 609.929
2014-04-26 02:00 | 2014 | 4 | 26 | 2 | 606.765 | -12.857 | 593.908
2014-04-26 03:00 | 2014 | 4 | 26 | 3 | 602.971 | -12.409 | 590.562
2014-04-26 04:00 | 2014 | 4 | 26 | 4 | 605.111 | -12.351 | 592.76
2014-04-26 05:00 | 2014 | 4 | 26 | 5 | 609.936 | -12.564 | 597.372
2014-04-26 06:00 | 2014 | 4 | 26 | 6 | 626.949 | -13.116 | 613.833
2014-04-26 07:00 | 2014 | 4 | 26 | 7 | 645.256 | -13.192 | 632.064
2014-04-26 08:00 | 2014 | 4 | 26 | 8 | 659.85 | -13.595 | 646.255
2014-04-26 09:00 | 2014 | 4 | 26 | 9 | 675.808 | -13.913 | 661.895
2014-04-26 10:00 | 2014 | 4 | 26 | 10 | 666.505 | -13.848 | 652.657
2014-04-26 11:00 | 2014 | 4 | 26 | 11 | 656.615 | -13.851 | 642.764
2014-04-26 12:00 | 2014 | 4 | 26 | 12 | 652.264 | -13.69 | 638.574
2014-04-26 13:00 | 2014 | 4 | 26 | 13 | 654.695 | -14.106 | 640.589
2014-04-26 14:00 | 2014 | 4 | 26 | 14 | 652.742 | -13.844 | 638.898
2014-04-26 15:00 | 2014 | 4 | 26 | 15 | 658.959 | -14.433 | 644.526
2014-04-26 16:00 | 2014 | 4 | 26 | 16 | 667.238 | -14.928 | 652.31
2014-04-26 17:00 | 2014 | 4 | 26 | 17 | 677.127 | -16.053 | 661.074
2014-04-26 18:00 | 2014 | 4 | 26 | 18 | 682.811 | -16.998 | 665.813
2014-04-26 19:00 | 2014 | 4 | 26 | 19 | 671.076 | -16.308 | 654.768
2014-04-26 20:00 | 2014 | 4 | 26 | 20 | 663.016 | -15.307 | 647.709
2014-04-26 21:00 | 2014 | 4 | 26 | 21 | 677.437 | -15.619 | 661.818
2014-04-26 22:00 | 2014 | 4 | 26 | 22 | 681.708 | -15.802 | 665.906
2014-04-26 23:00 | 2014 | 4 | 26 | 23 | 648.169 | -14.437 | 633.732
2014-04-27 | 2014 | 4 | 27 | 0 | 606.793 | -13.475 | 593.318
2014-04-27 01:00 | 2014 | 4 | 27 | 1 | 572.763 | -13.059 | 559.704
2014-04-27 02:00 | 2014 | 4 | 27 | 2 | 552.419 | -11.671 | 540.748
2014-04-27 03:00 | 2014 | 4 | 27 | 3 | 544.885 | -11.127 | 533.758
2014-04-27 04:00 | 2014 | 4 | 27 | 4 | 543.135 | -11.598 | 531.537
2014-04-27 05:00 | 2014 | 4 | 27 | 5 | 544.867 | -12.024 | 532.843
2014-04-27 06:00 | 2014 | 4 | 27 | 6 | 556.933 | -13.045 | 543.888
2014-04-27 07:00 | 2014 | 4 | 27 | 7 | 573.417 | -13.611 | 559.806
2014-04-27 08:00 | 2014 | 4 | 27 | 8 | 595.336 | -14.003 | 581.333
2014-04-27 09:00 | 2014 | 4 | 27 | 9 | 628.819 | -16.177 | 612.642
2014-04-27 10:00 | 2014 | 4 | 27 | 10 | 624.194 | -16.427 | 607.767
2014-04-27 11:00 | 2014 | 4 | 27 | 11 | 621.465 | -16.735 | 604.73
2014-04-27 12:00 | 2014 | 4 | 27 | 12 | 620.94 | -17.077 | 603.863
2014-04-27 13:00 | 2014 | 4 | 27 | 13 | 640.78 | -16.91 | 623.87
2014-04-27 14:00 | 2014 | 4 | 27 | 14 | 656.028 | -17.145 | 638.883
2014-04-27 15:00 | 2014 | 4 | 27 | 15 | 677.103 | -17.674 | 659.429
2014-04-27 16:00 | 2014 | 4 | 27 | 16 | 700.674 | -18.813 | 681.861
2014-04-27 17:00 | 2014 | 4 | 27 | 17 | 716.287 | -19.087 | 697.2
2014-04-27 18:00 | 2014 | 4 | 27 | 18 | 726.081 | -18.926 | 707.155
2014-04-27 19:00 | 2014 | 4 | 27 | 19 | 721.515 | -17.53 | 703.985
2014-04-27 20:00 | 2014 | 4 | 27 | 20 | 697.459 | -16.903 | 680.556
2014-04-27 21:00 | 2014 | 4 | 27 | 21 | 722.497 | -18.39 | 704.107
2014-04-27 22:00 | 2014 | 4 | 27 | 22 | 709.051 | -18.075 | 690.976
2014-04-27 23:00 | 2014 | 4 | 27 | 23 | 667.353 | -16.933 | 650.42
2014-04-28 | 2014 | 4 | 28 | 0 | 619.671 | -16.065 | 603.606
2014-04-28 01:00 | 2014 | 4 | 28 | 1 | 581.034 | -14.054 | 566.98
2014-04-28 02:00 | 2014 | 4 | 28 | 2 | 557.812 | -12.417 | 545.395
2014-04-28 03:00 | 2014 | 4 | 28 | 3 | 547.663 | -11.829 | 535.834
2014-04-28 04:00 | 2014 | 4 | 28 | 4 | 541.151 | -12.192 | 528.959
2014-04-28 05:00 | 2014 | 4 | 28 | 5 | 550.397 | -12.617 | 537.78
2014-04-28 06:00 | 2014 | 4 | 28 | 6 | 576.044 | -14.295 | 561.749
2014-04-28 07:00 | 2014 | 4 | 28 | 7 | 632.166 | -16.555 | 615.611
2014-04-28 08:00 | 2014 | 4 | 28 | 8 | 664.475 | -16.802 | 647.673
2014-04-28 09:00 | 2014 | 4 | 28 | 9 | 692.561 | -17.392 | 675.169
2014-04-28 10:00 | 2014 | 4 | 28 | 10 | 720.182 | -18.587 | 701.595
2014-04-28 11:00 | 2014 | 4 | 28 | 11 | 739.429 | -19.495 | 719.934
2014-04-28 12:00 | 2014 | 4 | 28 | 12 | 743.766 | -19.313 | 724.453
2014-04-28 13:00 | 2014 | 4 | 28 | 13 | 744.352 | -19.675 | 724.677
2014-04-28 14:00 | 2014 | 4 | 28 | 14 | 749.858 | -19.561 | 730.297
2014-04-28 15:00 | 2014 | 4 | 28 | 15 | 748.524 | -19.576 | 728.948
2014-04-28 16:00 | 2014 | 4 | 28 | 16 | 748.595 | -19.997 | 728.598
2014-04-28 17:00 | 2014 | 4 | 28 | 17 | 749.108 | -20.277 | 728.831
2014-04-28 18:00 | 2014 | 4 | 28 | 18 | 741.315 | -20.182 | 721.133
2014-04-28 19:00 | 2014 | 4 | 28 | 19 | 728.893 | -20.286 | 708.607
2014-04-28 20:00 | 2014 | 4 | 28 | 20 | 729.943 | -19.195 | 710.748
2014-04-28 21:00 | 2014 | 4 | 28 | 21 | 740.063 | -17.749 | 722.314
2014-04-28 22:00 | 2014 | 4 | 28 | 22 | 729.573 | -16.802 | 712.771
2014-04-28 23:00 | 2014 | 4 | 28 | 23 | 693.433 | -15.084 | 678.349
2014-04-29 | 2014 | 4 | 29 | 0 | 654.277 | -13.639 | 640.638
2014-04-29 01:00 | 2014 | 4 | 29 | 1 | 606.9 | -12.464 | 594.436
2014-04-29 02:00 | 2014 | 4 | 29 | 2 | 583.419 | -11.568 | 571.851
2014-04-29 03:00 | 2014 | 4 | 29 | 3 | 578.074 | -10.882 | 567.192
2014-04-29 04:00 | 2014 | 4 | 29 | 4 | 557.793 | -10.54 | 547.253
2014-04-29 05:00 | 2014 | 4 | 29 | 5 | 558.957 | -11.357 | 547.6
2014-04-29 06:00 | 2014 | 4 | 29 | 6 | 582.428 | -13.133 | 569.295
2014-04-29 07:00 | 2014 | 4 | 29 | 7 | 658.882 | -16.725 | 642.157
2014-04-29 08:00 | 2014 | 4 | 29 | 8 | 705.819 | -18.077 | 687.742
2014-04-29 09:00 | 2014 | 4 | 29 | 9 | 718.409 | -17.981 | 700.428
2014-04-29 10:00 | 2014 | 4 | 29 | 10 | 732.288 | -19.211 | 713.077
2014-04-29 11:00 | 2014 | 4 | 29 | 11 | 720.069 | -18.998 | 701.071
2014-04-29 12:00 | 2014 | 4 | 29 | 12 | 724.833 | -19.457 | 705.376
2014-04-29 13:00 | 2014 | 4 | 29 | 13 | 744.331 | -19.452 | 724.879
2014-04-29 14:00 | 2014 | 4 | 29 | 14 | 753.974 | -19.814 | 734.16
2014-04-29 15:00 | 2014 | 4 | 29 | 15 | 763.514 | -21.024 | 742.49
2014-04-29 16:00 | 2014 | 4 | 29 | 16 | 766.763 | -20.843 | 745.92
2014-04-29 17:00 | 2014 | 4 | 29 | 17 | 781.233 | -21.623 | 759.61
2014-04-29 18:00 | 2014 | 4 | 29 | 18 | 786.5 | -21.519 | 764.981
2014-04-29 19:00 | 2014 | 4 | 29 | 19 | 776.504 | -20.504 | 756
2014-04-29 20:00 | 2014 | 4 | 29 | 20 | 756.411 | -19.488 | 736.923
2014-04-29 21:00 | 2014 | 4 | 29 | 21 | 774.25 | -18.679 | 755.571
2014-04-29 22:00 | 2014 | 4 | 29 | 22 | 765.455 | -17.051 | 748.404
2014-04-29 23:00 | 2014 | 4 | 29 | 23 | 720.137 | -15.261 | 704.876
2014-04-30 | 2014 | 4 | 30 | 0 | 653.983 | -14.988 | 638.995
2014-04-30 01:00 | 2014 | 4 | 30 | 1 | 610.316 | -14.125 | 596.191
2014-04-30 02:00 | 2014 | 4 | 30 | 2 | 571.13 | -12.787 | 558.343
2014-04-30 03:00 | 2014 | 4 | 30 | 3 | 557.875 | -12.55 | 545.325
2014-04-30 04:00 | 2014 | 4 | 30 | 4 | 568.44 | -12.852 | 555.588
2014-04-30 05:00 | 2014 | 4 | 30 | 5 | 566.699 | -12.713 | 553.986
2014-04-30 06:00 | 2014 | 4 | 30 | 6 | 588.657 | -14.41 | 574.247
2014-04-30 07:00 | 2014 | 4 | 30 | 7 | 650.674 | -16.076 | 634.598
2014-04-30 08:00 | 2014 | 4 | 30 | 8 | 690.776 | -17.102 | 673.674
2014-04-30 09:00 | 2014 | 4 | 30 | 9 | 709.243 | -17.191 | 692.052
2014-04-30 10:00 | 2014 | 4 | 30 | 10 | 721.912 | -17.947 | 703.965
2014-04-30 11:00 | 2014 | 4 | 30 | 11 | 717.581 | -17.368 | 700.213
2014-04-30 12:00 | 2014 | 4 | 30 | 12 | 723.925 | -17.628 | 706.297
2014-04-30 13:00 | 2014 | 4 | 30 | 13 | 732.066 | -18.355 | 713.711
2014-04-30 14:00 | 2014 | 4 | 30 | 14 | 745.022 | -19.117 | 725.905
2014-04-30 15:00 | 2014 | 4 | 30 | 15 | 750.39 | -19.964 | 730.426
2014-04-30 16:00 | 2014 | 4 | 30 | 16 | 737.419 | -20.169 | 717.25
2014-04-30 17:00 | 2014 | 4 | 30 | 17 | 741.661 | -20.581 | 721.08
2014-04-30 18:00 | 2014 | 4 | 30 | 18 | 749.389 | -20.748 | 728.641
2014-04-30 19:00 | 2014 | 4 | 30 | 19 | 742.047 | -19.764 | 722.283
2014-04-30 20:00 | 2014 | 4 | 30 | 20 | 740.211 | -19.063 | 721.148
2014-04-30 21:00 | 2014 | 4 | 30 | 21 | 755.2 | -18.144 | 737.056
2014-04-30 22:00 | 2014 | 4 | 30 | 22 | 747.916 | -16.842 | 731.074
2014-04-30 23:00 | 2014 | 4 | 30 | 23 | 701.259 | -15.986 | 685.273
2014-05-01 | 2014 | 5 | 1 | 0 | 659.036 | -16.16 | 642.876