## ku e365.00 Exhibit
Description | Size | Cost | Quantity | Avg Cost | n | y | x | est y | y*n^.5 | n^.5 | xn^.5
1 CONDUCTOR | 83.69 | 787710.67 | 115720 | 6.807 | 115720 | 6.807 | 83.69 | 1.2245 | 2315.5945 | 340.1764 | 28469.365
1/0 CONDUCTOR | 105.6 | 1166718.87 | 247264 | 4.7185 | 247264 | 4.7185 | 105.6 | 1.3121 | 2346.3121 | 497.2565 | 52510.2836
123,270 ACAR WIRE | 123.27 | 15545949.3 | 9048033 | 1.7182 | 9048033 | 1.7182 | 123.27 | 1.3827 | 5168.2101 | 3007.9948 | 370795.5248
195,700 ACAR WIRE | 195.7 | 2181982.8 | 1815854 | 1.2016 | 1815854 | 1.2016 | 195.7 | 1.6722 | 1619.2386 | 1347.5363 | 263712.8481
2/0 COPPER CONDUCTOR | 133.1 | 683344.27 | 648440 | 1.0538 | 648440 | 1.0538 | 133.1 | 1.422 | 848.6032 | 805.2577 | 107179.8029
20 M.A.W. MESSENGER WIRE | 20 | 2510875.21 | 1257889 | 1.9961 | 1257889 | 1.9961 | 20 | 0.97001 | 2238.7416 | 1121.5565 | 22431.1302
336,400 19 STR. ALL ALUMINUM | 336.4 | 7896534.44 | 5641385 | 1.3998 | 5641385 | 1.3998 | 336.4 | 2.2345 | 3324.6326 | 2375.16 | 799003.8222
392,500 24/13 ACAR WIRE | 392.5 | 1032139.22 | 882355 | 1.1698 | 882355 | 1.1698 | 392.5 | 2.4587 | 1098.7948 | 939.3375 | 368689.9815
4 COPPER CONDUCTOR | 41.74 | 11166434.41 | 11494338 | 0.97147 | 11494338 | 0.97147 | 41.74 | 1.0569 | 3293.6128 | 3390.3301 | 141512.3772
6 COPPER CONDUCTOR | 26.25 | 6297126.83 | 14969991 | 0.42065 | 14969991 | 0.42065 | 26.25 | 0.99498 | 1627.54 | 3869.1073 | 101564.0656
6A COPPER CONDUCTOR | 26.25 | 776041.34 | 99522 | 7.7977 | 99522 | 7.7977 | 26.25 | 0.99498 | 2459.9445 | 315.4711 | 8281.1158
795 MCM ALUMINUM CONDUCTOR | 795 | 44852609.86 | 10579084 | 4.2397 | 10579084 | 4.2397 | 795 | 4.0673 | 13789.9816 | 3252.5504 | 2585777.5552
8 COPPER CONDUCTOR | 16.51 | 572627.12 | 292367 | 1.9586 | 292367 | 1.9586 | 16.51 | 0.95606 | 1059.0287 | 540.7097 | 8927.1175
840,200 24/13 ACAR WIRE | 840.2 | 576093.95 | 212837 | 2.7067 | 212837 | 2.7067 | 840.2 | 4.2479 | 1248.7335 | 461.3426 | 387620.0575
#2 CONDUCTOR | 66.36 | 9648825.89 | 9402756 | 1.0262 | 9402756 | 1.0262 | 66.36 | 1.1553 | 3146.6387 | 3066.3914 | 203485.7309
1/0 CABLE | 105.6 | 38201146.14 | 22107346 | 1.728 | 22107346 | 1.728 | 105.6 | 1.3121 | 8124.7141 | 4701.845 | 496514.8275
101 MCM ACSR CONDUCTOR | 101 | 1181.18 | 250 | 4.7247 | 250 | 4.7247 | 101 | 1.2937 | 74.7044 | 15.8114 | 1596.9502
1272 MCM ACSR CONDUCTOR | 1272 | 78453.74 | 30063 | 2.6096 | 30063 | 2.6096 | 1272 | 5.9736 | 452.478 | 173.3869 | 220548.0741
200 MCM CABLE | 200 | 1627.11 | 500 | 3.2542 | 500 | 3.2542 | 200 | 1.6894 | 72.7666 | 22.3607 | 4472.136
3/0 CONDUCTOR | 167.8 | 5610202.89 | 2032233 | 2.7606 | 2032233 | 2.7606 | 167.8 | 1.5607 | 3935.4266 | 1425.5641 | 239209.6558
300 MCM COPPER CONDUCTOR | 300 | 3564.6 | 260 | 13.71 | 260 | 13.71 | 300 | 2.089 | 221.0671 | 16.1245 | 4837.3546
4/0 CONDUCTOR | 211.6 | 9192393.32 | 6532846 | 1.4071 | 6532846 | 1.4071 | 211.6 | 1.7357 | 3596.4778 | 2555.9433 | 540837.596
520 MCM CONDUCTOR | 520 | 98.28 | 30 | 3.276 | 30 | 3.276 | 520 | 2.9682 | 17.9434 | 5.4772 | 2848.1573
600 MCM CONDUCTOR | 600 | 90560.3 | 14160 | 6.3955 | 14160 | 6.3955 | 600 | 3.2879 | 761.0378 | 118.9958 | 71397.4789
636 MCM ALUMINUM CONDUCTOR | 636 | 3083.82 | 190 | 16.2306 | 190 | 16.2306 | 636 | 3.4318 | 223.7238 | 13.784 | 8766.655
7/C CONDUCTOR | 20.92 | 3543.53 | 500 | 7.0871 | 500 | 7.0871 | 20.92 | 0.97368 | 158.4715 | 22.3607 | 467.7854
80 MCM ACSR CONDUCTOR | 80 | 7736.84 | 3500 | 2.2105 | 3500 | 2.2105 | 80 | 1.2098 | 130.7765 | 59.1608 | 4732.8638
954 MCM ACSR CONDUCTOR | 954 | 14193.53 | 908 | 15.6316 | 908 | 15.6316 | 954 | 4.7027 | 471.0288 | 30.133 | 28746.9186
Weighted Linear Regression Statistics
Standard
| Estimate | Error
Size Coefficient ($ per MCM) | 0.0039965 | 0.00049914
Zero Intercept ($ per Unit) | 0.89008 | 0.14792
|  |  | 0.0039965 | 0.89008
R-Square | 0.91029 |  | 0.00049914 | 0.14792
|  |  | 0.91029 | 1139.0969
Plant Classification |  |  | 131.9192 | 26
|  |  | 342341265.3375 | 33736083.1683
Total Number of Units |  | 97430621
Zero Intercept |  | 0.89008
Zero Intercept Cost |  | 86720783.0527
Total Cost of Sample |  | 158902799.46
Percentage of Total |  | 0.54575
Percentage Classified as Customer-Related |  | 54.57%
Percentage Classified as Demand-Related |  | 45.43%

## ku e367.00 Exhibit
Description | Size | Cost | Quantity | Avg Cost | n | y | x | est y | y*n^.5 | n^.5 | xn^.5
#12 CABLE | 13.12 | 205379.63 | 76950 | 2.669 | 76950 | 2.669 | 13.12 | 3.1139 | 740.3772 | 277.3986 | 3639.47
1 CONDUCTOR | 83.69 | 363509.72 | 25784 | 14.0983 | 25784 | 14.0983 | 83.69 | 3.4657 | 2263.8147 | 160.574 | 13438.4356
1/0 CONDUCTOR | 105.6 | 442400.14 | 29323 | 15.0871 | 29323 | 15.0871 | 105.6 | 3.575 | 2583.5154 | 171.2396 | 18082.9016
1000 MCM CONDUCTOR | 1000 | 16663251.48 | 2053440 | 8.1148 | 2053440 | 8.1148 | 1000 | 8.0341 | 11628.3673 | 1432.9829 | 1432982.9029
2/0 COPPER CONDUCTOR | 133.1 | 1578325.63 | 556011 | 2.8387 | 556011 | 2.8387 | 133.1 | 3.7121 | 2116.6786 | 745.6615 | 99247.5392
250 MCM COPPER CONDUCTOR | 250 | 238897.61 | 179098 | 1.3339 | 179098 | 1.3339 | 250 | 4.2949 | 564.5032 | 423.1997 | 105799.9291
4 COPPER CONDUCTOR | 41.74 | 615869.87 | 603313 | 1.0208 | 603313 | 1.0208 | 41.74 | 3.2566 | 792.8985 | 776.7323 | 32420.8044
6 COPPER CONDUCTOR | 26.25 | 932008.09 | 315342 | 2.9555 | 315342 | 2.9555 | 26.25 | 3.1794 | 1659.6969 | 561.5532 | 14740.7716
750 MCM COPPER CONDUCTOR | 750 | 2034708.32 | 263893 | 7.7104 | 263893 | 7.7104 | 750 | 6.7877 | 3960.8485 | 513.7052 | 385278.8763
795 MCM ALUMINUM CONDUCTOR | 795 | 200933.94 | 42680 | 4.7079 | 42680 | 4.7079 | 795 | 7.0121 | 972.6153 | 206.5914 | 164240.1504
8 COPPER CONDUCTOR | 16.51 | 40615.72 | 27641 | 1.4694 | 27641 | 1.4694 | 16.51 | 3.1308 | 244.2965 | 166.2558 | 2744.8837
#2 CONDUCTOR | 66.36 | 15830503.74 | 3536317 | 4.4766 | 3536317 | 4.4766 | 66.36 | 3.3793 | 8418.1981 | 1880.5098 | 124790.6284
1/0 CABLE | 105.6 | 41903850.41 | 12165040 | 3.4446 | 12165040 | 3.4446 | 105.6 | 3.575 | 12014.2637 | 3487.8417 | 368316.0877
123,270 ACAR WIRE | 123.27 | 5370.94 | 496 | 10.8285 | 496 | 10.8285 | 123.27 | 3.6631 | 241.1623 | 22.2711 | 2745.3533
2000 MCM CABLE | 2000 | 4904.75 | 90 | 54.4972 | 90 | 54.4972 | 2000 | 13.0198 | 517.006 | 9.4868 | 18973.666
3/0 CONDUCTOR | 167.8 | 322311.91 | 30870 | 10.4409 | 30870 | 10.4409 | 167.8 | 3.8851 | 1834.4591 | 175.6986 | 29482.226
336,400 19 STR. ALL ALUMINUM | 336.4 | 94991.29 | 2149 | 44.2026 | 2149 | 44.2026 | 336.4 | 4.7257 | 2049.1114 | 46.3573 | 15594.5984
4/0 CONDUCTOR | 211.6 | 19800239.35 | 5104786 | 3.8788 | 5104786 | 3.8788 | 211.6 | 4.1035 | 8763.5823 | 2259.3773 | 478084.2468
600 MCM CONDUCTOR | 600 | 21636.43 | 1634 | 13.2414 | 1634 | 13.2414 | 600 | 6.0399 | 535.2536 | 40.4228 | 24253.6595
6A COPPER CONDUCTOR | 26.25 | 309784.89 | 53278 | 5.8145 | 53278 | 5.8145 | 26.25 | 3.1794 | 1342.1043 | 230.8203 | 6059.0323
840,200 24/13 ACAR WIRE | 840.2 | 177.03 | 108 | 1.6392 | 108 | 1.6392 | 840.2 | 7.2374 | 17.0347 | 10.3923 | 8731.6145
Weighted Linear Regression Statistics
|  |  | Standard | 0.0049856 | 3.0485
|  | Estimate | Error | 0.00085466 | 0.27702
|  |  |  | 0.95275 | 1086.2575
Size Coefficient ($ per MCM) |  | 0.0049856 | 0.00085466 | 191.537 | 19
Zero Intercept ($ per Unit) |  | 3.0485 | 0.27702 | 452010145.3074 | 22419152.1371
R-Square |  | 0.95275
Plant Classification
Total Number of Units |  | 25068243
Zero Intercept |  | 3.0485
Zero Intercept Cost |  | 76420587.7474
Total Cost of Sample |  | 101609670.89
Percentage of Total |  | 0.7521
Percentage Classified as Customer-Related |  | 75.21%
Percentage Classified as Demand-Related |  | 24.79%

## ku e368.00
Kentucky Utilities Company
Line Transformers Account E368.00
as of August 2014
E368.00-Line Transformers |  | Asset | Units | Original Cost
E368.00-Line Transformers | 2010-11-30 | TRANSFORMERS - OH 1P - .6 KVA | 1 | 473.46
E368.00-Line Transformers | 2003-01-01 | TRANSFORMERS - OH 1P - .6 KVA | 4 | 5877.45
E368.00-Line Transformers | 2012-02-29 | TRANSFORMERS - OH 1P - 1 KVA | 1 | 534.36
E368.00-Line Transformers | 2010-11-30 | TRANSFORMERS - OH 1P - 1 KVA | 15 | 7060.89
E368.00-Line Transformers | 1948-01-01 | TRANSFORMERS - OH 1P - 1.5 KVA | 1 | 69.33 |  | Size | Cost | Quantity | Avg Cost | n | y | x | est y | y*n^.5 | n^.5 | xn^.5
E368.00-Line Transformers | 1946-01-01 | TRANSFORMERS - OH 1P - 1.5 KVA | 4 | 198.17 | TRANSFORMERS - OH 1P - .6 KVA | 0.6 | 6350.91 | 5 | 1270.182 | 5 | 1270.182 | 0.6 | 260.6134 | 2840.2133 | 2.2361 | 1.3416
E368.00-Line Transformers | 1941-01-01 | TRANSFORMERS - OH 1P - 1.5 KVA | 51 | 3615.21 | TRANSFORMERS - OH 1P - 1 KVA | 1 | 7595.25 | 16 | 474.7031 | 16 | 474.7031 | 1 | 427.2112 | 1898.8125 | 4 | 4
E368.00-Line Transformers | 2013-09-01 | TRANSFORMERS - OH 1P - 10 KVA | 30 | 18278.38 | TRANSFORMERS - OH 1P - 1.5 KVA | 1.5 | 3882.71 | 56 | 69.3341 | 56 | 69.3341 | 1.5 | 635.4584 | 518.8489 | 7.4833 | 11.225
E368.00-Line Transformers | 2012-07-31 | TRANSFORMERS - OH 1P - 10 KVA | 87 | 43029.65 | TRANSFORMERS - OH 1P - 10 KVA | 10 | 9667665.43 | 28304 | 341.5653 | 28304 | 341.5653 | 10 | 4175.6607 | 57464.2449 | 168.2379 | 1682.3793
E368.00-Line Transformers | 2012-05-31 | TRANSFORMERS - OH 1P - 10 KVA | 40 | 25213.8 | TRANSFORMERS - OH 1P - 100 KVA | 100 | 5772267.36 | 4239 | 1361.705 | 4239 | 1361.705 | 100 | 41660.1564 | 88657.3468 | 65.1076 | 6510.7603
E368.00-Line Transformers | 2011-08-31 | TRANSFORMERS - OH 1P - 10 KVA | 2 | 7167.75 | TRANSFORMERS - OH 1P - 1250 KVA | 1250 | 148540.75 | 14 | 10610.0536 | 14 | 10610.0536 | 1250 | 520628.7116 | 39699.1853 | 3.7417 | 4677.0717
E368.00-Line Transformers | 2010-11-30 | TRANSFORMERS - OH 1P - 10 KVA | 754 | 389939.24 | TRANSFORMERS - OH 1P - 15 KVA | 15 | 26466888.56 | 53160 | 497.8722 | 53160 | 497.8722 | 15 | 6258.1327 | 114791.6775 | 230.5645 | 3458.4679
E368.00-Line Transformers | 2009-10-31 | TRANSFORMERS - OH 1P - 10 KVA | 26 | 92946.19 | TRANSFORMERS - OH 1P - 150 KVA | 150 | 9231.17 | 6 | 1538.5283 | 6 | 1538.5283 | 150 | 62484.8762 | 3768.6094 | 2.4495 | 367.4235
E368.00-Line Transformers | 2008-11-30 | TRANSFORMERS - OH 1P - 10 KVA | 962 | 444692.03 | TRANSFORMERS - OH 1P - 167 KVA | 167 | 4006048.52 | 2243 | 1786.0225 | 2243 | 1786.0225 | 167 | 69565.2809 | 84586.5999 | 47.3603 | 7909.1736
E368.00-Line Transformers | 2007-01-01 | TRANSFORMERS - OH 1P - 10 KVA | 122 | 19135.9 | TRANSFORMERS - OH 1P - 25 KVA | 25 | 37789610.73 | 60965 | 619.8575 | 60965 | 619.8575 | 25 | 10423.0767 | 153049.5754 | 246.9109 | 6172.7729
E368.00-Line Transformers | 2006-01-01 | TRANSFORMERS - OH 1P - 10 KVA | 296 | 181075.12 | TRANSFORMERS - OH 1P - 250 KVA | 250 | 1003782.95 | 308 | 3259.0356 | 308 | 3259.0356 | 250 | 104134.3157 | 57195.8418 | 17.5499 | 4387.4822
E368.00-Line Transformers | 2005-01-01 | TRANSFORMERS - OH 1P - 10 KVA | 231 | 123429.75 | TRANSFORMERS - OH 1P - 3 KVA | 3 | 88649.51 | 805 | 110.1236 | 805 | 110.1236 | 3 | 1260.2 | 3124.4847 | 28.3725 | 85.1176
E368.00-Line Transformers | 2004-01-01 | TRANSFORMERS - OH 1P - 10 KVA | 255 | 160585 | TRANSFORMERS - OH 1P - 333 KVA | 333 | 470066.43 | 131 | 3588.2934 | 131 | 3588.2934 | 333 | 138703.3506 | 41069.8947 | 11.4455 | 3811.3592
E368.00-Line Transformers | 2003-01-01 | TRANSFORMERS - OH 1P - 10 KVA | 293 | 90764 | TRANSFORMERS - OH 1P - 37.5 KVA | 37.5 | 22636426.68 | 30454 | 743.299 | 30454 | 743.299 | 37.5 | 15629.2566 | 129713.6559 | 174.5107 | 6544.1529
E368.00-Line Transformers | 2002-01-01 | TRANSFORMERS - OH 1P - 10 KVA | 400 | 56106.67 | TRANSFORMERS - OH 1P - 5 KVA | 5 | 841010.49 | 5585 | 150.5838 | 5585 | 150.5838 | 5 | 2093.1888 | 11253.5572 | 74.7329 | 373.6643
E368.00-Line Transformers | 2001-01-01 | TRANSFORMERS - OH 1P - 10 KVA | 318 | 92507.91 | TRANSFORMERS - OH 1P - 50 KVA | 50 | 22274810.83 | 18888 | 1179.3102 | 18888 | 1179.3102 | 50 | 20835.4366 | 162076.8686 | 137.4336 | 6871.681
E368.00-Line Transformers | 2000-01-01 | TRANSFORMERS - OH 1P - 10 KVA | 324 | 142501.76 | TRANSFORMERS - OH 1P - 500 KVA | 500 | 1117989.41 | 242 | 4619.791 | 242 | 4619.791 | 500 | 208257.9147 | 71867.0812 | 15.5563 | 7778.1746
E368.00-Line Transformers | 1998-01-01 | TRANSFORMERS - OH 1P - 10 KVA | 271 | 125813.29 | TRANSFORMERS - OH 1P - 667 KVA | 667 | 92692.95 | 17 | 5452.5265 | 17 | 5452.5265 | 667 | 277812.4788 | 22481.3426 | 4.1231 | 2750.1115
E368.00-Line Transformers | 1997-01-01 | TRANSFORMERS - OH 1P - 10 KVA | 418 | 199293.01 | TRANSFORMERS - OH 1P - 7.5 KVA | 7.5 | 5242.88 | 18 | 291.2711 | 18 | 291.2711 | 7.5 | 3134.4247 | 1235.7587 | 4.2426 | 31.8198
E368.00-Line Transformers | 1996-01-01 | TRANSFORMERS - OH 1P - 10 KVA | 492 | 224532.97 | TRANSFORMERS - OH 1P - 75 KVA | 75 | 7591450.84 | 6648 | 1141.915 | 6648 | 1141.915 | 75 | 31247.7965 | 93106.3451 | 81.5353 | 6115.1451
E368.00-Line Transformers | 1995-01-01 | TRANSFORMERS - OH 1P - 10 KVA | 563 | 272320.89 | TRANSFORMERS - OH 1P - 833 KVA | 833 | 269780.64 | 27 | 9991.8756 | 27 | 9991.8756 | 833 | 346950.5485 | 51919.3084 | 5.1962 | 4328.395
E368.00-Line Transformers | 1994-01-01 | TRANSFORMERS - OH 1P - 10 KVA | 847 | 483081.97 | TRANSFORMERS - PM 1P - 10 KVA | 10 | 138383.93 | 182 | 760.3513 | 182 | 760.3513 | 10 | 4175.6607 | 10257.6994 | 13.4907 | 134.9074
E368.00-Line Transformers | 1993-01-01 | TRANSFORMERS - OH 1P - 10 KVA | 823 | 428957 | TRANSFORMERS - PM 1P - 100 KVA | 100 | 2456794.87 | 1357 | 1810.4605 | 1357 | 1810.4605 | 100 | 41660.1564 | 66692.8033 | 36.8375 | 3683.7481
E368.00-Line Transformers | 1992-01-01 | TRANSFORMERS - OH 1P - 10 KVA | 445 | 215237.22 | TRANSFORMERS - PM 1P - 15 KVA | 15 | 2440177.42 | 2819 | 865.6181 | 2819 | 865.6181 | 15 | 6258.1327 | 45959.3488 | 53.0943 | 796.4138
E368.00-Line Transformers | 1991-01-01 | TRANSFORMERS - OH 1P - 10 KVA | 492 | 216285.49 | TRANSFORMERS - PM 1P - 150 KVA | 150 | 72670.89 | 16 | 4541.9306 | 16 | 4541.9306 | 150 | 62484.8762 | 18167.7225 | 4 | 600
E368.00-Line Transformers | 1990-01-01 | TRANSFORMERS - OH 1P - 10 KVA | 469 | 206333.03 | TRANSFORMERS - PM 1P - 167 KVA | 167 | 2025235.34 | 921 | 2198.9526 | 921 | 2198.9526 | 167 | 69565.2809 | 66733.7734 | 30.348 | 5068.113
E368.00-Line Transformers | 1989-01-01 | TRANSFORMERS - OH 1P - 10 KVA | 626 | 291128.17 | TRANSFORMERS - PM 1P - 225 KVA | 225 | 486.66 | 4 | 121.665 | 4 | 121.665 | 225 | 93721.9558 | 243.33 | 2 | 450
E368.00-Line Transformers | 1988-01-01 | TRANSFORMERS - OH 1P - 10 KVA | 672 | 282998.14 | TRANSFORMERS - PM 1P - 25 KVA | 25 | 9123245.22 | 9404 | 970.1452 | 9404 | 970.1452 | 25 | 10423.0767 | 94079.0749 | 96.9742 | 2424.3556
E368.00-Line Transformers | 1987-01-01 | TRANSFORMERS - OH 1P - 10 KVA | 523 | 203334.93 | TRANSFORMERS - PM 1P - 250 KVA | 250 | 1638685.69 | 448 | 3657.7806 | 448 | 3657.7806 | 250 | 104134.3157 | 77420.6217 | 21.166 | 5291.5026
E368.00-Line Transformers | 1986-01-01 | TRANSFORMERS - OH 1P - 10 KVA | 490 | 203693.54 | TRANSFORMERS - PM 1P - 333 KVA | 333 | 3901.9 | 2 | 1950.95 | 2 | 1950.95 | 333 | 138703.3506 | 2759.0599 | 1.4142 | 470.9331
E368.00-Line Transformers | 1985-01-01 | TRANSFORMERS - OH 1P - 10 KVA | 576 | 282224.47 | TRANSFORMERS - PM 1P - 37.5 KVA | 37.5 | 9333287.18 | 8873 | 1051.875 | 8873 | 1051.875 | 37.5 | 15629.2566 | 99083.0549 | 94.1966 | 3532.3726
E368.00-Line Transformers | 1984-01-01 | TRANSFORMERS - OH 1P - 10 KVA | 617 | 268781.27 | TRANSFORMERS - PM 1P - 50 KVA | 50 | 7870696.96 | 7020 | 1121.1819 | 7020 | 1121.1819 | 50 | 20835.4366 | 93938.7194 | 83.7854 | 4189.272
E368.00-Line Transformers | 1983-01-01 | TRANSFORMERS - OH 1P - 10 KVA | 1013 | 511348.89 | TRANSFORMERS - PM 1P - 500 KVA | 500 | 6978.58 | 1 | 6978.58 | 1 | 6978.58 | 500 | 208257.9147 | 6978.58 | 1 | 500
E368.00-Line Transformers | 1982-01-01 | TRANSFORMERS - OH 1P - 10 KVA | 474 | 229463.64 | TRANSFORMERS - PM 1P - 75 KVA | 75 | 4147323.94 | 2938 | 1411.6147 | 2938 | 1411.6147 | 75 | 31247.7965 | 76514.2037 | 54.2033 | 4065.2491
E368.00-Line Transformers | 1981-01-01 | TRANSFORMERS - OH 1P - 10 KVA | 314 | 127284.69 | TRANSFORMERS - PM 3P - 1000 KVA | 1000 | 4184505.78 | 354 | 11820.6378 | 354 | 11820.6378 | 1000 | 416505.1126 | 222403.9729 | 18.8149 | 18814.8877
E368.00-Line Transformers | 1980-01-01 | TRANSFORMERS - OH 1P - 10 KVA | 189 | 65754.28 | TRANSFORMERS - PM 3P - 112 KVA | 112 | 85072.96 | 31 | 2744.289 | 31 | 2744.289 | 112 | 46658.0891 | 15279.5547 | 5.5678 | 623.5896
E368.00-Line Transformers | 1979-01-01 | TRANSFORMERS - OH 1P - 10 KVA | 735 | 215514.69 | TRANSFORMERS - PM 3P - 112.5 KVA | 112.5 | 809578.1 | 227 | 3566.4233 | 227 | 3566.4233 | 112.5 | 46866.3363 | 53733.5858 | 15.0665 | 1694.9834
E368.00-Line Transformers | 1978-01-01 | TRANSFORMERS - OH 1P - 10 KVA | 690 | 220112.8 | TRANSFORMERS - PM 3P - 1250 KVA | 1250 | 14355.37 | 2 | 7177.685 | 2 | 7177.685 | 1250 | 520628.7116 | 10150.7795 | 1.4142 | 1767.767
E368.00-Line Transformers | 1977-01-01 | TRANSFORMERS - OH 1P - 10 KVA | 606 | 182871.03 | TRANSFORMERS - PM 3P - 150 KVA | 150 | 3189390.51 | 798 | 3996.73 | 798 | 3996.73 | 150 | 62484.8762 | 112903.2002 | 28.2489 | 4237.3341
E368.00-Line Transformers | 1976-01-01 | TRANSFORMERS - OH 1P - 10 KVA | 358 | 98823.21 | TRANSFORMERS - PM 3P - 1500 KVA | 1500 | 4272333.58 | 258 | 16559.4325 | 258 | 16559.4325 | 1500 | 624752.3106 | 265983.8707 | 16.0624 | 24093.5676
E368.00-Line Transformers | 1975-01-01 | TRANSFORMERS - OH 1P - 10 KVA | 136 | 34845.75 | TRANSFORMERS - PM 3P - 2000 KVA | 2000 | 2599166.05 | 113 | 23001.4695 | 113 | 23001.4695 | 2000 | 832999.5085 | 244508.9744 | 10.6301 | 21260.2916
E368.00-Line Transformers | 1974-01-01 | TRANSFORMERS - OH 1P - 10 KVA | 1258 | 263125.9 | TRANSFORMERS - PM 3P - 225 KVA | 225 | 2459547.83 | 549 | 4480.0507 | 549 | 4480.0507 | 225 | 93721.9558 | 104970.9434 | 23.4307 | 5271.9185
E368.00-Line Transformers | 1973-01-01 | TRANSFORMERS - OH 1P - 10 KVA | 1555 | 323636 | TRANSFORMERS - PM 3P - 2500 KVA | 2500 | 3154157.01 | 159 | 19837.4655 | 159 | 19837.4655 | 2500 | 1041246.7064 | 250140.9218 | 12.6095 | 31523.8005
E368.00-Line Transformers | 1972-01-01 | TRANSFORMERS - OH 1P - 10 KVA | 1423 | 254139.81 | TRANSFORMERS - PM 3P - 300 KVA | 300 | 5099742.68 | 956 | 5334.4589 | 956 | 5334.4589 | 300 | 124959.0355 | 164937.4657 | 30.9192 | 9275.7749
E368.00-Line Transformers | 1971-01-01 | TRANSFORMERS - OH 1P - 10 KVA | 936 | 173900.22 | TRANSFORMERS - PM 3P - 3000 KVA | 3000 | 573153.95 | 15 | 38210.2633 | 15 | 38210.2633 | 3000 | 1249493.9043 | 147987.7135 | 3.873 | 11618.95
E368.00-Line Transformers | 1970-01-01 | TRANSFORMERS - OH 1P - 10 KVA | 1065 | 197963.98 | TRANSFORMERS - PM 3P - 333 KVA | 333 | 117861.4 | 33 | 3571.5576 | 33 | 3571.5576 | 333 | 138703.3506 | 20517.0362 | 5.7446 | 1912.9394
E368.00-Line Transformers | 1969-01-01 | TRANSFORMERS - OH 1P - 10 KVA | 674 | 127462.46 | TRANSFORMERS - PM 3P - 45 KVA | 45 | 377611.64 | 118 | 3200.0986 | 118 | 3200.0986 | 45 | 18752.9646 | 34761.9691 | 10.8628 | 488.8251
E368.00-Line Transformers | 1968-01-01 | TRANSFORMERS - OH 1P - 10 KVA | 495 | 95031.05 | TRANSFORMERS - PM 3P - 500 KVA | 500 | 6860935.61 | 948 | 7237.2739 | 948 | 7237.2739 | 500 | 208257.9147 | 222832.8294 | 30.7896 | 15394.8043
E368.00-Line Transformers | 1967-01-01 | TRANSFORMERS - OH 1P - 10 KVA | 803 | 151849.89 | TRANSFORMERS - PM 3P - 75 KVA | 75 | 2142509.63 | 619 | 3461.2433 | 619 | 3461.2433 | 75 | 31247.7965 | 86114.7327 | 24.8797 | 1865.9783
E368.00-Line Transformers | 1966-01-01 | TRANSFORMERS - OH 1P - 10 KVA | 413 | 72380.12 | TRANSFORMERS - PM 3P - 750 KVA | 750 | 4914779.7 | 491 | 10009.7346 | 491 | 10009.7346 | 750 | 312381.5137 | 221800.9029 | 22.1585 | 16618.8899
E368.00-Line Transformers | 1965-01-01 | TRANSFORMERS - OH 1P - 10 KVA | 324 | 56357.53 | TRANSFORMERS - PM 3P - 833 KVA | 833 | 16413.78 | 3 | 5471.26 | 3 | 5471.26 | 833 | 346950.5485 | 9476.5003 | 1.7321 | 1442.7983
E368.00-Line Transformers | 1964-01-01 | TRANSFORMERS - OH 1P - 10 KVA | 358 | 63637.85
E368.00-Line Transformers | 1963-01-01 | TRANSFORMERS - OH 1P - 10 KVA | 412 | 71545.96
E368.00-Line Transformers | 1962-01-01 | TRANSFORMERS - OH 1P - 10 KVA | 260 | 51813.59
E368.00-Line Transformers | 1961-01-01 | TRANSFORMERS - OH 1P - 10 KVA | 338 | 70604.4 | Weighted Linear Regression Statistics
E368.00-Line Transformers | 1960-01-01 | TRANSFORMERS - OH 1P - 10 KVA | 239 | 52617.68 |  |  |  | Standard
E368.00-Line Transformers | 1959-01-01 | TRANSFORMERS - OH 1P - 10 KVA | 359 | 74643.16 |  |  | Estimate | Error
E368.00-Line Transformers | 1958-01-01 | TRANSFORMERS - OH 1P - 10 KVA | 300 | 63324.16 |  |  |  |  | 10.7168 | 416.4944
E368.00-Line Transformers | 1957-01-01 | TRANSFORMERS - OH 1P - 10 KVA | 66 | 14454.91 | Size Coefficient ($ per kVA) |  | 10.7168 | 0.44351 | 0.44351 | 53.9477
E368.00-Line Transformers | 1955-01-01 | TRANSFORMERS - OH 1P - 10 KVA | 29 | 6308.86 | Zero Intercept ($ per Unit) |  | 416.4944 | 53.9477 | 0.9475 | 25337.9309
E368.00-Line Transformers | 1953-01-01 | TRANSFORMERS - OH 1P - 10 KVA | 18 | 5460.38 |  |  |  |  | 442.1884 | 49
E368.00-Line Transformers | 2013-09-01 | TRANSFORMERS - OH 1P - 100 KVA | 19 | 47890.5 | R-Square |  | 0.9475 |  | 567779437775.2415 | 31458526278.7526
E368.00-Line Transformers | 2013-04-01 | TRANSFORMERS - OH 1P - 100 KVA | 14 | 34413.13
E368.00-Line Transformers | 2012-07-31 | TRANSFORMERS - OH 1P - 100 KVA | 83 | 148917.94
E368.00-Line Transformers | 2012-05-31 | TRANSFORMERS - OH 1P - 100 KVA | 25 | 69019.35
E368.00-Line Transformers | 2011-08-31 | TRANSFORMERS - OH 1P - 100 KVA | 3 | 104509.29 | Plant Classification
E368.00-Line Transformers | 2010-11-30 | TRANSFORMERS - OH 1P - 100 KVA | 156 | 430176.85
E368.00-Line Transformers | 2009-10-31 | TRANSFORMERS - OH 1P - 100 KVA | 2 | 18658 | Total Number of Units |  | 251790
E368.00-Line Transformers | 2008-11-30 | TRANSFORMERS - OH 1P - 100 KVA | 232 | 463085.69
E368.00-Line Transformers | 2007-01-01 | TRANSFORMERS - OH 1P - 100 KVA | 55 | 39330.19 | Zero Intercept |  | 416.4944
E368.00-Line Transformers | 2006-01-01 | TRANSFORMERS - OH 1P - 100 KVA | 83 | 186014.18
E368.00-Line Transformers | 2005-01-01 | TRANSFORMERS - OH 1P - 100 KVA | 65 | 125742.62 | Zero Intercept Cost |  | 104869123.9314
E368.00-Line Transformers | 2004-01-01 | TRANSFORMERS - OH 1P - 100 KVA | 108 | 227683.87
E368.00-Line Transformers | 2003-01-01 | TRANSFORMERS - OH 1P - 100 KVA | 113 | 167542.97 | Total Cost of Sample |  | 220398969.16
E368.00-Line Transformers | 2002-01-01 | TRANSFORMERS - OH 1P - 100 KVA | 117 | 66882
E368.00-Line Transformers | 2001-01-01 | TRANSFORMERS - OH 1P - 100 KVA | 87 | 35792.17 | Percentage of Total |  | 0.47581
E368.00-Line Transformers | 2000-01-01 | TRANSFORMERS - OH 1P - 100 KVA | 132 | 158984.82
E368.00-Line Transformers | 1998-01-01 | TRANSFORMERS - OH 1P - 100 KVA | 60 | 96007.23 | Percentage Classified as Customer-Related |  | 47.58%
E368.00-Line Transformers | 1997-01-01 | TRANSFORMERS - OH 1P - 100 KVA | 110 | 174182.45
E368.00-Line Transformers | 1996-01-01 | TRANSFORMERS - OH 1P - 100 KVA | 36 | 62380.4 | Percentage Classified as Demand-Related |  | 52.42%
E368.00-Line Transformers | 1995-01-01 | TRANSFORMERS - OH 1P - 100 KVA | 62 | 102615.52
E368.00-Line Transformers | 1994-01-01 | TRANSFORMERS - OH 1P - 100 KVA | 61 | 96728.83
E368.00-Line Transformers | 1993-01-01 | TRANSFORMERS - OH 1P - 100 KVA | 144 | 220699.02
E368.00-Line Transformers | 1992-01-01 | TRANSFORMERS - OH 1P - 100 KVA | 54 | 80003.57
E368.00-Line Transformers | 1991-01-01 | TRANSFORMERS - OH 1P - 100 KVA | 50 | 77107.73
E368.00-Line Transformers | 1990-01-01 | TRANSFORMERS - OH 1P - 100 KVA | 61 | 89576.98
E368.00-Line Transformers | 1989-01-01 | TRANSFORMERS - OH 1P - 100 KVA | 115 | 173005.3
E368.00-Line Transformers | 1988-01-01 | TRANSFORMERS - OH 1P - 100 KVA | 133 | 188578.02
E368.00-Line Transformers | 1987-01-01 | TRANSFORMERS - OH 1P - 100 KVA | 142 | 171508.35
E368.00-Line Transformers | 1986-01-01 | TRANSFORMERS - OH 1P - 100 KVA | 65 | 85572.36
E368.00-Line Transformers | 1985-01-01 | TRANSFORMERS - OH 1P - 100 KVA | 71 | 112488.79
E368.00-Line Transformers | 1984-01-01 | TRANSFORMERS - OH 1P - 100 KVA | 24 | 38111.64
E368.00-Line Transformers | 1983-01-01 | TRANSFORMERS - OH 1P - 100 KVA | 69 | 105907.79
E368.00-Line Transformers | 1982-01-01 | TRANSFORMERS - OH 1P - 100 KVA | 54 | 107444.29
E368.00-Line Transformers | 1981-01-01 | TRANSFORMERS - OH 1P - 100 KVA | 30 | 45148.17
E368.00-Line Transformers | 1980-01-01 | TRANSFORMERS - OH 1P - 100 KVA | 72 | 81347.4
E368.00-Line Transformers | 1979-01-01 | TRANSFORMERS - OH 1P - 100 KVA | 143 | 158677.01
E368.00-Line Transformers | 1978-01-01 | TRANSFORMERS - OH 1P - 100 KVA | 127 | 132257.12
E368.00-Line Transformers | 1977-01-01 | TRANSFORMERS - OH 1P - 100 KVA | 149 | 149503.85
E368.00-Line Transformers | 1976-01-01 | TRANSFORMERS - OH 1P - 100 KVA | 36 | 34457.26
E368.00-Line Transformers | 1975-01-01 | TRANSFORMERS - OH 1P - 100 KVA | 89 | 83961.26
E368.00-Line Transformers | 1974-01-01 | TRANSFORMERS - OH 1P - 100 KVA | 184 | 151956.16
E368.00-Line Transformers | 1973-01-01 | TRANSFORMERS - OH 1P - 100 KVA | 129 | 102286.27
E368.00-Line Transformers | 1972-01-01 | TRANSFORMERS - OH 1P - 100 KVA | 109 | 71803.91
E368.00-Line Transformers | 1971-01-01 | TRANSFORMERS - OH 1P - 100 KVA | 76 | 57502.51
E368.00-Line Transformers | 1970-01-01 | TRANSFORMERS - OH 1P - 100 KVA | 86 | 70891.41
E368.00-Line Transformers | 1969-01-01 | TRANSFORMERS - OH 1P - 100 KVA | 77 | 62426.88
E368.00-Line Transformers | 1968-01-01 | TRANSFORMERS - OH 1P - 100 KVA | 67 | 55633.47
E368.00-Line Transformers | 1967-01-01 | TRANSFORMERS - OH 1P - 100 KVA | 86 | 69293.53
E368.00-Line Transformers | 1966-01-01 | TRANSFORMERS - OH 1P - 100 KVA | 67 | 54466.21
E368.00-Line Transformers | 1965-01-01 | TRANSFORMERS - OH 1P - 100 KVA | 42 | 32699.7
E368.00-Line Transformers | 1964-01-01 | TRANSFORMERS - OH 1P - 100 KVA | 40 | 32444.85
E368.00-Line Transformers | 1963-01-01 | TRANSFORMERS - OH 1P - 100 KVA | 25 | 18948.55
E368.00-Line Transformers | 1998-01-01 | TRANSFORMERS - OH 1P - 1250 KVA | 1 | 20093.63
E368.00-Line Transformers | 1995-01-01 | TRANSFORMERS - OH 1P - 1250 KVA | 2 | 35131.16
E368.00-Line Transformers | 1984-01-01 | TRANSFORMERS - OH 1P - 1250 KVA | 3 | 36969.56
E368.00-Line Transformers | 1973-01-01 | TRANSFORMERS - OH 1P - 1250 KVA | 3 | 23641.25
E368.00-Line Transformers | 1972-01-01 | TRANSFORMERS - OH 1P - 1250 KVA | 1 | 7568.79
E368.00-Line Transformers | 1971-01-01 | TRANSFORMERS - OH 1P - 1250 KVA | 3 | 18315.74
E368.00-Line Transformers | 1969-01-01 | TRANSFORMERS - OH 1P - 1250 KVA | 1 | 6820.62
E368.00-Line Transformers | 2014-06-30 | TRANSFORMERS - OH 1P - 15 KVA | 955 | 675297.54
E368.00-Line Transformers | 2013-09-01 | TRANSFORMERS - OH 1P - 15 KVA | 664 | 462795.3
E368.00-Line Transformers | 2013-05-31 | TRANSFORMERS - OH 1P - 15 KVA | 4 | -0.02
E368.00-Line Transformers | 2013-04-01 | TRANSFORMERS - OH 1P - 15 KVA | 187 | 130241.36
E368.00-Line Transformers | 2012-07-31 | TRANSFORMERS - OH 1P - 15 KVA | 766 | 478043.87
E368.00-Line Transformers | 2012-05-31 | TRANSFORMERS - OH 1P - 15 KVA | 292 | 233212.64
E368.00-Line Transformers | 2011-08-01 | TRANSFORMERS - OH 1P - 15 KVA | 10 | -0.02
E368.00-Line Transformers | 2010-11-30 | TRANSFORMERS - OH 1P - 15 KVA | 2742 | 2103727.05
E368.00-Line Transformers | 2009-10-31 | TRANSFORMERS - OH 1P - 15 KVA | 298 | 1165842.61
E368.00-Line Transformers | 2008-11-30 | TRANSFORMERS - OH 1P - 15 KVA | 3070 | 1681102.03
E368.00-Line Transformers | 2007-01-01 | TRANSFORMERS - OH 1P - 15 KVA | 933 | 175840.32
E368.00-Line Transformers | 2006-01-01 | TRANSFORMERS - OH 1P - 15 KVA | 1095 | 715687.46
E368.00-Line Transformers | 2005-01-01 | TRANSFORMERS - OH 1P - 15 KVA | 835 | 494919.24
E368.00-Line Transformers | 2004-01-01 | TRANSFORMERS - OH 1P - 15 KVA | 1074 | 692129.82
E368.00-Line Transformers | 2003-01-01 | TRANSFORMERS - OH 1P - 15 KVA | 985 | 383568.8
E368.00-Line Transformers | 2002-01-01 | TRANSFORMERS - OH 1P - 15 KVA | 1973 | 308282.07
E368.00-Line Transformers | 2001-01-01 | TRANSFORMERS - OH 1P - 15 KVA | 1407 | 1625699.76
E368.00-Line Transformers | 2000-01-01 | TRANSFORMERS - OH 1P - 15 KVA | 1056 | 473604.27
E368.00-Line Transformers | 1998-01-01 | TRANSFORMERS - OH 1P - 15 KVA | 1159 | 633811.71
E368.00-Line Transformers | 1997-01-01 | TRANSFORMERS - OH 1P - 15 KVA | 1029 | 545729.08
E368.00-Line Transformers | 1996-01-01 | TRANSFORMERS - OH 1P - 15 KVA | 1435 | 767187.36
E368.00-Line Transformers | 1995-01-01 | TRANSFORMERS - OH 1P - 15 KVA | 1405 | 769288.68
E368.00-Line Transformers | 1994-01-01 | TRANSFORMERS - OH 1P - 15 KVA | 1346 | 775544.36
E368.00-Line Transformers | 1993-01-01 | TRANSFORMERS - OH 1P - 15 KVA | 1451 | 828100.01
E368.00-Line Transformers | 1992-01-01 | TRANSFORMERS - OH 1P - 15 KVA | 1024 | 556505.44
E368.00-Line Transformers | 1991-01-01 | TRANSFORMERS - OH 1P - 15 KVA | 980 | 495177.44
E368.00-Line Transformers | 1990-01-01 | TRANSFORMERS - OH 1P - 15 KVA | 1177 | 600340
E368.00-Line Transformers | 1989-01-01 | TRANSFORMERS - OH 1P - 15 KVA | 1162 | 611889.74
E368.00-Line Transformers | 1988-01-01 | TRANSFORMERS - OH 1P - 15 KVA | 1241 | 620549.73
E368.00-Line Transformers | 1987-01-01 | TRANSFORMERS - OH 1P - 15 KVA | 1146 | 491834.89
E368.00-Line Transformers | 1986-01-01 | TRANSFORMERS - OH 1P - 15 KVA | 978 | 480665.51
E368.00-Line Transformers | 1985-01-01 | TRANSFORMERS - OH 1P - 15 KVA | 841 | 446749.64
E368.00-Line Transformers | 1984-01-01 | TRANSFORMERS - OH 1P - 15 KVA | 932 | 466937.21
E368.00-Line Transformers | 1983-01-01 | TRANSFORMERS - OH 1P - 15 KVA | 1001 | 550869.76
E368.00-Line Transformers | 1982-01-01 | TRANSFORMERS - OH 1P - 15 KVA | 873 | 482174.56
E368.00-Line Transformers | 1981-01-01 | TRANSFORMERS - OH 1P - 15 KVA | 678 | 346716.86
E368.00-Line Transformers | 1980-01-01 | TRANSFORMERS - OH 1P - 15 KVA | 640 | 241250.86
E368.00-Line Transformers | 1979-01-01 | TRANSFORMERS - OH 1P - 15 KVA | 1111 | 393389.34
E368.00-Line Transformers | 1978-01-01 | TRANSFORMERS - OH 1P - 15 KVA | 1158 | 409419.42
E368.00-Line Transformers | 1977-01-01 | TRANSFORMERS - OH 1P - 15 KVA | 1346 | 454652.55
E368.00-Line Transformers | 1976-01-01 | TRANSFORMERS - OH 1P - 15 KVA | 1126 | 355074.03
E368.00-Line Transformers | 1975-01-01 | TRANSFORMERS - OH 1P - 15 KVA | 342 | 103682.41
E368.00-Line Transformers | 1974-01-01 | TRANSFORMERS - OH 1P - 15 KVA | 1181 | 301875.88
E368.00-Line Transformers | 1973-01-01 | TRANSFORMERS - OH 1P - 15 KVA | 1247 | 314720.37
E368.00-Line Transformers | 1972-01-01 | TRANSFORMERS - OH 1P - 15 KVA | 1050 | 234112.24
E368.00-Line Transformers | 1971-01-01 | TRANSFORMERS - OH 1P - 15 KVA | 826 | 199351.23
E368.00-Line Transformers | 1970-01-01 | TRANSFORMERS - OH 1P - 15 KVA | 940 | 227973.84
E368.00-Line Transformers | 1969-01-01 | TRANSFORMERS - OH 1P - 15 KVA | 754 | 181896.1
E368.00-Line Transformers | 1968-01-01 | TRANSFORMERS - OH 1P - 15 KVA | 398 | 97912.9
E368.00-Line Transformers | 1967-01-01 | TRANSFORMERS - OH 1P - 15 KVA | 679 | 163424.34
E368.00-Line Transformers | 1966-01-01 | TRANSFORMERS - OH 1P - 15 KVA | 444 | 100412.3
E368.00-Line Transformers | 1965-01-01 | TRANSFORMERS - OH 1P - 15 KVA | 480 | 106049.28
E368.00-Line Transformers | 1964-01-01 | TRANSFORMERS - OH 1P - 15 KVA | 298 | 67799.31
E368.00-Line Transformers | 1963-01-01 | TRANSFORMERS - OH 1P - 15 KVA | 265 | 60375.25
E368.00-Line Transformers | 1962-01-01 | TRANSFORMERS - OH 1P - 15 KVA | 62 | 15658.61
E368.00-Line Transformers | 1961-01-01 | TRANSFORMERS - OH 1P - 15 KVA | 188 | 52924.45
E368.00-Line Transformers | 1960-01-01 | TRANSFORMERS - OH 1P - 15 KVA | 268 | 74527.92
E368.00-Line Transformers | 1959-01-01 | TRANSFORMERS - OH 1P - 15 KVA | 153 | 40339.85
E368.00-Line Transformers | 2008-11-30 | TRANSFORMERS - OH 1P - 150 KVA | 1 | 6242.33
E368.00-Line Transformers | 2001-01-01 | TRANSFORMERS - OH 1P - 150 KVA | 1 | 597.2
E368.00-Line Transformers | 1983-01-01 | TRANSFORMERS - OH 1P - 150 KVA | 4 | 2391.64
E368.00-Line Transformers | 2013-09-01 | TRANSFORMERS - OH 1P - 167 KVA | 19 | 60126.9
E368.00-Line Transformers | 2012-07-31 | TRANSFORMERS - OH 1P - 167 KVA | 13 | 26562.61
E368.00-Line Transformers | 2012-05-31 | TRANSFORMERS - OH 1P - 167 KVA | 4 | 14611.19
E368.00-Line Transformers | 2010-11-30 | TRANSFORMERS - OH 1P - 167 KVA | 110 | 350508.64
E368.00-Line Transformers | 2008-11-30 | TRANSFORMERS - OH 1P - 167 KVA | 124 | 271366.81
E368.00-Line Transformers | 2007-01-01 | TRANSFORMERS - OH 1P - 167 KVA | 20 | 21261.66
E368.00-Line Transformers | 2006-01-01 | TRANSFORMERS - OH 1P - 167 KVA | 28 | 94795.7
E368.00-Line Transformers | 2005-01-01 | TRANSFORMERS - OH 1P - 167 KVA | 28 | 66988.29
E368.00-Line Transformers | 2004-01-01 | TRANSFORMERS - OH 1P - 167 KVA | 21 | 33554.43
E368.00-Line Transformers | 2003-01-01 | TRANSFORMERS - OH 1P - 167 KVA | 37 | 43881.82
E368.00-Line Transformers | 2002-01-01 | TRANSFORMERS - OH 1P - 167 KVA | 46 | 40022.59
E368.00-Line Transformers | 2001-01-01 | TRANSFORMERS - OH 1P - 167 KVA | 24 | 16095.37
E368.00-Line Transformers | 2000-01-01 | TRANSFORMERS - OH 1P - 167 KVA | 36 | 84831.18
E368.00-Line Transformers | 1998-01-01 | TRANSFORMERS - OH 1P - 167 KVA | 27 | 59662.16
E368.00-Line Transformers | 1997-01-01 | TRANSFORMERS - OH 1P - 167 KVA | 27 | 59894.92
E368.00-Line Transformers | 1996-01-01 | TRANSFORMERS - OH 1P - 167 KVA | 37 | 92592.99
E368.00-Line Transformers | 1995-01-01 | TRANSFORMERS - OH 1P - 167 KVA | 12 | 27770.22
E368.00-Line Transformers | 1994-01-01 | TRANSFORMERS - OH 1P - 167 KVA | 27 | 64170.56
E368.00-Line Transformers | 1993-01-01 | TRANSFORMERS - OH 1P - 167 KVA | 29 | 66247.08
E368.00-Line Transformers | 1992-01-01 | TRANSFORMERS - OH 1P - 167 KVA | 57 | 130521.53
E368.00-Line Transformers | 1991-01-01 | TRANSFORMERS - OH 1P - 167 KVA | 9 | 19817.3
E368.00-Line Transformers | 1990-01-01 | TRANSFORMERS - OH 1P - 167 KVA | 32 | 91755.65
E368.00-Line Transformers | 1989-01-01 | TRANSFORMERS - OH 1P - 167 KVA | 60 | 128240.68
E368.00-Line Transformers | 1988-01-01 | TRANSFORMERS - OH 1P - 167 KVA | 65 | 142737.72
E368.00-Line Transformers | 1987-01-01 | TRANSFORMERS - OH 1P - 167 KVA | 181 | 187699.55
E368.00-Line Transformers | 1986-01-01 | TRANSFORMERS - OH 1P - 167 KVA | 81 | 160152.99
E368.00-Line Transformers | 1985-01-01 | TRANSFORMERS - OH 1P - 167 KVA | 96 | 218735.29
E368.00-Line Transformers | 1984-01-01 | TRANSFORMERS - OH 1P - 167 KVA | 4 | 10211.57
E368.00-Line Transformers | 1983-01-01 | TRANSFORMERS - OH 1P - 167 KVA | 44 | 111216.98
E368.00-Line Transformers | 1982-01-01 | TRANSFORMERS - OH 1P - 167 KVA | 22 | 50370.54
E368.00-Line Transformers | 1981-01-01 | TRANSFORMERS - OH 1P - 167 KVA | 43 | 95170.97
E368.00-Line Transformers | 1980-01-01 | TRANSFORMERS - OH 1P - 167 KVA | 54 | 95149.32
E368.00-Line Transformers | 1979-01-01 | TRANSFORMERS - OH 1P - 167 KVA | 26 | 38743.59
E368.00-Line Transformers | 1978-01-01 | TRANSFORMERS - OH 1P - 167 KVA | 98 | 146681.77
E368.00-Line Transformers | 1977-01-01 | TRANSFORMERS - OH 1P - 167 KVA | 85 | 129693.81
E368.00-Line Transformers | 1976-01-01 | TRANSFORMERS - OH 1P - 167 KVA | 4 | 5242.21
E368.00-Line Transformers | 1975-01-01 | TRANSFORMERS - OH 1P - 167 KVA | 64 | 90798.6
E368.00-Line Transformers | 1974-01-01 | TRANSFORMERS - OH 1P - 167 KVA | 139 | 171937.54
E368.00-Line Transformers | 1973-01-01 | TRANSFORMERS - OH 1P - 167 KVA | 55 | 66920.42
E368.00-Line Transformers | 1972-01-01 | TRANSFORMERS - OH 1P - 167 KVA | 31 | 32881.31
E368.00-Line Transformers | 1971-01-01 | TRANSFORMERS - OH 1P - 167 KVA | 37 | 43360.48
E368.00-Line Transformers | 1970-01-01 | TRANSFORMERS - OH 1P - 167 KVA | 74 | 89510.51
E368.00-Line Transformers | 1969-01-01 | TRANSFORMERS - OH 1P - 167 KVA | 54 | 64905.01
E368.00-Line Transformers | 1968-01-01 | TRANSFORMERS - OH 1P - 167 KVA | 44 | 55529.98
E368.00-Line Transformers | 1967-01-01 | TRANSFORMERS - OH 1P - 167 KVA | 115 | 133118.08
E368.00-Line Transformers | 2013-09-01 | TRANSFORMERS - OH 1P - 25 KVA | 521 | 487787.41
E368.00-Line Transformers | 2013-04-01 | TRANSFORMERS - OH 1P - 25 KVA | 198 | 184523.72
E368.00-Line Transformers | 2012-12-31 | TRANSFORMERS - OH 1P - 25 KVA | 4 | 0.02
E368.00-Line Transformers | 2012-07-31 | TRANSFORMERS - OH 1P - 25 KVA | 786 | 646694.06
E368.00-Line Transformers | 2012-05-31 | TRANSFORMERS - OH 1P - 25 KVA | 217 | 240112.5
E368.00-Line Transformers | 2012-03-31 | TRANSFORMERS - OH 1P - 25 KVA | 0 | 0.02
E368.00-Line Transformers | 2011-12-31 | TRANSFORMERS - OH 1P - 25 KVA | 0 | -0.02
E368.00-Line Transformers | 2010-11-30 | TRANSFORMERS - OH 1P - 25 KVA | 2595 | 2945965.18
E368.00-Line Transformers | 2009-10-31 | TRANSFORMERS - OH 1P - 25 KVA | 273 | 1301736.58
E368.00-Line Transformers | 2008-11-30 | TRANSFORMERS - OH 1P - 25 KVA | 3874 | 2723693.32
E368.00-Line Transformers | 2008-01-01 | TRANSFORMERS - OH 1P - 25 KVA | 1 | 0.02
E368.00-Line Transformers | 2007-01-01 | TRANSFORMERS - OH 1P - 25 KVA | 1206 | 336970.84
E368.00-Line Transformers | 2006-01-01 | TRANSFORMERS - OH 1P - 25 KVA | 1336 | 1101764.53
E368.00-Line Transformers | 2005-01-01 | TRANSFORMERS - OH 1P - 25 KVA | 1199 | 897406.43
E368.00-Line Transformers | 2004-01-01 | TRANSFORMERS - OH 1P - 25 KVA | 1364 | 1077723.83
E368.00-Line Transformers | 2003-01-01 | TRANSFORMERS - OH 1P - 25 KVA | 1354 | 669014.71
E368.00-Line Transformers | 2002-01-01 | TRANSFORMERS - OH 1P - 25 KVA | 2475 | 438212.99
E368.00-Line Transformers | 2001-01-01 | TRANSFORMERS - OH 1P - 25 KVA | 1791 | 3271400.77
E368.00-Line Transformers | 2000-01-01 | TRANSFORMERS - OH 1P - 25 KVA | 1527 | 913953.01
E368.00-Line Transformers | 1998-01-01 | TRANSFORMERS - OH 1P - 25 KVA | 1556 | 1047151.4
E368.00-Line Transformers | 1997-01-01 | TRANSFORMERS - OH 1P - 25 KVA | 1350 | 867073.25
E368.00-Line Transformers | 1996-01-01 | TRANSFORMERS - OH 1P - 25 KVA | 1539 | 1018346.14
E368.00-Line Transformers | 1995-01-01 | TRANSFORMERS - OH 1P - 25 KVA | 1684 | 1124229.34
E368.00-Line Transformers | 1994-01-01 | TRANSFORMERS - OH 1P - 25 KVA | 1118 | 1089678.89
E368.00-Line Transformers | 1993-01-01 | TRANSFORMERS - OH 1P - 25 KVA | 1415 | 1025117.22
E368.00-Line Transformers | 1992-01-01 | TRANSFORMERS - OH 1P - 25 KVA | 1215 | 802686.12
E368.00-Line Transformers | 1991-01-01 | TRANSFORMERS - OH 1P - 25 KVA | 903 | 561045.35
E368.00-Line Transformers | 1990-01-01 | TRANSFORMERS - OH 1P - 25 KVA | 1205 | 722217.71
E368.00-Line Transformers | 1989-01-01 | TRANSFORMERS - OH 1P - 25 KVA | 1316 | 872664.88
E368.00-Line Transformers | 1988-01-01 | TRANSFORMERS - OH 1P - 25 KVA | 1438 | 886798.09
E368.00-Line Transformers | 1987-01-01 | TRANSFORMERS - OH 1P - 25 KVA | 1428 | 764869.13
E368.00-Line Transformers | 1986-01-01 | TRANSFORMERS - OH 1P - 25 KVA | 946 | 542821.65
E368.00-Line Transformers | 1985-01-01 | TRANSFORMERS - OH 1P - 25 KVA | 727 | 474614.05
E368.00-Line Transformers | 1984-01-01 | TRANSFORMERS - OH 1P - 25 KVA | 636 | 402152.52
E368.00-Line Transformers | 1983-01-01 | TRANSFORMERS - OH 1P - 25 KVA | 858 | 589677.78
E368.00-Line Transformers | 1982-01-01 | TRANSFORMERS - OH 1P - 25 KVA | 885 | 608699.69
E368.00-Line Transformers | 1981-01-01 | TRANSFORMERS - OH 1P - 25 KVA | 752 | 460443.65
E368.00-Line Transformers | 1980-01-01 | TRANSFORMERS - OH 1P - 25 KVA | 919 | 427233.72
E368.00-Line Transformers | 1979-01-01 | TRANSFORMERS - OH 1P - 25 KVA | 1308 | 572895.25
E368.00-Line Transformers | 1978-01-01 | TRANSFORMERS - OH 1P - 25 KVA | 1559 | 685318.92
E368.00-Line Transformers | 1977-01-01 | TRANSFORMERS - OH 1P - 25 KVA | 1992 | 840844.27
E368.00-Line Transformers | 1976-01-01 | TRANSFORMERS - OH 1P - 25 KVA | 1344 | 509168.66
E368.00-Line Transformers | 1975-01-01 | TRANSFORMERS - OH 1P - 25 KVA | 655 | 235520.13
E368.00-Line Transformers | 1974-01-01 | TRANSFORMERS - OH 1P - 25 KVA | 1608 | 494253.08
E368.00-Line Transformers | 1973-01-01 | TRANSFORMERS - OH 1P - 25 KVA | 1628 | 504885.06
E368.00-Line Transformers | 1972-01-01 | TRANSFORMERS - OH 1P - 25 KVA | 1478 | 409432.89
E368.00-Line Transformers | 1971-01-01 | TRANSFORMERS - OH 1P - 25 KVA | 1296 | 383796.46
E368.00-Line Transformers | 1970-01-01 | TRANSFORMERS - OH 1P - 25 KVA | 1371 | 407942.53
E368.00-Line Transformers | 1969-01-01 | TRANSFORMERS - OH 1P - 25 KVA | 930 | 277088.21
E368.00-Line Transformers | 1968-01-01 | TRANSFORMERS - OH 1P - 25 KVA | 607 | 192704.83
E368.00-Line Transformers | 1967-01-01 | TRANSFORMERS - OH 1P - 25 KVA | 772 | 232612.64
E368.00-Line Transformers | 1966-01-01 | TRANSFORMERS - OH 1P - 25 KVA | 575 | 163481.84
E368.00-Line Transformers | 1965-01-01 | TRANSFORMERS - OH 1P - 25 KVA | 481 | 133909.54
E368.00-Line Transformers | 1964-01-01 | TRANSFORMERS - OH 1P - 25 KVA | 329 | 94063.22
E368.00-Line Transformers | 1963-01-01 | TRANSFORMERS - OH 1P - 25 KVA | 310 | 88329.48
E368.00-Line Transformers | 1962-01-01 | TRANSFORMERS - OH 1P - 25 KVA | 31 | 10067.29
E368.00-Line Transformers | 1961-01-01 | TRANSFORMERS - OH 1P - 25 KVA | 29 | 10260.27
E368.00-Line Transformers | 1957-01-01 | TRANSFORMERS - OH 1P - 25 KVA | 51 | 18555.66
E368.00-Line Transformers | 2013-09-01 | TRANSFORMERS - OH 1P - 250 KVA | 3 | 12178.96
E368.00-Line Transformers | 2012-07-31 | TRANSFORMERS - OH 1P - 250 KVA | 4 | 23180.35
E368.00-Line Transformers | 2010-11-30 | TRANSFORMERS - OH 1P - 250 KVA | 12 | 47276.49
E368.00-Line Transformers | 2008-11-30 | TRANSFORMERS - OH 1P - 250 KVA | 15 | 40937.95
E368.00-Line Transformers | 2007-01-01 | TRANSFORMERS - OH 1P - 250 KVA | 2 | 1482.54
E368.00-Line Transformers | 2006-01-01 | TRANSFORMERS - OH 1P - 250 KVA | 7 | 42354.04
E368.00-Line Transformers | 2005-01-01 | TRANSFORMERS - OH 1P - 250 KVA | 20 | 169671.35
E368.00-Line Transformers | 2004-01-01 | TRANSFORMERS - OH 1P - 250 KVA | 8 | 26156.49
E368.00-Line Transformers | 2003-01-01 | TRANSFORMERS - OH 1P - 250 KVA | 4 | 6796.95
E368.00-Line Transformers | 2002-01-01 | TRANSFORMERS - OH 1P - 250 KVA | 3 | 40341.23
E368.00-Line Transformers | 2001-01-01 | TRANSFORMERS - OH 1P - 250 KVA | 3 | 14122.6
E368.00-Line Transformers | 1998-01-01 | TRANSFORMERS - OH 1P - 250 KVA | 4 | 15155.15
E368.00-Line Transformers | 1997-01-01 | TRANSFORMERS - OH 1P - 250 KVA | 1 | 3663.54
E368.00-Line Transformers | 1996-01-01 | TRANSFORMERS - OH 1P - 250 KVA | 2 | 7315.77
E368.00-Line Transformers | 1995-01-01 | TRANSFORMERS - OH 1P - 250 KVA | 7 | 24408.48
E368.00-Line Transformers | 1994-01-01 | TRANSFORMERS - OH 1P - 250 KVA | 8 | 26367.65
E368.00-Line Transformers | 1993-01-01 | TRANSFORMERS - OH 1P - 250 KVA | 3 | 9827.64
E368.00-Line Transformers | 1992-01-01 | TRANSFORMERS - OH 1P - 250 KVA | 2 | 7629.05
E368.00-Line Transformers | 1991-01-01 | TRANSFORMERS - OH 1P - 250 KVA | 5 | 20032.56
E368.00-Line Transformers | 1989-01-01 | TRANSFORMERS - OH 1P - 250 KVA | 5 | 16544.54
E368.00-Line Transformers | 1988-01-01 | TRANSFORMERS - OH 1P - 250 KVA | 22 | 69466
E368.00-Line Transformers | 1987-01-01 | TRANSFORMERS - OH 1P - 250 KVA | 12 | 39366.71
E368.00-Line Transformers | 1985-01-01 | TRANSFORMERS - OH 1P - 250 KVA | 20 | 70043.18
E368.00-Line Transformers | 1983-01-01 | TRANSFORMERS - OH 1P - 250 KVA | 6 | 18635.01
E368.00-Line Transformers | 1982-01-01 | TRANSFORMERS - OH 1P - 250 KVA | 6 | 17742.51
E368.00-Line Transformers | 1981-01-01 | TRANSFORMERS - OH 1P - 250 KVA | 1 | 2596.06
E368.00-Line Transformers | 1979-01-01 | TRANSFORMERS - OH 1P - 250 KVA | 9 | 21713.22
E368.00-Line Transformers | 1978-01-01 | TRANSFORMERS - OH 1P - 250 KVA | 17 | 42166.37
E368.00-Line Transformers | 1975-01-01 | TRANSFORMERS - OH 1P - 250 KVA | 21 | 40450.01
E368.00-Line Transformers | 1974-01-01 | TRANSFORMERS - OH 1P - 250 KVA | 6 | 10084.16
E368.00-Line Transformers | 1973-01-01 | TRANSFORMERS - OH 1P - 250 KVA | 11 | 17909.82
E368.00-Line Transformers | 1972-01-01 | TRANSFORMERS - OH 1P - 250 KVA | 13 | 19552.36
E368.00-Line Transformers | 1971-01-01 | TRANSFORMERS - OH 1P - 250 KVA | 7 | 11349.25
E368.00-Line Transformers | 1970-01-01 | TRANSFORMERS - OH 1P - 250 KVA | 5 | 9189.46
E368.00-Line Transformers | 1969-01-01 | TRANSFORMERS - OH 1P - 250 KVA | 8 | 14067.7
E368.00-Line Transformers | 1968-01-01 | TRANSFORMERS - OH 1P - 250 KVA | 10 | 17738.05
E368.00-Line Transformers | 1967-01-01 | TRANSFORMERS - OH 1P - 250 KVA | 7 | 11290
E368.00-Line Transformers | 1966-01-01 | TRANSFORMERS - OH 1P - 250 KVA | 9 | 14979.75
E368.00-Line Transformers | 2010-11-30 | TRANSFORMERS - OH 1P - 3 KVA | 18 | 8522.13
E368.00-Line Transformers | 2008-11-30 | TRANSFORMERS - OH 1P - 3 KVA | 27 | 12270.37
E368.00-Line Transformers | 1974-01-01 | TRANSFORMERS - OH 1P - 3 KVA | 1 | 142.55
E368.00-Line Transformers | 1968-01-01 | TRANSFORMERS - OH 1P - 3 KVA | 3 | 128.04
E368.00-Line Transformers | 1958-01-01 | TRANSFORMERS - OH 1P - 3 KVA | 7 | 864.83
E368.00-Line Transformers | 1956-01-01 | TRANSFORMERS - OH 1P - 3 KVA | 7 | 811.55
E368.00-Line Transformers | 1955-01-01 | TRANSFORMERS - OH 1P - 3 KVA | 10 | 1110.42
E368.00-Line Transformers | 1954-01-01 | TRANSFORMERS - OH 1P - 3 KVA | 7 | 768
E368.00-Line Transformers | 1953-01-01 | TRANSFORMERS - OH 1P - 3 KVA | 22 | 2960.23
E368.00-Line Transformers | 1952-01-01 | TRANSFORMERS - OH 1P - 3 KVA | 105 | 11390.08
E368.00-Line Transformers | 1951-01-01 | TRANSFORMERS - OH 1P - 3 KVA | 120 | 12740.91
E368.00-Line Transformers | 1950-01-01 | TRANSFORMERS - OH 1P - 3 KVA | 59 | 4770.88
E368.00-Line Transformers | 1949-01-01 | TRANSFORMERS - OH 1P - 3 KVA | 196 | 15894.96
E368.00-Line Transformers | 1948-01-01 | TRANSFORMERS - OH 1P - 3 KVA | 17 | 1439.34
E368.00-Line Transformers | 1947-01-01 | TRANSFORMERS - OH 1P - 3 KVA | 52 | 4568.92
E368.00-Line Transformers | 1945-01-01 | TRANSFORMERS - OH 1P - 3 KVA | 60 | 3588.15
E368.00-Line Transformers | 1943-01-01 | TRANSFORMERS - OH 1P - 3 KVA | 23 | 1181.75
E368.00-Line Transformers | 1941-01-01 | TRANSFORMERS - OH 1P - 3 KVA | 71 | 5496.4
E368.00-Line Transformers | 2012-05-31 | TRANSFORMERS - OH 1P - 333 KVA | 2 | 12293.17
E368.00-Line Transformers | 2010-11-30 | TRANSFORMERS - OH 1P - 333 KVA | 11 | 57150.05
E368.00-Line Transformers | 2008-11-30 | TRANSFORMERS - OH 1P - 333 KVA | 4 | 27748.69
E368.00-Line Transformers | 2007-01-01 | TRANSFORMERS - OH 1P - 333 KVA | 2 | 2469.51
E368.00-Line Transformers | 2006-01-01 | TRANSFORMERS - OH 1P - 333 KVA | 1 | 8449.93
E368.00-Line Transformers | 2005-01-01 | TRANSFORMERS - OH 1P - 333 KVA | 11 | 40818.4
E368.00-Line Transformers | 2004-01-01 | TRANSFORMERS - OH 1P - 333 KVA | 3 | 33178.52
E368.00-Line Transformers | 2003-01-01 | TRANSFORMERS - OH 1P - 333 KVA | 3 | 11676.92
E368.00-Line Transformers | 2002-01-01 | TRANSFORMERS - OH 1P - 333 KVA | 4 | 16306.99
E368.00-Line Transformers | 2001-01-01 | TRANSFORMERS - OH 1P - 333 KVA | 2 | 483.8
E368.00-Line Transformers | 2000-01-01 | TRANSFORMERS - OH 1P - 333 KVA | 1 | 4369.66
E368.00-Line Transformers | 1997-01-01 | TRANSFORMERS - OH 1P - 333 KVA | 4 | 16950.52
E368.00-Line Transformers | 1996-01-01 | TRANSFORMERS - OH 1P - 333 KVA | 4 | 16823.85
E368.00-Line Transformers | 1995-01-01 | TRANSFORMERS - OH 1P - 333 KVA | 3 | 11417.65
E368.00-Line Transformers | 1994-01-01 | TRANSFORMERS - OH 1P - 333 KVA | 3 | 12413.98
E368.00-Line Transformers | 1992-01-01 | TRANSFORMERS - OH 1P - 333 KVA | 3 | 12232.56
E368.00-Line Transformers | 1989-01-01 | TRANSFORMERS - OH 1P - 333 KVA | 1 | 5229.37
E368.00-Line Transformers | 1988-01-01 | TRANSFORMERS - OH 1P - 333 KVA | 6 | 22453.51
E368.00-Line Transformers | 1986-01-01 | TRANSFORMERS - OH 1P - 333 KVA | 2 | 6482.59
E368.00-Line Transformers | 1984-01-01 | TRANSFORMERS - OH 1P - 333 KVA | 2 | 6989.44
E368.00-Line Transformers | 1983-01-01 | TRANSFORMERS - OH 1P - 333 KVA | 4 | 12126.42
E368.00-Line Transformers | 1982-01-01 | TRANSFORMERS - OH 1P - 333 KVA | 1 | 3905.65
E368.00-Line Transformers | 1980-01-01 | TRANSFORMERS - OH 1P - 333 KVA | 2 | 5047.07
E368.00-Line Transformers | 1979-01-01 | TRANSFORMERS - OH 1P - 333 KVA | 7 | 19016.08
E368.00-Line Transformers | 1978-01-01 | TRANSFORMERS - OH 1P - 333 KVA | 7 | 21155.36
E368.00-Line Transformers | 1974-01-01 | TRANSFORMERS - OH 1P - 333 KVA | 3 | 6682.19
E368.00-Line Transformers | 1973-01-01 | TRANSFORMERS - OH 1P - 333 KVA | 7 | 14361.53
E368.00-Line Transformers | 1972-01-01 | TRANSFORMERS - OH 1P - 333 KVA | 9 | 23176.77
E368.00-Line Transformers | 1971-01-01 | TRANSFORMERS - OH 1P - 333 KVA | 1 | 2413.03
E368.00-Line Transformers | 1970-01-01 | TRANSFORMERS - OH 1P - 333 KVA | 4 | 7807.7
E368.00-Line Transformers | 1968-01-01 | TRANSFORMERS - OH 1P - 333 KVA | 14 | 28435.52
E368.00-Line Transformers | 2014-06-30 | TRANSFORMERS - OH 1P - 37.5 KVA | 14 | 15831.87
E368.00-Line Transformers | 2013-09-01 | TRANSFORMERS - OH 1P - 37.5 KVA | 285 | 319896.35
E368.00-Line Transformers | 2013-05-30 | TRANSFORMERS - OH 1P - 37.5 KVA | 4 | -0.01
E368.00-Line Transformers | 2013-04-01 | TRANSFORMERS - OH 1P - 37.5 KVA | 117 | 129679.81
E368.00-Line Transformers | 2012-07-31 | TRANSFORMERS - OH 1P - 37.5 KVA | 425 | 395608.45
E368.00-Line Transformers | 2012-05-31 | TRANSFORMERS - OH 1P - 37.5 KVA | 217 | 280400.79
E368.00-Line Transformers | 2011-08-31 | TRANSFORMERS - OH 1P - 37.5 KVA | 7 | 109346.88
E368.00-Line Transformers | 2011-03-31 | TRANSFORMERS - OH 1P - 37.5 KVA | 3 | -0.02
E368.00-Line Transformers | 2010-11-30 | TRANSFORMERS - OH 1P - 37.5 KVA | 1178 | 1294217.21
E368.00-Line Transformers | 2009-10-31 | TRANSFORMERS - OH 1P - 37.5 KVA | 196 | 1165952.89
E368.00-Line Transformers | 2009-10-13 | TRANSFORMERS - OH 1P - 37.5 KVA | 2 | 6762.98
E368.00-Line Transformers | 2008-11-30 | TRANSFORMERS - OH 1P - 37.5 KVA | 1817 | 1223614.68
E368.00-Line Transformers | 2008-01-01 | TRANSFORMERS - OH 1P - 37.5 KVA | 1 | -0.01
E368.00-Line Transformers | 2007-01-01 | TRANSFORMERS - OH 1P - 37.5 KVA | 595 | 206822.74
E368.00-Line Transformers | 2006-01-01 | TRANSFORMERS - OH 1P - 37.5 KVA | 782 | 781057.79
E368.00-Line Transformers | 2005-01-01 | TRANSFORMERS - OH 1P - 37.5 KVA | 719 | 698685.33
E368.00-Line Transformers | 2004-01-01 | TRANSFORMERS - OH 1P - 37.5 KVA | 794 | 738370.78
E368.00-Line Transformers | 2003-01-01 | TRANSFORMERS - OH 1P - 37.5 KVA | 802 | 502397.17
E368.00-Line Transformers | 2002-01-01 | TRANSFORMERS - OH 1P - 37.5 KVA | 1347 | 302336.26
E368.00-Line Transformers | 2001-01-01 | TRANSFORMERS - OH 1P - 37.5 KVA | 993 | 1293910.42
E368.00-Line Transformers | 2000-01-01 | TRANSFORMERS - OH 1P - 37.5 KVA | 831 | 655247.43
E368.00-Line Transformers | 1998-01-01 | TRANSFORMERS - OH 1P - 37.5 KVA | 706 | 574803.14
E368.00-Line Transformers | 1997-01-01 | TRANSFORMERS - OH 1P - 37.5 KVA | 720 | 564482.46
E368.00-Line Transformers | 1996-01-01 | TRANSFORMERS - OH 1P - 37.5 KVA | 893 | 696418.18
E368.00-Line Transformers | 1995-01-01 | TRANSFORMERS - OH 1P - 37.5 KVA | 814 | 645416.37
E368.00-Line Transformers | 1994-01-01 | TRANSFORMERS - OH 1P - 37.5 KVA | 758 | 613641.77
E368.00-Line Transformers | 1993-01-01 | TRANSFORMERS - OH 1P - 37.5 KVA | 665 | 536785.26
E368.00-Line Transformers | 1992-01-01 | TRANSFORMERS - OH 1P - 37.5 KVA | 519 | 401605.32
E368.00-Line Transformers | 1991-01-01 | TRANSFORMERS - OH 1P - 37.5 KVA | 518 | 384511.18
E368.00-Line Transformers | 1990-01-01 | TRANSFORMERS - OH 1P - 37.5 KVA | 578 | 424880.44
E368.00-Line Transformers | 1989-01-01 | TRANSFORMERS - OH 1P - 37.5 KVA | 655 | 493331.06
E368.00-Line Transformers | 1988-01-01 | TRANSFORMERS - OH 1P - 37.5 KVA | 759 | 571298.83
E368.00-Line Transformers | 1987-01-01 | TRANSFORMERS - OH 1P - 37.5 KVA | 842 | 546567.35
E368.00-Line Transformers | 1986-01-01 | TRANSFORMERS - OH 1P - 37.5 KVA | 632 | 417657.31
E368.00-Line Transformers | 1985-01-01 | TRANSFORMERS - OH 1P - 37.5 KVA | 502 | 419589.57
E368.00-Line Transformers | 1984-01-01 | TRANSFORMERS - OH 1P - 37.5 KVA | 323 | 263202.27
E368.00-Line Transformers | 1983-01-01 | TRANSFORMERS - OH 1P - 37.5 KVA | 410 | 359644.78
E368.00-Line Transformers | 1982-01-01 | TRANSFORMERS - OH 1P - 37.5 KVA | 542 | 463295.73
E368.00-Line Transformers | 1981-01-01 | TRANSFORMERS - OH 1P - 37.5 KVA | 363 | 271556.4
E368.00-Line Transformers | 1980-01-01 | TRANSFORMERS - OH 1P - 37.5 KVA | 479 | 290800.03
E368.00-Line Transformers | 1979-01-01 | TRANSFORMERS - OH 1P - 37.5 KVA | 859 | 467462.84
E368.00-Line Transformers | 1978-01-01 | TRANSFORMERS - OH 1P - 37.5 KVA | 823 | 467668.67
E368.00-Line Transformers | 1977-01-01 | TRANSFORMERS - OH 1P - 37.5 KVA | 979 | 531414.07
E368.00-Line Transformers | 1976-01-01 | TRANSFORMERS - OH 1P - 37.5 KVA | 441 | 220654.52
E368.00-Line Transformers | 1975-01-01 | TRANSFORMERS - OH 1P - 37.5 KVA | 426 | 202353.19
E368.00-Line Transformers | 1974-01-01 | TRANSFORMERS - OH 1P - 37.5 KVA | 1165 | 478749.01
E368.00-Line Transformers | 1973-01-01 | TRANSFORMERS - OH 1P - 37.5 KVA | 834 | 353549.24
E368.00-Line Transformers | 1972-01-01 | TRANSFORMERS - OH 1P - 37.5 KVA | 617 | 234417.78
E368.00-Line Transformers | 1971-01-01 | TRANSFORMERS - OH 1P - 37.5 KVA | 496 | 201326.03
E368.00-Line Transformers | 1970-01-01 | TRANSFORMERS - OH 1P - 37.5 KVA | 366 | 150367.12
E368.00-Line Transformers | 1969-01-01 | TRANSFORMERS - OH 1P - 37.5 KVA | 259 | 109156.97
E368.00-Line Transformers | 1968-01-01 | TRANSFORMERS - OH 1P - 37.5 KVA | 143 | 60370.63
E368.00-Line Transformers | 1967-01-01 | TRANSFORMERS - OH 1P - 37.5 KVA | 116 | 50309.34
E368.00-Line Transformers | 1965-01-01 | TRANSFORMERS - OH 1P - 37.5 KVA | 14 | 5496.56
E368.00-Line Transformers | 1964-01-01 | TRANSFORMERS - OH 1P - 37.5 KVA | 105 | 41909.09
E368.00-Line Transformers | 1963-01-01 | TRANSFORMERS - OH 1P - 37.5 KVA | 4 | 1594.38
E368.00-Line Transformers | 2010-11-30 | TRANSFORMERS - OH 1P - 5 KVA | 139 | 65809.79
E368.00-Line Transformers | 2008-11-30 | TRANSFORMERS - OH 1P - 5 KVA | 128 | 56685.33
E368.00-Line Transformers | 1970-01-01 | TRANSFORMERS - OH 1P - 5 KVA | 73 | 9317.35
E368.00-Line Transformers | 1969-01-01 | TRANSFORMERS - OH 1P - 5 KVA | 300 | 39712.03
E368.00-Line Transformers | 1968-01-01 | TRANSFORMERS - OH 1P - 5 KVA | 342 | 46812.44
E368.00-Line Transformers | 1967-01-01 | TRANSFORMERS - OH 1P - 5 KVA | 551 | 74263.94
E368.00-Line Transformers | 1966-01-01 | TRANSFORMERS - OH 1P - 5 KVA | 312 | 39629.09
E368.00-Line Transformers | 1965-01-01 | TRANSFORMERS - OH 1P - 5 KVA | 380 | 47093.81
E368.00-Line Transformers | 1964-01-01 | TRANSFORMERS - OH 1P - 5 KVA | 262 | 33635.41
E368.00-Line Transformers | 1963-01-01 | TRANSFORMERS - OH 1P - 5 KVA | 345 | 43256.64
E368.00-Line Transformers | 1962-01-01 | TRANSFORMERS - OH 1P - 5 KVA | 281 | 41030.29
E368.00-Line Transformers | 1961-01-01 | TRANSFORMERS - OH 1P - 5 KVA | 259 | 34571.73
E368.00-Line Transformers | 1960-01-01 | TRANSFORMERS - OH 1P - 5 KVA | 131 | 16998.28
E368.00-Line Transformers | 1959-01-01 | TRANSFORMERS - OH 1P - 5 KVA | 159 | 23809.24
E368.00-Line Transformers | 1958-01-01 | TRANSFORMERS - OH 1P - 5 KVA | 275 | 42814.39
E368.00-Line Transformers | 1957-01-01 | TRANSFORMERS - OH 1P - 5 KVA | 94 | 15419.07
E368.00-Line Transformers | 1956-01-01 | TRANSFORMERS - OH 1P - 5 KVA | 115 | 18561.57
E368.00-Line Transformers | 1955-01-01 | TRANSFORMERS - OH 1P - 5 KVA | 324 | 51933.2
E368.00-Line Transformers | 1954-01-01 | TRANSFORMERS - OH 1P - 5 KVA | 86 | 15085.62
E368.00-Line Transformers | 1953-01-01 | TRANSFORMERS - OH 1P - 5 KVA | 62 | 12671.57
E368.00-Line Transformers | 1952-01-01 | TRANSFORMERS - OH 1P - 5 KVA | 312 | 43215.07
E368.00-Line Transformers | 1951-01-01 | TRANSFORMERS - OH 1P - 5 KVA | 60 | 7785.27
E368.00-Line Transformers | 1950-01-01 | TRANSFORMERS - OH 1P - 5 KVA | 197 | 21778.77
E368.00-Line Transformers | 1949-01-01 | TRANSFORMERS - OH 1P - 5 KVA | 151 | 16654.92
E368.00-Line Transformers | 1948-01-01 | TRANSFORMERS - OH 1P - 5 KVA | 106 | 10904.38
E368.00-Line Transformers | 1946-01-01 | TRANSFORMERS - OH 1P - 5 KVA | 141 | 11561.29
E368.00-Line Transformers | 2014-06-30 | TRANSFORMERS - OH 1P - 50 KVA | 218 | 313809.6
E368.00-Line Transformers | 2013-09-01 | TRANSFORMERS - OH 1P - 50 KVA | 150 | 206330.09
E368.00-Line Transformers | 2013-04-01 | TRANSFORMERS - OH 1P - 50 KVA | 9 | 13241.85
E368.00-Line Transformers | 2012-07-31 | TRANSFORMERS - OH 1P - 50 KVA | 218 | 276223.01
E368.00-Line Transformers | 2012-05-31 | TRANSFORMERS - OH 1P - 50 KVA | 128 | 204813.61
E368.00-Line Transformers | 2011-08-31 | TRANSFORMERS - OH 1P - 50 KVA | 2 | 41275.53
E368.00-Line Transformers | 2010-11-30 | TRANSFORMERS - OH 1P - 50 KVA | 716 | 932534.96
E368.00-Line Transformers | 2009-10-31 | TRANSFORMERS - OH 1P - 50 KVA | 91 | 679557.75
E368.00-Line Transformers | 2009-10-13 | TRANSFORMERS - OH 1P - 50 KVA | 1 | 612.98
E368.00-Line Transformers | 2008-11-30 | TRANSFORMERS - OH 1P - 50 KVA | 1238 | 1101907.94
E368.00-Line Transformers | 2008-09-30 | TRANSFORMERS - OH 1P - 50 KVA | 1 | 3185.07
E368.00-Line Transformers | 2008-01-01 | TRANSFORMERS - OH 1P - 50 KVA | 2 | 3266.15
E368.00-Line Transformers | 2007-01-01 | TRANSFORMERS - OH 1P - 50 KVA | 387 | 183018.9
E368.00-Line Transformers | 2006-01-01 | TRANSFORMERS - OH 1P - 50 KVA | 516 | 599446.34
E368.00-Line Transformers | 2005-01-01 | TRANSFORMERS - OH 1P - 50 KVA | 399 | 481711.68
E368.00-Line Transformers | 2004-01-01 | TRANSFORMERS - OH 1P - 50 KVA | 473 | 527921.95
E368.00-Line Transformers | 2003-01-01 | TRANSFORMERS - OH 1P - 50 KVA | 412 | 325178.1
E368.00-Line Transformers | 2002-01-01 | TRANSFORMERS - OH 1P - 50 KVA | 778 | 282914.24
E368.00-Line Transformers | 2001-01-01 | TRANSFORMERS - OH 1P - 50 KVA | 459 | 361868.77
E368.00-Line Transformers | 2000-01-01 | TRANSFORMERS - OH 1P - 50 KVA | 466 | 385410.69
E368.00-Line Transformers | 1999-01-01 | TRANSFORMERS - OH 1P - 50 KVA | 298 | 6739020.94
E368.00-Line Transformers | 1998-01-01 | TRANSFORMERS - OH 1P - 50 KVA | 306 | 293914.88
E368.00-Line Transformers | 1997-01-01 | TRANSFORMERS - OH 1P - 50 KVA | 355 | 319587.11
E368.00-Line Transformers | 1996-01-01 | TRANSFORMERS - OH 1P - 50 KVA | 432 | 381090.49
E368.00-Line Transformers | 1995-01-01 | TRANSFORMERS - OH 1P - 50 KVA | 375 | 332954.5
E368.00-Line Transformers | 1994-01-01 | TRANSFORMERS - OH 1P - 50 KVA | 448 | 389637.2
E368.00-Line Transformers | 1993-01-01 | TRANSFORMERS - OH 1P - 50 KVA | 345 | 322099.85
E368.00-Line Transformers | 1992-01-01 | TRANSFORMERS - OH 1P - 50 KVA | 301 | 266722.44
E368.00-Line Transformers | 1991-01-01 | TRANSFORMERS - OH 1P - 50 KVA | 207 | 180935.39
E368.00-Line Transformers | 1990-01-01 | TRANSFORMERS - OH 1P - 50 KVA | 315 | 287186.34
E368.00-Line Transformers | 1989-01-01 | TRANSFORMERS - OH 1P - 50 KVA | 409 | 358747.5
E368.00-Line Transformers | 1988-01-01 | TRANSFORMERS - OH 1P - 50 KVA | 547 | 471583.74
E368.00-Line Transformers | 1987-01-01 | TRANSFORMERS - OH 1P - 50 KVA | 436 | 350257.56
E368.00-Line Transformers | 1986-01-01 | TRANSFORMERS - OH 1P - 50 KVA | 399 | 306172.51
E368.00-Line Transformers | 1985-01-01 | TRANSFORMERS - OH 1P - 50 KVA | 271 | 301636.53
E368.00-Line Transformers | 1984-01-01 | TRANSFORMERS - OH 1P - 50 KVA | 103 | 92975.32
E368.00-Line Transformers | 1983-01-01 | TRANSFORMERS - OH 1P - 50 KVA | 201 | 210002.03
E368.00-Line Transformers | 1982-01-01 | TRANSFORMERS - OH 1P - 50 KVA | 303 | 304831.03
E368.00-Line Transformers | 1981-01-01 | TRANSFORMERS - OH 1P - 50 KVA | 228 | 204644.82
E368.00-Line Transformers | 1980-01-01 | TRANSFORMERS - OH 1P - 50 KVA | 272 | 189556.03
E368.00-Line Transformers | 1979-01-01 | TRANSFORMERS - OH 1P - 50 KVA | 577 | 382625.48
E368.00-Line Transformers | 1978-01-01 | TRANSFORMERS - OH 1P - 50 KVA | 519 | 349353.37
E368.00-Line Transformers | 1977-01-01 | TRANSFORMERS - OH 1P - 50 KVA | 713 | 440597.07
E368.00-Line Transformers | 1976-01-01 | TRANSFORMERS - OH 1P - 50 KVA | 285 | 166212.72
E368.00-Line Transformers | 1975-01-01 | TRANSFORMERS - OH 1P - 50 KVA | 273 | 150366.81
E368.00-Line Transformers | 1974-01-01 | TRANSFORMERS - OH 1P - 50 KVA | 599 | 282908.6
E368.00-Line Transformers | 1973-01-01 | TRANSFORMERS - OH 1P - 50 KVA | 725 | 350208.54
E368.00-Line Transformers | 1972-01-01 | TRANSFORMERS - OH 1P - 50 KVA | 358 | 155894.17
E368.00-Line Transformers | 1971-01-01 | TRANSFORMERS - OH 1P - 50 KVA | 394 | 183635.02
E368.00-Line Transformers | 1970-01-01 | TRANSFORMERS - OH 1P - 50 KVA | 337 | 162021.31
E368.00-Line Transformers | 1969-01-01 | TRANSFORMERS - OH 1P - 50 KVA | 225 | 107205.17
E368.00-Line Transformers | 1968-01-01 | TRANSFORMERS - OH 1P - 50 KVA | 139 | 68123.17
E368.00-Line Transformers | 1967-01-01 | TRANSFORMERS - OH 1P - 50 KVA | 166 | 79981.27
E368.00-Line Transformers | 1966-01-01 | TRANSFORMERS - OH 1P - 50 KVA | 152 | 70310.27
E368.00-Line Transformers | 1965-01-01 | TRANSFORMERS - OH 1P - 50 KVA | 145 | 62744.2
E368.00-Line Transformers | 1964-01-01 | TRANSFORMERS - OH 1P - 50 KVA | 30 | 13949.58
E368.00-Line Transformers | 1960-01-01 | TRANSFORMERS - OH 1P - 50 KVA | 31 | 18120.28
E368.00-Line Transformers | 1959-01-01 | TRANSFORMERS - OH 1P - 50 KVA | 5 | 2768.38
E368.00-Line Transformers | 2010-11-30 | TRANSFORMERS - OH 1P - 500 KVA | 11 | 70089.03
E368.00-Line Transformers | 2008-11-30 | TRANSFORMERS - OH 1P - 500 KVA | 7 | 39124.66
E368.00-Line Transformers | 2007-01-01 | TRANSFORMERS - OH 1P - 500 KVA | 8 | 34708.86
E368.00-Line Transformers | 2006-01-01 | TRANSFORMERS - OH 1P - 500 KVA | 4 | 28666.5
E368.00-Line Transformers | 2005-01-01 | TRANSFORMERS - OH 1P - 500 KVA | 4 | 37032.86
E368.00-Line Transformers | 2004-01-01 | TRANSFORMERS - OH 1P - 500 KVA | 2 | 26565.49
E368.00-Line Transformers | 2003-01-01 | TRANSFORMERS - OH 1P - 500 KVA | 4 | 9707.79
E368.00-Line Transformers | 2002-01-01 | TRANSFORMERS - OH 1P - 500 KVA | 4 | 76827.09
E368.00-Line Transformers | 2001-01-01 | TRANSFORMERS - OH 1P - 500 KVA | 1 | 134.27
E368.00-Line Transformers | 1998-01-01 | TRANSFORMERS - OH 1P - 500 KVA | 4 | 23900.31
E368.00-Line Transformers | 1997-01-01 | TRANSFORMERS - OH 1P - 500 KVA | 1 | 6091.38
E368.00-Line Transformers | 1996-01-01 | TRANSFORMERS - OH 1P - 500 KVA | 4 | 22841.91
E368.00-Line Transformers | 1995-01-01 | TRANSFORMERS - OH 1P - 500 KVA | 9 | 17971.66
E368.00-Line Transformers | 1994-01-01 | TRANSFORMERS - OH 1P - 500 KVA | 3 | 17418.65
E368.00-Line Transformers | 1993-01-01 | TRANSFORMERS - OH 1P - 500 KVA | 3 | 17130.06
E368.00-Line Transformers | 1992-01-01 | TRANSFORMERS - OH 1P - 500 KVA | 9 | 50902.14
E368.00-Line Transformers | 1991-01-01 | TRANSFORMERS - OH 1P - 500 KVA | 8 | 55362.18
E368.00-Line Transformers | 1990-01-01 | TRANSFORMERS - OH 1P - 500 KVA | 19 | 104087.52
E368.00-Line Transformers | 1987-01-01 | TRANSFORMERS - OH 1P - 500 KVA | 4 | 18444.26
E368.00-Line Transformers | 1986-01-01 | TRANSFORMERS - OH 1P - 500 KVA | 1 | 4880.9
E368.00-Line Transformers | 1985-01-01 | TRANSFORMERS - OH 1P - 500 KVA | 19 | 96047.41
E368.00-Line Transformers | 1984-01-01 | TRANSFORMERS - OH 1P - 500 KVA | 8 | 30200.75
E368.00-Line Transformers | 1983-01-01 | TRANSFORMERS - OH 1P - 500 KVA | 2 | 13053.16
E368.00-Line Transformers | 1982-01-01 | TRANSFORMERS - OH 1P - 500 KVA | 2 | 9864.69
E368.00-Line Transformers | 1981-01-01 | TRANSFORMERS - OH 1P - 500 KVA | 3 | 13776.62
E368.00-Line Transformers | 1979-01-01 | TRANSFORMERS - OH 1P - 500 KVA | 7 | 28096.18
E368.00-Line Transformers | 1978-01-01 | TRANSFORMERS - OH 1P - 500 KVA | 34 | 108062.68
E368.00-Line Transformers | 1975-01-01 | TRANSFORMERS - OH 1P - 500 KVA | 10 | 32274.58
E368.00-Line Transformers | 1974-01-01 | TRANSFORMERS - OH 1P - 500 KVA | 5 | 14687.13
E368.00-Line Transformers | 1973-01-01 | TRANSFORMERS - OH 1P - 500 KVA | 11 | 28269.35
E368.00-Line Transformers | 1972-01-01 | TRANSFORMERS - OH 1P - 500 KVA | 1 | 2385.5
E368.00-Line Transformers | 1971-01-01 | TRANSFORMERS - OH 1P - 500 KVA | 10 | 28726.89
E368.00-Line Transformers | 1970-01-01 | TRANSFORMERS - OH 1P - 500 KVA | 15 | 40071.22
E368.00-Line Transformers | 1967-01-01 | TRANSFORMERS - OH 1P - 500 KVA | 1 | 2599.38
E368.00-Line Transformers | 1965-01-01 | TRANSFORMERS - OH 1P - 500 KVA | 4 | 7986.35
E368.00-Line Transformers | 2003-01-01 | TRANSFORMERS - OH 1P - 667 KVA | 1 | 6922.32
E368.00-Line Transformers | 1997-01-01 | TRANSFORMERS - OH 1P - 667 KVA | 1 | 8550.21
E368.00-Line Transformers | 1977-01-01 | TRANSFORMERS - OH 1P - 667 KVA | 3 | 19838.93
E368.00-Line Transformers | 1972-01-01 | TRANSFORMERS - OH 1P - 667 KVA | 3 | 14279.69
E368.00-Line Transformers | 1971-01-01 | TRANSFORMERS - OH 1P - 667 KVA | 3 | 16037.26
E368.00-Line Transformers | 1967-01-01 | TRANSFORMERS - OH 1P - 667 KVA | 3 | 14115.84
E368.00-Line Transformers | 1965-01-01 | TRANSFORMERS - OH 1P - 667 KVA | 3 | 12948.7
E368.00-Line Transformers | 2010-11-30 | TRANSFORMERS - OH 1P - 7.5 KVA | 2 | 946.9
E368.00-Line Transformers | 1968-01-01 | TRANSFORMERS - OH 1P - 7.5 KVA | 2 | 2726.6
E368.00-Line Transformers | 1956-01-01 | TRANSFORMERS - OH 1P - 7.5 KVA | 1 | 150
E368.00-Line Transformers | 1950-01-01 | TRANSFORMERS - OH 1P - 7.5 KVA | 2 | 213.74
E368.00-Line Transformers | 1946-01-01 | TRANSFORMERS - OH 1P - 7.5 KVA | 5 | 479.79
E368.00-Line Transformers | 1945-01-01 | TRANSFORMERS - OH 1P - 7.5 KVA | 5 | 599.76
E368.00-Line Transformers | 1942-01-01 | TRANSFORMERS - OH 1P - 7.5 KVA | 1 | 126.09
E368.00-Line Transformers | 2013-09-01 | TRANSFORMERS - OH 1P - 75 KVA | 68 | 129581.69
E368.00-Line Transformers | 2013-04-01 | TRANSFORMERS - OH 1P - 75 KVA | 9 | 16962.05
E368.00-Line Transformers | 2012-07-31 | TRANSFORMERS - OH 1P - 75 KVA | 149 | 299117.54
E368.00-Line Transformers | 2011-08-31 | TRANSFORMERS - OH 1P - 75 KVA | 4 | 115416.15
E368.00-Line Transformers | 2010-11-30 | TRANSFORMERS - OH 1P - 75 KVA | 327 | 571187.25
E368.00-Line Transformers | 2009-10-31 | TRANSFORMERS - OH 1P - 75 KVA | 15 | 165905.41
E368.00-Line Transformers | 2008-11-30 | TRANSFORMERS - OH 1P - 75 KVA | 374 | 498567.81
E368.00-Line Transformers | 2007-01-01 | TRANSFORMERS - OH 1P - 75 KVA | 141 | 72048.39
E368.00-Line Transformers | 2006-01-01 | TRANSFORMERS - OH 1P - 75 KVA | 144 | 243080.38
E368.00-Line Transformers | 2005-01-01 | TRANSFORMERS - OH 1P - 75 KVA | 111 | 171069.6
E368.00-Line Transformers | 2004-01-01 | TRANSFORMERS - OH 1P - 75 KVA | 140 | 279374.6
E368.00-Line Transformers | 2003-01-01 | TRANSFORMERS - OH 1P - 75 KVA | 148 | 156466.89
E368.00-Line Transformers | 2002-01-01 | TRANSFORMERS - OH 1P - 75 KVA | 185 | 75964.75
E368.00-Line Transformers | 2001-01-01 | TRANSFORMERS - OH 1P - 75 KVA | 152 | 75080.07
E368.00-Line Transformers | 2000-01-01 | TRANSFORMERS - OH 1P - 75 KVA | 212 | 244165.05
E368.00-Line Transformers | 1998-01-01 | TRANSFORMERS - OH 1P - 75 KVA | 96 | 126471.5
E368.00-Line Transformers | 1997-01-01 | TRANSFORMERS - OH 1P - 75 KVA | 204 | 264388.93
E368.00-Line Transformers | 1996-01-01 | TRANSFORMERS - OH 1P - 75 KVA | 119 | 160929.35
E368.00-Line Transformers | 1995-01-01 | TRANSFORMERS - OH 1P - 75 KVA | 146 | 185947.74
E368.00-Line Transformers | 1994-01-01 | TRANSFORMERS - OH 1P - 75 KVA | 108 | 140143.8
E368.00-Line Transformers | 1993-01-01 | TRANSFORMERS - OH 1P - 75 KVA | 140 | 181182.35
E368.00-Line Transformers | 1992-01-01 | TRANSFORMERS - OH 1P - 75 KVA | 67 | 85559.13
E368.00-Line Transformers | 1991-01-01 | TRANSFORMERS - OH 1P - 75 KVA | 84 | 107923.92
E368.00-Line Transformers | 1990-01-01 | TRANSFORMERS - OH 1P - 75 KVA | 94 | 119740.95
E368.00-Line Transformers | 1989-01-01 | TRANSFORMERS - OH 1P - 75 KVA | 180 | 224398.8
E368.00-Line Transformers | 1988-01-01 | TRANSFORMERS - OH 1P - 75 KVA | 227 | 273589.89
E368.00-Line Transformers | 1987-01-01 | TRANSFORMERS - OH 1P - 75 KVA | 236 | 248100.4
E368.00-Line Transformers | 1986-01-01 | TRANSFORMERS - OH 1P - 75 KVA | 257 | 175579.12
E368.00-Line Transformers | 1985-01-01 | TRANSFORMERS - OH 1P - 75 KVA | 80 | 113103.82
E368.00-Line Transformers | 1984-01-01 | TRANSFORMERS - OH 1P - 75 KVA | 84 | 115098.06
E368.00-Line Transformers | 1983-01-01 | TRANSFORMERS - OH 1P - 75 KVA | 140 | 203491.36
E368.00-Line Transformers | 1982-01-01 | TRANSFORMERS - OH 1P - 75 KVA | 78 | 101832.58
E368.00-Line Transformers | 1981-01-01 | TRANSFORMERS - OH 1P - 75 KVA | 53 | 63601.61
E368.00-Line Transformers | 1980-01-01 | TRANSFORMERS - OH 1P - 75 KVA | 104 | 100671.48
E368.00-Line Transformers | 1979-01-01 | TRANSFORMERS - OH 1P - 75 KVA | 177 | 155412.84
E368.00-Line Transformers | 1978-01-01 | TRANSFORMERS - OH 1P - 75 KVA | 222 | 200325.64
E368.00-Line Transformers | 1977-01-01 | TRANSFORMERS - OH 1P - 75 KVA | 284 | 251208.65
E368.00-Line Transformers | 1976-01-01 | TRANSFORMERS - OH 1P - 75 KVA | 30 | 24920.33
E368.00-Line Transformers | 1975-01-01 | TRANSFORMERS - OH 1P - 75 KVA | 85 | 67092.37
E368.00-Line Transformers | 1974-01-01 | TRANSFORMERS - OH 1P - 75 KVA | 185 | 127761.91
E368.00-Line Transformers | 1973-01-01 | TRANSFORMERS - OH 1P - 75 KVA | 213 | 141930.82
E368.00-Line Transformers | 1972-01-01 | TRANSFORMERS - OH 1P - 75 KVA | 100 | 60975.25
E368.00-Line Transformers | 1971-01-01 | TRANSFORMERS - OH 1P - 75 KVA | 100 | 66126.31
E368.00-Line Transformers | 1970-01-01 | TRANSFORMERS - OH 1P - 75 KVA | 145 | 101298.51
E368.00-Line Transformers | 1969-01-01 | TRANSFORMERS - OH 1P - 75 KVA | 92 | 61557.63
E368.00-Line Transformers | 1968-01-01 | TRANSFORMERS - OH 1P - 75 KVA | 58 | 40380.91
E368.00-Line Transformers | 1967-01-01 | TRANSFORMERS - OH 1P - 75 KVA | 73 | 48738.54
E368.00-Line Transformers | 1966-01-01 | TRANSFORMERS - OH 1P - 75 KVA | 44 | 28780.62
E368.00-Line Transformers | 1965-01-01 | TRANSFORMERS - OH 1P - 75 KVA | 57 | 36598.18
E368.00-Line Transformers | 1964-01-01 | TRANSFORMERS - OH 1P - 75 KVA | 46 | 30261.59
E368.00-Line Transformers | 1963-01-01 | TRANSFORMERS - OH 1P - 75 KVA | 37 | 23244.97
E368.00-Line Transformers | 1961-01-01 | TRANSFORMERS - OH 1P - 75 KVA | 2 | 1588.54
E368.00-Line Transformers | 1960-01-01 | TRANSFORMERS - OH 1P - 75 KVA | 22 | 17504.81
E368.00-Line Transformers | 2013-09-01 | TRANSFORMERS - OH 1P - 833 KVA | 1 | 39710.24
E368.00-Line Transformers | 2006-01-01 | TRANSFORMERS - OH 1P - 833 KVA | 1 | 26914.77
E368.00-Line Transformers | 2001-01-01 | TRANSFORMERS - OH 1P - 833 KVA | 2 | 1367.43
E368.00-Line Transformers | 1994-01-01 | TRANSFORMERS - OH 1P - 833 KVA | 2 | 28349.17
E368.00-Line Transformers | 1990-01-01 | TRANSFORMERS - OH 1P - 833 KVA | 6 | 87852.7
E368.00-Line Transformers | 1982-01-01 | TRANSFORMERS - OH 1P - 833 KVA | 2 | 17044.86
E368.00-Line Transformers | 1976-01-01 | TRANSFORMERS - OH 1P - 833 KVA | 1 | 6263.64
E368.00-Line Transformers | 1975-01-01 | TRANSFORMERS - OH 1P - 833 KVA | 4 | 21070.72
E368.00-Line Transformers | 1974-01-01 | TRANSFORMERS - OH 1P - 833 KVA | 1 | 5077.52
E368.00-Line Transformers | 1971-01-01 | TRANSFORMERS - OH 1P - 833 KVA | 1 | 6019.64
E368.00-Line Transformers | 1969-01-01 | TRANSFORMERS - OH 1P - 833 KVA | 4 | 19274.56
E368.00-Line Transformers | 1968-01-01 | TRANSFORMERS - OH 1P - 833 KVA | 2 | 10835.39
E368.00-Line Transformers | 2010-11-30 | TRANSFORMERS - PM 1P - 10 KVA | 6 | 6253.77
E368.00-Line Transformers | 2008-11-30 | TRANSFORMERS - PM 1P - 10 KVA | 10 | 7162.3
E368.00-Line Transformers | 2004-01-01 | TRANSFORMERS - PM 1P - 10 KVA | 2 | 2713.62
E368.00-Line Transformers | 2003-01-01 | TRANSFORMERS - PM 1P - 10 KVA | 3 | 1059.98
E368.00-Line Transformers | 2002-01-01 | TRANSFORMERS - PM 1P - 10 KVA | 5 | 4476.82
E368.00-Line Transformers | 2001-01-01 | TRANSFORMERS - PM 1P - 10 KVA | 10 | 723.61
E368.00-Line Transformers | 2000-01-01 | TRANSFORMERS - PM 1P - 10 KVA | 32 | 15688.81
E368.00-Line Transformers | 1998-01-01 | TRANSFORMERS - PM 1P - 10 KVA | 14 | 12557.16
E368.00-Line Transformers | 1997-01-01 | TRANSFORMERS - PM 1P - 10 KVA | 3 | 2540
E368.00-Line Transformers | 1995-01-01 | TRANSFORMERS - PM 1P - 10 KVA | 17 | 14437.44
E368.00-Line Transformers | 1994-01-01 | TRANSFORMERS - PM 1P - 10 KVA | 5 | 4817.98
E368.00-Line Transformers | 1993-01-01 | TRANSFORMERS - PM 1P - 10 KVA | 4 | 3960.56
E368.00-Line Transformers | 1992-01-01 | TRANSFORMERS - PM 1P - 10 KVA | 13 | 12442.95
E368.00-Line Transformers | 1991-01-01 | TRANSFORMERS - PM 1P - 10 KVA | 3 | 766.96
E368.00-Line Transformers | 1990-01-01 | TRANSFORMERS - PM 1P - 10 KVA | 7 | 6078.93
E368.00-Line Transformers | 1989-01-01 | TRANSFORMERS - PM 1P - 10 KVA | 9 | 8356.77
E368.00-Line Transformers | 1988-01-01 | TRANSFORMERS - PM 1P - 10 KVA | 17 | 14500.11
E368.00-Line Transformers | 1987-01-01 | TRANSFORMERS - PM 1P - 10 KVA | 8 | 6278.44
E368.00-Line Transformers | 1985-01-01 | TRANSFORMERS - PM 1P - 10 KVA | 11 | 10900.32
E368.00-Line Transformers | 1984-01-01 | TRANSFORMERS - PM 1P - 10 KVA | 3 | 2667.4
E368.00-Line Transformers | 2014-06-30 | TRANSFORMERS - PM 1P - 100 KVA | 11 | 28634.8
E368.00-Line Transformers | 2013-09-01 | TRANSFORMERS - PM 1P - 100 KVA | 7 | 17864.57
E368.00-Line Transformers | 2013-04-01 | TRANSFORMERS - PM 1P - 100 KVA | 2 | 5067.91
E368.00-Line Transformers | 2012-07-31 | TRANSFORMERS - PM 1P - 100 KVA | 32 | 62898.26
E368.00-Line Transformers | 2012-05-31 | TRANSFORMERS - PM 1P - 100 KVA | 16 | 45694.05
E368.00-Line Transformers | 2011-11-30 | TRANSFORMERS - PM 1P - 100 KVA | 1 | 1794.33
E368.00-Line Transformers | 2010-11-30 | TRANSFORMERS - PM 1P - 100 KVA | 56 | 164366.43
E368.00-Line Transformers | 2008-11-30 | TRANSFORMERS - PM 1P - 100 KVA | 40 | 85757.61
E368.00-Line Transformers | 2007-01-01 | TRANSFORMERS - PM 1P - 100 KVA | 38 | 32026.27
E368.00-Line Transformers | 2006-01-01 | TRANSFORMERS - PM 1P - 100 KVA | 146 | 335571.5
E368.00-Line Transformers | 2005-01-01 | TRANSFORMERS - PM 1P - 100 KVA | 73 | 160701.27
E368.00-Line Transformers | 2004-01-01 | TRANSFORMERS - PM 1P - 100 KVA | 19 | 170513.64
E368.00-Line Transformers | 2003-01-01 | TRANSFORMERS - PM 1P - 100 KVA | 122 | 183146.43
E368.00-Line Transformers | 2002-01-01 | TRANSFORMERS - PM 1P - 100 KVA | 98 | 63612.98
E368.00-Line Transformers | 2001-01-01 | TRANSFORMERS - PM 1P - 100 KVA | 43 | 39710.26
E368.00-Line Transformers | 2000-01-01 | TRANSFORMERS - PM 1P - 100 KVA | 45 | 87179.59
E368.00-Line Transformers | 1999-01-01 | TRANSFORMERS - PM 1P - 100 KVA | 9 | 12897.67
E368.00-Line Transformers | 1998-01-01 | TRANSFORMERS - PM 1P - 100 KVA | 66 | 113505.98
E368.00-Line Transformers | 1997-01-01 | TRANSFORMERS - PM 1P - 100 KVA | 44 | 75092.86
E368.00-Line Transformers | 1996-01-01 | TRANSFORMERS - PM 1P - 100 KVA | 45 | 79599.5
E368.00-Line Transformers | 1995-01-01 | TRANSFORMERS - PM 1P - 100 KVA | 17 | 30651.25
E368.00-Line Transformers | 1994-01-01 | TRANSFORMERS - PM 1P - 100 KVA | 37 | 66548.41
E368.00-Line Transformers | 1993-01-01 | TRANSFORMERS - PM 1P - 100 KVA | 29 | 56652.14
E368.00-Line Transformers | 1992-01-01 | TRANSFORMERS - PM 1P - 100 KVA | 3 | 5664.97
E368.00-Line Transformers | 1991-01-01 | TRANSFORMERS - PM 1P - 100 KVA | 2 | 3626.67
E368.00-Line Transformers | 1990-01-01 | TRANSFORMERS - PM 1P - 100 KVA | 35 | 64137.58
E368.00-Line Transformers | 1989-01-01 | TRANSFORMERS - PM 1P - 100 KVA | 13 | 24924.76
E368.00-Line Transformers | 1988-01-01 | TRANSFORMERS - PM 1P - 100 KVA | 8 | 14415.2
E368.00-Line Transformers | 1986-01-01 | TRANSFORMERS - PM 1P - 100 KVA | 11 | 17343.11
E368.00-Line Transformers | 1985-01-01 | TRANSFORMERS - PM 1P - 100 KVA | 23 | 59851.95
E368.00-Line Transformers | 1984-01-01 | TRANSFORMERS - PM 1P - 100 KVA | 8 | 13259.99
E368.00-Line Transformers | 1983-01-01 | TRANSFORMERS - PM 1P - 100 KVA | 25 | 44017.13
E368.00-Line Transformers | 1982-01-01 | TRANSFORMERS - PM 1P - 100 KVA | 16 | 31513.51
E368.00-Line Transformers | 1981-01-01 | TRANSFORMERS - PM 1P - 100 KVA | 5 | 6508.5
E368.00-Line Transformers | 1980-01-01 | TRANSFORMERS - PM 1P - 100 KVA | 6 | 7229.79
E368.00-Line Transformers | 1979-01-01 | TRANSFORMERS - PM 1P - 100 KVA | 19 | 31909.27
E368.00-Line Transformers | 1978-01-01 | TRANSFORMERS - PM 1P - 100 KVA | 35 | 52798.92
E368.00-Line Transformers | 1977-01-01 | TRANSFORMERS - PM 1P - 100 KVA | 56 | 71229.98
E368.00-Line Transformers | 1976-01-01 | TRANSFORMERS - PM 1P - 100 KVA | 5 | 5203.71
E368.00-Line Transformers | 1974-01-01 | TRANSFORMERS - PM 1P - 100 KVA | 51 | 44146.12
E368.00-Line Transformers | 1973-01-01 | TRANSFORMERS - PM 1P - 100 KVA | 39 | 38451.8
E368.00-Line Transformers | 1972-01-01 | TRANSFORMERS - PM 1P - 100 KVA | 1 | 1074.2
E368.00-Line Transformers | 2014-06-30 | TRANSFORMERS - PM 1P - 15 KVA | 45 | 53246.04
E368.00-Line Transformers | 2013-09-01 | TRANSFORMERS - PM 1P - 15 KVA | 34 | 39058.44
E368.00-Line Transformers | 2013-07-31 | TRANSFORMERS - PM 1P - 15 KVA | 1 | 0.01
E368.00-Line Transformers | 2013-04-01 | TRANSFORMERS - PM 1P - 15 KVA | 11 | 12302.52
E368.00-Line Transformers | 2012-07-31 | TRANSFORMERS - PM 1P - 15 KVA | 40 | 43769.77
E368.00-Line Transformers | 2012-05-31 | TRANSFORMERS - PM 1P - 15 KVA | 16 | 19886.08
E368.00-Line Transformers | 2010-11-30 | TRANSFORMERS - PM 1P - 15 KVA | 90 | 105416.49
E368.00-Line Transformers | 2008-11-30 | TRANSFORMERS - PM 1P - 15 KVA | 176 | 181964.99
E368.00-Line Transformers | 2007-01-01 | TRANSFORMERS - PM 1P - 15 KVA | 31 | 13341.16
E368.00-Line Transformers | 2006-01-01 | TRANSFORMERS - PM 1P - 15 KVA | 220 | 288043.72
E368.00-Line Transformers | 2005-01-01 | TRANSFORMERS - PM 1P - 15 KVA | 54 | 61926.31
E368.00-Line Transformers | 2004-01-01 | TRANSFORMERS - PM 1P - 15 KVA | 149 | 155044.85
E368.00-Line Transformers | 2003-01-01 | TRANSFORMERS - PM 1P - 15 KVA | 134 | 75979.83
E368.00-Line Transformers | 2002-01-01 | TRANSFORMERS - PM 1P - 15 KVA | 293 | 101641.83
E368.00-Line Transformers | 2001-01-01 | TRANSFORMERS - PM 1P - 15 KVA | 200 | 164465.57
E368.00-Line Transformers | 2000-01-01 | TRANSFORMERS - PM 1P - 15 KVA | 143 | 91060.37
E368.00-Line Transformers | 1999-01-01 | TRANSFORMERS - PM 1P - 15 KVA | 1 | 4571.96
E368.00-Line Transformers | 1998-01-01 | TRANSFORMERS - PM 1P - 15 KVA | 111 | 99719.27
E368.00-Line Transformers | 1997-01-01 | TRANSFORMERS - PM 1P - 15 KVA | 154 | 139366.23
E368.00-Line Transformers | 1996-01-01 | TRANSFORMERS - PM 1P - 15 KVA | 78 | 72458.16
E368.00-Line Transformers | 1995-01-01 | TRANSFORMERS - PM 1P - 15 KVA | 89 | 81006.26
E368.00-Line Transformers | 1994-01-01 | TRANSFORMERS - PM 1P - 15 KVA | 49 | 48128.16
E368.00-Line Transformers | 1993-01-01 | TRANSFORMERS - PM 1P - 15 KVA | 62 | 75026.74
E368.00-Line Transformers | 1992-01-01 | TRANSFORMERS - PM 1P - 15 KVA | 83 | 67328.59
E368.00-Line Transformers | 1991-01-01 | TRANSFORMERS - PM 1P - 15 KVA | 60 | 59568.11
E368.00-Line Transformers | 1990-01-01 | TRANSFORMERS - PM 1P - 15 KVA | 20 | 18579.75
E368.00-Line Transformers | 1989-01-01 | TRANSFORMERS - PM 1P - 15 KVA | 133 | 134412.34
E368.00-Line Transformers | 1988-01-01 | TRANSFORMERS - PM 1P - 15 KVA | 27 | 24864.19
E368.00-Line Transformers | 1987-01-01 | TRANSFORMERS - PM 1P - 15 KVA | 25 | 20990.07
E368.00-Line Transformers | 1986-01-01 | TRANSFORMERS - PM 1P - 15 KVA | 18 | 14942.58
E368.00-Line Transformers | 1985-01-01 | TRANSFORMERS - PM 1P - 15 KVA | 13 | 14672.78
E368.00-Line Transformers | 1984-01-01 | TRANSFORMERS - PM 1P - 15 KVA | 16 | 14917.79
E368.00-Line Transformers | 1983-01-01 | TRANSFORMERS - PM 1P - 15 KVA | 18 | 17538.21
E368.00-Line Transformers | 1982-01-01 | TRANSFORMERS - PM 1P - 15 KVA | 30 | 27730.49
E368.00-Line Transformers | 1981-01-01 | TRANSFORMERS - PM 1P - 15 KVA | 43 | 27717.18
E368.00-Line Transformers | 1980-01-01 | TRANSFORMERS - PM 1P - 15 KVA | 5 | 1650.18
E368.00-Line Transformers | 1979-01-01 | TRANSFORMERS - PM 1P - 15 KVA | 7 | 2891.99
E368.00-Line Transformers | 1978-01-01 | TRANSFORMERS - PM 1P - 15 KVA | 26 | 13014.52
E368.00-Line Transformers | 1974-01-01 | TRANSFORMERS - PM 1P - 15 KVA | 7 | 2495.54
E368.00-Line Transformers | 1973-01-01 | TRANSFORMERS - PM 1P - 15 KVA | 28 | 17816.8
E368.00-Line Transformers | 1972-01-01 | TRANSFORMERS - PM 1P - 15 KVA | 36 | 13071.6
E368.00-Line Transformers | 1971-01-01 | TRANSFORMERS - PM 1P - 15 KVA | 26 | 11572.16
E368.00-Line Transformers | 1970-01-01 | TRANSFORMERS - PM 1P - 15 KVA | 9 | 3392.95
E368.00-Line Transformers | 1969-01-01 | TRANSFORMERS - PM 1P - 15 KVA | 8 | 3584.84
E368.00-Line Transformers | 2013-04-01 | TRANSFORMERS - PM 1P - 150 KVA | 5 | 30381.73
E368.00-Line Transformers | 1983-01-01 | TRANSFORMERS - PM 1P - 150 KVA | 1 | 4339.89
E368.00-Line Transformers | 1982-01-01 | TRANSFORMERS - PM 1P - 150 KVA | 7 | 30649.04
E368.00-Line Transformers | 1981-01-01 | TRANSFORMERS - PM 1P - 150 KVA | 1 | 3411.06
E368.00-Line Transformers | 1968-01-01 | TRANSFORMERS - PM 1P - 150 KVA | 2 | 3889.17
E368.00-Line Transformers | 2014-06-30 | TRANSFORMERS - PM 1P - 167 KVA | 12 | 42297.93
E368.00-Line Transformers | 2013-09-01 | TRANSFORMERS - PM 1P - 167 KVA | 17 | 55785.89
E368.00-Line Transformers | 2012-07-31 | TRANSFORMERS - PM 1P - 167 KVA | 18 | 43488.81
E368.00-Line Transformers | 2012-05-31 | TRANSFORMERS - PM 1P - 167 KVA | 14 | 51607.04
E368.00-Line Transformers | 2010-11-30 | TRANSFORMERS - PM 1P - 167 KVA | 40 | 152489.32
E368.00-Line Transformers | 2009-10-31 | TRANSFORMERS - PM 1P - 167 KVA | 1 | 24231.58
E368.00-Line Transformers | 2008-11-30 | TRANSFORMERS - PM 1P - 167 KVA | 51 | 125511.2
E368.00-Line Transformers | 2007-01-01 | TRANSFORMERS - PM 1P - 167 KVA | 54 | 35128.11
E368.00-Line Transformers | 2006-01-01 | TRANSFORMERS - PM 1P - 167 KVA | 24 | 42774.36
E368.00-Line Transformers | 2005-01-01 | TRANSFORMERS - PM 1P - 167 KVA | 56 | 160877.76
E368.00-Line Transformers | 2004-01-01 | TRANSFORMERS - PM 1P - 167 KVA | 12 | 38254.03
E368.00-Line Transformers | 2003-01-01 | TRANSFORMERS - PM 1P - 167 KVA | 37 | 52882.57
E368.00-Line Transformers | 2002-01-01 | TRANSFORMERS - PM 1P - 167 KVA | 32 | 55883.46
E368.00-Line Transformers | 2001-01-01 | TRANSFORMERS - PM 1P - 167 KVA | 14 | 22021.58
E368.00-Line Transformers | 2000-01-01 | TRANSFORMERS - PM 1P - 167 KVA | 22 | 57501.43
E368.00-Line Transformers | 1998-01-01 | TRANSFORMERS - PM 1P - 167 KVA | 57 | 131395.54
E368.00-Line Transformers | 1997-01-01 | TRANSFORMERS - PM 1P - 167 KVA | 61 | 137669.76
E368.00-Line Transformers | 1996-01-01 | TRANSFORMERS - PM 1P - 167 KVA | 41 | 96040.35
E368.00-Line Transformers | 1995-01-01 | TRANSFORMERS - PM 1P - 167 KVA | 12 | 31864.1
E368.00-Line Transformers | 1994-01-01 | TRANSFORMERS - PM 1P - 167 KVA | 13 | 33439.16
E368.00-Line Transformers | 1993-01-01 | TRANSFORMERS - PM 1P - 167 KVA | 11 | 29151.3
E368.00-Line Transformers | 1991-01-01 | TRANSFORMERS - PM 1P - 167 KVA | 15 | 38281.03
E368.00-Line Transformers | 1990-01-01 | TRANSFORMERS - PM 1P - 167 KVA | 11 | 26946.41
E368.00-Line Transformers | 1989-01-01 | TRANSFORMERS - PM 1P - 167 KVA | 11 | 25861.72
E368.00-Line Transformers | 1988-01-01 | TRANSFORMERS - PM 1P - 167 KVA | 7 | 15352.34
E368.00-Line Transformers | 1987-01-01 | TRANSFORMERS - PM 1P - 167 KVA | 3 | 6038.09
E368.00-Line Transformers | 1986-01-01 | TRANSFORMERS - PM 1P - 167 KVA | 7 | 15658.86
E368.00-Line Transformers | 1985-01-01 | TRANSFORMERS - PM 1P - 167 KVA | 22 | 40905.14
E368.00-Line Transformers | 1984-01-01 | TRANSFORMERS - PM 1P - 167 KVA | 27 | 67689.13
E368.00-Line Transformers | 1983-01-01 | TRANSFORMERS - PM 1P - 167 KVA | 25 | 59601.77
E368.00-Line Transformers | 1982-01-01 | TRANSFORMERS - PM 1P - 167 KVA | 11 | 29212.12
E368.00-Line Transformers | 1981-01-01 | TRANSFORMERS - PM 1P - 167 KVA | 8 | 15942.16
E368.00-Line Transformers | 1980-01-01 | TRANSFORMERS - PM 1P - 167 KVA | 23 | 35492.98
E368.00-Line Transformers | 1979-01-01 | TRANSFORMERS - PM 1P - 167 KVA | 40 | 64121.44
E368.00-Line Transformers | 1978-01-01 | TRANSFORMERS - PM 1P - 167 KVA | 7 | 15025.51
E368.00-Line Transformers | 1977-01-01 | TRANSFORMERS - PM 1P - 167 KVA | 38 | 56248.84
E368.00-Line Transformers | 1976-01-01 | TRANSFORMERS - PM 1P - 167 KVA | 4 | 7309.29
E368.00-Line Transformers | 1974-01-01 | TRANSFORMERS - PM 1P - 167 KVA | 38 | 54359.17
E368.00-Line Transformers | 1973-01-01 | TRANSFORMERS - PM 1P - 167 KVA | 13 | 15963.7
E368.00-Line Transformers | 1972-01-01 | TRANSFORMERS - PM 1P - 167 KVA | 7 | 8242.13
E368.00-Line Transformers | 1971-01-01 | TRANSFORMERS - PM 1P - 167 KVA | 5 | 6688.23
E368.00-Line Transformers | 2010-11-30 | TRANSFORMERS - PM 1P - 225 KVA | 1 | 3137.52
E368.00-Line Transformers | 2008-11-30 | TRANSFORMERS - PM 1P - 225 KVA | 1 | 8367.87
E368.00-Line Transformers | 1985-01-01 | TRANSFORMERS - PM 1P - 225 KVA | 2 | -11018.73
E368.00-Line Transformers | 2014-06-30 | TRANSFORMERS - PM 1P - 25 KVA | 1094 | 1115534.71
E368.00-Line Transformers | 2013-09-01 | TRANSFORMERS - PM 1P - 25 KVA | 95 | 126864.32
E368.00-Line Transformers | 2013-04-01 | TRANSFORMERS - PM 1P - 25 KVA | 6 | 7714.18
E368.00-Line Transformers | 2012-07-31 | TRANSFORMERS - PM 1P - 25 KVA | 111 | 124672.85
E368.00-Line Transformers | 2012-05-31 | TRANSFORMERS - PM 1P - 25 KVA | 262 | 308495.13
E368.00-Line Transformers | 2010-11-30 | TRANSFORMERS - PM 1P - 25 KVA | 271 | 370472.32
E368.00-Line Transformers | 2009-10-31 | TRANSFORMERS - PM 1P - 25 KVA | 25 | 114883.55
E368.00-Line Transformers | 2008-11-30 | TRANSFORMERS - PM 1P - 25 KVA | 495 | 532726.82
E368.00-Line Transformers | 2008-01-01 | TRANSFORMERS - PM 1P - 25 KVA | 1 | 1163.03
E368.00-Line Transformers | 2007-01-01 | TRANSFORMERS - PM 1P - 25 KVA | 427 | 176015.81
E368.00-Line Transformers | 2006-01-01 | TRANSFORMERS - PM 1P - 25 KVA | 702 | 1041002.86
E368.00-Line Transformers | 2005-01-01 | TRANSFORMERS - PM 1P - 25 KVA | 603 | 738135.73
E368.00-Line Transformers | 2004-01-01 | TRANSFORMERS - PM 1P - 25 KVA | 580 | 595611.28
E368.00-Line Transformers | 2003-01-01 | TRANSFORMERS - PM 1P - 25 KVA | 356 | 276553.26
E368.00-Line Transformers | 2002-01-01 | TRANSFORMERS - PM 1P - 25 KVA | 832 | 333582.2
E368.00-Line Transformers | 2001-01-01 | TRANSFORMERS - PM 1P - 25 KVA | 2 | 4557.64
E368.00-Line Transformers | 2000-01-01 | TRANSFORMERS - PM 1P - 25 KVA | 1 | -0.17
E368.00-Line Transformers | 1998-01-01 | TRANSFORMERS - PM 1P - 25 KVA | 274 | 265579.94
E368.00-Line Transformers | 1997-01-01 | TRANSFORMERS - PM 1P - 25 KVA | 541 | 523688.52
E368.00-Line Transformers | 1996-01-01 | TRANSFORMERS - PM 1P - 25 KVA | 319 | 320667.59
E368.00-Line Transformers | 1995-01-01 | TRANSFORMERS - PM 1P - 25 KVA | 471 | 502232
E368.00-Line Transformers | 1994-01-01 | TRANSFORMERS - PM 1P - 25 KVA | 289 | 309811.88
E368.00-Line Transformers | 1993-01-01 | TRANSFORMERS - PM 1P - 25 KVA | 205 | 223411.34
E368.00-Line Transformers | 1992-01-01 | TRANSFORMERS - PM 1P - 25 KVA | 242 | 246208.23
E368.00-Line Transformers | 1991-01-01 | TRANSFORMERS - PM 1P - 25 KVA | 49 | 48018.63
E368.00-Line Transformers | 1990-01-01 | TRANSFORMERS - PM 1P - 25 KVA | 120 | 119758.76
E368.00-Line Transformers | 1989-01-01 | TRANSFORMERS - PM 1P - 25 KVA | 77 | 81523.44
E368.00-Line Transformers | 1988-01-01 | TRANSFORMERS - PM 1P - 25 KVA | 104 | 104496.52
E368.00-Line Transformers | 1987-01-01 | TRANSFORMERS - PM 1P - 25 KVA | 47 | 42991.55
E368.00-Line Transformers | 1986-01-01 | TRANSFORMERS - PM 1P - 25 KVA | 33 | 28918.43
E368.00-Line Transformers | 1985-01-01 | TRANSFORMERS - PM 1P - 25 KVA | 10 | 13396.55
E368.00-Line Transformers | 1984-01-01 | TRANSFORMERS - PM 1P - 25 KVA | 62 | 41663.21
E368.00-Line Transformers | 1983-01-01 | TRANSFORMERS - PM 1P - 25 KVA | 15 | 15311.11
E368.00-Line Transformers | 1982-01-01 | TRANSFORMERS - PM 1P - 25 KVA | 20 | 21102.05
E368.00-Line Transformers | 1981-01-01 | TRANSFORMERS - PM 1P - 25 KVA | 10 | 9628.07
E368.00-Line Transformers | 1980-01-01 | TRANSFORMERS - PM 1P - 25 KVA | 20 | 15887.72
E368.00-Line Transformers | 1979-01-01 | TRANSFORMERS - PM 1P - 25 KVA | 57 | 33202.4
E368.00-Line Transformers | 1978-01-01 | TRANSFORMERS - PM 1P - 25 KVA | 20 | 13999
E368.00-Line Transformers | 1977-01-01 | TRANSFORMERS - PM 1P - 25 KVA | 21 | 13384.21
E368.00-Line Transformers | 1974-01-01 | TRANSFORMERS - PM 1P - 25 KVA | 134 | 62908.98
E368.00-Line Transformers | 1973-01-01 | TRANSFORMERS - PM 1P - 25 KVA | 315 | 160068.1
E368.00-Line Transformers | 1972-01-01 | TRANSFORMERS - PM 1P - 25 KVA | 83 | 36011.65
E368.00-Line Transformers | 1971-01-01 | TRANSFORMERS - PM 1P - 25 KVA | 3 | 1389.82
E368.00-Line Transformers | 2013-09-01 | TRANSFORMERS - PM 1P - 250 KVA | 15 | 76482.71
E368.00-Line Transformers | 2012-07-31 | TRANSFORMERS - PM 1P - 250 KVA | 26 | 100635.35
E368.00-Line Transformers | 2012-05-31 | TRANSFORMERS - PM 1P - 250 KVA | 10 | 53768.69
E368.00-Line Transformers | 2010-11-30 | TRANSFORMERS - PM 1P - 250 KVA | 18 | 92570.77
E368.00-Line Transformers | 2008-11-30 | TRANSFORMERS - PM 1P - 250 KVA | 36 | 138874.59
E368.00-Line Transformers | 2007-01-01 | TRANSFORMERS - PM 1P - 250 KVA | 15 | 14121.64
E368.00-Line Transformers | 2006-01-01 | TRANSFORMERS - PM 1P - 250 KVA | 24 | 88932.57
E368.00-Line Transformers | 2005-01-01 | TRANSFORMERS - PM 1P - 250 KVA | 33 | 143549.08
E368.00-Line Transformers | 2004-01-01 | TRANSFORMERS - PM 1P - 250 KVA | 2 | 29044.22
E368.00-Line Transformers | 2003-01-01 | TRANSFORMERS - PM 1P - 250 KVA | 7 | 21877.04
E368.00-Line Transformers | 2002-01-01 | TRANSFORMERS - PM 1P - 250 KVA | 22 | 77858.46
E368.00-Line Transformers | 2001-01-01 | TRANSFORMERS - PM 1P - 250 KVA | 7 | 11792.04
E368.00-Line Transformers | 2000-01-01 | TRANSFORMERS - PM 1P - 250 KVA | 25 | 85160.82
E368.00-Line Transformers | 1998-01-01 | TRANSFORMERS - PM 1P - 250 KVA | 29 | 101722.57
E368.00-Line Transformers | 1997-01-01 | TRANSFORMERS - PM 1P - 250 KVA | 30 | 107410.24
E368.00-Line Transformers | 1996-01-01 | TRANSFORMERS - PM 1P - 250 KVA | 3 | 11135.65
E368.00-Line Transformers | 1995-01-01 | TRANSFORMERS - PM 1P - 250 KVA | 4 | 76520.13
E368.00-Line Transformers | 1993-01-01 | TRANSFORMERS - PM 1P - 250 KVA | 1 | 3240.06
E368.00-Line Transformers | 1991-01-01 | TRANSFORMERS - PM 1P - 250 KVA | 2 | 7309.62
E368.00-Line Transformers | 1990-01-01 | TRANSFORMERS - PM 1P - 250 KVA | 14 | 50576.07
E368.00-Line Transformers | 1989-01-01 | TRANSFORMERS - PM 1P - 250 KVA | 5 | 16659.98
E368.00-Line Transformers | 1988-01-01 | TRANSFORMERS - PM 1P - 250 KVA | 12 | 36858.05
E368.00-Line Transformers | 1987-01-01 | TRANSFORMERS - PM 1P - 250 KVA | 4 | 12322.27
E368.00-Line Transformers | 1986-01-01 | TRANSFORMERS - PM 1P - 250 KVA | 10 | 31084.7
E368.00-Line Transformers | 1985-01-01 | TRANSFORMERS - PM 1P - 250 KVA | 7 | 23409.56
E368.00-Line Transformers | 1984-01-01 | TRANSFORMERS - PM 1P - 250 KVA | 13 | 41391.15
E368.00-Line Transformers | 1982-01-01 | TRANSFORMERS - PM 1P - 250 KVA | 7 | 28824.42
E368.00-Line Transformers | 1980-01-01 | TRANSFORMERS - PM 1P - 250 KVA | 1 | 2441.13
E368.00-Line Transformers | 1979-01-01 | TRANSFORMERS - PM 1P - 250 KVA | 9 | 23213.62
E368.00-Line Transformers | 1978-01-01 | TRANSFORMERS - PM 1P - 250 KVA | 7 | 16941.6
E368.00-Line Transformers | 1977-01-01 | TRANSFORMERS - PM 1P - 250 KVA | 15 | 32048.26
E368.00-Line Transformers | 1976-01-01 | TRANSFORMERS - PM 1P - 250 KVA | 4 | 8301.53
E368.00-Line Transformers | 1975-01-01 | TRANSFORMERS - PM 1P - 250 KVA | 12 | 27031.05
E368.00-Line Transformers | 1974-01-01 | TRANSFORMERS - PM 1P - 250 KVA | 4 | 11375.89
E368.00-Line Transformers | 1973-01-01 | TRANSFORMERS - PM 1P - 250 KVA | 3 | 4714.5
E368.00-Line Transformers | 1972-01-01 | TRANSFORMERS - PM 1P - 250 KVA | 4 | 7263.56
E368.00-Line Transformers | 1971-01-01 | TRANSFORMERS - PM 1P - 250 KVA | 4 | 15954
E368.00-Line Transformers | 1970-01-01 | TRANSFORMERS - PM 1P - 250 KVA | 4 | 6268.1
E368.00-Line Transformers | 1980-01-01 | TRANSFORMERS - PM 1P - 333 KVA | 1 | 1912.96
E368.00-Line Transformers | 1976-01-01 | TRANSFORMERS - PM 1P - 333 KVA | 1 | 1988.94
E368.00-Line Transformers | 2014-06-30 | TRANSFORMERS - PM 1P - 37.5 KVA | 68 | 105881.95
E368.00-Line Transformers | 2013-09-01 | TRANSFORMERS - PM 1P - 37.5 KVA | 77 | 115396.95
E368.00-Line Transformers | 2012-07-31 | TRANSFORMERS - PM 1P - 37.5 KVA | 55 | 63842.26
E368.00-Line Transformers | 2012-05-31 | TRANSFORMERS - PM 1P - 37.5 KVA | 37 | 61163.71
E368.00-Line Transformers | 2010-11-30 | TRANSFORMERS - PM 1P - 37.5 KVA | 235 | 361096.89
E368.00-Line Transformers | 2008-11-30 | TRANSFORMERS - PM 1P - 37.5 KVA | 390 | 473137.82
E368.00-Line Transformers | 2008-01-01 | TRANSFORMERS - PM 1P - 37.5 KVA | 1 | 0.03
E368.00-Line Transformers | 2007-01-01 | TRANSFORMERS - PM 1P - 37.5 KVA | 359 | 144834.25
E368.00-Line Transformers | 2006-01-01 | TRANSFORMERS - PM 1P - 37.5 KVA | 698 | 1003288.66
E368.00-Line Transformers | 2005-01-01 | TRANSFORMERS - PM 1P - 37.5 KVA | 510 | 735107.99
E368.00-Line Transformers | 2004-01-01 | TRANSFORMERS - PM 1P - 37.5 KVA | 551 | 749680.27
E368.00-Line Transformers | 2003-01-01 | TRANSFORMERS - PM 1P - 37.5 KVA | 331 | 288332.16
E368.00-Line Transformers | 2002-01-01 | TRANSFORMERS - PM 1P - 37.5 KVA | 952 | 326753.07
E368.00-Line Transformers | 2001-01-01 | TRANSFORMERS - PM 1P - 37.5 KVA | 601 | 711063.48
E368.00-Line Transformers | 2000-01-01 | TRANSFORMERS - PM 1P - 37.5 KVA | 627 | 680693.57
E368.00-Line Transformers | 1998-01-01 | TRANSFORMERS - PM 1P - 37.5 KVA | 509 | 549347.31
E368.00-Line Transformers | 1997-01-01 | TRANSFORMERS - PM 1P - 37.5 KVA | 367 | 399388.86
E368.00-Line Transformers | 1996-01-01 | TRANSFORMERS - PM 1P - 37.5 KVA | 268 | 295428.46
E368.00-Line Transformers | 1995-01-01 | TRANSFORMERS - PM 1P - 37.5 KVA | 407 | 453076.54
E368.00-Line Transformers | 1994-01-01 | TRANSFORMERS - PM 1P - 37.5 KVA | 277 | 319175.72
E368.00-Line Transformers | 1993-01-01 | TRANSFORMERS - PM 1P - 37.5 KVA | 198 | 239003.59
E368.00-Line Transformers | 1992-01-01 | TRANSFORMERS - PM 1P - 37.5 KVA | 118 | 131753.33
E368.00-Line Transformers | 1991-01-01 | TRANSFORMERS - PM 1P - 37.5 KVA | 89 | 98109.12
E368.00-Line Transformers | 1990-01-01 | TRANSFORMERS - PM 1P - 37.5 KVA | 112 | 130024.99
E368.00-Line Transformers | 1989-01-01 | TRANSFORMERS - PM 1P - 37.5 KVA | 51 | 57684.7
E368.00-Line Transformers | 1988-01-01 | TRANSFORMERS - PM 1P - 37.5 KVA | 101 | 112503.42
E368.00-Line Transformers | 1987-01-01 | TRANSFORMERS - PM 1P - 37.5 KVA | 66 | 64354.7
E368.00-Line Transformers | 1986-01-01 | TRANSFORMERS - PM 1P - 37.5 KVA | 61 | 66395.96
E368.00-Line Transformers | 1985-01-01 | TRANSFORMERS - PM 1P - 37.5 KVA | 25 | 28736.7
E368.00-Line Transformers | 1984-01-01 | TRANSFORMERS - PM 1P - 37.5 KVA | 33 | 33137.79
E368.00-Line Transformers | 1983-01-01 | TRANSFORMERS - PM 1P - 37.5 KVA | 59 | 74919.14
E368.00-Line Transformers | 1982-01-01 | TRANSFORMERS - PM 1P - 37.5 KVA | 48 | 56871.9
E368.00-Line Transformers | 1981-01-01 | TRANSFORMERS - PM 1P - 37.5 KVA | 30 | 29596.54
E368.00-Line Transformers | 1980-01-01 | TRANSFORMERS - PM 1P - 37.5 KVA | 27 | 21846.92
E368.00-Line Transformers | 1979-01-01 | TRANSFORMERS - PM 1P - 37.5 KVA | 41 | 29273.27
E368.00-Line Transformers | 1978-01-01 | TRANSFORMERS - PM 1P - 37.5 KVA | 103 | 79316.54
E368.00-Line Transformers | 1977-01-01 | TRANSFORMERS - PM 1P - 37.5 KVA | 73 | 53825.16
E368.00-Line Transformers | 1976-01-01 | TRANSFORMERS - PM 1P - 37.5 KVA | 33 | 21754.63
E368.00-Line Transformers | 1974-01-01 | TRANSFORMERS - PM 1P - 37.5 KVA | 130 | 81064.39
E368.00-Line Transformers | 1973-01-01 | TRANSFORMERS - PM 1P - 37.5 KVA | 128 | 71968.28
E368.00-Line Transformers | 1972-01-01 | TRANSFORMERS - PM 1P - 37.5 KVA | 23 | 12208.93
E368.00-Line Transformers | 1971-01-01 | TRANSFORMERS - PM 1P - 37.5 KVA | 4 | 2247.23
E368.00-Line Transformers | 2013-09-01 | TRANSFORMERS - PM 1P - 50 KVA | 10 | 18204.52
E368.00-Line Transformers | 2012-07-31 | TRANSFORMERS - PM 1P - 50 KVA | 78 | 129602.7
E368.00-Line Transformers | 2012-05-31 | TRANSFORMERS - PM 1P - 50 KVA | 26 | 49756.08
E368.00-Line Transformers | 2010-11-30 | TRANSFORMERS - PM 1P - 50 KVA | 252 | 458893.05
E368.00-Line Transformers | 2008-11-30 | TRANSFORMERS - PM 1P - 50 KVA | 369 | 526860.69
E368.00-Line Transformers | 2008-01-01 | TRANSFORMERS - PM 1P - 50 KVA | 1 | -0.01
E368.00-Line Transformers | 2007-01-01 | TRANSFORMERS - PM 1P - 50 KVA | 546 | 299783.83
E368.00-Line Transformers | 2006-01-01 | TRANSFORMERS - PM 1P - 50 KVA | 530 | 831089.23
E368.00-Line Transformers | 2005-01-01 | TRANSFORMERS - PM 1P - 50 KVA | 513 | 783206.38
E368.00-Line Transformers | 2004-01-01 | TRANSFORMERS - PM 1P - 50 KVA | 505 | 674081.45
E368.00-Line Transformers | 2003-01-01 | TRANSFORMERS - PM 1P - 50 KVA | 403 | 382755.25
E368.00-Line Transformers | 2002-01-01 | TRANSFORMERS - PM 1P - 50 KVA | 489 | 172590.17
E368.00-Line Transformers | 2001-01-01 | TRANSFORMERS - PM 1P - 50 KVA | 339 | 352872.8
E368.00-Line Transformers | 2000-01-01 | TRANSFORMERS - PM 1P - 50 KVA | 504 | 433810.74
E368.00-Line Transformers | 1999-01-01 | TRANSFORMERS - PM 1P - 50 KVA | 1 | 7249.91
E368.00-Line Transformers | 1998-01-01 | TRANSFORMERS - PM 1P - 50 KVA | 310 | 374253.69
E368.00-Line Transformers | 1997-01-01 | TRANSFORMERS - PM 1P - 50 KVA | 305 | 361628.4
E368.00-Line Transformers | 1996-01-01 | TRANSFORMERS - PM 1P - 50 KVA | 185 | 223574.25
E368.00-Line Transformers | 1995-01-01 | TRANSFORMERS - PM 1P - 50 KVA | 174 | 209789.94
E368.00-Line Transformers | 1994-01-01 | TRANSFORMERS - PM 1P - 50 KVA | 218 | 268818
E368.00-Line Transformers | 1993-01-01 | TRANSFORMERS - PM 1P - 50 KVA | 91 | 116118.98
E368.00-Line Transformers | 1992-01-01 | TRANSFORMERS - PM 1P - 50 KVA | 74 | 90579.02
E368.00-Line Transformers | 1991-01-01 | TRANSFORMERS - PM 1P - 50 KVA | 50 | 60427.06
E368.00-Line Transformers | 1990-01-01 | TRANSFORMERS - PM 1P - 50 KVA | 106 | 133422.55
E368.00-Line Transformers | 1989-01-01 | TRANSFORMERS - PM 1P - 50 KVA | 62 | 73739.98
E368.00-Line Transformers | 1988-01-01 | TRANSFORMERS - PM 1P - 50 KVA | 128 | 156645.05
E368.00-Line Transformers | 1987-01-01 | TRANSFORMERS - PM 1P - 50 KVA | 37 | 41262.91
E368.00-Line Transformers | 1986-01-01 | TRANSFORMERS - PM 1P - 50 KVA | 48 | 52459.96
E368.00-Line Transformers | 1985-01-01 | TRANSFORMERS - PM 1P - 50 KVA | 32 | 40097.72
E368.00-Line Transformers | 1984-01-01 | TRANSFORMERS - PM 1P - 50 KVA | 78 | 76962.21
E368.00-Line Transformers | 1983-01-01 | TRANSFORMERS - PM 1P - 50 KVA | 60 | 75370.35
E368.00-Line Transformers | 1982-01-01 | TRANSFORMERS - PM 1P - 50 KVA | 21 | 27781.99
E368.00-Line Transformers | 1981-01-01 | TRANSFORMERS - PM 1P - 50 KVA | 36 | 37725.01
E368.00-Line Transformers | 1980-01-01 | TRANSFORMERS - PM 1P - 50 KVA | 37 | 32419.67
E368.00-Line Transformers | 1979-01-01 | TRANSFORMERS - PM 1P - 50 KVA | 44 | 37321.95
E368.00-Line Transformers | 1978-01-01 | TRANSFORMERS - PM 1P - 50 KVA | 69 | 58141.08
E368.00-Line Transformers | 1977-01-01 | TRANSFORMERS - PM 1P - 50 KVA | 79 | 64527.23
E368.00-Line Transformers | 1976-01-01 | TRANSFORMERS - PM 1P - 50 KVA | 4 | 3041.53
E368.00-Line Transformers | 1974-01-01 | TRANSFORMERS - PM 1P - 50 KVA | 96 | 66612.61
E368.00-Line Transformers | 1973-01-01 | TRANSFORMERS - PM 1P - 50 KVA | 99 | 60945.93
E368.00-Line Transformers | 1972-01-01 | TRANSFORMERS - PM 1P - 50 KVA | 11 | 6273.1
E368.00-Line Transformers | 1995-01-01 | TRANSFORMERS - PM 1P - 500 KVA | 1 | 6978.58
E368.00-Line Transformers | 2014-06-30 | TRANSFORMERS - PM 1P - 75 KVA | 36 | 78403.46
E368.00-Line Transformers | 2013-09-01 | TRANSFORMERS - PM 1P - 75 KVA | 22 | 46598.63
E368.00-Line Transformers | 2012-07-31 | TRANSFORMERS - PM 1P - 75 KVA | 57 | 98978.08
E368.00-Line Transformers | 2012-05-31 | TRANSFORMERS - PM 1P - 75 KVA | 19 | 43766.43
E368.00-Line Transformers | 2010-11-30 | TRANSFORMERS - PM 1P - 75 KVA | 69 | 149566.09
E368.00-Line Transformers | 2008-11-30 | TRANSFORMERS - PM 1P - 75 KVA | 100 | 149500.05
E368.00-Line Transformers | 2007-01-01 | TRANSFORMERS - PM 1P - 75 KVA | 166 | 116076.64
E368.00-Line Transformers | 2006-01-01 | TRANSFORMERS - PM 1P - 75 KVA | 173 | 345250.26
E368.00-Line Transformers | 2005-01-01 | TRANSFORMERS - PM 1P - 75 KVA | 246 | 508538.03
E368.00-Line Transformers | 2004-01-01 | TRANSFORMERS - PM 1P - 75 KVA | 268 | 427046.9
E368.00-Line Transformers | 2003-01-01 | TRANSFORMERS - PM 1P - 75 KVA | 195 | 185623.22
E368.00-Line Transformers | 2002-01-01 | TRANSFORMERS - PM 1P - 75 KVA | 232 | 126018.99
E368.00-Line Transformers | 2001-01-01 | TRANSFORMERS - PM 1P - 75 KVA | 116 | 59425.26
E368.00-Line Transformers | 2000-01-01 | TRANSFORMERS - PM 1P - 75 KVA | 122 | 182005.89
E368.00-Line Transformers | 1998-01-01 | TRANSFORMERS - PM 1P - 75 KVA | 109 | 157690.84
E368.00-Line Transformers | 1997-01-01 | TRANSFORMERS - PM 1P - 75 KVA | 168 | 241833.49
E368.00-Line Transformers | 1996-01-01 | TRANSFORMERS - PM 1P - 75 KVA | 80 | 121621.35
E368.00-Line Transformers | 1995-01-01 | TRANSFORMERS - PM 1P - 75 KVA | 68 | 110560.66
E368.00-Line Transformers | 1994-01-01 | TRANSFORMERS - PM 1P - 75 KVA | 77 | 119170.03
E368.00-Line Transformers | 1993-01-01 | TRANSFORMERS - PM 1P - 75 KVA | 74 | 121408.98
E368.00-Line Transformers | 1992-01-01 | TRANSFORMERS - PM 1P - 75 KVA | 36 | 55922.1
E368.00-Line Transformers | 1991-01-01 | TRANSFORMERS - PM 1P - 75 KVA | 26 | 40825.16
E368.00-Line Transformers | 1990-01-01 | TRANSFORMERS - PM 1P - 75 KVA | 41 | 63920.83
E368.00-Line Transformers | 1989-01-01 | TRANSFORMERS - PM 1P - 75 KVA | 28 | 42955.39
E368.00-Line Transformers | 1988-01-01 | TRANSFORMERS - PM 1P - 75 KVA | 29 | 43658.91
E368.00-Line Transformers | 1987-01-01 | TRANSFORMERS - PM 1P - 75 KVA | 17 | 22490.82
E368.00-Line Transformers | 1986-01-01 | TRANSFORMERS - PM 1P - 75 KVA | 7 | 11996.22
E368.00-Line Transformers | 1985-01-01 | TRANSFORMERS - PM 1P - 75 KVA | 48 | 74390.28
E368.00-Line Transformers | 1984-01-01 | TRANSFORMERS - PM 1P - 75 KVA | 2 | 2996.85
E368.00-Line Transformers | 1983-01-01 | TRANSFORMERS - PM 1P - 75 KVA | 39 | 87389.88
E368.00-Line Transformers | 1982-01-01 | TRANSFORMERS - PM 1P - 75 KVA | 23 | 57267.92
E368.00-Line Transformers | 1981-01-01 | TRANSFORMERS - PM 1P - 75 KVA | 27 | 35876.25
E368.00-Line Transformers | 1980-01-01 | TRANSFORMERS - PM 1P - 75 KVA | 9 | 12715.73
E368.00-Line Transformers | 1979-01-01 | TRANSFORMERS - PM 1P - 75 KVA | 35 | 35370.14
E368.00-Line Transformers | 1978-01-01 | TRANSFORMERS - PM 1P - 75 KVA | 39 | 43110.08
E368.00-Line Transformers | 1977-01-01 | TRANSFORMERS - PM 1P - 75 KVA | 25 | 35842.96
E368.00-Line Transformers | 1976-01-01 | TRANSFORMERS - PM 1P - 75 KVA | 14 | 13923.06
E368.00-Line Transformers | 1975-01-01 | TRANSFORMERS - PM 1P - 75 KVA | 19 | 15282.65
E368.00-Line Transformers | 1974-01-01 | TRANSFORMERS - PM 1P - 75 KVA | 76 | 61534.97
E368.00-Line Transformers | 1973-01-01 | TRANSFORMERS - PM 1P - 75 KVA | 1 | 770.46
E368.00-Line Transformers | 2014-06-30 | TRANSFORMERS - PM 3P - 1000 KVA | 4 | 70202.92
E368.00-Line Transformers | 2013-09-01 | TRANSFORMERS - PM 3P - 1000 KVA | 5 | 88681.58
E368.00-Line Transformers | 2013-04-01 | TRANSFORMERS - PM 3P - 1000 KVA | 1 | 18583.5
E368.00-Line Transformers | 2012-07-31 | TRANSFORMERS - PM 3P - 1000 KVA | 6 | 78223.47
E368.00-Line Transformers | 2010-11-30 | TRANSFORMERS - PM 3P - 1000 KVA | 21 | 401856.98
E368.00-Line Transformers | 2008-11-30 | TRANSFORMERS - PM 3P - 1000 KVA | 40 | 571134.34
E368.00-Line Transformers | 2007-01-01 | TRANSFORMERS - PM 3P - 1000 KVA | 24 | 106930.43
E368.00-Line Transformers | 2006-01-01 | TRANSFORMERS - PM 3P - 1000 KVA | 13 | 186761.8
E368.00-Line Transformers | 2005-01-01 | TRANSFORMERS - PM 3P - 1000 KVA | 18 | 251868.75
E368.00-Line Transformers | 2004-01-01 | TRANSFORMERS - PM 3P - 1000 KVA | 14 | 210674.95
E368.00-Line Transformers | 2003-01-01 | TRANSFORMERS - PM 3P - 1000 KVA | 10 | 90802.38
E368.00-Line Transformers | 2002-01-01 | TRANSFORMERS - PM 3P - 1000 KVA | 36 | 185495.88
E368.00-Line Transformers | 2001-01-01 | TRANSFORMERS - PM 3P - 1000 KVA | 18 | 146686.9
E368.00-Line Transformers | 2000-01-01 | TRANSFORMERS - PM 3P - 1000 KVA | 12 | 167156.69
E368.00-Line Transformers | 1998-01-01 | TRANSFORMERS - PM 3P - 1000 KVA | 20 | 228213.08
E368.00-Line Transformers | 1997-01-01 | TRANSFORMERS - PM 3P - 1000 KVA | 19 | 202051.18
E368.00-Line Transformers | 1996-01-01 | TRANSFORMERS - PM 3P - 1000 KVA | 5 | 68838.53
E368.00-Line Transformers | 1995-01-01 | TRANSFORMERS - PM 3P - 1000 KVA | 7 | 80640.83
E368.00-Line Transformers | 1994-01-01 | TRANSFORMERS - PM 3P - 1000 KVA | 11 | 133880.51
E368.00-Line Transformers | 1993-01-01 | TRANSFORMERS - PM 3P - 1000 KVA | 7 | 89947.05
E368.00-Line Transformers | 1992-01-01 | TRANSFORMERS - PM 3P - 1000 KVA | 4 | 51344.26
E368.00-Line Transformers | 1991-01-01 | TRANSFORMERS - PM 3P - 1000 KVA | 9 | 119403.7
E368.00-Line Transformers | 1990-01-01 | TRANSFORMERS - PM 3P - 1000 KVA | 4 | 53806.37
E368.00-Line Transformers | 1989-01-01 | TRANSFORMERS - PM 3P - 1000 KVA | 8 | 100509.03
E368.00-Line Transformers | 1988-01-01 | TRANSFORMERS - PM 3P - 1000 KVA | 9 | 111174.18
E368.00-Line Transformers | 1987-01-01 | TRANSFORMERS - PM 3P - 1000 KVA | 5 | 57601.11
E368.00-Line Transformers | 1986-01-01 | TRANSFORMERS - PM 3P - 1000 KVA | 14 | 183610.85
E368.00-Line Transformers | 1985-01-01 | TRANSFORMERS - PM 3P - 1000 KVA | 1 | 35370.49
E368.00-Line Transformers | 1984-01-01 | TRANSFORMERS - PM 3P - 1000 KVA | 3 | 32021.22
E368.00-Line Transformers | 1982-01-01 | TRANSFORMERS - PM 3P - 1000 KVA | 2 | 25890.64
E368.00-Line Transformers | 1979-01-01 | TRANSFORMERS - PM 3P - 1000 KVA | 4 | 35142.18
E368.00-Line Transformers | 2001-01-01 | TRANSFORMERS - PM 3P - 112 KVA | 5 | 10408.36
E368.00-Line Transformers | 2000-01-01 | TRANSFORMERS - PM 3P - 112 KVA | 21 | 61762.49
E368.00-Line Transformers | 1998-01-01 | TRANSFORMERS - PM 3P - 112 KVA | 3 | 12089.02
E368.00-Line Transformers | 1976-01-01 | TRANSFORMERS - PM 3P - 112 KVA | 1 | 2372.06
E368.00-Line Transformers | 1973-01-01 | TRANSFORMERS - PM 3P - 112 KVA | 1 | -1558.97
E368.00-Line Transformers | 2002-01-01 | TRANSFORMERS - PM 3P - 112.5 KVA | 7 | 40159.56
E368.00-Line Transformers | 2001-01-01 | TRANSFORMERS - PM 3P - 112.5 KVA | 1 | 9.51
E368.00-Line Transformers | 2000-01-01 | TRANSFORMERS - PM 3P - 112.5 KVA | 5 | 31147.72
E368.00-Line Transformers | 1998-01-01 | TRANSFORMERS - PM 3P - 112.5 KVA | 8 | 29785.06
E368.00-Line Transformers | 1997-01-01 | TRANSFORMERS - PM 3P - 112.5 KVA | 11 | 41270.75
E368.00-Line Transformers | 1996-01-01 | TRANSFORMERS - PM 3P - 112.5 KVA | 16 | 65077.29
E368.00-Line Transformers | 1995-01-01 | TRANSFORMERS - PM 3P - 112.5 KVA | 6 | 25247
E368.00-Line Transformers | 1994-01-01 | TRANSFORMERS - PM 3P - 112.5 KVA | 15 | 61061.13
E368.00-Line Transformers | 1993-01-01 | TRANSFORMERS - PM 3P - 112.5 KVA | 19 | 82521.16
E368.00-Line Transformers | 1992-01-01 | TRANSFORMERS - PM 3P - 112.5 KVA | 5 | 20613.1
E368.00-Line Transformers | 1991-01-01 | TRANSFORMERS - PM 3P - 112.5 KVA | 5 | 21840.17
E368.00-Line Transformers | 1990-01-01 | TRANSFORMERS - PM 3P - 112.5 KVA | 8 | 34972.89
E368.00-Line Transformers | 1989-01-01 | TRANSFORMERS - PM 3P - 112.5 KVA | 5 | 21486.51
E368.00-Line Transformers | 1988-01-01 | TRANSFORMERS - PM 3P - 112.5 KVA | 1 | 4493.66
E368.00-Line Transformers | 1987-01-01 | TRANSFORMERS - PM 3P - 112.5 KVA | 8 | 34000.11
E368.00-Line Transformers | 1986-01-01 | TRANSFORMERS - PM 3P - 112.5 KVA | 6 | 23797.25
E368.00-Line Transformers | 1985-01-01 | TRANSFORMERS - PM 3P - 112.5 KVA | 6 | 20626.97
E368.00-Line Transformers | 1983-01-01 | TRANSFORMERS - PM 3P - 112.5 KVA | 17 | 68892.84
E368.00-Line Transformers | 1982-01-01 | TRANSFORMERS - PM 3P - 112.5 KVA | 7 | 27431.84
E368.00-Line Transformers | 1981-01-01 | TRANSFORMERS - PM 3P - 112.5 KVA | 4 | 11029.15
E368.00-Line Transformers | 1980-01-01 | TRANSFORMERS - PM 3P - 112.5 KVA | 2 | 5277.53
E368.00-Line Transformers | 1979-01-01 | TRANSFORMERS - PM 3P - 112.5 KVA | 13 | 32717.26
E368.00-Line Transformers | 1978-01-01 | TRANSFORMERS - PM 3P - 112.5 KVA | 11 | 28678.1
E368.00-Line Transformers | 1977-01-01 | TRANSFORMERS - PM 3P - 112.5 KVA | 4 | 9785.98
E368.00-Line Transformers | 1976-01-01 | TRANSFORMERS - PM 3P - 112.5 KVA | 2 | 4589.43
E368.00-Line Transformers | 1975-01-01 | TRANSFORMERS - PM 3P - 112.5 KVA | 5 | 11241.04
E368.00-Line Transformers | 1974-01-01 | TRANSFORMERS - PM 3P - 112.5 KVA | 14 | 27174.57
E368.00-Line Transformers | 1973-01-01 | TRANSFORMERS - PM 3P - 112.5 KVA | 9 | 14030.69
E368.00-Line Transformers | 1972-01-01 | TRANSFORMERS - PM 3P - 112.5 KVA | 7 | 10619.83
E368.00-Line Transformers | 1969-01-01 | TRANSFORMERS - PM 3P - 1250 KVA | 2 | 14355.37
E368.00-Line Transformers | 2014-06-30 | TRANSFORMERS - PM 3P - 150 KVA | 14 | 89015.69
E368.00-Line Transformers | 2013-09-01 | TRANSFORMERS - PM 3P - 150 KVA | 5 | 56367.32
E368.00-Line Transformers | 2013-04-01 | TRANSFORMERS - PM 3P - 150 KVA | 4 | 24540.52
E368.00-Line Transformers | 2012-07-31 | TRANSFORMERS - PM 3P - 150 KVA | 22 | 101649.34
E368.00-Line Transformers | 2012-05-31 | TRANSFORMERS - PM 3P - 150 KVA | 4 | 26265.46
E368.00-Line Transformers | 2011-02-28 | TRANSFORMERS - PM 3P - 150 KVA | 1 | 23592.05
E368.00-Line Transformers | 2010-11-30 | TRANSFORMERS - PM 3P - 150 KVA | 50 | 290834.97
E368.00-Line Transformers | 2008-11-30 | TRANSFORMERS - PM 3P - 150 KVA | 79 | 432581.22
E368.00-Line Transformers | 2007-01-01 | TRANSFORMERS - PM 3P - 150 KVA | 20 | 29184.42
E368.00-Line Transformers | 2006-01-01 | TRANSFORMERS - PM 3P - 150 KVA | 43 | 143128.34
E368.00-Line Transformers | 2005-01-01 | TRANSFORMERS - PM 3P - 150 KVA | 44 | 232372.67
E368.00-Line Transformers | 2004-01-01 | TRANSFORMERS - PM 3P - 150 KVA | 27 | 247767.39
E368.00-Line Transformers | 2003-01-01 | TRANSFORMERS - PM 3P - 150 KVA | 32 | 103937.82
E368.00-Line Transformers | 2002-01-01 | TRANSFORMERS - PM 3P - 150 KVA | 78 | 98291.63
E368.00-Line Transformers | 2001-01-01 | TRANSFORMERS - PM 3P - 150 KVA | 29 | 21871.7
E368.00-Line Transformers | 2000-01-01 | TRANSFORMERS - PM 3P - 150 KVA | 35 | 158331.46
E368.00-Line Transformers | 1998-01-01 | TRANSFORMERS - PM 3P - 150 KVA | 19 | 81867.4
E368.00-Line Transformers | 1997-01-01 | TRANSFORMERS - PM 3P - 150 KVA | 19 | 81179.84
E368.00-Line Transformers | 1996-01-01 | TRANSFORMERS - PM 3P - 150 KVA | 17 | 71492.63
E368.00-Line Transformers | 1995-01-01 | TRANSFORMERS - PM 3P - 150 KVA | 11 | 47390.62
E368.00-Line Transformers | 1994-01-01 | TRANSFORMERS - PM 3P - 150 KVA | 10 | 42924.16
E368.00-Line Transformers | 1993-01-01 | TRANSFORMERS - PM 3P - 150 KVA | 16 | 73639.03
E368.00-Line Transformers | 1992-01-01 | TRANSFORMERS - PM 3P - 150 KVA | 10 | 43721.24
E368.00-Line Transformers | 1991-01-01 | TRANSFORMERS - PM 3P - 150 KVA | 7 | 32486.46
E368.00-Line Transformers | 1990-01-01 | TRANSFORMERS - PM 3P - 150 KVA | 12 | 57213.97
E368.00-Line Transformers | 1989-01-01 | TRANSFORMERS - PM 3P - 150 KVA | 11 | 49015.84
E368.00-Line Transformers | 1988-01-01 | TRANSFORMERS - PM 3P - 150 KVA | 15 | 72057.28
E368.00-Line Transformers | 1987-01-01 | TRANSFORMERS - PM 3P - 150 KVA | 7 | 29606.46
E368.00-Line Transformers | 1986-01-01 | TRANSFORMERS - PM 3P - 150 KVA | 5 | 23499.2
E368.00-Line Transformers | 1985-01-01 | TRANSFORMERS - PM 3P - 150 KVA | 9 | 39897.93
E368.00-Line Transformers | 1984-01-01 | TRANSFORMERS - PM 3P - 150 KVA | 6 | 22894.45
E368.00-Line Transformers | 1983-01-01 | TRANSFORMERS - PM 3P - 150 KVA | 7 | 30379.23
E368.00-Line Transformers | 1981-01-01 | TRANSFORMERS - PM 3P - 150 KVA | 6 | 20788.09
E368.00-Line Transformers | 1980-01-01 | TRANSFORMERS - PM 3P - 150 KVA | 8 | 25353.6
E368.00-Line Transformers | 1979-01-01 | TRANSFORMERS - PM 3P - 150 KVA | 17 | 52269.35
E368.00-Line Transformers | 1978-01-01 | TRANSFORMERS - PM 3P - 150 KVA | 6 | 17667.97
E368.00-Line Transformers | 1977-01-01 | TRANSFORMERS - PM 3P - 150 KVA | 19 | 53343.93
E368.00-Line Transformers | 1976-01-01 | TRANSFORMERS - PM 3P - 150 KVA | 2 | 5291.37
E368.00-Line Transformers | 1975-01-01 | TRANSFORMERS - PM 3P - 150 KVA | 5 | 9291.97
E368.00-Line Transformers | 1974-01-01 | TRANSFORMERS - PM 3P - 150 KVA | 33 | 67506.98
E368.00-Line Transformers | 1973-01-01 | TRANSFORMERS - PM 3P - 150 KVA | 17 | 24278.19
E368.00-Line Transformers | 1972-01-01 | TRANSFORMERS - PM 3P - 150 KVA | 4 | 10892.95
E368.00-Line Transformers | 1971-01-01 | TRANSFORMERS - PM 3P - 150 KVA | 13 | 23708.37
E368.00-Line Transformers | 2014-06-30 | TRANSFORMERS - PM 3P - 1500 KVA | 6 | 146502.78
E368.00-Line Transformers | 2013-09-01 | TRANSFORMERS - PM 3P - 1500 KVA | 6 | 131844.24
E368.00-Line Transformers | 2013-04-01 | TRANSFORMERS - PM 3P - 1500 KVA | 2 | 43629.43
E368.00-Line Transformers | 2012-07-31 | TRANSFORMERS - PM 3P - 1500 KVA | 8 | 131785.48
E368.00-Line Transformers | 2012-02-29 | TRANSFORMERS - PM 3P - 1500 KVA | 2 | 29910.41
E368.00-Line Transformers | 2010-11-30 | TRANSFORMERS - PM 3P - 1500 KVA | 16 | 429580.86
E368.00-Line Transformers | 2008-11-30 | TRANSFORMERS - PM 3P - 1500 KVA | 36 | 611981.77
E368.00-Line Transformers | 2007-01-01 | TRANSFORMERS - PM 3P - 1500 KVA | 11 | 70141.67
E368.00-Line Transformers | 2006-01-01 | TRANSFORMERS - PM 3P - 1500 KVA | 13 | 139952.18
E368.00-Line Transformers | 2005-01-01 | TRANSFORMERS - PM 3P - 1500 KVA | 14 | 247185.75
E368.00-Line Transformers | 2004-01-01 | TRANSFORMERS - PM 3P - 1500 KVA | 4 | 126794.27
E368.00-Line Transformers | 2003-01-01 | TRANSFORMERS - PM 3P - 1500 KVA | 10 | 149922.37
E368.00-Line Transformers | 2002-01-01 | TRANSFORMERS - PM 3P - 1500 KVA | 33 | 311844.04
E368.00-Line Transformers | 2001-01-01 | TRANSFORMERS - PM 3P - 1500 KVA | 5 | 22253.34
E368.00-Line Transformers | 2000-01-01 | TRANSFORMERS - PM 3P - 1500 KVA | 11 | 269847.46
E368.00-Line Transformers | 1998-01-01 | TRANSFORMERS - PM 3P - 1500 KVA | 2 | 173067.97
E368.00-Line Transformers | 1997-01-01 | TRANSFORMERS - PM 3P - 1500 KVA | 7 | 117190.58
E368.00-Line Transformers | 1996-01-01 | TRANSFORMERS - PM 3P - 1500 KVA | 5 | 78868.78
E368.00-Line Transformers | 1995-01-01 | TRANSFORMERS - PM 3P - 1500 KVA | 10 | 152969.65
E368.00-Line Transformers | 1994-01-01 | TRANSFORMERS - PM 3P - 1500 KVA | 8 | 116875.44
E368.00-Line Transformers | 1993-01-01 | TRANSFORMERS - PM 3P - 1500 KVA | 9 | 138321.8
E368.00-Line Transformers | 1992-01-01 | TRANSFORMERS - PM 3P - 1500 KVA | 2 | 30250.03
E368.00-Line Transformers | 1991-01-01 | TRANSFORMERS - PM 3P - 1500 KVA | 7 | 111520.67
E368.00-Line Transformers | 1990-01-01 | TRANSFORMERS - PM 3P - 1500 KVA | 5 | 97079.93
E368.00-Line Transformers | 1989-01-01 | TRANSFORMERS - PM 3P - 1500 KVA | 3 | 48106.64
E368.00-Line Transformers | 1988-01-01 | TRANSFORMERS - PM 3P - 1500 KVA | 4 | 58547.83
E368.00-Line Transformers | 1987-01-01 | TRANSFORMERS - PM 3P - 1500 KVA | 3 | 42504.8
E368.00-Line Transformers | 1986-01-01 | TRANSFORMERS - PM 3P - 1500 KVA | 7 | 113647.41
E368.00-Line Transformers | 1985-01-01 | TRANSFORMERS - PM 3P - 1500 KVA | 1 | 15664.3
E368.00-Line Transformers | 1984-01-01 | TRANSFORMERS - PM 3P - 1500 KVA | 3 | 43831.99
E368.00-Line Transformers | 1982-01-01 | TRANSFORMERS - PM 3P - 1500 KVA | 2 | 32160.27
E368.00-Line Transformers | 1980-01-01 | TRANSFORMERS - PM 3P - 1500 KVA | 3 | 38549.44
E368.00-Line Transformers | 2014-06-30 | TRANSFORMERS - PM 3P - 2000 KVA | 4 | 106240.81
E368.00-Line Transformers | 2013-09-01 | TRANSFORMERS - PM 3P - 2000 KVA | 1 | 26167.9
E368.00-Line Transformers | 2013-04-01 | TRANSFORMERS - PM 3P - 2000 KVA | 1 | 26114.02
E368.00-Line Transformers | 2012-07-31 | TRANSFORMERS - PM 3P - 2000 KVA | 3 | 59151.97
E368.00-Line Transformers | 2012-02-29 | TRANSFORMERS - PM 3P - 2000 KVA | 11 | 342092.62
E368.00-Line Transformers | 2010-11-30 | TRANSFORMERS - PM 3P - 2000 KVA | 8 | 224570.97
E368.00-Line Transformers | 2008-11-30 | TRANSFORMERS - PM 3P - 2000 KVA | 12 | 397901.66
E368.00-Line Transformers | 2007-01-01 | TRANSFORMERS - PM 3P - 2000 KVA | 1 | 3729.9
E368.00-Line Transformers | 2006-01-01 | TRANSFORMERS - PM 3P - 2000 KVA | 7 | 119127.78
E368.00-Line Transformers | 2005-01-01 | TRANSFORMERS - PM 3P - 2000 KVA | 2 | 48883.43
E368.00-Line Transformers | 2004-01-01 | TRANSFORMERS - PM 3P - 2000 KVA | 1 | 66606.32
E368.00-Line Transformers | 2003-01-01 | TRANSFORMERS - PM 3P - 2000 KVA | 1 | 15084.17
E368.00-Line Transformers | 2002-01-01 | TRANSFORMERS - PM 3P - 2000 KVA | 5 | 98496.68
E368.00-Line Transformers | 2001-01-01 | TRANSFORMERS - PM 3P - 2000 KVA | 7 | 41629.91
E368.00-Line Transformers | 2000-01-01 | TRANSFORMERS - PM 3P - 2000 KVA | 11 | 196544.12
E368.00-Line Transformers | 1998-01-01 | TRANSFORMERS - PM 3P - 2000 KVA | 2 | 54706.84
E368.00-Line Transformers | 1997-01-01 | TRANSFORMERS - PM 3P - 2000 KVA | 6 | 116520.53
E368.00-Line Transformers | 1996-01-01 | TRANSFORMERS - PM 3P - 2000 KVA | 3 | 96699.8
E368.00-Line Transformers | 1995-01-01 | TRANSFORMERS - PM 3P - 2000 KVA | 2 | 50561.42
E368.00-Line Transformers | 1993-01-01 | TRANSFORMERS - PM 3P - 2000 KVA | 3 | 59163.02
E368.00-Line Transformers | 1992-01-01 | TRANSFORMERS - PM 3P - 2000 KVA | 1 | 21948.28
E368.00-Line Transformers | 1991-01-01 | TRANSFORMERS - PM 3P - 2000 KVA | 1 | 20140.97
E368.00-Line Transformers | 1989-01-01 | TRANSFORMERS - PM 3P - 2000 KVA | 5 | 107153.46
E368.00-Line Transformers | 1986-01-01 | TRANSFORMERS - PM 3P - 2000 KVA | 2 | 39852.56
E368.00-Line Transformers | 1985-01-01 | TRANSFORMERS - PM 3P - 2000 KVA | 2 | 37666.33
E368.00-Line Transformers | 1984-01-01 | TRANSFORMERS - PM 3P - 2000 KVA | 7 | 143430.13
E368.00-Line Transformers | 1983-01-01 | TRANSFORMERS - PM 3P - 2000 KVA | 3 | 63096.79
E368.00-Line Transformers | 1981-01-01 | TRANSFORMERS - PM 3P - 2000 KVA | 1 | 15883.66
E368.00-Line Transformers | 2014-06-30 | TRANSFORMERS - PM 3P - 225 KVA | 13 | 98439.01
E368.00-Line Transformers | 2013-09-01 | TRANSFORMERS - PM 3P - 225 KVA | 1 | 7074.79
E368.00-Line Transformers | 2013-04-01 | TRANSFORMERS - PM 3P - 225 KVA | 2 | 16557.29
E368.00-Line Transformers | 2012-07-31 | TRANSFORMERS - PM 3P - 225 KVA | 11 | 59872.49
E368.00-Line Transformers | 2012-05-31 | TRANSFORMERS - PM 3P - 225 KVA | 4 | 30792.26
E368.00-Line Transformers | 2010-11-30 | TRANSFORMERS - PM 3P - 225 KVA | 16 | 88234.16
E368.00-Line Transformers | 2008-11-30 | TRANSFORMERS - PM 3P - 225 KVA | 44 | 296007.45
E368.00-Line Transformers | 2007-01-01 | TRANSFORMERS - PM 3P - 225 KVA | 28 | 45227.7
E368.00-Line Transformers | 2006-01-01 | TRANSFORMERS - PM 3P - 225 KVA | 32 | 79338.09
E368.00-Line Transformers | 2005-01-01 | TRANSFORMERS - PM 3P - 225 KVA | 22 | 122536.24
E368.00-Line Transformers | 2004-01-01 | TRANSFORMERS - PM 3P - 225 KVA | 24 | 142275.85
E368.00-Line Transformers | 2003-01-01 | TRANSFORMERS - PM 3P - 225 KVA | 15 | 54599.98
E368.00-Line Transformers | 2002-01-01 | TRANSFORMERS - PM 3P - 225 KVA | 68 | 169372.06
E368.00-Line Transformers | 2001-01-01 | TRANSFORMERS - PM 3P - 225 KVA | 16 | 20442.23
E368.00-Line Transformers | 2000-01-01 | TRANSFORMERS - PM 3P - 225 KVA | 33 | 167219.56
E368.00-Line Transformers | 1998-01-01 | TRANSFORMERS - PM 3P - 225 KVA | 23 | 113932.22
E368.00-Line Transformers | 1997-01-01 | TRANSFORMERS - PM 3P - 225 KVA | 12 | 65415.53
E368.00-Line Transformers | 1996-01-01 | TRANSFORMERS - PM 3P - 225 KVA | 12 | 64293.29
E368.00-Line Transformers | 1995-01-01 | TRANSFORMERS - PM 3P - 225 KVA | 11 | 58753.94
E368.00-Line Transformers | 1994-01-01 | TRANSFORMERS - PM 3P - 225 KVA | 13 | 68217.31
E368.00-Line Transformers | 1993-01-01 | TRANSFORMERS - PM 3P - 225 KVA | 6 | 33301.04
E368.00-Line Transformers | 1992-01-01 | TRANSFORMERS - PM 3P - 225 KVA | 9 | 48935.32
E368.00-Line Transformers | 1991-01-01 | TRANSFORMERS - PM 3P - 225 KVA | 3 | 16998.69
E368.00-Line Transformers | 1990-01-01 | TRANSFORMERS - PM 3P - 225 KVA | 14 | 81819.67
E368.00-Line Transformers | 1989-01-01 | TRANSFORMERS - PM 3P - 225 KVA | 13 | 70601.38
E368.00-Line Transformers | 1988-01-01 | TRANSFORMERS - PM 3P - 225 KVA | 14 | 77774.41
E368.00-Line Transformers | 1987-01-01 | TRANSFORMERS - PM 3P - 225 KVA | 9 | 44685.88
E368.00-Line Transformers | 1986-01-01 | TRANSFORMERS - PM 3P - 225 KVA | 3 | 14765.8
E368.00-Line Transformers | 1985-01-01 | TRANSFORMERS - PM 3P - 225 KVA | 3 | 16528.09
E368.00-Line Transformers | 1984-01-01 | TRANSFORMERS - PM 3P - 225 KVA | 6 | 29779.88
E368.00-Line Transformers | 1983-01-01 | TRANSFORMERS - PM 3P - 225 KVA | 7 | 37717.75
E368.00-Line Transformers | 1982-01-01 | TRANSFORMERS - PM 3P - 225 KVA | 9 | 47627.21
E368.00-Line Transformers | 1981-01-01 | TRANSFORMERS - PM 3P - 225 KVA | 4 | 15922.14
E368.00-Line Transformers | 1980-01-01 | TRANSFORMERS - PM 3P - 225 KVA | 8 | 27007.97
E368.00-Line Transformers | 1979-01-01 | TRANSFORMERS - PM 3P - 225 KVA | 9 | 30946.61
E368.00-Line Transformers | 1978-01-01 | TRANSFORMERS - PM 3P - 225 KVA | 10 | 33211.28
E368.00-Line Transformers | 1976-01-01 | TRANSFORMERS - PM 3P - 225 KVA | 19 | 56022.07
E368.00-Line Transformers | 1975-01-01 | TRANSFORMERS - PM 3P - 225 KVA | 1 | 2287.74
E368.00-Line Transformers | 1974-01-01 | TRANSFORMERS - PM 3P - 225 KVA | 2 | 5013.45
E368.00-Line Transformers | 2014-06-30 | TRANSFORMERS - PM 3P - 2500 KVA | 2 | 66740.03
E368.00-Line Transformers | 2013-09-01 | TRANSFORMERS - PM 3P - 2500 KVA | 2 | 65252.15
E368.00-Line Transformers | 2012-07-31 | TRANSFORMERS - PM 3P - 2500 KVA | 5 | 108275.61
E368.00-Line Transformers | 2012-05-31 | TRANSFORMERS - PM 3P - 2500 KVA | 1 | 32129.41
E368.00-Line Transformers | 2010-11-30 | TRANSFORMERS - PM 3P - 2500 KVA | 8 | 264078.91
E368.00-Line Transformers | 2008-11-30 | TRANSFORMERS - PM 3P - 2500 KVA | 15 | 459696.1
E368.00-Line Transformers | 2007-01-01 | TRANSFORMERS - PM 3P - 2500 KVA | 5 | 20706.43
E368.00-Line Transformers | 2006-01-01 | TRANSFORMERS - PM 3P - 2500 KVA | 4 | 83672.13
E368.00-Line Transformers | 2005-01-01 | TRANSFORMERS - PM 3P - 2500 KVA | 1 | 3260.21
E368.00-Line Transformers | 2004-01-01 | TRANSFORMERS - PM 3P - 2500 KVA | 23 | 580588.29
E368.00-Line Transformers | 2003-01-01 | TRANSFORMERS - PM 3P - 2500 KVA | 5 | 96939.62
E368.00-Line Transformers | 2002-01-01 | TRANSFORMERS - PM 3P - 2500 KVA | 19 | 160736.54
E368.00-Line Transformers | 2001-01-01 | TRANSFORMERS - PM 3P - 2500 KVA | 6 | 2322.33
E368.00-Line Transformers | 2000-01-01 | TRANSFORMERS - PM 3P - 2500 KVA | 6 | 151335.85
E368.00-Line Transformers | 1998-01-01 | TRANSFORMERS - PM 3P - 2500 KVA | 12 | 45512.28
E368.00-Line Transformers | 1997-01-01 | TRANSFORMERS - PM 3P - 2500 KVA | 5 | 106075.47
E368.00-Line Transformers | 1996-01-01 | TRANSFORMERS - PM 3P - 2500 KVA | 3 | 86045.74
E368.00-Line Transformers | 1995-01-01 | TRANSFORMERS - PM 3P - 2500 KVA | 3 | 88167.31
E368.00-Line Transformers | 1994-01-01 | TRANSFORMERS - PM 3P - 2500 KVA | 8 | 184105.4
E368.00-Line Transformers | 1993-01-01 | TRANSFORMERS - PM 3P - 2500 KVA | 5 | 122505.05
E368.00-Line Transformers | 1992-01-01 | TRANSFORMERS - PM 3P - 2500 KVA | 1 | 25612.91
E368.00-Line Transformers | 1991-01-01 | TRANSFORMERS - PM 3P - 2500 KVA | 2 | 48926.8
E368.00-Line Transformers | 1990-01-01 | TRANSFORMERS - PM 3P - 2500 KVA | 3 | 65192.83
E368.00-Line Transformers | 1989-01-01 | TRANSFORMERS - PM 3P - 2500 KVA | 8 | 139890.41
E368.00-Line Transformers | 1988-01-01 | TRANSFORMERS - PM 3P - 2500 KVA | 4 | 97128.8
E368.00-Line Transformers | 1984-01-01 | TRANSFORMERS - PM 3P - 2500 KVA | 1 | 19617.27
E368.00-Line Transformers | 1979-01-01 | TRANSFORMERS - PM 3P - 2500 KVA | 2 | 29643.13
E368.00-Line Transformers | 2014-06-30 | TRANSFORMERS - PM 3P - 300 KVA | 12 | 104347.43
E368.00-Line Transformers | 2013-09-01 | TRANSFORMERS - PM 3P - 300 KVA | 14 | 122369.75
E368.00-Line Transformers | 2013-04-01 | TRANSFORMERS - PM 3P - 300 KVA | 2 | 19255.02
E368.00-Line Transformers | 2012-07-31 | TRANSFORMERS - PM 3P - 300 KVA | 6 | 28850.82
E368.00-Line Transformers | 2012-05-31 | TRANSFORMERS - PM 3P - 300 KVA | 6 | 57822.56
E368.00-Line Transformers | 2010-11-30 | TRANSFORMERS - PM 3P - 300 KVA | 46 | 372878.99
E368.00-Line Transformers | 2008-11-30 | TRANSFORMERS - PM 3P - 300 KVA | 82 | 594448.86
E368.00-Line Transformers | 2007-01-01 | TRANSFORMERS - PM 3P - 300 KVA | 21 | 34830.78
E368.00-Line Transformers | 2006-01-01 | TRANSFORMERS - PM 3P - 300 KVA | 48 | 251849.72
E368.00-Line Transformers | 2005-01-01 | TRANSFORMERS - PM 3P - 300 KVA | 25 | 156481.73
E368.00-Line Transformers | 2004-01-01 | TRANSFORMERS - PM 3P - 300 KVA | 40 | 293032.82
E368.00-Line Transformers | 2003-01-01 | TRANSFORMERS - PM 3P - 300 KVA | 12 | 52266.79
E368.00-Line Transformers | 2002-01-01 | TRANSFORMERS - PM 3P - 300 KVA | 100 | 115447.91
E368.00-Line Transformers | 2001-01-01 | TRANSFORMERS - PM 3P - 300 KVA | 59 | 129159.87
E368.00-Line Transformers | 2000-01-01 | TRANSFORMERS - PM 3P - 300 KVA | 45 | 304712.39
E368.00-Line Transformers | 1998-01-01 | TRANSFORMERS - PM 3P - 300 KVA | 41 | 247840.58
E368.00-Line Transformers | 1997-01-01 | TRANSFORMERS - PM 3P - 300 KVA | 23 | 136792.6
E368.00-Line Transformers | 1996-01-01 | TRANSFORMERS - PM 3P - 300 KVA | 40 | 245815.87
E368.00-Line Transformers | 1995-01-01 | TRANSFORMERS - PM 3P - 300 KVA | 32 | 196358.01
E368.00-Line Transformers | 1994-01-01 | TRANSFORMERS - PM 3P - 300 KVA | 12 | 71213.22
E368.00-Line Transformers | 1993-01-01 | TRANSFORMERS - PM 3P - 300 KVA | 21 | 126592.4
E368.00-Line Transformers | 1992-01-01 | TRANSFORMERS - PM 3P - 300 KVA | 13 | 79421.75
E368.00-Line Transformers | 1991-01-01 | TRANSFORMERS - PM 3P - 300 KVA | 28 | 172151.12
E368.00-Line Transformers | 1990-01-01 | TRANSFORMERS - PM 3P - 300 KVA | 26 | 167616.89
E368.00-Line Transformers | 1989-01-01 | TRANSFORMERS - PM 3P - 300 KVA | 20 | 120326.08
E368.00-Line Transformers | 1988-01-01 | TRANSFORMERS - PM 3P - 300 KVA | 17 | 100836.87
E368.00-Line Transformers | 1987-01-01 | TRANSFORMERS - PM 3P - 300 KVA | 28 | 152847.85
E368.00-Line Transformers | 1986-01-01 | TRANSFORMERS - PM 3P - 300 KVA | 7 | 39486.92
E368.00-Line Transformers | 1985-01-01 | TRANSFORMERS - PM 3P - 300 KVA | 16 | 99502.74
E368.00-Line Transformers | 1984-01-01 | TRANSFORMERS - PM 3P - 300 KVA | 4 | 21393.64
E368.00-Line Transformers | 1983-01-01 | TRANSFORMERS - PM 3P - 300 KVA | 20 | 119186.94
E368.00-Line Transformers | 1982-01-01 | TRANSFORMERS - PM 3P - 300 KVA | 10 | 54729.94
E368.00-Line Transformers | 1981-01-01 | TRANSFORMERS - PM 3P - 300 KVA | 4 | 15901.95
E368.00-Line Transformers | 1980-01-01 | TRANSFORMERS - PM 3P - 300 KVA | 11 | 43115.9
E368.00-Line Transformers | 1979-01-01 | TRANSFORMERS - PM 3P - 300 KVA | 12 | 50449.44
E368.00-Line Transformers | 1978-01-01 | TRANSFORMERS - PM 3P - 300 KVA | 9 | 35227.97
E368.00-Line Transformers | 1977-01-01 | TRANSFORMERS - PM 3P - 300 KVA | 9 | 45778.16
E368.00-Line Transformers | 1976-01-01 | TRANSFORMERS - PM 3P - 300 KVA | 9 | 41588.65
E368.00-Line Transformers | 1975-01-01 | TRANSFORMERS - PM 3P - 300 KVA | 4 | 16095.3
E368.00-Line Transformers | 1974-01-01 | TRANSFORMERS - PM 3P - 300 KVA | 21 | 59048.5
E368.00-Line Transformers | 1971-01-01 | TRANSFORMERS - PM 3P - 300 KVA | 1 | 2667.95
E368.00-Line Transformers | 2014-06-30 | TRANSFORMERS - PM 3P - 3000 KVA | 2 | 88707.6
E368.00-Line Transformers | 2008-11-30 | TRANSFORMERS - PM 3P - 3000 KVA | 5 | 193135.37
E368.00-Line Transformers | 2006-01-01 | TRANSFORMERS - PM 3P - 3000 KVA | 1 | 14833.39
E368.00-Line Transformers | 2004-01-01 | TRANSFORMERS - PM 3P - 3000 KVA | 2 | 52414.34
E368.00-Line Transformers | 2002-01-01 | TRANSFORMERS - PM 3P - 3000 KVA | 1 | 118305.09
E368.00-Line Transformers | 1996-01-01 | TRANSFORMERS - PM 3P - 3000 KVA | 1 | 24964.11
E368.00-Line Transformers | 1994-01-01 | TRANSFORMERS - PM 3P - 3000 KVA | 1 | 23387.29
E368.00-Line Transformers | 1993-01-01 | TRANSFORMERS - PM 3P - 3000 KVA | 1 | 31497.78
E368.00-Line Transformers | 1990-01-01 | TRANSFORMERS - PM 3P - 3000 KVA | 1 | 25908.98
E368.00-Line Transformers | 1988-01-01 | TRANSFORMERS - PM 3P - 333 KVA | 3 | 11430.48
E368.00-Line Transformers | 1987-01-01 | TRANSFORMERS - PM 3P - 333 KVA | 18 | 69511.27
E368.00-Line Transformers | 1986-01-01 | TRANSFORMERS - PM 3P - 333 KVA | 6 | 24771.85
E368.00-Line Transformers | 1977-01-01 | TRANSFORMERS - PM 3P - 333 KVA | 3 | 6637.29
E368.00-Line Transformers | 1969-01-01 | TRANSFORMERS - PM 3P - 333 KVA | 2 | 2500.5
E368.00-Line Transformers | 1968-01-01 | TRANSFORMERS - PM 3P - 333 KVA | 1 | 3010.01
E368.00-Line Transformers | 2001-01-01 | TRANSFORMERS - PM 3P - 45 KVA | 21 | 41528.42
E368.00-Line Transformers | 2000-01-01 | TRANSFORMERS - PM 3P - 45 KVA | 26 | 86789.38
E368.00-Line Transformers | 1998-01-01 | TRANSFORMERS - PM 3P - 45 KVA | 13 | 40111.01
E368.00-Line Transformers | 1997-01-01 | TRANSFORMERS - PM 3P - 45 KVA | 4 | 12096.85
E368.00-Line Transformers | 1996-01-01 | TRANSFORMERS - PM 3P - 45 KVA | 8 | 33632.09
E368.00-Line Transformers | 1995-01-01 | TRANSFORMERS - PM 3P - 45 KVA | 8 | 30452.14
E368.00-Line Transformers | 1994-01-01 | TRANSFORMERS - PM 3P - 45 KVA | 9 | 31230.31
E368.00-Line Transformers | 1993-01-01 | TRANSFORMERS - PM 3P - 45 KVA | 6 | 21017.68
E368.00-Line Transformers | 1991-01-01 | TRANSFORMERS - PM 3P - 45 KVA | 2 | 6648.85
E368.00-Line Transformers | 1990-01-01 | TRANSFORMERS - PM 3P - 45 KVA | 4 | 14236.27
E368.00-Line Transformers | 1989-01-01 | TRANSFORMERS - PM 3P - 45 KVA | 3 | 11098.5
E368.00-Line Transformers | 1988-01-01 | TRANSFORMERS - PM 3P - 45 KVA | 6 | 21660.77
E368.00-Line Transformers | 1987-01-01 | TRANSFORMERS - PM 3P - 45 KVA | 7 | 23609.87
E368.00-Line Transformers | 1986-01-01 | TRANSFORMERS - PM 3P - 45 KVA | 1 | 3499.5
E368.00-Line Transformers | 2014-06-30 | TRANSFORMERS - PM 3P - 500 KVA | 11 | 125424.54
E368.00-Line Transformers | 2013-09-01 | TRANSFORMERS - PM 3P - 500 KVA | 9 | 97272.16
E368.00-Line Transformers | 2013-04-01 | TRANSFORMERS - PM 3P - 500 KVA | 3 | 32466.46
E368.00-Line Transformers | 2012-07-31 | TRANSFORMERS - PM 3P - 500 KVA | 25 | 271757.44
E368.00-Line Transformers | 2012-05-31 | TRANSFORMERS - PM 3P - 500 KVA | 9 | 106459.5
E368.00-Line Transformers | 2010-11-30 | TRANSFORMERS - PM 3P - 500 KVA | 45 | 482448.51
E368.00-Line Transformers | 2008-11-30 | TRANSFORMERS - PM 3P - 500 KVA | 79 | 729556.8
E368.00-Line Transformers | 2007-01-01 | TRANSFORMERS - PM 3P - 500 KVA | 34 | 79679.43
E368.00-Line Transformers | 2006-01-01 | TRANSFORMERS - PM 3P - 500 KVA | 50 | 368743.96
E368.00-Line Transformers | 2005-01-01 | TRANSFORMERS - PM 3P - 500 KVA | 26 | 213635.15
E368.00-Line Transformers | 2004-01-01 | TRANSFORMERS - PM 3P - 500 KVA | 36 | 371722.92
E368.00-Line Transformers | 2003-01-01 | TRANSFORMERS - PM 3P - 500 KVA | 22 | 132075.36
E368.00-Line Transformers | 2002-01-01 | TRANSFORMERS - PM 3P - 500 KVA | 82 | 176473.43
E368.00-Line Transformers | 2001-01-01 | TRANSFORMERS - PM 3P - 500 KVA | 23 | 116319.16
E368.00-Line Transformers | 2000-01-01 | TRANSFORMERS - PM 3P - 500 KVA | 40 | 380824.39
E368.00-Line Transformers | 1998-01-01 | TRANSFORMERS - PM 3P - 500 KVA | 26 | 208221.56
E368.00-Line Transformers | 1997-01-01 | TRANSFORMERS - PM 3P - 500 KVA | 38 | 279929.66
E368.00-Line Transformers | 1996-01-01 | TRANSFORMERS - PM 3P - 500 KVA | 29 | 232652.22
E368.00-Line Transformers | 1995-01-01 | TRANSFORMERS - PM 3P - 500 KVA | 20 | 160962.53
E368.00-Line Transformers | 1994-01-01 | TRANSFORMERS - PM 3P - 500 KVA | 23 | 177962.88
E368.00-Line Transformers | 1993-01-01 | TRANSFORMERS - PM 3P - 500 KVA | 14 | 117781.18
E368.00-Line Transformers | 1992-01-01 | TRANSFORMERS - PM 3P - 500 KVA | 25 | 205600.14
E368.00-Line Transformers | 1991-01-01 | TRANSFORMERS - PM 3P - 500 KVA | 15 | 125595.84
E368.00-Line Transformers | 1990-01-01 | TRANSFORMERS - PM 3P - 500 KVA | 19 | 161445.69
E368.00-Line Transformers | 1989-01-01 | TRANSFORMERS - PM 3P - 500 KVA | 18 | 147144.39
E368.00-Line Transformers | 1988-01-01 | TRANSFORMERS - PM 3P - 500 KVA | 17 | 130611.66
E368.00-Line Transformers | 1987-01-01 | TRANSFORMERS - PM 3P - 500 KVA | 24 | 172837.85
E368.00-Line Transformers | 1986-01-01 | TRANSFORMERS - PM 3P - 500 KVA | 26 | 196211.1
E368.00-Line Transformers | 1985-01-01 | TRANSFORMERS - PM 3P - 500 KVA | 14 | 111823.24
E368.00-Line Transformers | 1984-01-01 | TRANSFORMERS - PM 3P - 500 KVA | 8 | 52830.02
E368.00-Line Transformers | 1983-01-01 | TRANSFORMERS - PM 3P - 500 KVA | 22 | 158232.44
E368.00-Line Transformers | 1982-01-01 | TRANSFORMERS - PM 3P - 500 KVA | 11 | 83504.3
E368.00-Line Transformers | 1981-01-01 | TRANSFORMERS - PM 3P - 500 KVA | 4 | 22200.52
E368.00-Line Transformers | 1980-01-01 | TRANSFORMERS - PM 3P - 500 KVA | 8 | 40405.4
E368.00-Line Transformers | 1979-01-01 | TRANSFORMERS - PM 3P - 500 KVA | 15 | 67580.3
E368.00-Line Transformers | 1978-01-01 | TRANSFORMERS - PM 3P - 500 KVA | 6 | 25928.22
E368.00-Line Transformers | 1977-01-01 | TRANSFORMERS - PM 3P - 500 KVA | 3 | 13593.47
E368.00-Line Transformers | 1976-01-01 | TRANSFORMERS - PM 3P - 500 KVA | 13 | 53356.92
E368.00-Line Transformers | 1975-01-01 | TRANSFORMERS - PM 3P - 500 KVA | 8 | 45873.05
E368.00-Line Transformers | 1974-01-01 | TRANSFORMERS - PM 3P - 500 KVA | 33 | 114598.25
E368.00-Line Transformers | 1973-01-01 | TRANSFORMERS - PM 3P - 500 KVA | 3 | 35715.2
E368.00-Line Transformers | 1972-01-01 | TRANSFORMERS - PM 3P - 500 KVA | 12 | 33478.37
E368.00-Line Transformers | 2014-06-30 | TRANSFORMERS - PM 3P - 75 KVA | 11 | 64858.76
E368.00-Line Transformers | 2013-09-01 | TRANSFORMERS - PM 3P - 75 KVA | 4 | 20328.73
E368.00-Line Transformers | 2013-04-01 | TRANSFORMERS - PM 3P - 75 KVA | 3 | 15310.18
E368.00-Line Transformers | 2012-12-31 | TRANSFORMERS - PM 3P - 75 KVA | 1 | 4000
E368.00-Line Transformers | 2012-07-31 | TRANSFORMERS - PM 3P - 75 KVA | 16 | 270254.62
E368.00-Line Transformers | 2012-05-31 | TRANSFORMERS - PM 3P - 75 KVA | 2 | 10596.2
E368.00-Line Transformers | 2010-11-30 | TRANSFORMERS - PM 3P - 75 KVA | 6 | 34700.59
E368.00-Line Transformers | 2008-11-30 | TRANSFORMERS - PM 3P - 75 KVA | 163 | 467304.08
E368.00-Line Transformers | 2007-01-01 | TRANSFORMERS - PM 3P - 75 KVA | 21 | 33501.83
E368.00-Line Transformers | 2006-01-01 | TRANSFORMERS - PM 3P - 75 KVA | 23 | 95281.67
E368.00-Line Transformers | 2005-01-01 | TRANSFORMERS - PM 3P - 75 KVA | 29 | 130941.98
E368.00-Line Transformers | 2004-01-01 | TRANSFORMERS - PM 3P - 75 KVA | 29 | 143245.15
E368.00-Line Transformers | 2003-01-01 | TRANSFORMERS - PM 3P - 75 KVA | 16 | 49708.99
E368.00-Line Transformers | 2002-01-01 | TRANSFORMERS - PM 3P - 75 KVA | 31 | 52182.51
E368.00-Line Transformers | 2001-01-01 | TRANSFORMERS - PM 3P - 75 KVA | 23 | 35105.44
E368.00-Line Transformers | 2000-01-01 | TRANSFORMERS - PM 3P - 75 KVA | 22 | 102330.12
E368.00-Line Transformers | 1998-01-01 | TRANSFORMERS - PM 3P - 75 KVA | 16 | 57036.66
E368.00-Line Transformers | 1997-01-01 | TRANSFORMERS - PM 3P - 75 KVA | 9 | 31447.61
E368.00-Line Transformers | 1996-01-01 | TRANSFORMERS - PM 3P - 75 KVA | 8 | 31314.55
E368.00-Line Transformers | 1995-01-01 | TRANSFORMERS - PM 3P - 75 KVA | 6 | 26689.72
E368.00-Line Transformers | 1994-01-01 | TRANSFORMERS - PM 3P - 75 KVA | 5 | 24554.61
E368.00-Line Transformers | 1993-01-01 | TRANSFORMERS - PM 3P - 75 KVA | 10 | 35824.83
E368.00-Line Transformers | 1992-01-01 | TRANSFORMERS - PM 3P - 75 KVA | 5 | 16746.24
E368.00-Line Transformers | 1991-01-01 | TRANSFORMERS - PM 3P - 75 KVA | 2 | 8000.48
E368.00-Line Transformers | 1990-01-01 | TRANSFORMERS - PM 3P - 75 KVA | 9 | 37571.8
E368.00-Line Transformers | 1989-01-01 | TRANSFORMERS - PM 3P - 75 KVA | 10 | 31276.79
E368.00-Line Transformers | 1988-01-01 | TRANSFORMERS - PM 3P - 75 KVA | 9 | 35308.37
E368.00-Line Transformers | 1987-01-01 | TRANSFORMERS - PM 3P - 75 KVA | 5 | 17582.73
E368.00-Line Transformers | 1986-01-01 | TRANSFORMERS - PM 3P - 75 KVA | 1 | 3419.71
E368.00-Line Transformers | 1985-01-01 | TRANSFORMERS - PM 3P - 75 KVA | 1 | 3551.9
E368.00-Line Transformers | 1984-01-01 | TRANSFORMERS - PM 3P - 75 KVA | 10 | 28991.16
E368.00-Line Transformers | 1981-01-01 | TRANSFORMERS - PM 3P - 75 KVA | 13 | 26578.29
E368.00-Line Transformers | 1980-01-01 | TRANSFORMERS - PM 3P - 75 KVA | 6 | 11525.91
E368.00-Line Transformers | 1979-01-01 | TRANSFORMERS - PM 3P - 75 KVA | 10 | 27150.16
E368.00-Line Transformers | 1978-01-01 | TRANSFORMERS - PM 3P - 75 KVA | 12 | 29524.8
E368.00-Line Transformers | 1977-01-01 | TRANSFORMERS - PM 3P - 75 KVA | 18 | 30774.9
E368.00-Line Transformers | 1976-01-01 | TRANSFORMERS - PM 3P - 75 KVA | 5 | 10405.71
E368.00-Line Transformers | 1975-01-01 | TRANSFORMERS - PM 3P - 75 KVA | 7 | 11251.72
E368.00-Line Transformers | 1974-01-01 | TRANSFORMERS - PM 3P - 75 KVA | 35 | 62047.88
E368.00-Line Transformers | 1973-01-01 | TRANSFORMERS - PM 3P - 75 KVA | 3 | 9242.84
E368.00-Line Transformers | 1972-01-01 | TRANSFORMERS - PM 3P - 75 KVA | 4 | 5039.41
E368.00-Line Transformers | 2014-06-30 | TRANSFORMERS - PM 3P - 750 KVA | 6 | 87623.78
E368.00-Line Transformers | 2013-09-01 | TRANSFORMERS - PM 3P - 750 KVA | 6 | 44248.19
E368.00-Line Transformers | 2013-04-01 | TRANSFORMERS - PM 3P - 750 KVA | 2 | 33552.1
E368.00-Line Transformers | 2012-05-31 | TRANSFORMERS - PM 3P - 750 KVA | 14 | 198119.52
E368.00-Line Transformers | 2010-11-30 | TRANSFORMERS - PM 3P - 750 KVA | 44 | 463326.5
E368.00-Line Transformers | 2008-11-30 | TRANSFORMERS - PM 3P - 750 KVA | 38 | 438896.64
E368.00-Line Transformers | 2007-01-01 | TRANSFORMERS - PM 3P - 750 KVA | 9 | 32100.76
E368.00-Line Transformers | 2006-01-01 | TRANSFORMERS - PM 3P - 750 KVA | 28 | 332333.66
E368.00-Line Transformers | 2005-01-01 | TRANSFORMERS - PM 3P - 750 KVA | 13 | 151874.49
E368.00-Line Transformers | 2004-01-01 | TRANSFORMERS - PM 3P - 750 KVA | 18 | 283010.09
E368.00-Line Transformers | 2003-01-01 | TRANSFORMERS - PM 3P - 750 KVA | 11 | 89327.32
E368.00-Line Transformers | 2002-01-01 | TRANSFORMERS - PM 3P - 750 KVA | 36 | 158344.57
E368.00-Line Transformers | 2001-01-01 | TRANSFORMERS - PM 3P - 750 KVA | 22 | 102471.59
E368.00-Line Transformers | 2000-01-01 | TRANSFORMERS - PM 3P - 750 KVA | 18 | 206531.79
E368.00-Line Transformers | 1998-01-01 | TRANSFORMERS - PM 3P - 750 KVA | 17 | 165363.92
E368.00-Line Transformers | 1997-01-01 | TRANSFORMERS - PM 3P - 750 KVA | 14 | 131992.24
E368.00-Line Transformers | 1996-01-01 | TRANSFORMERS - PM 3P - 750 KVA | 16 | 182560.28
E368.00-Line Transformers | 1995-01-01 | TRANSFORMERS - PM 3P - 750 KVA | 13 | 138999.74
E368.00-Line Transformers | 1994-01-01 | TRANSFORMERS - PM 3P - 750 KVA | 20 | 206900.11
E368.00-Line Transformers | 1993-01-01 | TRANSFORMERS - PM 3P - 750 KVA | 15 | 162384.08
E368.00-Line Transformers | 1992-01-01 | TRANSFORMERS - PM 3P - 750 KVA | 12 | 127331.76
E368.00-Line Transformers | 1991-01-01 | TRANSFORMERS - PM 3P - 750 KVA | 19 | 217497.41
E368.00-Line Transformers | 1990-01-01 | TRANSFORMERS - PM 3P - 750 KVA | 6 | 72015.46
E368.00-Line Transformers | 1989-01-01 | TRANSFORMERS - PM 3P - 750 KVA | 14 | 159678.99
E368.00-Line Transformers | 1988-01-01 | TRANSFORMERS - PM 3P - 750 KVA | 16 | 166862.43
E368.00-Line Transformers | 1987-01-01 | TRANSFORMERS - PM 3P - 750 KVA | 13 | 129171.67
E368.00-Line Transformers | 1986-01-01 | TRANSFORMERS - PM 3P - 750 KVA | 13 | 142015.67
E368.00-Line Transformers | 1985-01-01 | TRANSFORMERS - PM 3P - 750 KVA | 1 | 15891.53
E368.00-Line Transformers | 1984-01-01 | TRANSFORMERS - PM 3P - 750 KVA | 5 | 40199.05
E368.00-Line Transformers | 1983-01-01 | TRANSFORMERS - PM 3P - 750 KVA | 3 | 23794.67
E368.00-Line Transformers | 1982-01-01 | TRANSFORMERS - PM 3P - 750 KVA | 4 | 21715.28
E368.00-Line Transformers | 1981-01-01 | TRANSFORMERS - PM 3P - 750 KVA | 3 | 28923.86
E368.00-Line Transformers | 1980-01-01 | TRANSFORMERS - PM 3P - 750 KVA | 9 | 62462.07
E368.00-Line Transformers | 1979-01-01 | TRANSFORMERS - PM 3P - 750 KVA | 8 | 59710.64
E368.00-Line Transformers | 1978-01-01 | TRANSFORMERS - PM 3P - 750 KVA | 3 | 23298.69
E368.00-Line Transformers | 1977-01-01 | TRANSFORMERS - PM 3P - 750 KVA | 2 | 14249.15
E368.00-Line Transformers | 1969-01-01 | TRANSFORMERS - PM 3P - 833 KVA | 3 | 16413.78

## ku e368.00 Exhibit
Description | Size | Cost | Quantity | Avg Cost | n | y | x | est y | y*n^.5 | n^.5 | xn^.5
TRANSFORMERS - OH 1P - .6 KVA | 0.6 | 6350.91 | 5 | 1270.182 | 5 | 1270.182 | 0.6 | 260.6134 | 2840.2133 | 2.2361 | 1.3416 | 422.9245
TRANSFORMERS - OH 1P - 1 KVA | 1 | 7595.25 | 16 | 474.7031 | 16 | 474.7031 | 1 | 427.2112 | 1898.8125 | 4 | 4 | 427.2112
TRANSFORMERS - OH 1P - 1.5 KVA | 1.5 | 3882.71 | 56 | 69.3341 | 56 | 69.3341 | 1.5 | 635.4584 | 518.8489 | 7.4833 | 11.225 | 432.5696
TRANSFORMERS - OH 1P - 10 KVA | 10 | 9667665.43 | 28304 | 341.5653 | 28304 | 341.5653 | 10 | 4175.6607 | 57464.2449 | 168.2379 | 1682.3793 | 523.6622
TRANSFORMERS - OH 1P - 100 KVA | 100 | 5772267.36 | 4239 | 1361.705 | 4239 | 1361.705 | 100 | 41660.1564 | 88657.3468 | 65.1076 | 6510.7603 | 1488.1725
TRANSFORMERS - OH 1P - 1250 KVA | 1250 | 148540.75 | 14 | 10610.0536 | 14 | 10610.0536 | 1250 | 520628.7116 | 39699.1853 | 3.7417 | 4677.0717 | 13812.4705
TRANSFORMERS - OH 1P - 15 KVA | 15 | 26466888.56 | 53160 | 497.8722 | 53160 | 497.8722 | 15 | 6258.1327 | 114791.6775 | 230.5645 | 3458.4679 | 577.2461
TRANSFORMERS - OH 1P - 150 KVA | 150 | 9231.17 | 6 | 1538.5283 | 6 | 1538.5283 | 150 | 62484.8762 | 3768.6094 | 2.4495 | 367.4235 | 2024.0115
TRANSFORMERS - OH 1P - 167 KVA | 167 | 4006048.52 | 2243 | 1786.0225 | 2243 | 1786.0225 | 167 | 69565.2809 | 84586.5999 | 47.3603 | 7909.1736 | 2206.1968
TRANSFORMERS - OH 1P - 25 KVA | 25 | 37789610.73 | 60965 | 619.8575 | 60965 | 619.8575 | 25 | 10423.0767 | 153049.5754 | 246.9109 | 6172.7729 | 684.4139
TRANSFORMERS - OH 1P - 250 KVA | 250 | 1003782.95 | 308 | 3259.0356 | 308 | 3259.0356 | 250 | 104134.3157 | 57195.8418 | 17.5499 | 4387.4822 | 3095.6896
TRANSFORMERS - OH 1P - 3 KVA | 3 | 88649.51 | 805 | 110.1236 | 805 | 110.1236 | 3 | 1260.2 | 3124.4847 | 28.3725 | 85.1176 | 448.6447
TRANSFORMERS - OH 1P - 333 KVA | 333 | 470066.43 | 131 | 3588.2934 | 131 | 3588.2934 | 333 | 138703.3506 | 41069.8947 | 11.4455 | 3811.3592 | 3985.1824
TRANSFORMERS - OH 1P - 37.5 KVA | 37.5 | 22636426.68 | 30454 | 743.299 | 30454 | 743.299 | 37.5 | 15629.2566 | 129713.6559 | 174.5107 | 6544.1529 | 818.3737
TRANSFORMERS - OH 1P - 5 KVA | 5 | 841010.49 | 5585 | 150.5838 | 5585 | 150.5838 | 5 | 2093.1888 | 11253.5572 | 74.7329 | 373.6643 | 470.0783
TRANSFORMERS - OH 1P - 50 KVA | 50 | 22274810.83 | 18888 | 1179.3102 | 18888 | 1179.3102 | 50 | 20835.4366 | 162076.8686 | 137.4336 | 6871.681 | 952.3334
TRANSFORMERS - OH 1P - 500 KVA | 500 | 1117989.41 | 242 | 4619.791 | 242 | 4619.791 | 500 | 208257.9147 | 71867.0812 | 15.5563 | 7778.1746 | 5774.8848
TRANSFORMERS - OH 1P - 667 KVA | 667 | 92692.95 | 17 | 5452.5265 | 17 | 5452.5265 | 667 | 277812.4788 | 22481.3426 | 4.1231 | 2750.1115 | 7564.5873
TRANSFORMERS - OH 1P - 7.5 KVA | 7.5 | 5242.88 | 18 | 291.2711 | 18 | 291.2711 | 7.5 | 3134.4247 | 1235.7587 | 4.2426 | 31.8198 | 496.8703
TRANSFORMERS - OH 1P - 75 KVA | 75 | 7591450.84 | 6648 | 1141.915 | 6648 | 1141.915 | 75 | 31247.7965 | 93106.3451 | 81.5353 | 6115.1451 | 1220.253
TRANSFORMERS - OH 1P - 833 KVA | 833 | 269780.64 | 27 | 9991.8756 | 27 | 9991.8756 | 833 | 346950.5485 | 51919.3084 | 5.1962 | 4328.395 | 9343.5729
TRANSFORMERS - PM 1P - 10 KVA | 10 | 138383.93 | 182 | 760.3513 | 182 | 760.3513 | 10 | 4175.6607 | 10257.6994 | 13.4907 | 134.9074 | 523.6622
TRANSFORMERS - PM 1P - 100 KVA | 100 | 2456794.87 | 1357 | 1810.4605 | 1357 | 1810.4605 | 100 | 41660.1564 | 66692.8033 | 36.8375 | 3683.7481 | 1488.1725
TRANSFORMERS - PM 1P - 15 KVA | 15 | 2440177.42 | 2819 | 865.6181 | 2819 | 865.6181 | 15 | 6258.1327 | 45959.3488 | 53.0943 | 796.4138 | 577.2461
TRANSFORMERS - PM 1P - 150 KVA | 150 | 72670.89 | 16 | 4541.9306 | 16 | 4541.9306 | 150 | 62484.8762 | 18167.7225 | 4 | 600 | 2024.0115
TRANSFORMERS - PM 1P - 167 KVA | 167 | 2025235.34 | 921 | 2198.9526 | 921 | 2198.9526 | 167 | 69565.2809 | 66733.7734 | 30.348 | 5068.113 | 2206.1968
TRANSFORMERS - PM 1P - 225 KVA | 225 | 486.66 | 4 | 121.665 | 4 | 121.665 | 225 | 93721.9558 | 243.33 | 2 | 450 | 2827.7701
TRANSFORMERS - PM 1P - 25 KVA | 25 | 9123245.22 | 9404 | 970.1452 | 9404 | 970.1452 | 25 | 10423.0767 | 94079.0749 | 96.9742 | 2424.3556 | 684.4139
TRANSFORMERS - PM 1P - 250 KVA | 250 | 1638685.69 | 448 | 3657.7806 | 448 | 3657.7806 | 250 | 104134.3157 | 77420.6217 | 21.166 | 5291.5026 | 3095.6896
TRANSFORMERS - PM 1P - 333 KVA | 333 | 3901.9 | 2 | 1950.95 | 2 | 1950.95 | 333 | 138703.3506 | 2759.0599 | 1.4142 | 470.9331 | 3985.1824
TRANSFORMERS - PM 1P - 37.5 KVA | 37.5 | 9333287.18 | 8873 | 1051.875 | 8873 | 1051.875 | 37.5 | 15629.2566 | 99083.0549 | 94.1966 | 3532.3726 | 818.3737
TRANSFORMERS - PM 1P - 50 KVA | 50 | 7870696.96 | 7020 | 1121.1819 | 7020 | 1121.1819 | 50 | 20835.4366 | 93938.7194 | 83.7854 | 4189.272 | 952.3334
TRANSFORMERS - PM 1P - 500 KVA | 500 | 6978.58 | 1 | 6978.58 | 1 | 6978.58 | 500 | 208257.9147 | 6978.58 | 1 | 500 | 5774.8848
TRANSFORMERS - PM 1P - 75 KVA | 75 | 4147323.94 | 2938 | 1411.6147 | 2938 | 1411.6147 | 75 | 31247.7965 | 76514.2037 | 54.2033 | 4065.2491 | 1220.253
TRANSFORMERS - PM 3P - 1000 KVA | 1000 | 4184505.78 | 354 | 11820.6378 | 354 | 11820.6378 | 1000 | 416505.1126 | 222403.9729 | 18.8149 | 18814.8877 | 11133.2753
TRANSFORMERS - PM 3P - 112 KVA | 112 | 85072.96 | 31 | 2744.289 | 31 | 2744.289 | 112 | 46658.0891 | 15279.5547 | 5.5678 | 623.5896 | 1616.7739
TRANSFORMERS - PM 3P - 112.5 KVA | 112.5 | 809578.1 | 227 | 3566.4233 | 227 | 3566.4233 | 112.5 | 46866.3363 | 53733.5858 | 15.0665 | 1694.9834 | 1622.1322
TRANSFORMERS - PM 3P - 1250 KVA | 1250 | 14355.37 | 2 | 7177.685 | 2 | 7177.685 | 1250 | 520628.7116 | 10150.7795 | 1.4142 | 1767.767 | 13812.4705
TRANSFORMERS - PM 3P - 150 KVA | 150 | 3189390.51 | 798 | 3996.73 | 798 | 3996.73 | 150 | 62484.8762 | 112903.2002 | 28.2489 | 4237.3341 | 2024.0115
TRANSFORMERS - PM 3P - 1500 KVA | 1500 | 4272333.58 | 258 | 16559.4325 | 258 | 16559.4325 | 1500 | 624752.3106 | 265983.8707 | 16.0624 | 24093.5676 | 16491.6657
TRANSFORMERS - PM 3P - 2000 KVA | 2000 | 2599166.05 | 113 | 23001.4695 | 113 | 23001.4695 | 2000 | 832999.5085 | 244508.9744 | 10.6301 | 21260.2916 | 21850.0562
TRANSFORMERS - PM 3P - 225 KVA | 225 | 2459547.83 | 549 | 4480.0507 | 549 | 4480.0507 | 225 | 93721.9558 | 104970.9434 | 23.4307 | 5271.9185 | 2827.7701
TRANSFORMERS - PM 3P - 2500 KVA | 2500 | 3154157.01 | 159 | 19837.4655 | 159 | 19837.4655 | 2500 | 1041246.7064 | 250140.9218 | 12.6095 | 31523.8005 | 27208.4466
TRANSFORMERS - PM 3P - 300 KVA | 300 | 5099742.68 | 956 | 5334.4589 | 956 | 5334.4589 | 300 | 124959.0355 | 164937.4657 | 30.9192 | 9275.7749 | 3631.5287
TRANSFORMERS - PM 3P - 3000 KVA | 3000 | 573153.95 | 15 | 38210.2633 | 15 | 38210.2633 | 3000 | 1249493.9043 | 147987.7135 | 3.873 | 11618.95 | 32566.8371
TRANSFORMERS - PM 3P - 333 KVA | 333 | 117861.4 | 33 | 3571.5576 | 33 | 3571.5576 | 333 | 138703.3506 | 20517.0362 | 5.7446 | 1912.9394 | 3985.1824
TRANSFORMERS - PM 3P - 45 KVA | 45 | 377611.64 | 118 | 3200.0986 | 118 | 3200.0986 | 45 | 18752.9646 | 34761.9691 | 10.8628 | 488.8251 | 898.7495
TRANSFORMERS - PM 3P - 500 KVA | 500 | 6860935.61 | 948 | 7237.2739 | 948 | 7237.2739 | 500 | 208257.9147 | 222832.8294 | 30.7896 | 15394.8043 | 5774.8848
TRANSFORMERS - PM 3P - 75 KVA | 75 | 2142509.63 | 619 | 3461.2433 | 619 | 3461.2433 | 75 | 31247.7965 | 86114.7327 | 24.8797 | 1865.9783 | 1220.253
TRANSFORMERS - PM 3P - 750 KVA | 750 | 4914779.7 | 491 | 10009.7346 | 491 | 10009.7346 | 750 | 312381.5137 | 221800.9029 | 22.1585 | 16618.8899 | 8454.0801
TRANSFORMERS - PM 3P - 833 KVA | 833 | 16413.78 | 3 | 5471.26 | 3 | 5471.26 | 833 | 346950.5485 | 9476.5003 | 1.7321 | 1442.7983 | 9343.5729
Weighted Linear Regression Statistics
Standard
|  | Estimate | Error
|  |  |  | 10.7168 | 416.4944
Size Coefficient ($ per kVA) |  | 10.7168 | 0.44351 | 0.44351 | 53.9477
Zero Intercept ($ per Unit) |  | 416.4944 | 53.9477 | 0.9475 | 25337.9309
|  |  |  | 442.1884 | 49
R-Square |  | 0.9475 |  | 567779437775.2415 | 31458526278.7526
Plant Classification
Total Number of Units |  | 251790
Zero Intercept |  | 416.4944
Zero Intercept Cost |  | 104869123.9314
Total Cost of Sample |  | 220398969.16
Percentage of Total |  | 0.47581
Percentage Classified as Customer-Related |  | 47.58%
Percentage Classified as Demand-Related |  | 52.42%

## KU-OHConductor-Pri-Sec
Kentucky Utilities Company
Pri/Sec Splits for Overhead Conductor
As of August 31, 2014
|  | Customer | Demand
Overhead |  | 57.24% | 42.76%
Primary | 75% | 0.42933 | 0.32067
Secondary | 25% | 0.14311 | 0.10689

## KU-UGConductor-Pri-Sec
Kentucky Utilities Company
Pri/Sec Splits for Underground Conductor
As of August 31, 2014
|  | Customer | Demand
Underground |  | 69.99% | 30.01%
Primary | 75% | 0.5249 | 0.2251
Secondary | 25% | 0.17497 | 0.075033