## Consolidated
Resource/ Crew | Plant Proponent | Work Order | Location | Activity / Task Name | Percent Complete | (C)- Capital (O)- O&M | O&M Budget | O&M Current Estimates | O&M Unplanned Additional Expenses | O&M Actual Cost | Capital Budget | Capital Current Estimates | Capital Unplanned Additional Expenses | Days | Start Date | Finish Date | 2014-02-01 | [6 empty] | 2014-02-08 | [6 empty] | 2014-02-15 | [6 empty] | 2014-02-22 | [6 empty] | 2014-03-01 | [6 empty] | 2014-03-08 | [6 empty] | 2014-03-15 | [6 empty] | 2014-03-22 | [6 empty] | 2014-03-29 | [6 empty] | 2014-04-05 | [6 empty] | 2014-04-12 | [6 empty] | 2014-04-19 | [6 empty] | 2014-04-26 | [6 empty] | 2014-05-03 | [6 empty] | 2014-05-10 | [6 empty] | 2014-05-17 | [6 empty] | 2014-05-24
|  |  | TC000AC-- AUX COOLING | [9 empty] | 0 | time axis 2014-02-01 to 2014-05-30
TC000AH- ASH HANDLING | time axis 2014-02-01 to 2014-05-30
Budget |  |  |  | Ash Pit Maintenance- refactory, drag chain, Ceramic Tile (incr $70K) |  | O | 150000 | [9 empty] | 0 | 0 | 0 | 0 | 0 | 0 | 0 | 0 | 0 | 0 | 0 | 0 | 0 | 0 | 0 | 0 | 0 | 0 | 0 | 0 | 0 | 0 | 0 | 0 | 0 | 0 | 0 | 0 | 0 | 0 | 0 | 0 | 0 | 0 | 0 | 0 | 0 | 0 | 0 | 0 | 0 | 0 | 0 | 0 | 0 | 0 | 0 | 0 | 0 | 0 | 0 | 0 | 0 | 0 | 0 | 0 | 0 | 0 | 0 | 0 | 0 | 0 | 0 | 0 | 0 | 0 | 0 | 0 | 0 | 0 | 0 | 0 | 0 | 0 | 0 | 0 | 0 | 0 | 0 | 0 | 0 | 0 | 0 | 0 | 0 | 0 | 0 | 0 | 0 | 0 | 0 | 0 | 0 | 0 | 0 | 0 | 0 | 0 | 0 | 0 | 0 | 0 | 0 | 0 | 0 | 0 | 0 | 0 | 0 | 0 | 0 | 0 | 0 | 0 | 0 | 0 | 0 | 0 | 0
TCMSLENGMECH | Maldonado | 6535461 | TC002AH-BACSCRAXXX | Install basalt tile on TC2 SSC. |  | O | [10 empty] | 0 | 0 | 0 | 0 | 0 | 0 | 0 | 0 | 0 | 0 | 0 | 0 | 0 | 0 | 0 | 0 | 0 | 0 | 0 | 0 | 0 | 0 | 0 | 0 | 0 | 0 | 0 | 0 | 0 | 0 | 0 | 0 | 0 | 0 | 0 | 0 | 0 | 0 | 0 | 0 | 0 | 0 | 0 | 0 | 0 | 0 | 0 | 0 | 0 | 0 | 0 | 0 | 0 | 0 | 0 | 0 | 0 | 0 | 0 | 0 | 0 | 0 | 0 | 0 | 0 | 0 | 0 | 0 | 0 | 0 | 0 | 0 | 0 | 0 | 0 | 0 | 0 | 0 | 0 | 0 | 0 | 0 | 0 | 0 | 0 | 0 | 0 | 0 | 0 | 0 | 0 | 0 | 0 | 0 | 0 | 0 | 0 | 0 | 0 | 0 | 0 | 0 | 0 | 0 | 0 | 0 | 0 | 0 | 0 | 0 | 0 | 0 | 0 | 0 | 0 | 0 | 0 | 0 | 0
TCMSL2 | Powell/ Henderson | 6495589 | TC002AH-BACSCRAXXX | Please add a secondary level control on the Bottom Ash Submerged Scraper Conveyor (SSC). |  | O | [10 empty] | 0 | 0 | 0 | 0 | 0 | 0 | 0 | 0 | 0 | 0 | 0 | 0 | 0 | 0 | 0 | 0 | 0 | 0 | 0 | 0 | 0 | 0 | 0 | 0 | 0 | 0 | 0 | 0 | 0 | 0 | 0 | 0 | 0 | 0 | 0 | 0 | 0 | 0 | 0 | 0 | 0 | 0 | 0 | 0 | 0 | 0 | 0 | 0 | 0 | 0 | 0 | 0 | 0 | 0 | 0 | 0 | 0 | 0 | 0 | 0 | 0 | 0 | 0 | 0 | 0 | 0 | 0 | 0 | 0 | 0 | 0 | 0 | 0 | 0 | 0 | 0 | 0 | 0 | 0 | 0 | 0 | 0 | 0 | 0 | 0 | 0 | 0 | 0 | 0 | 0 | 0 | 0 | 0 | 0 | 0 | 0 | 0 | 0 | 0 | 0 | 0 | 0 | 0 | 0 | 0 | 0 | 0 | 0 | 0 | 0 | 0 | 0 | 0 | 0 | 0 | 0 | 0 | 0 | 0
TCMSL6 | Jensen/ Mills | 6534349 | TC002AH-BACHYDPPG | Replace the hoses on the S.S.C. planetary gear reducer. |  | O | [10 empty] | 0 | 0 | 0 | 0 | 0 | 0 | 0 | 0 | 0 | 0 | 0 | 0 | 0 | 0 | 0 | 0 | 0 | 0 | 0 | 0 | 0 | 0 | 0 | 0 | 0 | 0 | 0 | 0 | 0 | 0 | 0 | 0 | 0 | 0 | 0 | 0 | 0 | 0 | 0 | 0 | 0 | 0 | 0 | 0 | 0 | 0 | 0 | 0 | 0 | 0 | 0 | 0 | 0 | 0 | 0 | 0 | 0 | 0 | 0 | 0 | 0 | 0 | 0 | 0 | 0 | 0 | 0 | 0 | 0 | 0 | 0 | 0 | 0 | 0 | 0 | 0 | 0 | 0 | 0 | 0 | 0 | 0 | 0 | 0 | 0 | 0 | 0 | 0 | 0 | 0 | 0 | 0 | 0 | 0 | 0 | 0 | 0 | 0 | 0 | 0 | 0 | 0 | 0 | 0 | 0 | 0 | 0 | 0 | 0 | 0 | 0 | 0 | 0 | 0 | 0 | 0 | 0 | 0 | 0
TCMSL6 | Jensen/ Mills | 6534352 | TC002AH-BACSCRAXXX | Install 1/2" thick AR400 plate over the SSC drain box. |  | O | [10 empty] | 0 | 0 | 0 | 0 | 0 | 0 | 0 | 0 | 0 | 0 | 0 | 0 | 0 | 0 | 0 | 0 | 0 | 0 | 0 | 0 | 0 | 0 | 0 | 0 | 0 | 0 | 0 | 0 | 0 | 0 | 0 | 0 | 0 | 0 | 0 | 0 | 0 | 0 | 0 | 0 | 0 | 0 | 0 | 0 | 0 | 0 | 0 | 0 | 0 | 0 | 0 | 0 | 0 | 0 | 0 | 0 | 0 | 0 | 0 | 0 | 0 | 0 | 0 | 0 | 0 | 0 | 0 | 0 | 0 | 0 | 0 | 0 | 0 | 0 | 0 | 0 | 0 | 0 | 0 | 0 | 0 | 0 | 0 | 0 | 0 | 0 | 0 | 0 | 0 | 0 | 0 | 0 | 0 | 0 | 0 | 0 | 0 | 0 | 0 | 0 | 0 | 0 | 0 | 0 | 0 | 0 | 0 | 0 | 0 | 0 | 0 | 0 | 0 | 0 | 0 | 0 | 0 | 0 | 0
TCMSL6 | Jensen/ Mills | 6475590 | TC000AH-SILVLV | Install Flyash Silo Inst Air Supply bypass vlv around the dryers.Per M. Slaughter |  | O | [10 empty] | 0 | 0 | 0 | 0 | 0 | 0 | 0 | 0 | 0 | 0 | 0 | 0 | 0 | 0 | 0 | 0 | 0 | 0 | 0 | 0 | 0 | 0 | 0 | 0 | 0 | 0 | 0 | 0 | 0 | 0 | 0 | 0 | 0 | 0 | 0 | 0 | 0 | 0 | 0 | 0 | 0 | 0 | 0 | 0 | 0 | 0 | 0 | 0 | 0 | 0 | 0 | 0 | 0 | 0 | 0 | 0 | 0 | 0 | 0 | 0 | 0 | 0 | 0 | 0 | 0 | 0 | 0 | 0 | 0 | 0 | 0 | 0 | 0 | 0 | 0 | 0 | 0 | 0 | 0 | 0 | 0 | 0 | 0 | 0 | 0 | 0 | 0 | 0 | 0 | 0 | 0 | 0 | 0 | 0 | 0 | 0 | 0 | 0 | 0 | 0 | 0 | 0 | 0 | 0 | 0 | 0 | 0 | 0 | 0 | 0 | 0 | 0 | 0 | 0 | 0 | 0 | 0 | 0 | 0
TCMSL6 | Jensen/ Mills | 6473892 | TC000AH-UNLWETVLVXXX | air operated fly ash valve will not open on the "C" fly ash rotary feeder |  | O | [10 empty] | 0 | 0 | 0 | 0 | 0 | 0 | 0 | 0 | 0 | 0 | 0 | 0 | 0 | 0 | 0 | 0 | 0 | 0 | 0 | 0 | 0 | 0 | 0 | 0 | 0 | 0 | 0 | 0 | 0 | 0 | 0 | 0 | 0 | 0 | 0 | 0 | 0 | 0 | 0 | 0 | 0 | 0 | 0 | 0 | 0 | 0 | 0 | 0 | 0 | 0 | 0 | 0 | 0 | 0 | 0 | 0 | 0 | 0 | 0 | 0 | 0 | 0 | 0 | 0 | 0 | 0 | 0 | 0 | 0 | 0 | 0 | 0 | 0 | 0 | 0 | 0 | 0 | 0 | 0 | 0 | 0 | 0 | 0 | 0 | 0 | 0 | 0 | 0 | 0 | 0 | 0 | 0 | 0 | 0 | 0 | 0 | 0 | 0 | 0 | 0 | 0 | 0 | 0 | 0 | 0 | 0 | 0 | 0 | 0 | 0 | 0 | 0 | 0 | 0 | 0 | 0 | 0 | 0 | 0
TCMSLENGMECH | Phelps | 6483891 | TC002AH-HOPECONXIC | Request to move Econ. hopper actuators to east side of hoppers for safety reasons. |  | O | [10 empty] | 0 | 0 | 0 | 0 | 0 | 0 | 0 | 0 | 0 | 0 | 0 | 0 | 0 | 0 | 0 | 0 | 0 | 0 | 0 | 0 | 0 | 0 | 0 | 0 | 0 | 0 | 0 | 0 | 0 | 0 | 0 | 0 | 0 | 0 | 0 | 0 | 0 | 0 | 0 | 0 | 0 | 0 | 0 | 0 | 0 | 0 | 0 | 0 | 0 | 0 | 0 | 0 | 0 | 0 | 0 | 0 | 0 | 0 | 0 | 0 | 0 | 0 | 0 | 0 | 0 | 0 | 0 | 0 | 0 | 0 | 0 | 0 | 0 | 0 | 0 | 0 | 0 | 0 | 0 | 0 | 0 | 0 | 0 | 0 | 0 | 0 | 0 | 0 | 0 | 0 | 0 | 0 | 0 | 0 | 0 | 0 | 0 | 0 | 0 | 0 | 0 | 0 | 0 | 0 | 0 | 0 | 0 | 0 | 0 | 0 | 0 | 0 | 0 | 0 | 0 | 0 | 0 | 0 | 0
|  |  | TC000CH- Coal Handling | [13 empty] | 0 | 0 | 0 | 0 | 0 | 0 | 0 | 0 | 0 | 0 | 0 | 0 | 0 | 0 | 0 | 0 | 0 | 0 | 0 | 0 | 0 | 0 | 0 | 0 | 0 | 0 | 0 | 0 | 0 | 0 | 0 | 0 | 0 | 0 | 0 | 0 | 0 | 0 | 0 | 0 | 0 | 0 | 0 | 0 | 0 | 0 | 0 | 0 | 0 | 0 | 0 | 0 | 0 | 0 | 0 | 0 | 0 | 0 | 0 | 0 | 0 | 0 | 0 | 0 | 0 | 0 | 0 | 0 | 0 | 0 | 0 | 0 | 0 | 0 | 0 | 0 | 0 | 0 | 0 | 0 | 0 | 0 | 0 | 0 | 0 | 0 | 0 | 0 | 0 | 0 | 0 | 0 | 0 | 0 | 0 | 0 | 0 | 0 | 0 | 0 | 0 | 0 | 0 | 0 | 0 | 0 | 0 | 0 | 0 | 0 | 0 | 0 | 0 | 0 | 0 | 0 | 0 | 0 | 0
TCMSLENG | Moore |  |  | TC Replace Coal Stacker/ Reclaimer Cables |  | C |  |  |  |  | 206838 | [5 empty] | 0 | 0 | 0 | 0 | 0 | 0 | 0 | 0 | 0 | 0 | 0 | 0 | 0 | 0 | 0 | 0 | 0 | 0 | 0 | 0 | 0 | 0 | 0 | 0 | 0 | 0 | 0 | 0 | 0 | 0 | 0 | 0 | 0 | 0 | 0 | 0 | 0 | 0 | 0 | 0 | 0 | 0 | 0 | 0 | 0 | 0 | 0 | 0 | 0 | 0 | 0 | 0 | 0 | 0 | 0 | 0 | 0 | 0 | 0 | 0 | 0 | 0 | 0 | 0 | 0 | 0 | 0 | 0 | 0 | 0 | 0 | 0 | 0 | 0 | 0 | 0 | 0 | 0 | 0 | 0 | 0 | 0 | 0 | 0 | 0 | 0 | 0 | 0 | 0 | 0 | 0 | 0 | 0 | 0 | 0 | 0 | 0 | 0 | 0 | 0 | 0 | 0 | 0 | 0 | 0 | 0 | 0 | 0 | 0 | 0 | 0 | 0 | 0 | 0 | 0 | 0 | 0 | 0 | 0
|  |  | TC000RS- Reactant Supply | [13 empty] | 0 | 0 | 0 | 0 | 0 | 0 | 0 | 0 | 0 | 0 | 0 | 0 | 0 | 0 | 0 | 0 | 0 | 0 | 0 | 0 | 0 | 0 | 0 | 0 | 0 | 0 | 0 | 0 | 0 | 0 | 0 | 0 | 0 | 0 | 0 | 0 | 0 | 0 | 0 | 0 | 0 | 0 | 0 | 0 | 0 | 0 | 0 | 0 | 0 | 0 | 0 | 0 | 0 | 0 | 0 | 0 | 0 | 0 | 0 | 0 | 0 | 0 | 0 | 0 | 0 | 0 | 0 | 0 | 0 | 0 | 0 | 0 | 0 | 0 | 0 | 0 | 0 | 0 | 0 | 0 | 0 | 0 | 0 | 0 | 0 | 0 | 0 | 0 | 0 | 0 | 0 | 0 | 0 | 0 | 0 | 0 | 0 | 0 | 0 | 0 | 0 | 0 | 0 | 0 | 0 | 0 | 0 | 0 | 0 | 0 | 0 | 0 | 0 | 0 | 0 | 0 | 0 | 0 | 0
Budget |  |  |  | Overhaul & Clean A Ball Mill Motor |  | O | 25000 | [9 empty] | 0 | 0 | 0 | 0 | 0 | 0 | 0 | 0 | 0 | 0 | 0 | 0 | 0 | 0 | 0 | 0 | 0 | 0 | 0 | 0 | 0 | 0 | 0 | 0 | 0 | 0 | 0 | 0 | 0 | 0 | 0 | 0 | 0 | 0 | 0 | 0 | 0 | 0 | 0 | 0 | 0 | 0 | 0 | 0 | 0 | 0 | 0 | 0 | 0 | 0 | 0 | 0 | 0 | 0 | 0 | 0 | 0 | 0 | 0 | 0 | 0 | 0 | 0 | 0 | 0 | 0 | 0 | 0 | 0 | 0 | 0 | 0 | 0 | 0 | 0 | 0 | 0 | 0 | 0 | 0 | 0 | 0 | 0 | 0 | 0 | 0 | 0 | 0 | 0 | 0 | 0 | 0 | 0 | 0 | 0 | 0 | 0 | 0 | 0 | 0 | 0 | 0 | 0 | 0 | 0 | 0 | 0 | 0 | 0 | 0 | 0 | 0 | 0 | 0 | 0 | 0 | 0 | 0 | 0
TCMSLENGMECH | Ball |  |  | TC2 LST Pumps- Backup |  | C |  |  |  |  | 101911 | [5 empty] | 0 | 0 | 0 | 0 | 0 | 0 | 0 | 0 | 0 | 0 | 0 | 0 | 0 | 0 | 0 | 0 | 0 | 0 | 0 | 0 | 0 | 0 | 0 | 0 | 0 | 0 | 0 | 0 | 0 | 0 | 0 | 0 | 0 | 0 | 0 | 0 | 0 | 0 | 0 | 0 | 0 | 0 | 0 | 0 | 0 | 0 | 0 | 0 | 0 | 0 | 0 | 0 | 0 | 0 | 0 | 0 | 0 | 0 | 0 | 0 | 0 | 0 | 0 | 0 | 0 | 0 | 0 | 0 | 0 | 0 | 0 | 0 | 0 | 0 | 0 | 0 | 0 | 0 | 0 | 0 | 0 | 0 | 0 | 0 | 0 | 0 | 0 | 0 | 0 | 0 | 0 | 0 | 0 | 0 | 0 | 0 | 0 | 0 | 0 | 0 | 0 | 0 | 0 | 0 | 0 | 0 | 0 | 0 | 0 | 0 | 0 | 0 | 0 | 0 | 0 | 0 | 0 | 0 | 0
|  |  | TC002AS- AUX STEAM | [13 empty] | 0 | 0 | 0 | 0 | 0 | 0 | 0 | 0 | 0 | 0 | 0 | 0 | 0 | 0 | 0 | 0 | 0 | 0 | 0 | 0 | 0 | 0 | 0 | 0 | 0 | 0 | 0 | 0 | 0 | 0 | 0 | 0 | 0 | 0 | 0 | 0 | 0 | 0 | 0 | 0 | 0 | 0 | 0 | 0 | 0 | 0 | 0 | 0 | 0 | 0 | 0 | 0 | 0 | 0 | 0 | 0 | 0 | 0 | 0 | 0 | 0 | 0 | 0 | 0 | 0 | 0 | 0 | 0 | 0 | 0 | 0 | 0 | 0 | 0 | 0 | 0 | 0 | 0 | 0 | 0 | 0 | 0 | 0 | 0 | 0 | 0 | 0 | 0 | 0 | 0 | 0 | 0 | 0 | 0 | 0 | 0 | 0 | 0 | 0 | 0 | 0 | 0 | 0 | 0 | 0 | 0 | 0 | 0 | 0 | 0 | 0 | 0 | 0 | 0 | 0 | 0 | 0 | 0 | 0
TCMSL2 | Powell/ Henderson | 6508185 | TC002AS-HTRXIC | 2 AS-PT-018 has a fitting leaking steam at the electric superehater for auxilary steam |  | O | [10 empty] | 0 | 0 | 0 | 0 | 0 | 0 | 0 | 0 | 0 | 0 | 0 | 0 | 0 | 0 | 0 | 0 | 0 | 0 | 0 | 0 | 0 | 0 | 0 | 0 | 0 | 0 | 0 | 0 | 0 | 0 | 0 | 0 | 0 | 0 | 0 | 0 | 0 | 0 | 0 | 0 | 0 | 0 | 0 | 0 | 0 | 0 | 0 | 0 | 0 | 0 | 0 | 0 | 0 | 0 | 0 | 0 | 0 | 0 | 0 | 0 | 0 | 0 | 0 | 0 | 0 | 0 | 0 | 0 | 0 | 0 | 0 | 0 | 0 | 0 | 0 | 0 | 0 | 0 | 0 | 0 | 0 | 0 | 0 | 0 | 0 | 0 | 0 | 0 | 0 | 0 | 0 | 0 | 0 | 0 | 0 | 0 | 0 | 0 | 0 | 0 | 0 | 0 | 0 | 0 | 0 | 0 | 0 | 0 | 0 | 0 | 0 | 0 | 0 | 0 | 0 | 0 | 0 | 0 | 0
TCMSL2 | Powell/ Henderson | [15 empty] | 0 | 0 | 0 | 0 | 0 | 0 | 0 | 0 | 0 | 0 | 0 | 0 | 0 | 0 | 0 | 0 | 0 | 0 | 0 | 0 | 0 | 0 | 0 | 0 | 0 | 0 | 0 | 0 | 0 | 0 | 0 | 0 | 0 | 0 | 0 | 0 | 0 | 0 | 0 | 0 | 0 | 0 | 0 | 0 | 0 | 0 | 0 | 0 | 0 | 0 | 0 | 0 | 0 | 0 | 0 | 0 | 0 | 0 | 0 | 0 | 0 | 0 | 0 | 0 | 0 | 0 | 0 | 0 | 0 | 0 | 0 | 0 | 0 | 0 | 0 | 0 | 0 | 0 | 0 | 0 | 0 | 0 | 0 | 0 | 0 | 0 | 0 | 0 | 0 | 0 | 0 | 0 | 0 | 0 | 0 | 0 | 0 | 0 | 0 | 0 | 0 | 0 | 0 | 0 | 0 | 0 | 0 | 0 | 0 | 0 | 0 | 0 | 0 | 0 | 0 | 0 | 0 | 0 | 0
|  |  | TC002BL- BOILER | [13 empty] | 0 | 0 | 0 | 0 | 0 | 0 | 0 | 0 | 0 | 0 | 0 | 0 | 0 | 0 | 0 | 0 | 0 | 0 | 0 | 0 | 0 | 0 | 0 | 0 | 0 | 0 | 0 | 0 | 0 | 0 | 0 | 0 | 0 | 0 | 0 | 0 | 0 | 0 | 0 | 0 | 0 | 0 | 0 | 0 | 0 | 0 | 0 | 0 | 0 | 0 | 0 | 0 | 0 | 0 | 0 | 0 | 0 | 0 | 0 | 0 | 0 | 0 | 0 | 0 | 0 | 0 | 0 | 0 | 0 | 0 | 0 | 0 | 0 | 0 | 0 | 0 | 0 | 0 | 0 | 0 | 0 | 0 | 0 | 0 | 0 | 0 | 0 | 0 | 0 | 0 | 0 | 0 | 0 | 0 | 0 | 0 | 0 | 0 | 0 | 0 | 0 | 0 | 0 | 0 | 0 | 0 | 0 | 0 | 0 | 0 | 0 | 0 | 0 | 0 | 0 | 0 | 0 | 0 | 0
Budget |  |  |  | Boiler Inspection Wall NDE & Wall Insp where hydrojets blow |  | O | 75000 | [9 empty] | 0 | 0 | 0 | 0 | 0 | 0 | 0 | 0 | 0 | 0 | 0 | 0 | 0 | 0 | 0 | 0 | 0 | 0 | 0 | 0 | 0 | 0 | 0 | 0 | 0 | 0 | 0 | 0 | 0 | 0 | 0 | 0 | 0 | 0 | 0 | 0 | 0 | 0 | 0 | 0 | 0 | 0 | 0 | 0 | 0 | 0 | 0 | 0 | 0 | 0 | 0 | 0 | 0 | 0 | 0 | 0 | 0 | 0 | 0 | 0 | 0 | 0 | 0 | 0 | 0 | 0 | 0 | 0 | 0 | 0 | 0 | 0 | 0 | 0 | 0 | 0 | 0 | 0 | 0 | 0 | 0 | 0 | 0 | 0 | 0 | 0 | 0 | 0 | 0 | 0 | 0 | 0 | 0 | 0 | 0 | 0 | 0 | 0 | 0 | 0 | 0 | 0 | 0 | 0 | 0 | 0 | 0 | 0 | 0 | 0 | 0 | 0 | 0 | 0 | 0 | 0 | 0 | 0 | 0
Budget |  |  |  | Reset safeties |  | O | 40000 | [9 empty] | 0 | 0 | 0 | 0 | 0 | 0 | 0 | 0 | 0 | 0 | 0 | 0 | 0 | 0 | 0 | 0 | 0 | 0 | 0 | 0 | 0 | 0 | 0 | 0 | 0 | 0 | 0 | 0 | 0 | 0 | 0 | 0 | 0 | 0 | 0 | 0 | 0 | 0 | 0 | 0 | 0 | 0 | 0 | 0 | 0 | 0 | 0 | 0 | 0 | 0 | 0 | 0 | 0 | 0 | 0 | 0 | 0 | 0 | 0 | 0 | 0 | 0 | 0 | 0 | 0 | 0 | 0 | 0 | 0 | 0 | 0 | 0 | 0 | 0 | 0 | 0 | 0 | 0 | 0 | 0 | 0 | 0 | 0 | 0 | 0 | 0 | 0 | 0 | 0 | 0 | 0 | 0 | 0 | 0 | 0 | 0 | 0 | 0 | 0 | 0 | 0 | 0 | 0 | 0 | 0 | 0 | 0 | 0 | 0 | 0 | 0 | 0 | 0 | 0 | 0 | 0 | 0 | 0 | 0
Budget |  |  |  | Deslag |  | O | 20000 | [9 empty] | 0 | 0 | 0 | 0 | 0 | 0 | 0 | 0 | 0 | 0 | 0 | 0 | 0 | 0 | 0 | 0 | 0 | 0 | 0 | 0 | 0 | 0 | 0 | 0 | 0 | 0 | 0 | 0 | 0 | 0 | 0 | 0 | 0 | 0 | 0 | 0 | 0 | 0 | 0 | 0 | 0 | 0 | 0 | 0 | 0 | 0 | 0 | 0 | 0 | 0 | 0 | 0 | 0 | 0 | 0 | 0 | 0 | 0 | 0 | 0 | 0 | 0 | 0 | 0 | 0 | 0 | 0 | 0 | 0 | 0 | 0 | 0 | 0 | 0 | 0 | 0 | 0 | 0 | 0 | 0 | 0 | 0 | 0 | 0 | 0 | 0 | 0 | 0 | 0 | 0 | 0 | 0 | 0 | 0 | 0 | 0 | 0 | 0 | 0 | 0 | 0 | 0 | 0 | 0 | 0 | 0 | 0 | 0 | 0 | 0 | 0 | 0 | 0 | 0 | 0 | 0 | 0 | 0 | 0
Budget |  |  |  | Valve Inspections |  | O | 60000 | [9 empty] | 0 | 0 | 0 | 0 | 0 | 0 | 0 | 0 | 0 | 0 | 0 | 0 | 0 | 0 | 0 | 0 | 0 | 0 | 0 | 0 | 0 | 0 | 0 | 0 | 0 | 0 | 0 | 0 | 0 | 0 | 0 | 0 | 0 | 0 | 0 | 0 | 0 | 0 | 0 | 0 | 0 | 0 | 0 | 0 | 0 | 0 | 0 | 0 | 0 | 0 | 0 | 0 | 0 | 0 | 0 | 0 | 0 | 0 | 0 | 0 | 0 | 0 | 0 | 0 | 0 | 0 | 0 | 0 | 0 | 0 | 0 | 0 | 0 | 0 | 0 | 0 | 0 | 0 | 0 | 0 | 0 | 0 | 0 | 0 | 0 | 0 | 0 | 0 | 0 | 0 | 0 | 0 | 0 | 0 | 0 | 0 | 0 | 0 | 0 | 0 | 0 | 0 | 0 | 0 | 0 | 0 | 0 | 0 | 0 | 0 | 0 | 0 | 0 | 0 | 0 | 0 | 0 | 0 | 0
Budget |  |  |  | SH Sparay Valve overhauls (4) (increased $230K) |  | O | 230000 | [9 empty] | 0 | 0 | 0 | 0 | 0 | 0 | 0 | 0 | 0 | 0 | 0 | 0 | 0 | 0 | 0 | 0 | 0 | 0 | 0 | 0 | 0 | 0 | 0 | 0 | 0 | 0 | 0 | 0 | 0 | 0 | 0 | 0 | 0 | 0 | 0 | 0 | 0 | 0 | 0 | 0 | 0 | 0 | 0 | 0 | 0 | 0 | 0 | 0 | 0 | 0 | 0 | 0 | 0 | 0 | 0 | 0 | 0 | 0 | 0 | 0 | 0 | 0 | 0 | 0 | 0 | 0 | 0 | 0 | 0 | 0 | 0 | 0 | 0 | 0 | 0 | 0 | 0 | 0 | 0 | 0 | 0 | 0 | 0 | 0 | 0 | 0 | 0 | 0 | 0 | 0 | 0 | 0 | 0 | 0 | 0 | 0 | 0 | 0 | 0 | 0 | 0 | 0 | 0 | 0 | 0 | 0 | 0 | 0 | 0 | 0 | 0 | 0 | 0 | 0 | 0 | 0 | 0 | 0 | 0
Budget |  |  |  | RH Spray valve rebuild |  | O | 100000 | [9 empty] | 0 | 0 | 0 | 0 | 0 | 0 | 0 | 0 | 0 | 0 | 0 | 0 | 0 | 0 | 0 | 0 | 0 | 0 | 0 | 0 | 0 | 0 | 0 | 0 | 0 | 0 | 0 | 0 | 0 | 0 | 0 | 0 | 0 | 0 | 0 | 0 | 0 | 0 | 0 | 0 | 0 | 0 | 0 | 0 | 0 | 0 | 0 | 0 | 0 | 0 | 0 | 0 | 0 | 0 | 0 | 0 | 0 | 0 | 0 | 0 | 0 | 0 | 0 | 0 | 0 | 0 | 0 | 0 | 0 | 0 | 0 | 0 | 0 | 0 | 0 | 0 | 0 | 0 | 0 | 0 | 0 | 0 | 0 | 0 | 0 | 0 | 0 | 0 | 0 | 0 | 0 | 0 | 0 | 0 | 0 | 0 | 0 | 0 | 0 | 0 | 0 | 0 | 0 | 0 | 0 | 0 | 0 | 0 | 0 | 0 | 0 | 0 | 0 | 0 | 0 | 0 | 0 | 0 | 0
Budget |  |  |  | PORV Electromatic Relief Valve (2) |  | O | 150000 | [9 empty] | 0 | 0 | 0 | 0 | 0 | 0 | 0 | 0 | 0 | 0 | 0 | 0 | 0 | 0 | 0 | 0 | 0 | 0 | 0 | 0 | 0 | 0 | 0 | 0 | 0 | 0 | 0 | 0 | 0 | 0 | 0 | 0 | 0 | 0 | 0 | 0 | 0 | 0 | 0 | 0 | 0 | 0 | 0 | 0 | 0 | 0 | 0 | 0 | 0 | 0 | 0 | 0 | 0 | 0 | 0 | 0 | 0 | 0 | 0 | 0 | 0 | 0 | 0 | 0 | 0 | 0 | 0 | 0 | 0 | 0 | 0 | 0 | 0 | 0 | 0 | 0 | 0 | 0 | 0 | 0 | 0 | 0 | 0 | 0 | 0 | 0 | 0 | 0 | 0 | 0 | 0 | 0 | 0 | 0 | 0 | 0 | 0 | 0 | 0 | 0 | 0 | 0 | 0 | 0 | 0 | 0 | 0 | 0 | 0 | 0 | 0 | 0 | 0 | 0 | 0 | 0 | 0 | 0 | 0
Budget |  |  |  | Sootblower control vavles |  | O | 30000 | [9 empty] | 0 | 0 | 0 | 0 | 0 | 0 | 0 | 0 | 0 | 0 | 0 | 0 | 0 | 0 | 0 | 0 | 0 | 0 | 0 | 0 | 0 | 0 | 0 | 0 | 0 | 0 | 0 | 0 | 0 | 0 | 0 | 0 | 0 | 0 | 0 | 0 | 0 | 0 | 0 | 0 | 0 | 0 | 0 | 0 | 0 | 0 | 0 | 0 | 0 | 0 | 0 | 0 | 0 | 0 | 0 | 0 | 0 | 0 | 0 | 0 | 0 | 0 | 0 | 0 | 0 | 0 | 0 | 0 | 0 | 0 | 0 | 0 | 0 | 0 | 0 | 0 | 0 | 0 | 0 | 0 | 0 | 0 | 0 | 0 | 0 | 0 | 0 | 0 | 0 | 0 | 0 | 0 | 0 | 0 | 0 | 0 | 0 | 0 | 0 | 0 | 0 | 0 | 0 | 0 | 0 | 0 | 0 | 0 | 0 | 0 | 0 | 0 | 0 | 0 | 0 | 0 | 0 | 0 | 0
Budget |  |  |  | Overhaul Hydrojet water cannons (4) |  | O | 120000 | [9 empty] | 0 | 0 | 0 | 0 | 0 | 0 | 0 | 0 | 0 | 0 | 0 | 0 | 0 | 0 | 0 | 0 | 0 | 0 | 0 | 0 | 0 | 0 | 0 | 0 | 0 | 0 | 0 | 0 | 0 | 0 | 0 | 0 | 0 | 0 | 0 | 0 | 0 | 0 | 0 | 0 | 0 | 0 | 0 | 0 | 0 | 0 | 0 | 0 | 0 | 0 | 0 | 0 | 0 | 0 | 0 | 0 | 0 | 0 | 0 | 0 | 0 | 0 | 0 | 0 | 0 | 0 | 0 | 0 | 0 | 0 | 0 | 0 | 0 | 0 | 0 | 0 | 0 | 0 | 0 | 0 | 0 | 0 | 0 | 0 | 0 | 0 | 0 | 0 | 0 | 0 | 0 | 0 | 0 | 0 | 0 | 0 | 0 | 0 | 0 | 0 | 0 | 0 | 0 | 0 | 0 | 0 | 0 | 0 | 0 | 0 | 0 | 0 | 0 | 0 | 0 | 0 | 0 | 0 | 0
Budget |  |  |  | Expansion Joint Repair and Shields |  | O | 250000 | [9 empty] | 0 | 0 | 0 | 0 | 0 | 0 | 0 | 0 | 0 | 0 | 0 | 0 | 0 | 0 | 0 | 0 | 0 | 0 | 0 | 0 | 0 | 0 | 0 | 0 | 0 | 0 | 0 | 0 | 0 | 0 | 0 | 0 | 0 | 0 | 0 | 0 | 0 | 0 | 0 | 0 | 0 | 0 | 0 | 0 | 0 | 0 | 0 | 0 | 0 | 0 | 0 | 0 | 0 | 0 | 0 | 0 | 0 | 0 | 0 | 0 | 0 | 0 | 0 | 0 | 0 | 0 | 0 | 0 | 0 | 0 | 0 | 0 | 0 | 0 | 0 | 0 | 0 | 0 | 0 | 0 | 0 | 0 | 0 | 0 | 0 | 0 | 0 | 0 | 0 | 0 | 0 | 0 | 0 | 0 | 0 | 0 | 0 | 0 | 0 | 0 | 0 | 0 | 0 | 0 | 0 | 0 | 0 | 0 | 0 | 0 | 0 | 0 | 0 | 0 | 0 | 0 | 0 | 0 | 0
Budget |  |  |  | Duct work |  | O | 300000 | [9 empty] | 0 | 0 | 0 | 0 | 0 | 0 | 0 | 0 | 0 | 0 | 0 | 0 | 0 | 0 | 0 | 0 | 0 | 0 | 0 | 0 | 0 | 0 | 0 | 0 | 0 | 0 | 0 | 0 | 0 | 0 | 0 | 0 | 0 | 0 | 0 | 0 | 0 | 0 | 0 | 0 | 0 | 0 | 0 | 0 | 0 | 0 | 0 | 0 | 0 | 0 | 0 | 0 | 0 | 0 | 0 | 0 | 0 | 0 | 0 | 0 | 0 | 0 | 0 | 0 | 0 | 0 | 0 | 0 | 0 | 0 | 0 | 0 | 0 | 0 | 0 | 0 | 0 | 0 | 0 | 0 | 0 | 0 | 0 | 0 | 0 | 0 | 0 | 0 | 0 | 0 | 0 | 0 | 0 | 0 | 0 | 0 | 0 | 0 | 0 | 0 | 0 | 0 | 0 | 0 | 0 | 0 | 0 | 0 | 0 | 0 | 0 | 0 | 0 | 0 | 0 | 0 | 0 | 0 | 0
Budget |  |  |  | Deaerator NDE |  | O | 23000 | [9 empty] | 0 | 0 | 0 | 0 | 0 | 0 | 0 | 0 | 0 | 0 | 0 | 0 | 0 | 0 | 0 | 0 | 0 | 0 | 0 | 0 | 0 | 0 | 0 | 0 | 0 | 0 | 0 | 0 | 0 | 0 | 0 | 0 | 0 | 0 | 0 | 0 | 0 | 0 | 0 | 0 | 0 | 0 | 0 | 0 | 0 | 0 | 0 | 0 | 0 | 0 | 0 | 0 | 0 | 0 | 0 | 0 | 0 | 0 | 0 | 0 | 0 | 0 | 0 | 0 | 0 | 0 | 0 | 0 | 0 | 0 | 0 | 0 | 0 | 0 | 0 | 0 | 0 | 0 | 0 | 0 | 0 | 0 | 0 | 0 | 0 | 0 | 0 | 0 | 0 | 0 | 0 | 0 | 0 | 0 | 0 | 0 | 0 | 0 | 0 | 0 | 0 | 0 | 0 | 0 | 0 | 0 | 0 | 0 | 0 | 0 | 0 | 0 | 0 | 0 | 0 | 0 | 0 | 0 | 0
Budget |  |  |  | Boiler Tube Thickness Mapping |  | O | 50000 | [9 empty] | 0 | 0 | 0 | 0 | 0 | 0 | 0 | 0 | 0 | 0 | 0 | 0 | 0 | 0 | 0 | 0 | 0 | 0 | 0 | 0 | 0 | 0 | 0 | 0 | 0 | 0 | 0 | 0 | 0 | 0 | 0 | 0 | 0 | 0 | 0 | 0 | 0 | 0 | 0 | 0 | 0 | 0 | 0 | 0 | 0 | 0 | 0 | 0 | 0 | 0 | 0 | 0 | 0 | 0 | 0 | 0 | 0 | 0 | 0 | 0 | 0 | 0 | 0 | 0 | 0 | 0 | 0 | 0 | 0 | 0 | 0 | 0 | 0 | 0 | 0 | 0 | 0 | 0 | 0 | 0 | 0 | 0 | 0 | 0 | 0 | 0 | 0 | 0 | 0 | 0 | 0 | 0 | 0 | 0 | 0 | 0 | 0 | 0 | 0 | 0 | 0 | 0 | 0 | 0 | 0 | 0 | 0 | 0 | 0 | 0 | 0 | 0 | 0 | 0 | 0 | 0 | 0 | 0 | 0
Budget |  |  |  | Boiler Repairs (tubes, welds, etc.) |  | O | 250000 | [9 empty] | 0 | 0 | 0 | 0 | 0 | 0 | 0 | 0 | 0 | 0 | 0 | 0 | 0 | 0 | 0 | 0 | 0 | 0 | 0 | 0 | 0 | 0 | 0 | 0 | 0 | 0 | 0 | 0 | 0 | 0 | 0 | 0 | 0 | 0 | 0 | 0 | 0 | 0 | 0 | 0 | 0 | 0 | 0 | 0 | 0 | 0 | 0 | 0 | 0 | 0 | 0 | 0 | 0 | 0 | 0 | 0 | 0 | 0 | 0 | 0 | 0 | 0 | 0 | 0 | 0 | 0 | 0 | 0 | 0 | 0 | 0 | 0 | 0 | 0 | 0 | 0 | 0 | 0 | 0 | 0 | 0 | 0 | 0 | 0 | 0 | 0 | 0 | 0 | 0 | 0 | 0 | 0 | 0 | 0 | 0 | 0 | 0 | 0 | 0 | 0 | 0 | 0 | 0 | 0 | 0 | 0 | 0 | 0 | 0 | 0 | 0 | 0 | 0 | 0 | 0 | 0 | 0 | 0 | 0
Budget |  |  |  | HEP piping and hanger repairs from inspections |  | O | 150000 | [9 empty] | 0 | 0 | 0 | 0 | 0 | 0 | 0 | 0 | 0 | 0 | 0 | 0 | 0 | 0 | 0 | 0 | 0 | 0 | 0 | 0 | 0 | 0 | 0 | 0 | 0 | 0 | 0 | 0 | 0 | 0 | 0 | 0 | 0 | 0 | 0 | 0 | 0 | 0 | 0 | 0 | 0 | 0 | 0 | 0 | 0 | 0 | 0 | 0 | 0 | 0 | 0 | 0 | 0 | 0 | 0 | 0 | 0 | 0 | 0 | 0 | 0 | 0 | 0 | 0 | 0 | 0 | 0 | 0 | 0 | 0 | 0 | 0 | 0 | 0 | 0 | 0 | 0 | 0 | 0 | 0 | 0 | 0 | 0 | 0 | 0 | 0 | 0 | 0 | 0 | 0 | 0 | 0 | 0 | 0 | 0 | 0 | 0 | 0 | 0 | 0 | 0 | 0 | 0 | 0 | 0 | 0 | 0 | 0 | 0 | 0 | 0 | 0 | 0 | 0 | 0 | 0 | 0 | 0 | 0
|  | 6532040 | TC002BL-BCWPMP | TC2 BCP - Thrust Inspection |  | O | [10 empty] | 0 | 0 | 0 | 0 | 0 | 0 | 0 | 0 | 0 | 0 | 0 | 0 | 0 | 0 | 0 | 0 | 0 | 0 | 0 | 0 | 0 | 0 | 0 | 0 | 0 | 0 | 0 | 0 | 0 | 0 | 0 | 0 | 0 | 0 | 0 | 0 | 0 | 0 | 0 | 0 | 0 | 0 | 0 | 0 | 0 | 0 | 0 | 0 | 0 | 0 | 0 | 0 | 0 | 0 | 0 | 0 | 0 | 0 | 0 | 0 | 0 | 0 | 0 | 0 | 0 | 0 | 0 | 0 | 0 | 0 | 0 | 0 | 0 | 0 | 0 | 0 | 0 | 0 | 0 | 0 | 0 | 0 | 0 | 0 | 0 | 0 | 0 | 0 | 0 | 0 | 0 | 0 | 0 | 0 | 0 | 0 | 0 | 0 | 0 | 0 | 0 | 0 | 0 | 0 | 0 | 0 | 0 | 0 | 0 | 0 | 0 | 0 | 0 | 0 | 0 | 0 | 0 | 0 | 0
TCMSLENGMECH | Maldonado |  |  | TC2 Boiler Roof Tube Issues |  | C |  |  |  |  | 1189332 | [5 empty] | 0 | 0 | 0 | 0 | 0 | 0 | 0 | 0 | 0 | 0 | 0 | 0 | 0 | 0 | 0 | 0 | 0 | 0 | 0 | 0 | 0 | 0 | 0 | 0 | 0 | 0 | 0 | 0 | 0 | 0 | 0 | 0 | 0 | 0 | 0 | 0 | 0 | 0 | 0 | 0 | 0 | 0 | 0 | 0 | 0 | 0 | 0 | 0 | 0 | 0 | 0 | 0 | 0 | 0 | 0 | 0 | 0 | 0 | 0 | 0 | 0 | 0 | 0 | 0 | 0 | 0 | 0 | 0 | 0 | 0 | 0 | 0 | 0 | 0 | 0 | 0 | 0 | 0 | 0 | 0 | 0 | 0 | 0 | 0 | 0 | 0 | 0 | 0 | 0 | 0 | 0 | 0 | 0 | 0 | 0 | 0 | 0 | 0 | 0 | 0 | 0 | 0 | 0 | 0 | 0 | 0 | 0 | 0 | 0 | 0 | 0 | 0 | 0 | 0 | 0 | 0 | 0 | 0 | 0
TCMSLENGMECH | Dorwart | 6532526 | TC002BL-FRNXXX | TC2 CO Monitor System |  | C |  |  |  |  | 715869 | [5 empty] | 0 | 0 | 0 | 0 | 0 | 0 | 0 | 0 | 0 | 0 | 0 | 0 | 0 | 0 | 0 | 0 | 0 | 0 | 0 | 0 | 0 | 0 | 0 | 0 | 0 | 0 | 0 | 0 | 0 | 0 | 0 | 0 | 0 | 0 | 0 | 0 | 0 | 0 | 0 | 0 | 0 | 0 | 0 | 0 | 0 | 0 | 0 | 0 | 0 | 0 | 0 | 0 | 0 | 0 | 0 | 0 | 0 | 0 | 0 | 0 | 0 | 0 | 0 | 0 | 0 | 0 | 0 | 0 | 0 | 0 | 0 | 0 | 0 | 0 | 0 | 0 | 0 | 0 | 0 | 0 | 0 | 0 | 0 | 0 | 0 | 0 | 0 | 0 | 0 | 0 | 0 | 0 | 0 | 0 | 0 | 0 | 0 | 0 | 0 | 0 | 0 | 0 | 0 | 0 | 0 | 0 | 0 | 0 | 0 | 0 | 0 | 0 | 0 | 0 | 0 | 0 | 0 | 0 | 0
TCMSLENGMECH | Maldonado |  |  | TC2 Pegging Steam Supply |  | C |  |  |  |  | 76433 | [5 empty] | 0 | 0 | 0 | 0 | 0 | 0 | 0 | 0 | 0 | 0 | 0 | 0 | 0 | 0 | 0 | 0 | 0 | 0 | 0 | 0 | 0 | 0 | 0 | 0 | 0 | 0 | 0 | 0 | 0 | 0 | 0 | 0 | 0 | 0 | 0 | 0 | 0 | 0 | 0 | 0 | 0 | 0 | 0 | 0 | 0 | 0 | 0 | 0 | 0 | 0 | 0 | 0 | 0 | 0 | 0 | 0 | 0 | 0 | 0 | 0 | 0 | 0 | 0 | 0 | 0 | 0 | 0 | 0 | 0 | 0 | 0 | 0 | 0 | 0 | 0 | 0 | 0 | 0 | 0 | 0 | 0 | 0 | 0 | 0 | 0 | 0 | 0 | 0 | 0 | 0 | 0 | 0 | 0 | 0 | 0 | 0 | 0 | 0 | 0 | 0 | 0 | 0 | 0 | 0 | 0 | 0 | 0 | 0 | 0 | 0 | 0 | 0 | 0 | 0 | 0 | 0 | 0 | 0 | 0
TCMSLENGMECH | Maldonado | 6535458 | TC002BL-FRNXXX | TC2 boiler inspections and punchlist repairs resulting from inspections. |  | C | [10 empty] | 0 | 0 | 0 | 0 | 0 | 0 | 0 | 0 | 0 | 0 | 0 | 0 | 0 | 0 | 0 | 0 | 0 | 0 | 0 | 0 | 0 | 0 | 0 | 0 | 0 | 0 | 0 | 0 | 0 | 0 | 0 | 0 | 0 | 0 | 0 | 0 | 0 | 0 | 0 | 0 | 0 | 0 | 0 | 0 | 0 | 0 | 0 | 0 | 0 | 0 | 0 | 0 | 0 | 0 | 0 | 0 | 0 | 0 | 0 | 0 | 0 | 0 | 0 | 0 | 0 | 0 | 0 | 0 | 0 | 0 | 0 | 0 | 0 | 0 | 0 | 0 | 0 | 0 | 0 | 0 | 0 | 0 | 0 | 0 | 0 | 0 | 0 | 0 | 0 | 0 | 0 | 0 | 0 | 0 | 0 | 0 | 0 | 0 | 0 | 0 | 0 | 0 | 0 | 0 | 0 | 0 | 0 | 0 | 0 | 0 | 0 | 0 | 0 | 0 | 0 | 0 | 0 | 0 | 0
TCMSLENGMECH | Maldonado | 6535695 | TC002BL-FRNXXX | External boiler leak Unit 2 10th landing southwest corner at spiral to vertical transtion zone. |  | O | [10 empty] | 0 | 0 | 0 | 0 | 0 | 0 | 0 | 0 | 0 | 0 | 0 | 0 | 0 | 0 | 0 | 0 | 0 | 0 | 0 | 0 | 0 | 0 | 0 | 0 | 0 | 0 | 0 | 0 | 0 | 0 | 0 | 0 | 0 | 0 | 0 | 0 | 0 | 0 | 0 | 0 | 0 | 0 | 0 | 0 | 0 | 0 | 0 | 0 | 0 | 0 | 0 | 0 | 0 | 0 | 0 | 0 | 0 | 0 | 0 | 0 | 0 | 0 | 0 | 0 | 0 | 0 | 0 | 0 | 0 | 0 | 0 | 0 | 0 | 0 | 0 | 0 | 0 | 0 | 0 | 0 | 0 | 0 | 0 | 0 | 0 | 0 | 0 | 0 | 0 | 0 | 0 | 0 | 0 | 0 | 0 | 0 | 0 | 0 | 0 | 0 | 0 | 0 | 0 | 0 | 0 | 0 | 0 | 0 | 0 | 0 | 0 | 0 | 0 | 0 | 0 | 0 | 0 | 0 | 0
TCBW | Dearman/ Craft | 6414714 | TC002BL-FRNXXX | Following four (4) events in which a total of nine (9) boiler roof tubes failed, LG&E arranged for (Roof Tube Repla.) |  | O | [10 empty] | 0 | 0 | 0 | 0 | 0 | 0 | 0 | 0 | 0 | 0 | 0 | 0 | 0 | 0 | 0 | 0 | 0 | 0 | 0 | 0 | 0 | 0 | 0 | 0 | 0 | 0 | 0 | 0 | 0 | 0 | 0 | 0 | 0 | 0 | 0 | 0 | 0 | 0 | 0 | 0 | 0 | 0 | 0 | 0 | 0 | 0 | 0 | 0 | 0 | 0 | 0 | 0 | 0 | 0 | 0 | 0 | 0 | 0 | 0 | 0 | 0 | 0 | 0 | 0 | 0 | 0 | 0 | 0 | 0 | 0 | 0 | 0 | 0 | 0 | 0 | 0 | 0 | 0 | 0 | 0 | 0 | 0 | 0 | 0 | 0 | 0 | 0 | 0 | 0 | 0 | 0 | 0 | 0 | 0 | 0 | 0 | 0 | 0 | 0 | 0 | 0 | 0 | 0 | 0 | 0 | 0 | 0 | 0 | 0 | 0 | 0 | 0 | 0 | 0 | 0 | 0 | 0 | 0 | 0
TCBW | Dearman/ Craft | 6496138 | TC002BL-MS-2B-CV020B | 2-TDR-CV-020B is leaking at the body gasket. This valve's body gasket has been replaced in the past. |  | O | [10 empty] | 0 | 0 | 0 | 0 | 0 | 0 | 0 | 0 | 0 | 0 | 0 | 0 | 0 | 0 | 0 | 0 | 0 | 0 | 0 | 0 | 0 | 0 | 0 | 0 | 0 | 0 | 0 | 0 | 0 | 0 | 0 | 0 | 0 | 0 | 0 | 0 | 0 | 0 | 0 | 0 | 0 | 0 | 0 | 0 | 0 | 0 | 0 | 0 | 0 | 0 | 0 | 0 | 0 | 0 | 0 | 0 | 0 | 0 | 0 | 0 | 0 | 0 | 0 | 0 | 0 | 0 | 0 | 0 | 0 | 0 | 0 | 0 | 0 | 0 | 0 | 0 | 0 | 0 | 0 | 0 | 0 | 0 | 0 | 0 | 0 | 0 | 0 | 0 | 0 | 0 | 0 | 0 | 0 | 0 | 0 | 0 | 0 | 0 | 0 | 0 | 0 | 0 | 0 | 0 | 0 | 0 | 0 | 0 | 0 | 0 | 0 | 0 | 0 | 0 | 0 | 0 | 0 | 0 | 0
TCMSL2 | Powell/ Henderson | 6530119 | TC002BL-MS-XIC | PM-ANNUAL-OUTAGE- Boiler instrumentation loop checks. |  | O | [10 empty] | 0 | 0 | 0 | 0 | 0 | 0 | 0 | 0 | 0 | 0 | 0 | 0 | 0 | 0 | 0 | 0 | 0 | 0 | 0 | 0 | 0 | 0 | 0 | 0 | 0 | 0 | 0 | 0 | 0 | 0 | 0 | 0 | 0 | 0 | 0 | 0 | 0 | 0 | 0 | 0 | 0 | 0 | 0 | 0 | 0 | 0 | 0 | 0 | 0 | 0 | 0 | 0 | 0 | 0 | 0 | 0 | 0 | 0 | 0 | 0 | 0 | 0 | 0 | 0 | 0 | 0 | 0 | 0 | 0 | 0 | 0 | 0 | 0 | 0 | 0 | 0 | 0 | 0 | 0 | 0 | 0 | 0 | 0 | 0 | 0 | 0 | 0 | 0 | 0 | 0 | 0 | 0 | 0 | 0 | 0 | 0 | 0 | 0 | 0 | 0 | 0 | 0 | 0 | 0 | 0 | 0 | 0 | 0 | 0 | 0 | 0 | 0 | 0 | 0 | 0 | 0 | 0 | 0 | 0
TCMC | Bullock | 6478797 | TC002BL-FRNXXX | During the Spring 2013 TC2 Outage, repairs were made to the membrane along the line where the undern (Insp./ Repairs) |  | O | [10 empty] | 0 | 0 | 0 | 0 | 0 | 0 | 0 | 0 | 0 | 0 | 0 | 0 | 0 | 0 | 0 | 0 | 0 | 0 | 0 | 0 | 0 | 0 | 0 | 0 | 0 | 0 | 0 | 0 | 0 | 0 | 0 | 0 | 0 | 0 | 0 | 0 | 0 | 0 | 0 | 0 | 0 | 0 | 0 | 0 | 0 | 0 | 0 | 0 | 0 | 0 | 0 | 0 | 0 | 0 | 0 | 0 | 0 | 0 | 0 | 0 | 0 | 0 | 0 | 0 | 0 | 0 | 0 | 0 | 0 | 0 | 0 | 0 | 0 | 0 | 0 | 0 | 0 | 0 | 0 | 0 | 0 | 0 | 0 | 0 | 0 | 0 | 0 | 0 | 0 | 0 | 0 | 0 | 0 | 0 | 0 | 0 | 0 | 0 | 0 | 0 | 0 | 0 | 0 | 0 | 0 | 0 | 0 | 0 | 0 | 0 | 0 | 0 | 0 | 0 | 0 | 0 | 0 | 0 | 0
TCMSL2 | Powell/ Henderson | 6467252 | TC002BL-FRNXXX | 2-BLS-PT-136 Spiral Tube Outlet Header pressure transmitter is leaking at the compression fitting |  | O | [10 empty] | 0 | 0 | 0 | 0 | 0 | 0 | 0 | 0 | 0 | 0 | 0 | 0 | 0 | 0 | 0 | 0 | 0 | 0 | 0 | 0 | 0 | 0 | 0 | 0 | 0 | 0 | 0 | 0 | 0 | 0 | 0 | 0 | 0 | 0 | 0 | 0 | 0 | 0 | 0 | 0 | 0 | 0 | 0 | 0 | 0 | 0 | 0 | 0 | 0 | 0 | 0 | 0 | 0 | 0 | 0 | 0 | 0 | 0 | 0 | 0 | 0 | 0 | 0 | 0 | 0 | 0 | 0 | 0 | 0 | 0 | 0 | 0 | 0 | 0 | 0 | 0 | 0 | 0 | 0 | 0 | 0 | 0 | 0 | 0 | 0 | 0 | 0 | 0 | 0 | 0 | 0 | 0 | 0 | 0 | 0 | 0 | 0 | 0 | 0 | 0 | 0 | 0 | 0 | 0 | 0 | 0 | 0 | 0 | 0 | 0 | 0 | 0 | 0 | 0 | 0 | 0 | 0 | 0 | 0
TCMSL2 | Powell/ Henderson | 6530117 | TC002BL-RH-2A-CV130A | PM-ANNUAL-OUTAGE- "A" Reheat Spray Water Control Valve 2-AT CV-130A. Check calibration, stroke |  | O |  | 4000 | [8 empty] | 0 | 0 | 0 | 0 | 0 | 0 | 0 | 0 | 0 | 0 | 0 | 0 | 0 | 0 | 0 | 0 | 0 | 0 | 0 | 0 | 0 | 0 | 0 | 0 | 0 | 0 | 0 | 0 | 0 | 0 | 0 | 0 | 0 | 0 | 0 | 0 | 0 | 0 | 0 | 0 | 0 | 0 | 0 | 0 | 0 | 0 | 0 | 0 | 0 | 0 | 0 | 0 | 0 | 0 | 0 | 0 | 0 | 0 | 0 | 0 | 0 | 0 | 0 | 0 | 0 | 0 | 0 | 0 | 0 | 0 | 0 | 0 | 0 | 0 | 0 | 0 | 0 | 0 | 0 | 0 | 0 | 0 | 0 | 0 | 0 | 0 | 0 | 0 | 0 | 0 | 0 | 0 | 0 | 0 | 0 | 0 | 0 | 0 | 0 | 0 | 0 | 0 | 0 | 0 | 0 | 0 | 0 | 0 | 0 | 0 | 0 | 0 | 0 | 0 | 0 | 0 | 0 | 0 | 0
TCMSL2 | Powell/ Henderson | 6530118 | TC002BL-RH-2B-CV130B | PM-ANNUAL-OUTAGE- "B" Reheat Spray Water Control Valve 2-AT CV-130B. Check calibration, stroke |  | O |  | 4000 | [8 empty] | 0 | 0 | 0 | 0 | 0 | 0 | 0 | 0 | 0 | 0 | 0 | 0 | 0 | 0 | 0 | 0 | 0 | 0 | 0 | 0 | 0 | 0 | 0 | 0 | 0 | 0 | 0 | 0 | 0 | 0 | 0 | 0 | 0 | 0 | 0 | 0 | 0 | 0 | 0 | 0 | 0 | 0 | 0 | 0 | 0 | 0 | 0 | 0 | 0 | 0 | 0 | 0 | 0 | 0 | 0 | 0 | 0 | 0 | 0 | 0 | 0 | 0 | 0 | 0 | 0 | 0 | 0 | 0 | 0 | 0 | 0 | 0 | 0 | 0 | 0 | 0 | 0 | 0 | 0 | 0 | 0 | 0 | 0 | 0 | 0 | 0 | 0 | 0 | 0 | 0 | 0 | 0 | 0 | 0 | 0 | 0 | 0 | 0 | 0 | 0 | 0 | 0 | 0 | 0 | 0 | 0 | 0 | 0 | 0 | 0 | 0 | 0 | 0 | 0 | 0 | 0 | 0 | 0 | 0
TCMSL6 | Jensen/ Mills | 6494158 | TC002BL-SBLMOV500 | Inspect the gearbox on the sootblower main steam supply valve MOV 500 |  | O | [10 empty] | 0 | 0 | 0 | 0 | 0 | 0 | 0 | 0 | 0 | 0 | 0 | 0 | 0 | 0 | 0 | 0 | 0 | 0 | 0 | 0 | 0 | 0 | 0 | 0 | 0 | 0 | 0 | 0 | 0 | 0 | 0 | 0 | 0 | 0 | 0 | 0 | 0 | 0 | 0 | 0 | 0 | 0 | 0 | 0 | 0 | 0 | 0 | 0 | 0 | 0 | 0 | 0 | 0 | 0 | 0 | 0 | 0 | 0 | 0 | 0 | 0 | 0 | 0 | 0 | 0 | 0 | 0 | 0 | 0 | 0 | 0 | 0 | 0 | 0 | 0 | 0 | 0 | 0 | 0 | 0 | 0 | 0 | 0 | 0 | 0 | 0 | 0 | 0 | 0 | 0 | 0 | 0 | 0 | 0 | 0 | 0 | 0 | 0 | 0 | 0 | 0 | 0 | 0 | 0 | 0 | 0 | 0 | 0 | 0 | 0 | 0 | 0 | 0 | 0 | 0 | 0 | 0 | 0 | 0
TCMSLENGMECH | Maldonado | 6533702 | TC002BL-SH-XXX | Pretest safety valves and repair valves as needed during outage. |  | O | [10 empty] | 0 | 0 | 0 | 0 | 0 | 0 | 0 | 0 | 0 | 0 | 0 | 0 | 0 | 0 | 0 | 0 | 0 | 0 | 0 | 0 | 0 | 0 | 0 | 0 | 0 | 0 | 0 | 0 | 0 | 0 | 0 | 0 | 0 | 0 | 0 | 0 | 0 | 0 | 0 | 0 | 0 | 0 | 0 | 0 | 0 | 0 | 0 | 0 | 0 | 0 | 0 | 0 | 0 | 0 | 0 | 0 | 0 | 0 | 0 | 0 | 0 | 0 | 0 | 0 | 0 | 0 | 0 | 0 | 0 | 0 | 0 | 0 | 0 | 0 | 0 | 0 | 0 | 0 | 0 | 0 | 0 | 0 | 0 | 0 | 0 | 0 | 0 | 0 | 0 | 0 | 0 | 0 | 0 | 0 | 0 | 0 | 0 | 0 | 0 | 0 | 0 | 0 | 0 | 0 | 0 | 0 | 0 | 0 | 0 | 0 | 0 | 0 | 0 | 0 | 0 | 0 | 0 | 0 | 0
TCMSL2 | Powell/ Henderson | 6530114 | TC002BL-SH-VLVXXX | PM-ANNUAL-OUTAGE- STAGE 1 "B" SH Spray Water Control Valve 2-AT CV-110B. Check calibration, stroke |  | O |  | 7000 | [8 empty] | 0 | 0 | 0 | 0 | 0 | 0 | 0 | 0 | 0 | 0 | 0 | 0 | 0 | 0 | 0 | 0 | 0 | 0 | 0 | 0 | 0 | 0 | 0 | 0 | 0 | 0 | 0 | 0 | 0 | 0 | 0 | 0 | 0 | 0 | 0 | 0 | 0 | 0 | 0 | 0 | 0 | 0 | 0 | 0 | 0 | 0 | 0 | 0 | 0 | 0 | 0 | 0 | 0 | 0 | 0 | 0 | 0 | 0 | 0 | 0 | 0 | 0 | 0 | 0 | 0 | 0 | 0 | 0 | 0 | 0 | 0 | 0 | 0 | 0 | 0 | 0 | 0 | 0 | 0 | 0 | 0 | 0 | 0 | 0 | 0 | 0 | 0 | 0 | 0 | 0 | 0 | 0 | 0 | 0 | 0 | 0 | 0 | 0 | 0 | 0 | 0 | 0 | 0 | 0 | 0 | 0 | 0 | 0 | 0 | 0 | 0 | 0 | 0 | 0 | 0 | 0 | 0 | 0 | 0
TCMSL2 | Powell/ Henderson | 6530113 | TC002BL-SH-VLVXXX | PM-ANNUAL-OUTAGE- STAGE 1 "A" SH Spray Water Control Valve 2-AT CV-110A. Check calibration, stroke |  | O |  | 7000 | [8 empty] | 0 | 0 | 0 | 0 | 0 | 0 | 0 | 0 | 0 | 0 | 0 | 0 | 0 | 0 | 0 | 0 | 0 | 0 | 0 | 0 | 0 | 0 | 0 | 0 | 0 | 0 | 0 | 0 | 0 | 0 | 0 | 0 | 0 | 0 | 0 | 0 | 0 | 0 | 0 | 0 | 0 | 0 | 0 | 0 | 0 | 0 | 0 | 0 | 0 | 0 | 0 | 0 | 0 | 0 | 0 | 0 | 0 | 0 | 0 | 0 | 0 | 0 | 0 | 0 | 0 | 0 | 0 | 0 | 0 | 0 | 0 | 0 | 0 | 0 | 0 | 0 | 0 | 0 | 0 | 0 | 0 | 0 | 0 | 0 | 0 | 0 | 0 | 0 | 0 | 0 | 0 | 0 | 0 | 0 | 0 | 0 | 0 | 0 | 0 | 0 | 0 | 0 | 0 | 0 | 0 | 0 | 0 | 0 | 0 | 0 | 0 | 0 | 0 | 0 | 0 | 0 | 0 | 0 | 0
TCMSL2 | Powell/ Henderson | 6530115 | TC002BL-SH-VLVXXX | PM-ANNUAL-OUTAGE- STAGE 2 "A" SH Spray Water Control Valve 2-AT CV-120A. Check calibration, stroke |  | O |  | 7000 | [8 empty] | 0 | 0 | 0 | 0 | 0 | 0 | 0 | 0 | 0 | 0 | 0 | 0 | 0 | 0 | 0 | 0 | 0 | 0 | 0 | 0 | 0 | 0 | 0 | 0 | 0 | 0 | 0 | 0 | 0 | 0 | 0 | 0 | 0 | 0 | 0 | 0 | 0 | 0 | 0 | 0 | 0 | 0 | 0 | 0 | 0 | 0 | 0 | 0 | 0 | 0 | 0 | 0 | 0 | 0 | 0 | 0 | 0 | 0 | 0 | 0 | 0 | 0 | 0 | 0 | 0 | 0 | 0 | 0 | 0 | 0 | 0 | 0 | 0 | 0 | 0 | 0 | 0 | 0 | 0 | 0 | 0 | 0 | 0 | 0 | 0 | 0 | 0 | 0 | 0 | 0 | 0 | 0 | 0 | 0 | 0 | 0 | 0 | 0 | 0 | 0 | 0 | 0 | 0 | 0 | 0 | 0 | 0 | 0 | 0 | 0 | 0 | 0 | 0 | 0 | 0 | 0 | 0 | 0 | 0
TCMSL2 | Powell/ Henderson | 6530116 | TC002BL-SH-VLVXXX | PM-ANNUAL-OUTAGE- STAGE 2 "B" SH Spray Water Control Valve 2-AT CV-120B. Check calibration, stroke |  | O |  | 7000 | [8 empty] | 0 | 0 | 0 | 0 | 0 | 0 | 0 | 0 | 0 | 0 | 0 | 0 | 0 | 0 | 0 | 0 | 0 | 0 | 0 | 0 | 0 | 0 | 0 | 0 | 0 | 0 | 0 | 0 | 0 | 0 | 0 | 0 | 0 | 0 | 0 | 0 | 0 | 0 | 0 | 0 | 0 | 0 | 0 | 0 | 0 | 0 | 0 | 0 | 0 | 0 | 0 | 0 | 0 | 0 | 0 | 0 | 0 | 0 | 0 | 0 | 0 | 0 | 0 | 0 | 0 | 0 | 0 | 0 | 0 | 0 | 0 | 0 | 0 | 0 | 0 | 0 | 0 | 0 | 0 | 0 | 0 | 0 | 0 | 0 | 0 | 0 | 0 | 0 | 0 | 0 | 0 | 0 | 0 | 0 | 0 | 0 | 0 | 0 | 0 | 0 | 0 | 0 | 0 | 0 | 0 | 0 | 0 | 0 | 0 | 0 | 0 | 0 | 0 | 0 | 0 | 0 | 0 | 0 | 0
TCMSL6 | Jensen/ Mills | 6520711 | TC002BL-SH-2A-CV902A | Replace the 2A Electromatic manual isolation valve gearbox. |  | O | [10 empty] | 0 | 0 | 0 | 0 | 0 | 0 | 0 | 0 | 0 | 0 | 0 | 0 | 0 | 0 | 0 | 0 | 0 | 0 | 0 | 0 | 0 | 0 | 0 | 0 | 0 | 0 | 0 | 0 | 0 | 0 | 0 | 0 | 0 | 0 | 0 | 0 | 0 | 0 | 0 | 0 | 0 | 0 | 0 | 0 | 0 | 0 | 0 | 0 | 0 | 0 | 0 | 0 | 0 | 0 | 0 | 0 | 0 | 0 | 0 | 0 | 0 | 0 | 0 | 0 | 0 | 0 | 0 | 0 | 0 | 0 | 0 | 0 | 0 | 0 | 0 | 0 | 0 | 0 | 0 | 0 | 0 | 0 | 0 | 0 | 0 | 0 | 0 | 0 | 0 | 0 | 0 | 0 | 0 | 0 | 0 | 0 | 0 | 0 | 0 | 0 | 0 | 0 | 0 | 0 | 0 | 0 | 0 | 0 | 0 | 0 | 0 | 0 | 0 | 0 | 0 | 0 | 0 | 0 | 0
TCMSL6 | Jensen/ Mills | 6495692 | TC002BL-SH-2A-CV902A | Unit 2A electromatic (PORV) is leaking at the gasket between the valve body and the discharge colla (Rebuild) |  | O | [10 empty] | 0 | 0 | 0 | 0 | 0 | 0 | 0 | 0 | 0 | 0 | 0 | 0 | 0 | 0 | 0 | 0 | 0 | 0 | 0 | 0 | 0 | 0 | 0 | 0 | 0 | 0 | 0 | 0 | 0 | 0 | 0 | 0 | 0 | 0 | 0 | 0 | 0 | 0 | 0 | 0 | 0 | 0 | 0 | 0 | 0 | 0 | 0 | 0 | 0 | 0 | 0 | 0 | 0 | 0 | 0 | 0 | 0 | 0 | 0 | 0 | 0 | 0 | 0 | 0 | 0 | 0 | 0 | 0 | 0 | 0 | 0 | 0 | 0 | 0 | 0 | 0 | 0 | 0 | 0 | 0 | 0 | 0 | 0 | 0 | 0 | 0 | 0 | 0 | 0 | 0 | 0 | 0 | 0 | 0 | 0 | 0 | 0 | 0 | 0 | 0 | 0 | 0 | 0 | 0 | 0 | 0 | 0 | 0 | 0 | 0 | 0 | 0 | 0 | 0 | 0 | 0 | 0 | 0 | 0
TCMSL6 | Jensen/ Mills | 6495671 | TC002BL-SH-2B-CV902B | unit 2 B electromatic (PORV) is leaking at the gasket between the valve body and the discharge colla (Rebuild) |  | O | [10 empty] | 0 | 0 | 0 | 0 | 0 | 0 | 0 | 0 | 0 | 0 | 0 | 0 | 0 | 0 | 0 | 0 | 0 | 0 | 0 | 0 | 0 | 0 | 0 | 0 | 0 | 0 | 0 | 0 | 0 | 0 | 0 | 0 | 0 | 0 | 0 | 0 | 0 | 0 | 0 | 0 | 0 | 0 | 0 | 0 | 0 | 0 | 0 | 0 | 0 | 0 | 0 | 0 | 0 | 0 | 0 | 0 | 0 | 0 | 0 | 0 | 0 | 0 | 0 | 0 | 0 | 0 | 0 | 0 | 0 | 0 | 0 | 0 | 0 | 0 | 0 | 0 | 0 | 0 | 0 | 0 | 0 | 0 | 0 | 0 | 0 | 0 | 0 | 0 | 0 | 0 | 0 | 0 | 0 | 0 | 0 | 0 | 0 | 0 | 0 | 0 | 0 | 0 | 0 | 0 | 0 | 0 | 0 | 0 | 0 | 0 | 0 | 0 | 0 | 0 | 0 | 0 | 0 | 0 | 0
TCMSL6 | Jensen/ Mills | 6491865 | TC002BL-DRNVLVXXX | The Boiler drains recovery vessel manual level control valve has a packing leak. Please I/R. |  | O | [10 empty] | 0 | 0 | 0 | 0 | 0 | 0 | 0 | 0 | 0 | 0 | 0 | 0 | 0 | 0 | 0 | 0 | 0 | 0 | 0 | 0 | 0 | 0 | 0 | 0 | 0 | 0 | 0 | 0 | 0 | 0 | 0 | 0 | 0 | 0 | 0 | 0 | 0 | 0 | 0 | 0 | 0 | 0 | 0 | 0 | 0 | 0 | 0 | 0 | 0 | 0 | 0 | 0 | 0 | 0 | 0 | 0 | 0 | 0 | 0 | 0 | 0 | 0 | 0 | 0 | 0 | 0 | 0 | 0 | 0 | 0 | 0 | 0 | 0 | 0 | 0 | 0 | 0 | 0 | 0 | 0 | 0 | 0 | 0 | 0 | 0 | 0 | 0 | 0 | 0 | 0 | 0 | 0 | 0 | 0 | 0 | 0 | 0 | 0 | 0 | 0 | 0 | 0 | 0 | 0 | 0 | 0 | 0 | 0 | 0 | 0 | 0 | 0 | 0 | 0 | 0 | 0 | 0 | 0 | 0
TCMSLENGMECH | Dorwart | 6400209 | TC002BL-BCWXXX | Install a low point drain on the BCP Discharge line before the discharge valve for chemical clean. |  | O | [10 empty] | 0 | 0 | 0 | 0 | 0 | 0 | 0 | 0 | 0 | 0 | 0 | 0 | 0 | 0 | 0 | 0 | 0 | 0 | 0 | 0 | 0 | 0 | 0 | 0 | 0 | 0 | 0 | 0 | 0 | 0 | 0 | 0 | 0 | 0 | 0 | 0 | 0 | 0 | 0 | 0 | 0 | 0 | 0 | 0 | 0 | 0 | 0 | 0 | 0 | 0 | 0 | 0 | 0 | 0 | 0 | 0 | 0 | 0 | 0 | 0 | 0 | 0 | 0 | 0 | 0 | 0 | 0 | 0 | 0 | 0 | 0 | 0 | 0 | 0 | 0 | 0 | 0 | 0 | 0 | 0 | 0 | 0 | 0 | 0 | 0 | 0 | 0 | 0 | 0 | 0 | 0 | 0 | 0 | 0 | 0 | 0 | 0 | 0 | 0 | 0 | 0 | 0 | 0 | 0 | 0 | 0 | 0 | 0 | 0 | 0 | 0 | 0 | 0 | 0 | 0 | 0 | 0 | 0 | 0
TCMSLENGMECH | Maldonado | 6365256 | TC002BL-DORXXX | TC2 BMWP- Work Platform- (May cancel) |  | O | [10 empty] | 0 | 0 | 0 | 0 | 0 | 0 | 0 | 0 | 0 | 0 | 0 | 0 | 0 | 0 | 0 | 0 | 0 | 0 | 0 | 0 | 0 | 0 | 0 | 0 | 0 | 0 | 0 | 0 | 0 | 0 | 0 | 0 | 0 | 0 | 0 | 0 | 0 | 0 | 0 | 0 | 0 | 0 | 0 | 0 | 0 | 0 | 0 | 0 | 0 | 0 | 0 | 0 | 0 | 0 | 0 | 0 | 0 | 0 | 0 | 0 | 0 | 0 | 0 | 0 | 0 | 0 | 0 | 0 | 0 | 0 | 0 | 0 | 0 | 0 | 0 | 0 | 0 | 0 | 0 | 0 | 0 | 0 | 0 | 0 | 0 | 0 | 0 | 0 | 0 | 0 | 0 | 0 | 0 | 0 | 0 | 0 | 0 | 0 | 0 | 0 | 0 | 0 | 0 | 0 | 0 | 0 | 0 | 0 | 0 | 0 | 0 | 0 | 0 | 0 | 0 | 0 | 0 | 0 | 0
TCMSLENGMECH |  | 6501870 | TC002BL-FRNXXX | TC2 Ashpit Refractory--Inspect refractory and make any needed repairs. |  | O | [10 empty] | 0 | 0 | 0 | 0 | 0 | 0 | 0 | 0 | 0 | 0 | 0 | 0 | 0 | 0 | 0 | 0 | 0 | 0 | 0 | 0 | 0 | 0 | 0 | 0 | 0 | 0 | 0 | 0 | 0 | 0 | 0 | 0 | 0 | 0 | 0 | 0 | 0 | 0 | 0 | 0 | 0 | 0 | 0 | 0 | 0 | 0 | 0 | 0 | 0 | 0 | 0 | 0 | 0 | 0 | 0 | 0 | 0 | 0 | 0 | 0 | 0 | 0 | 0 | 0 | 0 | 0 | 0 | 0 | 0 | 0 | 0 | 0 | 0 | 0 | 0 | 0 | 0 | 0 | 0 | 0 | 0 | 0 | 0 | 0 | 0 | 0 | 0 | 0 | 0 | 0 | 0 | 0 | 0 | 0 | 0 | 0 | 0 | 0 | 0 | 0 | 0 | 0 | 0 | 0 | 0 | 0 | 0 | 0 | 0 | 0 | 0 | 0 | 0 | 0 | 0 | 0 | 0 | 0 | 0
TCMSLENGMECH | Maldonado | 6414714 | TC002BL-FRNXXX | Following four (4) events in which a total of nine (9) boiler roof tubes failed, LG&E arranged for m |  | O | [10 empty] | 0 | 0 | 0 | 0 | 0 | 0 | 0 | 0 | 0 | 0 | 0 | 0 | 0 | 0 | 0 | 0 | 0 | 0 | 0 | 0 | 0 | 0 | 0 | 0 | 0 | 0 | 0 | 0 | 0 | 0 | 0 | 0 | 0 | 0 | 0 | 0 | 0 | 0 | 0 | 0 | 0 | 0 | 0 | 0 | 0 | 0 | 0 | 0 | 0 | 0 | 0 | 0 | 0 | 0 | 0 | 0 | 0 | 0 | 0 | 0 | 0 | 0 | 0 | 0 | 0 | 0 | 0 | 0 | 0 | 0 | 0 | 0 | 0 | 0 | 0 | 0 | 0 | 0 | 0 | 0 | 0 | 0 | 0 | 0 | 0 | 0 | 0 | 0 | 0 | 0 | 0 | 0 | 0 | 0 | 0 | 0 | 0 | 0 | 0 | 0 | 0 | 0 | 0 | 0 | 0 | 0 | 0 | 0 | 0 | 0 | 0 | 0 | 0 | 0 | 0 | 0 | 0 | 0 | 0
TCMSL2 | Powell/ Henderson | 6530364 | TC002BL-SBLCV050 | Inspect the TC2 Sootblower control valve. 2-SB-CV-050 |  | O |  | 8000 | [8 empty] | 0 | 0 | 0 | 0 | 0 | 0 | 0 | 0 | 0 | 0 | 0 | 0 | 0 | 0 | 0 | 0 | 0 | 0 | 0 | 0 | 0 | 0 | 0 | 0 | 0 | 0 | 0 | 0 | 0 | 0 | 0 | 0 | 0 | 0 | 0 | 0 | 0 | 0 | 0 | 0 | 0 | 0 | 0 | 0 | 0 | 0 | 0 | 0 | 0 | 0 | 0 | 0 | 0 | 0 | 0 | 0 | 0 | 0 | 0 | 0 | 0 | 0 | 0 | 0 | 0 | 0 | 0 | 0 | 0 | 0 | 0 | 0 | 0 | 0 | 0 | 0 | 0 | 0 | 0 | 0 | 0 | 0 | 0 | 0 | 0 | 0 | 0 | 0 | 0 | 0 | 0 | 0 | 0 | 0 | 0 | 0 | 0 | 0 | 0 | 0 | 0 | 0 | 0 | 0 | 0 | 0 | 0 | 0 | 0 | 0 | 0 | 0 | 0 | 0 | 0 | 0 | 0 | 0 | 0
|  |  |  | Boiler inspection doors installation |  | O | [10 empty] | 0 | 0 | 0 | 0 | 0 | 0 | 0 | 0 | 0 | 0 | 0 | 0 | 0 | 0 | 0 | 0 | 0 | 0 | 0 | 0 | 0 | 0 | 0 | 0 | 0 | 0 | 0 | 0 | 0 | 0 | 0 | 0 | 0 | 0 | 0 | 0 | 0 | 0 | 0 | 0 | 0 | 0 | 0 | 0 | 0 | 0 | 0 | 0 | 0 | 0 | 0 | 0 | 0 | 0 | 0 | 0 | 0 | 0 | 0 | 0 | 0 | 0 | 0 | 0 | 0 | 0 | 0 | 0 | 0 | 0 | 0 | 0 | 0 | 0 | 0 | 0 | 0 | 0 | 0 | 0 | 0 | 0 | 0 | 0 | 0 | 0 | 0 | 0 | 0 | 0 | 0 | 0 | 0 | 0 | 0 | 0 | 0 | 0 | 0 | 0 | 0 | 0 | 0 | 0 | 0 | 0 | 0 | 0 | 0 | 0 | 0 | 0 | 0 | 0 | 0 | 0 | 0 | 0 | 0
|  |  |  | HEP Inspections |  | O | [10 empty] | 0 | 0 | 0 | 0 | 0 | 0 | 0 | 0 | 0 | 0 | 0 | 0 | 0 | 0 | 0 | 0 | 0 | 0 | 0 | 0 | 0 | 0 | 0 | 0 | 0 | 0 | 0 | 0 | 0 | 0 | 0 | 0 | 0 | 0 | 0 | 0 | 0 | 0 | 0 | 0 | 0 | 0 | 0 | 0 | 0 | 0 | 0 | 0 | 0 | 0 | 0 | 0 | 0 | 0 | 0 | 0 | 0 | 0 | 0 | 0 | 0 | 0 | 0 | 0 | 0 | 0 | 0 | 0 | 0 | 0 | 0 | 0 | 0 | 0 | 0 | 0 | 0 | 0 | 0 | 0 | 0 | 0 | 0 | 0 | 0 | 0 | 0 | 0 | 0 | 0 | 0 | 0 | 0 | 0 | 0 | 0 | 0 | 0 | 0 | 0 | 0 | 0 | 0 | 0 | 0 | 0 | 0 | 0 | 0 | 0 | 0 | 0 | 0 | 0 | 0 | 0 | 0 | 0 | 0
|  |  | TC002CA- COMPRESSED AIR | [13 empty] | 0 | 0 | 0 | 0 | 0 | 0 | 0 | 0 | 0 | 0 | 0 | 0 | 0 | 0 | 0 | 0 | 0 | 0 | 0 | 0 | 0 | 0 | 0 | 0 | 0 | 0 | 0 | 0 | 0 | 0 | 0 | 0 | 0 | 0 | 0 | 0 | 0 | 0 | 0 | 0 | 0 | 0 | 0 | 0 | 0 | 0 | 0 | 0 | 0 | 0 | 0 | 0 | 0 | 0 | 0 | 0 | 0 | 0 | 0 | 0 | 0 | 0 | 0 | 0 | 0 | 0 | 0 | 0 | 0 | 0 | 0 | 0 | 0 | 0 | 0 | 0 | 0 | 0 | 0 | 0 | 0 | 0 | 0 | 0 | 0 | 0 | 0 | 0 | 0 | 0 | 0 | 0 | 0 | 0 | 0 | 0 | 0 | 0 | 0 | 0 | 0 | 0 | 0 | 0 | 0 | 0 | 0 | 0 | 0 | 0 | 0 | 0 | 0 | 0 | 0 | 0 | 0 | 0 | 0
Budget |  |  |  | Instrument Air Compressor Motor Overaul |  | O | 24000 | [9 empty] | 0 | 0 | 0 | 0 | 0 | 0 | 0 | 0 | 0 | 0 | 0 | 0 | 0 | 0 | 0 | 0 | 0 | 0 | 0 | 0 | 0 | 0 | 0 | 0 | 0 | 0 | 0 | 0 | 0 | 0 | 0 | 0 | 0 | 0 | 0 | 0 | 0 | 0 | 0 | 0 | 0 | 0 | 0 | 0 | 0 | 0 | 0 | 0 | 0 | 0 | 0 | 0 | 0 | 0 | 0 | 0 | 0 | 0 | 0 | 0 | 0 | 0 | 0 | 0 | 0 | 0 | 0 | 0 | 0 | 0 | 0 | 0 | 0 | 0 | 0 | 0 | 0 | 0 | 0 | 0 | 0 | 0 | 0 | 0 | 0 | 0 | 0 | 0 | 0 | 0 | 0 | 0 | 0 | 0 | 0 | 0 | 0 | 0 | 0 | 0 | 0 | 0 | 0 | 0 | 0 | 0 | 0 | 0 | 0 | 0 | 0 | 0 | 0 | 0 | 0 | 0 | 0 | 0 | 0
TCMSL2 | Powell/ Henderson | 6531289 | TC002CA-IAE2A-AIRDRYER | 2A Instr. Air Dryer- Rebuild acutators and check desicant level. |  | O |  | 3000 | [8 empty] | 0 | 0 | 0 | 0 | 0 | 0 | 0 | 0 | 0 | 0 | 0 | 0 | 0 | 0 | 0 | 0 | 0 | 0 | 0 | 0 | 0 | 0 | 0 | 0 | 0 | 0 | 0 | 0 | 0 | 0 | 0 | 0 | 0 | 0 | 0 | 0 | 0 | 0 | 0 | 0 | 0 | 0 | 0 | 0 | 0 | 0 | 0 | 0 | 0 | 0 | 0 | 0 | 0 | 0 | 0 | 0 | 0 | 0 | 0 | 0 | 0 | 0 | 0 | 0 | 0 | 0 | 0 | 0 | 0 | 0 | 0 | 0 | 0 | 0 | 0 | 0 | 0 | 0 | 0 | 0 | 0 | 0 | 0 | 0 | 0 | 0 | 0 | 0 | 0 | 0 | 0 | 0 | 0 | 0 | 0 | 0 | 0 | 0 | 0 | 0 | 0 | 0 | 0 | 0 | 0 | 0 | 0 | 0 | 0 | 0 | 0 | 0 | 0 | 0 | 0 | 0 | 0 | 0 | 0
TCMSL2 | Powell/ Henderson | 6531290 | TC002CA-IAE2B-AIRDRYER | 2B Instr. Air Dryer- Rebuild acutators and check desicant level. |  | O |  | 3000 | [8 empty] | 0 | 0 | 0 | 0 | 0 | 0 | 0 | 0 | 0 | 0 | 0 | 0 | 0 | 0 | 0 | 0 | 0 | 0 | 0 | 0 | 0 | 0 | 0 | 0 | 0 | 0 | 0 | 0 | 0 | 0 | 0 | 0 | 0 | 0 | 0 | 0 | 0 | 0 | 0 | 0 | 0 | 0 | 0 | 0 | 0 | 0 | 0 | 0 | 0 | 0 | 0 | 0 | 0 | 0 | 0 | 0 | 0 | 0 | 0 | 0 | 0 | 0 | 0 | 0 | 0 | 0 | 0 | 0 | 0 | 0 | 0 | 0 | 0 | 0 | 0 | 0 | 0 | 0 | 0 | 0 | 0 | 0 | 0 | 0 | 0 | 0 | 0 | 0 | 0 | 0 | 0 | 0 | 0 | 0 | 0 | 0 | 0 | 0 | 0 | 0 | 0 | 0 | 0 | 0 | 0 | 0 | 0 | 0 | 0 | 0 | 0 | 0 | 0 | 0 | 0 | 0 | 0 | 0 | 0
TCMSL6 | Jensen/ Mills | 6535519 | TC002CA-HAE | PM-ANNUAL - & - 2B HOUSE AIR COMPRESSOR - |  | O | [10 empty] | 0 | 0 | 0 | 0 | 0 | 0 | 0 | 0 | 0 | 0 | 0 | 0 | 0 | 0 | 0 | 0 | 0 | 0 | 0 | 0 | 0 | 0 | 0 | 0 | 0 | 0 | 0 | 0 | 0 | 0 | 0 | 0 | 0 | 0 | 0 | 0 | 0 | 0 | 0 | 0 | 0 | 0 | 0 | 0 | 0 | 0 | 0 | 0 | 0 | 0 | 0 | 0 | 0 | 0 | 0 | 0 | 0 | 0 | 0 | 0 | 0 | 0 | 0 | 0 | 0 | 0 | 0 | 0 | 0 | 0 | 0 | 0 | 0 | 0 | 0 | 0 | 0 | 0 | 0 | 0 | 0 | 0 | 0 | 0 | 0 | 0 | 0 | 0 | 0 | 0 | 0 | 0 | 0 | 0 | 0 | 0 | 0 | 0 | 0 | 0 | 0 | 0 | 0 | 0 | 0 | 0 | 0 | 0 | 0 | 0 | 0 | 0 | 0 | 0 | 0 | 0 | 0 | 0 | 0
TCMSL6 | Jensen/ Mills | 6535518 | TC002CA-HAE | PM-ANNUAL - & - 2A HOUSE AIR COMPRESSOR - |  | O | [10 empty] | 0 | 0 | 0 | 0 | 0 | 0 | 0 | 0 | 0 | 0 | 0 | 0 | 0 | 0 | 0 | 0 | 0 | 0 | 0 | 0 | 0 | 0 | 0 | 0 | 0 | 0 | 0 | 0 | 0 | 0 | 0 | 0 | 0 | 0 | 0 | 0 | 0 | 0 | 0 | 0 | 0 | 0 | 0 | 0 | 0 | 0 | 0 | 0 | 0 | 0 | 0 | 0 | 0 | 0 | 0 | 0 | 0 | 0 | 0 | 0 | 0 | 0 | 0 | 0 | 0 | 0 | 0 | 0 | 0 | 0 | 0 | 0 | 0 | 0 | 0 | 0 | 0 | 0 | 0 | 0 | 0 | 0 | 0 | 0 | 0 | 0 | 0 | 0 | 0 | 0 | 0 | 0 | 0 | 0 | 0 | 0 | 0 | 0 | 0 | 0 | 0 | 0 | 0 | 0 | 0 | 0 | 0 | 0 | 0 | 0 | 0 | 0 | 0 | 0 | 0 | 0 | 0 | 0 | 0
TCMSL6 | Jensen/ Mills | 6500186 | TC002CA-HAEVLVXXX | 2A house air comp disch vlv 2HAv001 will not close |  | O | [10 empty] | 0 | 0 | 0 | 0 | 0 | 0 | 0 | 0 | 0 | 0 | 0 | 0 | 0 | 0 | 0 | 0 | 0 | 0 | 0 | 0 | 0 | 0 | 0 | 0 | 0 | 0 | 0 | 0 | 0 | 0 | 0 | 0 | 0 | 0 | 0 | 0 | 0 | 0 | 0 | 0 | 0 | 0 | 0 | 0 | 0 | 0 | 0 | 0 | 0 | 0 | 0 | 0 | 0 | 0 | 0 | 0 | 0 | 0 | 0 | 0 | 0 | 0 | 0 | 0 | 0 | 0 | 0 | 0 | 0 | 0 | 0 | 0 | 0 | 0 | 0 | 0 | 0 | 0 | 0 | 0 | 0 | 0 | 0 | 0 | 0 | 0 | 0 | 0 | 0 | 0 | 0 | 0 | 0 | 0 | 0 | 0 | 0 | 0 | 0 | 0 | 0 | 0 | 0 | 0 | 0 | 0 | 0 | 0 | 0 | 0 | 0 | 0 | 0 | 0 | 0 | 0 | 0 | 0 | 0
TCMSL6 | Jensen/ Mills | 6535520 | TC002CA-IAE2A-COMPRESS | PM-OUTAGE-ANNUAL - & - 2A INSTRUMENT AIR COMPRESSOR PM - |  | O | [10 empty] | 0 | 0 | 0 | 0 | 0 | 0 | 0 | 0 | 0 | 0 | 0 | 0 | 0 | 0 | 0 | 0 | 0 | 0 | 0 | 0 | 0 | 0 | 0 | 0 | 0 | 0 | 0 | 0 | 0 | 0 | 0 | 0 | 0 | 0 | 0 | 0 | 0 | 0 | 0 | 0 | 0 | 0 | 0 | 0 | 0 | 0 | 0 | 0 | 0 | 0 | 0 | 0 | 0 | 0 | 0 | 0 | 0 | 0 | 0 | 0 | 0 | 0 | 0 | 0 | 0 | 0 | 0 | 0 | 0 | 0 | 0 | 0 | 0 | 0 | 0 | 0 | 0 | 0 | 0 | 0 | 0 | 0 | 0 | 0 | 0 | 0 | 0 | 0 | 0 | 0 | 0 | 0 | 0 | 0 | 0 | 0 | 0 | 0 | 0 | 0 | 0 | 0 | 0 | 0 | 0 | 0 | 0 | 0 | 0 | 0 | 0 | 0 | 0 | 0 | 0 | 0 | 0 | 0 | 0
TCMSL6 | Jensen/ Mills | 6535521 | TC002CA-IAE2B-COMPRESS | PM-OUTAGE-ANNUAL - & - 2B INSTRUMENT AIR COMPRESSOR PM - |  | O | [10 empty] | 0 | 0 | 0 | 0 | 0 | 0 | 0 | 0 | 0 | 0 | 0 | 0 | 0 | 0 | 0 | 0 | 0 | 0 | 0 | 0 | 0 | 0 | 0 | 0 | 0 | 0 | 0 | 0 | 0 | 0 | 0 | 0 | 0 | 0 | 0 | 0 | 0 | 0 | 0 | 0 | 0 | 0 | 0 | 0 | 0 | 0 | 0 | 0 | 0 | 0 | 0 | 0 | 0 | 0 | 0 | 0 | 0 | 0 | 0 | 0 | 0 | 0 | 0 | 0 | 0 | 0 | 0 | 0 | 0 | 0 | 0 | 0 | 0 | 0 | 0 | 0 | 0 | 0 | 0 | 0 | 0 | 0 | 0 | 0 | 0 | 0 | 0 | 0 | 0 | 0 | 0 | 0 | 0 | 0 | 0 | 0 | 0 | 0 | 0 | 0 | 0 | 0 | 0 | 0 | 0 | 0 | 0 | 0 | 0 | 0 | 0 | 0 | 0 | 0 | 0 | 0 | 0 | 0 | 0
|  |  | TC002CAE- CONTROL AND EMERGENCY DC | [13 empty] | 0 | 0 | 0 | 0 | 0 | 0 | 0 | 0 | 0 | 0 | 0 | 0 | 0 | 0 | 0 | 0 | 0 | 0 | 0 | 0 | 0 | 0 | 0 | 0 | 0 | 0 | 0 | 0 | 0 | 0 | 0 | 0 | 0 | 0 | 0 | 0 | 0 | 0 | 0 | 0 | 0 | 0 | 0 | 0 | 0 | 0 | 0 | 0 | 0 | 0 | 0 | 0 | 0 | 0 | 0 | 0 | 0 | 0 | 0 | 0 | 0 | 0 | 0 | 0 | 0 | 0 | 0 | 0 | 0 | 0 | 0 | 0 | 0 | 0 | 0 | 0 | 0 | 0 | 0 | 0 | 0 | 0 | 0 | 0 | 0 | 0 | 0 | 0 | 0 | 0 | 0 | 0 | 0 | 0 | 0 | 0 | 0 | 0 | 0 | 0 | 0 | 0 | 0 | 0 | 0 | 0 | 0 | 0 | 0 | 0 | 0 | 0 | 0 | 0 | 0 | 0 | 0 | 0 | 0
|  |  | TC002CBA- COMBUSTION AIR | [13 empty] | 0 | 0 | 0 | 0 | 0 | 0 | 0 | 0 | 0 | 0 | 0 | 0 | 0 | 0 | 0 | 0 | 0 | 0 | 0 | 0 | 0 | 0 | 0 | 0 | 0 | 0 | 0 | 0 | 0 | 0 | 0 | 0 | 0 | 0 | 0 | 0 | 0 | 0 | 0 | 0 | 0 | 0 | 0 | 0 | 0 | 0 | 0 | 0 | 0 | 0 | 0 | 0 | 0 | 0 | 0 | 0 | 0 | 0 | 0 | 0 | 0 | 0 | 0 | 0 | 0 | 0 | 0 | 0 | 0 | 0 | 0 | 0 | 0 | 0 | 0 | 0 | 0 | 0 | 0 | 0 | 0 | 0 | 0 | 0 | 0 | 0 | 0 | 0 | 0 | 0 | 0 | 0 | 0 | 0 | 0 | 0 | 0 | 0 | 0 | 0 | 0 | 0 | 0 | 0 | 0 | 0 | 0 | 0 | 0 | 0 | 0 | 0 | 0 | 0 | 0 | 0 | 0 | 0 | 0
Budget |  |  |  | AH Wash |  | O | 40000 | [9 empty] | 0 | 0 | 0 | 0 | 0 | 0 | 0 | 0 | 0 | 0 | 0 | 0 | 0 | 0 | 0 | 0 | 0 | 0 | 0 | 0 | 0 | 0 | 0 | 0 | 0 | 0 | 0 | 0 | 0 | 0 | 0 | 0 | 0 | 0 | 0 | 0 | 0 | 0 | 0 | 0 | 0 | 0 | 0 | 0 | 0 | 0 | 0 | 0 | 0 | 0 | 0 | 0 | 0 | 0 | 0 | 0 | 0 | 0 | 0 | 0 | 0 | 0 | 0 | 0 | 0 | 0 | 0 | 0 | 0 | 0 | 0 | 0 | 0 | 0 | 0 | 0 | 0 | 0 | 0 | 0 | 0 | 0 | 0 | 0 | 0 | 0 | 0 | 0 | 0 | 0 | 0 | 0 | 0 | 0 | 0 | 0 | 0 | 0 | 0 | 0 | 0 | 0 | 0 | 0 | 0 | 0 | 0 | 0 | 0 | 0 | 0 | 0 | 0 | 0 | 0 | 0 | 0 | 0 | 0
Budget |  |  |  | inspect for leakage. |  | O | 25000 | [9 empty] | 0 | 0 | 0 | 0 | 0 | 0 | 0 | 0 | 0 | 0 | 0 | 0 | 0 | 0 | 0 | 0 | 0 | 0 | 0 | 0 | 0 | 0 | 0 | 0 | 0 | 0 | 0 | 0 | 0 | 0 | 0 | 0 | 0 | 0 | 0 | 0 | 0 | 0 | 0 | 0 | 0 | 0 | 0 | 0 | 0 | 0 | 0 | 0 | 0 | 0 | 0 | 0 | 0 | 0 | 0 | 0 | 0 | 0 | 0 | 0 | 0 | 0 | 0 | 0 | 0 | 0 | 0 | 0 | 0 | 0 | 0 | 0 | 0 | 0 | 0 | 0 | 0 | 0 | 0 | 0 | 0 | 0 | 0 | 0 | 0 | 0 | 0 | 0 | 0 | 0 | 0 | 0 | 0 | 0 | 0 | 0 | 0 | 0 | 0 | 0 | 0 | 0 | 0 | 0 | 0 | 0 | 0 | 0 | 0 | 0 | 0 | 0 | 0 | 0 | 0 | 0 | 0 | 0 | 0
Budget |  |  |  | Air Heater Repairs |  | O | 25000 | [9 empty] | 0 | 0 | 0 | 0 | 0 | 0 | 0 | 0 | 0 | 0 | 0 | 0 | 0 | 0 | 0 | 0 | 0 | 0 | 0 | 0 | 0 | 0 | 0 | 0 | 0 | 0 | 0 | 0 | 0 | 0 | 0 | 0 | 0 | 0 | 0 | 0 | 0 | 0 | 0 | 0 | 0 | 0 | 0 | 0 | 0 | 0 | 0 | 0 | 0 | 0 | 0 | 0 | 0 | 0 | 0 | 0 | 0 | 0 | 0 | 0 | 0 | 0 | 0 | 0 | 0 | 0 | 0 | 0 | 0 | 0 | 0 | 0 | 0 | 0 | 0 | 0 | 0 | 0 | 0 | 0 | 0 | 0 | 0 | 0 | 0 | 0 | 0 | 0 | 0 | 0 | 0 | 0 | 0 | 0 | 0 | 0 | 0 | 0 | 0 | 0 | 0 | 0 | 0 | 0 | 0 | 0 | 0 | 0 | 0 | 0 | 0 | 0 | 0 | 0 | 0 | 0 | 0 | 0 | 0
Budget |  |  |  | FD & PA Fan Motor Inspections |  | O | 50000 | [9 empty] | 0 | 0 | 0 | 0 | 0 | 0 | 0 | 0 | 0 | 0 | 0 | 0 | 0 | 0 | 0 | 0 | 0 | 0 | 0 | 0 | 0 | 0 | 0 | 0 | 0 | 0 | 0 | 0 | 0 | 0 | 0 | 0 | 0 | 0 | 0 | 0 | 0 | 0 | 0 | 0 | 0 | 0 | 0 | 0 | 0 | 0 | 0 | 0 | 0 | 0 | 0 | 0 | 0 | 0 | 0 | 0 | 0 | 0 | 0 | 0 | 0 | 0 | 0 | 0 | 0 | 0 | 0 | 0 | 0 | 0 | 0 | 0 | 0 | 0 | 0 | 0 | 0 | 0 | 0 | 0 | 0 | 0 | 0 | 0 | 0 | 0 | 0 | 0 | 0 | 0 | 0 | 0 | 0 | 0 | 0 | 0 | 0 | 0 | 0 | 0 | 0 | 0 | 0 | 0 | 0 | 0 | 0 | 0 | 0 | 0 | 0 | 0 | 0 | 0 | 0 | 0 | 0 | 0 | 0
TCMSLENGMECH | Maldonado | 6535456 | TC002CBAAHTXXX | TC2 Air Heater inspections and repairs. |  | O | [10 empty] | 0 | 0 | 0 | 0 | 0 | 0 | 0 | 0 | 0 | 0 | 0 | 0 | 0 | 0 | 0 | 0 | 0 | 0 | 0 | 0 | 0 | 0 | 0 | 0 | 0 | 0 | 0 | 0 | 0 | 0 | 0 | 0 | 0 | 0 | 0 | 0 | 0 | 0 | 0 | 0 | 0 | 0 | 0 | 0 | 0 | 0 | 0 | 0 | 0 | 0 | 0 | 0 | 0 | 0 | 0 | 0 | 0 | 0 | 0 | 0 | 0 | 0 | 0 | 0 | 0 | 0 | 0 | 0 | 0 | 0 | 0 | 0 | 0 | 0 | 0 | 0 | 0 | 0 | 0 | 0 | 0 | 0 | 0 | 0 | 0 | 0 | 0 | 0 | 0 | 0 | 0 | 0 | 0 | 0 | 0 | 0 | 0 | 0 | 0 | 0 | 0 | 0 | 0 | 0 | 0 | 0 | 0 | 0 | 0 | 0 | 0 | 0 | 0 | 0 | 0 | 0 | 0 | 0 | 0
TCBW | Dearman/ Craft | 6412361 | TC002CBAWAHXXX | The present state of the Water Coil Air Heaters (WCAH) system on TC2 needs to be corrected. While L |  | O | [10 empty] | 0 | 0 | 0 | 0 | 0 | 0 | 0 | 0 | 0 | 0 | 0 | 0 | 0 | 0 | 0 | 0 | 0 | 0 | 0 | 0 | 0 | 0 | 0 | 0 | 0 | 0 | 0 | 0 | 0 | 0 | 0 | 0 | 0 | 0 | 0 | 0 | 0 | 0 | 0 | 0 | 0 | 0 | 0 | 0 | 0 | 0 | 0 | 0 | 0 | 0 | 0 | 0 | 0 | 0 | 0 | 0 | 0 | 0 | 0 | 0 | 0 | 0 | 0 | 0 | 0 | 0 | 0 | 0 | 0 | 0 | 0 | 0 | 0 | 0 | 0 | 0 | 0 | 0 | 0 | 0 | 0 | 0 | 0 | 0 | 0 | 0 | 0 | 0 | 0 | 0 | 0 | 0 | 0 | 0 | 0 | 0 | 0 | 0 | 0 | 0 | 0 | 0 | 0 | 0 | 0 | 0 | 0 | 0 | 0 | 0 | 0 | 0 | 0 | 0 | 0 | 0 | 0 | 0 | 0
TCBW | Dearman/ Craft | 6430848 | TC002CBASLA2A-MILSABFAN | Either the 2A or 2B Mill Seal Air Fan is turning backwards when the alternating fan is in service. L |  | O | [10 empty] | 0 | 0 | 0 | 0 | 0 | 0 | 0 | 0 | 0 | 0 | 0 | 0 | 0 | 0 | 0 | 0 | 0 | 0 | 0 | 0 | 0 | 0 | 0 | 0 | 0 | 0 | 0 | 0 | 0 | 0 | 0 | 0 | 0 | 0 | 0 | 0 | 0 | 0 | 0 | 0 | 0 | 0 | 0 | 0 | 0 | 0 | 0 | 0 | 0 | 0 | 0 | 0 | 0 | 0 | 0 | 0 | 0 | 0 | 0 | 0 | 0 | 0 | 0 | 0 | 0 | 0 | 0 | 0 | 0 | 0 | 0 | 0 | 0 | 0 | 0 | 0 | 0 | 0 | 0 | 0 | 0 | 0 | 0 | 0 | 0 | 0 | 0 | 0 | 0 | 0 | 0 | 0 | 0 | 0 | 0 | 0 | 0 | 0 | 0 | 0 | 0 | 0 | 0 | 0 | 0 | 0 | 0 | 0 | 0 | 0 | 0 | 0 | 0 | 0 | 0 | 0 | 0 | 0 | 0
TCMSL2 | Powell/ Henderson | 6530120 | TC002CBAFD-2A-FANMTR | PM-ANNUAL-OUTAGE- TC2 "A" FD Fan motor bearings- change oil, clean and inspect motor |  | O |  | 6000 | [8 empty] | 0 | 0 | 0 | 0 | 0 | 0 | 0 | 0 | 0 | 0 | 0 | 0 | 0 | 0 | 0 | 0 | 0 | 0 | 0 | 0 | 0 | 0 | 0 | 0 | 0 | 0 | 0 | 0 | 0 | 0 | 0 | 0 | 0 | 0 | 0 | 0 | 0 | 0 | 0 | 0 | 0 | 0 | 0 | 0 | 0 | 0 | 0 | 0 | 0 | 0 | 0 | 0 | 0 | 0 | 0 | 0 | 0 | 0 | 0 | 0 | 0 | 0 | 0 | 0 | 0 | 0 | 0 | 0 | 0 | 0 | 0 | 0 | 0 | 0 | 0 | 0 | 0 | 0 | 0 | 0 | 0 | 0 | 0 | 0 | 0 | 0 | 0 | 0 | 0 | 0 | 0 | 0 | 0 | 0 | 0 | 0 | 0 | 0 | 0 | 0 | 0 | 0 | 0 | 0 | 0 | 0 | 0 | 0 | 0 | 0 | 0 | 0 | 0 | 0 | 0 | 0 | 0 | 0 | 0
TCMSL2 | Powell/ Henderson | 6530122 | TC002CBAFD-2B-FANMTR | PM-ANNUAL-OUTAGE- TC2 "B" FD Fan motor bearings- change oil, clean and inspect motor |  | O |  | 6000 | [8 empty] | 0 | 0 | 0 | 0 | 0 | 0 | 0 | 0 | 0 | 0 | 0 | 0 | 0 | 0 | 0 | 0 | 0 | 0 | 0 | 0 | 0 | 0 | 0 | 0 | 0 | 0 | 0 | 0 | 0 | 0 | 0 | 0 | 0 | 0 | 0 | 0 | 0 | 0 | 0 | 0 | 0 | 0 | 0 | 0 | 0 | 0 | 0 | 0 | 0 | 0 | 0 | 0 | 0 | 0 | 0 | 0 | 0 | 0 | 0 | 0 | 0 | 0 | 0 | 0 | 0 | 0 | 0 | 0 | 0 | 0 | 0 | 0 | 0 | 0 | 0 | 0 | 0 | 0 | 0 | 0 | 0 | 0 | 0 | 0 | 0 | 0 | 0 | 0 | 0 | 0 | 0 | 0 | 0 | 0 | 0 | 0 | 0 | 0 | 0 | 0 | 0 | 0 | 0 | 0 | 0 | 0 | 0 | 0 | 0 | 0 | 0 | 0 | 0 | 0 | 0 | 0 | 0 | 0 | 0
TCMSL2 | Powell/ Henderson | 6479417 | TC002CBAFD-2A-DMPCD020A | Check the calibration of the 2A FD Fan blade actuator and its associated linkages. |  | O | [10 empty] | 0 | 0 | 0 | 0 | 0 | 0 | 0 | 0 | 0 | 0 | 0 | 0 | 0 | 0 | 0 | 0 | 0 | 0 | 0 | 0 | 0 | 0 | 0 | 0 | 0 | 0 | 0 | 0 | 0 | 0 | 0 | 0 | 0 | 0 | 0 | 0 | 0 | 0 | 0 | 0 | 0 | 0 | 0 | 0 | 0 | 0 | 0 | 0 | 0 | 0 | 0 | 0 | 0 | 0 | 0 | 0 | 0 | 0 | 0 | 0 | 0 | 0 | 0 | 0 | 0 | 0 | 0 | 0 | 0 | 0 | 0 | 0 | 0 | 0 | 0 | 0 | 0 | 0 | 0 | 0 | 0 | 0 | 0 | 0 | 0 | 0 | 0 | 0 | 0 | 0 | 0 | 0 | 0 | 0 | 0 | 0 | 0 | 0 | 0 | 0 | 0 | 0 | 0 | 0 | 0 | 0 | 0 | 0 | 0 | 0 | 0 | 0 | 0 | 0 | 0 | 0 | 0 | 0 | 0
TCMSL2 | Powell/ Henderson | 6500675 | TC002CBAFD-2A-FANMTR | Check out and repair the RTD on 2A FD fan Stator B1 showing -51 |  | O | [10 empty] | 0 | 0 | 0 | 0 | 0 | 0 | 0 | 0 | 0 | 0 | 0 | 0 | 0 | 0 | 0 | 0 | 0 | 0 | 0 | 0 | 0 | 0 | 0 | 0 | 0 | 0 | 0 | 0 | 0 | 0 | 0 | 0 | 0 | 0 | 0 | 0 | 0 | 0 | 0 | 0 | 0 | 0 | 0 | 0 | 0 | 0 | 0 | 0 | 0 | 0 | 0 | 0 | 0 | 0 | 0 | 0 | 0 | 0 | 0 | 0 | 0 | 0 | 0 | 0 | 0 | 0 | 0 | 0 | 0 | 0 | 0 | 0 | 0 | 0 | 0 | 0 | 0 | 0 | 0 | 0 | 0 | 0 | 0 | 0 | 0 | 0 | 0 | 0 | 0 | 0 | 0 | 0 | 0 | 0 | 0 | 0 | 0 | 0 | 0 | 0 | 0 | 0 | 0 | 0 | 0 | 0 | 0 | 0 | 0 | 0 | 0 | 0 | 0 | 0 | 0 | 0 | 0 | 0 | 0
TCMSL2 | Powell/ Henderson | 6479419 | TC002CBAFD-2B-DMPCD020B | Check the calibration of the 2B FD Fan blade actuator and its associated linkages. |  | O | [10 empty] | 0 | 0 | 0 | 0 | 0 | 0 | 0 | 0 | 0 | 0 | 0 | 0 | 0 | 0 | 0 | 0 | 0 | 0 | 0 | 0 | 0 | 0 | 0 | 0 | 0 | 0 | 0 | 0 | 0 | 0 | 0 | 0 | 0 | 0 | 0 | 0 | 0 | 0 | 0 | 0 | 0 | 0 | 0 | 0 | 0 | 0 | 0 | 0 | 0 | 0 | 0 | 0 | 0 | 0 | 0 | 0 | 0 | 0 | 0 | 0 | 0 | 0 | 0 | 0 | 0 | 0 | 0 | 0 | 0 | 0 | 0 | 0 | 0 | 0 | 0 | 0 | 0 | 0 | 0 | 0 | 0 | 0 | 0 | 0 | 0 | 0 | 0 | 0 | 0 | 0 | 0 | 0 | 0 | 0 | 0 | 0 | 0 | 0 | 0 | 0 | 0 | 0 | 0 | 0 | 0 | 0 | 0 | 0 | 0 | 0 | 0 | 0 | 0 | 0 | 0 | 0 | 0 | 0 | 0
TCMSL6 | Jensen/ Mills | 6413131 | TC002CBAFD-LO-PPG | There are small leaks on the I.D. & F.D. fan lube and hydraulic oil piping |  | O |  | 5000 | [8 empty] | 0 | 0 | 0 | 0 | 0 | 0 | 0 | 0 | 0 | 0 | 0 | 0 | 0 | 0 | 0 | 0 | 0 | 0 | 0 | 0 | 0 | 0 | 0 | 0 | 0 | 0 | 0 | 0 | 0 | 0 | 0 | 0 | 0 | 0 | 0 | 0 | 0 | 0 | 0 | 0 | 0 | 0 | 0 | 0 | 0 | 0 | 0 | 0 | 0 | 0 | 0 | 0 | 0 | 0 | 0 | 0 | 0 | 0 | 0 | 0 | 0 | 0 | 0 | 0 | 0 | 0 | 0 | 0 | 0 | 0 | 0 | 0 | 0 | 0 | 0 | 0 | 0 | 0 | 0 | 0 | 0 | 0 | 0 | 0 | 0 | 0 | 0 | 0 | 0 | 0 | 0 | 0 | 0 | 0 | 0 | 0 | 0 | 0 | 0 | 0 | 0 | 0 | 0 | 0 | 0 | 0 | 0 | 0 | 0 | 0 | 0 | 0 | 0 | 0 | 0 | 0 | 0 | 0 | 0
|  |  |  | Fan Inspections |  | O | [10 empty] | 0 | 0 | 0 | 0 | 0 | 0 | 0 | 0 | 0 | 0 | 0 | 0 | 0 | 0 | 0 | 0 | 0 | 0 | 0 | 0 | 0 | 0 | 0 | 0 | 0 | 0 | 0 | 0 | 0 | 0 | 0 | 0 | 0 | 0 | 0 | 0 | 0 | 0 | 0 | 0 | 0 | 0 | 0 | 0 | 0 | 0 | 0 | 0 | 0 | 0 | 0 | 0 | 0 | 0 | 0 | 0 | 0 | 0 | 0 | 0 | 0 | 0 | 0 | 0 | 0 | 0 | 0 | 0 | 0 | 0 | 0 | 0 | 0 | 0 | 0 | 0 | 0 | 0 | 0 | 0 | 0 | 0 | 0 | 0 | 0 | 0 | 0 | 0 | 0 | 0 | 0 | 0 | 0 | 0 | 0 | 0 | 0 | 0 | 0 | 0 | 0 | 0 | 0 | 0 | 0 | 0 | 0 | 0 | 0 | 0 | 0 | 0 | 0 | 0 | 0 | 0 | 0 | 0 | 0
|  |  |  | Ductwork inspections |  | O | [10 empty] | 0 | 0 | 0 | 0 | 0 | 0 | 0 | 0 | 0 | 0 | 0 | 0 | 0 | 0 | 0 | 0 | 0 | 0 | 0 | 0 | 0 | 0 | 0 | 0 | 0 | 0 | 0 | 0 | 0 | 0 | 0 | 0 | 0 | 0 | 0 | 0 | 0 | 0 | 0 | 0 | 0 | 0 | 0 | 0 | 0 | 0 | 0 | 0 | 0 | 0 | 0 | 0 | 0 | 0 | 0 | 0 | 0 | 0 | 0 | 0 | 0 | 0 | 0 | 0 | 0 | 0 | 0 | 0 | 0 | 0 | 0 | 0 | 0 | 0 | 0 | 0 | 0 | 0 | 0 | 0 | 0 | 0 | 0 | 0 | 0 | 0 | 0 | 0 | 0 | 0 | 0 | 0 | 0 | 0 | 0 | 0 | 0 | 0 | 0 | 0 | 0 | 0 | 0 | 0 | 0 | 0 | 0 | 0 | 0 | 0 | 0 | 0 | 0 | 0 | 0 | 0 | 0 | 0 | 0
|  |  | TC002CCW- CLOSED COOLING WATER | [13 empty] | 0 | 0 | 0 | 0 | 0 | 0 | 0 | 0 | 0 | 0 | 0 | 0 | 0 | 0 | 0 | 0 | 0 | 0 | 0 | 0 | 0 | 0 | 0 | 0 | 0 | 0 | 0 | 0 | 0 | 0 | 0 | 0 | 0 | 0 | 0 | 0 | 0 | 0 | 0 | 0 | 0 | 0 | 0 | 0 | 0 | 0 | 0 | 0 | 0 | 0 | 0 | 0 | 0 | 0 | 0 | 0 | 0 | 0 | 0 | 0 | 0 | 0 | 0 | 0 | 0 | 0 | 0 | 0 | 0 | 0 | 0 | 0 | 0 | 0 | 0 | 0 | 0 | 0 | 0 | 0 | 0 | 0 | 0 | 0 | 0 | 0 | 0 | 0 | 0 | 0 | 0 | 0 | 0 | 0 | 0 | 0 | 0 | 0 | 0 | 0 | 0 | 0 | 0 | 0 | 0 | 0 | 0 | 0 | 0 | 0 | 0 | 0 | 0 | 0 | 0 | 0 | 0 | 0 | 0
TCMSL2 | Powell/ Henderson | 6530238 | TC002CCWPMP2A-PMPMTR | Change oil in the 2A & 2B Closed Cooling pump motors. GST 68 |  | O |  | 400 | [8 empty] | 0 | 0 | 0 | 0 | 0 | 0 | 0 | 0 | 0 | 0 | 0 | 0 | 0 | 0 | 0 | 0 | 0 | 0 | 0 | 0 | 0 | 0 | 0 | 0 | 0 | 0 | 0 | 0 | 0 | 0 | 0 | 0 | 0 | 0 | 0 | 0 | 0 | 0 | 0 | 0 | 0 | 0 | 0 | 0 | 0 | 0 | 0 | 0 | 0 | 0 | 0 | 0 | 0 | 0 | 0 | 0 | 0 | 0 | 0 | 0 | 0 | 0 | 0 | 0 | 0 | 0 | 0 | 0 | 0 | 0 | 0 | 0 | 0 | 0 | 0 | 0 | 0 | 0 | 0 | 0 | 0 | 0 | 0 | 0 | 0 | 0 | 0 | 0 | 0 | 0 | 0 | 0 | 0 | 0 | 0 | 0 | 0 | 0 | 0 | 0 | 0 | 0 | 0 | 0 | 0 | 0 | 0 | 0 | 0 | 0 | 0 | 0 | 0 | 0 | 0 | 0 | 0 | 0 | 0
|  |  | TC002CI- ACTIVATED CARBON INJECTION | [13 empty] | 0 | 0 | 0 | 0 | 0 | 0 | 0 | 0 | 0 | 0 | 0 | 0 | 0 | 0 | 0 | 0 | 0 | 0 | 0 | 0 | 0 | 0 | 0 | 0 | 0 | 0 | 0 | 0 | 0 | 0 | 0 | 0 | 0 | 0 | 0 | 0 | 0 | 0 | 0 | 0 | 0 | 0 | 0 | 0 | 0 | 0 | 0 | 0 | 0 | 0 | 0 | 0 | 0 | 0 | 0 | 0 | 0 | 0 | 0 | 0 | 0 | 0 | 0 | 0 | 0 | 0 | 0 | 0 | 0 | 0 | 0 | 0 | 0 | 0 | 0 | 0 | 0 | 0 | 0 | 0 | 0 | 0 | 0 | 0 | 0 | 0 | 0 | 0 | 0 | 0 | 0 | 0 | 0 | 0 | 0 | 0 | 0 | 0 | 0 | 0 | 0 | 0 | 0 | 0 | 0 | 0 | 0 | 0 | 0 | 0 | 0 | 0 | 0 | 0 | 0 | 0 | 0 | 0 | 0
|  |  | TC002CND- CONDENSATE | [13 empty] | 0 | 0 | 0 | 0 | 0 | 0 | 0 | 0 | 0 | 0 | 0 | 0 | 0 | 0 | 0 | 0 | 0 | 0 | 0 | 0 | 0 | 0 | 0 | 0 | 0 | 0 | 0 | 0 | 0 | 0 | 0 | 0 | 0 | 0 | 0 | 0 | 0 | 0 | 0 | 0 | 0 | 0 | 0 | 0 | 0 | 0 | 0 | 0 | 0 | 0 | 0 | 0 | 0 | 0 | 0 | 0 | 0 | 0 | 0 | 0 | 0 | 0 | 0 | 0 | 0 | 0 | 0 | 0 | 0 | 0 | 0 | 0 | 0 | 0 | 0 | 0 | 0 | 0 | 0 | 0 | 0 | 0 | 0 | 0 | 0 | 0 | 0 | 0 | 0 | 0 | 0 | 0 | 0 | 0 | 0 | 0 | 0 | 0 | 0 | 0 | 0 | 0 | 0 | 0 | 0 | 0 | 0 | 0 | 0 | 0 | 0 | 0 | 0 | 0 | 0 | 0 | 0 | 0 | 0
Budget |  |  |  | Condensor NDE Repair |  | O | 20000 | [9 empty] | 0 | 0 | 0 | 0 | 0 | 0 | 0 | 0 | 0 | 0 | 0 | 0 | 0 | 0 | 0 | 0 | 0 | 0 | 0 | 0 | 0 | 0 | 0 | 0 | 0 | 0 | 0 | 0 | 0 | 0 | 0 | 0 | 0 | 0 | 0 | 0 | 0 | 0 | 0 | 0 | 0 | 0 | 0 | 0 | 0 | 0 | 0 | 0 | 0 | 0 | 0 | 0 | 0 | 0 | 0 | 0 | 0 | 0 | 0 | 0 | 0 | 0 | 0 | 0 | 0 | 0 | 0 | 0 | 0 | 0 | 0 | 0 | 0 | 0 | 0 | 0 | 0 | 0 | 0 | 0 | 0 | 0 | 0 | 0 | 0 | 0 | 0 | 0 | 0 | 0 | 0 | 0 | 0 | 0 | 0 | 0 | 0 | 0 | 0 | 0 | 0 | 0 | 0 | 0 | 0 | 0 | 0 | 0 | 0 | 0 | 0 | 0 | 0 | 0 | 0 | 0 | 0 | 0 | 0
TCMSL2 | Powell/ Henderson | 6530123 | TC002CNDCNP2A-PMPMTR | PM-ANNUAL - & - TC2 "A" Condensate Hotwell Pump motor clean, inspect & bearings oil change. |  | O |  | 800 | [8 empty] | 0 | 0 | 0 | 0 | 0 | 0 | 0 | 0 | 0 | 0 | 0 | 0 | 0 | 0 | 0 | 0 | 0 | 0 | 0 | 0 | 0 | 0 | 0 | 0 | 0 | 0 | 0 | 0 | 0 | 0 | 0 | 0 | 0 | 0 | 0 | 0 | 0 | 0 | 0 | 0 | 0 | 0 | 0 | 0 | 0 | 0 | 0 | 0 | 0 | 0 | 0 | 0 | 0 | 0 | 0 | 0 | 0 | 0 | 0 | 0 | 0 | 0 | 0 | 0 | 0 | 0 | 0 | 0 | 0 | 0 | 0 | 0 | 0 | 0 | 0 | 0 | 0 | 0 | 0 | 0 | 0 | 0 | 0 | 0 | 0 | 0 | 0 | 0 | 0 | 0 | 0 | 0 | 0 | 0 | 0 | 0 | 0 | 0 | 0 | 0 | 0 | 0 | 0 | 0 | 0 | 0 | 0 | 0 | 0 | 0 | 0 | 0 | 0 | 0 | 0 | 0 | 0 | 0 | 0
TCMSL2 | Powell/ Henderson | 6530124 | TC002CNDCNP2B-PMPMTR | PM-ANNUAL - & - TC2 "B" Condensate Hotwell Pump motor clean, inspect & bearings oil change. |  | O |  | 800 | [8 empty] | 0 | 0 | 0 | 0 | 0 | 0 | 0 | 0 | 0 | 0 | 0 | 0 | 0 | 0 | 0 | 0 | 0 | 0 | 0 | 0 | 0 | 0 | 0 | 0 | 0 | 0 | 0 | 0 | 0 | 0 | 0 | 0 | 0 | 0 | 0 | 0 | 0 | 0 | 0 | 0 | 0 | 0 | 0 | 0 | 0 | 0 | 0 | 0 | 0 | 0 | 0 | 0 | 0 | 0 | 0 | 0 | 0 | 0 | 0 | 0 | 0 | 0 | 0 | 0 | 0 | 0 | 0 | 0 | 0 | 0 | 0 | 0 | 0 | 0 | 0 | 0 | 0 | 0 | 0 | 0 | 0 | 0 | 0 | 0 | 0 | 0 | 0 | 0 | 0 | 0 | 0 | 0 | 0 | 0 | 0 | 0 | 0 | 0 | 0 | 0 | 0 | 0 | 0 | 0 | 0 | 0 | 0 | 0 | 0 | 0 | 0 | 0 | 0 | 0 | 0 | 0 | 0 | 0 | 0
TCMSL2 | Powell/ Henderson | 6530125 | TC002CNDCNP2C-PMPMTR | PM-ANNUAL - & - TC2 "C" Condensate Hotwell Pump motor clean, inspect & bearings oil change. |  | O |  | 800 | [8 empty] | 0 | 0 | 0 | 0 | 0 | 0 | 0 | 0 | 0 | 0 | 0 | 0 | 0 | 0 | 0 | 0 | 0 | 0 | 0 | 0 | 0 | 0 | 0 | 0 | 0 | 0 | 0 | 0 | 0 | 0 | 0 | 0 | 0 | 0 | 0 | 0 | 0 | 0 | 0 | 0 | 0 | 0 | 0 | 0 | 0 | 0 | 0 | 0 | 0 | 0 | 0 | 0 | 0 | 0 | 0 | 0 | 0 | 0 | 0 | 0 | 0 | 0 | 0 | 0 | 0 | 0 | 0 | 0 | 0 | 0 | 0 | 0 | 0 | 0 | 0 | 0 | 0 | 0 | 0 | 0 | 0 | 0 | 0 | 0 | 0 | 0 | 0 | 0 | 0 | 0 | 0 | 0 | 0 | 0 | 0 | 0 | 0 | 0 | 0 | 0 | 0 | 0 | 0 | 0 | 0 | 0 | 0 | 0 | 0 | 0 | 0 | 0 | 0 | 0 | 0 | 0 | 0 | 0 | 0
TCMSL2 | Powell/ Henderson | 6535543 | TC002CNDCNHMOV315 | Instrument ID 2ESPT307 Calibrate extraction steam pressure transmitter |  | O | [10 empty] | 0 | 0 | 0 | 0 | 0 | 0 | 0 | 0 | 0 | 0 | 0 | 0 | 0 | 0 | 0 | 0 | 0 | 0 | 0 | 0 | 0 | 0 | 0 | 0 | 0 | 0 | 0 | 0 | 0 | 0 | 0 | 0 | 0 | 0 | 0 | 0 | 0 | 0 | 0 | 0 | 0 | 0 | 0 | 0 | 0 | 0 | 0 | 0 | 0 | 0 | 0 | 0 | 0 | 0 | 0 | 0 | 0 | 0 | 0 | 0 | 0 | 0 | 0 | 0 | 0 | 0 | 0 | 0 | 0 | 0 | 0 | 0 | 0 | 0 | 0 | 0 | 0 | 0 | 0 | 0 | 0 | 0 | 0 | 0 | 0 | 0 | 0 | 0 | 0 | 0 | 0 | 0 | 0 | 0 | 0 | 0 | 0 | 0 | 0 | 0 | 0 | 0 | 0 | 0 | 0 | 0 | 0 | 0 | 0 | 0 | 0 | 0 | 0 | 0 | 0 | 0 | 0 | 0 | 0
TCMSL2 | Powell/ Henderson | 6534397 | TC002CNDCNHXXX | Inspect yellow cables on all of the K-Tecs on heaters |  | O |  | 1000 | [8 empty] | 0 | 0 | 0 | 0 | 0 | 0 | 0 | 0 | 0 | 0 | 0 | 0 | 0 | 0 | 0 | 0 | 0 | 0 | 0 | 0 | 0 | 0 | 0 | 0 | 0 | 0 | 0 | 0 | 0 | 0 | 0 | 0 | 0 | 0 | 0 | 0 | 0 | 0 | 0 | 0 | 0 | 0 | 0 | 0 | 0 | 0 | 0 | 0 | 0 | 0 | 0 | 0 | 0 | 0 | 0 | 0 | 0 | 0 | 0 | 0 | 0 | 0 | 0 | 0 | 0 | 0 | 0 | 0 | 0 | 0 | 0 | 0 | 0 | 0 | 0 | 0 | 0 | 0 | 0 | 0 | 0 | 0 | 0 | 0 | 0 | 0 | 0 | 0 | 0 | 0 | 0 | 0 | 0 | 0 | 0 | 0 | 0 | 0 | 0 | 0 | 0 | 0 | 0 | 0 | 0 | 0 | 0 | 0 | 0 | 0 | 0 | 0 | 0 | 0 | 0 | 0 | 0 | 0 | 0
TCMSL6 | Jensen/ Mills | 6452229 | TC002CNDCNHM0V548A | Replace upper flange on 2A codensate heater MOV 2-CD-MOV 546 A |  | O | [10 empty] | 0 | 0 | 0 | 0 | 0 | 0 | 0 | 0 | 0 | 0 | 0 | 0 | 0 | 0 | 0 | 0 | 0 | 0 | 0 | 0 | 0 | 0 | 0 | 0 | 0 | 0 | 0 | 0 | 0 | 0 | 0 | 0 | 0 | 0 | 0 | 0 | 0 | 0 | 0 | 0 | 0 | 0 | 0 | 0 | 0 | 0 | 0 | 0 | 0 | 0 | 0 | 0 | 0 | 0 | 0 | 0 | 0 | 0 | 0 | 0 | 0 | 0 | 0 | 0 | 0 | 0 | 0 | 0 | 0 | 0 | 0 | 0 | 0 | 0 | 0 | 0 | 0 | 0 | 0 | 0 | 0 | 0 | 0 | 0 | 0 | 0 | 0 | 0 | 0 | 0 | 0 | 0 | 0 | 0 | 0 | 0 | 0 | 0 | 0 | 0 | 0 | 0 | 0 | 0 | 0 | 0 | 0 | 0 | 0 | 0 | 0 | 0 | 0 | 0 | 0 | 0 | 0 | 0 | 0
TCMSL6 | Jensen/ Mills | 6495803 | TC002CNDCNHMOV415 | Condensate heater #4 extraction steam isolation valve 2-ES-MOV-415 is leaking through aftre closing. |  | O | [10 empty] | 0 | 0 | 0 | 0 | 0 | 0 | 0 | 0 | 0 | 0 | 0 | 0 | 0 | 0 | 0 | 0 | 0 | 0 | 0 | 0 | 0 | 0 | 0 | 0 | 0 | 0 | 0 | 0 | 0 | 0 | 0 | 0 | 0 | 0 | 0 | 0 | 0 | 0 | 0 | 0 | 0 | 0 | 0 | 0 | 0 | 0 | 0 | 0 | 0 | 0 | 0 | 0 | 0 | 0 | 0 | 0 | 0 | 0 | 0 | 0 | 0 | 0 | 0 | 0 | 0 | 0 | 0 | 0 | 0 | 0 | 0 | 0 | 0 | 0 | 0 | 0 | 0 | 0 | 0 | 0 | 0 | 0 | 0 | 0 | 0 | 0 | 0 | 0 | 0 | 0 | 0 | 0 | 0 | 0 | 0 | 0 | 0 | 0 | 0 | 0 | 0 | 0 | 0 | 0 | 0 | 0 | 0 | 0 | 0 | 0 | 0 | 0 | 0 | 0 | 0 | 0 | 0 | 0 | 0
TCMSL6 | Jensen/ Mills | 6495897 | TC002CNDCNHVLVXXX | TC2 condensate heater 4 channel side relief valve was blowing hot water from under the insulation. |  | O | [10 empty] | 0 | 0 | 0 | 0 | 0 | 0 | 0 | 0 | 0 | 0 | 0 | 0 | 0 | 0 | 0 | 0 | 0 | 0 | 0 | 0 | 0 | 0 | 0 | 0 | 0 | 0 | 0 | 0 | 0 | 0 | 0 | 0 | 0 | 0 | 0 | 0 | 0 | 0 | 0 | 0 | 0 | 0 | 0 | 0 | 0 | 0 | 0 | 0 | 0 | 0 | 0 | 0 | 0 | 0 | 0 | 0 | 0 | 0 | 0 | 0 | 0 | 0 | 0 | 0 | 0 | 0 | 0 | 0 | 0 | 0 | 0 | 0 | 0 | 0 | 0 | 0 | 0 | 0 | 0 | 0 | 0 | 0 | 0 | 0 | 0 | 0 | 0 | 0 | 0 | 0 | 0 | 0 | 0 | 0 | 0 | 0 | 0 | 0 | 0 | 0 | 0 | 0 | 0 | 0 | 0 | 0 | 0 | 0 | 0 | 0 | 0 | 0 | 0 | 0 | 0 | 0 | 0 | 0 | 0
TCMSL6 | Jensen/ Mills | 6535706 | TC002CNDPPGXXX | 2-CD-V009 Condensate recirc control vlv bypass vlv leaking on bottom of flange. |  | O | [10 empty] | 0 | 0 | 0 | 0 | 0 | 0 | 0 | 0 | 0 | 0 | 0 | 0 | 0 | 0 | 0 | 0 | 0 | 0 | 0 | 0 | 0 | 0 | 0 | 0 | 0 | 0 | 0 | 0 | 0 | 0 | 0 | 0 | 0 | 0 | 0 | 0 | 0 | 0 | 0 | 0 | 0 | 0 | 0 | 0 | 0 | 0 | 0 | 0 | 0 | 0 | 0 | 0 | 0 | 0 | 0 | 0 | 0 | 0 | 0 | 0 | 0 | 0 | 0 | 0 | 0 | 0 | 0 | 0 | 0 | 0 | 0 | 0 | 0 | 0 | 0 | 0 | 0 | 0 | 0 | 0 | 0 | 0 | 0 | 0 | 0 | 0 | 0 | 0 | 0 | 0 | 0 | 0 | 0 | 0 | 0 | 0 | 0 | 0 | 0 | 0 | 0 | 0 | 0 | 0 | 0 | 0 | 0 | 0 | 0 | 0 | 0 | 0 | 0 | 0 | 0 | 0 | 0 | 0 | 0
TCMSL6 | Jensen/ Mills | 6535707 | TC002CNDVLVXXX | Vent on bypass line around condensate control vlv is leaking |  | O | [10 empty] | 0 | 0 | 0 | 0 | 0 | 0 | 0 | 0 | 0 | 0 | 0 | 0 | 0 | 0 | 0 | 0 | 0 | 0 | 0 | 0 | 0 | 0 | 0 | 0 | 0 | 0 | 0 | 0 | 0 | 0 | 0 | 0 | 0 | 0 | 0 | 0 | 0 | 0 | 0 | 0 | 0 | 0 | 0 | 0 | 0 | 0 | 0 | 0 | 0 | 0 | 0 | 0 | 0 | 0 | 0 | 0 | 0 | 0 | 0 | 0 | 0 | 0 | 0 | 0 | 0 | 0 | 0 | 0 | 0 | 0 | 0 | 0 | 0 | 0 | 0 | 0 | 0 | 0 | 0 | 0 | 0 | 0 | 0 | 0 | 0 | 0 | 0 | 0 | 0 | 0 | 0 | 0 | 0 | 0 | 0 | 0 | 0 | 0 | 0 | 0 | 0 | 0 | 0 | 0 | 0 | 0 | 0 | 0 | 0 | 0 | 0 | 0 | 0 | 0 | 0 | 0 | 0 | 0 | 0
TCMSLENGMECH | Dorwart | 6532527 | TC002CNDDEAHTR | TC2 DA NDE Inspection and Needed Repairs |  | O | [10 empty] | 0 | 0 | 0 | 0 | 0 | 0 | 0 | 0 | 0 | 0 | 0 | 0 | 0 | 0 | 0 | 0 | 0 | 0 | 0 | 0 | 0 | 0 | 0 | 0 | 0 | 0 | 0 | 0 | 0 | 0 | 0 | 0 | 0 | 0 | 0 | 0 | 0 | 0 | 0 | 0 | 0 | 0 | 0 | 0 | 0 | 0 | 0 | 0 | 0 | 0 | 0 | 0 | 0 | 0 | 0 | 0 | 0 | 0 | 0 | 0 | 0 | 0 | 0 | 0 | 0 | 0 | 0 | 0 | 0 | 0 | 0 | 0 | 0 | 0 | 0 | 0 | 0 | 0 | 0 | 0 | 0 | 0 | 0 | 0 | 0 | 0 | 0 | 0 | 0 | 0 | 0 | 0 | 0 | 0 | 0 | 0 | 0 | 0 | 0 | 0 | 0 | 0 | 0 | 0 | 0 | 0 | 0 | 0 | 0 | 0 | 0 | 0 | 0 | 0 | 0 | 0 | 0 | 0 | 0
TCMSLENGMECH | Dorwart | 6532528 | TC002CW-CONXIC | TC2 Condenser EC Inspection |  | O | [10 empty] | 0 | 0 | 0 | 0 | 0 | 0 | 0 | 0 | 0 | 0 | 0 | 0 | 0 | 0 | 0 | 0 | 0 | 0 | 0 | 0 | 0 | 0 | 0 | 0 | 0 | 0 | 0 | 0 | 0 | 0 | 0 | 0 | 0 | 0 | 0 | 0 | 0 | 0 | 0 | 0 | 0 | 0 | 0 | 0 | 0 | 0 | 0 | 0 | 0 | 0 | 0 | 0 | 0 | 0 | 0 | 0 | 0 | 0 | 0 | 0 | 0 | 0 | 0 | 0 | 0 | 0 | 0 | 0 | 0 | 0 | 0 | 0 | 0 | 0 | 0 | 0 | 0 | 0 | 0 | 0 | 0 | 0 | 0 | 0 | 0 | 0 | 0 | 0 | 0 | 0 | 0 | 0 | 0 | 0 | 0 | 0 | 0 | 0 | 0 | 0 | 0 | 0 | 0 | 0 | 0 | 0 | 0 | 0 | 0 | 0 | 0 | 0 | 0 | 0 | 0 | 0 | 0 | 0 | 0
|  |  | TC002CTH- HYPERBOLIC COOLING TOWER | [13 empty] | 0 | 0 | 0 | 0 | 0 | 0 | 0 | 0 | 0 | 0 | 0 | 0 | 0 | 0 | 0 | 0 | 0 | 0 | 0 | 0 | 0 | 0 | 0 | 0 | 0 | 0 | 0 | 0 | 0 | 0 | 0 | 0 | 0 | 0 | 0 | 0 | 0 | 0 | 0 | 0 | 0 | 0 | 0 | 0 | 0 | 0 | 0 | 0 | 0 | 0 | 0 | 0 | 0 | 0 | 0 | 0 | 0 | 0 | 0 | 0 | 0 | 0 | 0 | 0 | 0 | 0 | 0 | 0 | 0 | 0 | 0 | 0 | 0 | 0 | 0 | 0 | 0 | 0 | 0 | 0 | 0 | 0 | 0 | 0 | 0 | 0 | 0 | 0 | 0 | 0 | 0 | 0 | 0 | 0 | 0 | 0 | 0 | 0 | 0 | 0 | 0 | 0 | 0 | 0 | 0 | 0 | 0 | 0 | 0 | 0 | 0 | 0 | 0 | 0 | 0 | 0 | 0 | 0 | 0
Budget |  |  |  | NDCT header/seal Insp. |  | O | 10000 | [9 empty] | 0 | 0 | 0 | 0 | 0 | 0 | 0 | 0 | 0 | 0 | 0 | 0 | 0 | 0 | 0 | 0 | 0 | 0 | 0 | 0 | 0 | 0 | 0 | 0 | 0 | 0 | 0 | 0 | 0 | 0 | 0 | 0 | 0 | 0 | 0 | 0 | 0 | 0 | 0 | 0 | 0 | 0 | 0 | 0 | 0 | 0 | 0 | 0 | 0 | 0 | 0 | 0 | 0 | 0 | 0 | 0 | 0 | 0 | 0 | 0 | 0 | 0 | 0 | 0 | 0 | 0 | 0 | 0 | 0 | 0 | 0 | 0 | 0 | 0 | 0 | 0 | 0 | 0 | 0 | 0 | 0 | 0 | 0 | 0 | 0 | 0 | 0 | 0 | 0 | 0 | 0 | 0 | 0 | 0 | 0 | 0 | 0 | 0 | 0 | 0 | 0 | 0 | 0 | 0 | 0 | 0 | 0 | 0 | 0 | 0 | 0 | 0 | 0 | 0 | 0 | 0 | 0 | 0 | 0
TCMSL2 | Powell/ Henderson | 6531327 | TC002CTHCW-2A-CTPMPMTR | Change oil in the 2A Cooling Tower pump motor GST 68. Also inspect the exciter compartment. |  | O |  | 1500 | [8 empty] | 0 | 0 | 0 | 0 | 0 | 0 | 0 | 0 | 0 | 0 | 0 | 0 | 0 | 0 | 0 | 0 | 0 | 0 | 0 | 0 | 0 | 0 | 0 | 0 | 0 | 0 | 0 | 0 | 0 | 0 | 0 | 0 | 0 | 0 | 0 | 0 | 0 | 0 | 0 | 0 | 0 | 0 | 0 | 0 | 0 | 0 | 0 | 0 | 0 | 0 | 0 | 0 | 0 | 0 | 0 | 0 | 0 | 0 | 0 | 0 | 0 | 0 | 0 | 0 | 0 | 0 | 0 | 0 | 0 | 0 | 0 | 0 | 0 | 0 | 0 | 0 | 0 | 0 | 0 | 0 | 0 | 0 | 0 | 0 | 0 | 0 | 0 | 0 | 0 | 0 | 0 | 0 | 0 | 0 | 0 | 0 | 0 | 0 | 0 | 0 | 0 | 0 | 0 | 0 | 0 | 0 | 0 | 0 | 0 | 0 | 0 | 0 | 0 | 0 | 0 | 0 | 0 | 0 | 0
TCMSL2 | Powell/ Henderson | 6531332 | TC002CTHCW-2B-CTPMPMTR | Change oil in the 2B Cooling Tower pump motor GST 68. Also inspect the exciter compartment. |  | O |  | 1500 | [8 empty] | 0 | 0 | 0 | 0 | 0 | 0 | 0 | 0 | 0 | 0 | 0 | 0 | 0 | 0 | 0 | 0 | 0 | 0 | 0 | 0 | 0 | 0 | 0 | 0 | 0 | 0 | 0 | 0 | 0 | 0 | 0 | 0 | 0 | 0 | 0 | 0 | 0 | 0 | 0 | 0 | 0 | 0 | 0 | 0 | 0 | 0 | 0 | 0 | 0 | 0 | 0 | 0 | 0 | 0 | 0 | 0 | 0 | 0 | 0 | 0 | 0 | 0 | 0 | 0 | 0 | 0 | 0 | 0 | 0 | 0 | 0 | 0 | 0 | 0 | 0 | 0 | 0 | 0 | 0 | 0 | 0 | 0 | 0 | 0 | 0 | 0 | 0 | 0 | 0 | 0 | 0 | 0 | 0 | 0 | 0 | 0 | 0 | 0 | 0 | 0 | 0 | 0 | 0 | 0 | 0 | 0 | 0 | 0 | 0 | 0 | 0 | 0 | 0 | 0 | 0 | 0 | 0 | 0 | 0
TCMSL2 | Powell/ Henderson | 6531333 | TC002CTHCW-2C-CTPMPMTR | Change oil in the 2C Cooling Tower pump motor GST 68. Also inspect the exciter compartment. |  | O |  | 1500 | [8 empty] | 0 | 0 | 0 | 0 | 0 | 0 | 0 | 0 | 0 | 0 | 0 | 0 | 0 | 0 | 0 | 0 | 0 | 0 | 0 | 0 | 0 | 0 | 0 | 0 | 0 | 0 | 0 | 0 | 0 | 0 | 0 | 0 | 0 | 0 | 0 | 0 | 0 | 0 | 0 | 0 | 0 | 0 | 0 | 0 | 0 | 0 | 0 | 0 | 0 | 0 | 0 | 0 | 0 | 0 | 0 | 0 | 0 | 0 | 0 | 0 | 0 | 0 | 0 | 0 | 0 | 0 | 0 | 0 | 0 | 0 | 0 | 0 | 0 | 0 | 0 | 0 | 0 | 0 | 0 | 0 | 0 | 0 | 0 | 0 | 0 | 0 | 0 | 0 | 0 | 0 | 0 | 0 | 0 | 0 | 0 | 0 | 0 | 0 | 0 | 0 | 0 | 0 | 0 | 0 | 0 | 0 | 0 | 0 | 0 | 0 | 0 | 0 | 0 | 0 | 0 | 0 | 0 | 0 | 0
TCMSL6 | Jensen/ Mills | 6524398 | TC002CTHCW-2C-CTPMPMTR | The 2A, 2B, and 2C CT pump motors need to have an Isol valve installed on the discharge side of the |  | O |  | 500
TCMSLENGCIVL | Phelps | 6504096 | TC002CTHSTRXXX | WO for TC2 hyperbolic cooling tower inpsection |  | O | [10 empty] | 0 | 0 | 0 | 0 | 0 | 0 | 0 | 0 | 0 | 0 | 0 | 0 | 0 | 0 | 0 | 0 | 0 | 0 | 0 | 0 | 0 | 0 | 0 | 0 | 0 | 0 | 0 | 0 | 0 | 0 | 0 | 0 | 0 | 0 | 0 | 0 | 0 | 0 | 0 | 0 | 0 | 0 | 0 | 0 | 0 | 0 | 0 | 0 | 0 | 0 | 0 | 0 | 0 | 0 | 0 | 0 | 0 | 0 | 0 | 0 | 0 | 0 | 0 | 0 | 0 | 0 | 0 | 0 | 0 | 0 | 0 | 0 | 0 | 0 | 0 | 0 | 0 | 0 | 0 | 0 | 0 | 0 | 0 | 0 | 0 | 0 | 0 | 0 | 0 | 0 | 0 | 0 | 0 | 0 | 0 | 0 | 0 | 0 | 0 | 0 | 0 | 0 | 0 | 0 | 0 | 0 | 0 | 0 | 0 | 0 | 0 | 0 | 0 | 0 | 0 | 0 | 0 | 0 | 0
|  |  | TC002CU-DCS- COMPUTER/ DCS | [13 empty] | 0 | 0 | 0 | 0 | 0 | 0 | 0 | 0 | 0 | 0 | 0 | 0 | 0 | 0 | 0 | 0 | 0 | 0 | 0 | 0 | 0 | 0 | 0 | 0 | 0 | 0 | 0 | 0 | 0 | 0 | 0 | 0 | 0 | 0 | 0 | 0 | 0 | 0 | 0 | 0 | 0 | 0 | 0 | 0 | 0 | 0 | 0 | 0 | 0 | 0 | 0 | 0 | 0 | 0 | 0 | 0 | 0 | 0 | 0 | 0 | 0 | 0 | 0 | 0 | 0 | 0 | 0 | 0 | 0 | 0 | 0 | 0 | 0 | 0 | 0 | 0 | 0 | 0 | 0 | 0 | 0 | 0 | 0 | 0 | 0 | 0 | 0 | 0 | 0 | 0 | 0 | 0 | 0 | 0 | 0 | 0 | 0 | 0 | 0 | 0 | 0 | 0 | 0 | 0 | 0 | 0 | 0 | 0 | 0 | 0 | 0 | 0 | 0 | 0 | 0 | 0 | 0 | 0 | 0
|  |  | TC002CW- CIRCULATING WATER | [13 empty] | 0 | 0 | 0 | 0 | 0 | 0 | 0 | 0 | 0 | 0 | 0 | 0 | 0 | 0 | 0 | 0 | 0 | 0 | 0 | 0 | 0 | 0 | 0 | 0 | 0 | 0 | 0 | 0 | 0 | 0 | 0 | 0 | 0 | 0 | 0 | 0 | 0 | 0 | 0 | 0 | 0 | 0 | 0 | 0 | 0 | 0 | 0 | 0 | 0 | 0 | 0 | 0 | 0 | 0 | 0 | 0 | 0 | 0 | 0 | 0 | 0 | 0 | 0 | 0 | 0 | 0 | 0 | 0 | 0 | 0 | 0 | 0 | 0 | 0 | 0 | 0 | 0 | 0 | 0 | 0 | 0 | 0 | 0 | 0 | 0 | 0 | 0 | 0 | 0 | 0 | 0 | 0 | 0 | 0 | 0 | 0 | 0 | 0 | 0 | 0 | 0 | 0 | 0 | 0 | 0 | 0 | 0 | 0 | 0 | 0 | 0 | 0 | 0 | 0 | 0 | 0 | 0 | 0 | 0
Budget |  |  |  | BCP recirc & HP/LP bypass valve pull & Insp. |  | O | 25000 | [9 empty] | 0 | 0 | 0 | 0 | 0 | 0 | 0 | 0 | 0 | 0 | 0 | 0 | 0 | 0 | 0 | 0 | 0 | 0 | 0 | 0 | 0 | 0 | 0 | 0 | 0 | 0 | 0 | 0 | 0 | 0 | 0 | 0 | 0 | 0 | 0 | 0 | 0 | 0 | 0 | 0 | 0 | 0 | 0 | 0 | 0 | 0 | 0 | 0 | 0 | 0 | 0 | 0 | 0 | 0 | 0 | 0 | 0 | 0 | 0 | 0 | 0 | 0 | 0 | 0 | 0 | 0 | 0 | 0 | 0 | 0 | 0 | 0 | 0 | 0 | 0 | 0 | 0 | 0 | 0 | 0 | 0 | 0 | 0 | 0 | 0 | 0 | 0 | 0 | 0 | 0 | 0 | 0 | 0 | 0 | 0 | 0 | 0 | 0 | 0 | 0 | 0 | 0 | 0 | 0 | 0 | 0 | 0 | 0 | 0 | 0 | 0 | 0 | 0 | 0 | 0 | 0 | 0 | 0 | 0
TCMSL2 | Powell/ Henderson | 6531306 | TC002CW-CONXXX | Pull wiring for additional Condenser waterbox thermocouples. |  | O |  | 5000 | [8 empty] | 0 | 0 | 0 | 0 | 0 | 0 | 0 | 0 | 0 | 0 | 0 | 0 | 0 | 0 | 0 | 0 | 0 | 0 | 0 | 0 | 0 | 0 | 0 | 0 | 0 | 0 | 0 | 0 | 0 | 0 | 0 | 0 | 0 | 0 | 0 | 0 | 0 | 0 | 0 | 0 | 0 | 0 | 0 | 0 | 0 | 0 | 0 | 0 | 0 | 0 | 0 | 0 | 0 | 0 | 0 | 0 | 0 | 0 | 0 | 0 | 0 | 0 | 0 | 0 | 0 | 0 | 0 | 0 | 0 | 0 | 0 | 0 | 0 | 0 | 0 | 0 | 0 | 0 | 0 | 0 | 0 | 0 | 0 | 0 | 0 | 0 | 0 | 0 | 0 | 0 | 0 | 0 | 0 | 0 | 0 | 0 | 0 | 0 | 0 | 0 | 0 | 0 | 0 | 0 | 0 | 0 | 0 | 0 | 0 | 0 | 0 | 0 | 0 | 0 | 0 | 0 | 0 | 0 | 0
|  |  | TC002EHC- ELECTRO-HYDRAULIC CONTROL | [13 empty] | 0 | 0 | 0 | 0 | 0 | 0 | 0 | 0 | 0 | 0 | 0 | 0 | 0 | 0 | 0 | 0 | 0 | 0 | 0 | 0 | 0 | 0 | 0 | 0 | 0 | 0 | 0 | 0 | 0 | 0 | 0 | 0 | 0 | 0 | 0 | 0 | 0 | 0 | 0 | 0 | 0 | 0 | 0 | 0 | 0 | 0 | 0 | 0 | 0 | 0 | 0 | 0 | 0 | 0 | 0 | 0 | 0 | 0 | 0 | 0 | 0 | 0 | 0 | 0 | 0 | 0 | 0 | 0 | 0 | 0 | 0 | 0 | 0 | 0 | 0 | 0 | 0 | 0 | 0 | 0 | 0 | 0 | 0 | 0 | 0 | 0 | 0 | 0 | 0 | 0 | 0 | 0 | 0 | 0 | 0 | 0 | 0 | 0 | 0 | 0 | 0 | 0 | 0 | 0 | 0 | 0 | 0 | 0 | 0 | 0 | 0 | 0 | 0 | 0 | 0 | 0 | 0 | 0 | 0
TCMSLENGMECH | Ball |  |  | TC2 EHC Temp Control Upgrade |  | C |  |  |  |  | 77026 | [5 empty] | 0 | 0 | 0 | 0 | 0 | 0 | 0 | 0 | 0 | 0 | 0 | 0 | 0 | 0 | 0 | 0 | 0 | 0 | 0 | 0 | 0 | 0 | 0 | 0 | 0 | 0 | 0 | 0 | 0 | 0 | 0 | 0 | 0 | 0 | 0 | 0 | 0 | 0 | 0 | 0 | 0 | 0 | 0 | 0 | 0 | 0 | 0 | 0 | 0 | 0 | 0 | 0 | 0 | 0 | 0 | 0 | 0 | 0 | 0 | 0 | 0 | 0 | 0 | 0 | 0 | 0 | 0 | 0 | 0 | 0 | 0 | 0 | 0 | 0 | 0 | 0 | 0 | 0 | 0 | 0 | 0 | 0 | 0 | 0 | 0 | 0 | 0 | 0 | 0 | 0 | 0 | 0 | 0 | 0 | 0 | 0 | 0 | 0 | 0 | 0 | 0 | 0 | 0 | 0 | 0 | 0 | 0 | 0 | 0 | 0 | 0 | 0 | 0 | 0 | 0 | 0 | 0 | 0 | 0
|  |  | TC002ESPDRY- ELECTROSTATIC PRECIPITATOR | [13 empty] | 0 | 0 | 0 | 0 | 0 | 0 | 0 | 0 | 0 | 0 | 0 | 0 | 0 | 0 | 0 | 0 | 0 | 0 | 0 | 0 | 0 | 0 | 0 | 0 | 0 | 0 | 0 | 0 | 0 | 0 | 0 | 0 | 0 | 0 | 0 | 0 | 0 | 0 | 0 | 0 | 0 | 0 | 0 | 0 | 0 | 0 | 0 | 0 | 0 | 0 | 0 | 0 | 0 | 0 | 0 | 0 | 0 | 0 | 0 | 0 | 0 | 0 | 0 | 0 | 0 | 0 | 0 | 0 | 0 | 0 | 0 | 0 | 0 | 0 | 0 | 0 | 0 | 0 | 0 | 0 | 0 | 0 | 0 | 0 | 0 | 0 | 0 | 0 | 0 | 0 | 0 | 0 | 0 | 0 | 0 | 0 | 0 | 0 | 0 | 0 | 0 | 0 | 0 | 0 | 0 | 0 | 0 | 0 | 0 | 0 | 0 | 0 | 0 | 0 | 0 | 0 | 0 | 0 | 0
Budget |  |  |  | ESP Wash |  | O | 100000 | [9 empty] | 0 | 0 | 0 | 0 | 0 | 0 | 0 | 0 | 0 | 0 | 0 | 0 | 0 | 0 | 0 | 0 | 0 | 0 | 0 | 0 | 0 | 0 | 0 | 0 | 0 | 0 | 0 | 0 | 0 | 0 | 0 | 0 | 0 | 0 | 0 | 0 | 0 | 0 | 0 | 0 | 0 | 0 | 0 | 0 | 0 | 0 | 0 | 0 | 0 | 0 | 0 | 0 | 0 | 0 | 0 | 0 | 0 | 0 | 0 | 0 | 0 | 0 | 0 | 0 | 0 | 0 | 0 | 0 | 0 | 0 | 0 | 0 | 0 | 0 | 0 | 0 | 0 | 0 | 0 | 0 | 0 | 0 | 0 | 0 | 0 | 0 | 0 | 0 | 0 | 0 | 0 | 0 | 0 | 0 | 0 | 0 | 0 | 0 | 0 | 0 | 0 | 0 | 0 | 0 | 0 | 0 | 0 | 0 | 0 | 0 | 0 | 0 | 0 | 0 | 0 | 0 | 0 | 0 | 0
Budget |  |  |  | DESP,WESP plated Electrode Inspection by 3rd Party |  | O | 20000 | [9 empty] | 0 | 0 | 0 | 0 | 0 | 0 | 0 | 0 | 0 | 0 | 0 | 0 | 0 | 0 | 0 | 0 | 0 | 0 | 0 | 0 | 0 | 0 | 0 | 0 | 0 | 0 | 0 | 0 | 0 | 0 | 0 | 0 | 0 | 0 | 0 | 0 | 0 | 0 | 0 | 0 | 0 | 0 | 0 | 0 | 0 | 0 | 0 | 0 | 0 | 0 | 0 | 0 | 0 | 0 | 0 | 0 | 0 | 0 | 0 | 0 | 0 | 0 | 0 | 0 | 0 | 0 | 0 | 0 | 0 | 0 | 0 | 0 | 0 | 0 | 0 | 0 | 0 | 0 | 0 | 0 | 0 | 0 | 0 | 0 | 0 | 0 | 0 | 0 | 0 | 0 | 0 | 0 | 0 | 0 | 0 | 0 | 0 | 0 | 0 | 0 | 0 | 0 | 0 | 0 | 0 | 0 | 0 | 0 | 0 | 0 | 0 | 0 | 0 | 0 | 0 | 0 | 0 | 0 | 0
Budget |  |  |  | DESP Repairs- (leaks, internal repairs, rappers/ plates) |  | O | 50000 | [9 empty] | 0 | 0 | 0 | 0 | 0 | 0 | 0 | 0 | 0 | 0 | 0 | 0 | 0 | 0 | 0 | 0 | 0 | 0 | 0 | 0 | 0 | 0 | 0 | 0 | 0 | 0 | 0 | 0 | 0 | 0 | 0 | 0 | 0 | 0 | 0 | 0 | 0 | 0 | 0 | 0 | 0 | 0 | 0 | 0 | 0 | 0 | 0 | 0 | 0 | 0 | 0 | 0 | 0 | 0 | 0 | 0 | 0 | 0 | 0 | 0 | 0 | 0 | 0 | 0 | 0 | 0 | 0 | 0 | 0 | 0 | 0 | 0 | 0 | 0 | 0 | 0 | 0 | 0 | 0 | 0 | 0 | 0 | 0 | 0 | 0 | 0 | 0 | 0 | 0 | 0 | 0 | 0 | 0 | 0 | 0 | 0 | 0 | 0 | 0 | 0 | 0 | 0 | 0 | 0 | 0 | 0 | 0 | 0 | 0 | 0 | 0 | 0 | 0 | 0 | 0 | 0 | 0 | 0 | 0
TCMSL2 | Powell/ Henderson | 6510632 | TC002ESPHVDDRY2B11T/RCNT | DESP TR set 2A23 keeps tripping on UV TRIP. Bushing "A" |  | O |  | 0 | [8 empty] | 0 | 0 | 0 | 0 | 0 | 0 | 0 | 0 | 0 | 0 | 0 | 0 | 0 | 0 | 0 | 0 | 0 | 0 | 0 | 0 | 0 | 0 | 0 | 0 | 0 | 0 | 0 | 0 | 0 | 0 | 0 | 0 | 0 | 0 | 0 | 0 | 0 | 0 | 0 | 0 | 0 | 0 | 0 | 0 | 0 | 0 | 0 | 0 | 0 | 0 | 0 | 0 | 0 | 0 | 0 | 0 | 0 | 0 | 0 | 0 | 0 | 0 | 0 | 0 | 0 | 0 | 0 | 0 | 0 | 0 | 0 | 0 | 0 | 0 | 0 | 0 | 0 | 0 | 0 | 0 | 0 | 0 | 0 | 0 | 0 | 0 | 0 | 0 | 0 | 0 | 0 | 0 | 0 | 0 | 0 | 0 | 0 | 0 | 0 | 0 | 0 | 0 | 0 | 0 | 0 | 0 | 0 | 0 | 0 | 0 | 0 | 0 | 0 | 0 | 0 | 0 | 0 | 0 | 0
TCMSL2 | Powell/ Henderson | 6530141 | TC002ESPDRY | PM-ANNUAL-OUTAGE- DESP OUTAGE MAINTENANCE. |  | O | [10 empty] | 0 | 0 | 0 | 0 | 0 | 0 | 0 | 0 | 0 | 0 | 0 | 0 | 0 | 0 | 0 | 0 | 0 | 0 | 0 | 0 | 0 | 0 | 0 | 0 | 0 | 0 | 0 | 0 | 0 | 0 | 0 | 0 | 0 | 0 | 0 | 0 | 0 | 0 | 0 | 0 | 0 | 0 | 0 | 0 | 0 | 0 | 0 | 0 | 0 | 0 | 0 | 0 | 0 | 0 | 0 | 0 | 0 | 0 | 0 | 0 | 0 | 0 | 0 | 0 | 0 | 0 | 0 | 0 | 0 | 0 | 0 | 0 | 0 | 0 | 0 | 0 | 0 | 0 | 0 | 0 | 0 | 0 | 0 | 0 | 0 | 0 | 0 | 0 | 0 | 0 | 0 | 0 | 0 | 0 | 0 | 0 | 0 | 0 | 0 | 0 | 0 | 0 | 0 | 0 | 0 | 0 | 0 | 0 | 0 | 0 | 0 | 0 | 0 | 0 | 0 | 0 | 0 | 0 | 0
|  |  | TC002ESPWET- ELECTROSTATIC PRECIPITATOR | [13 empty] | 0 | 0 | 0 | 0 | 0 | 0 | 0 | 0 | 0 | 0 | 0 | 0 | 0 | 0 | 0 | 0 | 0 | 0 | 0 | 0 | 0 | 0 | 0 | 0 | 0 | 0 | 0 | 0 | 0 | 0 | 0 | 0 | 0 | 0 | 0 | 0 | 0 | 0 | 0 | 0 | 0 | 0 | 0 | 0 | 0 | 0 | 0 | 0 | 0 | 0 | 0 | 0 | 0 | 0 | 0 | 0 | 0 | 0 | 0 | 0 | 0 | 0 | 0 | 0 | 0 | 0 | 0 | 0 | 0 | 0 | 0 | 0 | 0 | 0 | 0 | 0 | 0 | 0 | 0 | 0 | 0 | 0 | 0 | 0 | 0 | 0 | 0 | 0 | 0 | 0 | 0 | 0 | 0 | 0 | 0 | 0 | 0 | 0 | 0 | 0 | 0 | 0 | 0 | 0 | 0 | 0 | 0 | 0 | 0 | 0 | 0 | 0 | 0 | 0 | 0 | 0 | 0 | 0 | 0
Budget |  |  |  | WESP Repairs (Leaks/ Water Distribution) |  | O | 50000 | [9 empty] | 0 | 0 | 0 | 0 | 0 | 0 | 0 | 0 | 0 | 0 | 0 | 0 | 0 | 0 | 0 | 0 | 0 | 0 | 0 | 0 | 0 | 0 | 0 | 0 | 0 | 0 | 0 | 0 | 0 | 0 | 0 | 0 | 0 | 0 | 0 | 0 | 0 | 0 | 0 | 0 | 0 | 0 | 0 | 0 | 0 | 0 | 0 | 0 | 0 | 0 | 0 | 0 | 0 | 0 | 0 | 0 | 0 | 0 | 0 | 0 | 0 | 0 | 0 | 0 | 0 | 0 | 0 | 0 | 0 | 0 | 0 | 0 | 0 | 0 | 0 | 0 | 0 | 0 | 0 | 0 | 0 | 0 | 0 | 0 | 0 | 0 | 0 | 0 | 0 | 0 | 0 | 0 | 0 | 0 | 0 | 0 | 0 | 0 | 0 | 0 | 0 | 0 | 0 | 0 | 0 | 0 | 0 | 0 | 0 | 0 | 0 | 0 | 0 | 0 | 0 | 0 | 0 | 0 | 0
TCBW/ TCMSLCC | Dearman/ Craft/ Walcott | 6410930 | TC002ESPWETXXX | An inspection performed by LG&E, SESS and Bechtel of the WESP water irrigation balancing during the |  | O | [10 empty] | 0 | 0 | 0 | 0 | 0 | 0 | 0 | 0 | 0 | 0 | 0 | 0 | 0 | 0 | 0 | 0 | 0 | 0 | 0 | 0 | 0 | 0 | 0 | 0 | 0 | 0 | 0 | 0 | 0 | 0 | 0 | 0 | 0 | 0 | 0 | 0 | 0 | 0 | 0 | 0 | 0 | 0 | 0 | 0 | 0 | 0 | 0 | 0 | 0 | 0 | 0 | 0 | 0 | 0 | 0 | 0 | 0 | 0 | 0 | 0 | 0 | 0 | 0 | 0 | 0 | 0 | 0 | 0 | 0 | 0 | 0 | 0 | 0 | 0 | 0 | 0 | 0 | 0 | 0 | 0 | 0 | 0 | 0 | 0 | 0 | 0 | 0 | 0 | 0 | 0 | 0 | 0 | 0 | 0 | 0 | 0 | 0 | 0 | 0 | 0 | 0 | 0 | 0 | 0 | 0 | 0 | 0 | 0 | 0 | 0 | 0 | 0 | 0 | 0 | 0 | 0 | 0 | 0 | 0
TCMSL2 | Powell/ Henderson | 6300388 | TC002ESPWET2A2-23T/RSET | 2A2-23 WESP T/R trips on undervoltage, TS&R. |  | O |  | 1500 | [8 empty] | 0 | 0 | 0 | 0 | 0 | 0 | 0 | 0 | 0 | 0 | 0 | 0 | 0 | 0 | 0 | 0 | 0 | 0 | 0 | 0 | 0 | 0 | 0 | 0 | 0 | 0 | 0 | 0 | 0 | 0 | 0 | 0 | 0 | 0 | 0 | 0 | 0 | 0 | 0 | 0 | 0 | 0 | 0 | 0 | 0 | 0 | 0 | 0 | 0 | 0 | 0 | 0 | 0 | 0 | 0 | 0 | 0 | 0 | 0 | 0 | 0 | 0 | 0 | 0 | 0 | 0 | 0 | 0 | 0 | 0 | 0 | 0 | 0 | 0 | 0 | 0 | 0 | 0 | 0 | 0 | 0 | 0 | 0 | 0 | 0 | 0 | 0 | 0 | 0 | 0 | 0 | 0 | 0 | 0 | 0 | 0 | 0 | 0 | 0 | 0 | 0 | 0 | 0 | 0 | 0 | 0 | 0 | 0 | 0 | 0 | 0 | 0 | 0 | 0 | 0 | 0 | 0 | 0 | 0
TCMSL2 | Powell/ Henderson | 6530140 | TC002ESPWET | PM-ANNUAL-OUTAGE PM - WESP OUTAGE MAINTENANCE INSPECTIONS. |  | O | [10 empty] | 0 | 0 | 0 | 0 | 0 | 0 | 0 | 0 | 0 | 0 | 0 | 0 | 0 | 0 | 0 | 0 | 0 | 0 | 0 | 0 | 0 | 0 | 0 | 0 | 0 | 0 | 0 | 0 | 0 | 0 | 0 | 0 | 0 | 0 | 0 | 0 | 0 | 0 | 0 | 0 | 0 | 0 | 0 | 0 | 0 | 0 | 0 | 0 | 0 | 0 | 0 | 0 | 0 | 0 | 0 | 0 | 0 | 0 | 0 | 0 | 0 | 0 | 0 | 0 | 0 | 0 | 0 | 0 | 0 | 0 | 0 | 0 | 0 | 0 | 0 | 0 | 0 | 0 | 0 | 0 | 0 | 0 | 0 | 0 | 0 | 0 | 0 | 0 | 0 | 0 | 0 | 0 | 0 | 0 | 0 | 0 | 0 | 0 | 0 | 0 | 0 | 0 | 0 | 0 | 0 | 0 | 0 | 0 | 0 | 0 | 0 | 0 | 0 | 0 | 0 | 0 | 0 | 0 | 0
|  |  |  | Inspections |  | O | [10 empty] | 0 | 0 | 0 | 0 | 0 | 0 | 0 | 0 | 0 | 0 | 0 | 0 | 0 | 0 | 0 | 0 | 0 | 0 | 0 | 0 | 0 | 0 | 0 | 0 | 0 | 0 | 0 | 0 | 0 | 0 | 0 | 0 | 0 | 0 | 0 | 0 | 0 | 0 | 0 | 0 | 0 | 0 | 0 | 0 | 0 | 0 | 0 | 0 | 0 | 0 | 0 | 0 | 0 | 0 | 0 | 0 | 0 | 0 | 0 | 0 | 0 | 0 | 0 | 0 | 0 | 0 | 0 | 0 | 0 | 0 | 0 | 0 | 0 | 0 | 0 | 0 | 0 | 0 | 0 | 0 | 0 | 0 | 0 | 0 | 0 | 0 | 0 | 0 | 0 | 0 | 0 | 0 | 0 | 0 | 0 | 0 | 0 | 0 | 0 | 0 | 0 | 0 | 0 | 0 | 0 | 0 | 0 | 0 | 0 | 0 | 0 | 0 | 0 | 0 | 0 | 0 | 0 | 0 | 0
|  |  | TC002EXC- EXCITER | [13 empty] | 0 | 0 | 0 | 0 | 0 | 0 | 0 | 0 | 0 | 0 | 0 | 0 | 0 | 0 | 0 | 0 | 0 | 0 | 0 | 0 | 0 | 0 | 0 | 0 | 0 | 0 | 0 | 0 | 0 | 0 | 0 | 0 | 0 | 0 | 0 | 0 | 0 | 0 | 0 | 0 | 0 | 0 | 0 | 0 | 0 | 0 | 0 | 0 | 0 | 0 | 0 | 0 | 0 | 0 | 0 | 0 | 0 | 0 | 0 | 0 | 0 | 0 | 0 | 0 | 0 | 0 | 0 | 0 | 0 | 0 | 0 | 0 | 0 | 0 | 0 | 0 | 0 | 0 | 0 | 0 | 0 | 0 | 0 | 0 | 0 | 0 | 0 | 0 | 0 | 0 | 0 | 0 | 0 | 0 | 0 | 0 | 0 | 0 | 0 | 0 | 0 | 0 | 0 | 0 | 0 | 0 | 0 | 0 | 0 | 0 | 0 | 0 | 0 | 0 | 0 | 0 | 0 | 0 | 0
TCMSL2 | Powell/ Henderson | 6530148 | TC002EXCEGRXXX | PM-ANNUAL- OUTAGE- Generator maintenace for outages. |  | O |  | 2000 | [8 empty] | 0 | 0 | 0 | 0 | 0 | 0 | 0 | 0 | 0 | 0 | 0 | 0 | 0 | 0 | 0 | 0 | 0 | 0 | 0 | 0 | 0 | 0 | 0 | 0 | 0 | 0 | 0 | 0 | 0 | 0 | 0 | 0 | 0 | 0 | 0 | 0 | 0 | 0 | 0 | 0 | 0 | 0 | 0 | 0 | 0 | 0 | 0 | 0 | 0 | 0 | 0 | 0 | 0 | 0 | 0 | 0 | 0 | 0 | 0 | 0 | 0 | 0 | 0 | 0 | 0 | 0 | 0 | 0 | 0 | 0 | 0 | 0 | 0 | 0 | 0 | 0 | 0 | 0 | 0 | 0 | 0 | 0 | 0 | 0 | 0 | 0 | 0 | 0 | 0 | 0 | 0 | 0 | 0 | 0 | 0 | 0 | 0 | 0 | 0 | 0 | 0 | 0 | 0 | 0 | 0 | 0 | 0 | 0 | 0 | 0 | 0 | 0 | 0 | 0 | 0 | 0 | 0 | 0 | 0
|  |  | TC002FG- FLUE GAS | [13 empty] | 0 | 0 | 0 | 0 | 0 | 0 | 0 | 0 | 0 | 0 | 0 | 0 | 0 | 0 | 0 | 0 | 0 | 0 | 0 | 0 | 0 | 0 | 0 | 0 | 0 | 0 | 0 | 0 | 0 | 0 | 0 | 0 | 0 | 0 | 0 | 0 | 0 | 0 | 0 | 0 | 0 | 0 | 0 | 0 | 0 | 0 | 0 | 0 | 0 | 0 | 0 | 0 | 0 | 0 | 0 | 0 | 0 | 0 | 0 | 0 | 0 | 0 | 0 | 0 | 0 | 0 | 0 | 0 | 0 | 0 | 0 | 0 | 0 | 0 | 0 | 0 | 0 | 0 | 0 | 0 | 0 | 0 | 0 | 0 | 0 | 0 | 0 | 0 | 0 | 0 | 0 | 0 | 0 | 0 | 0 | 0 | 0 | 0 | 0 | 0 | 0 | 0 | 0 | 0 | 0 | 0 | 0 | 0 | 0 | 0 | 0 | 0 | 0 | 0 | 0 | 0 | 0 | 0 | 0
Budget |  |  |  | Fan Inspections (Serviceman/Blades) ID,FD,PA |  | O | 40000 | [9 empty] | 0 | 0 | 0 | 0 | 0 | 0 | 0 | 0 | 0 | 0 | 0 | 0 | 0 | 0 | 0 | 0 | 0 | 0 | 0 | 0 | 0 | 0 | 0 | 0 | 0 | 0 | 0 | 0 | 0 | 0 | 0 | 0 | 0 | 0 | 0 | 0 | 0 | 0 | 0 | 0 | 0 | 0 | 0 | 0 | 0 | 0 | 0 | 0 | 0 | 0 | 0 | 0 | 0 | 0 | 0 | 0 | 0 | 0 | 0 | 0 | 0 | 0 | 0 | 0 | 0 | 0 | 0 | 0 | 0 | 0 | 0 | 0 | 0 | 0 | 0 | 0 | 0 | 0 | 0 | 0 | 0 | 0 | 0 | 0 | 0 | 0 | 0 | 0 | 0 | 0 | 0 | 0 | 0 | 0 | 0 | 0 | 0 | 0 | 0 | 0 | 0 | 0 | 0 | 0 | 0 | 0 | 0 | 0 | 0 | 0 | 0 | 0 | 0 | 0 | 0 | 0 | 0 | 0 | 0
Budget |  |  |  | ID Fan Motor Inspection |  | O | 35000 | [9 empty] | 0 | 0 | 0 | 0 | 0 | 0 | 0 | 0 | 0 | 0 | 0 | 0 | 0 | 0 | 0 | 0 | 0 | 0 | 0 | 0 | 0 | 0 | 0 | 0 | 0 | 0 | 0 | 0 | 0 | 0 | 0 | 0 | 0 | 0 | 0 | 0 | 0 | 0 | 0 | 0 | 0 | 0 | 0 | 0 | 0 | 0 | 0 | 0 | 0 | 0 | 0 | 0 | 0 | 0 | 0 | 0 | 0 | 0 | 0 | 0 | 0 | 0 | 0 | 0 | 0 | 0 | 0 | 0 | 0 | 0 | 0 | 0 | 0 | 0 | 0 | 0 | 0 | 0 | 0 | 0 | 0 | 0 | 0 | 0 | 0 | 0 | 0 | 0 | 0 | 0 | 0 | 0 | 0 | 0 | 0 | 0 | 0 | 0 | 0 | 0 | 0 | 0 | 0 | 0 | 0 | 0 | 0 | 0 | 0 | 0 | 0 | 0 | 0 | 0 | 0 | 0 | 0 | 0 | 0
TCBW | Dearman/ Craft | 6470242 | TC002FG-DCTEXPJNT | There are several holes in the expansion on the 2A I.D. Fan discharge at about the 12 o'clock positi |  | O | [10 empty] | 0 | 0 | 0 | 0 | 0 | 0 | 0 | 0 | 0 | 0 | 0 | 0 | 0 | 0 | 0 | 0 | 0 | 0 | 0 | 0 | 0 | 0 | 0 | 0 | 0 | 0 | 0 | 0 | 0 | 0 | 0 | 0 | 0 | 0 | 0 | 0 | 0 | 0 | 0 | 0 | 0 | 0 | 0 | 0 | 0 | 0 | 0 | 0 | 0 | 0 | 0 | 0 | 0 | 0 | 0 | 0 | 0 | 0 | 0 | 0 | 0 | 0 | 0 | 0 | 0 | 0 | 0 | 0 | 0 | 0 | 0 | 0 | 0 | 0 | 0 | 0 | 0 | 0 | 0 | 0 | 0 | 0 | 0 | 0 | 0 | 0 | 0 | 0 | 0 | 0 | 0 | 0 | 0 | 0 | 0 | 0 | 0 | 0 | 0 | 0 | 0 | 0 | 0 | 0 | 0 | 0 | 0 | 0 | 0 | 0 | 0 | 0 | 0 | 0 | 0 | 0 | 0 | 0 | 0
TCMSL2 | Powell/ Henderson | 6530145 | TC002FG-ID- | PM-ANNUAL-OUTAGE - & - TC2 "A" & "B" ID Fans- Inspection of Impeller heating elements- |  | O | [10 empty] | 0 | 0 | 0 | 0 | 0 | 0 | 0 | 0 | 0 | 0 | 0 | 0 | 0 | 0 | 0 | 0 | 0 | 0 | 0 | 0 | 0 | 0 | 0 | 0 | 0 | 0 | 0 | 0 | 0 | 0 | 0 | 0 | 0 | 0 | 0 | 0 | 0 | 0 | 0 | 0 | 0 | 0 | 0 | 0 | 0 | 0 | 0 | 0 | 0 | 0 | 0 | 0 | 0 | 0 | 0 | 0 | 0 | 0 | 0 | 0 | 0 | 0 | 0 | 0 | 0 | 0 | 0 | 0 | 0 | 0 | 0 | 0 | 0 | 0 | 0 | 0 | 0 | 0 | 0 | 0 | 0 | 0 | 0 | 0 | 0 | 0 | 0 | 0 | 0 | 0 | 0 | 0 | 0 | 0 | 0 | 0 | 0 | 0 | 0 | 0 | 0 | 0 | 0 | 0 | 0 | 0 | 0 | 0 | 0 | 0 | 0 | 0 | 0 | 0 | 0 | 0 | 0 | 0 | 0
TCMSL2 | Powell/ Henderson | 6479416 | TC002FG-ID-2A-IDFAN | Calibrate the 2A ID Fan blade actuator and associated linkages. |  | O | [10 empty] | 0 | 0 | 0 | 0 | 0 | 0 | 0 | 0 | 0 | 0 | 0 | 0 | 0 | 0 | 0 | 0 | 0 | 0 | 0 | 0 | 0 | 0 | 0 | 0 | 0 | 0 | 0 | 0 | 0 | 0 | 0 | 0 | 0 | 0 | 0 | 0 | 0 | 0 | 0 | 0 | 0 | 0 | 0 | 0 | 0 | 0 | 0 | 0 | 0 | 0 | 0 | 0 | 0 | 0 | 0 | 0 | 0 | 0 | 0 | 0 | 0 | 0 | 0 | 0 | 0 | 0 | 0 | 0 | 0 | 0 | 0 | 0 | 0 | 0 | 0 | 0 | 0 | 0 | 0 | 0 | 0 | 0 | 0 | 0 | 0 | 0 | 0 | 0 | 0 | 0 | 0 | 0 | 0 | 0 | 0 | 0 | 0 | 0 | 0 | 0 | 0 | 0 | 0 | 0 | 0 | 0 | 0 | 0 | 0 | 0 | 0 | 0 | 0 | 0 | 0 | 0 | 0 | 0 | 0
TCMSL2 | Powell/ Henderson | 6530142 | TC002FG-ID-2A-IDFANMTR | PM-ANNUAL-OUTAGE- TC2 "A" ID Fan motor bearings- change oil, clean and inspect motor |  | O |  | 10000 | [8 empty] | 0 | 0 | 0 | 0 | 0 | 0 | 0 | 0 | 0 | 0 | 0 | 0 | 0 | 0 | 0 | 0 | 0 | 0 | 0 | 0 | 0 | 0 | 0 | 0 | 0 | 0 | 0 | 0 | 0 | 0 | 0 | 0 | 0 | 0 | 0 | 0 | 0 | 0 | 0 | 0 | 0 | 0 | 0 | 0 | 0 | 0 | 0 | 0 | 0 | 0 | 0 | 0 | 0 | 0 | 0 | 0 | 0 | 0 | 0 | 0 | 0 | 0 | 0 | 0 | 0 | 0 | 0 | 0 | 0 | 0 | 0 | 0 | 0 | 0 | 0 | 0 | 0 | 0 | 0 | 0 | 0 | 0 | 0 | 0 | 0 | 0 | 0 | 0 | 0 | 0 | 0 | 0 | 0 | 0 | 0 | 0 | 0 | 0 | 0 | 0 | 0 | 0 | 0 | 0 | 0 | 0 | 0 | 0 | 0 | 0 | 0 | 0 | 0 | 0 | 0 | 0 | 0 | 0 | 0
TCMSL2 | Powell/ Henderson | 6530143 | TC002FG-ID-2B-IDFANMTR | PM-ANNUAL-OUTAGE- TC2 "B" ID Fan motor bearings- change oil, clean and inspect motor |  | O |  | 10000 | [8 empty] | 0 | 0 | 0 | 0 | 0 | 0 | 0 | 0 | 0 | 0 | 0 | 0 | 0 | 0 | 0 | 0 | 0 | 0 | 0 | 0 | 0 | 0 | 0 | 0 | 0 | 0 | 0 | 0 | 0 | 0 | 0 | 0 | 0 | 0 | 0 | 0 | 0 | 0 | 0 | 0 | 0 | 0 | 0 | 0 | 0 | 0 | 0 | 0 | 0 | 0 | 0 | 0 | 0 | 0 | 0 | 0 | 0 | 0 | 0 | 0 | 0 | 0 | 0 | 0 | 0 | 0 | 0 | 0 | 0 | 0 | 0 | 0 | 0 | 0 | 0 | 0 | 0 | 0 | 0 | 0 | 0 | 0 | 0 | 0 | 0 | 0 | 0 | 0 | 0 | 0 | 0 | 0 | 0 | 0 | 0 | 0 | 0 | 0 | 0 | 0 | 0 | 0 | 0 | 0 | 0 | 0 | 0 | 0 | 0 | 0 | 0 | 0 | 0 | 0 | 0 | 0 | 0 | 0 | 0
TCMSL2 | Powell/ Henderson | 6189270 | TC002FG-ID-2A-IDFANMTR | 'A' INDUCED DRAFT FAN MOTOR NEEDS TO BE CLEANED AS OIL HAS BEEN LEAKING ON MOTOR WINDINGS |  | O |  | 500 | [8 empty] | 0 | 0 | 0 | 0 | 0 | 0 | 0 | 0 | 0 | 0 | 0 | 0 | 0 | 0 | 0 | 0 | 0 | 0 | 0 | 0 | 0 | 0 | 0 | 0 | 0 | 0 | 0 | 0 | 0 | 0 | 0 | 0 | 0 | 0 | 0 | 0 | 0 | 0 | 0 | 0 | 0 | 0 | 0 | 0 | 0 | 0 | 0 | 0 | 0 | 0 | 0 | 0 | 0 | 0 | 0 | 0 | 0 | 0 | 0 | 0 | 0 | 0 | 0 | 0 | 0 | 0 | 0 | 0 | 0 | 0 | 0 | 0 | 0 | 0 | 0 | 0 | 0 | 0 | 0 | 0 | 0 | 0 | 0 | 0 | 0 | 0 | 0 | 0 | 0 | 0 | 0 | 0 | 0 | 0 | 0 | 0 | 0 | 0 | 0 | 0 | 0 | 0 | 0 | 0 | 0 | 0 | 0 | 0 | 0 | 0 | 0 | 0 | 0 | 0 | 0 | 0 | 0 | 0 | 0
TCMSL2 | Powell/ Henderson | 6441278 | TC002FG-ID-2A-IDFANMTR | Modify motor heater circuits on TC2 medium voltage motors. |  | O |  | 600 | [8 empty] | 0 | 0 | 0 | 0 | 0 | 0 | 0 | 0 | 0 | 0 | 0 | 0 | 0 | 0 | 0 | 0 | 0 | 0 | 0 | 0 | 0 | 0 | 0 | 0 | 0 | 0 | 0 | 0 | 0 | 0 | 0 | 0 | 0 | 0 | 0 | 0 | 0 | 0 | 0 | 0 | 0 | 0 | 0 | 0 | 0 | 0 | 0 | 0 | 0 | 0 | 0 | 0 | 0 | 0 | 0 | 0 | 0 | 0 | 0 | 0 | 0 | 0 | 0 | 0 | 0 | 0 | 0 | 0 | 0 | 0 | 0 | 0 | 0 | 0 | 0 | 0 | 0 | 0 | 0 | 0 | 0 | 0 | 0 | 0 | 0 | 0 | 0 | 0 | 0 | 0 | 0 | 0 | 0 | 0 | 0 | 0 | 0 | 0 | 0 | 0 | 0 | 0 | 0 | 0 | 0 | 0 | 0 | 0 | 0 | 0 | 0 | 0 | 0 | 0 | 0 | 0 | 0 | 0 | 0
TCMSL2 | Powell/ Henderson | 6479413 | TC002FG-ID-2B-IDFAN | Calibrate the 2B ID Fan blade actuator and associated linkages. |  | O | [10 empty] | 0 | 0 | 0 | 0 | 0 | 0 | 0 | 0 | 0 | 0 | 0 | 0 | 0 | 0 | 0 | 0 | 0 | 0 | 0 | 0 | 0 | 0 | 0 | 0 | 0 | 0 | 0 | 0 | 0 | 0 | 0 | 0 | 0 | 0 | 0 | 0 | 0 | 0 | 0 | 0 | 0 | 0 | 0 | 0 | 0 | 0 | 0 | 0 | 0 | 0 | 0 | 0 | 0 | 0 | 0 | 0 | 0 | 0 | 0 | 0 | 0 | 0 | 0 | 0 | 0 | 0 | 0 | 0 | 0 | 0 | 0 | 0 | 0 | 0 | 0 | 0 | 0 | 0 | 0 | 0 | 0 | 0 | 0 | 0 | 0 | 0 | 0 | 0 | 0 | 0 | 0 | 0 | 0 | 0 | 0 | 0 | 0 | 0 | 0 | 0 | 0 | 0 | 0 | 0 | 0 | 0 | 0 | 0 | 0 | 0 | 0 | 0 | 0 | 0 | 0 | 0 | 0 | 0 | 0
TCMSL2 | Powell/ Henderson | 6529472 | TC002FG-ID-O2XXX | Pull and nspect TC2 O2 probes. |  | O |  | 2500 | [8 empty] | 0 | 0 | 0 | 0 | 0 | 0 | 0 | 0 | 0 | 0 | 0 | 0 | 0 | 0 | 0 | 0 | 0 | 0 | 0 | 0 | 0 | 0 | 0 | 0 | 0 | 0 | 0 | 0 | 0 | 0 | 0 | 0 | 0 | 0 | 0 | 0 | 0 | 0 | 0 | 0 | 0 | 0 | 0 | 0 | 0 | 0 | 0 | 0 | 0 | 0 | 0 | 0 | 0 | 0 | 0 | 0 | 0 | 0 | 0 | 0 | 0 | 0 | 0 | 0 | 0 | 0 | 0 | 0 | 0 | 0 | 0 | 0 | 0 | 0 | 0 | 0 | 0 | 0 | 0 | 0 | 0 | 0 | 0 | 0 | 0 | 0 | 0 | 0 | 0 | 0 | 0 | 0 | 0 | 0 | 0 | 0 | 0 | 0 | 0 | 0 | 0 | 0 | 0 | 0 | 0 | 0 | 0 | 0 | 0 | 0 | 0 | 0 | 0 | 0 | 0 | 0 | 0 | 0 | 0
|  |  | TC002FP- FIRE PROTETCION | [13 empty] | 0 | 0 | 0 | 0 | 0 | 0 | 0 | 0 | 0 | 0 | 0 | 0 | 0 | 0 | 0 | 0 | 0 | 0 | 0 | 0 | 0 | 0 | 0 | 0 | 0 | 0 | 0 | 0 | 0 | 0 | 0 | 0 | 0 | 0 | 0 | 0 | 0 | 0 | 0 | 0 | 0 | 0 | 0 | 0 | 0 | 0 | 0 | 0 | 0 | 0 | 0 | 0 | 0 | 0 | 0 | 0 | 0 | 0 | 0 | 0 | 0 | 0 | 0 | 0 | 0 | 0 | 0 | 0 | 0 | 0 | 0 | 0 | 0 | 0 | 0 | 0 | 0 | 0 | 0 | 0 | 0 | 0 | 0 | 0 | 0 | 0 | 0 | 0 | 0 | 0 | 0 | 0 | 0 | 0 | 0 | 0 | 0 | 0 | 0 | 0 | 0 | 0 | 0 | 0 | 0 | 0 | 0 | 0 | 0 | 0 | 0 | 0 | 0 | 0 | 0 | 0 | 0 | 0 | 0
|  |  | TC002FW- FEEDWATER | [13 empty] | 0 | 0 | 0 | 0 | 0 | 0 | 0 | 0 | 0 | 0 | 0 | 0 | 0 | 0 | 0 | 0 | 0 | 0 | 0 | 0 | 0 | 0 | 0 | 0 | 0 | 0 | 0 | 0 | 0 | 0 | 0 | 0 | 0 | 0 | 0 | 0 | 0 | 0 | 0 | 0 | 0 | 0 | 0 | 0 | 0 | 0 | 0 | 0 | 0 | 0 | 0 | 0 | 0 | 0 | 0 | 0 | 0 | 0 | 0 | 0 | 0 | 0 | 0 | 0 | 0 | 0 | 0 | 0 | 0 | 0 | 0 | 0 | 0 | 0 | 0 | 0 | 0 | 0 | 0 | 0 | 0 | 0 | 0 | 0 | 0 | 0 | 0 | 0 | 0 | 0 | 0 | 0 | 0 | 0 | 0 | 0 | 0 | 0 | 0 | 0 | 0 | 0 | 0 | 0 | 0 | 0 | 0 | 0 | 0 | 0 | 0 | 0 | 0 | 0 | 0 | 0 | 0 | 0 | 0
Budget |  |  |  | MBBFP motor inspection |  | O | 25000 | [9 empty] | 0 | 0 | 0 | 0 | 0 | 0 | 0 | 0 | 0 | 0 | 0 | 0 | 0 | 0 | 0 | 0 | 0 | 0 | 0 | 0 | 0 | 0 | 0 | 0 | 0 | 0 | 0 | 0 | 0 | 0 | 0 | 0 | 0 | 0 | 0 | 0 | 0 | 0 | 0 | 0 | 0 | 0 | 0 | 0 | 0 | 0 | 0 | 0 | 0 | 0 | 0 | 0 | 0 | 0 | 0 | 0 | 0 | 0 | 0 | 0 | 0 | 0 | 0 | 0 | 0 | 0 | 0 | 0 | 0 | 0 | 0 | 0 | 0 | 0 | 0 | 0 | 0 | 0 | 0 | 0 | 0 | 0 | 0 | 0 | 0 | 0 | 0 | 0 | 0 | 0 | 0 | 0 | 0 | 0 | 0 | 0 | 0 | 0 | 0 | 0 | 0 | 0 | 0 | 0 | 0 | 0 | 0 | 0 | 0 | 0 | 0 | 0 | 0 | 0 | 0 | 0 | 0 | 0 | 0
Budget |  |  |  | TDBFP Recirc Valve Overhauls |  | O | 150000 | [9 empty] | 0 | 0 | 0 | 0 | 0 | 0 | 0 | 0 | 0 | 0 | 0 | 0 | 0 | 0 | 0 | 0 | 0 | 0 | 0 | 0 | 0 | 0 | 0 | 0 | 0 | 0 | 0 | 0 | 0 | 0 | 0 | 0 | 0 | 0 | 0 | 0 | 0 | 0 | 0 | 0 | 0 | 0 | 0 | 0 | 0 | 0 | 0 | 0 | 0 | 0 | 0 | 0 | 0 | 0 | 0 | 0 | 0 | 0 | 0 | 0 | 0 | 0 | 0 | 0 | 0 | 0 | 0 | 0 | 0 | 0 | 0 | 0 | 0 | 0 | 0 | 0 | 0 | 0 | 0 | 0 | 0 | 0 | 0 | 0 | 0 | 0 | 0 | 0 | 0 | 0 | 0 | 0 | 0 | 0 | 0 | 0 | 0 | 0 | 0 | 0 | 0 | 0 | 0 | 0 | 0 | 0 | 0 | 0 | 0 | 0 | 0 | 0 | 0 | 0 | 0 | 0 | 0 | 0 | 0
|  |  |  | BFP Study |  | O | [10 empty] | 0 | 0 | 0 | 0 | 0 | 0 | 0 | 0 | 0 | 0 | 0 | 0 | 0 | 0 | 0 | 0 | 0 | 0 | 0 | 0 | 0 | 0 | 0 | 0 | 0 | 0 | 0 | 0 | 0 | 0 | 0 | 0 | 0 | 0 | 0 | 0 | 0 | 0 | 0 | 0 | 0 | 0 | 0 | 0 | 0 | 0 | 0 | 0 | 0 | 0 | 0 | 0 | 0 | 0 | 0 | 0 | 0 | 0 | 0 | 0 | 0 | 0 | 0 | 0 | 0 | 0 | 0 | 0 | 0 | 0 | 0 | 0 | 0 | 0 | 0 | 0 | 0 | 0 | 0 | 0 | 0 | 0 | 0 | 0 | 0 | 0 | 0 | 0 | 0 | 0 | 0 | 0 | 0 | 0 | 0 | 0 | 0 | 0 | 0 | 0 | 0 | 0 | 0 | 0 | 0 | 0 | 0 | 0 | 0 | 0 | 0 | 0 | 0 | 0 | 0 | 0 | 0 | 0 | 0
TCMSL2 | Powell/ Henderson | 6487154 | TC002FW-TFP2A-RECCV054A | Inspect the 2A TDBFP recirc valve 2-BFD-CV-054A valve appears to be leaking through. |  | O |  | 32000 | [8 empty] | 0 | 0 | 0 | 0 | 0 | 0 | 0 | 0 | 0 | 0 | 0 | 0 | 0 | 0 | 0 | 0 | 0 | 0 | 0 | 0 | 0 | 0 | 0 | 0 | 0 | 0 | 0 | 0 | 0 | 0 | 0 | 0 | 0 | 0 | 0 | 0 | 0 | 0 | 0 | 0 | 0 | 0 | 0 | 0 | 0 | 0 | 0 | 0 | 0 | 0 | 0 | 0 | 0 | 0 | 0 | 0 | 0 | 0 | 0 | 0 | 0 | 0 | 0 | 0 | 0 | 0 | 0 | 0 | 0 | 0 | 0 | 0 | 0 | 0 | 0 | 0 | 0 | 0 | 0 | 0 | 0 | 0 | 0 | 0 | 0 | 0 | 0 | 0 | 0 | 0 | 0 | 0 | 0 | 0 | 0 | 0 | 0 | 0 | 0 | 0 | 0 | 0 | 0 | 0 | 0 | 0 | 0 | 0 | 0 | 0 | 0 | 0 | 0 | 0 | 0 | 0 | 0 | 0 | 0
TCMSL2 | Powell/ Henderson | 6530235 | TC002FW-MFP2C1MTR | Open and inspect both North and South MDBFP motors. |  | O | [10 empty] | 0 | 0 | 0 | 0 | 0 | 0 | 0 | 0 | 0 | 0 | 0 | 0 | 0 | 0 | 0 | 0 | 0 | 0 | 0 | 0 | 0 | 0 | 0 | 0 | 0 | 0 | 0 | 0 | 0 | 0 | 0 | 0 | 0 | 0 | 0 | 0 | 0 | 0 | 0 | 0 | 0 | 0 | 0 | 0 | 0 | 0 | 0 | 0 | 0 | 0 | 0 | 0 | 0 | 0 | 0 | 0 | 0 | 0 | 0 | 0 | 0 | 0 | 0 | 0 | 0 | 0 | 0 | 0 | 0 | 0 | 0 | 0 | 0 | 0 | 0 | 0 | 0 | 0 | 0 | 0 | 0 | 0 | 0 | 0 | 0 | 0 | 0 | 0 | 0 | 0 | 0 | 0 | 0 | 0 | 0 | 0 | 0 | 0 | 0 | 0 | 0 | 0 | 0 | 0 | 0 | 0 | 0 | 0 | 0 | 0 | 0 | 0 | 0 | 0 | 0 | 0 | 0 | 0 | 0
TCMSL2 | Powell/ Henderson | 6529471 | TC002FW-TFP2B-RECCV054B | Pull and inspect the 2B TDBFP recirc valve. 2-BFD-CV-054B |  | O |  | 32000 | [8 empty] | 0 | 0 | 0 | 0 | 0 | 0 | 0 | 0 | 0 | 0 | 0 | 0 | 0 | 0 | 0 | 0 | 0 | 0 | 0 | 0 | 0 | 0 | 0 | 0 | 0 | 0 | 0 | 0 | 0 | 0 | 0 | 0 | 0 | 0 | 0 | 0 | 0 | 0 | 0 | 0 | 0 | 0 | 0 | 0 | 0 | 0 | 0 | 0 | 0 | 0 | 0 | 0 | 0 | 0 | 0 | 0 | 0 | 0 | 0 | 0 | 0 | 0 | 0 | 0 | 0 | 0 | 0 | 0 | 0 | 0 | 0 | 0 | 0 | 0 | 0 | 0 | 0 | 0 | 0 | 0 | 0 | 0 | 0 | 0 | 0 | 0 | 0 | 0 | 0 | 0 | 0 | 0 | 0 | 0 | 0 | 0 | 0 | 0 | 0 | 0 | 0 | 0 | 0 | 0 | 0 | 0 | 0 | 0 | 0 | 0 | 0 | 0 | 0 | 0 | 0 | 0 | 0 | 0 | 0
TCMSL2 | Powell/ Henderson | 6530146 | TC002FW-TFPXIC | PM-OUTAGE- & - 2A & 2B TDBFP Emergency Oil pump cabinets. - Clean out and check connections. |  | O | [10 empty] | 0 | 0 | 0 | 0 | 0 | 0 | 0 | 0 | 0 | 0 | 0 | 0 | 0 | 0 | 0 | 0 | 0 | 0 | 0 | 0 | 0 | 0 | 0 | 0 | 0 | 0 | 0 | 0 | 0 | 0 | 0 | 0 | 0 | 0 | 0 | 0 | 0 | 0 | 0 | 0 | 0 | 0 | 0 | 0 | 0 | 0 | 0 | 0 | 0 | 0 | 0 | 0 | 0 | 0 | 0 | 0 | 0 | 0 | 0 | 0 | 0 | 0 | 0 | 0 | 0 | 0 | 0 | 0 | 0 | 0 | 0 | 0 | 0 | 0 | 0 | 0 | 0 | 0 | 0 | 0 | 0 | 0 | 0 | 0 | 0 | 0 | 0 | 0 | 0 | 0 | 0 | 0 | 0 | 0 | 0 | 0 | 0 | 0 | 0 | 0 | 0 | 0 | 0 | 0 | 0 | 0 | 0 | 0 | 0 | 0 | 0 | 0 | 0 | 0 | 0 | 0 | 0 | 0 | 0
TCMSL6 | Jensen/ Mills | 6495415 | TC002FW-FWH7B-HP-HTR | Heater 7B By-Pass Isolation valve, 2-BFD-V090 gearbox will not operate. 7B gearbox was put on 8A |  | O | [10 empty] | 0 | 0 | 0 | 0 | 0 | 0 | 0 | 0 | 0 | 0 | 0 | 0 | 0 | 0 | 0 | 0 | 0 | 0 | 0 | 0 | 0 | 0 | 0 | 0 | 0 | 0 | 0 | 0 | 0 | 0 | 0 | 0 | 0 | 0 | 0 | 0 | 0 | 0 | 0 | 0 | 0 | 0 | 0 | 0 | 0 | 0 | 0 | 0 | 0 | 0 | 0 | 0 | 0 | 0 | 0 | 0 | 0 | 0 | 0 | 0 | 0 | 0 | 0 | 0 | 0 | 0 | 0 | 0 | 0 | 0 | 0 | 0 | 0 | 0 | 0 | 0 | 0 | 0 | 0 | 0 | 0 | 0 | 0 | 0 | 0 | 0 | 0 | 0 | 0 | 0 | 0 | 0 | 0 | 0 | 0 | 0 | 0 | 0 | 0 | 0 | 0 | 0 | 0 | 0 | 0 | 0 | 0 | 0 | 0 | 0 | 0 | 0 | 0 | 0 | 0 | 0 | 0 | 0 | 0
TCMSL6 | Jensen/ Mills | 6534338 | TC002FW-FWH6A-HP-HTR | Install HP 6A Feedwater HTR Diaphragm per 2014 procedure. |  | O |  | 1000 | [8 empty] | 0 | 0 | 0 | 0 | 0 | 0 | 0 | 0 | 0 | 0 | 0 | 0 | 0 | 0 | 0 | 0 | 0 | 0 | 0 | 0 | 0 | 0 | 0 | 0 | 0 | 0 | 0 | 0 | 0 | 0 | 0 | 0 | 0 | 0 | 0 | 0 | 0 | 0 | 0 | 0 | 0 | 0 | 0 | 0 | 0 | 0 | 0 | 0 | 0 | 0 | 0 | 0 | 0 | 0 | 0 | 0 | 0 | 0 | 0 | 0 | 0 | 0 | 0 | 0 | 0 | 0 | 0 | 0 | 0 | 0 | 0 | 0 | 0 | 0 | 0 | 0 | 0 | 0 | 0 | 0 | 0 | 0 | 0 | 0 | 0 | 0 | 0 | 0 | 0 | 0 | 0 | 0 | 0 | 0 | 0 | 0 | 0 | 0 | 0 | 0 | 0 | 0 | 0 | 0 | 0 | 0 | 0 | 0 | 0 | 0 | 0 | 0 | 0 | 0 | 0 | 0 | 0 | 0 | 0
TCMSL6 | Jensen/ Mills | 6534392 | TC002FW-FWH6B-HP-HTR | Install HP 6B Feedwater HTR Diaphragm per 2014 procedure. |  | O |  | 1000 | [8 empty] | 0 | 0 | 0 | 0 | 0 | 0 | 0 | 0 | 0 | 0 | 0 | 0 | 0 | 0 | 0 | 0 | 0 | 0 | 0 | 0 | 0 | 0 | 0 | 0 | 0 | 0 | 0 | 0 | 0 | 0 | 0 | 0 | 0 | 0 | 0 | 0 | 0 | 0 | 0 | 0 | 0 | 0 | 0 | 0 | 0 | 0 | 0 | 0 | 0 | 0 | 0 | 0 | 0 | 0 | 0 | 0 | 0 | 0 | 0 | 0 | 0 | 0 | 0 | 0 | 0 | 0 | 0 | 0 | 0 | 0 | 0 | 0 | 0 | 0 | 0 | 0 | 0 | 0 | 0 | 0 | 0 | 0 | 0 | 0 | 0 | 0 | 0 | 0 | 0 | 0 | 0 | 0 | 0 | 0 | 0 | 0 | 0 | 0 | 0 | 0 | 0 | 0 | 0 | 0 | 0 | 0 | 0 | 0 | 0 | 0 | 0 | 0 | 0 | 0 | 0 | 0 | 0 | 0 | 0
TCMSL6 | Jensen/ Mills | 6534395 | TC002FW-FWH8A-HP-HTR | Install HP 8A Feedwater HTR Diaphragm per 2014 procedure. |  | O |  | 1000 | [8 empty] | 0 | 0 | 0 | 0 | 0 | 0 | 0 | 0 | 0 | 0 | 0 | 0 | 0 | 0 | 0 | 0 | 0 | 0 | 0 | 0 | 0 | 0 | 0 | 0 | 0 | 0 | 0 | 0 | 0 | 0 | 0 | 0 | 0 | 0 | 0 | 0 | 0 | 0 | 0 | 0 | 0 | 0 | 0 | 0 | 0 | 0 | 0 | 0 | 0 | 0 | 0 | 0 | 0 | 0 | 0 | 0 | 0 | 0 | 0 | 0 | 0 | 0 | 0 | 0 | 0 | 0 | 0 | 0 | 0 | 0 | 0 | 0 | 0 | 0 | 0 | 0 | 0 | 0 | 0 | 0 | 0 | 0 | 0 | 0 | 0 | 0 | 0 | 0 | 0 | 0 | 0 | 0 | 0 | 0 | 0 | 0 | 0 | 0 | 0 | 0 | 0 | 0 | 0 | 0 | 0 | 0 | 0 | 0 | 0 | 0 | 0 | 0 | 0 | 0 | 0 | 0 | 0 | 0 | 0
TCMSL6 | Jensen/ Mills | 6534396 | TC002FW-FWH8B-HP-HTR | Install HP 8B Feedwater HTR Diaphragm per 2014 procedure. |  | O |  | 1000 | [8 empty] | 0 | 0 | 0 | 0 | 0 | 0 | 0 | 0 | 0 | 0 | 0 | 0 | 0 | 0 | 0 | 0 | 0 | 0 | 0 | 0 | 0 | 0 | 0 | 0 | 0 | 0 | 0 | 0 | 0 | 0 | 0 | 0 | 0 | 0 | 0 | 0 | 0 | 0 | 0 | 0 | 0 | 0 | 0 | 0 | 0 | 0 | 0 | 0 | 0 | 0 | 0 | 0 | 0 | 0 | 0 | 0 | 0 | 0 | 0 | 0 | 0 | 0 | 0 | 0 | 0 | 0 | 0 | 0 | 0 | 0 | 0 | 0 | 0 | 0 | 0 | 0 | 0 | 0 | 0 | 0 | 0 | 0 | 0 | 0 | 0 | 0 | 0 | 0 | 0 | 0 | 0 | 0 | 0 | 0 | 0 | 0 | 0 | 0 | 0 | 0 | 0 | 0 | 0 | 0 | 0 | 0 | 0 | 0 | 0 | 0 | 0 | 0 | 0 | 0 | 0 | 0 | 0 | 0 | 0
TCMSL7 | Thomas | 6520696 | TC002FW-TFP2A-BSTRPMPGR | Perform inspection of the 2A Booster Pump gear reducer |  | O | [10 empty] | 0 | 0 | 0 | 0 | 0 | 0 | 0 | 0 | 0 | 0 | 0 | 0 | 0 | 0 | 0 | 0 | 0 | 0 | 0 | 0 | 0 | 0 | 0 | 0 | 0 | 0 | 0 | 0 | 0 | 0 | 0 | 0 | 0 | 0 | 0 | 0 | 0 | 0 | 0 | 0 | 0 | 0 | 0 | 0 | 0 | 0 | 0 | 0 | 0 | 0 | 0 | 0 | 0 | 0 | 0 | 0 | 0 | 0 | 0 | 0 | 0 | 0 | 0 | 0 | 0 | 0 | 0 | 0 | 0 | 0 | 0 | 0 | 0 | 0 | 0 | 0 | 0 | 0 | 0 | 0 | 0 | 0 | 0 | 0 | 0 | 0 | 0 | 0 | 0 | 0 | 0 | 0 | 0 | 0 | 0 | 0 | 0 | 0 | 0 | 0 | 0 | 0 | 0 | 0 | 0 | 0 | 0 | 0 | 0 | 0 | 0 | 0 | 0 | 0 | 0 | 0 | 0 | 0 | 0
TCMSL7 | Thomas | 6520697 | TC002FW-TFP2B-BSTRPMPGR | Perform inspection of the 2B Booster Pump gear reducer |  | O | [10 empty] | 0 | 0 | 0 | 0 | 0 | 0 | 0 | 0 | 0 | 0 | 0 | 0 | 0 | 0 | 0 | 0 | 0 | 0 | 0 | 0 | 0 | 0 | 0 | 0 | 0 | 0 | 0 | 0 | 0 | 0 | 0 | 0 | 0 | 0 | 0 | 0 | 0 | 0 | 0 | 0 | 0 | 0 | 0 | 0 | 0 | 0 | 0 | 0 | 0 | 0 | 0 | 0 | 0 | 0 | 0 | 0 | 0 | 0 | 0 | 0 | 0 | 0 | 0 | 0 | 0 | 0 | 0 | 0 | 0 | 0 | 0 | 0 | 0 | 0 | 0 | 0 | 0 | 0 | 0 | 0 | 0 | 0 | 0 | 0 | 0 | 0 | 0 | 0 | 0 | 0 | 0 | 0 | 0 | 0 | 0 | 0 | 0 | 0 | 0 | 0 | 0 | 0 | 0 | 0 | 0 | 0 | 0 | 0 | 0 | 0 | 0 | 0 | 0 | 0 | 0 | 0 | 0 | 0 | 0
|  |  | TC002GA- GENERATOR AND AUXILIARIES | [13 empty] | 0 | 0 | 0 | 0 | 0 | 0 | 0 | 0 | 0 | 0 | 0 | 0 | 0 | 0 | 0 | 0 | 0 | 0 | 0 | 0 | 0 | 0 | 0 | 0 | 0 | 0 | 0 | 0 | 0 | 0 | 0 | 0 | 0 | 0 | 0 | 0 | 0 | 0 | 0 | 0 | 0 | 0 | 0 | 0 | 0 | 0 | 0 | 0 | 0 | 0 | 0 | 0 | 0 | 0 | 0 | 0 | 0 | 0 | 0 | 0 | 0 | 0 | 0 | 0 | 0 | 0 | 0 | 0 | 0 | 0 | 0 | 0 | 0 | 0 | 0 | 0 | 0 | 0 | 0 | 0 | 0 | 0 | 0 | 0 | 0 | 0 | 0 | 0 | 0 | 0 | 0 | 0 | 0 | 0 | 0 | 0 | 0 | 0 | 0 | 0 | 0 | 0 | 0 | 0 | 0 | 0 | 0 | 0 | 0 | 0 | 0 | 0 | 0 | 0 | 0 | 0 | 0 | 0 | 0
TCMSL2 | Powell/ Henderson | 6428543 | TC002GA-STASO-ESOPMTR | Make repairs to the TC2 ESOP panel. |  | O | [10 empty] | 0 | 0 | 0 | 0 | 0 | 0 | 0 | 0 | 0 | 0 | 0 | 0 | 0 | 0 | 0 | 0 | 0 | 0 | 0 | 0 | 0 | 0 | 0 | 0 | 0 | 0 | 0 | 0 | 0 | 0 | 0 | 0 | 0 | 0 | 0 | 0 | 0 | 0 | 0 | 0 | 0 | 0 | 0 | 0 | 0 | 0 | 0 | 0 | 0 | 0 | 0 | 0 | 0 | 0 | 0 | 0 | 0 | 0 | 0 | 0 | 0 | 0 | 0 | 0 | 0 | 0 | 0 | 0 | 0 | 0 | 0 | 0 | 0 | 0 | 0 | 0 | 0 | 0 | 0 | 0 | 0 | 0 | 0 | 0 | 0 | 0 | 0 | 0 | 0 | 0 | 0 | 0 | 0 | 0 | 0 | 0 | 0 | 0 | 0 | 0 | 0 | 0 | 0 | 0 | 0 | 0 | 0 | 0 | 0 | 0 | 0 | 0 | 0 | 0 | 0 | 0 | 0 | 0 | 0
TCMSL2 | Powell/ Henderson | 6530150 | TC002GA-STASO-ESOPMTR | PM-ANNUAL-OUTAGE- Emergency Seal oil pump motor-Check brushes and wipe clean. Test run and grease |  | O | [10 empty] | 0 | 0 | 0 | 0 | 0 | 0 | 0 | 0 | 0 | 0 | 0 | 0 | 0 | 0 | 0 | 0 | 0 | 0 | 0 | 0 | 0 | 0 | 0 | 0 | 0 | 0 | 0 | 0 | 0 | 0 | 0 | 0 | 0 | 0 | 0 | 0 | 0 | 0 | 0 | 0 | 0 | 0 | 0 | 0 | 0 | 0 | 0 | 0 | 0 | 0 | 0 | 0 | 0 | 0 | 0 | 0 | 0 | 0 | 0 | 0 | 0 | 0 | 0 | 0 | 0 | 0 | 0 | 0 | 0 | 0 | 0 | 0 | 0 | 0 | 0 | 0 | 0 | 0 | 0 | 0 | 0 | 0 | 0 | 0 | 0 | 0 | 0 | 0 | 0 | 0 | 0 | 0 | 0 | 0 | 0 | 0 | 0 | 0 | 0 | 0 | 0 | 0 | 0 | 0 | 0 | 0 | 0 | 0 | 0 | 0 | 0 | 0 | 0 | 0 | 0 | 0 | 0 | 0 | 0
TCMSL2 | Powell/ Henderson | 6530149 | TC002GA-STASO-XXX | PM-OUTAGE - & - Emergency Seal oil pump Cabinet 2-TSO-EP-002- Clean out and check connections. |  | O | [10 empty] | 0 | 0 | 0 | 0 | 0 | 0 | 0 | 0 | 0 | 0 | 0 | 0 | 0 | 0 | 0 | 0 | 0 | 0 | 0 | 0 | 0 | 0 | 0 | 0 | 0 | 0 | 0 | 0 | 0 | 0 | 0 | 0 | 0 | 0 | 0 | 0 | 0 | 0 | 0 | 0 | 0 | 0 | 0 | 0 | 0 | 0 | 0 | 0 | 0 | 0 | 0 | 0 | 0 | 0 | 0 | 0 | 0 | 0 | 0 | 0 | 0 | 0 | 0 | 0 | 0 | 0 | 0 | 0 | 0 | 0 | 0 | 0 | 0 | 0 | 0 | 0 | 0 | 0 | 0 | 0 | 0 | 0 | 0 | 0 | 0 | 0 | 0 | 0 | 0 | 0 | 0 | 0 | 0 | 0 | 0 | 0 | 0 | 0 | 0 | 0 | 0 | 0 | 0 | 0 | 0 | 0 | 0 | 0 | 0 | 0 | 0 | 0 | 0 | 0 | 0 | 0 | 0 | 0 | 0
TCMSL2 | Powell/ Henderson | 6530147 | TC002GA-STAXIC | PM-ANNUAL OUTAGE - & - TC2- STATOR CONDUTCIVITY perform checks per OEM. |  | O |  | 1500 | [8 empty] | 0 | 0 | 0 | 0 | 0 | 0 | 0 | 0 | 0 | 0 | 0 | 0 | 0 | 0 | 0 | 0 | 0 | 0 | 0 | 0 | 0 | 0 | 0 | 0 | 0 | 0 | 0 | 0 | 0 | 0 | 0 | 0 | 0 | 0 | 0 | 0 | 0 | 0 | 0 | 0 | 0 | 0 | 0 | 0 | 0 | 0 | 0 | 0 | 0 | 0 | 0 | 0 | 0 | 0 | 0 | 0 | 0 | 0 | 0 | 0 | 0 | 0 | 0 | 0 | 0 | 0 | 0 | 0 | 0 | 0 | 0 | 0 | 0 | 0 | 0 | 0 | 0 | 0 | 0 | 0 | 0 | 0 | 0 | 0 | 0 | 0 | 0 | 0 | 0 | 0 | 0 | 0 | 0 | 0 | 0 | 0 | 0 | 0 | 0 | 0 | 0 | 0 | 0 | 0 | 0 | 0 | 0 | 0 | 0 | 0 | 0 | 0 | 0 | 0 | 0 | 0 | 0 | 0 | 0
TCMSLENG | Moore | 6469864 | TC002GA-STAXXX | Install Gross MW transducer for AGC indication |  | O | [10 empty] | 0 | 0 | 0 | 0 | 0 | 0 | 0 | 0 | 0 | 0 | 0 | 0 | 0 | 0 | 0 | 0 | 0 | 0 | 0 | 0 | 0 | 0 | 0 | 0 | 0 | 0 | 0 | 0 | 0 | 0 | 0 | 0 | 0 | 0 | 0 | 0 | 0 | 0 | 0 | 0 | 0 | 0 | 0 | 0 | 0 | 0 | 0 | 0 | 0 | 0 | 0 | 0 | 0 | 0 | 0 | 0 | 0 | 0 | 0 | 0 | 0 | 0 | 0 | 0 | 0 | 0 | 0 | 0 | 0 | 0 | 0 | 0 | 0 | 0 | 0 | 0 | 0 | 0 | 0 | 0 | 0 | 0 | 0 | 0 | 0 | 0 | 0 | 0 | 0 | 0 | 0 | 0 | 0 | 0 | 0 | 0 | 0 | 0 | 0 | 0 | 0 | 0 | 0 | 0 | 0 | 0 | 0 | 0 | 0 | 0 | 0 | 0 | 0 | 0 | 0 | 0 | 0 | 0 | 0
|  |  | TC002HL- HYDRATED LIME | [13 empty] | 0 | 0 | 0 | 0 | 0 | 0 | 0 | 0 | 0 | 0 | 0 | 0 | 0 | 0 | 0 | 0 | 0 | 0 | 0 | 0 | 0 | 0 | 0 | 0 | 0 | 0 | 0 | 0 | 0 | 0 | 0 | 0 | 0 | 0 | 0 | 0 | 0 | 0 | 0 | 0 | 0 | 0 | 0 | 0 | 0 | 0 | 0 | 0 | 0 | 0 | 0 | 0 | 0 | 0 | 0 | 0 | 0 | 0 | 0 | 0 | 0 | 0 | 0 | 0 | 0 | 0 | 0 | 0 | 0 | 0 | 0 | 0 | 0 | 0 | 0 | 0 | 0 | 0 | 0 | 0 | 0 | 0 | 0 | 0 | 0 | 0 | 0 | 0 | 0 | 0 | 0 | 0 | 0 | 0 | 0 | 0 | 0 | 0 | 0 | 0 | 0 | 0 | 0 | 0 | 0 | 0 | 0 | 0 | 0 | 0 | 0 | 0 | 0 | 0 | 0 | 0 | 0 | 0 | 0
|  |  |  | Installation of new HL system. |  | O | [10 empty] | 0 | 0 | 0 | 0 | 0 | 0 | 0 | 0 | 0 | 0 | 0 | 0 | 0 | 0 | 0 | 0 | 0 | 0 | 0 | 0 | 0 | 0 | 0 | 0 | 0 | 0 | 0 | 0 | 0 | 0 | 0 | 0 | 0 | 0 | 0 | 0 | 0 | 0 | 0 | 0 | 0 | 0 | 0 | 0 | 0 | 0 | 0 | 0 | 0 | 0 | 0 | 0 | 0 | 0 | 0 | 0 | 0 | 0 | 0 | 0 | 0 | 0 | 0 | 0 | 0 | 0 | 0 | 0 | 0 | 0 | 0 | 0 | 0 | 0 | 0 | 0 | 0 | 0 | 0 | 0 | 0 | 0 | 0 | 0 | 0 | 0 | 0 | 0 | 0 | 0 | 0 | 0 | 0 | 0 | 0 | 0 | 0 | 0 | 0 | 0 | 0 | 0 | 0 | 0 | 0 | 0 | 0 | 0 | 0 | 0 | 0 | 0 | 0 | 0 | 0 | 0 | 0 | 0 | 0
|  |  | TC002HVC- HEATING VENT AND A/C | [13 empty] | 0 | 0 | 0 | 0 | 0 | 0 | 0 | 0 | 0 | 0 | 0 | 0 | 0 | 0 | 0 | 0 | 0 | 0 | 0 | 0 | 0 | 0 | 0 | 0 | 0 | 0 | 0 | 0 | 0 | 0 | 0 | 0 | 0 | 0 | 0 | 0 | 0 | 0 | 0 | 0 | 0 | 0 | 0 | 0 | 0 | 0 | 0 | 0 | 0 | 0 | 0 | 0 | 0 | 0 | 0 | 0 | 0 | 0 | 0 | 0 | 0 | 0 | 0 | 0 | 0 | 0 | 0 | 0 | 0 | 0 | 0 | 0 | 0 | 0 | 0 | 0 | 0 | 0 | 0 | 0 | 0 | 0 | 0 | 0 | 0 | 0 | 0 | 0 | 0 | 0 | 0 | 0 | 0 | 0 | 0 | 0 | 0 | 0 | 0 | 0 | 0 | 0 | 0 | 0 | 0 | 0 | 0 | 0 | 0 | 0 | 0 | 0 | 0 | 0 | 0 | 0 | 0 | 0 | 0
|  |  | TC002PFC- PRIMARY FUEL COMBUSTION | [13 empty] | 0 | 0 | 0 | 0 | 0 | 0 | 0 | 0 | 0 | 0 | 0 | 0 | 0 | 0 | 0 | 0 | 0 | 0 | 0 | 0 | 0 | 0 | 0 | 0 | 0 | 0 | 0 | 0 | 0 | 0 | 0 | 0 | 0 | 0 | 0 | 0 | 0 | 0 | 0 | 0 | 0 | 0 | 0 | 0 | 0 | 0 | 0 | 0 | 0 | 0 | 0 | 0 | 0 | 0 | 0 | 0 | 0 | 0 | 0 | 0 | 0 | 0 | 0 | 0 | 0 | 0 | 0 | 0 | 0 | 0 | 0 | 0 | 0 | 0 | 0 | 0 | 0 | 0 | 0 | 0 | 0 | 0 | 0 | 0 | 0 | 0 | 0 | 0 | 0 | 0 | 0 | 0 | 0 | 0 | 0 | 0 | 0 | 0 | 0 | 0 | 0 | 0 | 0 | 0 | 0 | 0 | 0 | 0 | 0 | 0 | 0 | 0 | 0 | 0 | 0 | 0 | 0 | 0 | 0
Budget |  |  |  | PA Fan - Inspect bearings and input damper linkage |  | O | 25000 | [9 empty] | 0 | 0 | 0 | 0 | 0 | 0 | 0 | 0 | 0 | 0 | 0 | 0 | 0 | 0 | 0 | 0 | 0 | 0 | 0 | 0 | 0 | 0 | 0 | 0 | 0 | 0 | 0 | 0 | 0 | 0 | 0 | 0 | 0 | 0 | 0 | 0 | 0 | 0 | 0 | 0 | 0 | 0 | 0 | 0 | 0 | 0 | 0 | 0 | 0 | 0 | 0 | 0 | 0 | 0 | 0 | 0 | 0 | 0 | 0 | 0 | 0 | 0 | 0 | 0 | 0 | 0 | 0 | 0 | 0 | 0 | 0 | 0 | 0 | 0 | 0 | 0 | 0 | 0 | 0 | 0 | 0 | 0 | 0 | 0 | 0 | 0 | 0 | 0 | 0 | 0 | 0 | 0 | 0 | 0 | 0 | 0 | 0 | 0 | 0 | 0 | 0 | 0 | 0 | 0 | 0 | 0 | 0 | 0 | 0 | 0 | 0 | 0 | 0 | 0 | 0 | 0 | 0 | 0 | 0
TCMSLENGMECH | Mohn |  |  | TC2 PA Fan Ext Bearing Coolers |  | C |  |  |  |  | 102699 | [5 empty] | 0 | 0 | 0 | 0 | 0 | 0 | 0 | 0 | 0 | 0 | 0 | 0 | 0 | 0 | 0 | 0 | 0 | 0 | 0 | 0 | 0 | 0 | 0 | 0 | 0 | 0 | 0 | 0 | 0 | 0 | 0 | 0 | 0 | 0 | 0 | 0 | 0 | 0 | 0 | 0 | 0 | 0 | 0 | 0 | 0 | 0 | 0 | 0 | 0 | 0 | 0 | 0 | 0 | 0 | 0 | 0 | 0 | 0 | 0 | 0 | 0 | 0 | 0 | 0 | 0 | 0 | 0 | 0 | 0 | 0 | 0 | 0 | 0 | 0 | 0 | 0 | 0 | 0 | 0 | 0 | 0 | 0 | 0 | 0 | 0 | 0 | 0 | 0 | 0 | 0 | 0 | 0 | 0 | 0 | 0 | 0 | 0 | 0 | 0 | 0 | 0 | 0 | 0 | 0 | 0 | 0 | 0 | 0 | 0 | 0 | 0 | 0 | 0 | 0 | 0 | 0 | 0 | 0 | 0
TCMSLENGMECH |  | 6354888 | TC002PFCBURXXX | Bechtel and Doosan burner inspection observation work order. |  | O | [10 empty] | 0 | 0 | 0 | 0 | 0 | 0 | 0 | 0 | 0 | 0 | 0 | 0 | 0 | 0 | 0 | 0 | 0 | 0 | 0 | 0 | 0 | 0 | 0 | 0 | 0 | 0 | 0 | 0 | 0 | 0 | 0 | 0 | 0 | 0 | 0 | 0 | 0 | 0 | 0 | 0 | 0 | 0 | 0 | 0 | 0 | 0 | 0 | 0 | 0 | 0 | 0 | 0 | 0 | 0 | 0 | 0 | 0 | 0 | 0 | 0 | 0 | 0 | 0 | 0 | 0 | 0 | 0 | 0 | 0 | 0 | 0 | 0 | 0 | 0 | 0 | 0 | 0 | 0 | 0 | 0 | 0 | 0 | 0 | 0 | 0 | 0 | 0 | 0 | 0 | 0 | 0 | 0 | 0 | 0 | 0 | 0 | 0 | 0 | 0 | 0 | 0 | 0 | 0 | 0 | 0 | 0 | 0 | 0 | 0 | 0 | 0 | 0 | 0 | 0 | 0 | 0 | 0 | 0 | 0
TCPIC | Sedam | 6444001 | TC002PFCPULA | Make repairs to TC2 Pulverizers per Alstom TA's report. |  | O | [10 empty] | 0 | 0 | 0 | 0 | 0 | 0 | 0 | 0 | 0 | 0 | 0 | 0 | 0 | 0 | 0 | 0 | 0 | 0 | 0 | 0 | 0 | 0 | 0 | 0 | 0 | 0 | 0 | 0 | 0 | 0 | 0 | 0 | 0 | 0 | 0 | 0 | 0 | 0 | 0 | 0 | 0 | 0 | 0 | 0 | 0 | 0 | 0 | 0 | 0 | 0 | 0 | 0 | 0 | 0 | 0 | 0 | 0 | 0 | 0 | 0 | 0 | 0 | 0 | 0 | 0 | 0 | 0 | 0 | 0 | 0 | 0 | 0 | 0 | 0 | 0 | 0 | 0 | 0 | 0 | 0 | 0 | 0 | 0 | 0 | 0 | 0 | 0 | 0 | 0 | 0 | 0 | 0 | 0 | 0 | 0 | 0 | 0 | 0 | 0 | 0 | 0 | 0 | 0 | 0 | 0 | 0 | 0 | 0 | 0 | 0 | 0 | 0 | 0 | 0 | 0 | 0 | 0 | 0 | 0
TCMSL2 | Powell/ Henderson | 6379666 | TC002PFCFOE2A2-OFM | Flame Scanners on TC2 do not work correctly. TC2 has two scanners per burner (oil and Coal). When p |  | O | [10 empty] | 0 | 0 | 0 | 0 | 0 | 0 | 0 | 0 | 0 | 0 | 0 | 0 | 0 | 0 | 0 | 0 | 0 | 0 | 0 | 0 | 0 | 0 | 0 | 0 | 0 | 0 | 0 | 0 | 0 | 0 | 0 | 0 | 0 | 0 | 0 | 0 | 0 | 0 | 0 | 0 | 0 | 0 | 0 | 0 | 0 | 0 | 0 | 0 | 0 | 0 | 0 | 0 | 0 | 0 | 0 | 0 | 0 | 0 | 0 | 0 | 0 | 0 | 0 | 0 | 0 | 0 | 0 | 0 | 0 | 0 | 0 | 0 | 0 | 0 | 0 | 0 | 0 | 0 | 0 | 0 | 0 | 0 | 0 | 0 | 0 | 0 | 0 | 0 | 0 | 0 | 0 | 0 | 0 | 0 | 0 | 0 | 0 | 0 | 0 | 0 | 0 | 0 | 0 | 0 | 0 | 0 | 0 | 0 | 0 | 0 | 0 | 0 | 0 | 0 | 0 | 0 | 0 | 0 | 0
TCMSL2 | Powell/ Henderson | 6530111 | TC002PFCBURXXX | I/E support for burner replacement project. | [12 empty] | 0 | 0 | 0 | 0 | 0 | 0 | 0 | 0 | 0 | 0 | 0 | 0 | 0 | 0 | 0 | 0 | 0 | 0 | 0 | 0 | 0 | 0 | 0 | 0 | 0 | 0 | 0 | 0 | 0 | 0 | 0 | 0 | 0 | 0 | 0 | 0 | 0 | 0 | 0 | 0 | 0 | 0 | 0 | 0 | 0 | 0 | 0 | 0 | 0 | 0 | 0 | 0 | 0 | 0 | 0 | 0 | 0 | 0 | 0 | 0 | 0 | 0 | 0 | 0 | 0 | 0 | 0 | 0 | 0 | 0 | 0 | 0 | 0 | 0 | 0 | 0 | 0 | 0 | 0 | 0 | 0 | 0 | 0 | 0 | 0 | 0 | 0 | 0 | 0 | 0 | 0 | 0 | 0 | 0 | 0 | 0 | 0 | 0 | 0 | 0 | 0 | 0 | 0 | 0 | 0 | 0 | 0 | 0 | 0 | 0 | 0 | 0 | 0 | 0 | 0 | 0 | 0 | 0 | 0
TCMSL2 | Powell/ Henderson | 6530168 | TC002PFCFDR2A- | PM-SEMI-ANNUAL - & - TC2-"2A" FEEDER, CALIBRATE FEEDER AND |  | O | [10 empty] | 0 | 0 | 0 | 0 | 0 | 0 | 0 | 0 | 0 | 0 | 0 | 0 | 0 | 0 | 0 | 0 | 0 | 0 | 0 | 0 | 0 | 0 | 0 | 0 | 0 | 0 | 0 | 0 | 0 | 0 | 0 | 0 | 0 | 0 | 0 | 0 | 0 | 0 | 0 | 0 | 0 | 0 | 0 | 0 | 0 | 0 | 0 | 0 | 0 | 0 | 0 | 0 | 0 | 0 | 0 | 0 | 0 | 0 | 0 | 0 | 0 | 0 | 0 | 0 | 0 | 0 | 0 | 0 | 0 | 0 | 0 | 0 | 0 | 0 | 0 | 0 | 0 | 0 | 0 | 0 | 0 | 0 | 0 | 0 | 0 | 0 | 0 | 0 | 0 | 0 | 0 | 0 | 0 | 0 | 0 | 0 | 0 | 0 | 0 | 0 | 0 | 0 | 0 | 0 | 0 | 0 | 0 | 0 | 0 | 0 | 0 | 0 | 0 | 0 | 0 | 0 | 0 | 0 | 0
TCMSL2 | Powell/ Henderson | 6530163 | TC002PFCFDR2B- | PM-SEMI-ANNUAL - & - TC2-"2B" FEEDER, CALIBRATE FEEDER AND |  | O | [10 empty] | 0 | 0 | 0 | 0 | 0 | 0 | 0 | 0 | 0 | 0 | 0 | 0 | 0 | 0 | 0 | 0 | 0 | 0 | 0 | 0 | 0 | 0 | 0 | 0 | 0 | 0 | 0 | 0 | 0 | 0 | 0 | 0 | 0 | 0 | 0 | 0 | 0 | 0 | 0 | 0 | 0 | 0 | 0 | 0 | 0 | 0 | 0 | 0 | 0 | 0 | 0 | 0 | 0 | 0 | 0 | 0 | 0 | 0 | 0 | 0 | 0 | 0 | 0 | 0 | 0 | 0 | 0 | 0 | 0 | 0 | 0 | 0 | 0 | 0 | 0 | 0 | 0 | 0 | 0 | 0 | 0 | 0 | 0 | 0 | 0 | 0 | 0 | 0 | 0 | 0 | 0 | 0 | 0 | 0 | 0 | 0 | 0 | 0 | 0 | 0 | 0 | 0 | 0 | 0 | 0 | 0 | 0 | 0 | 0 | 0 | 0 | 0 | 0 | 0 | 0 | 0 | 0 | 0 | 0
TCMSL2 | Powell/ Henderson | 6530164 | TC002PFCFDR2C- | PM-SEMI-ANNUAL - & -TC2- "2C" FEEDER, CALIBRATE FEEDER AND |  | O | [10 empty] | 0 | 0 | 0 | 0 | 0 | 0 | 0 | 0 | 0 | 0 | 0 | 0 | 0 | 0 | 0 | 0 | 0 | 0 | 0 | 0 | 0 | 0 | 0 | 0 | 0 | 0 | 0 | 0 | 0 | 0 | 0 | 0 | 0 | 0 | 0 | 0 | 0 | 0 | 0 | 0 | 0 | 0 | 0 | 0 | 0 | 0 | 0 | 0 | 0 | 0 | 0 | 0 | 0 | 0 | 0 | 0 | 0 | 0 | 0 | 0 | 0 | 0 | 0 | 0 | 0 | 0 | 0 | 0 | 0 | 0 | 0 | 0 | 0 | 0 | 0 | 0 | 0 | 0 | 0 | 0 | 0 | 0 | 0 | 0 | 0 | 0 | 0 | 0 | 0 | 0 | 0 | 0 | 0 | 0 | 0 | 0 | 0 | 0 | 0 | 0 | 0 | 0 | 0 | 0 | 0 | 0 | 0 | 0 | 0 | 0 | 0 | 0 | 0 | 0 | 0 | 0 | 0 | 0 | 0
TCMSL2 | Powell/ Henderson | 6530165 | TC002PFCFDR2D- | PM-SEMI-ANNUAL - & -TC2- "2D" FEEDER, CALIBRATE FEEDER AND |  | O | [10 empty] | 0 | 0 | 0 | 0 | 0 | 0 | 0 | 0 | 0 | 0 | 0 | 0 | 0 | 0 | 0 | 0 | 0 | 0 | 0 | 0 | 0 | 0 | 0 | 0 | 0 | 0 | 0 | 0 | 0 | 0 | 0 | 0 | 0 | 0 | 0 | 0 | 0 | 0 | 0 | 0 | 0 | 0 | 0 | 0 | 0 | 0 | 0 | 0 | 0 | 0 | 0 | 0 | 0 | 0 | 0 | 0 | 0 | 0 | 0 | 0 | 0 | 0 | 0 | 0 | 0 | 0 | 0 | 0 | 0 | 0 | 0 | 0 | 0 | 0 | 0 | 0 | 0 | 0 | 0 | 0 | 0 | 0 | 0 | 0 | 0 | 0 | 0 | 0 | 0 | 0 | 0 | 0 | 0 | 0 | 0 | 0 | 0 | 0 | 0 | 0 | 0 | 0 | 0 | 0 | 0 | 0 | 0 | 0 | 0 | 0 | 0 | 0 | 0 | 0 | 0 | 0 | 0 | 0 | 0
TCMSL2 | Powell/ Henderson | 6530166 | TC002PFCFDR2E- | PM-SEMI-ANNUAL - & - TC2- "2E" FEEDER, CALIBRATE FEEDER AND |  | O | [10 empty] | 0 | 0 | 0 | 0 | 0 | 0 | 0 | 0 | 0 | 0 | 0 | 0 | 0 | 0 | 0 | 0 | 0 | 0 | 0 | 0 | 0 | 0 | 0 | 0 | 0 | 0 | 0 | 0 | 0 | 0 | 0 | 0 | 0 | 0 | 0 | 0 | 0 | 0 | 0 | 0 | 0 | 0 | 0 | 0 | 0 | 0 | 0 | 0 | 0 | 0 | 0 | 0 | 0 | 0 | 0 | 0 | 0 | 0 | 0 | 0 | 0 | 0 | 0 | 0 | 0 | 0 | 0 | 0 | 0 | 0 | 0 | 0 | 0 | 0 | 0 | 0 | 0 | 0 | 0 | 0 | 0 | 0 | 0 | 0 | 0 | 0 | 0 | 0 | 0 | 0 | 0 | 0 | 0 | 0 | 0 | 0 | 0 | 0 | 0 | 0 | 0 | 0 | 0 | 0 | 0 | 0 | 0 | 0 | 0 | 0 | 0 | 0 | 0 | 0 | 0 | 0 | 0 | 0 | 0
TCMSL2 | Powell/ Henderson | 6530167 | TC002PFCFDR2F- | PM-SEMI-ANNUAL - & - TC2-"2F" FEEDER, CALIBRATE FEEDER AND |  | O | [10 empty] | 0 | 0 | 0 | 0 | 0 | 0 | 0 | 0 | 0 | 0 | 0 | 0 | 0 | 0 | 0 | 0 | 0 | 0 | 0 | 0 | 0 | 0 | 0 | 0 | 0 | 0 | 0 | 0 | 0 | 0 | 0 | 0 | 0 | 0 | 0 | 0 | 0 | 0 | 0 | 0 | 0 | 0 | 0 | 0 | 0 | 0 | 0 | 0 | 0 | 0 | 0 | 0 | 0 | 0 | 0 | 0 | 0 | 0 | 0 | 0 | 0 | 0 | 0 | 0 | 0 | 0 | 0 | 0 | 0 | 0 | 0 | 0 | 0 | 0 | 0 | 0 | 0 | 0 | 0 | 0 | 0 | 0 | 0 | 0 | 0 | 0 | 0 | 0 | 0 | 0 | 0 | 0 | 0 | 0 | 0 | 0 | 0 | 0 | 0 | 0 | 0 | 0 | 0 | 0 | 0 | 0 | 0 | 0 | 0 | 0 | 0 | 0 | 0 | 0 | 0 | 0 | 0 | 0 | 0
TCMSL2 | Powell/ Henderson | 6530152 | TC002PFCPAF2A-FANMTR | PM-ANNUAL-OUTAGE- TC2 "A" Primary Air Fan motor bearings- change oil, clean and inspect motor |  | O |  | 5000 | [8 empty] | 0 | 0 | 0 | 0 | 0 | 0 | 0 | 0 | 0 | 0 | 0 | 0 | 0 | 0 | 0 | 0 | 0 | 0 | 0 | 0 | 0 | 0 | 0 | 0 | 0 | 0 | 0 | 0 | 0 | 0 | 0 | 0 | 0 | 0 | 0 | 0 | 0 | 0 | 0 | 0 | 0 | 0 | 0 | 0 | 0 | 0 | 0 | 0 | 0 | 0 | 0 | 0 | 0 | 0 | 0 | 0 | 0 | 0 | 0 | 0 | 0 | 0 | 0 | 0 | 0 | 0 | 0 | 0 | 0 | 0 | 0 | 0 | 0 | 0 | 0 | 0 | 0 | 0 | 0 | 0 | 0 | 0 | 0 | 0 | 0 | 0 | 0 | 0 | 0 | 0 | 0 | 0 | 0 | 0 | 0 | 0 | 0 | 0 | 0 | 0 | 0 | 0 | 0 | 0 | 0 | 0 | 0 | 0 | 0 | 0 | 0 | 0 | 0 | 0 | 0 | 0 | 0 | 0 | 0
TCMSL2 | Powell/ Henderson | 6530153 | TC002PFCPAF2B-FANMTR | PM-ANNUAL-OUTAGE- TC2 "B" Primary Air Fan motor bearings- change oil, clean and inspect motor |  | O |  | 5000 | [8 empty] | 0 | 0 | 0 | 0 | 0 | 0 | 0 | 0 | 0 | 0 | 0 | 0 | 0 | 0 | 0 | 0 | 0 | 0 | 0 | 0 | 0 | 0 | 0 | 0 | 0 | 0 | 0 | 0 | 0 | 0 | 0 | 0 | 0 | 0 | 0 | 0 | 0 | 0 | 0 | 0 | 0 | 0 | 0 | 0 | 0 | 0 | 0 | 0 | 0 | 0 | 0 | 0 | 0 | 0 | 0 | 0 | 0 | 0 | 0 | 0 | 0 | 0 | 0 | 0 | 0 | 0 | 0 | 0 | 0 | 0 | 0 | 0 | 0 | 0 | 0 | 0 | 0 | 0 | 0 | 0 | 0 | 0 | 0 | 0 | 0 | 0 | 0 | 0 | 0 | 0 | 0 | 0 | 0 | 0 | 0 | 0 | 0 | 0 | 0 | 0 | 0 | 0 | 0 | 0 | 0 | 0 | 0 | 0 | 0 | 0 | 0 | 0 | 0 | 0 | 0 | 0 | 0 | 0 | 0
TCMSL2 | Powell/ Henderson | 6530154 | TC002PFCPULA-MTR | PM-ANNUAL - & - TC2 "A" Coal mill motor clean, inspect & bearings oil change- |  | O |  | 200 | [8 empty] | 0 | 0 | 0 | 0 | 0 | 0 | 0 | 0 | 0 | 0 | 0 | 0 | 0 | 0 | 0 | 0 | 0 | 0 | 0 | 0 | 0 | 0 | 0 | 0 | 0 | 0 | 0 | 0 | 0 | 0 | 0 | 0 | 0 | 0 | 0 | 0 | 0 | 0 | 0 | 0 | 0 | 0 | 0 | 0 | 0 | 0 | 0 | 0 | 0 | 0 | 0 | 0 | 0 | 0 | 0 | 0 | 0 | 0 | 0 | 0 | 0 | 0 | 0 | 0 | 0 | 0 | 0 | 0 | 0 | 0 | 0 | 0 | 0 | 0 | 0 | 0 | 0 | 0 | 0 | 0 | 0 | 0 | 0 | 0 | 0 | 0 | 0 | 0 | 0 | 0 | 0 | 0 | 0 | 0 | 0 | 0 | 0 | 0 | 0 | 0 | 0 | 0 | 0 | 0 | 0 | 0 | 0 | 0 | 0 | 0 | 0 | 0 | 0 | 0 | 0 | 0 | 0 | 0 | 0
TCMSL2 | Powell/ Henderson | 6530151 | TC002PFCPULA-XIC | PM-ANNUAL-OUTAGE - & - Pulverizer instrumentation loop checks. |  | O | [10 empty] | 0 | 0 | 0 | 0 | 0 | 0 | 0 | 0 | 0 | 0 | 0 | 0 | 0 | 0 | 0 | 0 | 0 | 0 | 0 | 0 | 0 | 0 | 0 | 0 | 0 | 0 | 0 | 0 | 0 | 0 | 0 | 0 | 0 | 0 | 0 | 0 | 0 | 0 | 0 | 0 | 0 | 0 | 0 | 0 | 0 | 0 | 0 | 0 | 0 | 0 | 0 | 0 | 0 | 0 | 0 | 0 | 0 | 0 | 0 | 0 | 0 | 0 | 0 | 0 | 0 | 0 | 0 | 0 | 0 | 0 | 0 | 0 | 0 | 0 | 0 | 0 | 0 | 0 | 0 | 0 | 0 | 0 | 0 | 0 | 0 | 0 | 0 | 0 | 0 | 0 | 0 | 0 | 0 | 0 | 0 | 0 | 0 | 0 | 0 | 0 | 0 | 0 | 0 | 0 | 0 | 0 | 0 | 0 | 0 | 0 | 0 | 0 | 0 | 0 | 0 | 0 | 0 | 0 | 0
TCMSL2 | Powell/ Henderson | 6530156 | TC002PFCPULB-MTR | PM-ANNUAL - & - TC2 "B" Coal mill motor clean, inspect & bearings oil change- |  | O |  | 200 | [8 empty] | 0 | 0 | 0 | 0 | 0 | 0 | 0 | 0 | 0 | 0 | 0 | 0 | 0 | 0 | 0 | 0 | 0 | 0 | 0 | 0 | 0 | 0 | 0 | 0 | 0 | 0 | 0 | 0 | 0 | 0 | 0 | 0 | 0 | 0 | 0 | 0 | 0 | 0 | 0 | 0 | 0 | 0 | 0 | 0 | 0 | 0 | 0 | 0 | 0 | 0 | 0 | 0 | 0 | 0 | 0 | 0 | 0 | 0 | 0 | 0 | 0 | 0 | 0 | 0 | 0 | 0 | 0 | 0 | 0 | 0 | 0 | 0 | 0 | 0 | 0 | 0 | 0 | 0 | 0 | 0 | 0 | 0 | 0 | 0 | 0 | 0 | 0 | 0 | 0 | 0 | 0 | 0 | 0 | 0 | 0 | 0 | 0 | 0 | 0 | 0 | 0 | 0 | 0 | 0 | 0 | 0 | 0 | 0 | 0 | 0 | 0 | 0 | 0 | 0 | 0 | 0 | 0 | 0 | 0
TCMSL2 | Powell/ Henderson | 6535532 | TC002PFCPULB-INERTCV030B | 2B mill inerting steam is leaking through. |  | O |  | 10000 | [8 empty] | 0 | 0 | 0 | 0 | 0 | 0 | 0 | 0 | 0 | 0 | 0 | 0 | 0 | 0 | 0 | 0 | 0 | 0 | 0 | 0 | 0 | 0 | 0 | 0 | 0 | 0 | 0 | 0 | 0 | 0 | 0 | 0 | 0 | 0 | 0 | 0 | 0 | 0 | 0 | 0 | 0 | 0 | 0 | 0 | 0 | 0 | 0 | 0 | 0 | 0 | 0 | 0 | 0 | 0 | 0 | 0 | 0 | 0 | 0 | 0 | 0 | 0 | 0 | 0 | 0 | 0 | 0 | 0 | 0 | 0 | 0 | 0 | 0 | 0 | 0 | 0 | 0 | 0 | 0 | 0 | 0 | 0 | 0 | 0 | 0 | 0 | 0 | 0 | 0 | 0 | 0 | 0 | 0 | 0 | 0 | 0 | 0 | 0 | 0 | 0 | 0 | 0 | 0 | 0 | 0 | 0 | 0 | 0 | 0 | 0 | 0 | 0 | 0 | 0 | 0 | 0 | 0 | 0 | 0
TCMSL2 | Powell/ Henderson | 6529923 | TC002PFCPULC-INERTCV030C | Inspect 2-FC-CV-030C |  | O |  | 10000 | [8 empty] | 0 | 0 | 0 | 0 | 0 | 0 | 0 | 0 | 0 | 0 | 0 | 0 | 0 | 0 | 0 | 0 | 0 | 0 | 0 | 0 | 0 | 0 | 0 | 0 | 0 | 0 | 0 | 0 | 0 | 0 | 0 | 0 | 0 | 0 | 0 | 0 | 0 | 0 | 0 | 0 | 0 | 0 | 0 | 0 | 0 | 0 | 0 | 0 | 0 | 0 | 0 | 0 | 0 | 0 | 0 | 0 | 0 | 0 | 0 | 0 | 0 | 0 | 0 | 0 | 0 | 0 | 0 | 0 | 0 | 0 | 0 | 0 | 0 | 0 | 0 | 0 | 0 | 0 | 0 | 0 | 0 | 0 | 0 | 0 | 0 | 0 | 0 | 0 | 0 | 0 | 0 | 0 | 0 | 0 | 0 | 0 | 0 | 0 | 0 | 0 | 0 | 0 | 0 | 0 | 0 | 0 | 0 | 0 | 0 | 0 | 0 | 0 | 0 | 0 | 0 | 0 | 0 | 0 | 0
TCMSL2 | Powell/ Henderson | 6529925 | TC002PFCPULC-INERTCV030C | Inspect 2-FC-CV-030D |  | O |  | 10000 | [8 empty] | 0 | 0 | 0 | 0 | 0 | 0 | 0 | 0 | 0 | 0 | 0 | 0 | 0 | 0 | 0 | 0 | 0 | 0 | 0 | 0 | 0 | 0 | 0 | 0 | 0 | 0 | 0 | 0 | 0 | 0 | 0 | 0 | 0 | 0 | 0 | 0 | 0 | 0 | 0 | 0 | 0 | 0 | 0 | 0 | 0 | 0 | 0 | 0 | 0 | 0 | 0 | 0 | 0 | 0 | 0 | 0 | 0 | 0 | 0 | 0 | 0 | 0 | 0 | 0 | 0 | 0 | 0 | 0 | 0 | 0 | 0 | 0 | 0 | 0 | 0 | 0 | 0 | 0 | 0 | 0 | 0 | 0 | 0 | 0 | 0 | 0 | 0 | 0 | 0 | 0 | 0 | 0 | 0 | 0 | 0 | 0 | 0 | 0 | 0 | 0 | 0 | 0 | 0 | 0 | 0 | 0 | 0 | 0 | 0 | 0 | 0 | 0 | 0 | 0 | 0 | 0 | 0 | 0 | 0
TCMSL2 | Powell/ Henderson | 6530158 | TC002PFCPULC-MTR | PM-ANNUAL - & - TC2 "C" Coal mill motor clean, inspect & bearings oil change- |  | O |  | 200 | [8 empty] | 0 | 0 | 0 | 0 | 0 | 0 | 0 | 0 | 0 | 0 | 0 | 0 | 0 | 0 | 0 | 0 | 0 | 0 | 0 | 0 | 0 | 0 | 0 | 0 | 0 | 0 | 0 | 0 | 0 | 0 | 0 | 0 | 0 | 0 | 0 | 0 | 0 | 0 | 0 | 0 | 0 | 0 | 0 | 0 | 0 | 0 | 0 | 0 | 0 | 0 | 0 | 0 | 0 | 0 | 0 | 0 | 0 | 0 | 0 | 0 | 0 | 0 | 0 | 0 | 0 | 0 | 0 | 0 | 0 | 0 | 0 | 0 | 0 | 0 | 0 | 0 | 0 | 0 | 0 | 0 | 0 | 0 | 0 | 0 | 0 | 0 | 0 | 0 | 0 | 0 | 0 | 0 | 0 | 0 | 0 | 0 | 0 | 0 | 0 | 0 | 0 | 0 | 0 | 0 | 0 | 0 | 0 | 0 | 0 | 0 | 0 | 0 | 0 | 0 | 0 | 0 | 0 | 0 | 0
TCMSL2 | Powell/ Henderson | 6530160 | TC002PFCPULD-MTR | PM-ANNUAL - & - TC2 "D" Coal mill motor clean, inspect & bearings oil change- |  | O |  | 200 | [8 empty] | 0 | 0 | 0 | 0 | 0 | 0 | 0 | 0 | 0 | 0 | 0 | 0 | 0 | 0 | 0 | 0 | 0 | 0 | 0 | 0 | 0 | 0 | 0 | 0 | 0 | 0 | 0 | 0 | 0 | 0 | 0 | 0 | 0 | 0 | 0 | 0 | 0 | 0 | 0 | 0 | 0 | 0 | 0 | 0 | 0 | 0 | 0 | 0 | 0 | 0 | 0 | 0 | 0 | 0 | 0 | 0 | 0 | 0 | 0 | 0 | 0 | 0 | 0 | 0 | 0 | 0 | 0 | 0 | 0 | 0 | 0 | 0 | 0 | 0 | 0 | 0 | 0 | 0 | 0 | 0 | 0 | 0 | 0 | 0 | 0 | 0 | 0 | 0 | 0 | 0 | 0 | 0 | 0 | 0 | 0 | 0 | 0 | 0 | 0 | 0 | 0 | 0 | 0 | 0 | 0 | 0 | 0 | 0 | 0 | 0 | 0 | 0 | 0 | 0 | 0 | 0 | 0 | 0 | 0
TCMSL2 | Powell/ Henderson | 6530161 | TC002PFCPULE-MTR | PM-ANNUAL - & - TC2 "E" Coal mill motor clean, inspect & bearings oil change- |  | O |  | 200 | [8 empty] | 0 | 0 | 0 | 0 | 0 | 0 | 0 | 0 | 0 | 0 | 0 | 0 | 0 | 0 | 0 | 0 | 0 | 0 | 0 | 0 | 0 | 0 | 0 | 0 | 0 | 0 | 0 | 0 | 0 | 0 | 0 | 0 | 0 | 0 | 0 | 0 | 0 | 0 | 0 | 0 | 0 | 0 | 0 | 0 | 0 | 0 | 0 | 0 | 0 | 0 | 0 | 0 | 0 | 0 | 0 | 0 | 0 | 0 | 0 | 0 | 0 | 0 | 0 | 0 | 0 | 0 | 0 | 0 | 0 | 0 | 0 | 0 | 0 | 0 | 0 | 0 | 0 | 0 | 0 | 0 | 0 | 0 | 0 | 0 | 0 | 0 | 0 | 0 | 0 | 0 | 0 | 0 | 0 | 0 | 0 | 0 | 0 | 0 | 0 | 0 | 0 | 0 | 0 | 0 | 0 | 0 | 0 | 0 | 0 | 0 | 0 | 0 | 0 | 0 | 0 | 0 | 0 | 0 | 0
TCMSL2 | Powell/ Henderson | 6530162 | TC002PFCPULF-MTR | PM-ANNUAL - & - TC2 "F" Coal mill motor clean, inspect & bearings oil change- |  | O |  | 200 | [8 empty] | 0 | 0 | 0 | 0 | 0 | 0 | 0 | 0 | 0 | 0 | 0 | 0 | 0 | 0 | 0 | 0 | 0 | 0 | 0 | 0 | 0 | 0 | 0 | 0 | 0 | 0 | 0 | 0 | 0 | 0 | 0 | 0 | 0 | 0 | 0 | 0 | 0 | 0 | 0 | 0 | 0 | 0 | 0 | 0 | 0 | 0 | 0 | 0 | 0 | 0 | 0 | 0 | 0 | 0 | 0 | 0 | 0 | 0 | 0 | 0 | 0 | 0 | 0 | 0 | 0 | 0 | 0 | 0 | 0 | 0 | 0 | 0 | 0 | 0 | 0 | 0 | 0 | 0 | 0 | 0 | 0 | 0 | 0 | 0 | 0 | 0 | 0 | 0 | 0 | 0 | 0 | 0 | 0 | 0 | 0 | 0 | 0 | 0 | 0 | 0 | 0 | 0 | 0 | 0 | 0 | 0 | 0 | 0 | 0 | 0 | 0 | 0 | 0 | 0 | 0 | 0 | 0 | 0 | 0
|  |  | TC002PJF- PULSE JET FABRIC FILTER | [13 empty] | 0 | 0 | 0 | 0 | 0 | 0 | 0 | 0 | 0 | 0 | 0 | 0 | 0 | 0 | 0 | 0 | 0 | 0 | 0 | 0 | 0 | 0 | 0 | 0 | 0 | 0 | 0 | 0 | 0 | 0 | 0 | 0 | 0 | 0 | 0 | 0 | 0 | 0 | 0 | 0 | 0 | 0 | 0 | 0 | 0 | 0 | 0 | 0 | 0 | 0 | 0 | 0 | 0 | 0 | 0 | 0 | 0 | 0 | 0 | 0 | 0 | 0 | 0 | 0 | 0 | 0 | 0 | 0 | 0 | 0 | 0 | 0 | 0 | 0 | 0 | 0 | 0 | 0 | 0 | 0 | 0 | 0 | 0 | 0 | 0 | 0 | 0 | 0 | 0 | 0 | 0 | 0 | 0 | 0 | 0 | 0 | 0 | 0 | 0 | 0 | 0 | 0 | 0 | 0 | 0 | 0 | 0 | 0 | 0 | 0 | 0 | 0 | 0 | 0 | 0 | 0 | 0 | 0 | 0
Budget |  |  |  | PJFF Inlet, Outlet & bypassdamper inspection. (some scaffold requ.) |  | O | 25000 | [9 empty] | 0 | 0 | 0 | 0 | 0 | 0 | 0 | 0 | 0 | 0 | 0 | 0 | 0 | 0 | 0 | 0 | 0 | 0 | 0 | 0 | 0 | 0 | 0 | 0 | 0 | 0 | 0 | 0 | 0 | 0 | 0 | 0 | 0 | 0 | 0 | 0 | 0 | 0 | 0 | 0 | 0 | 0 | 0 | 0 | 0 | 0 | 0 | 0 | 0 | 0 | 0 | 0 | 0 | 0 | 0 | 0 | 0 | 0 | 0 | 0 | 0 | 0 | 0 | 0 | 0 | 0 | 0 | 0 | 0 | 0 | 0 | 0 | 0 | 0 | 0 | 0 | 0 | 0 | 0 | 0 | 0 | 0 | 0 | 0 | 0 | 0 | 0 | 0 | 0 | 0 | 0 | 0 | 0 | 0 | 0 | 0 | 0 | 0 | 0 | 0 | 0 | 0 | 0 | 0 | 0 | 0 | 0 | 0 | 0 | 0 | 0 | 0 | 0 | 0 | 0 | 0 | 0 | 0 | 0
Budget |  |  |  | PJFF pulse header J tube inspect for corrosion (2 sections each side) |  | O | 10000 | [9 empty] | 0 | 0 | 0 | 0 | 0 | 0 | 0 | 0 | 0 | 0 | 0 | 0 | 0 | 0 | 0 | 0 | 0 | 0 | 0 | 0 | 0 | 0 | 0 | 0 | 0 | 0 | 0 | 0 | 0 | 0 | 0 | 0 | 0 | 0 | 0 | 0 | 0 | 0 | 0 | 0 | 0 | 0 | 0 | 0 | 0 | 0 | 0 | 0 | 0 | 0 | 0 | 0 | 0 | 0 | 0 | 0 | 0 | 0 | 0 | 0 | 0 | 0 | 0 | 0 | 0 | 0 | 0 | 0 | 0 | 0 | 0 | 0 | 0 | 0 | 0 | 0 | 0 | 0 | 0 | 0 | 0 | 0 | 0 | 0 | 0 | 0 | 0 | 0 | 0 | 0 | 0 | 0 | 0 | 0 | 0 | 0 | 0 | 0 | 0 | 0 | 0 | 0 | 0 | 0 | 0 | 0 | 0 | 0 | 0 | 0 | 0 | 0 | 0 | 0 | 0 | 0 | 0 | 0 | 0
Budget |  |  |  | PJFF Repairs (bag detectors, solenoids, door seals, etc…) |  | O | 60000 | [9 empty] | 0 | 0 | 0 | 0 | 0 | 0 | 0 | 0 | 0 | 0 | 0 | 0 | 0 | 0 | 0 | 0 | 0 | 0 | 0 | 0 | 0 | 0 | 0 | 0 | 0 | 0 | 0 | 0 | 0 | 0 | 0 | 0 | 0 | 0 | 0 | 0 | 0 | 0 | 0 | 0 | 0 | 0 | 0 | 0 | 0 | 0 | 0 | 0 | 0 | 0 | 0 | 0 | 0 | 0 | 0 | 0 | 0 | 0 | 0 | 0 | 0 | 0 | 0 | 0 | 0 | 0 | 0 | 0 | 0 | 0 | 0 | 0 | 0 | 0 | 0 | 0 | 0 | 0 | 0 | 0 | 0 | 0 | 0 | 0 | 0 | 0 | 0 | 0 | 0 | 0 | 0 | 0 | 0 | 0 | 0 | 0 | 0 | 0 | 0 | 0 | 0 | 0 | 0 | 0 | 0 | 0 | 0 | 0 | 0 | 0 | 0 | 0 | 0 | 0 | 0 | 0 | 0 | 0 | 0
TCENGCHEM | Turner | 6535720 | TC002PJFCMPXXX | TC2 PJFF B&C |  | C |  |  |  |  | 1760914 | [5 empty] | 0 | 0 | 0 | 0 | 0 | 0 | 0 | 0 | 0 | 0 | 0 | 0 | 0 | 0 | 0 | 0 | 0 | 0 | 0 | 0 | 0 | 0 | 0 | 0 | 0 | 0 | 0 | 0 | 0 | 0 | 0 | 0 | 0 | 0 | 0 | 0 | 0 | 0 | 0 | 0 | 0 | 0 | 0 | 0 | 0 | 0 | 0 | 0 | 0 | 0 | 0 | 0 | 0 | 0 | 0 | 0 | 0 | 0 | 0 | 0 | 0 | 0 | 0 | 0 | 0 | 0 | 0 | 0 | 0 | 0 | 0 | 0 | 0 | 0 | 0 | 0 | 0 | 0 | 0 | 0 | 0 | 0 | 0 | 0 | 0 | 0 | 0 | 0 | 0 | 0 | 0 | 0 | 0 | 0 | 0 | 0 | 0 | 0 | 0 | 0 | 0 | 0 | 0 | 0 | 0 | 0 | 0 | 0 | 0 | 0 | 0 | 0 | 0 | 0 | 0 | 0 | 0 | 0 | 0
|  |  |  | Add SO3 monitors for baghouse. |  | O | [10 empty] | 0 | 0 | 0 | 0 | 0 | 0 | 0 | 0 | 0 | 0 | 0 | 0 | 0 | 0 | 0 | 0 | 0 | 0 | 0 | 0 | 0 | 0 | 0 | 0 | 0 | 0 | 0 | 0 | 0 | 0 | 0 | 0 | 0 | 0 | 0 | 0 | 0 | 0 | 0 | 0 | 0 | 0 | 0 | 0 | 0 | 0 | 0 | 0 | 0 | 0 | 0 | 0 | 0 | 0 | 0 | 0 | 0 | 0 | 0 | 0 | 0 | 0 | 0 | 0 | 0 | 0 | 0 | 0 | 0 | 0 | 0 | 0 | 0 | 0 | 0 | 0 | 0 | 0 | 0 | 0 | 0 | 0 | 0 | 0 | 0 | 0 | 0 | 0 | 0 | 0 | 0 | 0 | 0 | 0 | 0 | 0 | 0 | 0 | 0 | 0 | 0 | 0 | 0 | 0 | 0 | 0 | 0 | 0 | 0 | 0 | 0 | 0 | 0 | 0 | 0 | 0 | 0 | 0 | 0
|  |  |  | Bag replacements (leak test & pre-coat of new bags) |  | O | [10 empty] | 0 | 0 | 0 | 0 | 0 | 0 | 0 | 0 | 0 | 0 | 0 | 0 | 0 | 0 | 0 | 0 | 0 | 0 | 0 | 0 | 0 | 0 | 0 | 0 | 0 | 0 | 0 | 0 | 0 | 0 | 0 | 0 | 0 | 0 | 0 | 0 | 0 | 0 | 0 | 0 | 0 | 0 | 0 | 0 | 0 | 0 | 0 | 0 | 0 | 0 | 0 | 0 | 0 | 0 | 0 | 0 | 0 | 0 | 0 | 0 | 0 | 0 | 0 | 0 | 0 | 0 | 0 | 0 | 0 | 0 | 0 | 0 | 0 | 0 | 0 | 0 | 0 | 0 | 0 | 0 | 0 | 0 | 0 | 0 | 0 | 0 | 0 | 0 | 0 | 0 | 0 | 0 | 0 | 0 | 0 | 0 | 0 | 0 | 0 | 0 | 0 | 0 | 0 | 0 | 0 | 0 | 0 | 0 | 0 | 0 | 0 | 0 | 0 | 0 | 0 | 0 | 0 | 0 | 0
TCMSL6 | Jensen/ Mills | 6535522 | TC002PJFCA-2A-COMP | PM-ANNUAL - & - 2A PULSE JET FABRIC FILTER AIR COMPRESSOR |  | O | [10 empty] | 0 | 0 | 0 | 0 | 0 | 0 | 0 | 0 | 0 | 0 | 0 | 0 | 0 | 0 | 0 | 0 | 0 | 0 | 0 | 0 | 0 | 0 | 0 | 0 | 0 | 0 | 0 | 0 | 0 | 0 | 0 | 0 | 0 | 0 | 0 | 0 | 0 | 0 | 0 | 0 | 0 | 0 | 0 | 0 | 0 | 0 | 0 | 0 | 0 | 0 | 0 | 0 | 0 | 0 | 0 | 0 | 0 | 0 | 0 | 0 | 0 | 0 | 0 | 0 | 0 | 0 | 0 | 0 | 0 | 0 | 0 | 0 | 0 | 0 | 0 | 0 | 0 | 0 | 0 | 0 | 0 | 0 | 0 | 0 | 0 | 0 | 0 | 0 | 0 | 0 | 0 | 0 | 0 | 0 | 0 | 0 | 0 | 0 | 0 | 0 | 0 | 0 | 0 | 0 | 0 | 0 | 0 | 0 | 0 | 0 | 0 | 0 | 0 | 0 | 0 | 0 | 0 | 0 | 0
TCMSL6 | Jensen/ Mills | 6535523 | TC002PJFCA-2B-COMP | PM-ANNUAL - & - 2B PULSE JET FABRIC FILTER AIR COMPRESSOR |  | O | [10 empty] | 0 | 0 | 0 | 0 | 0 | 0 | 0 | 0 | 0 | 0 | 0 | 0 | 0 | 0 | 0 | 0 | 0 | 0 | 0 | 0 | 0 | 0 | 0 | 0 | 0 | 0 | 0 | 0 | 0 | 0 | 0 | 0 | 0 | 0 | 0 | 0 | 0 | 0 | 0 | 0 | 0 | 0 | 0 | 0 | 0 | 0 | 0 | 0 | 0 | 0 | 0 | 0 | 0 | 0 | 0 | 0 | 0 | 0 | 0 | 0 | 0 | 0 | 0 | 0 | 0 | 0 | 0 | 0 | 0 | 0 | 0 | 0 | 0 | 0 | 0 | 0 | 0 | 0 | 0 | 0 | 0 | 0 | 0 | 0 | 0 | 0 | 0 | 0 | 0 | 0 | 0 | 0 | 0 | 0 | 0 | 0 | 0 | 0 | 0 | 0 | 0 | 0 | 0 | 0 | 0 | 0 | 0 | 0 | 0 | 0 | 0 | 0 | 0 | 0 | 0 | 0 | 0 | 0 | 0
|  |  | TC002PLT- PLANT MISC. | [13 empty] | 0 | 0 | 0 | 0 | 0 | 0 | 0 | 0 | 0 | 0 | 0 | 0 | 0 | 0 | 0 | 0 | 0 | 0 | 0 | 0 | 0 | 0 | 0 | 0 | 0 | 0 | 0 | 0 | 0 | 0 | 0 | 0 | 0 | 0 | 0 | 0 | 0 | 0 | 0 | 0 | 0 | 0 | 0 | 0 | 0 | 0 | 0 | 0 | 0 | 0 | 0 | 0 | 0 | 0 | 0 | 0 | 0 | 0 | 0 | 0 | 0 | 0 | 0 | 0 | 0 | 0 | 0 | 0 | 0 | 0 | 0 | 0 | 0 | 0 | 0 | 0 | 0 | 0 | 0 | 0 | 0 | 0 | 0 | 0 | 0 | 0 | 0 | 0 | 0 | 0 | 0 | 0 | 0 | 0 | 0 | 0 | 0 | 0 | 0 | 0 | 0 | 0 | 0 | 0 | 0 | 0 | 0 | 0 | 0 | 0 | 0 | 0 | 0 | 0 | 0 | 0 | 0 | 0 | 0
Budget |  |  |  | Industrial Cleaning |  | O | 200000 | [9 empty] | 0 | 0 | 0 | 0 | 0 | 0 | 0 | 0 | 0 | 0 | 0 | 0 | 0 | 0 | 0 | 0 | 0 | 0 | 0 | 0 | 0 | 0 | 0 | 0 | 0 | 0 | 0 | 0 | 0 | 0 | 0 | 0 | 0 | 0 | 0 | 0 | 0 | 0 | 0 | 0 | 0 | 0 | 0 | 0 | 0 | 0 | 0 | 0 | 0 | 0 | 0 | 0 | 0 | 0 | 0 | 0 | 0 | 0 | 0 | 0 | 0 | 0 | 0 | 0 | 0 | 0 | 0 | 0 | 0 | 0 | 0 | 0 | 0 | 0 | 0 | 0 | 0 | 0 | 0 | 0 | 0 | 0 | 0 | 0 | 0 | 0 | 0 | 0 | 0 | 0 | 0 | 0 | 0 | 0 | 0 | 0 | 0 | 0 | 0 | 0 | 0 | 0 | 0 | 0 | 0 | 0 | 0 | 0 | 0 | 0 | 0 | 0 | 0 | 0 | 0 | 0 | 0 | 0 | 0
Budget |  |  |  | Scaffolding |  | O | 100000 | [9 empty] | 0 | 0 | 0 | 0 | 0 | 0 | 0 | 0 | 0 | 0 | 0 | 0 | 0 | 0 | 0 | 0 | 0 | 0 | 0 | 0 | 0 | 0 | 0 | 0 | 0 | 0 | 0 | 0 | 0 | 0 | 0 | 0 | 0 | 0 | 0 | 0 | 0 | 0 | 0 | 0 | 0 | 0 | 0 | 0 | 0 | 0 | 0 | 0 | 0 | 0 | 0 | 0 | 0 | 0 | 0 | 0 | 0 | 0 | 0 | 0 | 0 | 0 | 0 | 0 | 0 | 0 | 0 | 0 | 0 | 0 | 0 | 0 | 0 | 0 | 0 | 0 | 0 | 0 | 0 | 0 | 0 | 0 | 0 | 0 | 0 | 0 | 0 | 0 | 0 | 0 | 0 | 0 | 0 | 0 | 0 | 0 | 0 | 0 | 0 | 0 | 0 | 0 | 0 | 0 | 0 | 0 | 0 | 0 | 0 | 0 | 0 | 0 | 0 | 0 | 0 | 0 | 0 | 0 | 0
Budget |  |  |  | Service Reps- Alstom, Howden, MD&A, Diamond Power) |  | O | 150000 | [9 empty] | 0 | 0 | 0 | 0 | 0 | 0 | 0 | 0 | 0 | 0 | 0 | 0 | 0 | 0 | 0 | 0 | 0 | 0 | 0 | 0 | 0 | 0 | 0 | 0 | 0 | 0 | 0 | 0 | 0 | 0 | 0 | 0 | 0 | 0 | 0 | 0 | 0 | 0 | 0 | 0 | 0 | 0 | 0 | 0 | 0 | 0 | 0 | 0 | 0 | 0 | 0 | 0 | 0 | 0 | 0 | 0 | 0 | 0 | 0 | 0 | 0 | 0 | 0 | 0 | 0 | 0 | 0 | 0 | 0 | 0 | 0 | 0 | 0 | 0 | 0 | 0 | 0 | 0 | 0 | 0 | 0 | 0 | 0 | 0 | 0 | 0 | 0 | 0 | 0 | 0 | 0 | 0 | 0 | 0 | 0 | 0 | 0 | 0 | 0 | 0 | 0 | 0 | 0 | 0 | 0 | 0 | 0 | 0 | 0 | 0 | 0 | 0 | 0 | 0 | 0 | 0 | 0 | 0 | 0
TCMSL2 | Powell/ Henderson | 6512217 | TC002PLTXXX | Gather information on various TC2 transmitters during outage. |  | O | [10 empty] | 0 | 0 | 0 | 0 | 0 | 0 | 0 | 0 | 0 | 0 | 0 | 0 | 0 | 0 | 0 | 0 | 0 | 0 | 0 | 0 | 0 | 0 | 0 | 0 | 0 | 0 | 0 | 0 | 0 | 0 | 0 | 0 | 0 | 0 | 0 | 0 | 0 | 0 | 0 | 0 | 0 | 0 | 0 | 0 | 0 | 0 | 0 | 0 | 0 | 0 | 0 | 0 | 0 | 0 | 0 | 0 | 0 | 0 | 0 | 0 | 0 | 0 | 0 | 0 | 0 | 0 | 0 | 0 | 0 | 0 | 0 | 0 | 0 | 0 | 0 | 0 | 0 | 0 | 0 | 0 | 0 | 0 | 0 | 0 | 0 | 0 | 0 | 0 | 0 | 0 | 0 | 0 | 0 | 0 | 0 | 0 | 0 | 0 | 0 | 0 | 0 | 0 | 0 | 0 | 0 | 0 | 0 | 0 | 0 | 0 | 0 | 0 | 0 | 0 | 0 | 0 | 0 | 0 | 0
TCMSL2 | Powell/ Henderson | 6534151 | TC002PLTXXX | Surge test medium voltage motors on TC2. |  | O | [10 empty] | 0 | 0 | 0 | 0 | 0 | 0 | 0 | 0 | 0 | 0 | 0 | 0 | 0 | 0 | 0 | 0 | 0 | 0 | 0 | 0 | 0 | 0 | 0 | 0 | 0 | 0 | 0 | 0 | 0 | 0 | 0 | 0 | 0 | 0 | 0 | 0 | 0 | 0 | 0 | 0 | 0 | 0 | 0 | 0 | 0 | 0 | 0 | 0 | 0 | 0 | 0 | 0 | 0 | 0 | 0 | 0 | 0 | 0 | 0 | 0 | 0 | 0 | 0 | 0 | 0 | 0 | 0 | 0 | 0 | 0 | 0 | 0 | 0 | 0 | 0 | 0 | 0 | 0 | 0 | 0 | 0 | 0 | 0 | 0 | 0 | 0 | 0 | 0 | 0 | 0 | 0 | 0 | 0 | 0 | 0 | 0 | 0 | 0 | 0 | 0 | 0 | 0 | 0 | 0 | 0 | 0 | 0 | 0 | 0 | 0 | 0 | 0 | 0 | 0 | 0 | 0 | 0 | 0 | 0
TCMSL2 | Powell/ Henderson | 6531897 | TC002PLTXXX | Work order to cover temporary power. |  | O |  | 5000
|  |  | TC002PRD- POWER ISTRIBUTION | [13 empty] | 0 | 0 | 0 | 0 | 0 | 0 | 0 | 0 | 0 | 0 | 0 | 0 | 0 | 0 | 0 | 0 | 0 | 0 | 0 | 0 | 0 | 0 | 0 | 0 | 0 | 0 | 0 | 0 | 0 | 0 | 0 | 0 | 0 | 0 | 0 | 0 | 0 | 0 | 0 | 0 | 0 | 0 | 0 | 0 | 0 | 0 | 0 | 0 | 0 | 0 | 0 | 0 | 0 | 0 | 0 | 0 | 0 | 0 | 0 | 0 | 0 | 0 | 0 | 0 | 0 | 0 | 0 | 0 | 0 | 0 | 0 | 0 | 0 | 0 | 0 | 0 | 0 | 0 | 0 | 0 | 0 | 0 | 0 | 0 | 0 | 0 | 0 | 0 | 0 | 0 | 0 | 0 | 0 | 0 | 0 | 0 | 0 | 0 | 0 | 0 | 0 | 0 | 0 | 0 | 0 | 0 | 0 | 0 | 0 | 0 | 0 | 0 | 0 | 0 | 0 | 0 | 0 | 0 | 0
Budget |  |  |  | Switchgear Maintenance |  | O | 50000 | [9 empty] | 0 | 0 | 0 | 0 | 0 | 0 | 0 | 0 | 0 | 0 | 0 | 0 | 0 | 0 | 0 | 0 | 0 | 0 | 0 | 0 | 0 | 0 | 0 | 0 | 0 | 0 | 0 | 0 | 0 | 0 | 0 | 0 | 0 | 0 | 0 | 0 | 0 | 0 | 0 | 0 | 0 | 0 | 0 | 0 | 0 | 0 | 0 | 0 | 0 | 0 | 0 | 0 | 0 | 0 | 0 | 0 | 0 | 0 | 0 | 0 | 0 | 0 | 0 | 0 | 0 | 0 | 0 | 0 | 0 | 0 | 0 | 0 | 0 | 0 | 0 | 0 | 0 | 0 | 0 | 0 | 0 | 0 | 0 | 0 | 0 | 0 | 0 | 0 | 0 | 0 | 0 | 0 | 0 | 0 | 0 | 0 | 0 | 0 | 0 | 0 | 0 | 0 | 0 | 0 | 0 | 0 | 0 | 0 | 0 | 0 | 0 | 0 | 0 | 0 | 0 | 0 | 0 | 0 | 0
TCMSL2 | Powell/ Henderson | 6439451 | TC002PRD7KVXXX | TC2 7KV and 14KV breakers need to have the manual close |  | O | [10 empty] | 0 | 0 | 0 | 0 | 0 | 0 | 0 | 0 | 0 | 0 | 0 | 0 | 0 | 0 | 0 | 0 | 0 | 0 | 0 | 0 | 0 | 0 | 0 | 0 | 0 | 0 | 0 | 0 | 0 | 0 | 0 | 0 | 0 | 0 | 0 | 0 | 0 | 0 | 0 | 0 | 0 | 0 | 0 | 0 | 0 | 0 | 0 | 0 | 0 | 0 | 0 | 0 | 0 | 0 | 0 | 0 | 0 | 0 | 0 | 0 | 0 | 0 | 0 | 0 | 0 | 0 | 0 | 0 | 0 | 0 | 0 | 0 | 0 | 0 | 0 | 0 | 0 | 0 | 0 | 0 | 0 | 0 | 0 | 0 | 0 | 0 | 0 | 0 | 0 | 0 | 0 | 0 | 0 | 0 | 0 | 0 | 0 | 0 | 0 | 0 | 0 | 0 | 0 | 0 | 0 | 0 | 0 | 0 | 0 | 0 | 0 | 0 | 0 | 0 | 0 | 0 | 0 | 0 | 0
|  |  | TC002SCR- SELECTIVE CATALYST REDUCTION | [13 empty] | 0 | 0 | 0 | 0 | 0 | 0 | 0 | 0 | 0 | 0 | 0 | 0 | 0 | 0 | 0 | 0 | 0 | 0 | 0 | 0 | 0 | 0 | 0 | 0 | 0 | 0 | 0 | 0 | 0 | 0 | 0 | 0 | 0 | 0 | 0 | 0 | 0 | 0 | 0 | 0 | 0 | 0 | 0 | 0 | 0 | 0 | 0 | 0 | 0 | 0 | 0 | 0 | 0 | 0 | 0 | 0 | 0 | 0 | 0 | 0 | 0 | 0 | 0 | 0 | 0 | 0 | 0 | 0 | 0 | 0 | 0 | 0 | 0 | 0 | 0 | 0 | 0 | 0 | 0 | 0 | 0 | 0 | 0 | 0 | 0 | 0 | 0 | 0 | 0 | 0 | 0 | 0 | 0 | 0 | 0 | 0 | 0 | 0 | 0 | 0 | 0 | 0 | 0 | 0 | 0 | 0 | 0 | 0 | 0 | 0 | 0 | 0 | 0 | 0 | 0 | 0 | 0 | 0 | 0
Budget |  |  |  | Vacuum & Inspect catalyst |  | O | 75000 | [9 empty] | 0 | 0 | 0 | 0 | 0 | 0 | 0 | 0 | 0 | 0 | 0 | 0 | 0 | 0 | 0 | 0 | 0 | 0 | 0 | 0 | 0 | 0 | 0 | 0 | 0 | 0 | 0 | 0 | 0 | 0 | 0 | 0 | 0 | 0 | 0 | 0 | 0 | 0 | 0 | 0 | 0 | 0 | 0 | 0 | 0 | 0 | 0 | 0 | 0 | 0 | 0 | 0 | 0 | 0 | 0 | 0 | 0 | 0 | 0 | 0 | 0 | 0 | 0 | 0 | 0 | 0 | 0 | 0 | 0 | 0 | 0 | 0 | 0 | 0 | 0 | 0 | 0 | 0 | 0 | 0 | 0 | 0 | 0 | 0 | 0 | 0 | 0 | 0 | 0 | 0 | 0 | 0 | 0 | 0 | 0 | 0 | 0 | 0 | 0 | 0 | 0 | 0 | 0 | 0 | 0 | 0 | 0 | 0 | 0 | 0 | 0 | 0 | 0 | 0 | 0 | 0 | 0 | 0 | 0
TCMSLENGMECH | Dorwart |  |  | TC2 SCR Layer 1 Replacement |  | C |  |  |  |  | 3005166 | [5 empty] | 0 | 0 | 0 | 0 | 0 | 0 | 0 | 0 | 0 | 0 | 0 | 0 | 0 | 0 | 0 | 0 | 0 | 0 | 0 | 0 | 0 | 0 | 0 | 0 | 0 | 0 | 0 | 0 | 0 | 0 | 0 | 0 | 0 | 0 | 0 | 0 | 0 | 0 | 0 | 0 | 0 | 0 | 0 | 0 | 0 | 0 | 0 | 0 | 0 | 0 | 0 | 0 | 0 | 0 | 0 | 0 | 0 | 0 | 0 | 0 | 0 | 0 | 0 | 0 | 0 | 0 | 0 | 0 | 0 | 0 | 0 | 0 | 0 | 0 | 0 | 0 | 0 | 0 | 0 | 0 | 0 | 0 | 0 | 0 | 0 | 0 | 0 | 0 | 0 | 0 | 0 | 0 | 0 | 0 | 0 | 0 | 0 | 0 | 0 | 0 | 0 | 0 | 0 | 0 | 0 | 0 | 0 | 0 | 0 | 0 | 0 | 0 | 0 | 0 | 0 | 0 | 0 | 0 | 0
TCMSLENGMECH | Dorwart |  |  | TC2 UPG Ammonia System |  | C |  |  |  |  | 77026 | [5 empty] | 0 | 0 | 0 | 0 | 0 | 0 | 0 | 0 | 0 | 0 | 0 | 0 | 0 | 0 | 0 | 0 | 0 | 0 | 0 | 0 | 0 | 0 | 0 | 0 | 0 | 0 | 0 | 0 | 0 | 0 | 0 | 0 | 0 | 0 | 0 | 0 | 0 | 0 | 0 | 0 | 0 | 0 | 0 | 0 | 0 | 0 | 0 | 0 | 0 | 0 | 0 | 0 | 0 | 0 | 0 | 0 | 0 | 0 | 0 | 0 | 0 | 0 | 0 | 0 | 0 | 0 | 0 | 0 | 0 | 0 | 0 | 0 | 0 | 0 | 0 | 0 | 0 | 0 | 0 | 0 | 0 | 0 | 0 | 0 | 0 | 0 | 0 | 0 | 0 | 0 | 0 | 0 | 0 | 0 | 0 | 0 | 0 | 0 | 0 | 0 | 0 | 0 | 0 | 0 | 0 | 0 | 0 | 0 | 0 | 0 | 0 | 0 | 0 | 0 | 0 | 0 | 0 | 0 | 0
TCMSL2 | Powell/ Henderson | 6530230 | TC002SCRAMMDET | PM- SEMI-ANNUAL - & - 2 SCR AMMONIA DETECTOR CALIBRATION |  | C |  | 3300 | [8 empty] | 0 | 0 | 0 | 0 | 0 | 0 | 0 | 0 | 0 | 0 | 0 | 0 | 0 | 0 | 0 | 0 | 0 | 0 | 0 | 0 | 0 | 0 | 0 | 0 | 0 | 0 | 0 | 0 | 0 | 0 | 0 | 0 | 0 | 0 | 0 | 0 | 0 | 0 | 0 | 0 | 0 | 0 | 0 | 0 | 0 | 0 | 0 | 0 | 0 | 0 | 0 | 0 | 0 | 0 | 0 | 0 | 0 | 0 | 0 | 0 | 0 | 0 | 0 | 0 | 0 | 0 | 0 | 0 | 0 | 0 | 0 | 0 | 0 | 0 | 0 | 0 | 0 | 0 | 0 | 0 | 0 | 0 | 0 | 0 | 0 | 0 | 0 | 0 | 0 | 0 | 0 | 0 | 0 | 0 | 0 | 0 | 0 | 0 | 0 | 0 | 0 | 0 | 0 | 0 | 0 | 0 | 0 | 0 | 0 | 0 | 0 | 0 | 0 | 0 | 0 | 0 | 0 | 0 | 0
TCMSL2 | Powell/ Henderson | 6530232 | TC002SCRAMMDET | PM- ANNUAL - & - 2 SCR SYSTEM E-STOP CHECK |  | C | [10 empty] | 0 | 0 | 0 | 0 | 0 | 0 | 0 | 0 | 0 | 0 | 0 | 0 | 0 | 0 | 0 | 0 | 0 | 0 | 0 | 0 | 0 | 0 | 0 | 0 | 0 | 0 | 0 | 0 | 0 | 0 | 0 | 0 | 0 | 0 | 0 | 0 | 0 | 0 | 0 | 0 | 0 | 0 | 0 | 0 | 0 | 0 | 0 | 0 | 0 | 0 | 0 | 0 | 0 | 0 | 0 | 0 | 0 | 0 | 0 | 0 | 0 | 0 | 0 | 0 | 0 | 0 | 0 | 0 | 0 | 0 | 0 | 0 | 0 | 0 | 0 | 0 | 0 | 0 | 0 | 0 | 0 | 0 | 0 | 0 | 0 | 0 | 0 | 0 | 0 | 0 | 0 | 0 | 0 | 0 | 0 | 0 | 0 | 0 | 0 | 0 | 0 | 0 | 0 | 0 | 0 | 0 | 0 | 0 | 0 | 0 | 0 | 0 | 0 | 0 | 0 | 0 | 0 | 0 | 0
TCMSL2 | Powell/ Henderson | 6533729 | TC002SCRNOXXIC | TC2 SCR B CO analyzer has high flow alarm in. TS&R |  | O | [10 empty] | 0 | 0 | 0 | 0 | 0 | 0 | 0 | 0 | 0 | 0 | 0 | 0 | 0 | 0 | 0 | 0 | 0 | 0 | 0 | 0 | 0 | 0 | 0 | 0 | 0 | 0 | 0 | 0 | 0 | 0 | 0 | 0 | 0 | 0 | 0 | 0 | 0 | 0 | 0 | 0 | 0 | 0 | 0 | 0 | 0 | 0 | 0 | 0 | 0 | 0 | 0 | 0 | 0 | 0 | 0 | 0 | 0 | 0 | 0 | 0 | 0 | 0 | 0 | 0 | 0 | 0 | 0 | 0 | 0 | 0 | 0 | 0 | 0 | 0 | 0 | 0 | 0 | 0 | 0 | 0 | 0 | 0 | 0 | 0 | 0 | 0 | 0 | 0 | 0 | 0 | 0 | 0 | 0 | 0 | 0 | 0 | 0 | 0 | 0 | 0 | 0 | 0 | 0 | 0 | 0 | 0 | 0 | 0 | 0 | 0 | 0 | 0 | 0 | 0 | 0 | 0 | 0 | 0 | 0
TCMSL2 | Powell/ Henderson | 6533733 | TC002SCRNOXXIC | TC2 SCR B SO2 analyzer has high flow alarm in. TS&R |  | O | [10 empty] | 0 | 0 | 0 | 0 | 0 | 0 | 0 | 0 | 0 | 0 | 0 | 0 | 0 | 0 | 0 | 0 | 0 | 0 | 0 | 0 | 0 | 0 | 0 | 0 | 0 | 0 | 0 | 0 | 0 | 0 | 0 | 0 | 0 | 0 | 0 | 0 | 0 | 0 | 0 | 0 | 0 | 0 | 0 | 0 | 0 | 0 | 0 | 0 | 0 | 0 | 0 | 0 | 0 | 0 | 0 | 0 | 0 | 0 | 0 | 0 | 0 | 0 | 0 | 0 | 0 | 0 | 0 | 0 | 0 | 0 | 0 | 0 | 0 | 0 | 0 | 0 | 0 | 0 | 0 | 0 | 0 | 0 | 0 | 0 | 0 | 0 | 0 | 0 | 0 | 0 | 0 | 0 | 0 | 0 | 0 | 0 | 0 | 0 | 0 | 0 | 0 | 0 | 0 | 0 | 0 | 0 | 0 | 0 | 0 | 0 | 0 | 0 | 0 | 0 | 0 | 0 | 0 | 0 | 0
TCMSL2 | Powell/ Henderson | 6533734 | TC002SCRNOXXIC | TC2 SCR A NOX inlet analyzer has high pressure alarm in. TS&R |  | O | [10 empty] | 0 | 0 | 0 | 0 | 0 | 0 | 0 | 0 | 0 | 0 | 0 | 0 | 0 | 0 | 0 | 0 | 0 | 0 | 0 | 0 | 0 | 0 | 0 | 0 | 0 | 0 | 0 | 0 | 0 | 0 | 0 | 0 | 0 | 0 | 0 | 0 | 0 | 0 | 0 | 0 | 0 | 0 | 0 | 0 | 0 | 0 | 0 | 0 | 0 | 0 | 0 | 0 | 0 | 0 | 0 | 0 | 0 | 0 | 0 | 0 | 0 | 0 | 0 | 0 | 0 | 0 | 0 | 0 | 0 | 0 | 0 | 0 | 0 | 0 | 0 | 0 | 0 | 0 | 0 | 0 | 0 | 0 | 0 | 0 | 0 | 0 | 0 | 0 | 0 | 0 | 0 | 0 | 0 | 0 | 0 | 0 | 0 | 0 | 0 | 0 | 0 | 0 | 0 | 0 | 0 | 0 | 0 | 0 | 0 | 0 | 0 | 0 | 0 | 0 | 0 | 0 | 0 | 0 | 0
TCMSLENGMECH |  | 6489828 | TC002SCRMODCATALYST | TC2 - Layer 1 Catalyst Changeout - Capital |  | C | [10 empty] | 0 | 0 | 0 | 0 | 0 | 0 | 0 | 0 | 0 | 0 | 0 | 0 | 0 | 0 | 0 | 0 | 0 | 0 | 0 | 0 | 0 | 0 | 0 | 0 | 0 | 0 | 0 | 0 | 0 | 0 | 0 | 0 | 0 | 0 | 0 | 0 | 0 | 0 | 0 | 0 | 0 | 0 | 0 | 0 | 0 | 0 | 0 | 0 | 0 | 0 | 0 | 0 | 0 | 0 | 0 | 0 | 0 | 0 | 0 | 0 | 0 | 0 | 0 | 0 | 0 | 0 | 0 | 0 | 0 | 0 | 0 | 0 | 0 | 0 | 0 | 0 | 0 | 0 | 0 | 0 | 0 | 0 | 0 | 0 | 0 | 0 | 0 | 0 | 0 | 0 | 0 | 0 | 0 | 0 | 0 | 0 | 0 | 0 | 0 | 0 | 0 | 0 | 0 | 0 | 0 | 0 | 0 | 0 | 0 | 0 | 0 | 0 | 0 | 0 | 0 | 0 | 0 | 0 | 0
TCMSLENGMECH |  | 6494218 | TC002SCRMODCATALYST | TC2 SCR Catalyst Cleaning In Situ - Capital |  | C | [10 empty] | 0 | 0 | 0 | 0 | 0 | 0 | 0 | 0 | 0 | 0 | 0 | 0 | 0 | 0 | 0 | 0 | 0 | 0 | 0 | 0 | 0 | 0 | 0 | 0 | 0 | 0 | 0 | 0 | 0 | 0 | 0 | 0 | 0 | 0 | 0 | 0 | 0 | 0 | 0 | 0 | 0 | 0 | 0 | 0 | 0 | 0 | 0 | 0 | 0 | 0 | 0 | 0 | 0 | 0 | 0 | 0 | 0 | 0 | 0 | 0 | 0 | 0 | 0 | 0 | 0 | 0 | 0 | 0 | 0 | 0 | 0 | 0 | 0 | 0 | 0 | 0 | 0 | 0 | 0 | 0 | 0 | 0 | 0 | 0 | 0 | 0 | 0 | 0 | 0 | 0 | 0 | 0 | 0 | 0 | 0 | 0 | 0 | 0 | 0 | 0 | 0 | 0 | 0 | 0 | 0 | 0 | 0 | 0 | 0 | 0 | 0 | 0 | 0 | 0 | 0 | 0 | 0 | 0 | 0
TCMSLENGMECH |  | 6494221 | TC002SCRMODCATALYST | TC2 SCR Catalyst Seals - Capital |  | C | [10 empty] | 0 | 0 | 0 | 0 | 0 | 0 | 0 | 0 | 0 | 0 | 0 | 0 | 0 | 0 | 0 | 0 | 0 | 0 | 0 | 0 | 0 | 0 | 0 | 0 | 0 | 0 | 0 | 0 | 0 | 0 | 0 | 0 | 0 | 0 | 0 | 0 | 0 | 0 | 0 | 0 | 0 | 0 | 0 | 0 | 0 | 0 | 0 | 0 | 0 | 0 | 0 | 0 | 0 | 0 | 0 | 0 | 0 | 0 | 0 | 0 | 0 | 0 | 0 | 0 | 0 | 0 | 0 | 0 | 0 | 0 | 0 | 0 | 0 | 0 | 0 | 0 | 0 | 0 | 0 | 0 | 0 | 0 | 0 | 0 | 0 | 0 | 0 | 0 | 0 | 0 | 0 | 0 | 0 | 0 | 0 | 0 | 0 | 0 | 0 | 0 | 0 | 0 | 0 | 0 | 0 | 0 | 0 | 0 | 0 | 0 | 0 | 0 | 0 | 0 | 0 | 0 | 0 | 0 | 0
TCMSLENGMECH |  | 6489840 | TC002SCRMODXXX | TC2 SCR Tuning Following Layer Changeout |  | O | [10 empty] | 0 | 0 | 0 | 0 | 0 | 0 | 0 | 0 | 0 | 0 | 0 | 0 | 0 | 0 | 0 | 0 | 0 | 0 | 0 | 0 | 0 | 0 | 0 | 0 | 0 | 0 | 0 | 0 | 0 | 0 | 0 | 0 | 0 | 0 | 0 | 0 | 0 | 0 | 0 | 0 | 0 | 0 | 0 | 0 | 0 | 0 | 0 | 0 | 0 | 0 | 0 | 0 | 0 | 0 | 0 | 0 | 0 | 0 | 0 | 0 | 0 | 0 | 0 | 0 | 0 | 0 | 0 | 0 | 0 | 0 | 0 | 0 | 0 | 0 | 0 | 0 | 0 | 0 | 0 | 0 | 0 | 0 | 0 | 0 | 0 | 0 | 0 | 0 | 0 | 0 | 0 | 0 | 0 | 0 | 0 | 0 | 0 | 0 | 0 | 0 | 0 | 0 | 0 | 0 | 0 | 0 | 0 | 0 | 0 | 0 | 0 | 0 | 0 | 0 | 0 | 0 | 0 | 0 | 0
TCBW | Dearman/ Craft | 6511593 | TC002SCRAMMTRANPPG | Bechtel to modify existing Ammonia piping at the storage tank pump skid to elimnate damage to the tr |  | O | [10 empty] | 0 | 0 | 0 | 0 | 0 | 0 | 0 | 0 | 0 | 0 | 0 | 0 | 0 | 0 | 0 | 0 | 0 | 0 | 0 | 0 | 0 | 0 | 0 | 0 | 0 | 0 | 0 | 0 | 0 | 0 | 0 | 0 | 0 | 0 | 0 | 0 | 0 | 0 | 0 | 0 | 0 | 0 | 0 | 0 | 0 | 0 | 0 | 0 | 0 | 0 | 0 | 0 | 0 | 0 | 0 | 0 | 0 | 0 | 0 | 0 | 0 | 0 | 0 | 0 | 0 | 0 | 0 | 0 | 0 | 0 | 0 | 0 | 0 | 0 | 0 | 0 | 0 | 0 | 0 | 0 | 0 | 0 | 0 | 0 | 0 | 0 | 0 | 0 | 0 | 0 | 0 | 0 | 0 | 0 | 0 | 0 | 0 | 0 | 0 | 0 | 0 | 0 | 0 | 0 | 0 | 0 | 0 | 0 | 0 | 0 | 0 | 0 | 0 | 0 | 0 | 0 | 0 | 0 | 0
TCMSL6 | Jensen/ Mills | 6493831 | TC002SCRMODSRUCTURE | TC-2, The "2A" SCR D/P pressure tap location needs to be changed on the September 2013 outage. The t |  | O | [10 empty] | 0 | 0 | 0 | 0 | 0 | 0 | 0 | 0 | 0 | 0 | 0 | 0 | 0 | 0 | 0 | 0 | 0 | 0 | 0 | 0 | 0 | 0 | 0 | 0 | 0 | 0 | 0 | 0 | 0 | 0 | 0 | 0 | 0 | 0 | 0 | 0 | 0 | 0 | 0 | 0 | 0 | 0 | 0 | 0 | 0 | 0 | 0 | 0 | 0 | 0 | 0 | 0 | 0 | 0 | 0 | 0 | 0 | 0 | 0 | 0 | 0 | 0 | 0 | 0 | 0 | 0 | 0 | 0 | 0 | 0 | 0 | 0 | 0 | 0 | 0 | 0 | 0 | 0 | 0 | 0 | 0 | 0 | 0 | 0 | 0 | 0 | 0 | 0 | 0 | 0 | 0 | 0 | 0 | 0 | 0 | 0 | 0 | 0 | 0 | 0 | 0 | 0 | 0 | 0 | 0 | 0 | 0 | 0 | 0 | 0 | 0 | 0 | 0 | 0 | 0 | 0 | 0 | 0 | 0
|  |  | TC002SD- SUMPS AND DRAINS | [13 empty] | 0 | 0 | 0 | 0 | 0 | 0 | 0 | 0 | 0 | 0 | 0 | 0 | 0 | 0 | 0 | 0 | 0 | 0 | 0 | 0 | 0 | 0 | 0 | 0 | 0 | 0 | 0 | 0 | 0 | 0 | 0 | 0 | 0 | 0 | 0 | 0 | 0 | 0 | 0 | 0 | 0 | 0 | 0 | 0 | 0 | 0 | 0 | 0 | 0 | 0 | 0 | 0 | 0 | 0 | 0 | 0 | 0 | 0 | 0 | 0 | 0 | 0 | 0 | 0 | 0 | 0 | 0 | 0 | 0 | 0 | 0 | 0 | 0 | 0 | 0 | 0 | 0 | 0 | 0 | 0 | 0 | 0 | 0 | 0 | 0 | 0 | 0 | 0 | 0 | 0 | 0 | 0 | 0 | 0 | 0 | 0 | 0 | 0 | 0 | 0 | 0 | 0 | 0 | 0 | 0 | 0 | 0 | 0 | 0 | 0 | 0 | 0 | 0 | 0 | 0 | 0 | 0 | 0 | 0
TCMSL6 | Jensen/ Mills | 6483873 | TC002SD-SMP-OILWTSPTNK | Work with Thompson on cleaning out the oil water separator on unit 2 |  | O | [10 empty] | 0 | 0 | 0 | 0 | 0 | 0 | 0 | 0 | 0 | 0 | 0 | 0 | 0 | 0 | 0 | 0 | 0 | 0 | 0 | 0 | 0 | 0 | 0 | 0 | 0 | 0 | 0 | 0 | 0 | 0 | 0 | 0 | 0 | 0 | 0 | 0 | 0 | 0 | 0 | 0 | 0 | 0 | 0 | 0 | 0 | 0 | 0 | 0 | 0 | 0 | 0 | 0 | 0 | 0 | 0 | 0 | 0 | 0 | 0 | 0 | 0 | 0 | 0 | 0 | 0 | 0 | 0 | 0 | 0 | 0 | 0 | 0 | 0 | 0 | 0 | 0 | 0 | 0 | 0 | 0 | 0 | 0 | 0 | 0 | 0 | 0 | 0 | 0 | 0 | 0 | 0 | 0 | 0 | 0 | 0 | 0 | 0 | 0 | 0 | 0 | 0 | 0 | 0 | 0 | 0 | 0 | 0 | 0 | 0 | 0 | 0 | 0 | 0 | 0 | 0 | 0 | 0 | 0 | 0
|  |  | TC002SDR- SDRS SCRUBBER | [13 empty] | 0 | 0 | 0 | 0 | 0 | 0 | 0 | 0 | 0 | 0 | 0 | 0 | 0 | 0 | 0 | 0 | 0 | 0 | 0 | 0 | 0 | 0 | 0 | 0 | 0 | 0 | 0 | 0 | 0 | 0 | 0 | 0 | 0 | 0 | 0 | 0 | 0 | 0 | 0 | 0 | 0 | 0 | 0 | 0 | 0 | 0 | 0 | 0 | 0 | 0 | 0 | 0 | 0 | 0 | 0 | 0 | 0 | 0 | 0 | 0 | 0 | 0 | 0 | 0 | 0 | 0 | 0 | 0 | 0 | 0 | 0 | 0 | 0 | 0 | 0 | 0 | 0 | 0 | 0 | 0 | 0 | 0 | 0 | 0 | 0 | 0 | 0 | 0 | 0 | 0 | 0 | 0 | 0 | 0 | 0 | 0 | 0 | 0 | 0 | 0 | 0 | 0 | 0 | 0 | 0 | 0 | 0 | 0 | 0 | 0 | 0 | 0 | 0 | 0 | 0 | 0 | 0 | 0 | 0
Budget |  |  |  | FGD Reactant Tank Cleanout/Inspect, Nozzle repairs (incr. $75K) |  | O | 75000 | [9 empty] | 0 | 0 | 0 | 0 | 0 | 0 | 0 | 0 | 0 | 0 | 0 | 0 | 0 | 0 | 0 | 0 | 0 | 0 | 0 | 0 | 0 | 0 | 0 | 0 | 0 | 0 | 0 | 0 | 0 | 0 | 0 | 0 | 0 | 0 | 0 | 0 | 0 | 0 | 0 | 0 | 0 | 0 | 0 | 0 | 0 | 0 | 0 | 0 | 0 | 0 | 0 | 0 | 0 | 0 | 0 | 0 | 0 | 0 | 0 | 0 | 0 | 0 | 0 | 0 | 0 | 0 | 0 | 0 | 0 | 0 | 0 | 0 | 0 | 0 | 0 | 0 | 0 | 0 | 0 | 0 | 0 | 0 | 0 | 0 | 0 | 0 | 0 | 0 | 0 | 0 | 0 | 0 | 0 | 0 | 0 | 0 | 0 | 0 | 0 | 0 | 0 | 0 | 0 | 0 | 0 | 0 | 0 | 0 | 0 | 0 | 0 | 0 | 0 | 0 | 0 | 0 | 0 | 0 | 0
Budget |  |  |  | Chimney flue gutters inspection |  | O | 30000 | [9 empty] | 0 | 0 | 0 | 0 | 0 | 0 | 0 | 0 | 0 | 0 | 0 | 0 | 0 | 0 | 0 | 0 | 0 | 0 | 0 | 0 | 0 | 0 | 0 | 0 | 0 | 0 | 0 | 0 | 0 | 0 | 0 | 0 | 0 | 0 | 0 | 0 | 0 | 0 | 0 | 0 | 0 | 0 | 0 | 0 | 0 | 0 | 0 | 0 | 0 | 0 | 0 | 0 | 0 | 0 | 0 | 0 | 0 | 0 | 0 | 0 | 0 | 0 | 0 | 0 | 0 | 0 | 0 | 0 | 0 | 0 | 0 | 0 | 0 | 0 | 0 | 0 | 0 | 0 | 0 | 0 | 0 | 0 | 0 | 0 | 0 | 0 | 0 | 0 | 0 | 0 | 0 | 0 | 0 | 0 | 0 | 0 | 0 | 0 | 0 | 0 | 0 | 0 | 0 | 0 | 0 | 0 | 0 | 0 | 0 | 0 | 0 | 0 | 0 | 0 | 0 | 0 | 0 | 0 | 0
Budget |  |  |  | Repair Reaction Tank Agitater Blades |  | O | 100000 | [9 empty] | 0 | 0 | 0 | 0 | 0 | 0 | 0 | 0 | 0 | 0 | 0 | 0 | 0 | 0 | 0 | 0 | 0 | 0 | 0 | 0 | 0 | 0 | 0 | 0 | 0 | 0 | 0 | 0 | 0 | 0 | 0 | 0 | 0 | 0 | 0 | 0 | 0 | 0 | 0 | 0 | 0 | 0 | 0 | 0 | 0 | 0 | 0 | 0 | 0 | 0 | 0 | 0 | 0 | 0 | 0 | 0 | 0 | 0 | 0 | 0 | 0 | 0 | 0 | 0 | 0 | 0 | 0 | 0 | 0 | 0 | 0 | 0 | 0 | 0 | 0 | 0 | 0 | 0 | 0 | 0 | 0 | 0 | 0 | 0 | 0 | 0 | 0 | 0 | 0 | 0 | 0 | 0 | 0 | 0 | 0 | 0 | 0 | 0 | 0 | 0 | 0 | 0 | 0 | 0 | 0 | 0 | 0 | 0 | 0 | 0 | 0 | 0 | 0 | 0 | 0 | 0 | 0 | 0 | 0
TCMSL2 | Powell/ Henderson | 6530241 | TC002SDRFXE2A-BLWRMTR | Change oil in the 2A & 2B Oxidation Air Compressor motors. GST 32 |  | O |  | 200 | [8 empty] | 0 | 0 | 0 | 0 | 0 | 0 | 0 | 0 | 0 | 0 | 0 | 0 | 0 | 0 | 0 | 0 | 0 | 0 | 0 | 0 | 0 | 0 | 0 | 0 | 0 | 0 | 0 | 0 | 0 | 0 | 0 | 0 | 0 | 0 | 0 | 0 | 0 | 0 | 0 | 0 | 0 | 0 | 0 | 0 | 0 | 0 | 0 | 0 | 0 | 0 | 0 | 0 | 0 | 0 | 0 | 0 | 0 | 0 | 0 | 0 | 0 | 0 | 0 | 0 | 0 | 0 | 0 | 0 | 0 | 0 | 0 | 0 | 0 | 0 | 0 | 0 | 0 | 0 | 0 | 0 | 0 | 0 | 0 | 0 | 0 | 0 | 0 | 0 | 0 | 0 | 0 | 0 | 0 | 0 | 0 | 0 | 0 | 0 | 0 | 0 | 0 | 0 | 0 | 0 | 0 | 0 | 0 | 0 | 0 | 0 | 0 | 0 | 0 | 0 | 0 | 0 | 0 | 0 | 0
TCMSL2 | Powell/ Henderson | 6530237 | TC002SDRREC2A-PMPMTR | Change oil in all 6 TC2 Recycle pump motors. GST 46 |  | O |  | 1200 | [8 empty] | 0 | 0 | 0 | 0 | 0 | 0 | 0 | 0 | 0 | 0 | 0 | 0 | 0 | 0 | 0 | 0 | 0 | 0 | 0 | 0 | 0 | 0 | 0 | 0 | 0 | 0 | 0 | 0 | 0 | 0 | 0 | 0 | 0 | 0 | 0 | 0 | 0 | 0 | 0 | 0 | 0 | 0 | 0 | 0 | 0 | 0 | 0 | 0 | 0 | 0 | 0 | 0 | 0 | 0 | 0 | 0 | 0 | 0 | 0 | 0 | 0 | 0 | 0 | 0 | 0 | 0 | 0 | 0 | 0 | 0 | 0 | 0 | 0 | 0 | 0 | 0 | 0 | 0 | 0 | 0 | 0 | 0 | 0 | 0 | 0 | 0 | 0 | 0 | 0 | 0 | 0 | 0 | 0 | 0 | 0 | 0 | 0 | 0 | 0 | 0 | 0 | 0 | 0 | 0 | 0 | 0 | 0 | 0 | 0 | 0 | 0 | 0 | 0 | 0 | 0 | 0 | 0 | 0 | 0
TCMSL6 | Jensen/ Mills | 6497684 | TC002SDRDEMNOZZLES | Please check Operation and change nozzles as needed on the following Mist Eliminator bottom zones. |  | O | [10 empty] | 0 | 0 | 0 | 0 | 0 | 0 | 0 | 0 | 0 | 0 | 0 | 0 | 0 | 0 | 0 | 0 | 0 | 0 | 0 | 0 | 0 | 0 | 0 | 0 | 0 | 0 | 0 | 0 | 0 | 0 | 0 | 0 | 0 | 0 | 0 | 0 | 0 | 0 | 0 | 0 | 0 | 0 | 0 | 0 | 0 | 0 | 0 | 0 | 0 | 0 | 0 | 0 | 0 | 0 | 0 | 0 | 0 | 0 | 0 | 0 | 0 | 0 | 0 | 0 | 0 | 0 | 0 | 0 | 0 | 0 | 0 | 0 | 0 | 0 | 0 | 0 | 0 | 0 | 0 | 0 | 0 | 0 | 0 | 0 | 0 | 0 | 0 | 0 | 0 | 0 | 0 | 0 | 0 | 0 | 0 | 0 | 0 | 0 | 0 | 0 | 0 | 0 | 0 | 0 | 0 | 0 | 0 | 0 | 0 | 0 | 0 | 0 | 0 | 0 | 0 | 0 | 0 | 0 | 0
TCMSL6 | Jensen/ Mills | 6494025 | TC002SDRREC2D-PMPGB | 2D Recycle Pump is leaking oil, from the north side of the gear box around the pump shaft. |  | O | [10 empty] | 0 | 0 | 0 | 0 | 0 | 0 | 0 | 0 | 0 | 0 | 0 | 0 | 0 | 0 | 0 | 0 | 0 | 0 | 0 | 0 | 0 | 0 | 0 | 0 | 0 | 0 | 0 | 0 | 0 | 0 | 0 | 0 | 0 | 0 | 0 | 0 | 0 | 0 | 0 | 0 | 0 | 0 | 0 | 0 | 0 | 0 | 0 | 0 | 0 | 0 | 0 | 0 | 0 | 0 | 0 | 0 | 0 | 0 | 0 | 0 | 0 | 0 | 0 | 0 | 0 | 0 | 0 | 0 | 0 | 0 | 0 | 0 | 0 | 0 | 0 | 0 | 0 | 0 | 0 | 0 | 0 | 0 | 0 | 0 | 0 | 0 | 0 | 0 | 0 | 0 | 0 | 0 | 0 | 0 | 0 | 0 | 0 | 0 | 0 | 0 | 0 | 0 | 0 | 0 | 0 | 0 | 0 | 0 | 0 | 0 | 0 | 0 | 0 | 0 | 0 | 0 | 0 | 0 | 0
TCMSL6 | Jensen/ Mills | 6533908 | TC002SDRRECXXX | Add back-up line for the Recycle pump mechanical seal water line. |  | O |  | 1000 | [8 empty] | 0 | 0 | 0 | 0 | 0 | 0 | 0 | 0 | 0 | 0 | 0 | 0 | 0 | 0 | 0 | 0 | 0 | 0 | 0 | 0 | 0 | 0 | 0 | 0 | 0 | 0 | 0 | 0 | 0 | 0 | 0 | 0 | 0 | 0 | 0 | 0 | 0 | 0 | 0 | 0 | 0 | 0 | 0 | 0 | 0 | 0 | 0 | 0 | 0 | 0 | 0 | 0 | 0 | 0 | 0 | 0 | 0 | 0 | 0 | 0 | 0 | 0 | 0 | 0 | 0 | 0 | 0 | 0 | 0 | 0 | 0 | 0 | 0 | 0 | 0 | 0 | 0 | 0 | 0 | 0 | 0 | 0 | 0 | 0 | 0 | 0 | 0 | 0 | 0 | 0 | 0 | 0 | 0 | 0 | 0 | 0 | 0 | 0 | 0 | 0 | 0 | 0 | 0 | 0 | 0 | 0 | 0 | 0 | 0 | 0 | 0 | 0 | 0 | 0 | 0 | 0 | 0 | 0 | 0
TCMSLENGCIVL | Phelps | 6504192 | TC002SDRBLDPPG | extend TC2 gypsum line to the west ~500'-700' in gypsum storage pond |  | O | 0 | 47000 | [8 empty] | 0 | 0 | 0 | 0 | 0 | 0 | 0 | 0 | 0 | 0 | 0 | 0 | 0 | 0 | 0 | 0 | 0 | 0 | 0 | 0 | 0 | 0 | 0 | 0 | 0 | 0 | 0 | 0 | 0 | 0 | 0 | 0 | 0 | 0 | 0 | 0 | 0 | 0 | 0 | 0 | 0 | 0 | 0 | 0 | 0 | 0 | 0 | 0 | 0 | 0 | 0 | 0 | 0 | 0 | 0 | 0 | 0 | 0 | 0 | 0 | 0 | 0 | 0 | 0 | 0 | 0 | 0 | 0 | 0 | 0 | 0 | 0 | 0 | 0 | 0 | 0 | 0 | 0 | 0 | 0 | 0 | 0 | 0 | 0 | 0 | 0 | 0 | 0 | 0 | 0 | 0 | 0 | 0 | 0 | 0 | 0 | 0 | 0 | 0 | 0 | 0 | 0 | 0 | 0 | 0 | 0 | 0 | 0 | 0 | 0 | 0 | 0 | 0 | 0 | 0 | 0 | 0 | 0 | 0
TCMSLENGCIVL | Phelps | 6533908 | TC002SDRRECXXX | Add back-up line for the Recycle pump mechanical seal water line. |  | O | [10 empty] | 0 | 0 | 0 | 0 | 0 | 0 | 0 | 0 | 0 | 0 | 0 | 0 | 0 | 0 | 0 | 0 | 0 | 0 | 0 | 0 | 0 | 0 | 0 | 0 | 0 | 0 | 0 | 0 | 0 | 0 | 0 | 0 | 0 | 0 | 0 | 0 | 0 | 0 | 0 | 0 | 0 | 0 | 0 | 0 | 0 | 0 | 0 | 0 | 0 | 0 | 0 | 0 | 0 | 0 | 0 | 0 | 0 | 0 | 0 | 0 | 0 | 0 | 0 | 0 | 0 | 0 | 0 | 0 | 0 | 0 | 0 | 0 | 0 | 0 | 0 | 0 | 0 | 0 | 0 | 0 | 0 | 0 | 0 | 0 | 0 | 0 | 0 | 0 | 0 | 0 | 0 | 0 | 0 | 0 | 0 | 0 | 0 | 0 | 0 | 0 | 0 | 0 | 0 | 0 | 0 | 0 | 0 | 0 | 0 | 0 | 0 | 0 | 0 | 0 | 0 | 0 | 0 | 0 | 0
TCMSLENG | Moore | 6327090 | TC002SDRTNKXIC | Install full range level indication on unit 2 reaction tank. Provide tank connection/reference point |  | O | [10 empty] | 0 | 0 | 0 | 0 | 0 | 0 | 0 | 0 | 0 | 0 | 0 | 0 | 0 | 0 | 0 | 0 | 0 | 0 | 0 | 0 | 0 | 0 | 0 | 0 | 0 | 0 | 0 | 0 | 0 | 0 | 0 | 0 | 0 | 0 | 0 | 0 | 0 | 0 | 0 | 0 | 0 | 0 | 0 | 0 | 0 | 0 | 0 | 0 | 0 | 0 | 0 | 0 | 0 | 0 | 0 | 0 | 0 | 0 | 0 | 0 | 0 | 0 | 0 | 0 | 0 | 0 | 0 | 0 | 0 | 0 | 0 | 0 | 0 | 0 | 0 | 0 | 0 | 0 | 0 | 0 | 0 | 0 | 0 | 0 | 0 | 0 | 0 | 0 | 0 | 0 | 0 | 0 | 0 | 0 | 0 | 0 | 0 | 0 | 0 | 0 | 0 | 0 | 0 | 0 | 0 | 0 | 0 | 0 | 0 | 0 | 0 | 0 | 0 | 0 | 0 | 0 | 0 | 0 | 0
|  |  | TC002STB- STRUCTURES & BUILDINGS | [13 empty] | 0 | 0 | 0 | 0 | 0 | 0 | 0 | 0 | 0 | 0 | 0 | 0 | 0 | 0 | 0 | 0 | 0 | 0 | 0 | 0 | 0 | 0 | 0 | 0 | 0 | 0 | 0 | 0 | 0 | 0 | 0 | 0 | 0 | 0 | 0 | 0 | 0 | 0 | 0 | 0 | 0 | 0 | 0 | 0 | 0 | 0 | 0 | 0 | 0 | 0 | 0 | 0 | 0 | 0 | 0 | 0 | 0 | 0 | 0 | 0 | 0 | 0 | 0 | 0 | 0 | 0 | 0 | 0 | 0 | 0 | 0 | 0 | 0 | 0 | 0 | 0 | 0 | 0 | 0 | 0 | 0 | 0 | 0 | 0 | 0 | 0 | 0 | 0 | 0 | 0 | 0 | 0 | 0 | 0 | 0 | 0 | 0 | 0 | 0 | 0 | 0 | 0 | 0 | 0 | 0 | 0 | 0 | 0 | 0 | 0 | 0 | 0 | 0 | 0 | 0 | 0 | 0 | 0 | 0
TCMSL2 | Powell/ Henderson | 6532295 | TC002STBHT-XXX | TC2 cooling tower pump heat trace panel 2CTEHB1 ckt #6 fault alarm is in. located on pump platform. |  | O |  | 200 | [8 empty] | 0 | 0 | 0 | 0 | 0 | 0 | 0 | 0 | 0 | 0 | 0 | 0 | 0 | 0 | 0 | 0 | 0 | 0 | 0 | 0 | 0 | 0 | 0 | 0 | 0 | 0 | 0 | 0 | 0 | 0 | 0 | 0 | 0 | 0 | 0 | 0 | 0 | 0 | 0 | 0 | 0 | 0 | 0 | 0 | 0 | 0 | 0 | 0 | 0 | 0 | 0 | 0 | 0 | 0 | 0 | 0 | 0 | 0 | 0 | 0 | 0 | 0 | 0 | 0 | 0 | 0 | 0 | 0 | 0 | 0 | 0 | 0 | 0 | 0 | 0 | 0 | 0 | 0 | 0 | 0 | 0 | 0 | 0 | 0 | 0 | 0 | 0 | 0 | 0 | 0 | 0 | 0 | 0 | 0 | 0 | 0 | 0 | 0 | 0 | 0 | 0 | 0 | 0 | 0 | 0 | 0 | 0 | 0 | 0 | 0 | 0 | 0 | 0 | 0 | 0 | 0 | 0 | 0 | 0
|  |  | TC002SW- SERVICE WATER | [13 empty] | 0 | 0 | 0 | 0 | 0 | 0 | 0 | 0 | 0 | 0 | 0 | 0 | 0 | 0 | 0 | 0 | 0 | 0 | 0 | 0 | 0 | 0 | 0 | 0 | 0 | 0 | 0 | 0 | 0 | 0 | 0 | 0 | 0 | 0 | 0 | 0 | 0 | 0 | 0 | 0 | 0 | 0 | 0 | 0 | 0 | 0 | 0 | 0 | 0 | 0 | 0 | 0 | 0 | 0 | 0 | 0 | 0 | 0 | 0 | 0 | 0 | 0 | 0 | 0 | 0 | 0 | 0 | 0 | 0 | 0 | 0 | 0 | 0 | 0 | 0 | 0 | 0 | 0 | 0 | 0 | 0 | 0 | 0 | 0 | 0 | 0 | 0 | 0 | 0 | 0 | 0 | 0 | 0 | 0 | 0 | 0 | 0 | 0 | 0 | 0 | 0 | 0 | 0 | 0 | 0 | 0 | 0 | 0 | 0 | 0 | 0 | 0 | 0 | 0 | 0 | 0 | 0 | 0 | 0
|  |  | TC002TA- TURBINE & AUXILIARIES | [13 empty] | 0 | 0 | 0 | 0 | 0 | 0 | 0 | 0 | 0 | 0 | 0 | 0 | 0 | 0 | 0 | 0 | 0 | 0 | 0 | 0 | 0 | 0 | 0 | 0 | 0 | 0 | 0 | 0 | 0 | 0 | 0 | 0 | 0 | 0 | 0 | 0 | 0 | 0 | 0 | 0 | 0 | 0 | 0 | 0 | 0 | 0 | 0 | 0 | 0 | 0 | 0 | 0 | 0 | 0 | 0 | 0 | 0 | 0 | 0 | 0 | 0 | 0 | 0 | 0 | 0 | 0 | 0 | 0 | 0 | 0 | 0 | 0 | 0 | 0 | 0 | 0 | 0 | 0 | 0 | 0 | 0 | 0 | 0 | 0 | 0 | 0 | 0 | 0 | 0 | 0 | 0 | 0 | 0 | 0 | 0 | 0 | 0 | 0 | 0 | 0 | 0 | 0 | 0 | 0 | 0 | 0 | 0 | 0 | 0 | 0 | 0 | 0 | 0 | 0 | 0 | 0 | 0 | 0 | 0
Budget |  |  |  | Main Turbine LP Blade Inspect |  | O | 60000 | [9 empty] | 0 | 0 | 0 | 0 | 0 | 0 | 0 | 0 | 0 | 0 | 0 | 0 | 0 | 0 | 0 | 0 | 0 | 0 | 0 | 0 | 0 | 0 | 0 | 0 | 0 | 0 | 0 | 0 | 0 | 0 | 0 | 0 | 0 | 0 | 0 | 0 | 0 | 0 | 0 | 0 | 0 | 0 | 0 | 0 | 0 | 0 | 0 | 0 | 0 | 0 | 0 | 0 | 0 | 0 | 0 | 0 | 0 | 0 | 0 | 0 | 0 | 0 | 0 | 0 | 0 | 0 | 0 | 0 | 0 | 0 | 0 | 0 | 0 | 0 | 0 | 0 | 0 | 0 | 0 | 0 | 0 | 0 | 0 | 0 | 0 | 0 | 0 | 0 | 0 | 0 | 0 | 0 | 0 | 0 | 0 | 0 | 0 | 0 | 0 | 0 | 0 | 0 | 0 | 0 | 0 | 0 | 0 | 0 | 0 | 0 | 0 | 0 | 0 | 0 | 0 | 0 | 0 | 0 | 0
Budget |  |  |  | Turbine Extraction Steam Check Valves Overhaul |  | O | 30000 | [9 empty] | 0 | 0 | 0 | 0 | 0 | 0 | 0 | 0 | 0 | 0 | 0 | 0 | 0 | 0 | 0 | 0 | 0 | 0 | 0 | 0 | 0 | 0 | 0 | 0 | 0 | 0 | 0 | 0 | 0 | 0 | 0 | 0 | 0 | 0 | 0 | 0 | 0 | 0 | 0 | 0 | 0 | 0 | 0 | 0 | 0 | 0 | 0 | 0 | 0 | 0 | 0 | 0 | 0 | 0 | 0 | 0 | 0 | 0 | 0 | 0 | 0 | 0 | 0 | 0 | 0 | 0 | 0 | 0 | 0 | 0 | 0 | 0 | 0 | 0 | 0 | 0 | 0 | 0 | 0 | 0 | 0 | 0 | 0 | 0 | 0 | 0 | 0 | 0 | 0 | 0 | 0 | 0 | 0 | 0 | 0 | 0 | 0 | 0 | 0 | 0 | 0 | 0 | 0 | 0 | 0 | 0 | 0 | 0 | 0 | 0 | 0 | 0 | 0 | 0 | 0 | 0 | 0 | 0 | 0
TCMSLENGMECH | Ball |  |  | TC2 HMI update- Turbine Controls |  | C |  |  |  |  | 58571 | [5 empty] | 0 | 0 | 0 | 0 | 0 | 0 | 0 | 0 | 0 | 0 | 0 | 0 | 0 | 0 | 0 | 0 | 0 | 0 | 0 | 0 | 0 | 0 | 0 | 0 | 0 | 0 | 0 | 0 | 0 | 0 | 0 | 0 | 0 | 0 | 0 | 0 | 0 | 0 | 0 | 0 | 0 | 0 | 0 | 0 | 0 | 0 | 0 | 0 | 0 | 0 | 0 | 0 | 0 | 0 | 0 | 0 | 0 | 0 | 0 | 0 | 0 | 0 | 0 | 0 | 0 | 0 | 0 | 0 | 0 | 0 | 0 | 0 | 0 | 0 | 0 | 0 | 0 | 0 | 0 | 0 | 0 | 0 | 0 | 0 | 0 | 0 | 0 | 0 | 0 | 0 | 0 | 0 | 0 | 0 | 0 | 0 | 0 | 0 | 0 | 0 | 0 | 0 | 0 | 0 | 0 | 0 | 0 | 0 | 0 | 0 | 0 | 0 | 0 | 0 | 0 | 0 | 0 | 0 | 0
CMMRS1 | Noonan/ Jones | 6475510 | TC002TA-TURXXX | TC2 Turbine/ Generator- #11 bearing. It appears that the right side horizontal joint is slightly |  | O |  | 5000 | [6 empty] | 2014-04-30 | 2014-05-02 | 0 | 0 | 0 | 0 | 0 | 0 | 0 | 0 | 0 | 0 | 0 | 0 | 0 | 0 | 0 | 0 | 0 | 0 | 0 | 0 | 0 | 0 | 0 | 0 | 0 | 0 | 0 | 0 | 0 | 0 | 0 | 0 | 0 | 0 | 0 | 0 | 0 | 0 | 0 | 0 | 0 | 0 | 0 | 0 | 0 | 0 | 0 | 0 | 0 | 0 | 0 | 0 | 0 | 0 | 0 | 0 | 0 | 0 | 0 | 0 | 0 | 0 | 0 | 0 | 0 | 0 | 0 | 0 | 0 | 0 | 0 | 0 | 0 | 0 | 0 | 0 | 0 | 0 | 0 | 0 | 0 | 0 | 0 | 0 | 0 | 0 | 0 | 0 | 1 | 1 | 1 | 0 | 0 | 0 | 0 | 0 | 0 | 0 | 0 | 0 | 0 | 0 | 0 | 0 | 0 | 0 | 0 | 0 | 0 | 0 | 0 | 0 | 0 | 0 | 0 | 0 | 0 | 0 | 0
TCBW | Dearman/ Craft | 6473483 | TC002TA-HP-VLVXXX | 2-TDR-V022 Isolation valve is leaking at the body gasket. Replace the valve. |  | O | [10 empty] | 0 | 0 | 0 | 0 | 0 | 0 | 0 | 0 | 0 | 0 | 0 | 0 | 0 | 0 | 0 | 0 | 0 | 0 | 0 | 0 | 0 | 0 | 0 | 0 | 0 | 0 | 0 | 0 | 0 | 0 | 0 | 0 | 0 | 0 | 0 | 0 | 0 | 0 | 0 | 0 | 0 | 0 | 0 | 0 | 0 | 0 | 0 | 0 | 0 | 0 | 0 | 0 | 0 | 0 | 0 | 0 | 0 | 0 | 0 | 0 | 0 | 0 | 0 | 0 | 0 | 0 | 0 | 0 | 0 | 0 | 0 | 0 | 0 | 0 | 0 | 0 | 0 | 0 | 0 | 0 | 0 | 0 | 0 | 0 | 0 | 0 | 0 | 0 | 0 | 0 | 0 | 0 | 0 | 0 | 0 | 0 | 0 | 0 | 0 | 0 | 0 | 0 | 0 | 0 | 0 | 0 | 0 | 0 | 0 | 0 | 0 | 0 | 0 | 0 | 0 | 0 | 0 | 0 | 0
TCMC | Bullock | 6501962 | TC002TA-LO-2A-CLR | 2A (East) Turbine Oil Cooler should be pulled and sent off site to be cleaned. 3/4" Square Stock Gas |  | O | [10 empty] | 0 | 0 | 0 | 0 | 0 | 0 | 0 | 0 | 0 | 0 | 0 | 0 | 0 | 0 | 0 | 0 | 0 | 0 | 0 | 0 | 0 | 0 | 0 | 0 | 0 | 0 | 0 | 0 | 0 | 0 | 0 | 0 | 0 | 0 | 0 | 0 | 0 | 0 | 0 | 0 | 0 | 0 | 0 | 0 | 0 | 0 | 0 | 0 | 0 | 0 | 0 | 0 | 0 | 0 | 0 | 0 | 0 | 0 | 0 | 0 | 0 | 0 | 0 | 0 | 0 | 0 | 0 | 0 | 0 | 0 | 0 | 0 | 0 | 0 | 0 | 0 | 0 | 0 | 0 | 0 | 0 | 0 | 0 | 0 | 0 | 0 | 0 | 0 | 0 | 0 | 0 | 0 | 0 | 0 | 0 | 0 | 0 | 0 | 0 | 0 | 0 | 0 | 0 | 0 | 0 | 0 | 0 | 0 | 0 | 0 | 0 | 0 | 0 | 0 | 0 | 0 | 0 | 0 | 0
TCMSL2 | Powell/ Henderson | 6473465 | TC002TA-MST2A-CV002A | Install servo manifolds for TC2 turbine valves after modications to them are made. |  | O | [10 empty] | 0 | 0 | 0 | 0 | 0 | 0 | 0 | 0 | 0 | 0 | 0 | 0 | 0 | 0 | 0 | 0 | 0 | 0 | 0 | 0 | 0 | 0 | 0 | 0 | 0 | 0 | 0 | 0 | 0 | 0 | 0 | 0 | 0 | 0 | 0 | 0 | 0 | 0 | 0 | 0 | 0 | 0 | 0 | 0 | 0 | 0 | 0 | 0 | 0 | 0 | 0 | 0 | 0 | 0 | 0 | 0 | 0 | 0 | 0 | 0 | 0 | 0 | 0 | 0 | 0 | 0 | 0 | 0 | 0 | 0 | 0 | 0 | 0 | 0 | 0 | 0 | 0 | 0 | 0 | 0 | 0 | 0 | 0 | 0 | 0 | 0 | 0 | 0 | 0 | 0 | 0 | 0 | 0 | 0 | 0 | 0 | 0 | 0 | 0 | 0 | 0 | 0 | 0 | 0 | 0 | 0 | 0 | 0 | 0 | 0 | 0 | 0 | 0 | 0 | 0 | 0 | 0 | 0 | 0
TCMSL2 | Powell/ Henderson | 6414676 | TC002TA-TSIXXX | When TC2 came offline the turning gear did not engage. When we investigated we found that the rotor |  | O | [10 empty] | 0 | 0 | 0 | 0 | 0 | 0 | 0 | 0 | 0 | 0 | 0 | 0 | 0 | 0 | 0 | 0 | 0 | 0 | 0 | 0 | 0 | 0 | 0 | 0 | 0 | 0 | 0 | 0 | 0 | 0 | 0 | 0 | 0 | 0 | 0 | 0 | 0 | 0 | 0 | 0 | 0 | 0 | 0 | 0 | 0 | 0 | 0 | 0 | 0 | 0 | 0 | 0 | 0 | 0 | 0 | 0 | 0 | 0 | 0 | 0 | 0 | 0 | 0 | 0 | 0 | 0 | 0 | 0 | 0 | 0 | 0 | 0 | 0 | 0 | 0 | 0 | 0 | 0 | 0 | 0 | 0 | 0 | 0 | 0 | 0 | 0 | 0 | 0 | 0 | 0 | 0 | 0 | 0 | 0 | 0 | 0 | 0 | 0 | 0 | 0 | 0 | 0 | 0 | 0 | 0 | 0 | 0 | 0 | 0 | 0 | 0 | 0 | 0 | 0 | 0 | 0 | 0 | 0 | 0
TCMSL2 | Powell/ Henderson | 6466288 | TC002TA-TSIXIC | TC2 Turbine Cap vibration 11Y is reading erratically |  | O |  | 1377 | [8 empty] | 0 | 0 | 0 | 0 | 0 | 0 | 0 | 0 | 0 | 0 | 0 | 0 | 0 | 0 | 0 | 0 | 0 | 0 | 0 | 0 | 0 | 0 | 0 | 0 | 0 | 0 | 0 | 0 | 0 | 0 | 0 | 0 | 0 | 0 | 0 | 0 | 0 | 0 | 0 | 0 | 0 | 0 | 0 | 0 | 0 | 0 | 0 | 0 | 0 | 0 | 0 | 0 | 0 | 0 | 0 | 0 | 0 | 0 | 0 | 0 | 0 | 0 | 0 | 0 | 0 | 0 | 0 | 0 | 0 | 0 | 0 | 0 | 0 | 0 | 0 | 0 | 0 | 0 | 0 | 0 | 0 | 0 | 0 | 0 | 0 | 0 | 0 | 0 | 0 | 0 | 0 | 0 | 0 | 0 | 0 | 0 | 0 | 0 | 0 | 0 | 0 | 0 | 0 | 0 | 0 | 0 | 0 | 0 | 0 | 0 | 0 | 0 | 0 | 0 | 0 | 0 | 0 | 0 | 0
TCMSL2 | Powell/ Henderson | 6535545 | TC002TA-CONXIC | LP Condenser Shell Pressure Measurement Instrument ID 2CDPT010A ¿ Bad Output and higher than exp |  | O | [10 empty] | 0 | 0 | 0 | 0 | 0 | 0 | 0 | 0 | 0 | 0 | 0 | 0 | 0 | 0 | 0 | 0 | 0 | 0 | 0 | 0 | 0 | 0 | 0 | 0 | 0 | 0 | 0 | 0 | 0 | 0 | 0 | 0 | 0 | 0 | 0 | 0 | 0 | 0 | 0 | 0 | 0 | 0 | 0 | 0 | 0 | 0 | 0 | 0 | 0 | 0 | 0 | 0 | 0 | 0 | 0 | 0 | 0 | 0 | 0 | 0 | 0 | 0 | 0 | 0 | 0 | 0 | 0 | 0 | 0 | 0 | 0 | 0 | 0 | 0 | 0 | 0 | 0 | 0 | 0 | 0 | 0 | 0 | 0 | 0 | 0 | 0 | 0 | 0 | 0 | 0 | 0 | 0 | 0 | 0 | 0 | 0 | 0 | 0 | 0 | 0 | 0 | 0 | 0 | 0 | 0 | 0 | 0 | 0 | 0 | 0 | 0 | 0 | 0 | 0 | 0 | 0 | 0 | 0 | 0
TCMSL6 | Jensen/ Mills | 6484252 | TC002TA-CRHXXX | there is water leaking out around insulation of 2A reheat/inter vlv. T/R |  | O | [10 empty] | 0 | 0 | 0 | 0 | 0 | 0 | 0 | 0 | 0 | 0 | 0 | 0 | 0 | 0 | 0 | 0 | 0 | 0 | 0 | 0 | 0 | 0 | 0 | 0 | 0 | 0 | 0 | 0 | 0 | 0 | 0 | 0 | 0 | 0 | 0 | 0 | 0 | 0 | 0 | 0 | 0 | 0 | 0 | 0 | 0 | 0 | 0 | 0 | 0 | 0 | 0 | 0 | 0 | 0 | 0 | 0 | 0 | 0 | 0 | 0 | 0 | 0 | 0 | 0 | 0 | 0 | 0 | 0 | 0 | 0 | 0 | 0 | 0 | 0 | 0 | 0 | 0 | 0 | 0 | 0 | 0 | 0 | 0 | 0 | 0 | 0 | 0 | 0 | 0 | 0 | 0 | 0 | 0 | 0 | 0 | 0 | 0 | 0 | 0 | 0 | 0 | 0 | 0 | 0 | 0 | 0 | 0 | 0 | 0 | 0 | 0 | 0 | 0 | 0 | 0 | 0 | 0 | 0 | 0
TCMSL6 | Jensen/ Mills | 6448214 | TC002TA-LO-2B-CLR | 2A & 2B Turbine oil cooler needs isolation and drain valves installed |  | O | [10 empty] | 0 | 0 | 0 | 0 | 0 | 0 | 0 | 0 | 0 | 0 | 0 | 0 | 0 | 0 | 0 | 0 | 0 | 0 | 0 | 0 | 0 | 0 | 0 | 0 | 0 | 0 | 0 | 0 | 0 | 0 | 0 | 0 | 0 | 0 | 0 | 0 | 0 | 0 | 0 | 0 | 0 | 0 | 0 | 0 | 0 | 0 | 0 | 0 | 0 | 0 | 0 | 0 | 0 | 0 | 0 | 0 | 0 | 0 | 0 | 0 | 0 | 0 | 0 | 0 | 0 | 0 | 0 | 0 | 0 | 0 | 0 | 0 | 0 | 0 | 0 | 0 | 0 | 0 | 0 | 0 | 0 | 0 | 0 | 0 | 0 | 0 | 0 | 0 | 0 | 0 | 0 | 0 | 0 | 0 | 0 | 0 | 0 | 0 | 0 | 0 | 0 | 0 | 0 | 0 | 0 | 0 | 0 | 0 | 0 | 0 | 0 | 0 | 0 | 0 | 0 | 0 | 0 | 0 | 0
TCMSL6 | Jensen/ Mills | 6481708 | TC002TA-AUVPPG | Heater #6 Extraction line from the turbine to the heater has a leak under the insulation that is dri |  | O | [10 empty] | 0 | 0 | 0 | 0 | 0 | 0 | 0 | 0 | 0 | 0 | 0 | 0 | 0 | 0 | 0 | 0 | 0 | 0 | 0 | 0 | 0 | 0 | 0 | 0 | 0 | 0 | 0 | 0 | 0 | 0 | 0 | 0 | 0 | 0 | 0 | 0 | 0 | 0 | 0 | 0 | 0 | 0 | 0 | 0 | 0 | 0 | 0 | 0 | 0 | 0 | 0 | 0 | 0 | 0 | 0 | 0 | 0 | 0 | 0 | 0 | 0 | 0 | 0 | 0 | 0 | 0 | 0 | 0 | 0 | 0 | 0 | 0 | 0 | 0 | 0 | 0 | 0 | 0 | 0 | 0 | 0 | 0 | 0 | 0 | 0 | 0 | 0 | 0 | 0 | 0 | 0 | 0 | 0 | 0 | 0 | 0 | 0 | 0 | 0 | 0 | 0 | 0 | 0 | 0 | 0 | 0 | 0 | 0 | 0 | 0 | 0 | 0 | 0 | 0 | 0 | 0 | 0 | 0 | 0
TCMSL6 | Jensen/ Mills | 6428808 | TC002TA-CON2B- | Check out 2"B" condenser vacuum pump out board pump casing on northside towards bottom for a leak |  | O |  | 5000
|  |  | TC002TRF- TRANSFORMERS | [13 empty] | 0 | 0 | 0 | 0 | 0 | 0 | 0 | 0 | 0 | 0 | 0 | 0 | 0 | 0 | 0 | 0 | 0 | 0 | 0 | 0 | 0 | 0 | 0 | 0 | 0 | 0 | 0 | 0 | 0 | 0 | 0 | 0 | 0 | 0 | 0 | 0 | 0 | 0 | 0 | 0 | 0 | 0 | 0 | 0 | 0 | 0 | 0 | 0 | 0 | 0 | 0 | 0 | 0 | 0 | 0 | 0 | 0 | 0 | 0 | 0 | 0 | 0 | 0 | 0 | 0 | 0 | 0 | 0 | 0 | 0 | 0 | 0 | 0 | 0 | 0 | 0 | 0 | 0 | 0 | 0 | 0 | 0 | 0 | 0 | 0 | 0 | 0 | 0 | 0 | 0 | 0 | 0 | 0 | 0 | 0 | 0 | 0 | 0 | 0 | 0 | 0 | 0 | 0 | 0 | 0 | 0 | 0 | 0 | 0 | 0 | 0 | 0 | 0 | 0 | 0 | 0 | 0 | 0 | 0
|  |  | TC002WTR- WATER TREATMENT | [13 empty] | 0 | 0 | 0 | 0 | 0 | 0 | 0 | 0 | 0 | 0 | 0 | 0 | 0 | 0 | 0 | 0 | 0 | 0 | 0 | 0 | 0 | 0 | 0 | 0 | 0 | 0 | 0 | 0 | 0 | 0 | 0 | 0 | 0 | 0 | 0 | 0 | 0 | 0 | 0 | 0 | 0 | 0 | 0 | 0 | 0 | 0 | 0 | 0 | 0 | 0 | 0 | 0 | 0 | 0 | 0 | 0 | 0 | 0 | 0 | 0 | 0 | 0 | 0 | 0 | 0 | 0 | 0 | 0 | 0 | 0 | 0 | 0 | 0 | 0 | 0 | 0 | 0 | 0 | 0 | 0 | 0 | 0 | 0 | 0 | 0 | 0 | 0 | 0 | 0 | 0 | 0 | 0 | 0 | 0 | 0 | 0 | 0 | 0 | 0 | 0 | 0 | 0 | 0 | 0 | 0 | 0 | 0 | 0 | 0 | 0 | 0 | 0 | 0 | 0 | 0 | 0 | 0 | 0 | 0
|  | 6533751 | TC002WTRCP-VLVXXX | Install Condensate Polisher outlet valve to allow for routing of TC1 pegging condensate back to TC1 |  | O | [10 empty] | 0 | 0 | 0 | 0 | 0 | 0 | 0 | 0 | 0 | 0 | 0 | 0 | 0 | 0 | 0 | 0 | 0 | 0 | 0 | 0 | 0 | 0 | 0 | 0 | 0 | 0 | 0 | 0 | 0 | 0 | 0 | 0 | 0 | 0 | 0 | 0 | 0 | 0 | 0 | 0 | 0 | 0 | 0 | 0 | 0 | 0 | 0 | 0 | 0 | 0 | 0 | 0 | 0 | 0 | 0 | 0 | 0 | 0 | 0 | 0 | 0 | 0 | 0 | 0 | 0 | 0 | 0 | 0 | 0 | 0 | 0 | 0 | 0 | 0 | 0 | 0 | 0 | 0 | 0 | 0 | 0 | 0 | 0 | 0 | 0 | 0 | 0 | 0 | 0 | 0 | 0 | 0 | 0 | 0 | 0 | 0 | 0 | 0 | 0 | 0 | 0 | 0 | 0 | 0 | 0 | 0 | 0 | 0 | 0 | 0 | 0 | 0 | 0 | 0 | 0 | 0 | 0 | 0 | 0
TCMSL6 | Jensen/ Mills | 6447938 | TC002WTRCHI-XXX | Please Inspect Check Valves on TC2 O2 Injection Skids |  | O | [10 empty] | 0 | 0 | 0 | 0 | 0 | 0 | 0 | 0 | 0 | 0 | 0 | 0 | 0 | 0 | 0 | 0 | 0 | 0 | 0 | 0 | 0 | 0 | 0 | 0 | 0 | 0 | 0 | 0 | 0 | 0 | 0 | 0 | 0 | 0 | 0 | 0 | 0 | 0 | 0 | 0 | 0 | 0 | 0 | 0 | 0 | 0 | 0 | 0 | 0 | 0 | 0 | 0 | 0 | 0 | 0 | 0 | 0 | 0 | 0 | 0 | 0 | 0 | 0 | 0 | 0 | 0 | 0 | 0 | 0 | 0 | 0 | 0 | 0 | 0 | 0 | 0 | 0 | 0 | 0 | 0 | 0 | 0 | 0 | 0 | 0 | 0 | 0 | 0 | 0 | 0 | 0 | 0 | 0 | 0 | 0 | 0 | 0 | 0 | 0 | 0 | 0 | 0 | 0 | 0 | 0 | 0 | 0 | 0 | 0 | 0 | 0 | 0 | 0 | 0 | 0 | 0 | 0 | 0 | 0
TCMSL6 | Jensen/ Mills | 6532492 | TC002WTRCP-XXX | Repairs to TC2 Polisher Chemical Skids |  | O | [10 empty] | 0 | 0 | 0 | 0 | 0 | 0 | 0 | 0 | 0 | 0 | 0 | 0 | 0 | 0 | 0 | 0 | 0 | 0 | 0 | 0 | 0 | 0 | 0 | 0 | 0 | 0 | 0 | 0 | 0 | 0 | 0 | 0 | 0 | 0 | 0 | 0 | 0 | 0 | 0 | 0 | 0 | 0 | 0 | 0 | 0 | 0 | 0 | 0 | 0 | 0 | 0 | 0 | 0 | 0 | 0 | 0 | 0 | 0 | 0 | 0 | 0 | 0 | 0 | 0 | 0 | 0 | 0 | 0 | 0 | 0 | 0 | 0 | 0 | 0 | 0 | 0 | 0 | 0 | 0 | 0 | 0 | 0 | 0 | 0 | 0 | 0 | 0 | 0 | 0 | 0 | 0 | 0 | 0 | 0 | 0 | 0 | 0 | 0 | 0 | 0 | 0 | 0 | 0 | 0 | 0 | 0 | 0 | 0 | 0 | 0 | 0 | 0 | 0 | 0 | 0 | 0 | 0 | 0 | 0
TCMSL6 | Jensen/ Mills | 6411189 | TC002WTRCP-XXX | 'A' Condensate Polisher Vessel Will NOT Pressurize After Transfer |  | O | [10 empty] | 0 | 0 | 0 | 0 | 0 | 0 | 0 | 0 | 0 | 0 | 0 | 0 | 0 | 0 | 0 | 0 | 0 | 0 | 0 | 0 | 0 | 0 | 0 | 0 | 0 | 0 | 0 | 0 | 0 | 0 | 0 | 0 | 0 | 0 | 0 | 0 | 0 | 0 | 0 | 0 | 0 | 0 | 0 | 0 | 0 | 0 | 0 | 0 | 0 | 0 | 0 | 0 | 0 | 0 | 0 | 0 | 0 | 0 | 0 | 0 | 0 | 0 | 0 | 0 | 0 | 0 | 0 | 0 | 0 | 0 | 0 | 0 | 0 | 0 | 0 | 0 | 0 | 0 | 0 | 0 | 0 | 0 | 0 | 0 | 0 | 0 | 0 | 0 | 0 | 0 | 0 | 0 | 0 | 0 | 0 | 0 | 0 | 0 | 0 | 0 | 0 | 0 | 0 | 0 | 0 | 0 | 0 | 0 | 0 | 0 | 0 | 0 | 0 | 0 | 0 | 0 | 0 | 0 | 0
|  |  |  | O&M Budget Dollars |  |  | 3702000 | 287877 | 0 | 0 | 7371785 | 0
|  |  |  | O&M Current Estimates |  |  | 287877
|  |  |  | O&M Unplanned Additional Expenses |  |  | 0
|  |  |  | O&M Variance |  |  | 3414123
|  |  |  | Capital Budget |  |  | 7371785
|  |  |  | Capital Current Estimates |  |  | 0
|  |  |  | Capital Variance |  |  | 7371785

## Current Estimates high to low
Resource/ Crew | Plant Proponent | Work Order | Location | Activity / Task Name | Percent Complete | (C)- Capital (O)- O&M | O&M Budget | O&M Current Estimates | O&M Unplanned Additional Expenses | O&M Actual Cost | Capital Budget | Capital Current Estimates | Capital Unplanned Additional Expenses | Days | Start Date | Finish Date | 2014-02-01 | [6 empty] | 2014-02-08 | [6 empty] | 2014-02-15 | [6 empty] | 2014-02-22 | [6 empty] | 2014-03-01 | [6 empty] | 2013-11-04 |  |  |  |  | 2014-03-15 |  |  |  |  | 2014-03-22 |  |  |  |  | 2014-03-29 |  |  |  |  | 2014-04-05
[77 empty] | #REF! | #REF! | time axis 2014-02-01 to 2014-04-09
 | time axis 2014-02-01 to 2014-04-09
[17 empty] | 0 | 0 | 0 | 0 | 0 | 0 | 0 | 0 | 0 | 0 | 0 | 0 | 0 | 0 | 0 | 0 | 0 | 0 | 0 | 0 | 0 | 0 | 0 | 0 | 0 | 0 | 0 | 0 | 0 | 0 | 0 | 0 | 0 | 0 | 0 | 0 | 0 | 0 | 0 | 0 | 0 | 0 | 0 | 0 | 0 | 0 | 0 | 0 | 0 | 0 | 0 | 0 | 0 | 0 | 0 | 0 | 0 | 0 | 0 | 0
[17 empty] | 0 | 0 | 0 | 0 | 0 | 0 | 0 | 0 | 0 | 0 | 0 | 0 | 0 | 0 | 0 | 0 | 0 | 0 | 0 | 0 | 0 | 0 | 0 | 0 | 0 | 0 | 0 | 0 | 0 | 0 | 0 | 0 | 0 | 0 | 0 | 0 | 0 | 0 | 0 | 0 | 0 | 0 | 0 | 0 | 0 | 0 | 0 | 0 | 0 | 0 | 0 | 0 | 0 | 0 | 0 | 0 | 0 | 0 | 0 | 0
[17 empty] | 0 | 0 | 0 | 0 | 0 | 0 | 0 | 0 | 0 | 0 | 0 | 0 | 0 | 0 | 0 | 0 | 0 | 0 | 0 | 0 | 0 | 0 | 0 | 0 | 0 | 0 | 0 | 0 | 0 | 0 | 0 | 0 | 0 | 0 | 0 | 0 | 0 | 0 | 0 | 0 | 0 | 0 | 0 | 0 | 0 | 0 | 0 | 0 | 0 | 0 | 0 | 0 | 0 | 0 | 0 | 0 | 0 | 0 | 0 | 0
[17 empty] | 0 | 0 | 0 | 0 | 0 | 0 | 0 | 0 | 0 | 0 | 0 | 0 | 0 | 0 | 0 | 0 | 0 | 0 | 0 | 0 | 0 | 0 | 0 | 0 | 0 | 0 | 0 | 0 | 0 | 0 | 0 | 0 | 0 | 0 | 0 | 0 | 0 | 0 | 0 | 0 | 0 | 0 | 0 | 0 | 0 | 0 | 0 | 0 | 0 | 0 | 0 | 0 | 0 | 0 | 0 | 0 | 0 | 0 | 0 | 0
[17 empty] | 0 | 0 | 0 | 0 | 0 | 0 | 0 | 0 | 0 | 0 | 0 | 0 | 0 | 0 | 0 | 0 | 0 | 0 | 0 | 0 | 0 | 0 | 0 | 0 | 0 | 0 | 0 | 0 | 0 | 0 | 0 | 0 | 0 | 0 | 0 | 0 | 0 | 0 | 0 | 0 | 0 | 0 | 0 | 0 | 0 | 0 | 0 | 0 | 0 | 0 | 0 | 0 | 0 | 0 | 0 | 0 | 0 | 0 | 0 | 0
[17 empty] | 0 | 0 | 0 | 0 | 0 | 0 | 0 | 0 | 0 | 0 | 0 | 0 | 0 | 0 | 0 | 0 | 0 | 0 | 0 | 0 | 0 | 0 | 0 | 0 | 0 | 0 | 0 | 0 | 0 | 0 | 0 | 0 | 0 | 0 | 0 | 0 | 0 | 0 | 0 | 0 | 0 | 0 | 0 | 0 | 0 | 0 | 0 | 0 | 0 | 0 | 0 | 0 | 0 | 0 | 0 | 0 | 0 | 0 | 0 | 0
[17 empty] | 0 | 0 | 0 | 0 | 0 | 0 | 0 | 0 | 0 | 0 | 0 | 0 | 0 | 0 | 0 | 0 | 0 | 0 | 0 | 0 | 0 | 0 | 0 | 0 | 0 | 0 | 0 | 0 | 0 | 0 | 0 | 0 | 0 | 0 | 0 | 0 | 0 | 0 | 0 | 0 | 0 | 0 | 0 | 0 | 0 | 0 | 0 | 0 | 0 | 0 | 0 | 0 | 0 | 0 | 0 | 0 | 0 | 0 | 0 | 0
[17 empty] | 0 | 0 | 0 | 0 | 0 | 0 | 0 | 0 | 0 | 0 | 0 | 0 | 0 | 0 | 0 | 0 | 0 | 0 | 0 | 0 | 0 | 0 | 0 | 0 | 0 | 0 | 0 | 0 | 0 | 0 | 0 | 0 | 0 | 0 | 0 | 0 | 0 | 0 | 0 | 0 | 0 | 0 | 0 | 0 | 0 | 0 | 0 | 0 | 0 | 0 | 0 | 0 | 0 | 0 | 0 | 0 | 0 | 0 | 0 | 0
[17 empty] | 0 | 0 | 0 | 0 | 0 | 0 | 0 | 0 | 0 | 0 | 0 | 0 | 0 | 0 | 0 | 0 | 0 | 0 | 0 | 0 | 0 | 0 | 0 | 0 | 0 | 0 | 0 | 0 | 0 | 0 | 0 | 0 | 0 | 0 | 0 | 0 | 0 | 0 | 0 | 0 | 0 | 0 | 0 | 0 | 0 | 0 | 0 | 0 | 0 | 0 | 0 | 0 | 0 | 0 | 0 | 0 | 0 | 0 | 0 | 0
[17 empty] | 0 | 0 | 0 | 0 | 0 | 0 | 0 | 0 | 0 | 0 | 0 | 0 | 0 | 0 | 0 | 0 | 0 | 0 | 0 | 0 | 0 | 0 | 0 | 0 | 0 | 0 | 0 | 0 | 0 | 0 | 0 | 0 | 0 | 0 | 0 | 0 | 0 | 0 | 0 | 0 | 0 | 0 | 0 | 0 | 0 | 0 | 0 | 0 | 0 | 0 | 0 | 0 | 0 | 0 | 0 | 0 | 0 | 0 | 0 | 0
[17 empty] | 0 | 0 | 0 | 0 | 0 | 0 | 0 | 0 | 0 | 0 | 0 | 0 | 0 | 0 | 0 | 0 | 0 | 0 | 0 | 0 | 0 | 0 | 0 | 0 | 0 | 0 | 0 | 0 | 0 | 0 | 0 | 0 | 0 | 0 | 0 | 0 | 0 | 0 | 0 | 0 | 0 | 0 | 0 | 0 | 0 | 0 | 0 | 0 | 0 | 0 | 0 | 0 | 0 | 0 | 0 | 0 | 0 | 0 | 0 | 0
[17 empty] | 0 | 0 | 0 | 0 | 0 | 0 | 0 | 0 | 0 | 0 | 0 | 0 | 0 | 0 | 0 | 0 | 0 | 0 | 0 | 0 | 0 | 0 | 0 | 0 | 0 | 0 | 0 | 0 | 0 | 0 | 0 | 0 | 0 | 0 | 0 | 0 | 0 | 0 | 0 | 0 | 0 | 0 | 0 | 0 | 0 | 0 | 0 | 0 | 0 | 0 | 0 | 0 | 0 | 0 | 0 | 0 | 0 | 0 | 0 | 0
[17 empty] | 0 | 0 | 0 | 0 | 0 | 0 | 0 | 0 | 0 | 0 | 0 | 0 | 0 | 0 | 0 | 0 | 0 | 0 | 0 | 0 | 0 | 0 | 0 | 0 | 0 | 0 | 0 | 0 | 0 | 0 | 0 | 0 | 0 | 0 | 0 | 0 | 0 | 0 | 0 | 0 | 0 | 0 | 0 | 0 | 0 | 0 | 0 | 0 | 0 | 0 | 0 | 0 | 0 | 0 | 0 | 0 | 0 | 0 | 0 | 0
[17 empty] | 0 | 0 | 0 | 0 | 0 | 0 | 0 | 0 | 0 | 0 | 0 | 0 | 0 | 0 | 0 | 0 | 0 | 0 | 0 | 0 | 0 | 0 | 0 | 0 | 0 | 0 | 0 | 0 | 0 | 0 | 0 | 0 | 0 | 0 | 0 | 0 | 0 | 0 | 0 | 0 | 0 | 0 | 0 | 0 | 0 | 0 | 0 | 0 | 0 | 0 | 0 | 0 | 0 | 0 | 0 | 0 | 0 | 0 | 0 | 0
[17 empty] | 0 | 0 | 0 | 0 | 0 | 0 | 0 | 0 | 0 | 0 | 0 | 0 | 0 | 0 | 0 | 0 | 0 | 0 | 0 | 0 | 0 | 0 | 0 | 0 | 0 | 0 | 0 | 0 | 0 | 0 | 0 | 0 | 0 | 0 | 0 | 0 | 0 | 0 | 0 | 0 | 0 | 0 | 0 | 0 | 0 | 0 | 0 | 0 | 0 | 0 | 0 | 0 | 0 | 0 | 0 | 0 | 0 | 0 | 0 | 0
[17 empty] | 0 | 0 | 0 | 0 | 0 | 0 | 0 | 0 | 0 | 0 | 0 | 0 | 0 | 0 | 0 | 0 | 0 | 0 | 0 | 0 | 0 | 0 | 0 | 0 | 0 | 0 | 0 | 0 | 0 | 0 | 0 | 0 | 0 | 0 | 0 | 0 | 0 | 0 | 0 | 0 | 0 | 0 | 0 | 0 | 0 | 0 | 0 | 0 | 0 | 0 | 0 | 0 | 0 | 0 | 0 | 0 | 0 | 0 | 0 | 0
[17 empty] | 0 | 0 | 0 | 0 | 0 | 0 | 0 | 0 | 0 | 0 | 0 | 0 | 0 | 0 | 0 | 0 | 0 | 0 | 0 | 0 | 0 | 0 | 0 | 0 | 0 | 0 | 0 | 0 | 0 | 0 | 0 | 0 | 0 | 0 | 0 | 0 | 0 | 0 | 0 | 0 | 0 | 0 | 0 | 0 | 0 | 0 | 0 | 0 | 0 | 0 | 0 | 0 | 0 | 0 | 0 | 0 | 0 | 0 | 0 | 0
[17 empty] | 0 | 0 | 0 | 0 | 0 | 0 | 0 | 0 | 0 | 0 | 0 | 0 | 0 | 0 | 0 | 0 | 0 | 0 | 0 | 0 | 0 | 0 | 0 | 0 | 0 | 0 | 0 | 0 | 0 | 0 | 0 | 0 | 0 | 0 | 0 | 0 | 0 | 0 | 0 | 0 | 0 | 0 | 0 | 0 | 0 | 0 | 0 | 0 | 0 | 0 | 0 | 0 | 0 | 0 | 0 | 0 | 0 | 0 | 0 | 0
[17 empty] | 0 | 0 | 0 | 0 | 0 | 0 | 0 | 0 | 0 | 0 | 0 | 0 | 0 | 0 | 0 | 0 | 0 | 0 | 0 | 0 | 0 | 0 | 0 | 0 | 0 | 0 | 0 | 0 | 0 | 0 | 0 | 0 | 0 | 0 | 0 | 0 | 0 | 0 | 0 | 0 | 0 | 0 | 0 | 0 | 0 | 0 | 0 | 0 | 0 | 0 | 0 | 0 | 0 | 0 | 0 | 0 | 0 | 0 | 0 | 0
[17 empty] | 0 | 0 | 0 | 0 | 0 | 0 | 0 | 0 | 0 | 0 | 0 | 0 | 0 | 0 | 0 | 0 | 0 | 0 | 0 | 0 | 0 | 0 | 0 | 0 | 0 | 0 | 0 | 0 | 0 | 0 | 0 | 0 | 0 | 0 | 0 | 0 | 0 | 0 | 0 | 0 | 0 | 0 | 0 | 0 | 0 | 0 | 0 | 0 | 0 | 0 | 0 | 0 | 0 | 0 | 0 | 0 | 0 | 0 | 0 | 0
[17 empty] | 0 | 0 | 0 | 0 | 0 | 0 | 0 | 0 | 0 | 0 | 0 | 0 | 0 | 0 | 0 | 0 | 0 | 0 | 0 | 0 | 0 | 0 | 0 | 0 | 0 | 0 | 0 | 0 | 0 | 0 | 0 | 0 | 0 | 0 | 0 | 0 | 0 | 0 | 0 | 0 | 0 | 0 | 0 | 0 | 0 | 0 | 0 | 0 | 0 | 0 | 0 | 0 | 0 | 0 | 0 | 0 | 0 | 0 | 0 | 0
[17 empty] | 0 | 0 | 0 | 0 | 0 | 0 | 0 | 0 | 0 | 0 | 0 | 0 | 0 | 0 | 0 | 0 | 0 | 0 | 0 | 0 | 0 | 0 | 0 | 0 | 0 | 0 | 0 | 0 | 0 | 0 | 0 | 0 | 0 | 0 | 0 | 0 | 0 | 0 | 0 | 0 | 0 | 0 | 0 | 0 | 0 | 0 | 0 | 0 | 0 | 0 | 0 | 0 | 0 | 0 | 0 | 0 | 0 | 0 | 0 | 0
[17 empty] | 0 | 0 | 0 | 0 | 0 | 0 | 0 | 0 | 0 | 0 | 0 | 0 | 0 | 0 | 0 | 0 | 0 | 0 | 0 | 0 | 0 | 0 | 0 | 0 | 0 | 0 | 0 | 0 | 0 | 0 | 0 | 0 | 0 | 0 | 0 | 0 | 0 | 0 | 0 | 0 | 0 | 0 | 0 | 0 | 0 | 0 | 0 | 0 | 0 | 0 | 0 | 0 | 0 | 0 | 0 | 0 | 0 | 0 | 0 | 0
[17 empty] | 0 | 0 | 0 | 0 | 0 | 0 | 0 | 0 | 0 | 0 | 0 | 0 | 0 | 0 | 0 | 0 | 0 | 0 | 0 | 0 | 0 | 0 | 0 | 0 | 0 | 0 | 0 | 0 | 0 | 0 | 0 | 0 | 0 | 0 | 0 | 0 | 0 | 0 | 0 | 0 | 0 | 0 | 0 | 0 | 0 | 0 | 0 | 0 | 0 | 0 | 0 | 0 | 0 | 0 | 0 | 0 | 0 | 0 | 0 | 0
[17 empty] | 0 | 0 | 0 | 0 | 0 | 0 | 0 | 0 | 0 | 0 | 0 | 0 | 0 | 0 | 0 | 0 | 0 | 0 | 0 | 0 | 0 | 0 | 0 | 0 | 0 | 0 | 0 | 0 | 0 | 0 | 0 | 0 | 0 | 0 | 0 | 0 | 0 | 0 | 0 | 0 | 0 | 0 | 0 | 0 | 0 | 0 | 0 | 0 | 0 | 0 | 0 | 0 | 0 | 0 | 0 | 0 | 0 | 0 | 0 | 0
[17 empty] | 0 | 0 | 0 | 0 | 0 | 0 | 0 | 0 | 0 | 0 | 0 | 0 | 0 | 0 | 0 | 0 | 0 | 0 | 0 | 0 | 0 | 0 | 0 | 0 | 0 | 0 | 0 | 0 | 0 | 0 | 0 | 0 | 0 | 0 | 0 | 0 | 0 | 0 | 0 | 0 | 0 | 0 | 0 | 0 | 0 | 0 | 0 | 0 | 0 | 0 | 0 | 0 | 0 | 0 | 0 | 0 | 0 | 0 | 0 | 0
[17 empty] | 0 | 0 | 0 | 0 | 0 | 0 | 0 | 0 | 0 | 0 | 0 | 0 | 0 | 0 | 0 | 0 | 0 | 0 | 0 | 0 | 0 | 0 | 0 | 0 | 0 | 0 | 0 | 0 | 0 | 0 | 0 | 0 | 0 | 0 | 0 | 0 | 0 | 0 | 0 | 0 | 0 | 0 | 0 | 0 | 0 | 0 | 0 | 0 | 0 | 0 | 0 | 0 | 0 | 0 | 0 | 0 | 0 | 0 | 0 | 0
[17 empty] | 0 | 0 | 0 | 0 | 0 | 0 | 0 | 0 | 0 | 0 | 0 | 0 | 0 | 0 | 0 | 0 | 0 | 0 | 0 | 0 | 0 | 0 | 0 | 0 | 0 | 0 | 0 | 0 | 0 | 0 | 0 | 0 | 0 | 0 | 0 | 0 | 0 | 0 | 0 | 0 | 0 | 0 | 0 | 0 | 0 | 0 | 0 | 0 | 0 | 0 | 0 | 0 | 0 | 0 | 0 | 0 | 0 | 0 | 0 | 0
[17 empty] | 0 | 0 | 0 | 0 | 0 | 0 | 0 | 0 | 0 | 0 | 0 | 0 | 0 | 0 | 0 | 0 | 0 | 0 | 0 | 0 | 0 | 0 | 0 | 0 | 0 | 0 | 0 | 0 | 0 | 0 | 0 | 0 | 0 | 0 | 0 | 0 | 0 | 0 | 0 | 0 | 0 | 0 | 0 | 0 | 0 | 0 | 0 | 0 | 0 | 0 | 0 | 0 | 0 | 0 | 0 | 0 | 0 | 0 | 0 | 0
[17 empty] | 0 | 0 | 0 | 0 | 0 | 0 | 0 | 0 | 0 | 0 | 0 | 0 | 0 | 0 | 0 | 0 | 0 | 0 | 0 | 0 | 0 | 0 | 0 | 0 | 0 | 0 | 0 | 0 | 0 | 0 | 0 | 0 | 0 | 0 | 0 | 0 | 0 | 0 | 0 | 0 | 0 | 0 | 0 | 0 | 0 | 0 | 0 | 0 | 0 | 0 | 0 | 0 | 0 | 0 | 0 | 0 | 0 | 0 | 0 | 0
[17 empty] | 0 | 0 | 0 | 0 | 0 | 0 | 0 | 0 | 0 | 0 | 0 | 0 | 0 | 0 | 0 | 0 | 0 | 0 | 0 | 0 | 0 | 0 | 0 | 0 | 0 | 0 | 0 | 0 | 0 | 0 | 0 | 0 | 0 | 0 | 0 | 0 | 0 | 0 | 0 | 0 | 0 | 0 | 0 | 0 | 0 | 0 | 0 | 0 | 0 | 0 | 0 | 0 | 0 | 0 | 0 | 0 | 0 | 0 | 0 | 0
[17 empty] | 0 | 0 | 0 | 0 | 0 | 0 | 0 | 0 | 0 | 0 | 0 | 0 | 0 | 0 | 0 | 0 | 0 | 0 | 0 | 0 | 0 | 0 | 0 | 0 | 0 | 0 | 0 | 0 | 0 | 0 | 0 | 0 | 0 | 0 | 0 | 0 | 0 | 0 | 0 | 0 | 0 | 0 | 0 | 0 | 0 | 0 | 0 | 0 | 0 | 0 | 0 | 0 | 0 | 0 | 0 | 0 | 0 | 0 | 0 | 0
[17 empty] | 0 | 0 | 0 | 0 | 0 | 0 | 0 | 0 | 0 | 0 | 0 | 0 | 0 | 0 | 0 | 0 | 0 | 0 | 0 | 0 | 0 | 0 | 0 | 0 | 0 | 0 | 0 | 0 | 0 | 0 | 0 | 0 | 0 | 0 | 0 | 0 | 0 | 0 | 0 | 0 | 0 | 0 | 0 | 0 | 0 | 0 | 0 | 0 | 0 | 0 | 0 | 0 | 0 | 0 | 0 | 0 | 0 | 0 | 0 | 0
[17 empty] | 0 | 0 | 0 | 0 | 0 | 0 | 0 | 0 | 0 | 0 | 0 | 0 | 0 | 0 | 0 | 0 | 0 | 0 | 0 | 0 | 0 | 0 | 0 | 0 | 0 | 0 | 0 | 0 | 0 | 0 | 0 | 0 | 0 | 0 | 0 | 0 | 0 | 0 | 0 | 0 | 0 | 0 | 0 | 0 | 0 | 0 | 0 | 0 | 0 | 0 | 0 | 0 | 0 | 0 | 0 | 0 | 0 | 0 | 0 | 0
[17 empty] | 0 | 0 | 0 | 0 | 0 | 0 | 0 | 0 | 0 | 0 | 0 | 0 | 0 | 0 | 0 | 0 | 0 | 0 | 0 | 0 | 0 | 0 | 0 | 0 | 0 | 0 | 0 | 0 | 0 | 0 | 0 | 0 | 0 | 0 | 0 | 0 | 0 | 0 | 0 | 0 | 0 | 0 | 0 | 0 | 0 | 0 | 0 | 0 | 0 | 0 | 0 | 0 | 0 | 0 | 0 | 0 | 0 | 0 | 0 | 0
[17 empty] | 0 | 0 | 0 | 0 | 0 | 0 | 0 | 0 | 0 | 0 | 0 | 0 | 0 | 0 | 0 | 0 | 0 | 0 | 0 | 0 | 0 | 0 | 0 | 0 | 0 | 0 | 0 | 0 | 0 | 0 | 0 | 0 | 0 | 0 | 0 | 0 | 0 | 0 | 0 | 0 | 0 | 0 | 0 | 0 | 0 | 0 | 0 | 0 | 0 | 0 | 0 | 0 | 0 | 0 | 0 | 0 | 0 | 0 | 0 | 0
[17 empty] | 0 | 0 | 0 | 0 | 0 | 0 | 0 | 0 | 0 | 0 | 0 | 0 | 0 | 0 | 0 | 0 | 0 | 0 | 0 | 0 | 0 | 0 | 0 | 0 | 0 | 0 | 0 | 0 | 0 | 0 | 0 | 0 | 0 | 0 | 0 | 0 | 0 | 0 | 0 | 0 | 0 | 0 | 0 | 0 | 0 | 0 | 0 | 0 | 0 | 0 | 0 | 0 | 0 | 0 | 0 | 0 | 0 | 0 | 0 | 0
[17 empty] | 0 | 0 | 0 | 0 | 0 | 0 | 0 | 0 | 0 | 0 | 0 | 0 | 0 | 0 | 0 | 0 | 0 | 0 | 0 | 0 | 0 | 0 | 0 | 0 | 0 | 0 | 0 | 0 | 0 | 0 | 0 | 0 | 0 | 0 | 0 | 0 | 0 | 0 | 0 | 0 | 0 | 0 | 0 | 0 | 0 | 0 | 0 | 0 | 0 | 0 | 0 | 0 | 0 | 0 | 0 | 0 | 0 | 0 | 0 | 0
[17 empty] | 0 | 0 | 0 | 0 | 0 | 0 | 0 | 0 | 0 | 0 | 0 | 0 | 0 | 0 | 0 | 0 | 0 | 0 | 0 | 0 | 0 | 0 | 0 | 0 | 0 | 0 | 0 | 0 | 0 | 0 | 0 | 0 | 0 | 0 | 0 | 0 | 0 | 0 | 0 | 0 | 0 | 0 | 0 | 0 | 0 | 0 | 0 | 0 | 0 | 0 | 0 | 0 | 0 | 0 | 0 | 0 | 0 | 0 | 0 | 0
[17 empty] | 0 | 0 | 0 | 0 | 0 | 0 | 0 | 0 | 0 | 0 | 0 | 0 | 0 | 0 | 0 | 0 | 0 | 0 | 0 | 0 | 0 | 0 | 0 | 0 | 0 | 0 | 0 | 0 | 0 | 0 | 0 | 0 | 0 | 0 | 0 | 0 | 0 | 0 | 0 | 0 | 0 | 0 | 0 | 0 | 0 | 0 | 0 | 0 | 0 | 0 | 0 | 0 | 0 | 0 | 0 | 0 | 0 | 0 | 0 | 0
[17 empty] | 0 | 0 | 0 | 0 | 0 | 0 | 0 | 0 | 0 | 0 | 0 | 0 | 0 | 0 | 0 | 0 | 0 | 0 | 0 | 0 | 0 | 0 | 0 | 0 | 0 | 0 | 0 | 0 | 0 | 0 | 0 | 0 | 0 | 0 | 0 | 0 | 0 | 0 | 0 | 0 | 0 | 0 | 0 | 0 | 0 | 0 | 0 | 0 | 0 | 0 | 0 | 0 | 0 | 0 | 0 | 0 | 0 | 0 | 0 | 0
[17 empty] | 0 | 0 | 0 | 0 | 0 | 0 | 0 | 0 | 0 | 0 | 0 | 0 | 0 | 0 | 0 | 0 | 0 | 0 | 0 | 0 | 0 | 0 | 0 | 0 | 0 | 0 | 0 | 0 | 0 | 0 | 0 | 0 | 0 | 0 | 0 | 0 | 0 | 0 | 0 | 0 | 0 | 0 | 0 | 0 | 0 | 0 | 0 | 0 | 0 | 0 | 0 | 0 | 0 | 0 | 0 | 0 | 0 | 0 | 0 | 0
[17 empty] | 0 | 0 | 0 | 0 | 0 | 0 | 0 | 0 | 0 | 0 | 0 | 0 | 0 | 0 | 0 | 0 | 0 | 0 | 0 | 0 | 0 | 0 | 0 | 0 | 0 | 0 | 0 | 0 | 0 | 0 | 0 | 0 | 0 | 0 | 0 | 0 | 0 | 0 | 0 | 0 | 0 | 0 | 0 | 0 | 0 | 0 | 0 | 0 | 0 | 0 | 0 | 0 | 0 | 0 | 0 | 0 | 0 | 0 | 0 | 0
[17 empty] | 0 | 0 | 0 | 0 | 0 | 0 | 0 | 0 | 0 | 0 | 0 | 0 | 0 | 0 | 0 | 0 | 0 | 0 | 0 | 0 | 0 | 0 | 0 | 0 | 0 | 0 | 0 | 0 | 0 | 0 | 0 | 0 | 0 | 0 | 0 | 0 | 0 | 0 | 0 | 0 | 0 | 0 | 0 | 0 | 0 | 0 | 0 | 0 | 0 | 0 | 0 | 0 | 0 | 0 | 0 | 0 | 0 | 0 | 0 | 0
[17 empty] | 0 | 0 | 0 | 0 | 0 | 0 | 0 | 0 | 0 | 0 | 0 | 0 | 0 | 0 | 0 | 0 | 0 | 0 | 0 | 0 | 0 | 0 | 0 | 0 | 0 | 0 | 0 | 0 | 0 | 0 | 0 | 0 | 0 | 0 | 0 | 0 | 0 | 0 | 0 | 0 | 0 | 0 | 0 | 0 | 0 | 0 | 0 | 0 | 0 | 0 | 0 | 0 | 0 | 0 | 0 | 0 | 0 | 0 | 0 | 0
[17 empty] | 0 | 0 | 0 | 0 | 0 | 0 | 0 | 0 | 0 | 0 | 0 | 0 | 0 | 0 | 0 | 0 | 0 | 0 | 0 | 0 | 0 | 0 | 0 | 0 | 0 | 0 | 0 | 0 | 0 | 0 | 0 | 0 | 0 | 0 | 0 | 0 | 0 | 0 | 0 | 0 | 0 | 0 | 0 | 0 | 0 | 0 | 0 | 0 | 0 | 0 | 0 | 0 | 0 | 0 | 0 | 0 | 0 | 0 | 0 | 0
[17 empty] | 0 | 0 | 0 | 0 | 0 | 0 | 0 | 0 | 0 | 0 | 0 | 0 | 0 | 0 | 0 | 0 | 0 | 0 | 0 | 0 | 0 | 0 | 0 | 0 | 0 | 0 | 0 | 0 | 0 | 0 | 0 | 0 | 0 | 0 | 0 | 0 | 0 | 0 | 0 | 0 | 0 | 0 | 0 | 0 | 0 | 0 | 0 | 0 | 0 | 0 | 0 | 0 | 0 | 0 | 0 | 0 | 0 | 0 | 0 | 0
[17 empty] | 0 | 0 | 0 | 0 | 0 | 0 | 0 | 0 | 0 | 0 | 0 | 0 | 0 | 0 | 0 | 0 | 0 | 0 | 0 | 0 | 0 | 0 | 0 | 0 | 0 | 0 | 0 | 0 | 0 | 0 | 0 | 0 | 0 | 0 | 0 | 0 | 0 | 0 | 0 | 0 | 0 | 0 | 0 | 0 | 0 | 0 | 0 | 0 | 0 | 0 | 0 | 0 | 0 | 0 | 0 | 0 | 0 | 0 | 0 | 0
[17 empty] | 0 | 0 | 0 | 0 | 0 | 0 | 0 | 0 | 0 | 0 | 0 | 0 | 0 | 0 | 0 | 0 | 0 | 0 | 0 | 0 | 0 | 0 | 0 | 0 | 0 | 0 | 0 | 0 | 0 | 0 | 0 | 0 | 0 | 0 | 0 | 0 | 0 | 0 | 0 | 0 | 0 | 0 | 0 | 0 | 0 | 0 | 0 | 0 | 0 | 0 | 0 | 0 | 0 | 0 | 0 | 0 | 0 | 0 | 0 | 0
[17 empty] | 0 | 0 | 0 | 0 | 0 | 0 | 0 | 0 | 0 | 0 | 0 | 0 | 0 | 0 | 0 | 0 | 0 | 0 | 0 | 0 | 0 | 0 | 0 | 0 | 0 | 0 | 0 | 0 | 0 | 0 | 0 | 0 | 0 | 0 | 0 | 0 | 0 | 0 | 0 | 0 | 0 | 0 | 0 | 0 | 0 | 0 | 0 | 0 | 0 | 0 | 0 | 0 | 0 | 0 | 0 | 0 | 0 | 0 | 0 | 0
[17 empty] | 0 | 0 | 0 | 0 | 0 | 0 | 0 | 0 | 0 | 0 | 0 | 0 | 0 | 0 | 0 | 0 | 0 | 0 | 0 | 0 | 0 | 0 | 0 | 0 | 0 | 0 | 0 | 0 | 0 | 0 | 0 | 0 | 0 | 0 | 0 | 0 | 0 | 0 | 0 | 0 | 0 | 0 | 0 | 0 | 0 | 0 | 0 | 0 | 0 | 0 | 0 | 0 | 0 | 0 | 0 | 0 | 0 | 0 | 0 | 0
[17 empty] | 0 | 0 | 0 | 0 | 0 | 0 | 0 | 0 | 0 | 0 | 0 | 0 | 0 | 0 | 0 | 0 | 0 | 0 | 0 | 0 | 0 | 0 | 0 | 0 | 0 | 0 | 0 | 0 | 0 | 0 | 0 | 0 | 0 | 0 | 0 | 0 | 0 | 0 | 0 | 0 | 0 | 0 | 0 | 0 | 0 | 0 | 0 | 0 | 0 | 0 | 0 | 0 | 0 | 0 | 0 | 0 | 0 | 0 | 0 | 0
[17 empty] | 0 | 0 | 0 | 0 | 0 | 0 | 0 | 0 | 0 | 0 | 0 | 0 | 0 | 0 | 0 | 0 | 0 | 0 | 0 | 0 | 0 | 0 | 0 | 0 | 0 | 0 | 0 | 0 | 0 | 0 | 0 | 0 | 0 | 0 | 0 | 0 | 0 | 0 | 0 | 0 | 0 | 0 | 0 | 0 | 0 | 0 | 0 | 0 | 0 | 0 | 0 | 0 | 0 | 0 | 0 | 0 | 0 | 0 | 0 | 0
[17 empty] | 0 | 0 | 0 | 0 | 0 | 0 | 0 | 0 | 0 | 0 | 0 | 0 | 0 | 0 | 0 | 0 | 0 | 0 | 0 | 0 | 0 | 0 | 0 | 0 | 0 | 0 | 0 | 0 | 0 | 0 | 0 | 0 | 0 | 0 | 0 | 0 | 0 | 0 | 0 | 0 | 0 | 0 | 0 | 0 | 0 | 0 | 0 | 0 | 0 | 0 | 0 | 0 | 0 | 0 | 0 | 0 | 0 | 0 | 0 | 0
[17 empty] | 0 | 0 | 0 | 0 | 0 | 0 | 0 | 0 | 0 | 0 | 0 | 0 | 0 | 0 | 0 | 0 | 0 | 0 | 0 | 0 | 0 | 0 | 0 | 0 | 0 | 0 | 0 | 0 | 0 | 0 | 0 | 0 | 0 | 0 | 0 | 0 | 0 | 0 | 0 | 0 | 0 | 0 | 0 | 0 | 0 | 0 | 0 | 0 | 0 | 0 | 0 | 0 | 0 | 0 | 0 | 0 | 0 | 0 | 0 | 0
[17 empty] | 0 | 0 | 0 | 0 | 0 | 0 | 0 | 0 | 0 | 0 | 0 | 0 | 0 | 0 | 0 | 0 | 0 | 0 | 0 | 0 | 0 | 0 | 0 | 0 | 0 | 0 | 0 | 0 | 0 | 0 | 0 | 0 | 0 | 0 | 0 | 0 | 0 | 0 | 0 | 0 | 0 | 0 | 0 | 0 | 0 | 0 | 0 | 0 | 0 | 0 | 0 | 0 | 0 | 0 | 0 | 0 | 0 | 0 | 0 | 0
[17 empty] | 0 | 0 | 0 | 0 | 0 | 0 | 0 | 0 | 0 | 0 | 0 | 0 | 0 | 0 | 0 | 0 | 0 | 0 | 0 | 0 | 0 | 0 | 0 | 0 | 0 | 0 | 0 | 0 | 0 | 0 | 0 | 0 | 0 | 0 | 0 | 0 | 0 | 0 | 0 | 0 | 0 | 0 | 0 | 0 | 0 | 0 | 0 | 0 | 0 | 0 | 0 | 0 | 0 | 0 | 0 | 0 | 0 | 0 | 0 | 0
[17 empty] | 0 | 0 | 0 | 0 | 0 | 0 | 0 | 0 | 0 | 0 | 0 | 0 | 0 | 0 | 0 | 0 | 0 | 0 | 0 | 0 | 0 | 0 | 0 | 0 | 0 | 0 | 0 | 0 | 0 | 0 | 0 | 0 | 0 | 0 | 0 | 0 | 0 | 0 | 0 | 0 | 0 | 0 | 0 | 0 | 0 | 0 | 0 | 0 | 0 | 0 | 0 | 0 | 0 | 0 | 0 | 0 | 0 | 0 | 0 | 0
[17 empty] | 0 | 0 | 0 | 0 | 0 | 0 | 0 | 0 | 0 | 0 | 0 | 0 | 0 | 0 | 0 | 0 | 0 | 0 | 0 | 0 | 0 | 0 | 0 | 0 | 0 | 0 | 0 | 0 | 0 | 0 | 0 | 0 | 0 | 0 | 0 | 0 | 0 | 0 | 0 | 0 | 0 | 0 | 0 | 0 | 0 | 0 | 0 | 0 | 0 | 0 | 0 | 0 | 0 | 0 | 0 | 0 | 0 | 0 | 0 | 0
[17 empty] | 0 | 0 | 0 | 0 | 0 | 0 | 0 | 0 | 0 | 0 | 0 | 0 | 0 | 0 | 0 | 0 | 0 | 0 | 0 | 0 | 0 | 0 | 0 | 0 | 0 | 0 | 0 | 0 | 0 | 0 | 0 | 0 | 0 | 0 | 0 | 0 | 0 | 0 | 0 | 0 | 0 | 0 | 0 | 0 | 0 | 0 | 0 | 0 | 0 | 0 | 0 | 0 | 0 | 0 | 0 | 0 | 0 | 0 | 0 | 0
[17 empty] | 0 | 0 | 0 | 0 | 0 | 0 | 0 | 0 | 0 | 0 | 0 | 0 | 0 | 0 | 0 | 0 | 0 | 0 | 0 | 0 | 0 | 0 | 0 | 0 | 0 | 0 | 0 | 0 | 0 | 0 | 0 | 0 | 0 | 0 | 0 | 0 | 0 | 0 | 0 | 0 | 0 | 0 | 0 | 0 | 0 | 0 | 0 | 0 | 0 | 0 | 0 | 0 | 0 | 0 | 0 | 0 | 0 | 0 | 0 | 0
[17 empty] | 0 | 0 | 0 | 0 | 0 | 0 | 0 | 0 | 0 | 0 | 0 | 0 | 0 | 0 | 0 | 0 | 0 | 0 | 0 | 0 | 0 | 0 | 0 | 0 | 0 | 0 | 0 | 0 | 0 | 0 | 0 | 0 | 0 | 0 | 0 | 0 | 0 | 0 | 0 | 0 | 0 | 0 | 0 | 0 | 0 | 0 | 0 | 0 | 0 | 0 | 0 | 0 | 0 | 0 | 0 | 0 | 0 | 0 | 0 | 0
[17 empty] | 0 | 0 | 0 | 0 | 0 | 0 | 0 | 0 | 0 | 0 | 0 | 0 | 0 | 0 | 0 | 0 | 0 | 0 | 0 | 0 | 0 | 0 | 0 | 0 | 0 | 0 | 0 | 0 | 0 | 0 | 0 | 0 | 0 | 0 | 0 | 0 | 0 | 0 | 0 | 0 | 0 | 0 | 0 | 0 | 0 | 0 | 0 | 0 | 0 | 0 | 0 | 0 | 0 | 0 | 0 | 0 | 0 | 0 | 0 | 0
[17 empty] | 0 | 0 | 0 | 0 | 0 | 0 | 0 | 0 | 0 | 0 | 0 | 0 | 0 | 0 | 0 | 0 | 0 | 0 | 0 | 0 | 0 | 0 | 0 | 0 | 0 | 0 | 0 | 0 | 0 | 0 | 0 | 0 | 0 | 0 | 0 | 0 | 0 | 0 | 0 | 0 | 0 | 0 | 0 | 0 | 0 | 0 | 0 | 0 | 0 | 0 | 0 | 0 | 0 | 0 | 0 | 0 | 0 | 0 | 0 | 0
[17 empty] | 0 | 0 | 0 | 0 | 0 | 0 | 0 | 0 | 0 | 0 | 0 | 0 | 0 | 0 | 0 | 0 | 0 | 0 | 0 | 0 | 0 | 0 | 0 | 0 | 0 | 0 | 0 | 0 | 0 | 0 | 0 | 0 | 0 | 0 | 0 | 0 | 0 | 0 | 0 | 0 | 0 | 0 | 0 | 0 | 0 | 0 | 0 | 0 | 0 | 0 | 0 | 0 | 0 | 0 | 0 | 0 | 0 | 0 | 0 | 0
[17 empty] | 0 | 0 | 0 | 0 | 0 | 0 | 0 | 0 | 0 | 0 | 0 | 0 | 0 | 0 | 0 | 0 | 0 | 0 | 0 | 0 | 0 | 0 | 0 | 0 | 0 | 0 | 0 | 0 | 0 | 0 | 0 | 0 | 0 | 0 | 0 | 0 | 0 | 0 | 0 | 0 | 0 | 0 | 0 | 0 | 0 | 0 | 0 | 0 | 0 | 0 | 0 | 0 | 0 | 0 | 0 | 0 | 0 | 0 | 0 | 0
[17 empty] | 0 | 0 | 0 | 0 | 0 | 0 | 0 | 0 | 0 | 0 | 0 | 0 | 0 | 0 | 0 | 0 | 0 | 0 | 0 | 0 | 0 | 0 | 0 | 0 | 0 | 0 | 0 | 0 | 0 | 0 | 0 | 0 | 0 | 0 | 0 | 0 | 0 | 0 | 0 | 0 | 0 | 0 | 0 | 0 | 0 | 0 | 0 | 0 | 0 | 0 | 0 | 0 | 0 | 0 | 0 | 0 | 0 | 0 | 0 | 0
[17 empty] | 0 | 0 | 0 | 0 | 0 | 0 | 0 | 0 | 0 | 0 | 0 | 0 | 0 | 0 | 0 | 0 | 0 | 0 | 0 | 0 | 0 | 0 | 0 | 0 | 0 | 0 | 0 | 0 | 0 | 0 | 0 | 0 | 0 | 0 | 0 | 0 | 0 | 0 | 0 | 0 | 0 | 0 | 0 | 0 | 0 | 0 | 0 | 0 | 0 | 0 | 0 | 0 | 0 | 0 | 0 | 0 | 0 | 0 | 0 | 0
[17 empty] | 0 | 0 | 0 | 0 | 0 | 0 | 0 | 0 | 0 | 0 | 0 | 0 | 0 | 0 | 0 | 0 | 0 | 0 | 0 | 0 | 0 | 0 | 0 | 0 | 0 | 0 | 0 | 0 | 0 | 0 | 0 | 0 | 0 | 0 | 0 | 0 | 0 | 0 | 0 | 0 | 0 | 0 | 0 | 0 | 0 | 0 | 0 | 0 | 0 | 0 | 0 | 0 | 0 | 0 | 0 | 0 | 0 | 0 | 0 | 0
[17 empty] | 0 | 0 | 0 | 0 | 0 | 0 | 0 | 0 | 0 | 0 | 0 | 0 | 0 | 0 | 0 | 0 | 0 | 0 | 0 | 0 | 0 | 0 | 0 | 0 | 0 | 0 | 0 | 0 | 0 | 0 | 0 | 0 | 0 | 0 | 0 | 0 | 0 | 0 | 0 | 0 | 0 | 0 | 0 | 0 | 0 | 0 | 0 | 0 | 0 | 0 | 0 | 0 | 0 | 0 | 0 | 0 | 0 | 0 | 0 | 0
[17 empty] | 0 | 0 | 0 | 0 | 0 | 0 | 0 | 0 | 0 | 0 | 0 | 0 | 0 | 0 | 0 | 0 | 0 | 0 | 0 | 0 | 0 | 0 | 0 | 0 | 0 | 0 | 0 | 0 | 0 | 0 | 0 | 0 | 0 | 0 | 0 | 0 | 0 | 0 | 0 | 0 | 0 | 0 | 0 | 0 | 0 | 0 | 0 | 0 | 0 | 0 | 0 | 0 | 0 | 0 | 0 | 0 | 0 | 0 | 0 | 0
[17 empty] | 0 | 0 | 0 | 0 | 0 | 0 | 0 | 0 | 0 | 0 | 0 | 0 | 0 | 0 | 0 | 0 | 0 | 0 | 0 | 0 | 0 | 0 | 0 | 0 | 0 | 0 | 0 | 0 | 0 | 0 | 0 | 0 | 0 | 0 | 0 | 0 | 0 | 0 | 0 | 0 | 0 | 0 | 0 | 0 | 0 | 0 | 0 | 0 | 0 | 0 | 0 | 0 | 0 | 0 | 0 | 0 | 0 | 0 | 0 | 0
[17 empty] | 0 | 0 | 0 | 0 | 0 | 0 | 0 | 0 | 0 | 0 | 0 | 0 | 0 | 0 | 0 | 0 | 0 | 0 | 0 | 0 | 0 | 0 | 0 | 0 | 0 | 0 | 0 | 0 | 0 | 0 | 0 | 0 | 0 | 0 | 0 | 0 | 0 | 0 | 0 | 0 | 0 | 0 | 0 | 0 | 0 | 0 | 0 | 0 | 0 | 0 | 0 | 0 | 0 | 0 | 0 | 0 | 0 | 0 | 0 | 0
[17 empty] | 0 | 0 | 0 | 0 | 0 | 0 | 0 | 0 | 0 | 0 | 0 | 0 | 0 | 0 | 0 | 0 | 0 | 0 | 0 | 0 | 0 | 0 | 0 | 0 | 0 | 0 | 0 | 0 | 0 | 0 | 0 | 0 | 0 | 0 | 0 | 0 | 0 | 0 | 0 | 0 | 0 | 0 | 0 | 0 | 0 | 0 | 0 | 0 | 0 | 0 | 0 | 0 | 0 | 0 | 0 | 0 | 0 | 0 | 0 | 0
[17 empty] | 0 | 0 | 0 | 0 | 0 | 0 | 0 | 0 | 0 | 0 | 0 | 0 | 0 | 0 | 0 | 0 | 0 | 0 | 0 | 0 | 0 | 0 | 0 | 0 | 0 | 0 | 0 | 0 | 0 | 0 | 0 | 0 | 0 | 0 | 0 | 0 | 0 | 0 | 0 | 0 | 0 | 0 | 0 | 0 | 0 | 0 | 0 | 0 | 0 | 0 | 0 | 0 | 0 | 0 | 0 | 0 | 0 | 0 | 0 | 0
[17 empty] | 0 | 0 | 0 | 0 | 0 | 0 | 0 | 0 | 0 | 0 | 0 | 0 | 0 | 0 | 0 | 0 | 0 | 0 | 0 | 0 | 0 | 0 | 0 | 0 | 0 | 0 | 0 | 0 | 0 | 0 | 0 | 0 | 0 | 0 | 0 | 0 | 0 | 0 | 0 | 0 | 0 | 0 | 0 | 0 | 0 | 0 | 0 | 0 | 0 | 0 | 0 | 0 | 0 | 0 | 0 | 0 | 0 | 0 | 0 | 0
[17 empty] | 0 | 0 | 0 | 0 | 0 | 0 | 0 | 0 | 0 | 0 | 0 | 0 | 0 | 0 | 0 | 0 | 0 | 0 | 0 | 0 | 0 | 0 | 0 | 0 | 0 | 0 | 0 | 0 | 0 | 0 | 0 | 0 | 0 | 0 | 0 | 0 | 0 | 0 | 0 | 0 | 0 | 0 | 0 | 0 | 0 | 0 | 0 | 0 | 0 | 0 | 0 | 0 | 0 | 0 | 0 | 0 | 0 | 0 | 0 | 0
[17 empty] | 0 | 0 | 0 | 0 | 0 | 0 | 0 | 0 | 0 | 0 | 0 | 0 | 0 | 0 | 0 | 0 | 0 | 0 | 0 | 0 | 0 | 0 | 0 | 0 | 0 | 0 | 0 | 0 | 0 | 0 | 0 | 0 | 0 | 0 | 0 | 0 | 0 | 0 | 0 | 0 | 0 | 0 | 0 | 0 | 0 | 0 | 0 | 0 | 0 | 0 | 0 | 0 | 0 | 0 | 0 | 0 | 0 | 0 | 0 | 0
[17 empty] | 0 | 0 | 0 | 0 | 0 | 0 | 0 | 0 | 0 | 0 | 0 | 0 | 0 | 0 | 0 | 0 | 0 | 0 | 0 | 0 | 0 | 0 | 0 | 0 | 0 | 0 | 0 | 0 | 0 | 0 | 0 | 0 | 0 | 0 | 0 | 0 | 0 | 0 | 0 | 0 | 0 | 0 | 0 | 0 | 0 | 0 | 0 | 0 | 0 | 0 | 0 | 0 | 0 | 0 | 0 | 0 | 0 | 0 | 0 | 0
[17 empty] | 0 | 0 | 0 | 0 | 0 | 0 | 0 | 0 | 0 | 0 | 0 | 0 | 0 | 0 | 0 | 0 | 0 | 0 | 0 | 0 | 0 | 0 | 0 | 0 | 0 | 0 | 0 | 0 | 0 | 0 | 0 | 0 | 0 | 0 | 0 | 0 | 0 | 0 | 0 | 0 | 0 | 0 | 0 | 0 | 0 | 0 | 0 | 0 | 0 | 0 | 0 | 0 | 0 | 0 | 0 | 0 | 0 | 0 | 0 | 0
[17 empty] | 0 | 0 | 0 | 0 | 0 | 0 | 0 | 0 | 0 | 0 | 0 | 0 | 0 | 0 | 0 | 0 | 0 | 0 | 0 | 0 | 0 | 0 | 0 | 0 | 0 | 0 | 0 | 0 | 0 | 0 | 0 | 0 | 0 | 0 | 0 | 0 | 0 | 0 | 0 | 0 | 0 | 0 | 0 | 0 | 0 | 0 | 0 | 0 | 0 | 0 | 0 | 0 | 0 | 0 | 0 | 0 | 0 | 0 | 0 | 0
[17 empty] | 0 | 0 | 0 | 0 | 0 | 0 | 0 | 0 | 0 | 0 | 0 | 0 | 0 | 0 | 0 | 0 | 0 | 0 | 0 | 0 | 0 | 0 | 0 | 0 | 0 | 0 | 0 | 0 | 0 | 0 | 0 | 0 | 0 | 0 | 0 | 0 | 0 | 0 | 0 | 0 | 0 | 0 | 0 | 0 | 0 | 0 | 0 | 0 | 0 | 0 | 0 | 0 | 0 | 0 | 0 | 0 | 0 | 0 | 0 | 0
[17 empty] | 0 | 0 | 0 | 0 | 0 | 0 | 0 | 0 | 0 | 0 | 0 | 0 | 0 | 0 | 0 | 0 | 0 | 0 | 0 | 0 | 0 | 0 | 0 | 0 | 0 | 0 | 0 | 0 | 0 | 0 | 0 | 0 | 0 | 0 | 0 | 0 | 0 | 0 | 0 | 0 | 0 | 0 | 0 | 0 | 0 | 0 | 0 | 0 | 0 | 0 | 0 | 0 | 0 | 0 | 0 | 0 | 0 | 0 | 0 | 0
[17 empty] | 0 | 0 | 0 | 0 | 0 | 0 | 0 | 0 | 0 | 0 | 0 | 0 | 0 | 0 | 0 | 0 | 0 | 0 | 0 | 0 | 0 | 0 | 0 | 0 | 0 | 0 | 0 | 0 | 0 | 0 | 0 | 0 | 0 | 0 | 0 | 0 | 0 | 0 | 0 | 0 | 0 | 0 | 0 | 0 | 0 | 0 | 0 | 0 | 0 | 0 | 0 | 0 | 0 | 0 | 0 | 0 | 0 | 0 | 0 | 0
[17 empty] | 0 | 0 | 0 | 0 | 0 | 0 | 0 | 0 | 0 | 0 | 0 | 0 | 0 | 0 | 0 | 0 | 0 | 0 | 0 | 0 | 0 | 0 | 0 | 0 | 0 | 0 | 0 | 0 | 0 | 0 | 0 | 0 | 0 | 0 | 0 | 0 | 0 | 0 | 0 | 0 | 0 | 0 | 0 | 0 | 0 | 0 | 0 | 0 | 0 | 0 | 0 | 0 | 0 | 0 | 0 | 0 | 0 | 0 | 0 | 0
[17 empty] | 0 | 0 | 0 | 0 | 0 | 0 | 0 | 0 | 0 | 0 | 0 | 0 | 0 | 0 | 0 | 0 | 0 | 0 | 0 | 0 | 0 | 0 | 0 | 0 | 0 | 0 | 0 | 0 | 0 | 0 | 0 | 0 | 0 | 0 | 0 | 0 | 0 | 0 | 0 | 0 | 0 | 0 | 0 | 0 | 0 | 0 | 0 | 0 | 0 | 0 | 0 | 0 | 0 | 0 | 0 | 0 | 0 | 0 | 0 | 0
[17 empty] | 0 | 0 | 0 | 0 | 0 | 0 | 0 | 0 | 0 | 0 | 0 | 0 | 0 | 0 | 0 | 0 | 0 | 0 | 0 | 0 | 0 | 0 | 0 | 0 | 0 | 0 | 0 | 0 | 0 | 0 | 0 | 0 | 0 | 0 | 0 | 0 | 0 | 0 | 0 | 0 | 0 | 0 | 0 | 0 | 0 | 0 | 0 | 0 | 0 | 0 | 0 | 0 | 0 | 0 | 0 | 0 | 0 | 0 | 0 | 0
[17 empty] | 0 | 0 | 0 | 0 | 0 | 0 | 0 | 0 | 0 | 0 | 0 | 0 | 0 | 0 | 0 | 0 | 0 | 0 | 0 | 0 | 0 | 0 | 0 | 0 | 0 | 0 | 0 | 0 | 0 | 0 | 0 | 0 | 0 | 0 | 0 | 0 | 0 | 0 | 0 | 0 | 0 | 0 | 0 | 0 | 0 | 0 | 0 | 0 | 0 | 0 | 0 | 0 | 0 | 0 | 0 | 0 | 0 | 0 | 0 | 0
[17 empty] | 0 | 0 | 0 | 0 | 0 | 0 | 0 | 0 | 0 | 0 | 0 | 0 | 0 | 0 | 0 | 0 | 0 | 0 | 0 | 0 | 0 | 0 | 0 | 0 | 0 | 0 | 0 | 0 | 0 | 0 | 0 | 0 | 0 | 0 | 0 | 0 | 0 | 0 | 0 | 0 | 0 | 0 | 0 | 0 | 0 | 0 | 0 | 0 | 0 | 0 | 0 | 0 | 0 | 0 | 0 | 0 | 0 | 0 | 0 | 0
[17 empty] | 0 | 0 | 0 | 0 | 0 | 0 | 0 | 0 | 0 | 0 | 0 | 0 | 0 | 0 | 0 | 0 | 0 | 0 | 0 | 0 | 0 | 0 | 0 | 0 | 0 | 0 | 0 | 0 | 0 | 0 | 0 | 0 | 0 | 0 | 0 | 0 | 0 | 0 | 0 | 0 | 0 | 0 | 0 | 0 | 0 | 0 | 0 | 0 | 0 | 0 | 0 | 0 | 0 | 0 | 0 | 0 | 0 | 0 | 0 | 0
[17 empty] | 0 | 0 | 0 | 0 | 0 | 0 | 0 | 0 | 0 | 0 | 0 | 0 | 0 | 0 | 0 | 0 | 0 | 0 | 0 | 0 | 0 | 0 | 0 | 0 | 0 | 0 | 0 | 0 | 0 | 0 | 0 | 0 | 0 | 0 | 0 | 0 | 0 | 0 | 0 | 0 | 0 | 0 | 0 | 0 | 0 | 0 | 0 | 0 | 0 | 0 | 0 | 0 | 0 | 0 | 0 | 0 | 0 | 0 | 0 | 0
[17 empty] | 0 | 0 | 0 | 0 | 0 | 0 | 0 | 0 | 0 | 0 | 0 | 0 | 0 | 0 | 0 | 0 | 0 | 0 | 0 | 0 | 0 | 0 | 0 | 0 | 0 | 0 | 0 | 0 | 0 | 0 | 0 | 0 | 0 | 0 | 0 | 0 | 0 | 0 | 0 | 0 | 0 | 0 | 0 | 0 | 0 | 0 | 0 | 0 | 0 | 0 | 0 | 0 | 0 | 0 | 0 | 0 | 0 | 0 | 0 | 0
[17 empty] | 0 | 0 | 0 | 0 | 0 | 0 | 0 | 0 | 0 | 0 | 0 | 0 | 0 | 0 | 0 | 0 | 0 | 0 | 0 | 0 | 0 | 0 | 0 | 0 | 0 | 0 | 0 | 0 | 0 | 0 | 0 | 0 | 0 | 0 | 0 | 0 | 0 | 0 | 0 | 0 | 0 | 0 | 0 | 0 | 0 | 0 | 0 | 0 | 0 | 0 | 0 | 0 | 0 | 0 | 0 | 0 | 0 | 0 | 0 | 0
[17 empty] | 0 | 0 | 0 | 0 | 0 | 0 | 0 | 0 | 0 | 0 | 0 | 0 | 0 | 0 | 0 | 0 | 0 | 0 | 0 | 0 | 0 | 0 | 0 | 0 | 0 | 0 | 0 | 0 | 0 | 0 | 0 | 0 | 0 | 0 | 0 | 0 | 0 | 0 | 0 | 0 | 0 | 0 | 0 | 0 | 0 | 0 | 0 | 0 | 0 | 0 | 0 | 0 | 0 | 0 | 0 | 0 | 0 | 0 | 0 | 0
[17 empty] | 0 | 0 | 0 | 0 | 0 | 0 | 0 | 0 | 0 | 0 | 0 | 0 | 0 | 0 | 0 | 0 | 0 | 0 | 0 | 0 | 0 | 0 | 0 | 0 | 0 | 0 | 0 | 0 | 0 | 0 | 0 | 0 | 0 | 0 | 0 | 0 | 0 | 0 | 0 | 0 | 0 | 0 | 0 | 0 | 0 | 0 | 0 | 0 | 0 | 0 | 0 | 0 | 0 | 0 | 0 | 0 | 0 | 0 | 0 | 0
[17 empty] | 0 | 0 | 0 | 0 | 0 | 0 | 0 | 0 | 0 | 0 | 0 | 0 | 0 | 0 | 0 | 0 | 0 | 0 | 0 | 0 | 0 | 0 | 0 | 0 | 0 | 0 | 0 | 0 | 0 | 0 | 0 | 0 | 0 | 0 | 0 | 0 | 0 | 0 | 0 | 0 | 0 | 0 | 0 | 0 | 0 | 0 | 0 | 0 | 0 | 0 | 0 | 0 | 0 | 0 | 0 | 0 | 0 | 0 | 0 | 0
[17 empty] | 0 | 0 | 0 | 0 | 0 | 0 | 0 | 0 | 0 | 0 | 0 | 0 | 0 | 0 | 0 | 0 | 0 | 0 | 0 | 0 | 0 | 0 | 0 | 0 | 0 | 0 | 0 | 0 | 0 | 0 | 0 | 0 | 0 | 0 | 0 | 0 | 0 | 0 | 0 | 0 | 0 | 0 | 0 | 0 | 0 | 0 | 0 | 0 | 0 | 0 | 0 | 0 | 0 | 0 | 0 | 0 | 0 | 0 | 0 | 0
[17 empty] | 0 | 0 | 0 | 0 | 0 | 0 | 0 | 0 | 0 | 0 | 0 | 0 | 0 | 0 | 0 | 0 | 0 | 0 | 0 | 0 | 0 | 0 | 0 | 0 | 0 | 0 | 0 | 0 | 0 | 0 | 0 | 0 | 0 | 0 | 0 | 0 | 0 | 0 | 0 | 0 | 0 | 0 | 0 | 0 | 0 | 0 | 0 | 0 | 0 | 0 | 0 | 0 | 0 | 0 | 0 | 0 | 0 | 0 | 0 | 0
[17 empty] | 0 | 0 | 0 | 0 | 0 | 0 | 0 | 0 | 0 | 0 | 0 | 0 | 0 | 0 | 0 | 0 | 0 | 0 | 0 | 0 | 0 | 0 | 0 | 0 | 0 | 0 | 0 | 0 | 0 | 0 | 0 | 0 | 0 | 0 | 0 | 0 | 0 | 0 | 0 | 0 | 0 | 0 | 0 | 0 | 0 | 0 | 0 | 0 | 0 | 0 | 0 | 0 | 0 | 0 | 0 | 0 | 0 | 0 | 0 | 0
[17 empty] | 0 | 0 | 0 | 0 | 0 | 0 | 0 | 0 | 0 | 0 | 0 | 0 | 0 | 0 | 0 | 0 | 0 | 0 | 0 | 0 | 0 | 0 | 0 | 0 | 0 | 0 | 0 | 0 | 0 | 0 | 0 | 0 | 0 | 0 | 0 | 0 | 0 | 0 | 0 | 0 | 0 | 0 | 0 | 0 | 0 | 0 | 0 | 0 | 0 | 0 | 0 | 0 | 0 | 0 | 0 | 0 | 0 | 0 | 0 | 0
[17 empty] | 0 | 0 | 0 | 0 | 0 | 0 | 0 | 0 | 0 | 0 | 0 | 0 | 0 | 0 | 0 | 0 | 0 | 0 | 0 | 0 | 0 | 0 | 0 | 0 | 0 | 0 | 0 | 0 | 0 | 0 | 0 | 0 | 0 | 0 | 0 | 0 | 0 | 0 | 0 | 0 | 0 | 0 | 0 | 0 | 0 | 0 | 0 | 0 | 0 | 0 | 0 | 0 | 0 | 0 | 0 | 0 | 0 | 0 | 0 | 0
[17 empty] | 0 | 0 | 0 | 0 | 0 | 0 | 0 | 0 | 0 | 0 | 0 | 0 | 0 | 0 | 0 | 0 | 0 | 0 | 0 | 0 | 0 | 0 | 0 | 0 | 0 | 0 | 0 | 0 | 0 | 0 | 0 | 0 | 0 | 0 | 0 | 0 | 0 | 0 | 0 | 0 | 0 | 0 | 0 | 0 | 0 | 0 | 0 | 0 | 0 | 0 | 0 | 0 | 0 | 0 | 0 | 0 | 0 | 0 | 0 | 0
[17 empty] | 0 | 0 | 0 | 0 | 0 | 0 | 0 | 0 | 0 | 0 | 0 | 0 | 0 | 0 | 0 | 0 | 0 | 0 | 0 | 0 | 0 | 0 | 0 | 0 | 0 | 0 | 0 | 0 | 0 | 0 | 0 | 0 | 0 | 0 | 0 | 0 | 0 | 0 | 0 | 0 | 0 | 0 | 0 | 0 | 0 | 0 | 0 | 0 | 0 | 0 | 0 | 0 | 0 | 0 | 0 | 0 | 0 | 0 | 0 | 0
[17 empty] | 0 | 0 | 0 | 0 | 0 | 0 | 0 | 0 | 0 | 0 | 0 | 0 | 0 | 0 | 0 | 0 | 0 | 0 | 0 | 0 | 0 | 0 | 0 | 0 | 0 | 0 | 0 | 0 | 0 | 0 | 0 | 0 | 0 | 0 | 0 | 0 | 0 | 0 | 0 | 0 | 0 | 0 | 0 | 0 | 0 | 0 | 0 | 0 | 0 | 0 | 0 | 0 | 0 | 0 | 0 | 0 | 0 | 0 | 0 | 0
[17 empty] | 0 | 0 | 0 | 0 | 0 | 0 | 0 | 0 | 0 | 0 | 0 | 0 | 0 | 0 | 0 | 0 | 0 | 0 | 0 | 0 | 0 | 0 | 0 | 0 | 0 | 0 | 0 | 0 | 0 | 0 | 0 | 0 | 0 | 0 | 0 | 0 | 0 | 0 | 0 | 0 | 0 | 0 | 0 | 0 | 0 | 0 | 0 | 0 | 0 | 0 | 0 | 0 | 0 | 0 | 0 | 0 | 0 | 0 | 0 | 0
[17 empty] | 0 | 0 | 0 | 0 | 0 | 0 | 0 | 0 | 0 | 0 | 0 | 0 | 0 | 0 | 0 | 0 | 0 | 0 | 0 | 0 | 0 | 0 | 0 | 0 | 0 | 0 | 0 | 0 | 0 | 0 | 0 | 0 | 0 | 0 | 0 | 0 | 0 | 0 | 0 | 0 | 0 | 0 | 0 | 0 | 0 | 0 | 0 | 0 | 0 | 0 | 0 | 0 | 0 | 0 | 0 | 0 | 0 | 0 | 0 | 0
[17 empty] | 0 | 0 | 0 | 0 | 0 | 0 | 0 | 0 | 0 | 0 | 0 | 0 | 0 | 0 | 0 | 0 | 0 | 0 | 0 | 0 | 0 | 0 | 0 | 0 | 0 | 0 | 0 | 0 | 0 | 0 | 0 | 0 | 0 | 0 | 0 | 0 | 0 | 0 | 0 | 0 | 0 | 0 | 0 | 0 | 0 | 0 | 0 | 0 | 0 | 0 | 0 | 0 | 0 | 0 | 0 | 0 | 0 | 0 | 0 | 0
[17 empty] | 0 | 0 | 0 | 0 | 0 | 0 | 0 | 0 | 0 | 0 | 0 | 0 | 0 | 0 | 0 | 0 | 0 | 0 | 0 | 0 | 0 | 0 | 0 | 0 | 0 | 0 | 0 | 0 | 0 | 0 | 0 | 0 | 0 | 0 | 0 | 0 | 0 | 0 | 0 | 0 | 0 | 0 | 0 | 0 | 0 | 0 | 0 | 0 | 0 | 0 | 0 | 0 | 0 | 0 | 0 | 0 | 0 | 0 | 0 | 0
[17 empty] | 0 | 0 | 0 | 0 | 0 | 0 | 0 | 0 | 0 | 0 | 0 | 0 | 0 | 0 | 0 | 0 | 0 | 0 | 0 | 0 | 0 | 0 | 0 | 0 | 0 | 0 | 0 | 0 | 0 | 0 | 0 | 0 | 0 | 0 | 0 | 0 | 0 | 0 | 0 | 0 | 0 | 0 | 0 | 0 | 0 | 0 | 0 | 0 | 0 | 0 | 0 | 0 | 0 | 0 | 0 | 0 | 0 | 0 | 0 | 0
[17 empty] | 0 | 0 | 0 | 0 | 0 | 0 | 0 | 0 | 0 | 0 | 0 | 0 | 0 | 0 | 0 | 0 | 0 | 0 | 0 | 0 | 0 | 0 | 0 | 0 | 0 | 0 | 0 | 0 | 0 | 0 | 0 | 0 | 0 | 0 | 0 | 0 | 0 | 0 | 0 | 0 | 0 | 0 | 0 | 0 | 0 | 0 | 0 | 0 | 0 | 0 | 0 | 0 | 0 | 0 | 0 | 0 | 0 | 0 | 0 | 0
[17 empty] | 0 | 0 | 0 | 0 | 0 | 0 | 0 | 0 | 0 | 0 | 0 | 0 | 0 | 0 | 0 | 0 | 0 | 0 | 0 | 0 | 0 | 0 | 0 | 0 | 0 | 0 | 0 | 0 | 0 | 0 | 0 | 0 | 0 | 0 | 0 | 0 | 0 | 0 | 0 | 0 | 0 | 0 | 0 | 0 | 0 | 0 | 0 | 0 | 0 | 0 | 0 | 0 | 0 | 0 | 0 | 0 | 0 | 0 | 0 | 0
[17 empty] | 0 | 0 | 0 | 0 | 0 | 0 | 0 | 0 | 0 | 0 | 0 | 0 | 0 | 0 | 0 | 0 | 0 | 0 | 0 | 0 | 0 | 0 | 0 | 0 | 0 | 0 | 0 | 0 | 0 | 0 | 0 | 0 | 0 | 0 | 0 | 0 | 0 | 0 | 0 | 0 | 0 | 0 | 0 | 0 | 0 | 0 | 0 | 0 | 0 | 0 | 0 | 0 | 0 | 0 | 0 | 0 | 0 | 0 | 0 | 0
[17 empty] | 0 | 0 | 0 | 0 | 0 | 0 | 0 | 0 | 0 | 0 | 0 | 0 | 0 | 0 | 0 | 0 | 0 | 0 | 0 | 0 | 0 | 0 | 0 | 0 | 0 | 0 | 0 | 0 | 0 | 0 | 0 | 0 | 0 | 0 | 0 | 0 | 0 | 0 | 0 | 0 | 0 | 0 | 0 | 0 | 0 | 0 | 0 | 0 | 0 | 0 | 0 | 0 | 0 | 0 | 0 | 0 | 0 | 0 | 0 | 0
[17 empty] | 0 | 0 | 0 | 0 | 0 | 0 | 0 | 0 | 0 | 0 | 0 | 0 | 0 | 0 | 0 | 0 | 0 | 0 | 0 | 0 | 0 | 0 | 0 | 0 | 0 | 0 | 0 | 0 | 0 | 0 | 0 | 0 | 0 | 0 | 0 | 0 | 0 | 0 | 0 | 0 | 0 | 0 | 0 | 0 | 0 | 0 | 0 | 0 | 0 | 0 | 0 | 0 | 0 | 0 | 0 | 0 | 0 | 0 | 0 | 0
[17 empty] | 0 | 0 | 0 | 0 | 0 | 0 | 0 | 0 | 0 | 0 | 0 | 0 | 0 | 0 | 0 | 0 | 0 | 0 | 0 | 0 | 0 | 0 | 0 | 0 | 0 | 0 | 0 | 0 | 0 | 0 | 0 | 0 | 0 | 0 | 0 | 0 | 0 | 0 | 0 | 0 | 0 | 0 | 0 | 0 | 0 | 0 | 0 | 0 | 0 | 0 | 0 | 0 | 0 | 0 | 0 | 0 | 0 | 0 | 0 | 0
[17 empty] | 0 | 0 | 0 | 0 | 0 | 0 | 0 | 0 | 0 | 0 | 0 | 0 | 0 | 0 | 0 | 0 | 0 | 0 | 0 | 0 | 0 | 0 | 0 | 0 | 0 | 0 | 0 | 0 | 0 | 0 | 0 | 0 | 0 | 0 | 0 | 0 | 0 | 0 | 0 | 0 | 0 | 0 | 0 | 0 | 0 | 0 | 0 | 0 | 0 | 0 | 0 | 0 | 0 | 0 | 0 | 0 | 0 | 0 | 0 | 0
[17 empty] | 0 | 0 | 0 | 0 | 0 | 0 | 0 | 0 | 0 | 0 | 0 | 0 | 0 | 0 | 0 | 0 | 0 | 0 | 0 | 0 | 0 | 0 | 0 | 0 | 0 | 0 | 0 | 0 | 0 | 0 | 0 | 0 | 0 | 0 | 0 | 0 | 0 | 0 | 0 | 0 | 0 | 0 | 0 | 0 | 0 | 0 | 0 | 0 | 0 | 0 | 0 | 0 | 0 | 0 | 0 | 0 | 0 | 0 | 0 | 0
[17 empty] | 0 | 0 | 0 | 0 | 0 | 0 | 0 | 0 | 0 | 0 | 0 | 0 | 0 | 0 | 0 | 0 | 0 | 0 | 0 | 0 | 0 | 0 | 0 | 0 | 0 | 0 | 0 | 0 | 0 | 0 | 0 | 0 | 0 | 0 | 0 | 0 | 0 | 0 | 0 | 0 | 0 | 0 | 0 | 0 | 0 | 0 | 0 | 0 | 0 | 0 | 0 | 0 | 0 | 0 | 0 | 0 | 0 | 0 | 0 | 0
[17 empty] | 0 | 0 | 0 | 0 | 0 | 0 | 0 | 0 | 0 | 0 | 0 | 0 | 0 | 0 | 0 | 0 | 0 | 0 | 0 | 0 | 0 | 0 | 0 | 0 | 0 | 0 | 0 | 0 | 0 | 0 | 0 | 0 | 0 | 0 | 0 | 0 | 0 | 0 | 0 | 0 | 0 | 0 | 0 | 0 | 0 | 0 | 0 | 0 | 0 | 0 | 0 | 0 | 0 | 0 | 0 | 0 | 0 | 0 | 0 | 0
[17 empty] | 0 | 0 | 0 | 0 | 0 | 0 | 0 | 0 | 0 | 0 | 0 | 0 | 0 | 0 | 0 | 0 | 0 | 0 | 0 | 0 | 0 | 0 | 0 | 0 | 0 | 0 | 0 | 0 | 0 | 0 | 0 | 0 | 0 | 0 | 0 | 0 | 0 | 0 | 0 | 0 | 0 | 0 | 0 | 0 | 0 | 0 | 0 | 0 | 0 | 0 | 0 | 0 | 0 | 0 | 0 | 0 | 0 | 0 | 0 | 0
[17 empty] | 0 | 0 | 0 | 0 | 0 | 0 | 0 | 0 | 0 | 0 | 0 | 0 | 0 | 0 | 0 | 0 | 0 | 0 | 0 | 0 | 0 | 0 | 0 | 0 | 0 | 0 | 0 | 0 | 0 | 0 | 0 | 0 | 0 | 0 | 0 | 0 | 0 | 0 | 0 | 0 | 0 | 0 | 0 | 0 | 0 | 0 | 0 | 0 | 0 | 0 | 0 | 0 | 0 | 0 | 0 | 0 | 0 | 0 | 0 | 0
[17 empty] | 0 | 0 | 0 | 0 | 0 | 0 | 0 | 0 | 0 | 0 | 0 | 0 | 0 | 0 | 0 | 0 | 0 | 0 | 0 | 0 | 0 | 0 | 0 | 0 | 0 | 0 | 0 | 0 | 0 | 0 | 0 | 0 | 0 | 0 | 0 | 0 | 0 | 0 | 0 | 0 | 0 | 0 | 0 | 0 | 0 | 0 | 0 | 0 | 0 | 0 | 0 | 0 | 0 | 0 | 0 | 0 | 0 | 0 | 0 | 0
[17 empty] | 0 | 0 | 0 | 0 | 0 | 0 | 0 | 0 | 0 | 0 | 0 | 0 | 0 | 0 | 0 | 0 | 0 | 0 | 0 | 0 | 0 | 0 | 0 | 0 | 0 | 0 | 0 | 0 | 0 | 0 | 0 | 0 | 0 | 0 | 0 | 0 | 0 | 0 | 0 | 0 | 0 | 0 | 0 | 0 | 0 | 0 | 0 | 0 | 0 | 0 | 0 | 0 | 0 | 0 | 0 | 0 | 0 | 0 | 0 | 0
[17 empty] | 0 | 0 | 0 | 0 | 0 | 0 | 0 | 0 | 0 | 0 | 0 | 0 | 0 | 0 | 0 | 0 | 0 | 0 | 0 | 0 | 0 | 0 | 0 | 0 | 0 | 0 | 0 | 0 | 0 | 0 | 0 | 0 | 0 | 0 | 0 | 0 | 0 | 0 | 0 | 0 | 0 | 0 | 0 | 0 | 0 | 0 | 0 | 0 | 0 | 0 | 0 | 0 | 0 | 0 | 0 | 0 | 0 | 0 | 0 | 0
[17 empty] | 0 | 0 | 0 | 0 | 0 | 0 | 0 | 0 | 0 | 0 | 0 | 0 | 0 | 0 | 0 | 0 | 0 | 0 | 0 | 0 | 0 | 0 | 0 | 0 | 0 | 0 | 0 | 0 | 0 | 0 | 0 | 0 | 0 | 0 | 0 | 0 | 0 | 0 | 0 | 0 | 0 | 0 | 0 | 0 | 0 | 0 | 0 | 0 | 0 | 0 | 0 | 0 | 0 | 0 | 0 | 0 | 0 | 0 | 0 | 0
[17 empty] | 0 | 0 | 0 | 0 | 0 | 0 | 0 | 0 | 0 | 0 | 0 | 0 | 0 | 0 | 0 | 0 | 0 | 0 | 0 | 0 | 0 | 0 | 0 | 0 | 0 | 0 | 0 | 0 | 0 | 0 | 0 | 0 | 0 | 0 | 0 | 0 | 0 | 0 | 0 | 0 | 0 | 0 | 0 | 0 | 0 | 0 | 0 | 0 | 0 | 0 | 0 | 0 | 0 | 0 | 0 | 0 | 0 | 0 | 0 | 0
[17 empty] | 0 | 0 | 0 | 0 | 0 | 0 | 0 | 0 | 0 | 0 | 0 | 0 | 0 | 0 | 0 | 0 | 0 | 0 | 0 | 0 | 0 | 0 | 0 | 0 | 0 | 0 | 0 | 0 | 0 | 0 | 0 | 0 | 0 | 0 | 0 | 0 | 0 | 0 | 0 | 0 | 0 | 0 | 0 | 0 | 0 | 0 | 0 | 0 | 0 | 0 | 0 | 0 | 0 | 0 | 0 | 0 | 0 | 0 | 0 | 0
[17 empty] | 0 | 0 | 0 | 0 | 0 | 0 | 0 | 0 | 0 | 0 | 0 | 0 | 0 | 0 | 0 | 0 | 0 | 0 | 0 | 0 | 0 | 0 | 0 | 0 | 0 | 0 | 0 | 0 | 0 | 0 | 0 | 0 | 0 | 0 | 0 | 0 | 0 | 0 | 0 | 0 | 0 | 0 | 0 | 0 | 0 | 0 | 0 | 0 | 0 | 0 | 0 | 0 | 0 | 0 | 0 | 0 | 0 | 0 | 0 | 0
[17 empty] | 0 | 0 | 0 | 0 | 0 | 0 | 0 | 0 | 0 | 0 | 0 | 0 | 0 | 0 | 0 | 0 | 0 | 0 | 0 | 0 | 0 | 0 | 0 | 0 | 0 | 0 | 0 | 0 | 0 | 0 | 0 | 0 | 0 | 0 | 0 | 0 | 0 | 0 | 0 | 0 | 0 | 0 | 0 | 0 | 0 | 0 | 0 | 0 | 0 | 0 | 0 | 0 | 0 | 0 | 0 | 0 | 0 | 0 | 0 | 0
[17 empty] | 0 | 0 | 0 | 0 | 0 | 0 | 0 | 0 | 0 | 0 | 0 | 0 | 0 | 0 | 0 | 0 | 0 | 0 | 0 | 0 | 0 | 0 | 0 | 0 | 0 | 0 | 0 | 0 | 0 | 0 | 0 | 0 | 0 | 0 | 0 | 0 | 0 | 0 | 0 | 0 | 0 | 0 | 0 | 0 | 0 | 0 | 0 | 0 | 0 | 0 | 0 | 0 | 0 | 0 | 0 | 0 | 0 | 0 | 0 | 0
[17 empty] | 0 | 0 | 0 | 0 | 0 | 0 | 0 | 0 | 0 | 0 | 0 | 0 | 0 | 0 | 0 | 0 | 0 | 0 | 0 | 0 | 0 | 0 | 0 | 0 | 0 | 0 | 0 | 0 | 0 | 0 | 0 | 0 | 0 | 0 | 0 | 0 | 0 | 0 | 0 | 0 | 0 | 0 | 0 | 0 | 0 | 0 | 0 | 0 | 0 | 0 | 0 | 0 | 0 | 0 | 0 | 0 | 0 | 0 | 0 | 0
[17 empty] | 0 | 0 | 0 | 0 | 0 | 0 | 0 | 0 | 0 | 0 | 0 | 0 | 0 | 0 | 0 | 0 | 0 | 0 | 0 | 0 | 0 | 0 | 0 | 0 | 0 | 0 | 0 | 0 | 0 | 0 | 0 | 0 | 0 | 0 | 0 | 0 | 0 | 0 | 0 | 0 | 0 | 0 | 0 | 0 | 0 | 0 | 0 | 0 | 0 | 0 | 0 | 0 | 0 | 0 | 0 | 0 | 0 | 0 | 0 | 0
[17 empty] | 0 | 0 | 0 | 0 | 0 | 0 | 0 | 0 | 0 | 0 | 0 | 0 | 0 | 0 | 0 | 0 | 0 | 0 | 0 | 0 | 0 | 0 | 0 | 0 | 0 | 0 | 0 | 0 | 0 | 0 | 0 | 0 | 0 | 0 | 0 | 0 | 0 | 0 | 0 | 0 | 0 | 0 | 0 | 0 | 0 | 0 | 0 | 0 | 0 | 0 | 0 | 0 | 0 | 0 | 0 | 0 | 0 | 0 | 0 | 0
[17 empty] | 0 | 0 | 0 | 0 | 0 | 0 | 0 | 0 | 0 | 0 | 0 | 0 | 0 | 0 | 0 | 0 | 0 | 0 | 0 | 0 | 0 | 0 | 0 | 0 | 0 | 0 | 0 | 0 | 0 | 0 | 0 | 0 | 0 | 0 | 0 | 0 | 0 | 0 | 0 | 0 | 0 | 0 | 0 | 0 | 0 | 0 | 0 | 0 | 0 | 0 | 0 | 0 | 0 | 0 | 0 | 0 | 0 | 0 | 0 | 0
[17 empty] | 0 | 0 | 0 | 0 | 0 | 0 | 0 | 0 | 0 | 0 | 0 | 0 | 0 | 0 | 0 | 0 | 0 | 0 | 0 | 0 | 0 | 0 | 0 | 0 | 0 | 0 | 0 | 0 | 0 | 0 | 0 | 0 | 0 | 0 | 0 | 0 | 0 | 0 | 0 | 0 | 0 | 0 | 0 | 0 | 0 | 0 | 0 | 0 | 0 | 0 | 0 | 0 | 0 | 0 | 0 | 0 | 0 | 0 | 0 | 0
[17 empty] | 0 | 0 | 0 | 0 | 0 | 0 | 0 | 0 | 0 | 0 | 0 | 0 | 0 | 0 | 0 | 0 | 0 | 0 | 0 | 0 | 0 | 0 | 0 | 0 | 0 | 0 | 0 | 0 | 0 | 0 | 0 | 0 | 0 | 0 | 0 | 0 | 0 | 0 | 0 | 0 | 0 | 0 | 0 | 0 | 0 | 0 | 0 | 0 | 0 | 0 | 0 | 0 | 0 | 0 | 0 | 0 | 0 | 0 | 0 | 0
[17 empty] | 0 | 0 | 0 | 0 | 0 | 0 | 0 | 0 | 0 | 0 | 0 | 0 | 0 | 0 | 0 | 0 | 0 | 0 | 0 | 0 | 0 | 0 | 0 | 0 | 0 | 0 | 0 | 0 | 0 | 0 | 0 | 0 | 0 | 0 | 0 | 0 | 0 | 0 | 0 | 0 | 0 | 0 | 0 | 0 | 0 | 0 | 0 | 0 | 0 | 0 | 0 | 0 | 0 | 0 | 0 | 0 | 0 | 0 | 0 | 0
[17 empty] | 0 | 0 | 0 | 0 | 0 | 0 | 0 | 0 | 0 | 0 | 0 | 0 | 0 | 0 | 0 | 0 | 0 | 0 | 0 | 0 | 0 | 0 | 0 | 0 | 0 | 0 | 0 | 0 | 0 | 0 | 0 | 0 | 0 | 0 | 0 | 0 | 0 | 0 | 0 | 0 | 0 | 0 | 0 | 0 | 0 | 0 | 0 | 0 | 0 | 0 | 0 | 0 | 0 | 0 | 0 | 0 | 0 | 0 | 0 | 0
[17 empty] | 0 | 0 | 0 | 0 | 0 | 0 | 0 | 0 | 0 | 0 | 0 | 0 | 0 | 0 | 0 | 0 | 0 | 0 | 0 | 0 | 0 | 0 | 0 | 0 | 0 | 0 | 0 | 0 | 0 | 0 | 0 | 0 | 0 | 0 | 0 | 0 | 0 | 0 | 0 | 0 | 0 | 0 | 0 | 0 | 0 | 0 | 0 | 0 | 0 | 0 | 0 | 0 | 0 | 0 | 0 | 0 | 0 | 0 | 0 | 0
[17 empty] | 0 | 0 | 0 | 0 | 0 | 0 | 0 | 0 | 0 | 0 | 0 | 0 | 0 | 0 | 0 | 0 | 0 | 0 | 0 | 0 | 0 | 0 | 0 | 0 | 0 | 0 | 0 | 0 | 0 | 0 | 0 | 0 | 0 | 0 | 0 | 0 | 0 | 0 | 0 | 0 | 0 | 0 | 0 | 0 | 0 | 0 | 0 | 0 | 0 | 0 | 0 | 0 | 0 | 0 | 0 | 0 | 0 | 0 | 0 | 0
[17 empty] | 0 | 0 | 0 | 0 | 0 | 0 | 0 | 0 | 0 | 0 | 0 | 0 | 0 | 0 | 0 | 0 | 0 | 0 | 0 | 0 | 0 | 0 | 0 | 0 | 0 | 0 | 0 | 0 | 0 | 0 | 0 | 0 | 0 | 0 | 0 | 0 | 0 | 0 | 0 | 0 | 0 | 0 | 0 | 0 | 0 | 0 | 0 | 0 | 0 | 0 | 0 | 0 | 0 | 0 | 0 | 0 | 0 | 0 | 0 | 0
[17 empty] | 0 | 0 | 0 | 0 | 0 | 0 | 0 | 0 | 0 | 0 | 0 | 0 | 0 | 0 | 0 | 0 | 0 | 0 | 0 | 0 | 0 | 0 | 0 | 0 | 0 | 0 | 0 | 0 | 0 | 0 | 0 | 0 | 0 | 0 | 0 | 0 | 0 | 0 | 0 | 0 | 0 | 0 | 0 | 0 | 0 | 0 | 0 | 0 | 0 | 0 | 0 | 0 | 0 | 0 | 0 | 0 | 0 | 0 | 0 | 0
[17 empty] | 0 | 0 | 0 | 0 | 0 | 0 | 0 | 0 | 0 | 0 | 0 | 0 | 0 | 0 | 0 | 0 | 0 | 0 | 0 | 0 | 0 | 0 | 0 | 0 | 0 | 0 | 0 | 0 | 0 | 0 | 0 | 0 | 0 | 0 | 0 | 0 | 0 | 0 | 0 | 0 | 0 | 0 | 0 | 0 | 0 | 0 | 0 | 0 | 0 | 0 | 0 | 0 | 0 | 0 | 0 | 0 | 0 | 0 | 0 | 0
[17 empty] | 0 | 0 | 0 | 0 | 0 | 0 | 0 | 0 | 0 | 0 | 0 | 0 | 0 | 0 | 0 | 0 | 0 | 0 | 0 | 0 | 0 | 0 | 0 | 0 | 0 | 0 | 0 | 0 | 0 | 0 | 0 | 0 | 0 | 0 | 0 | 0 | 0 | 0 | 0 | 0 | 0 | 0 | 0 | 0 | 0 | 0 | 0 | 0 | 0 | 0 | 0 | 0 | 0 | 0 | 0 | 0 | 0 | 0 | 0 | 0
[17 empty] | 0 | 0 | 0 | 0 | 0 | 0 | 0 | 0 | 0 | 0 | 0 | 0 | 0 | 0 | 0 | 0 | 0 | 0 | 0 | 0 | 0 | 0 | 0 | 0 | 0 | 0 | 0 | 0 | 0 | 0 | 0 | 0 | 0 | 0 | 0 | 0 | 0 | 0 | 0 | 0 | 0 | 0 | 0 | 0 | 0 | 0 | 0 | 0 | 0 | 0 | 0 | 0 | 0 | 0 | 0 | 0 | 0 | 0 | 0 | 0
[17 empty] | 0 | 0 | 0 | 0 | 0 | 0 | 0 | 0 | 0 | 0 | 0 | 0 | 0 | 0 | 0 | 0 | 0 | 0 | 0 | 0 | 0 | 0 | 0 | 0 | 0 | 0 | 0 | 0 | 0 | 0 | 0 | 0 | 0 | 0 | 0 | 0 | 0 | 0 | 0 | 0 | 0 | 0 | 0 | 0 | 0 | 0 | 0 | 0 | 0 | 0 | 0 | 0 | 0 | 0 | 0 | 0 | 0 | 0 | 0 | 0
[17 empty] | 0 | 0 | 0 | 0 | 0 | 0 | 0 | 0 | 0 | 0 | 0 | 0 | 0 | 0 | 0 | 0 | 0 | 0 | 0 | 0 | 0 | 0 | 0 | 0 | 0 | 0 | 0 | 0 | 0 | 0 | 0 | 0 | 0 | 0 | 0 | 0 | 0 | 0 | 0 | 0 | 0 | 0 | 0 | 0 | 0 | 0 | 0 | 0 | 0 | 0 | 0 | 0 | 0 | 0 | 0 | 0 | 0 | 0 | 0 | 0
[17 empty] | 0 | 0 | 0 | 0 | 0 | 0 | 0 | 0 | 0 | 0 | 0 | 0 | 0 | 0 | 0 | 0 | 0 | 0 | 0 | 0 | 0 | 0 | 0 | 0 | 0 | 0 | 0 | 0 | 0 | 0 | 0 | 0 | 0 | 0 | 0 | 0 | 0 | 0 | 0 | 0 | 0 | 0 | 0 | 0 | 0 | 0 | 0 | 0 | 0 | 0 | 0 | 0 | 0 | 0 | 0 | 0 | 0 | 0 | 0 | 0
[17 empty] | 0 | 0 | 0 | 0 | 0 | 0 | 0 | 0 | 0 | 0 | 0 | 0 | 0 | 0 | 0 | 0 | 0 | 0 | 0 | 0 | 0 | 0 | 0 | 0 | 0 | 0 | 0 | 0 | 0 | 0 | 0 | 0 | 0 | 0 | 0 | 0 | 0 | 0 | 0 | 0 | 0 | 0 | 0 | 0 | 0 | 0 | 0 | 0 | 0 | 0 | 0 | 0 | 0 | 0 | 0 | 0 | 0 | 0 | 0 | 0
[17 empty] | 0 | 0 | 0 | 0 | 0 | 0 | 0 | 0 | 0 | 0 | 0 | 0 | 0 | 0 | 0 | 0 | 0 | 0 | 0 | 0 | 0 | 0 | 0 | 0 | 0 | 0 | 0 | 0 | 0 | 0 | 0 | 0 | 0 | 0 | 0 | 0 | 0 | 0 | 0 | 0 | 0 | 0 | 0 | 0 | 0 | 0 | 0 | 0 | 0 | 0 | 0 | 0 | 0 | 0 | 0 | 0 | 0 | 0 | 0 | 0
[17 empty] | 0 | 0 | 0 | 0 | 0 | 0 | 0 | 0 | 0 | 0 | 0 | 0 | 0 | 0 | 0 | 0 | 0 | 0 | 0 | 0 | 0 | 0 | 0 | 0 | 0 | 0 | 0 | 0 | 0 | 0 | 0 | 0 | 0 | 0 | 0 | 0 | 0 | 0 | 0 | 0 | 0 | 0 | 0 | 0 | 0 | 0 | 0 | 0 | 0 | 0 | 0 | 0 | 0 | 0 | 0 | 0 | 0 | 0 | 0 | 0
[24 empty] | 0 | 0 | 0 | 0 | 0 | 0 | 0 | 0 | 0 | 0 | 0 | 0 | 0 | 0 | 0 | 0 | 0 | 0 | 0 | 0 | 0 | 0 | 0 | 0 | 0 | 0 | 0 | 0 | 0 | 0 | 0 | 0 | 0 | 0 | 0 | 0 | 0 | 0 | 0 | 0 | 0 | 0 | 0 | 0 | 0 | 0 | 0 | 0 | 0 | 0 | 0 | 0 | 0
[17 empty] | 0 | 0 | 0 | 0 | 0 | 0 | 0 | 0 | 0 | 0 | 0 | 0 | 0 | 0 | 0 | 0 | 0 | 0 | 0 | 0 | 0 | 0 | 0 | 0 | 0 | 0 | 0 | 0 | 0 | 0 | 0 | 0 | 0 | 0 | 0 | 0 | 0 | 0 | 0 | 0 | 0 | 0 | 0 | 0 | 0 | 0 | 0 | 0 | 0 | 0 | 0 | 0 | 0 | 0 | 0 | 0 | 0 | 0 | 0 | 0
[24 empty] | 0 | 0 | 0 | 0 | 0 | 0 | 0 | 0 | 0 | 0 | 0 | 0 | 0 | 0 | 0 | 0 | 0 | 0 | 0 | 0 | 0 | 0 | 0 | 0 | 0 | 0 | 0 | 0 | 0 | 0 | 0 | 0 | 0 | 0 | 0 | 0 | 0 | 0 | 0 | 0 | 0 | 0 | 0 | 0 | 0 | 0 | 0 | 0 | 0 | 0 | 0 | 0 | 0
[17 empty] | 0 | 0 | 0 | 0 | 0 | 0 | 0 | 0 | 0 | 0 | 0 | 0 | 0 | 0 | 0 | 0 | 0 | 0 | 0 | 0 | 0 | 0 | 0 | 0 | 0 | 0 | 0 | 0 | 0 | 0 | 0 | 0 | 0 | 0 | 0 | 0 | 0 | 0 | 0 | 0 | 0 | 0 | 0 | 0 | 0 | 0 | 0 | 0 | 0 | 0 | 0 | 0 | 0 | 0 | 0 | 0 | 0 | 0 | 0 | 0
[17 empty] | 0 | 0 | 0 | 0 | 0 | 0 | 0 | 0 | 0 | 0 | 0 | 0 | 0 | 0 | 0 | 0 | 0 | 0 | 0 | 0 | 0 | 0 | 0 | 0 | 0 | 0 | 0 | 0 | 0 | 0 | 0 | 0 | 0 | 0 | 0 | 0 | 0 | 0 | 0 | 0 | 0 | 0 | 0 | 0 | 0 | 0 | 0 | 0 | 0 | 0 | 0 | 0 | 0 | 0 | 0 | 0 | 0 | 0 | 0 | 0
[17 empty] | 0 | 0 | 0 | 0 | 0 | 0 | 0 | 0 | 0 | 0 | 0 | 0 | 0 | 0 | 0 | 0 | 0 | 0 | 0 | 0 | 0 | 0 | 0 | 0 | 0 | 0 | 0 | 0 | 0 | 0 | 0 | 0 | 0 | 0 | 0 | 0 | 0 | 0 | 0 | 0 | 0 | 0 | 0 | 0 | 0 | 0 | 0 | 0 | 0 | 0 | 0 | 0 | 0 | 0 | 0 | 0 | 0 | 0 | 0 | 0
[17 empty] | 0 | 0 | 0 | 0 | 0 | 0 | 0 | 0 | 0 | 0 | 0 | 0 | 0 | 0 | 0 | 0 | 0 | 0 | 0 | 0 | 0 | 0 | 0 | 0 | 0 | 0 | 0 | 0 | 0 | 0 | 0 | 0 | 0 | 0 | 0 | 0 | 0 | 0 | 0 | 0 | 0 | 0 | 0 | 0 | 0 | 0 | 0 | 0 | 0 | 0 | 0 | 0 | 0 | 0 | 0 | 0 | 0 | 0 | 0 | 0
[17 empty] | 0 | 0 | 0 | 0 | 0 | 0 | 0 | 0 | 0 | 0 | 0 | 0 | 0 | 0 | 0 | 0 | 0 | 0 | 0 | 0 | 0 | 0 | 0 | 0 | 0 | 0 | 0 | 0 | 0 | 0 | 0 | 0 | 0 | 0 | 0 | 0 | 0 | 0 | 0 | 0 | 0 | 0 | 0 | 0 | 0 | 0 | 0 | 0 | 0 | 0 | 0 | 0 | 0 | 0 | 0 | 0 | 0 | 0 | 0 | 0
[17 empty] | 0 | 0 | 0 | 0 | 0 | 0 | 0 | 0 | 0 | 0 | 0 | 0 | 0 | 0 | 0 | 0 | 0 | 0 | 0 | 0 | 0 | 0 | 0 | 0 | 0 | 0 | 0 | 0 | 0 | 0 | 0 | 0 | 0 | 0 | 0 | 0 | 0 | 0 | 0 | 0 | 0 | 0 | 0 | 0 | 0 | 0 | 0 | 0 | 0 | 0 | 0 | 0 | 0 | 0 | 0 | 0 | 0 | 0 | 0 | 0
[17 empty] | 0 | 0 | 0 | 0 | 0 | 0 | 0 | 0 | 0 | 0 | 0 | 0 | 0 | 0 | 0 | 0 | 0 | 0 | 0 | 0 | 0 | 0 | 0 | 0 | 0 | 0 | 0 | 0 | 0 | 0 | 0 | 0 | 0 | 0 | 0 | 0 | 0 | 0 | 0 | 0 | 0 | 0 | 0 | 0 | 0 | 0 | 0 | 0 | 0 | 0 | 0 | 0 | 0 | 0 | 0 | 0 | 0 | 0 | 0 | 0
[17 empty] | 0 | 0 | 0 | 0 | 0 | 0 | 0 | 0 | 0 | 0 | 0 | 0 | 0 | 0 | 0 | 0 | 0 | 0 | 0 | 0 | 0 | 0 | 0 | 0 | 0 | 0 | 0 | 0 | 0 | 0 | 0 | 0 | 0 | 0 | 0 | 0 | 0 | 0 | 0 | 0 | 0 | 0 | 0 | 0 | 0 | 0 | 0 | 0 | 0 | 0 | 0 | 0 | 0 | 0 | 0 | 0 | 0 | 0 | 0 | 0
[17 empty] | 0 | 0 | 0 | 0 | 0 | 0 | 0 | 0 | 0 | 0 | 0 | 0 | 0 | 0 | 0 | 0 | 0 | 0 | 0 | 0 | 0 | 0 | 0 | 0 | 0 | 0 | 0 | 0 | 0 | 0 | 0 | 0 | 0 | 0 | 0 | 0 | 0 | 0 | 0 | 0 | 0 | 0 | 0 | 0 | 0 | 0 | 0 | 0 | 0 | 0 | 0 | 0 | 0 | 0 | 0 | 0 | 0 | 0 | 0 | 0
[17 empty] | 0 | 0 | 0 | 0 | 0 | 0 | 0 | 0 | 0 | 0 | 0 | 0 | 0 | 0 | 0 | 0 | 0 | 0 | 0 | 0 | 0 | 0 | 0 | 0 | 0 | 0 | 0 | 0 | 0 | 0 | 0 | 0 | 0 | 0 | 0 | 0 | 0 | 0 | 0 | 0 | 0 | 0 | 0 | 0 | 0 | 0 | 0 | 0 | 0 | 0 | 0 | 0 | 0 | 0 | 0 | 0 | 0 | 0 | 0 | 0
[17 empty] | 0 | 0 | 0 | 0 | 0 | 0 | 0 | 0 | 0 | 0 | 0 | 0 | 0 | 0 | 0 | 0 | 0 | 0 | 0 | 0 | 0 | 0 | 0 | 0 | 0 | 0 | 0 | 0 | 0 | 0 | 0 | 0 | 0 | 0 | 0 | 0 | 0 | 0 | 0 | 0 | 0 | 0 | 0 | 0 | 0 | 0 | 0 | 0 | 0 | 0 | 0 | 0 | 0 | 0 | 0 | 0 | 0 | 0 | 0 | 0
[17 empty] | 0 | 0 | 0 | 0 | 0 | 0 | 0 | 0 | 0 | 0 | 0 | 0 | 0 | 0 | 0 | 0 | 0 | 0 | 0 | 0 | 0 | 0 | 0 | 0 | 0 | 0 | 0 | 0 | 0 | 0 | 0 | 0 | 0 | 0 | 0 | 0 | 0 | 0 | 0 | 0 | 0 | 0 | 0 | 0 | 0 | 0 | 0 | 0 | 0 | 0 | 0 | 0 | 0 | 0 | 0 | 0 | 0 | 0 | 0 | 0
[17 empty] | 0 | 0 | 0 | 0 | 0 | 0 | 0 | 0 | 0 | 0 | 0 | 0 | 0 | 0 | 0 | 0 | 0 | 0 | 0 | 0 | 0 | 0 | 0 | 0 | 0 | 0 | 0 | 0 | 0 | 0 | 0 | 0 | 0 | 0 | 0 | 0 | 0 | 0 | 0 | 0 | 0 | 0 | 0 | 0 | 0 | 0 | 0 | 0 | 0 | 0 | 0 | 0 | 0 | 0 | 0 | 0 | 0 | 0 | 0 | 0
[17 empty] | 0 | 0 | 0 | 0 | 0 | 0 | 0 | 0 | 0 | 0 | 0 | 0 | 0 | 0 | 0 | 0 | 0 | 0 | 0 | 0 | 0 | 0 | 0 | 0 | 0 | 0 | 0 | 0 | 0 | 0 | 0 | 0 | 0 | 0 | 0 | 0 | 0 | 0 | 0 | 0 | 0 | 0 | 0 | 0 | 0 | 0 | 0 | 0 | 0 | 0 | 0 | 0 | 0 | 0 | 0 | 0 | 0 | 0 | 0 | 0
[17 empty] | 0 | 0 | 0 | 0 | 0 | 0 | 0 | 0 | 0 | 0 | 0 | 0 | 0 | 0 | 0 | 0 | 0 | 0 | 0 | 0 | 0 | 0 | 0 | 0 | 0 | 0 | 0 | 0 | 0 | 0 | 0 | 0 | 0 | 0 | 0 | 0 | 0 | 0 | 0 | 0 | 0 | 0 | 0 | 0 | 0 | 0 | 0 | 0 | 0 | 0 | 0 | 0 | 0 | 0 | 0 | 0 | 0 | 0 | 0 | 0
[17 empty] | 0 | 0 | 0 | 0 | 0 | 0 | 0 | 0 | 0 | 0 | 0 | 0 | 0 | 0 | 0 | 0 | 0 | 0 | 0 | 0 | 0 | 0 | 0 | 0 | 0 | 0 | 0 | 0 | 0 | 0 | 0 | 0 | 0 | 0 | 0 | 0 | 0 | 0 | 0 | 0 | 0 | 0 | 0 | 0 | 0 | 0 | 0 | 0 | 0 | 0 | 0 | 0 | 0 | 0 | 0 | 0 | 0 | 0 | 0 | 0
[17 empty] | 0 | 0 | 0 | 0 | 0 | 0 | 0 | 0 | 0 | 0 | 0 | 0 | 0 | 0 | 0 | 0 | 0 | 0 | 0 | 0 | 0 | 0 | 0 | 0 | 0 | 0 | 0 | 0 | 0 | 0 | 0 | 0 | 0 | 0 | 0 | 0 | 0 | 0 | 0 | 0 | 0 | 0 | 0 | 0 | 0 | 0 | 0 | 0 | 0 | 0 | 0 | 0 | 0 | 0 | 0 | 0 | 0 | 0 | 0 | 0
[17 empty] | 0 | 0 | 0 | 0 | 0 | 0 | 0 | 0 | 0 | 0 | 0 | 0 | 0 | 0 | 0 | 0 | 0 | 0 | 0 | 0 | 0 | 0 | 0 | 0 | 0 | 0 | 0 | 0 | 0 | 0 | 0 | 0 | 0 | 0 | 0 | 0 | 0 | 0 | 0 | 0 | 0 | 0 | 0 | 0 | 0 | 0 | 0 | 0 | 0 | 0 | 0 | 0 | 0 | 0 | 0 | 0 | 0 | 0 | 0 | 0
[17 empty] | 0 | 0 | 0 | 0 | 0 | 0 | 0 | 0 | 0 | 0 | 0 | 0 | 0 | 0 | 0 | 0 | 0 | 0 | 0 | 0 | 0 | 0 | 0 | 0 | 0 | 0 | 0 | 0 | 0 | 0 | 0 | 0 | 0 | 0 | 0 | 0 | 0 | 0 | 0 | 0 | 0 | 0 | 0 | 0 | 0 | 0 | 0 | 0 | 0 | 0 | 0 | 0 | 0 | 0 | 0 | 0 | 0 | 0 | 0 | 0
[17 empty] | 0 | 0 | 0 | 0 | 0 | 0 | 0 | 0 | 0 | 0 | 0 | 0 | 0 | 0 | 0 | 0 | 0 | 0 | 0 | 0 | 0 | 0 | 0 | 0 | 0 | 0 | 0 | 0 | 0 | 0 | 0 | 0 | 0 | 0 | 0 | 0 | 0 | 0 | 0 | 0 | 0 | 0 | 0 | 0 | 0 | 0 | 0 | 0 | 0 | 0 | 0 | 0 | 0 | 0 | 0 | 0 | 0 | 0 | 0 | 0
[17 empty] | 0 | 0 | 0 | 0 | 0 | 0 | 0 | 0 | 0 | 0 | 0 | 0 | 0 | 0 | 0 | 0 | 0 | 0 | 0 | 0 | 0 | 0 | 0 | 0 | 0 | 0 | 0 | 0 | 0 | 0 | 0 | 0 | 0 | 0 | 0 | 0 | 0 | 0 | 0 | 0 | 0 | 0 | 0 | 0 | 0 | 0 | 0 | 0 | 0 | 0 | 0 | 0 | 0 | 0 | 0 | 0 | 0 | 0 | 0 | 0
[17 empty] | 0 | 0 | 0 | 0 | 0 | 0 | 0 | 0 | 0 | 0 | 0 | 0 | 0 | 0 | 0 | 0 | 0 | 0 | 0 | 0 | 0 | 0 | 0 | 0 | 0 | 0 | 0 | 0 | 0 | 0 | 0 | 0 | 0 | 0 | 0 | 0 | 0 | 0 | 0 | 0 | 0 | 0 | 0 | 0 | 0 | 0 | 0 | 0 | 0 | 0 | 0 | 0 | 0 | 0 | 0 | 0 | 0 | 0 | 0 | 0
[17 empty] | 0 | 0 | 0 | 0 | 0 | 0 | 0 | 0 | 0 | 0 | 0 | 0 | 0 | 0 | 0 | 0 | 0 | 0 | 0 | 0 | 0 | 0 | 0 | 0 | 0 | 0 | 0 | 0 | 0 | 0 | 0 | 0 | 0 | 0 | 0 | 0 | 0 | 0 | 0 | 0 | 0 | 0 | 0 | 0 | 0 | 0 | 0 | 0 | 0 | 0 | 0 | 0 | 0 | 0 | 0 | 0 | 0 | 0 | 0 | 0
[17 empty] | 0 | 0 | 0 | 0 | 0 | 0 | 0 | 0 | 0 | 0 | 0 | 0 | 0 | 0 | 0 | 0 | 0 | 0 | 0 | 0 | 0 | 0 | 0 | 0 | 0 | 0 | 0 | 0 | 0 | 0 | 0 | 0 | 0 | 0 | 0 | 0 | 0 | 0 | 0 | 0 | 0 | 0 | 0 | 0 | 0 | 0 | 0 | 0 | 0 | 0 | 0 | 0 | 0 | 0 | 0 | 0 | 0 | 0 | 0 | 0
[17 empty] | 0 | 0 | 0 | 0 | 0 | 0 | 0 | 0 | 0 | 0 | 0 | 0 | 0 | 0 | 0 | 0 | 0 | 0 | 0 | 0 | 0 | 0 | 0 | 0 | 0 | 0 | 0 | 0 | 0 | 0 | 0 | 0 | 0 | 0 | 0 | 0 | 0 | 0 | 0 | 0 | 0 | 0 | 0 | 0 | 0 | 0 | 0 | 0 | 0 | 0 | 0 | 0 | 0 | 0 | 0 | 0 | 0 | 0 | 0 | 0
[17 empty] | 0 | 0 | 0 | 0 | 0 | 0 | 0 | 0 | 0 | 0 | 0 | 0 | 0 | 0 | 0 | 0 | 0 | 0 | 0 | 0 | 0 | 0 | 0 | 0 | 0 | 0 | 0 | 0 | 0 | 0 | 0 | 0 | 0 | 0 | 0 | 0 | 0 | 0 | 0 | 0 | 0 | 0 | 0 | 0 | 0 | 0 | 0 | 0 | 0 | 0 | 0 | 0 | 0 | 0 | 0 | 0 | 0 | 0 | 0 | 0
[17 empty] | 0 | 0 | 0 | 0 | 0 | 0 | 0 | 0 | 0 | 0 | 0 | 0 | 0 | 0 | 0 | 0 | 0 | 0 | 0 | 0 | 0 | 0 | 0 | 0 | 0 | 0 | 0 | 0 | 0 | 0 | 0 | 0 | 0 | 0 | 0 | 0 | 0 | 0 | 0 | 0 | 0 | 0 | 0 | 0 | 0 | 0 | 0 | 0 | 0 | 0 | 0 | 0 | 0 | 0 | 0 | 0 | 0 | 0 | 0 | 0
[17 empty] | 0 | 0 | 0 | 0 | 0 | 0 | 0 | 0 | 0 | 0 | 0 | 0 | 0 | 0 | 0 | 0 | 0 | 0 | 0 | 0 | 0 | 0 | 0 | 0 | 0 | 0 | 0 | 0 | 0 | 0 | 0 | 0 | 0 | 0 | 0 | 0 | 0 | 0 | 0 | 0 | 0 | 0 | 0 | 0 | 0 | 0 | 0 | 0 | 0 | 0 | 0 | 0 | 0 | 0 | 0 | 0 | 0 | 0 | 0 | 0
[17 empty] | 0 | 0 | 0 | 0 | 0 | 0 | 0 | 0 | 0 | 0 | 0 | 0 | 0 | 0 | 0 | 0 | 0 | 0 | 0 | 0 | 0 | 0 | 0 | 0 | 0 | 0 | 0 | 0 | 0 | 0 | 0 | 0 | 0 | 0 | 0 | 0 | 0 | 0 | 0 | 0 | 0 | 0 | 0 | 0 | 0 | 0 | 0 | 0 | 0 | 0 | 0 | 0 | 0 | 0 | 0 | 0 | 0 | 0 | 0 | 0
[17 empty] | 0 | 0 | 0 | 0 | 0 | 0 | 0 | 0 | 0 | 0 | 0 | 0 | 0 | 0 | 0 | 0 | 0 | 0 | 0 | 0 | 0 | 0 | 0 | 0 | 0 | 0 | 0 | 0 | 0 | 0 | 0 | 0 | 0 | 0 | 0 | 0 | 0 | 0 | 0 | 0 | 0 | 0 | 0 | 0 | 0 | 0 | 0 | 0 | 0 | 0 | 0 | 0 | 0 | 0 | 0 | 0 | 0 | 0 | 0 | 0
[17 empty] | 0 | 0 | 0 | 0 | 0 | 0 | 0 | 0 | 0 | 0 | 0 | 0 | 0 | 0 | 0 | 0 | 0 | 0 | 0 | 0 | 0 | 0 | 0 | 0 | 0 | 0 | 0 | 0 | 0 | 0 | 0 | 0 | 0 | 0 | 0 | 0 | 0 | 0 | 0 | 0 | 0 | 0 | 0 | 0 | 0 | 0 | 0 | 0 | 0 | 0 | 0 | 0 | 0 | 0 | 0 | 0 | 0 | 0 | 0 | 0
[17 empty] | 0 | 0 | 0 | 0 | 0 | 0 | 0 | 0 | 0 | 0 | 0 | 0 | 0 | 0 | 0 | 0 | 0 | 0 | 0 | 0 | 0 | 0 | 0 | 0 | 0 | 0 | 0 | 0 | 0 | 0 | 0 | 0 | 0 | 0 | 0 | 0 | 0 | 0 | 0 | 0 | 0 | 0 | 0 | 0 | 0 | 0 | 0 | 0 | 0 | 0 | 0 | 0 | 0 | 0 | 0 | 0 | 0 | 0 | 0 | 0 |  |  | 1
[17 empty] | 0 | 0 | 0 | 0 | 0 | 0 | 0 | 0 | 0 | 0 | 0 | 0 | 0 | 0 | 0 | 0 | 0 | 0 | 0 | 0 | 0 | 0 | 0 | 0 | 0 | 0 | 0 | 0 | 0 | 0 | 0 | 0 | 0 | 0 | 0 | 0 | 0 | 0 | 0 | 0 | 0 | 0 | 0 | 0 | 0 | 0 | 0 | 0 | 0 | 0 | 0 | 0 | 0 | 0 | 0 | 0 | 0 | 0 | 0 | 0
[17 empty] | 0 | 0 | 0 | 0 | 0 | 0 | 0 | 0 | 0 | 0 | 0 | 0 | 0 | 0 | 0 | 0 | 0 | 0 | 0 | 0 | 0 | 0 | 0 | 0 | 0 | 0 | 0 | 0 | 0 | 0 | 0 | 0 | 0 | 0 | 0 | 0 | 0 | 0 | 0 | 0 | 0 | 0 | 0 | 0 | 0 | 0 | 0 | 0 | 0 | 0 | 0 | 0 | 0 | 0 | 0 | 0 | 0 | 0 | 0 | 0
[17 empty] | 0 | 0 | 0 | 0 | 0 | 0 | 0 | 0 | 0 | 0 | 0 | 0 | 0 | 0 | 0 | 0 | 0 | 0 | 0 | 0 | 0 | 0 | 0 | 0 | 0 | 0 | 0 | 0 | 0 | 0 | 0 | 0 | 0 | 0 | 0 | 0 | 0 | 0 | 0 | 0 | 0 | 0 | 0 | 0 | 0 | 0 | 0 | 0 | 0 | 0 | 0 | 0 | 0 | 0 | 0 | 0 | 0 | 0 | 0 | 0
[17 empty] | 0 | 0 | 0 | 0 | 0 | 0 | 0 | 0 | 0 | 0 | 0 | 0 | 0 | 0 | 0 | 0 | 0 | 0 | 0 | 0 | 0 | 0 | 0 | 0 | 0 | 0 | 0 | 0 | 0 | 0 | 0 | 0 | 0 | 0 | 0 | 0 | 0 | 0 | 0 | 0 | 0 | 0 | 0 | 0 | 0 | 0 | 0 | 0 | 0 | 0 | 0 | 0 | 0 | 0 | 0 | 0 | 0 | 0 | 0 | 0
[17 empty] | 0 | 0 | 0 | 0 | 0 | 0 | 0 | 0 | 0 | 0 | 0 | 0 | 0 | 0 | 0 | 0 | 0 | 0 | 0 | 0 | 0 | 0 | 0 | 0 | 0 | 0 | 0 | 0 | 0 | 0 | 0 | 0 | 0 | 0 | 0 | 0 | 0 | 0 | 0 | 0 | 0 | 0 | 0 | 0 | 0 | 0 | 0 | 0 | 0 | 0 | 0 | 0 | 0 | 0 | 0 | 0 | 0 | 0 | 0 | 0
[17 empty] | 0 | 0 | 0 | 0 | 0 | 0 | 0 | 0 | 0 | 0 | 0 | 0 | 0 | 0 | 0 | 0 | 0 | 0 | 0 | 0 | 0 | 0 | 0 | 0 | 0 | 0 | 0 | 0 | 0 | 0 | 0 | 0 | 0 | 0 | 0 | 0 | 0 | 0 | 0 | 0 | 0 | 0 | 0 | 0 | 0 | 0 | 0 | 0 | 0 | 0 | 0 | 0 | 0 | 0 | 0 | 0 | 0 | 0 | 0 | 0
[17 empty] | 0 | 0 | 0 | 0 | 0 | 0 | 0 | 0 | 0 | 0 | 0 | 0 | 0 | 0 | 0 | 0 | 0 | 0 | 0 | 0 | 0 | 0 | 0 | 0 | 0 | 0 | 0 | 0 | 0 | 0 | 0 | 0 | 0 | 0 | 0 | 0 | 0 | 0 | 0 | 0 | 0 | 0 | 0 | 0 | 0 | 0 | 0 | 0 | 0 | 0 | 0 | 0 | 0 | 0 | 0 | 0 | 0 | 0 | 0 | 0
[17 empty] | 0 | 0 | 0 | 0 | 0 | 0 | 0 | 0 | 0 | 0 | 0 | 0 | 0 | 0 | 0 | 0 | 0 | 0 | 0 | 0 | 0 | 0 | 0 | 0 | 0 | 0 | 0 | 0 | 0 | 0 | 0 | 0 | 0 | 0 | 0 | 0 | 0 | 0 | 0 | 0 | 0 | 0 | 0 | 0 | 0 | 0 | 0 | 0 | 0 | 0 | 0 | 0 | 0 | 0 | 0 | 0 | 0 | 0 | 0 | 0
[17 empty] | 0 | 0 | 0 | 0 | 0 | 0 | 0 | 0 | 0 | 0 | 0 | 0 | 0 | 0 | 0 | 0 | 0 | 0 | 0 | 0 | 0 | 0 | 0 | 0 | 0 | 0 | 0 | 0 | 0 | 0 | 0 | 0 | 0 | 0 | 0 | 0 | 0 | 0 | 0 | 0 | 0 | 0 | 0 | 0 | 0 | 0 | 0 | 0 | 0 | 0 | 0 | 0 | 0 | 0 | 0 | 0 | 0 | 0 | 0 | 0
[17 empty] | 0 | 0 | 0 | 0 | 0 | 0 | 0 | 0 | 0 | 0 | 0 | 0 | 0 | 0 | 0 | 0 | 0 | 0 | 0 | 0 | 0 | 0 | 0 | 0 | 0 | 0 | 0 | 0 | 0 | 0 | 0 | 0 | 0 | 0 | 0 | 0 | 0 | 0 | 0 | 0 | 0 | 0 | 0 | 0 | 0 | 0 | 0 | 0 | 0 | 0 | 0 | 0 | 0 | 0 | 0 | 0 | 0 | 0 | 0 | 0
[17 empty] | 0 | 0 | 0 | 0 | 0 | 0 | 0 | 0 | 0 | 0 | 0 | 0 | 0 | 0 | 0 | 0 | 0 | 0 | 0 | 0 | 0 | 0 | 0 | 0 | 0 | 0 | 0 | 0 | 0 | 0 | 0 | 0 | 0 | 0 | 0 | 0 | 0 | 0 | 0 | 0 | 0 | 0 | 0 | 0 | 0 | 0 | 0 | 0 | 0 | 0 | 0 | 0 | 0 | 0 | 0 | 0 | 0 | 0 | 0 | 0
[17 empty] | 0 | 0 | 0 | 0 | 0 | 0 | 0 | 0 | 0 | 0 | 0 | 0 | 0 | 0 | 0 | 0 | 0 | 0 | 0 | 0 | 0 | 0 | 0 | 0 | 0 | 0 | 0 | 0 | 0 | 0 | 0 | 0 | 0 | 0 | 0 | 0 | 0 | 0 | 0 | 0 | 0 | 0 | 0 | 0 | 0 | 0 | 0 | 0 | 0 | 0 | 0 | 0 | 0 | 0 | 0 | 0 | 0 | 0 | 0 | 0
[17 empty] | 0 | 0 | 0 | 0 | 0 | 0 | 0 | 0 | 0 | 0 | 0 | 0 | 0 | 0 | 0 | 0 | 0 | 0 | 0 | 0 | 0 | 0 | 0 | 0 | 0 | 0 | 0 | 0 | 0 | 0 | 0 | 0 | 0 | 0 | 0 | 0 | 0 | 0 | 0 | 0 | 0 | 0 | 0 | 0 | 0 | 0 | 0 | 0 | 0 | 0 | 0 | 0 | 0 | 0 | 0 | 0 | 0 | 0 | 0 | 0
[17 empty] | 0 | 0 | 0 | 0 | 0 | 0 | 0 | 0 | 0 | 0 | 0 | 0 | 0 | 0 | 0 | 0 | 0 | 0 | 0 | 0 | 0 | 0 | 0 | 0 | 0 | 0 | 0 | 0 | 0 | 0 | 0 | 0 | 0 | 0 | 0 | 0 | 0 | 0 | 0 | 0 | 0 | 0 | 0 | 0 | 0 | 0 | 0 | 0 | 0 | 0 | 0 | 0 | 0 | 0 | 0 | 0 | 0 | 0 | 0 | 0
[17 empty] | 0 | 0 | 0 | 0 | 0 | 0 | 0 | 0 | 0 | 0 | 0 | 0 | 0 | 0 | 0 | 0 | 0 | 0 | 0 | 0 | 0 | 0 | 0 | 0 | 0 | 0 | 0 | 0 | 0 | 0 | 0 | 0 | 0 | 0 | 0 | 0 | 0 | 0 | 0 | 0 | 0 | 0 | 0 | 0 | 0 | 0 | 0 | 0 | 0 | 0 | 0 | 0 | 0 | 0 | 0 | 0 | 0 | 0 | 0 | 0
[17 empty] | 0 | 0 | 0 | 0 | 0 | 0 | 0 | 0 | 0 | 0 | 0 | 0 | 0 | 0 | 0 | 0 | 0 | 0 | 0 | 0 | 0 | 0 | 0 | 0 | 0 | 0 | 0 | 0 | 0 | 0 | 0 | 0 | 0 | 0 | 0 | 0 | 0 | 0 | 0 | 0 | 0 | 0 | 0 | 0 | 0 | 0 | 0 | 0 | 0 | 0 | 0 | 0 | 0 | 0 | 0 | 0 | 0 | 0 | 0 | 0
[17 empty] | 0 | 0 | 0 | 0 | 0 | 0 | 0 | 0 | 0 | 0 | 0 | 0 | 0 | 0 | 0 | 0 | 0 | 0 | 0 | 0 | 0 | 0 | 0 | 0 | 0 | 0 | 0 | 0 | 0 | 0 | 0 | 0 | 0 | 0 | 0 | 0 | 0 | 0 | 0 | 0 | 0 | 0 | 0 | 0 | 0 | 0 | 0 | 0 | 0 | 0 | 0 | 0 | 0 | 0 | 0 | 0 | 0 | 0 | 0 | 0
[17 empty] | 0 | 0 | 0 | 0 | 0 | 0 | 0 | 0 | 0 | 0 | 0 | 0 | 0 | 0 | 0 | 0 | 0 | 0 | 0 | 0 | 0 | 0 | 0 | 0 | 0 | 0 | 0 | 0 | 0 | 0 | 0 | 0 | 0 | 0 | 0 | 0 | 0 | 0 | 0 | 0 | 0 | 0 | 0 | 0 | 0 | 0 | 0 | 0 | 0 | 0 | 0 | 0 | 0 | 0 | 0 | 0 | 0 | 0 | 0 | 0
[17 empty] | 0 | 0 | 0 | 0 | 0 | 0 | 0 | 0 | 0 | 0 | 0 | 0 | 0 | 0 | 0 | 0 | 0 | 0 | 0 | 0 | 0 | 0 | 0 | 0 | 0 | 0 | 0 | 0 | 0 | 0 | 0 | 0 | 0 | 0 | 0 | 0 | 0 | 0 | 0 | 0 | 0 | 0 | 0 | 0 | 0 | 0 | 0 | 0 | 0 | 0 | 0 | 0 | 0 | 0 | 0 | 0 | 0 | 0 | 0 | 0
[17 empty] | 0 | 0 | 0 | 0 | 0 | 0 | 0 | 0 | 0 | 0 | 0 | 0 | 0 | 0 | 0 | 0 | 0 | 0 | 0 | 0 | 0 | 0 | 0 | 0 | 0 | 0 | 0 | 0 | 0 | 0 | 0 | 0 | 0 | 0 | 0 | 0 | 0 | 0 | 0 | 0 | 0 | 0 | 0 | 0 | 0 | 0 | 0 | 0 | 0 | 0 | 0 | 0 | 0 | 0 | 0 | 0 | 0 | 0 | 0 | 0
[17 empty] | 0 | 0 | 0 | 0 | 0 | 0 | 0 | 0 | 0 | 0 | 0 | 0 | 0 | 0 | 0 | 0 | 0 | 0 | 0 | 0 | 0 | 0 | 0 | 0 | 0 | 0 | 0 | 0 | 0 | 0 | 0 | 0 | 0 | 0 | 0 | 0 | 0 | 0 | 0 | 0 | 0 | 0 | 0 | 0 | 0 | 0 | 0 | 0 | 0 | 0 | 0 | 0 | 0 | 0 | 0 | 0 | 0 | 0 | 0 | 0
[17 empty] | 0 | 0 | 0 | 0 | 0 | 0 | 0 | 0 | 0 | 0 | 0 | 0 | 0 | 0 | 0 | 0 | 0 | 0 | 0 | 0 | 0 | 0 | 0 | 0 | 0 | 0 | 0 | 0 | 0 | 0 | 0 | 0 | 0 | 0 | 0 | 0 | 0 | 0 | 0 | 0 | 0 | 0 | 0 | 0 | 0 | 0 | 0 | 0 | 0 | 0 | 0 | 0 | 0 | 0 | 0 | 0 | 0 | 0 | 0 | 0
[17 empty] | 0 | 0 | 0 | 0 | 0 | 0 | 0 | 0 | 0 | 0 | 0 | 0 | 0 | 0 | 0 | 0 | 0 | 0 | 0 | 0 | 0 | 0 | 0 | 0 | 0 | 0 | 0 | 0 | 0 | 0 | 0 | 0 | 0 | 0 | 0 | 0 | 0 | 0 | 0 | 0 | 0 | 0 | 0 | 0 | 0 | 0 | 0 | 0 | 0 | 0 | 0 | 0 | 0 | 0 | 0 | 0 | 0 | 0 | 0 | 0
[17 empty] | 0 | 0 | 0 | 0 | 0 | 0 | 0 | 0 | 0 | 0 | 0 | 0 | 0 | 0 | 0 | 0 | 0 | 0 | 0 | 0 | 0 | 0 | 0 | 0 | 0 | 0 | 0 | 0 | 0 | 0 | 0 | 0 | 0 | 0 | 0 | 0 | 0 | 0 | 0 | 0 | 0 | 0 | 0 | 0 | 0 | 0 | 0 | 0 | 0 | 0 | 0 | 0 | 0 | 0 | 0 | 0 | 0 | 0 | 0 | 0 |  |  | 1
[17 empty] | 0 | 0 | 0 | 0 | 0 | 0 | 0 | 0 | 0 | 0 | 0 | 0 | 0 | 0 | 0 | 0 | 0 | 0 | 0 | 0 | 0 | 0 | 0 | 0 | 0 | 0 | 0 | 0 | 0 | 0 | 0 | 0 | 0 | 0 | 0 | 0 | 0 | 0 | 0 | 0 | 0 | 0 | 0 | 0 | 0 | 0 | 0 | 0 | 0 | 0 | 0 | 0 | 0 | 0 | 0 | 0 | 0 | 0 | 0 | 0
[17 empty] | 0 | 0 | 0 | 0 | 0 | 0 | 0 | 0 | 0 | 0 | 0 | 0 | 0 | 0 | 0 | 0 | 0 | 0 | 0 | 0 | 0 | 0 | 0 | 0 | 0 | 0 | 0 | 0 | 0 | 0 | 0 | 0 | 0 | 0 | 0 | 0 | 0 | 0 | 0 | 0 | 0 | 0 | 0 | 0 | 0 | 0 | 0 | 0 | 0 | 0 | 0 | 0 | 0 | 0 | 0 | 0 | 0 | 0 | 0 | 0
[17 empty] | 0 | 0 | 0 | 0 | 0 | 0 | 0 | 0 | 0 | 0 | 0 | 0 | 0 | 0 | 0 | 0 | 0 | 0 | 0 | 0 | 0 | 0 | 0 | 0 | 0 | 0 | 0 | 0 | 0 | 0 | 0 | 0 | 0 | 0 | 0 | 0 | 0 | 0 | 0 | 0 | 0 | 0 | 0 | 0 | 0 | 0 | 0 | 0 | 0 | 0 | 0 | 0 | 0 | 0 | 0 | 0 | 0 | 0 | 0 | 0
[17 empty] | 0 | 0 | 0 | 0 | 0 | 0 | 0 | 0 | 0 | 0 | 0 | 0 | 0 | 0 | 0 | 0 | 0 | 0 | 0 | 0 | 0 | 0 | 0 | 0 | 0 | 0 | 0 | 0 | 0 | 0 | 0 | 0 | 0 | 0 | 0 | 0 | 0 | 0 | 0 | 0 | 0 | 0 | 0 | 0 | 0 | 0 | 0 | 0 | 0 | 0 | 0 | 0 | 0 | 0 | 0 | 0 | 0 | 0 | 0 | 0
[17 empty] | 0 | 0 | 0 | 0 | 0 | 0 | 0 | 0 | 0 | 0 | 0 | 0 | 0 | 0 | 0 | 0 | 0 | 0 | 0 | 0 | 0 | 0 | 0 | 0 | 0 | 0 | 0 | 0 | 0 | 0 | 0 | 0 | 0 | 0 | 0 | 0 | 0 | 0 | 0 | 0 | 0 | 0 | 0 | 0 | 0 | 0 | 0 | 0 | 0 | 0 | 0 | 0 | 0 | 0 | 0 | 0 | 0 | 0 | 0 | 0
[17 empty] | 0 | 0 | 0 | 0 | 0 | 0 | 0 | 0 | 0 | 0 | 0 | 0 | 0 | 0 | 0 | 0 | 0 | 0 | 0 | 0 | 0 | 0 | 0 | 0 | 0 | 0 | 0 | 0 | 0 | 0 | 0 | 0 | 0 | 0 | 0 | 0 | 0 | 0 | 0 | 0 | 0 | 0 | 0 | 0 | 0 | 0 | 0 | 0 | 0 | 0 | 0 | 0 | 0 | 0 | 0 | 0 | 0 | 0 | 0 | 0
[17 empty] | 0 | 0 | 0 | 0 | 0 | 0 | 0 | 0 | 0 | 0 | 0 | 0 | 0 | 0 | 0 | 0 | 0 | 0 | 0 | 0 | 0 | 0 | 0 | 0 | 0 | 0 | 0 | 0 | 0 | 0 | 0 | 0 | 0 | 0 | 0 | 0 | 0 | 0 | 0 | 0 | 0 | 0 | 0 | 0 | 0 | 0 | 0 | 0 | 0 | 0 | 0 | 0 | 0 | 0 | 0 | 0 | 0 | 0 | 0 | 0
[17 empty] | 0 | 0 | 0 | 0 | 0 | 0 | 0 | 0 | 0 | 0 | 0 | 0 | 0 | 0 | 0 | 0 | 0 | 0 | 0 | 0 | 0 | 0 | 0 | 0 | 0 | 0 | 0 | 0 | 0 | 0 | 0 | 0 | 0 | 0 | 0 | 0 | 0 | 0 | 0 | 0 | 0 | 0 | 0 | 0 | 0 | 0 | 0 | 0 | 0 | 0 | 0 | 0 | 0 | 0 | 0 | 0 | 0 | 0 | 0 | 0
[17 empty] | 0 | 0 | 0 | 0 | 0 | 0 | 0 | 0 | 0 | 0 | 0 | 0 | 0 | 0 | 0 | 0 | 0 | 0 | 0 | 0 | 0 | 0 | 0 | 0 | 0 | 0 | 0 | 0 | 0 | 0 | 0 | 0 | 0 | 0 | 0 | 0 | 0 | 0 | 0 | 0 | 0 | 0 | 0 | 0 | 0 | 0 | 0 | 0 | 0 | 0 | 0 | 0 | 0 | 0 | 0 | 0 | 0 | 0 | 0 | 0
[17 empty] | 0 | 0 | 0 | 0 | 0 | 0 | 0 | 0 | 0 | 0 | 0 | 0 | 0 | 0 | 0 | 0 | 0 | 0 | 0 | 0 | 0 | 0 | 0 | 0 | 0 | 0 | 0 | 0 | 0 | 0 | 0 | 0 | 0 | 0 | 0 | 0 | 0 | 0 | 0 | 0 | 0 | 0 | 0 | 0 | 0 | 0 | 0 | 0 | 0 | 0 | 0 | 0 | 0 | 0 | 0 | 0 | 0 | 0 | 0 | 0
[17 empty] | 0 | 0 | 0 | 0 | 0 | 0 | 0 | 0 | 0 | 0 | 0 | 0 | 0 | 0 | 0 | 0 | 0 | 0 | 0 | 0 | 0 | 0 | 0 | 0 | 0 | 0 | 0 | 0 | 0 | 0 | 0 | 0 | 0 | 0 | 0 | 0 | 0 | 0 | 0 | 0 | 0 | 0 | 0 | 0 | 0 | 0 | 0 | 0 | 0 | 0 | 0 | 0 | 0 | 0 | 0 | 0 | 0 | 0 | 0 | 0
[17 empty] | 0 | 0 | 0 | 0 | 0 | 0 | 0 | 0 | 0 | 0 | 0 | 0 | 0 | 0 | 0 | 0 | 0 | 0 | 0 | 0 | 0 | 0 | 0 | 0 | 0 | 0 | 0 | 0 | 0 | 0 | 0 | 0 | 0 | 0 | 0 | 0 | 0 | 0 | 0 | 0 | 0 | 0 | 0 | 0 | 0 | 0 | 0 | 0 | 0 | 0 | 0 | 0 | 0 | 0 | 0 | 0 | 0 | 0 | 0 | 0
[17 empty] | 0 | 0 | 0 | 0 | 0 | 0 | 0 | 0 | 0 | 0 | 0 | 0 | 0 | 0 | 0 | 0 | 0 | 0 | 0 | 0 | 0 | 0 | 0 | 0 | 0 | 0 | 0 | 0 | 0 | 0 | 0 | 0 | 0 | 0 | 0 | 0 | 0 | 0 | 0 | 0 | 0 | 0 | 0 | 0 | 0 | 0 | 0 | 0 | 0 | 0 | 0 | 0 | 0 | 0 | 0 | 0 | 0 | 0 | 0 | 0
[17 empty] | 0 | 0 | 0 | 0 | 0 | 0 | 0 | 0 | 0 | 0 | 0 | 0 | 0 | 0 | 0 | 0 | 0 | 0 | 0 | 0 | 0 | 0 | 0 | 0 | 0 | 0 | 0 | 0 | 0 | 0 | 0 | 0 | 0 | 0 | 0 | 0 | 0 | 0 | 0 | 0 | 0 | 0 | 0 | 0 | 0 | 0 | 0 | 0 | 0 | 0 | 0 | 0 | 0 | 0 | 0 | 0 | 0 | 0 | 0 | 0
[17 empty] | 0 | 0 | 0 | 0 | 0 | 0 | 0 | 0 | 0 | 0 | 0 | 0 | 0 | 0 | 0 | 0 | 0 | 0 | 0 | 0 | 0 | 0 | 0 | 0 | 0 | 0 | 0 | 0 | 0 | 0 | 0 | 0 | 0 | 0 | 0 | 0 | 0 | 0 | 0 | 0 | 0 | 0 | 0 | 0 | 0 | 0 | 0 | 0 | 0 | 0 | 0 | 0 | 0 | 0 | 0 | 0 | 0 | 0 | 0 | 0
[17 empty] | 0 | 0 | 0 | 0 | 0 | 0 | 0 | 0 | 0 | 0 | 0 | 0 | 0 | 0 | 0 | 0 | 0 | 0 | 0 | 0 | 0 | 0 | 0 | 0 | 0 | 0 | 0 | 0 | 0 | 0 | 0 | 0 | 0 | 0 | 0 | 0 | 0 | 0 | 0 | 0 | 0 | 0 | 0 | 0 | 0 | 0 | 0 | 0 | 0 | 0 | 0 | 0 | 0 | 0 | 0 | 0 | 0 | 0 | 0 | 0
[17 empty] | 0 | 0 | 0 | 0 | 0 | 0 | 0 | 0 | 0 | 0 | 0 | 0 | 0 | 0 | 0 | 0 | 0 | 0 | 0 | 0 | 0 | 0 | 0 | 0 | 0 | 0 | 0 | 0 | 0 | 0 | 0 | 0 | 0 | 0 | 0 | 0 | 0 | 0 | 0 | 0 | 0 | 0 | 0 | 0 | 0 | 0 | 0 | 0 | 0 | 0 | 0 | 0 | 0 | 0 | 0 | 0 | 0 | 0 | 0 | 0
[17 empty] | 0 | 0 | 0 | 0 | 0 | 0 | 0 | 0 | 0 | 0 | 0 | 0 | 0 | 0 | 0 | 0 | 0 | 0 | 0 | 0 | 0 | 0 | 0 | 0 | 0 | 0 | 0 | 0 | 0 | 0 | 0 | 0 | 0 | 0 | 0 | 0 | 0 | 0 | 0 | 0 | 0 | 0 | 0 | 0 | 0 | 0 | 0 | 0 | 0 | 0 | 0 | 0 | 0 | 0 | 0 | 0 | 0 | 0 | 0 | 0
[17 empty] | 0 | 0 | 0 | 0 | 0 | 0 | 0 | 0 | 0 | 0 | 0 | 0 | 0 | 0 | 0 | 0 | 0 | 0 | 0 | 0 | 0 | 0 | 0 | 0 | 0 | 0 | 0 | 0 | 0 | 0 | 0 | 0 | 0 | 0 | 0 | 0 | 0 | 0 | 0 | 0 | 0 | 0 | 0 | 0 | 0 | 0 | 0 | 0 | 0 | 0 | 0 | 0 | 0 | 0 | 0 | 0 | 0 | 0 | 0 | 0
[17 empty] | 0 | 0 | 0 | 0 | 0 | 0 | 0 | 0 | 0 | 0 | 0 | 0 | 0 | 0 | 0 | 0 | 0 | 0 | 0 | 0 | 0 | 0 | 0 | 0 | 0 | 0 | 0 | 0 | 0 | 0 | 0 | 0 | 0 | 0 | 0 | 0 | 0 | 0 | 0 | 0 | 0 | 0 | 0 | 0 | 0 | 0 | 0 | 0 | 0 | 0 | 0 | 0 | 0 | 0 | 0 | 0 | 0 | 0 | 0 | 0
[17 empty] | 0 | 0 | 0 | 0 | 0 | 0 | 0 | 0 | 0 | 0 | 0 | 0 | 0 | 0 | 0 | 0 | 0 | 0 | 0 | 0 | 0 | 0 | 0 | 0 | 0 | 0 | 0 | 0 | 0 | 0 | 0 | 0 | 0 | 0 | 0 | 0 | 0 | 0 | 0 | 0 | 0 | 0 | 0 | 0 | 0 | 0 | 0 | 0 | 0 | 0 | 0 | 0 | 0 | 0 | 0 | 0 | 0 | 0 | 0 | 0
[17 empty] | 0 | 0 | 0 | 0 | 0 | 0 | 0 | 0 | 0 | 0 | 0 | 0 | 0 | 0 | 0 | 0 | 0 | 0 | 0 | 0 | 0 | 0 | 0 | 0 | 0 | 0 | 0 | 0 | 0 | 0 | 0 | 0 | 0 | 0 | 0 | 0 | 0 | 0 | 0 | 0 | 0 | 0 | 0 | 0 | 0 | 0 | 0 | 0 | 0 | 0 | 0 | 0 | 0 | 0 | 0 | 0 | 0 | 0 | 0 | 0
[17 empty] | 0 | 0 | 0 | 0 | 0 | 0 | 0 | 0 | 0 | 0 | 0 | 0 | 0 | 0 | 0 | 0 | 0 | 0 | 0 | 0 | 0 | 0 | 0 | 0 | 0 | 0 | 0 | 0 | 0 | 0 | 0 | 0 | 0 | 0 | 0 | 0 | 0 | 0 | 0 | 0 | 0 | 0 | 0 | 0 | 0 | 0 | 0 | 0 | 0 | 0 | 0 | 0 | 0 | 0 | 0 | 0 | 0 | 0 | 0 | 0
[17 empty] | 0 | 0 | 0 | 0 | 0 | 0 | 0 | 0 | 0 | 0 | 0 | 0 | 0 | 0 | 0 | 0 | 0 | 0 | 0 | 0 | 0 | 0 | 0 | 0 | 0 | 0 | 0 | 0 | 0 | 0 | 0 | 0 | 0 | 0 | 0 | 0 | 0 | 0 | 0 | 0 | 0 | 0 | 0 | 0 | 0 | 0 | 0 | 0 | 0 | 0 | 0 | 0 | 0 | 0 | 0 | 0 | 0 | 0 | 0 | 0
[17 empty] | 0 | 0 | 0 | 0 | 0 | 0 | 0 | 0 | 0 | 0 | 0 | 0 | 0 | 0 | 0 | 0 | 0 | 0 | 0 | 0 | 0 | 0 | 0 | 0 | 0 | 0 | 0 | 0 | 0 | 0 | 0 | 0 | 0 | 0 | 0 | 0 | 0 | 0 | 0 | 0 | 0 | 0 | 0 | 0 | 0 | 0 | 0 | 0 | 0 | 0 | 0 | 0 | 0 | 0 | 0 | 0 | 0 | 0 | 0 | 0
[17 empty] | 0 | 0 | 0 | 0 | 0 | 0 | 0 | 0 | 0 | 0 | 0 | 0 | 0 | 0 | 0 | 0 | 0 | 0 | 0 | 0 | 0 | 0 | 0 | 0 | 0 | 0 | 0 | 0 | 0 | 0 | 0 | 0 | 0 | 0 | 0 | 0 | 0 | 0 | 0 | 0 | 0 | 0 | 0 | 0 | 0 | 0 | 0 | 0 | 0 | 0 | 0 | 0 | 0 | 0 | 0 | 0 | 0 | 0 | 0 | 0
[17 empty] | 0 | 0 | 0 | 0 | 0 | 0 | 0 | 0 | 0 | 0 | 0 | 0 | 0 | 0 | 0 | 0 | 0 | 0 | 0 | 0 | 0 | 0 | 0 | 0 | 0 | 0 | 0 | 0 | 0 | 0 | 0 | 0 | 0 | 0 | 0 | 0 | 0 | 0 | 0 | 0 | 0 | 0 | 0 | 0 | 0 | 0 | 0 | 0 | 0 | 0 | 0 | 0 | 0 | 0 | 0 | 0 | 0 | 0 | 0 | 0
[17 empty] | 0 | 0 | 0 | 0 | 0 | 0 | 0 | 0 | 0 | 0 | 0 | 0 | 0 | 0 | 0 | 0 | 0 | 0 | 0 | 0 | 0 | 0 | 0 | 0 | 0 | 0 | 0 | 0 | 0 | 0 | 0 | 0 | 0 | 0 | 0 | 0 | 0 | 0 | 0 | 0 | 0 | 0 | 0 | 0 | 0 | 0 | 0 | 0 | 0 | 0 | 0 | 0 | 0 | 0 | 0 | 0 | 0 | 0 | 0 | 0
[17 empty] | 0 | 0 | 0 | 0 | 0 | 0 | 0 | 0 | 0 | 0 | 0 | 0 | 0 | 0 | 0 | 0 | 0 | 0 | 0 | 0 | 0 | 0 | 0 | 0 | 0 | 0 | 0 | 0 | 0 | 0 | 0 | 0 | 0 | 0 | 0 | 0 | 0 | 0 | 0 | 0 | 0 | 0 | 0 | 0 | 0 | 0 | 0 | 0 | 0 | 0 | 0 | 0 | 0 | 0 | 0 | 0 | 0 | 0 | 0 | 0
[17 empty] | 0 | 0 | 0 | 0 | 0 | 0 | 0 | 0 | 0 | 0 | 0 | 0 | 0 | 0 | 0 | 0 | 0 | 0 | 0 | 0 | 0 | 0 | 0 | 0 | 0 | 0 | 0 | 0 | 0 | 0 | 0 | 0 | 0 | 0 | 0 | 0 | 0 | 0 | 0 | 0 | 0 | 0 | 0 | 0 | 0 | 0 | 0 | 0 | 0 | 0 | 0 | 0 | 0 | 0 | 0 | 0 | 0 | 0 | 0 | 0
[17 empty] | 0 | 0 | 0 | 0 | 0 | 0 | 0 | 0 | 0 | 0 | 0 | 0 | 0 | 0 | 0 | 0 | 0 | 0 | 0 | 0 | 0 | 0 | 0 | 0 | 0 | 0 | 0 | 0 | 0 | 0 | 0 | 0 | 0 | 0 | 0 | 0 | 0 | 0 | 0 | 0 | 0 | 0 | 0 | 0 | 0 | 0 | 0 | 0 | 0 | 0 | 0 | 0 | 0 | 0 | 0 | 0 | 0 | 0 | 0 | 0
[17 empty] | 0 | 0 | 0 | 0 | 0 | 0 | 0 | 0 | 0 | 0 | 0 | 0 | 0 | 0 | 0 | 0 | 0 | 0 | 0 | 0 | 0 | 0 | 0 | 0 | 0 | 0 | 0 | 0 | 0 | 0 | 0 | 0 | 0 | 0 | 0 | 0 | 0 | 0 | 0 | 0 | 0 | 0 | 0 | 0 | 0 | 0 | 0 | 0 | 0 | 0 | 0 | 0 | 0 | 0 | 0 | 0 | 0 | 0 | 0 | 0
[17 empty] | 0 | 0 | 0 | 0 | 0 | 0 | 0 | 0 | 0 | 0 | 0 | 0 | 0 | 0 | 0 | 0 | 0 | 0 | 0 | 0 | 0 | 0 | 0 | 0 | 0 | 0 | 0 | 0 | 0 | 0 | 0 | 0 | 0 | 0 | 0 | 0 | 0 | 0 | 0 | 0 | 0 | 0 | 0 | 0 | 0 | 0 | 0 | 0 | 0 | 0 | 0 | 0 | 0 | 0 | 0 | 0 | 0 | 0 | 0 | 0
[17 empty] | 0 | 0 | 0 | 0 | 0 | 0 | 0 | 0 | 0 | 0 | 0 | 0 | 0 | 0 | 0 | 0 | 0 | 0 | 0 | 0 | 0 | 0 | 0 | 0 | 0 | 0 | 0 | 0 | 0 | 0 | 0 | 0 | 0 | 0 | 0 | 0 | 0 | 0 | 0 | 0 | 0 | 0 | 0 | 0 | 0 | 0 | 0 | 0 | 0 | 0 | 0 | 0 | 0 | 0 | 0 | 0 | 0 | 0 | 0 | 0
[17 empty] | 0 | 0 | 0 | 0 | 0 | 0 | 0 | 0 | 0 | 0 | 0 | 0 | 0 | 0 | 0 | 0 | 0 | 0 | 0 | 0 | 0 | 0 | 0 | 0 | 0 | 0 | 0 | 0 | 0 | 0 | 0 | 0 | 0 | 0 | 0 | 0 | 0 | 0 | 0 | 0 | 0 | 0 | 0 | 0 | 0 | 0 | 0 | 0 | 0 | 0 | 0 | 0 | 0 | 0 | 0 | 0 | 0 | 0 | 0 | 0
[17 empty] | 0 | 0 | 0 | 0 | 0 | 0 | 0 | 0 | 0 | 0 | 0 | 0 | 0 | 0 | 0 | 0 | 0 | 0 | 0 | 0 | 0 | 0 | 0 | 0 | 0 | 0 | 0 | 0 | 0 | 0 | 0 | 0 | 0 | 0 | 0 | 0 | 0 | 0 | 0 | 0 | 0 | 0 | 0 | 0 | 0 | 0 | 0 | 0 | 0 | 0 | 0 | 0 | 0 | 0 | 0 | 0 | 0 | 0 | 0 | 0
[17 empty] | 0 | 0 | 0 | 0 | 0 | 0 | 0 | 0 | 0 | 0 | 0 | 0 | 0 | 0 | 0 | 0 | 0 | 0 | 0 | 0 | 0 | 0 | 0 | 0 | 0 | 0 | 0 | 0 | 0 | 0 | 0 | 0 | 0 | 0 | 0 | 0 | 0 | 0 | 0 | 0 | 0 | 0 | 0 | 0 | 0 | 0 | 0 | 0 | 0 | 0 | 0 | 0 | 0 | 0 | 0 | 0 | 0 | 0 | 0 | 0
[17 empty] | 0 | 0 | 0 | 0 | 0 | 0 | 0 | 0 | 0 | 0 | 0 | 0 | 0 | 0 | 0 | 0 | 0 | 0 | 0 | 0 | 0 | 0 | 0 | 0 | 0 | 0 | 0 | 0 | 0 | 0 | 0 | 0 | 0 | 0 | 0 | 0 | 0 | 0 | 0 | 0 | 0 | 0 | 0 | 0 | 0 | 0 | 0 | 0 | 0 | 0 | 0 | 0 | 0 | 0 | 0 | 0 | 0 | 0 | 0 | 0
[17 empty] | 0 | 0 | 0 | 0 | 0 | 0 | 0 | 0 | 0 | 0 | 0 | 0 | 0 | 0 | 0 | 0 | 0 | 0 | 0 | 0 | 0 | 0 | 0 | 0 | 0 | 0 | 0 | 0 | 0 | 0 | 0 | 0 | 0 | 0 | 0 | 0 | 0 | 0 | 0 | 0 | 0 | 0 | 0 | 0 | 0 | 0 | 0 | 0 | 0 | 0 | 0 | 0 | 0 | 0 | 0 | 0 | 0 | 0 | 0 | 0
[17 empty] | 0 | 0 | 0 | 0 | 0 | 0 | 0 | 0 | 0 | 0 | 0 | 0 | 0 | 0 | 0 | 0 | 0 | 0 | 0 | 0 | 0 | 0 | 0 | 0 | 0 | 0 | 0 | 0 | 0 | 0 | 0 | 0 | 0 | 0 | 0 | 0 | 0 | 0 | 0 | 0 | 0 | 0 | 0 | 0 | 0 | 0 | 0 | 0 | 0 | 0 | 0 | 0 | 0 | 0 | 0 | 0 | 0 | 0 | 0 | 0
[17 empty] | 0 | 0 | 0 | 0 | 0 | 0 | 0 | 0 | 0 | 0 | 0 | 0 | 0 | 0 | 0 | 0 | 0 | 0 | 0 | 0 | 0 | 0 | 0 | 0 | 0 | 0 | 0 | 0 | 0 | 0 | 0 | 0 | 0 | 0 | 0 | 0 | 0 | 0 | 0 | 0 | 0 | 0 | 0 | 0 | 0 | 0 | 0 | 0 | 0 | 0 | 0 | 0 | 0 | 0 | 0 | 0 | 0 | 0 | 0 | 0
[17 empty] | 0 | 0 | 0 | 0 | 0 | 0 | 0 | 0 | 0 | 0 | 0 | 0 | 0 | 0 | 0 | 0 | 0 | 0 | 0 | 0 | 0 | 0 | 0 | 0 | 0 | 0 | 0 | 0 | 0 | 0 | 0 | 0 | 0 | 0 | 0 | 0 | 0 | 0 | 0 | 0 | 0 | 0 | 0 | 0 | 0 | 0 | 0 | 0 | 0 | 0 | 0 | 0 | 0 | 0 | 0 | 0 | 0 | 0 | 0 | 0
[17 empty] | 0 | 0 | 0 | 0 | 0 | 0 | 0 | 0 | 0 | 0 | 0 | 0 | 0 | 0 | 0 | 0 | 0 | 0 | 0 | 0 | 0 | 0 | 0 | 0 | 0 | 0 | 0 | 0 | 0 | 0 | 0 | 0 | 0 | 0 | 0 | 0 | 0 | 0 | 0 | 0 | 0 | 0 | 0 | 0 | 0 | 0 | 0 | 0 | 0 | 0 | 0 | 0 | 0 | 0 | 0 | 0 | 0 | 0 | 0 | 0
[17 empty] | 0 | 0 | 0 | 0 | 0 | 0 | 0 | 0 | 0 | 0 | 0 | 0 | 0 | 0 | 0 | 0 | 0 | 0 | 0 | 0 | 0 | 0 | 0 | 0 | 0 | 0 | 0 | 0 | 0 | 0 | 0 | 0 | 0 | 0 | 0 | 0 | 0 | 0 | 0 | 0 | 0 | 0 | 0 | 0 | 0 | 0 | 0 | 0 | 0 | 0 | 0 | 0 | 0 | 0 | 0 | 0 | 0 | 0 | 0 | 0
[17 empty] | 0 | 0 | 0 | 0 | 0 | 0 | 0 | 0 | 0 | 0 | 0 | 0 | 0 | 0 | 0 | 0 | 0 | 0 | 0 | 0 | 0 | 0 | 0 | 0 | 0 | 0 | 0 | 0 | 0 | 0 | 0 | 0 | 0 | 0 | 0 | 0 | 0 | 0 | 0 | 0 | 0 | 0 | 0 | 0 | 0 | 0 | 0 | 0 | 0 | 0 | 0 | 0 | 0 | 0 | 0 | 0 | 0 | 0 | 0 | 0
[17 empty] | 0 | 0 | 0 | 0 | 0 | 0 | 0 | 0 | 0 | 0 | 0 | 0 | 0 | 0 | 0 | 0 | 0 | 0 | 0 | 0 | 0 | 0 | 0 | 0 | 0 | 0 | 0 | 0 | 0 | 0 | 0 | 0 | 0 | 0 | 0 | 0 | 0 | 0 | 0 | 0 | 0 | 0 | 0 | 0 | 0 | 0 | 0 | 0 | 0 | 0 | 0 | 0 | 0 | 0 | 0 | 0 | 0 | 0 | 0 | 0
[17 empty] | 0 | 0 | 0 | 0 | 0 | 0 | 0 | 0 | 0 | 0 | 0 | 0 | 0 | 0 | 0 | 0 | 0 | 0 | 0 | 0 | 0 | 0 | 0 | 0 | 0 | 0 | 0 | 0 | 0 | 0 | 0 | 0 | 0 | 0 | 0 | 0 | 0 | 0 | 0 | 0 | 0 | 0 | 0 | 0 | 0 | 0 | 0 | 0 | 0 | 0 | 0 | 0 | 0 | 0 | 0 | 0 | 0 | 0 | 0 | 0
[17 empty] | 0 | 0 | 0 | 0 | 0 | 0 | 0 | 0 | 0 | 0 | 0 | 0 | 0 | 0 | 0 | 0 | 0 | 0 | 0 | 0 | 0 | 0 | 0 | 0 | 0 | 0 | 0 | 0 | 0 | 0 | 0 | 0 | 0 | 0 | 0 | 0 | 0 | 0 | 0 | 0 | 0 | 0 | 0 | 0 | 0 | 0 | 0 | 0 | 0 | 0 | 0 | 0 | 0 | 0 | 0 | 0 | 0 | 0 | 0 | 0
[17 empty] | 0 | 0 | 0 | 0 | 0 | 0 | 0 | 0 | 0 | 0 | 0 | 0 | 0 | 0 | 0 | 0 | 0 | 0 | 0 | 0 | 0 | 0 | 0 | 0 | 0 | 0 | 0 | 0 | 0 | 0 | 0 | 0 | 0 | 0 | 0 | 0 | 0 | 0 | 0 | 0 | 0 | 0 | 0 | 0 | 0 | 0 | 0 | 0 | 0 | 0 | 0 | 0 | 0 | 0 | 0 | 0 | 0 | 0 | 0 | 0
[17 empty] | 0 | 0 | 0 | 0 | 0 | 0 | 0 | 0 | 0 | 0 | 0 | 0 | 0 | 0 | 0 | 0 | 0 | 0 | 0 | 0 | 0 | 0 | 0 | 0 | 0 | 0 | 0 | 0 | 0 | 0 | 0 | 0 | 0 | 0 | 0 | 0 | 0 | 0 | 0 | 0 | 0 | 0 | 0 | 0 | 0 | 0 | 0 | 0 | 0 | 0 | 0 | 0 | 0 | 0 | 0 | 0 | 0 | 0 | 0 | 0
[17 empty] | 0 | 0 | 0 | 0 | 0 | 0 | 0 | 0 | 0 | 0 | 0 | 0 | 0 | 0 | 0 | 0 | 0 | 0 | 0 | 0 | 0 | 0 | 0 | 0 | 0 | 0 | 0 | 0 | 0 | 0 | 0 | 0 | 0 | 0 | 0 | 0 | 0 | 0 | 0 | 0 | 0 | 0 | 0 | 0 | 0 | 0 | 0 | 0 | 0 | 0 | 0 | 0 | 0 | 0 | 0 | 0 | 0 | 0 | 0 | 0
[17 empty] | 0 | 0 | 0 | 0 | 0 | 0 | 0 | 0 | 0 | 0 | 0 | 0 | 0 | 0 | 0 | 0 | 0 | 0 | 0 | 0 | 0 | 0 | 0 | 0 | 0 | 0 | 0 | 0 | 0 | 0 | 0 | 0 | 0 | 0 | 0 | 0 | 0 | 0 | 0 | 0 | 0 | 0 | 0 | 0 | 0 | 0 | 0 | 0 | 0 | 0 | 0 | 0 | 0 | 0 | 0 | 0 | 0 | 0 | 0 | 0
[17 empty] | 0 | 0 | 0 | 0 | 0 | 0 | 0 | 0 | 0 | 0 | 0 | 0 | 0 | 0 | 0 | 0 | 0 | 0 | 0 | 0 | 0 | 0 | 0 | 0 | 0 | 0 | 0 | 0 | 0 | 0 | 0 | 0 | 0 | 0 | 0 | 0 | 0 | 0 | 0 | 0 | 0 | 0 | 0 | 0 | 0 | 0 | 0 | 0 | 0 | 0 | 0 | 0 | 0 | 0 | 0 | 0 | 0 | 0 | 0 | 0
[17 empty] | 0 | 0 | 0 | 0 | 0 | 0 | 0 | 0 | 0 | 0 | 0 | 0 | 0 | 0 | 0 | 0 | 0 | 0 | 0 | 0 | 0 | 0 | 0 | 0 | 0 | 0 | 0 | 0 | 0 | 0 | 0 | 0 | 0 | 0 | 0 | 0 | 0 | 0 | 0 | 0 | 0 | 0 | 0 | 0 | 0 | 0 | 0 | 0 | 0 | 0 | 0 | 0 | 0 | 0 | 0 | 0 | 0 | 0 | 0 | 0
[17 empty] | 0 | 0 | 0 | 0 | 0 | 0 | 0 | 0 | 0 | 0 | 0 | 0 | 0 | 0 | 0 | 0 | 0 | 0 | 0 | 0 | 0 | 0 | 0 | 0 | 0 | 0 | 0 | 0 | 0 | 0 | 0 | 0 | 0 | 0 | 0 | 0 | 0 | 0 | 0 | 0 | 0 | 0 | 0 | 0 | 0 | 0 | 0 | 0 | 0 | 0 | 0 | 0 | 0 | 0 | 0 | 0 | 0 | 0 | 0 | 0
[17 empty] | 0 | 0 | 0 | 0 | 0 | 0 | 0 | 0 | 0 | 0 | 0 | 0 | 0 | 0 | 0 | 0 | 0 | 0 | 0 | 0 | 0 | 0 | 0 | 0 | 0 | 0 | 0 | 0 | 0 | 0 | 0 | 0 | 0 | 0 | 0 | 0 | 0 | 0 | 0 | 0 | 0 | 0 | 0 | 0 | 0 | 0 | 0 | 0 | 0 | 0 | 0 | 0 | 0 | 0 | 0 | 0 | 0 | 0 | 0 | 0
[17 empty] | 0 | 0 | 0 | 0 | 0 | 0 | 0 | 0 | 0 | 0 | 0 | 0 | 0 | 0 | 0 | 0 | 0 | 0 | 0 | 0 | 0 | 0 | 0 | 0 | 0 | 0 | 0 | 0 | 0 | 0 | 0 | 0 | 0 | 0 | 0 | 0 | 0 | 0 | 0 | 0 | 0 | 0 | 0 | 0 | 0 | 0 | 0 | 0 | 0 | 0 | 0 | 0 | 0 | 0 | 0 | 0 | 0 | 0 | 0 | 0
[17 empty] | 0 | 0 | 0 | 0 | 0 | 0 | 0 | 0 | 0 | 0 | 0 | 0 | 0 | 0 | 0 | 0 | 0 | 0 | 0 | 0 | 0 | 0 | 0 | 0 | 0 | 0 | 0 | 0 | 0 | 0 | 0 | 0 | 0 | 0 | 0 | 0 | 0 | 0 | 0 | 0 | 0 | 0 | 0 | 0 | 0 | 0 | 0 | 0 | 0 | 0 | 0 | 0 | 0 | 0 | 0 | 0 | 0 | 0 | 0 | 0
[17 empty] | 0 | 0 | 0 | 0 | 0 | 0 | 0 | 0 | 0 | 0 | 0 | 0 | 0 | 0 | 0 | 0 | 0 | 0 | 0 | 0 | 0 | 0 | 0 | 0 | 0 | 0 | 0 | 0 | 0 | 0 | 0 | 0 | 0 | 0 | 0 | 0 | 0 | 0 | 0 | 0 | 0 | 0 | 0 | 0 | 0 | 0 | 0 | 0 | 0 | 0 | 0 | 0 | 0 | 0 | 0 | 0 | 0 | 0 | 0 | 0
[17 empty] | 0 | 0 | 0 | 0 | 0 | 0 | 0 | 0 | 0 | 0 | 0 | 0 | 0 | 0 | 0 | 0 | 0 | 0 | 0 | 0 | 0 | 0 | 0 | 0 | 0 | 0 | 0 | 0 | 0 | 0 | 0 | 0 | 0 | 0 | 0 | 0 | 0 | 0 | 0 | 0 | 0 | 0 | 0 | 0 | 0 | 0 | 0 | 0 | 0 | 0 | 0 | 0 | 0 | 0 | 0 | 0 | 0 | 0 | 0 | 0
[17 empty] | 0 | 0 | 0 | 0 | 0 | 0 | 0 | 0 | 0 | 0 | 0 | 0 | 0 | 0 | 0 | 0 | 0 | 0 | 0 | 0 | 0 | 0 | 0 | 0 | 0 | 0 | 0 | 0 | 0 | 0 | 0 | 0 | 0 | 0 | 0 | 0 | 0 | 0 | 0 | 0 | 0 | 0 | 0 | 0 | 0 | 0 | 0 | 0 | 0 | 0 | 0 | 0 | 0 | 0 | 0 | 0 | 0 | 0 | 0 | 0
[17 empty] | 0 | 0 | 0 | 0 | 0 | 0 | 0 | 0 | 0 | 0 | 0 | 0 | 0 | 0 | 0 | 0 | 0 | 0 | 0 | 0 | 0 | 0 | 0 | 0 | 0 | 0 | 0 | 0 | 0 | 0 | 0 | 0 | 0 | 0 | 0 | 0 | 0 | 0 | 0 | 0 | 0 | 0 | 0 | 0 | 0 | 0 | 0 | 0 | 0 | 0 | 0 | 0 | 0 | 0 | 0 | 0 | 0 | 0 | 0 | 0
[17 empty] | 0 | 0 | 0 | 0 | 0 | 0 | 0 | 0 | 0 | 0 | 0 | 0 | 0 | 0 | 0 | 0 | 0 | 0 | 0 | 0 | 0 | 0 | 0 | 0 | 0 | 0 | 0 | 0 | 0 | 0 | 0 | 0 | 0 | 0 | 0 | 0 | 0 | 0 | 0 | 0 | 0 | 0 | 0 | 0 | 0 | 0 | 0 | 0 | 0 | 0 | 0 | 0 | 0 | 0 | 0 | 0 | 0 | 0 | 0 | 0
[17 empty] | 0 | 0 | 0 | 0 | 0 | 0 | 0 | 0 | 0 | 0 | 0 | 0 | 0 | 0 | 0 | 0 | 0 | 0 | 0 | 0 | 0 | 0 | 0 | 0 | 0 | 0 | 0 | 0 | 0 | 0 | 0 | 0 | 0 | 0 | 0 | 0 | 0 | 0 | 0 | 0 | 0 | 0 | 0 | 0 | 0 | 0 | 0 | 0 | 0 | 0 | 0 | 0 | 0 | 0 | 0 | 0 | 0 | 0 | 0 | 0
[17 empty] | 0 | 0 | 0 | 0 | 0 | 0 | 0 | 0 | 0 | 0 | 0 | 0 | 0 | 0 | 0 | 0 | 0 | 0 | 0 | 0 | 0 | 0 | 0 | 0 | 0 | 0 | 0 | 0 | 0 | 0 | 0 | 0 | 0 | 0 | 0 | 0 | 0 | 0 | 0 | 0 | 0 | 0 | 0 | 0 | 0 | 0 | 0 | 0 | 0 | 0 | 0 | 0 | 0 | 0 | 0 | 0 | 0 | 0 | 0 | 0
[17 empty] | 0 | 0 | 0 | 0 | 0 | 0 | 0 | 0 | 0 | 0 | 0 | 0 | 0 | 0 | 0 | 0 | 0 | 0 | 0 | 0 | 0 | 0 | 0 | 0 | 0 | 0 | 0 | 0 | 0 | 0 | 0 | 0 | 0 | 0 | 0 | 0 | 0 | 0 | 0 | 0 | 0 | 0 | 0 | 0 | 0 | 0 | 0 | 0 | 0 | 0 | 0 | 0 | 0 | 0 | 0 | 0 | 0 | 0 | 0 | 0
[17 empty] | 0 | 0 | 0 | 0 | 0 | 0 | 0 | 0 | 0 | 0 | 0 | 0 | 0 | 0 | 0 | 0 | 0 | 0 | 0 | 0 | 0 | 0 | 0 | 0 | 0 | 0 | 0 | 0 | 0 | 0 | 0 | 0 | 0 | 0 | 0 | 0 | 0 | 0 | 0 | 0 | 0 | 0 | 0 | 0 | 0 | 0 | 0 | 0 | 0 | 0 | 0 | 0 | 0 | 0 | 0 | 0 | 0 | 0 | 0 | 0
[17 empty] | 0 | 0 | 0 | 0 | 0 | 0 | 0 | 0 | 0 | 0 | 0 | 0 | 0 | 0 | 0 | 0 | 0 | 0 | 0 | 0 | 0 | 0 | 0 | 0 | 0 | 0 | 0 | 0 | 0 | 0 | 0 | 0 | 0 | 0 | 0 | 0 | 0 | 0 | 0 | 0 | 0 | 0 | 0 | 0 | 0 | 0 | 0 | 0 | 0 | 0 | 0 | 0 | 0 | 0 | 0 | 0 | 0 | 0 | 0 | 0
[17 empty] | 0 | 0 | 0 | 0 | 0 | 0 | 0 | 0 | 0 | 0 | 0 | 0 | 0 | 0 | 0 | 0 | 0 | 0 | 0 | 0 | 0 | 0 | 0 | 0 | 0 | 0 | 0 | 0 | 0 | 0 | 0 | 0 | 0 | 0 | 0 | 0 | 0 | 0 | 0 | 0 | 0 | 0 | 0 | 0 | 0 | 0 | 0 | 0 | 0 | 0 | 0 | 0 | 0 | 0 | 0 | 0 | 0 | 0 | 0 | 0
[17 empty] | 0 | 0 | 0 | 0 | 0 | 0 | 0 | 0 | 0 | 0 | 0 | 0 | 0 | 0 | 0 | 0 | 0 | 0 | 0 | 0 | 0 | 0 | 0 | 0 | 0 | 0 | 0 | 0 | 0 | 0 | 0 | 0 | 0 | 0 | 0 | 0 | 0 | 0 | 0 | 0 | 0 | 0 | 0 | 0 | 0 | 0 | 0 | 0 | 0 | 0 | 0 | 0 | 0 | 0 | 0 | 0 | 0 | 0 | 0 | 0
[17 empty] | 0 | 0 | 0 | 0 | 0 | 0 | 0 | 0 | 0 | 0 | 0 | 0 | 0 | 0 | 0 | 0 | 0 | 0 | 0 | 0 | 0 | 0 | 0 | 0 | 0 | 0 | 0 | 0 | 0 | 0 | 0 | 0 | 0 | 0 | 0 | 0 | 0 | 0 | 0 | 0 | 0 | 0 | 0 | 0 | 0 | 0 | 0 | 0 | 0 | 0 | 0 | 0 | 0 | 0 | 0 | 0 | 0 | 0 | 0 | 0
[17 empty] | 0 | 0 | 0 | 0 | 0 | 0 | 0 | 0 | 0 | 0 | 0 | 0 | 0 | 0 | 0 | 0 | 0 | 0 | 0 | 0 | 0 | 0 | 0 | 0 | 0 | 0 | 0 | 0 | 0 | 0 | 0 | 0 | 0 | 0 | 0 | 0 | 0 | 0 | 0 | 0 | 0 | 0 | 0 | 0 | 0 | 0 | 0 | 0 | 0 | 0 | 0 | 0 | 0 | 0 | 0 | 0 | 0 | 0 | 0 | 0
[17 empty] | 0 | 0 | 0 | 0 | 0 | 0 | 0 | 0 | 0 | 0 | 0 | 0 | 0 | 0 | 0 | 0 | 0 | 0 | 0 | 0 | 0 | 0 | 0 | 0 | 0 | 0 | 0 | 0 | 0 | 0 | 0 | 0 | 0 | 0 | 0 | 0 | 0 | 0 | 0 | 0 | 0 | 0 | 0 | 0 | 0 | 0 | 0 | 0 | 0 | 0 | 0 | 0 | 0 | 0 | 0 | 0 | 0 | 0 | 0 | 0
[17 empty] | 0 | 0 | 0 | 0 | 0 | 0 | 0 | 0 | 0 | 0 | 0 | 0 | 0 | 0 | 0 | 0 | 0 | 0 | 0 | 0 | 0 | 0 | 0 | 0 | 0 | 0 | 0 | 0 | 0 | 0 | 0 | 0 | 0 | 0 | 0 | 0 | 0 | 0 | 0 | 0 | 0 | 0 | 0 | 0 | 0 | 0 | 0 | 0 | 0 | 0 | 0 | 0 | 0 | 0 | 0 | 0 | 0 | 0 | 0 | 0
[17 empty] | 0 | 0 | 0 | 0 | 0 | 0 | 0 | 0 | 0 | 0 | 0 | 0 | 0 | 0 | 0 | 0 | 0 | 0 | 0 | 0 | 0 | 0 | 0 | 0 | 0 | 0 | 0 | 0 | 0 | 0 | 0 | 0 | 0 | 0 | 0 | 0 | 0 | 0 | 0 | 0 | 0 | 0 | 0 | 0 | 0 | 0 | 0 | 0 | 0 | 0 | 0 | 0 | 0 | 0 | 0 | 0 | 0 | 0 | 0 | 0
[17 empty] | 0 | 0 | 0 | 0 | 0 | 0 | 0 | 0 | 0 | 0 | 0 | 0 | 0 | 0 | 0 | 0 | 0 | 0 | 0 | 0 | 0 | 0 | 0 | 0 | 0 | 0 | 0 | 0 | 0 | 0 | 0 | 0 | 0 | 0 | 0 | 0 | 0 | 0 | 0 | 0 | 0 | 0 | 0 | 0 | 0 | 0 | 0 | 0 | 0 | 0 | 0 | 0 | 0 | 0 | 0 | 0 | 0 | 0 | 0 | 0
[17 empty] | 0 | 0 | 0 | 0 | 0 | 0 | 0 | 0 | 0 | 0 | 0 | 0 | 0 | 0 | 0 | 0 | 0 | 0 | 0 | 0 | 0 | 0 | 0 | 0 | 0 | 0 | 0 | 0 | 0 | 0 | 0 | 0 | 0 | 0 | 0 | 0 | 0 | 0 | 0 | 0 | 0 | 0 | 0 | 0 | 0 | 0 | 0 | 0 | 0 | 0 | 0 | 0 | 0 | 0 | 0 | 0 | 0 | 0 | 0 | 0
[17 empty] | 0 | 0 | 0 | 0 | 0 | 0 | 0 | 0 | 0 | 0 | 0 | 0 | 0 | 0 | 0 | 0 | 0 | 0 | 0 | 0 | 0 | 0 | 0 | 0 | 0 | 0 | 0 | 0 | 0 | 0 | 0 | 0 | 0 | 0 | 0 | 0 | 0 | 0 | 0 | 0 | 0 | 0 | 0 | 0 | 0 | 0 | 0 | 0 | 0 | 0 | 0 | 0 | 0 | 0 | 0 | 0 | 0 | 0 | 0 | 0
[17 empty] | 0 | 0 | 0 | 0 | 0 | 0 | 0 | 0 | 0 | 0 | 0 | 0 | 0 | 0 | 0 | 0 | 0 | 0 | 0 | 0 | 0 | 0 | 0 | 0 | 0 | 0 | 0 | 0 | 0 | 0 | 0 | 0 | 0 | 0 | 0 | 0 | 0 | 0 | 0 | 0 | 0 | 0 | 0 | 0 | 0 | 0 | 0 | 0 | 0 | 0 | 0 | 0 | 0 | 0 | 0 | 0 | 0 | 0 | 0 | 0
[17 empty] | 0 | 0 | 0 | 0 | 0 | 0 | 0 | 0 | 0 | 0 | 0 | 0 | 0 | 0 | 0 | 0 | 0 | 0 | 0 | 0 | 0 | 0 | 0 | 0 | 0 | 0 | 0 | 0 | 0 | 0 | 0 | 0 | 0 | 0 | 0 | 0 | 0 | 0 | 0 | 0 | 0 | 0 | 0 | 0 | 0 | 0 | 0 | 0 | 0 | 0 | 0 | 0 | 0 | 0 | 0 | 0 | 0 | 0 | 0 | 0
[17 empty] | 0 | 0 | 0 | 0 | 0 | 0 | 0 | 0 | 0 | 0 | 0 | 0 | 0 | 0 | 0 | 0 | 0 | 0 | 0 | 0 | 0 | 0 | 0 | 0 | 0 | 0 | 0 | 0 | 0 | 0 | 0 | 0 | 0 | 0 | 0 | 0 | 0 | 0 | 0 | 0 | 0 | 0 | 0 | 0 | 0 | 0 | 0 | 0 | 0 | 0 | 0 | 0 | 0 | 0 | 0 | 0 | 0 | 0 | 0 | 0
[17 empty] | 0 | 0 | 0 | 0 | 0 | 0 | 0 | 0 | 0 | 0 | 0 | 0 | 0 | 0 | 0 | 0 | 0 | 0 | 0 | 0 | 0 | 0 | 0 | 0 | 0 | 0 | 0 | 0 | 0 | 0 | 0 | 0 | 0 | 0 | 0 | 0 | 0 | 0 | 0 | 0 | 0 | 0 | 0 | 0 | 0 | 0 | 0 | 0 | 0 | 0 | 0 | 0 | 0 | 0 | 0 | 0 | 0 | 0 | 0 | 0
[17 empty] | 0 | 0 | 0 | 0 | 0 | 0 | 0 | 0 | 0 | 0 | 0 | 0 | 0 | 0 | 0 | 0 | 0 | 0 | 0 | 0 | 0 | 0 | 0 | 0 | 0 | 0 | 0 | 0 | 0 | 0 | 0 | 0 | 0 | 0 | 0 | 0 | 0 | 0 | 0 | 0 | 0 | 0 | 0 | 0 | 0 | 0 | 0 | 0 | 0 | 0 | 0 | 0 | 0 | 0 | 0 | 0 | 0 | 0 | 0 | 0
[17 empty] | 0 | 0 | 0 | 0 | 0 | 0 | 0 | 0 | 0 | 0 | 0 | 0 | 0 | 0 | 0 | 0 | 0 | 0 | 0 | 0 | 0 | 0 | 0 | 0 | 0 | 0 | 0 | 0 | 0 | 0 | 0 | 0 | 0 | 0 | 0 | 0 | 0 | 0 | 0 | 0 | 0 | 0 | 0 | 0 | 0 | 0 | 0 | 0 | 0 | 0 | 0 | 0 | 0 | 0 | 0 | 0 | 0 | 0 | 0 | 0
[17 empty] | 0 | 0 | 0 | 0 | 0 | 0 | 0 | 0 | 0 | 0 | 0 | 0 | 0 | 0 | 0 | 0 | 0 | 0 | 0 | 0 | 0 | 0 | 0 | 0 | 0 | 0 | 0 | 0 | 0 | 0 | 0 | 0 | 0 | 0 | 0 | 0 | 0 | 0 | 0 | 0 | 0 | 0 | 0 | 0 | 0 | 0 | 0 | 0 | 0 | 0 | 0 | 0 | 0 | 0 | 0 | 0 | 0 | 0 | 0 | 0
[17 empty] | 0 | 0 | 0 | 0 | 0 | 0 | 0 | 0 | 0 | 0 | 0 | 0 | 0 | 0 | 0 | 0 | 0 | 0 | 0 | 0 | 0 | 0 | 0 | 0 | 0 | 0 | 0 | 0 | 0 | 0 | 0 | 0 | 0 | 0 | 0 | 0 | 0 | 0 | 0 | 0 | 0 | 0 | 0 | 0 | 0 | 0 | 0 | 0 | 0 | 0 | 0 | 0 | 0 | 0 | 0 | 0 | 0 | 0 | 0 | 0
[17 empty] | 0 | 0 | 0 | 0 | 0 | 0 | 0 | 0 | 0 | 0 | 0 | 0 | 0 | 0 | 0 | 0 | 0 | 0 | 0 | 0 | 0 | 0 | 0 | 0 | 0 | 0 | 0 | 0 | 0 | 0 | 0 | 0 | 0 | 0 | 0 | 0 | 0 | 0 | 0 | 0 | 0 | 0 | 0 | 0 | 0 | 0 | 0 | 0 | 0 | 0 | 0 | 0 | 0 | 0 | 0 | 0 | 0 | 0 | 0 | 0
[17 empty] | 0 | 0 | 0 | 0 | 0 | 0 | 0 | 0 | 0 | 0 | 0 | 0 | 0 | 0 | 0 | 0 | 0 | 0 | 0 | 0 | 0 | 0 | 0 | 0 | 0 | 0 | 0 | 0 | 0 | 0 | 0 | 0 | 0 | 0 | 0 | 0 | 0 | 0 | 0 | 0 | 0 | 0 | 0 | 0 | 0 | 0 | 0 | 0 | 0 | 0 | 0 | 0 | 0 | 0 | 0 | 0 | 0 | 0 | 0 | 0
[17 empty] | 0 | 0 | 0 | 0 | 0 | 0 | 0 | 0 | 0 | 0 | 0 | 0 | 0 | 0 | 0 | 0 | 0 | 0 | 0 | 0 | 0 | 0 | 0 | 0 | 0 | 0 | 0 | 0 | 0 | 0 | 0 | 0 | 0 | 0 | 0 | 0 | 0 | 0 | 0 | 0 | 0 | 0 | 0 | 0 | 0 | 0 | 0 | 0 | 0 | 0 | 0 | 0 | 0 | 0 | 0 | 0 | 0 | 0 | 0 | 0
[17 empty] | 0 | 0 | 0 | 0 | 0 | 0 | 0 | 0 | 0 | 0 | 0 | 0 | 0 | 0 | 0 | 0 | 0 | 0 | 0 | 0 | 0 | 0 | 0 | 0 | 0 | 0 | 0 | 0 | 0 | 0 | 0 | 0 | 0 | 0 | 0 | 0 | 0 | 0 | 0 | 0 | 0 | 0 | 0 | 0 | 0 | 0 | 0 | 0 | 0 | 0 | 0 | 0 | 0 | 0 | 0 | 0 | 0 | 0 | 0 | 0
[17 empty] | 0 | 0 | 0 | 0 | 0 | 0 | 0 | 0 | 0 | 0 | 0 | 0 | 0 | 0 | 0 | 0 | 0 | 0 | 0 | 0 | 0 | 0 | 0 | 0 | 0 | 0 | 0 | 0 | 0 | 0 | 0 | 0 | 0 | 0 | 0 | 0 | 0 | 0 | 0 | 0 | 0 | 0 | 0 | 0 | 0 | 0 | 0 | 0 | 0 | 0 | 0 | 0 | 0 | 0 | 0 | 0 | 0 | 0 | 0 | 0
[17 empty] | 0 | 0 | 0 | 0 | 0 | 0 | 0 | 0 | 0 | 0 | 0 | 0 | 0 | 0 | 0 | 0 | 0 | 0 | 0 | 0 | 0 | 0 | 0 | 0 | 0 | 0 | 0 | 0 | 0 | 0 | 0 | 0 | 0 | 0 | 0 | 0 | 0 | 0 | 0 | 0 | 0 | 0 | 0 | 0 | 0 | 0 | 0 | 0 | 0 | 0 | 0 | 0 | 0 | 0 | 0 | 0 | 0 | 0 | 0 | 0
[17 empty] | 0 | 0 | 0 | 0 | 0 | 0 | 0 | 0 | 0 | 0 | 0 | 0 | 0 | 0 | 0 | 0 | 0 | 0 | 0 | 0 | 0 | 0 | 0 | 0 | 0 | 0 | 0 | 0 | 0 | 0 | 0 | 0 | 0 | 0 | 0 | 0 | 0 | 0 | 0 | 0 | 0 | 0 | 0 | 0 | 0 | 0 | 0 | 0 | 0 | 0 | 0 | 0 | 0 | 0 | 0 | 0 | 0 | 0 | 0 | 0
[17 empty] | 0 | 0 | 0 | 0 | 0 | 0 | 0 | 0 | 0 | 0 | 0 | 0 | 0 | 0 | 0 | 0 | 0 | 0 | 0 | 0 | 0 | 0 | 0 | 0 | 0 | 0 | 0 | 0 | 0 | 0 | 0 | 0 | 0 | 0 | 0 | 0 | 0 | 0 | 0 | 0 | 0 | 0 | 0 | 0 | 0 | 0 | 0 | 0 | 0 | 0 | 0 | 0 | 0 | 0 | 0 | 0 | 0 | 0 | 0 | 0
[17 empty] | 0 | 0 | 0 | 0 | 0 | 0 | 0 | 0 | 0 | 0 | 0 | 0 | 0 | 0 | 0 | 0 | 0 | 0 | 0 | 0 | 0 | 0 | 0 | 0 | 0 | 0 | 0 | 0 | 0 | 0 | 0 | 0 | 0 | 0 | 0 | 0 | 0 | 0 | 0 | 0 | 0 | 0 | 0 | 0 | 0 | 0 | 0 | 0 | 0 | 0 | 0 | 0 | 0 | 0 | 0 | 0 | 0 | 0 | 0 | 0
[17 empty] | 0 | 0 | 0 | 0 | 0 | 0 | 0 | 0 | 0 | 0 | 0 | 0 | 0 | 0 | 0 | 0 | 0 | 0 | 0 | 0 | 0 | 0 | 0 | 0 | 0 | 0 | 0 | 0 | 0 | 0 | 0 | 0 | 0 | 0 | 0 | 0 | 0 | 0 | 0 | 0 | 0 | 0 | 0 | 0 | 0 | 0 | 0 | 0 | 0 | 0 | 0 | 0 | 0 | 0 | 0 | 0 | 0 | 0 | 0 | 0
[17 empty] | 0 | 0 | 0 | 0 | 0 | 0 | 0 | 0 | 0 | 0 | 0 | 0 | 0 | 0 | 0 | 0 | 0 | 0 | 0 | 0 | 0 | 0 | 0 | 0 | 0 | 0 | 0 | 0 | 0 | 0 | 0 | 0 | 0 | 0 | 0 | 0 | 0 | 0 | 0 | 0 | 0 | 0 | 0 | 0 | 0 | 0 | 0 | 0 | 0 | 0 | 0 | 0 | 0 | 0 | 0 | 0 | 0 | 0 | 0 | 0
[17 empty] | 0 | 0 | 0 | 0 | 0 | 0 | 0 | 0 | 0 | 0 | 0 | 0 | 0 | 0 | 0 | 0 | 0 | 0 | 0 | 0 | 0 | 0 | 0 | 0 | 0 | 0 | 0 | 0 | 0 | 0 | 0 | 0 | 0 | 0 | 0 | 0 | 0 | 0 | 0 | 0 | 0 | 0 | 0 | 0 | 0 | 0 | 0 | 0 | 0 | 0 | 0 | 0 | 0 | 0 | 0 | 0 | 0 | 0 | 0 | 0
[17 empty] | 0 | 0 | 0 | 0 | 0 | 0 | 0 | 0 | 0 | 0 | 0 | 0 | 0 | 0 | 0 | 0 | 0 | 0 | 0 | 0 | 0 | 0 | 0 | 0 | 0 | 0 | 0 | 0 | 0 | 0 | 0 | 0 | 0 | 0 | 0 | 0 | 0 | 0 | 0 | 0 | 0 | 0 | 0 | 0 | 0 | 0 | 0 | 0 | 0 | 0 | 0 | 0 | 0 | 0 | 0 | 0 | 0 | 0 | 0 | 0
[17 empty] | 0 | 0 | 0 | 0 | 0 | 0 | 0 | 0 | 0 | 0 | 0 | 0 | 0 | 0 | 0 | 0 | 0 | 0 | 0 | 0 | 0 | 0 | 0 | 0 | 0 | 0 | 0 | 0 | 0 | 0 | 0 | 0 | 0 | 0 | 0 | 0 | 0 | 0 | 0 | 0 | 0 | 0 | 0 | 0 | 0 | 0 | 0 | 0 | 0 | 0 | 0 | 0 | 0 | 0 | 0 | 0 | 0 | 0 | 0 | 0
[17 empty] | 0 | 0 | 0 | 0 | 0 | 0 | 0 | 0 | 0 | 0 | 0 | 0 | 0 | 0 | 0 | 0 | 0 | 0 | 0 | 0 | 0 | 0 | 0 | 0 | 0 | 0 | 0 | 0 | 0 | 0 | 0 | 0 | 0 | 0 | 0 | 0 | 0 | 0 | 0 | 0 | 0 | 0 | 0 | 0 | 0 | 0 | 0 | 0 | 0 | 0 | 0 | 0 | 0 | 0 | 0 | 0 | 0 | 0 | 0 | 0
[17 empty] | 0 | 0 | 0 | 0 | 0 | 0 | 0 | 0 | 0 | 0 | 0 | 0 | 0 | 0 | 0 | 0 | 0 | 0 | 0 | 0 | 0 | 0 | 0 | 0 | 0 | 0 | 0 | 0 | 0 | 0 | 0 | 0 | 0 | 0 | 0 | 0 | 0 | 0 | 0 | 0 | 0 | 0 | 0 | 0 | 0 | 0 | 0 | 0 | 0 | 0 | 0 | 0 | 0 | 0 | 0 | 0 | 0 | 0 | 0 | 0
[17 empty] | 0 | 0 | 0 | 0 | 0 | 0 | 0 | 0 | 0 | 0 | 0 | 0 | 0 | 0 | 0 | 0 | 0 | 0 | 0 | 0 | 0 | 0 | 0 | 0 | 0 | 0 | 0 | 0 | 0 | 0 | 0 | 0 | 0 | 0 | 0 | 0 | 0 | 0 | 0 | 0 | 0 | 0 | 0 | 0 | 0 | 0 | 0 | 0 | 0 | 0 | 0 | 0 | 0 | 0 | 0 | 0 | 0 | 0 | 0 | 0
[17 empty] | 0 | 0 | 0 | 0 | 0 | 0 | 0 | 0 | 0 | 0 | 0 | 0 | 0 | 0 | 0 | 0 | 0 | 0 | 0 | 0 | 0 | 0 | 0 | 0 | 0 | 0 | 0 | 0 | 0 | 0 | 0 | 0 | 0 | 0 | 0 | 0 | 0 | 0 | 0 | 0 | 0 | 0 | 0 | 0 | 0 | 0 | 0 | 0 | 0 | 0 | 0 | 0 | 0 | 0 | 0 | 0 | 0 | 0 | 0 | 0
[17 empty] | 0 | 0 | 0 | 0 | 0 | 0 | 0 | 0 | 0 | 0 | 0 | 0 | 0 | 0 | 0 | 0 | 0 | 0 | 0 | 0 | 0 | 0 | 0 | 0 | 0 | 0 | 0 | 0 | 0 | 0 | 0 | 0 | 0 | 0 | 0 | 0 | 0 | 0 | 0 | 0 | 0 | 0 | 0 | 0 | 0 | 0 | 0 | 0 | 0 | 0 | 0 | 0 | 0 | 0 | 0 | 0 | 0 | 0 | 0 | 0
[17 empty] | 0 | 0 | 0 | 0 | 0 | 0 | 0 | 0 | 0 | 0 | 0 | 0 | 0 | 0 | 0 | 0 | 0 | 0 | 0 | 0 | 0 | 0 | 0 | 0 | 0 | 0 | 0 | 0 | 0 | 0 | 0 | 0 | 0 | 0 | 0 | 0 | 0 | 0 | 0 | 0 | 0 | 0 | 0 | 0 | 0 | 0 | 0 | 0 | 0 | 0 | 0 | 0 | 0 | 0 | 0 | 0 | 0 | 0 | 0 | 0
[17 empty] | 0 | 0 | 0 | 0 | 0 | 0 | 0 | 0 | 0 | 0 | 0 | 0 | 0 | 0 | 0 | 0 | 0 | 0 | 0 | 0 | 0 | 0 | 0 | 0 | 0 | 0 | 0 | 0 | 0 | 0 | 0 | 0 | 0 | 0 | 0 | 0 | 0 | 0 | 0 | 0 | 0 | 0 | 0 | 0 | 0 | 0 | 0 | 0 | 0 | 0 | 0 | 0 | 0 | 0 | 0 | 0 | 0 | 0 | 0 | 0
[17 empty] | 0 | 0 | 0 | 0 | 0 | 0 | 0 | 0 | 0 | 0 | 0 | 0 | 0 | 0 | 0 | 0 | 0 | 0 | 0 | 0 | 0 | 0 | 0 | 0 | 0 | 0 | 0 | 0 | 0 | 0 | 0 | 0 | 0 | 0 | 0 | 0 | 0 | 0 | 0 | 0 | 0 | 0 | 0 | 0 | 0 | 0 | 0 | 0 | 0 | 0 | 0 | 0 | 0 | 0 | 0 | 0 | 0 | 0 | 0 | 0
[17 empty] | 0 | 0 | 0 | 0 | 0 | 0 | 0 | 0 | 0 | 0 | 0 | 0 | 0 | 0 | 0 | 0 | 0 | 0 | 0 | 0 | 0 | 0 | 0 | 0 | 0 | 0 | 0 | 0 | 0 | 0 | 0 | 0 | 0 | 0 | 0 | 0 | 0 | 0 | 0 | 0 | 0 | 0 | 0 | 0 | 0 | 0 | 0 | 0 | 0 | 0 | 0 | 0 | 0 | 0 | 0 | 0 | 0 | 0 | 0 | 0
[17 empty] | 0 | 0 | 0 | 0 | 0 | 0 | 0 | 0 | 0 | 0 | 0 | 0 | 0 | 0 | 0 | 0 | 0 | 0 | 0 | 0 | 0 | 0 | 0 | 0 | 0 | 0 | 0 | 0 | 0 | 0 | 0 | 0 | 0 | 0 | 0 | 0 | 0 | 0 | 0 | 0 | 0 | 0 | 0 | 0 | 0 | 0 | 0 | 0 | 0 | 0 | 0 | 0 | 0 | 0 | 0 | 0 | 0 | 0 | 0 | 0
[17 empty] | 0 | 0 | 0 | 0 | 0 | 0 | 0 | 0 | 0 | 0 | 0 | 0 | 0 | 0 | 0 | 0 | 0 | 0 | 0 | 0 | 0 | 0 | 0 | 0 | 0 | 0 | 0 | 0 | 0 | 0 | 0 | 0 | 0 | 0 | 0 | 0 | 0 | 0 | 0 | 0 | 0 | 0 | 0 | 0 | 0 | 0 | 0 | 0 | 0 | 0 | 0 | 0 | 0 | 0 | 0 | 0 | 0 | 0 | 0 | 0
[17 empty] | 0 | 0 | 0 | 0 | 0 | 0 | 0 | 0 | 0 | 0 | 0 | 0 | 0 | 0 | 0 | 0 | 0 | 0 | 0 | 0 | 0 | 0 | 0 | 0 | 0 | 0 | 0 | 0 | 0 | 0 | 0 | 0 | 0 | 0 | 0 | 0 | 0 | 0 | 0 | 0 | 0 | 0 | 0 | 0 | 0 | 0 | 0 | 0 | 0 | 0 | 0 | 0 | 0 | 0 | 0 | 0 | 0 | 0 | 0 | 0
[17 empty] | 0 | 0 | 0 | 0 | 0 | 0 | 0 | 0 | 0 | 0 | 0 | 0 | 0 | 0 | 0 | 0 | 0 | 0 | 0 | 0 | 0 | 0 | 0 | 0 | 0 | 0 | 0 | 0 | 0 | 0 | 0 | 0 | 0 | 0 | 0 | 0 | 0 | 0 | 0 | 0 | 0 | 0 | 0 | 0 | 0 | 0 | 0 | 0 | 0 | 0 | 0 | 0 | 0 | 0 | 0 | 0 | 0 | 0 | 0 | 0
[17 empty] | 0 | 0 | 0 | 0 | 0 | 0 | 0 | 0 | 0 | 0 | 0 | 0 | 0 | 0 | 0 | 0 | 0 | 0 | 0 | 0 | 0 | 0 | 0 | 0 | 0 | 0 | 0 | 0 | 0 | 0 | 0 | 0 | 0 | 0 | 0 | 0 | 0 | 0 | 0 | 0 | 0 | 0 | 0 | 0 | 0 | 0 | 0 | 0 | 0 | 0 | 0 | 0 | 0 | 0 | 0 | 0 | 0 | 0 | 0 | 0
[17 empty] | 0 | 0 | 0 | 0 | 0 | 0 | 0 | 0 | 0 | 0 | 0 | 0 | 0 | 0 | 0 | 0 | 0 | 0 | 0 | 0 | 0 | 0 | 0 | 0 | 0 | 0 | 0 | 0 | 0 | 0 | 0 | 0 | 0 | 0 | 0 | 0 | 0 | 0 | 0 | 0 | 0 | 0 | 0 | 0 | 0 | 0 | 0 | 0 | 0 | 0 | 0 | 0 | 0 | 0 | 0 | 0 | 0 | 0 | 0 | 0
[17 empty] | 0 | 0 | 0 | 0 | 0 | 0 | 0 | 0 | 0 | 0 | 0 | 0 | 0 | 0 | 0 | 0 | 0 | 0 | 0 | 0 | 0 | 0 | 0 | 0 | 0 | 0 | 0 | 0 | 0 | 0 | 0 | 0 | 0 | 0 | 0 | 0 | 0 | 0 | 0 | 0 | 0 | 0 | 0 | 0 | 0 | 0 | 0 | 0 | 0 | 0 | 0 | 0 | 0 | 0 | 0 | 0 | 0 | 0 | 0 | 0
[17 empty] | 0 | 0 | 0 | 0 | 0 | 0 | 0 | 0 | 0 | 0 | 0 | 0 | 0 | 0 | 0 | 0 | 0 | 0 | 0 | 0 | 0 | 0 | 0 | 0 | 0 | 0 | 0 | 0 | 0 | 0 | 0 | 0 | 0 | 0 | 0 | 0 | 0 | 0 | 0 | 0 | 0 | 0 | 0 | 0 | 0 | 0 | 0 | 0 | 0 | 0 | 0 | 0 | 0 | 0 | 0 | 0 | 0 | 0 | 0 | 0
[17 empty] | 0 | 0 | 0 | 0 | 0 | 0 | 0 | 0 | 0 | 0 | 0 | 0 | 0 | 0 | 0 | 0 | 0 | 0 | 0 | 0 | 0 | 0 | 0 | 0 | 0 | 0 | 0 | 0 | 0 | 0 | 0 | 0 | 0 | 0 | 0 | 0 | 0 | 0 | 0 | 0 | 0 | 0 | 0 | 0 | 0 | 0 | 0 | 0 | 0 | 0 | 0 | 0 | 0 | 0 | 0 | 0 | 0 | 0 | 0 | 0
[17 empty] | 0 | 0 | 0 | 0 | 0 | 0 | 0 | 0 | 0 | 0 | 0 | 0 | 0 | 0 | 0 | 0 | 0 | 0 | 0 | 0 | 0 | 0 | 0 | 0 | 0 | 0 | 0 | 0 | 0 | 0 | 0 | 0 | 0 | 0 | 0 | 0 | 0 | 0 | 0 | 0 | 0 | 0 | 0 | 0 | 0 | 0 | 0 | 0 | 0 | 0 | 0 | 0 | 0 | 0 | 0 | 0 | 0 | 0 | 0 | 0
[17 empty] | 0 | 0 | 0 | 0 | 0 | 0 | 0 | 0 | 0 | 0 | 0 | 0 | 0 | 0 | 0 | 0 | 0 | 0 | 0 | 0 | 0 | 0 | 0 | 0 | 0 | 0 | 0 | 0 | 0 | 0 | 0 | 0 | 0 | 0 | 0 | 0 | 0 | 0 | 0 | 0 | 0 | 0 | 0 | 0 | 0 | 0 | 0 | 0 | 0 | 0 | 0 | 0 | 0 | 0 | 0 | 0 | 0 | 0 | 0 | 0
[17 empty] | 0 | 0 | 0 | 0 | 0 | 0 | 0 | 0 | 0 | 0 | 0 | 0 | 0 | 0 | 0 | 0 | 0 | 0 | 0 | 0 | 0 | 0 | 0 | 0 | 0 | 0 | 0 | 0 | 0 | 0 | 0 | 0 | 0 | 0 | 0 | 0 | 0 | 0 | 0 | 0 | 0 | 0 | 0 | 0 | 0 | 0 | 0 | 0 | 0 | 0 | 0 | 0 | 0 | 0 | 0 | 0 | 0 | 0 | 0 | 0
[17 empty] | 0 | 0 | 0 | 0 | 0 | 0 | 0 | 0 | 0 | 0 | 0 | 0 | 0 | 0 | 0 | 0 | 0 | 0 | 0 | 0 | 0 | 0 | 0 | 0 | 0 | 0 | 0 | 0 | 0 | 0 | 0 | 0 | 0 | 0 | 0 | 0 | 0 | 0 | 0 | 0 | 0 | 0 | 0 | 0 | 0 | 0 | 0 | 0 | 0 | 0 | 0 | 0 | 0 | 0 | 0 | 0 | 0 | 0 | 0 | 0
[17 empty] | 0 | 0 | 0 | 0 | 0 | 0 | 0 | 0 | 0 | 0 | 0 | 0 | 0 | 0 | 0 | 0 | 0 | 0 | 0 | 0 | 0 | 0 | 0 | 0 | 0 | 0 | 0 | 0 | 0 | 0 | 0 | 0 | 0 | 0 | 0 | 0 | 0 | 0 | 0 | 0 | 0 | 0 | 0 | 0 | 0 | 0 | 0 | 0 | 0 | 0 | 0 | 0 | 0 | 0 | 0 | 0 | 0 | 0 | 0 | 0
[17 empty] | 0 | 0 | 0 | 0 | 0 | 0 | 0 | 0 | 0 | 0 | 0 | 0 | 0 | 0 | 0 | 0 | 0 | 0 | 0 | 0 | 0 | 0 | 0 | 0 | 0 | 0 | 0 | 0 | 0 | 0 | 0 | 0 | 0 | 0 | 0 | 0 | 0 | 0 | 0 | 0 | 0 | 0 | 0 | 0 | 0 | 0 | 0 | 0 | 0 | 0 | 0 | 0 | 0 | 0 | 0 | 0 | 0 | 0 | 0 | 0
[17 empty] | 0 | 0 | 0 | 0 | 0 | 0 | 0 | 0 | 0 | 0 | 0 | 0 | 0 | 0 | 0 | 0 | 0 | 0 | 0 | 0 | 0 | 0 | 0 | 0 | 0 | 0 | 0 | 0 | 0 | 0 | 0 | 0 | 0 | 0 | 0 | 0 | 0 | 0 | 0 | 0 | 0 | 0 | 0 | 0 | 0 | 0 | 0 | 0 | 0 | 0 | 0 | 0 | 0 | 0 | 0 | 0 | 0 | 0 | 0 | 0
[17 empty] | 0 | 0 | 0 | 0 | 0 | 0 | 0 | 0 | 0 | 0 | 0 | 0 | 0 | 0 | 0 | 0 | 0 | 0 | 0 | 0 | 0 | 0 | 0 | 0 | 0 | 0 | 0 | 0 | 0 | 0 | 0 | 0 | 0 | 0 | 0 | 0 | 0 | 0 | 0 | 0 | 0 | 0 | 0 | 0 | 0 | 0 | 0 | 0 | 0 | 0 | 0 | 0 | 0 | 0 | 0 | 0 | 0 | 0 | 0 | 0
[17 empty] | 0 | 0 | 0 | 0 | 0 | 0 | 0 | 0 | 0 | 0 | 0 | 0 | 0 | 0 | 0 | 0 | 0 | 0 | 0 | 0 | 0 | 0 | 0 | 0 | 0 | 0 | 0 | 0 | 0 | 0 | 0 | 0 | 0 | 0 | 0 | 0 | 0 | 0 | 0 | 0 | 0 | 0 | 0 | 0 | 0 | 0 | 0 | 0 | 0 | 0 | 0 | 0 | 0 | 0 | 0 | 0 | 0 | 0 | 0 | 0
[17 empty] | 0 | 0 | 0 | 0 | 0 | 0 | 0 | 0 | 0 | 0 | 0 | 0 | 0 | 0 | 0 | 0 | 0 | 0 | 0 | 0 | 0 | 0 | 0 | 0 | 0 | 0 | 0 | 0 | 0 | 0 | 0 | 0 | 0 | 0 | 0 | 0 | 0 | 0 | 0 | 0 | 0 | 0 | 0 | 0 | 0 | 0 | 0 | 0 | 0 | 0 | 0 | 0 | 0 | 0 | 0 | 0 | 0 | 0 | 0 | 0
[17 empty] | 0 | 0 | 0 | 0 | 0 | 0 | 0 | 0 | 0 | 0 | 0 | 0 | 0 | 0 | 0 | 0 | 0 | 0 | 0 | 0 | 0 | 0 | 0 | 0 | 0 | 0 | 0 | 0 | 0 | 0 | 0 | 0 | 0 | 0 | 0 | 0 | 0 | 0 | 0 | 0 | 0 | 0 | 0 | 0 | 0 | 0 | 0 | 0 | 0 | 0 | 0 | 0 | 0 | 0 | 0 | 0 | 0 | 0 | 0 | 0
[17 empty] | 0 | 0 | 0 | 0 | 0 | 0 | 0 | 0 | 0 | 0 | 0 | 0 | 0 | 0 | 0 | 0 | 0 | 0 | 0 | 0 | 0 | 0 | 0 | 0 | 0 | 0 | 0 | 0 | 0 | 0 | 0 | 0 | 0 | 0 | 0 | 0 | 0 | 0 | 0 | 0 | 0 | 0 | 0 | 0 | 0 | 0 | 0 | 0 | 0 | 0 | 0 | 0 | 0 | 0 | 0 | 0 | 0 | 0 | 0 | 0
[17 empty] | 0 | 0 | 0 | 0 | 0 | 0 | 0 | 0 | 0 | 0 | 0 | 0 | 0 | 0 | 0 | 0 | 0 | 0 | 0 | 0 | 0 | 0 | 0 | 0 | 0 | 0 | 0 | 0 | 0 | 0 | 0 | 0 | 0 | 0 | 0 | 0 | 0 | 0 | 0 | 0 | 0 | 0 | 0 | 0 | 0 | 0 | 0 | 0 | 0 | 0 | 0 | 0 | 0 | 0 | 0 | 0 | 0 | 0 | 0 | 0
[17 empty] | 0 | 0 | 0 | 0 | 0 | 0 | 0 | 0 | 0 | 0 | 0 | 0 | 0 | 0 | 0 | 0 | 0 | 0 | 0 | 0 | 0 | 0 | 0 | 0 | 0 | 0 | 0 | 0 | 0 | 0 | 0 | 0 | 0 | 0 | 0 | 0 | 0 | 0 | 0 | 0 | 0 | 0 | 0 | 0 | 0 | 0 | 0 | 0 | 0 | 0 | 0 | 0 | 0 | 0 | 0 | 0 | 0 | 0 | 0 | 0
[17 empty] | 0 | 0 | 0 | 0 | 0 | 0 | 0 | 0 | 0 | 0 | 0 | 0 | 0 | 0 | 0 | 0 | 0 | 0 | 0 | 0 | 0 | 0 | 0 | 0 | 0 | 0 | 0 | 0 | 0 | 0 | 0 | 0 | 0 | 0 | 0 | 0 | 0 | 0 | 0 | 0 | 0 | 0 | 0 | 0 | 0 | 0 | 0 | 0 | 0 | 0 | 0 | 0 | 0 | 0 | 0 | 0 | 0 | 0 | 0 | 0
[17 empty] | 0 | 0 | 0 | 0 | 0 | 0 | 0 | 0 | 0 | 0 | 0 | 0 | 0 | 0 | 0 | 0 | 0 | 0 | 0 | 0 | 0 | 0 | 0 | 0 | 0 | 0 | 0 | 0 | 0 | 0 | 0 | 0 | 0 | 0 | 0 | 0 | 0 | 0 | 0 | 0 | 0 | 0 | 0 | 0 | 0 | 0 | 0 | 0 | 0 | 0 | 0 | 0 | 0 | 0 | 0 | 0 | 0 | 0 | 0 | 0
[17 empty] | 0 | 0 | 0 | 0 | 0 | 0 | 0 | 0 | 0 | 0 | 0 | 0 | 0 | 0 | 0 | 0 | 0 | 0 | 0 | 0 | 0 | 0 | 0 | 0 | 0 | 0 | 0 | 0 | 0 | 0 | 0 | 0 | 0 | 0 | 0 | 0 | 0 | 0 | 0 | 0 | 0 | 0 | 0 | 0 | 0 | 0 | 0 | 0 | 0 | 0 | 0 | 0 | 0 | 0 | 0 | 0 | 0 | 0 | 0 | 0
[17 empty] | 0 | 0 | 0 | 0 | 0 | 0 | 0 | 0 | 0 | 0 | 0 | 0 | 0 | 0 | 0 | 0 | 0 | 0 | 0 | 0 | 0 | 0 | 0 | 0 | 0 | 0 | 0 | 0 | 0 | 0 | 0 | 0 | 0 | 0 | 0 | 0 | 0 | 0 | 0 | 0 | 0 | 0 | 0 | 0 | 0 | 0 | 0 | 0 | 0 | 0 | 0 | 0 | 0 | 0 | 0 | 0 | 0 | 0 | 0 | 0
[17 empty] | 0 | 0 | 0 | 0 | 0 | 0 | 0 | 0 | 0 | 0 | 0 | 0 | 0 | 0 | 0 | 0 | 0 | 0 | 0 | 0 | 0 | 0 | 0 | 0 | 0 | 0 | 0 | 0 | 0 | 0 | 0 | 0 | 0 | 0 | 0 | 0 | 0 | 0 | 0 | 0 | 0 | 0 | 0 | 0 | 0 | 0 | 0 | 0 | 0 | 0 | 0 | 0 | 0 | 0 | 0 | 0 | 0 | 0 | 0 | 0
[17 empty] | 0 | 0 | 0 | 0 | 0 | 0 | 0 | 0 | 0 | 0 | 0 | 0 | 0 | 0 | 0 | 0 | 0 | 0 | 0 | 0 | 0 | 0 | 0 | 0 | 0 | 0 | 0 | 0 | 0 | 0 | 0 | 0 | 0 | 0 | 0 | 0 | 0 | 0 | 0 | 0 | 0 | 0 | 0 | 0 | 0 | 0 | 0 | 0 | 0 | 0 | 0 | 0 | 0 | 0 | 0 | 0 | 0 | 0 | 0 | 0
[17 empty] | 0 | 0 | 0 | 0 | 0 | 0 | 0 | 0 | 0 | 0 | 0 | 0 | 0 | 0 | 0 | 0 | 0 | 0 | 0 | 0 | 0 | 0 | 0 | 0 | 0 | 0 | 0 | 0 | 0 | 0 | 0 | 0 | 0 | 0 | 0 | 0 | 0 | 0 | 0 | 0 | 0 | 0 | 0 | 0 | 0 | 0 | 0 | 0 | 0 | 0 | 0 | 0 | 0 | 0 | 0 | 0 | 0 | 0 | 0 | 0
[17 empty] | 0 | 0 | 0 | 0 | 0 | 0 | 0 | 0 | 0 | 0 | 0 | 0 | 0 | 0 | 0 | 0 | 0 | 0 | 0 | 0 | 0 | 0 | 0 | 0 | 0 | 0 | 0 | 0 | 0 | 0 | 0 | 0 | 0 | 0 | 0 | 0 | 0 | 0 | 0 | 0 | 0 | 0 | 0 | 0 | 0 | 0 | 0 | 0 | 0 | 0 | 0 | 0 | 0 | 0 | 0 | 0 | 0 | 0 | 0 | 0
[17 empty] | 0 | 0 | 0 | 0 | 0 | 0 | 0 | 0 | 0 | 0 | 0 | 0 | 0 | 0 | 0 | 0 | 0 | 0 | 0 | 0 | 0 | 0 | 0 | 0 | 0 | 0 | 0 | 0 | 0 | 0 | 0 | 0 | 0 | 0 | 0 | 0 | 0 | 0 | 0 | 0 | 0 | 0 | 0 | 0 | 0 | 0 | 0 | 0 | 0 | 0 | 0 | 0 | 0 | 0 | 0 | 0 | 0 | 0 | 0 | 0
[17 empty] | 0 | 0 | 0 | 0 | 0 | 0 | 0 | 0 | 0 | 0 | 0 | 0 | 0 | 0 | 0 | 0 | 0 | 0 | 0 | 0 | 0 | 0 | 0 | 0 | 0 | 0 | 0 | 0 | 0 | 0 | 0 | 0 | 0 | 0 | 0 | 0 | 0 | 0 | 0 | 0 | 0 | 0 | 0 | 0 | 0 | 0 | 0 | 0 | 0 | 0 | 0 | 0 | 0 | 0 | 0 | 0 | 0 | 0 | 0 | 0
[17 empty] | 0 | 0 | 0 | 0 | 0 | 0 | 0 | 0 | 0 | 0 | 0 | 0 | 0 | 0 | 0 | 0 | 0 | 0 | 0 | 0 | 0 | 0 | 0 | 0 | 0 | 0 | 0 | 0 | 0 | 0 | 0 | 0 | 0 | 0 | 0 | 0 | 0 | 0 | 0 | 0 | 0 | 0 | 0 | 0 | 0 | 0 | 0 | 0 | 0 | 0 | 0 | 0 | 0 | 0 | 0 | 0 | 0 | 0 | 0 | 0
[17 empty] | 0 | 0 | 0 | 0 | 0 | 0 | 0 | 0 | 0 | 0 | 0 | 0 | 0 | 0 | 0 | 0 | 0 | 0 | 0 | 0 | 0 | 0 | 0 | 0 | 0 | 0 | 0 | 0 | 0 | 0 | 0 | 0 | 0 | 0 | 0 | 0 | 0 | 0 | 0 | 0 | 0 | 0 | 0 | 0 | 0 | 0 | 0 | 0 | 0 | 0 | 0 | 0 | 0 | 0 | 0 | 0 | 0 | 0 | 0 | 0
[17 empty] | 0 | 0 | 0 | 0 | 0 | 0 | 0 | 0 | 0 | 0 | 0 | 0 | 0 | 0 | 0 | 0 | 0 | 0 | 0 | 0 | 0 | 0 | 0 | 0 | 0 | 0 | 0 | 0 | 0 | 0 | 0 | 0 | 0 | 0 | 0 | 0 | 0 | 0 | 0 | 0 | 0 | 0 | 0 | 0 | 0 | 0 | 0 | 0 | 0 | 0 | 0 | 0 | 0 | 0 | 0 | 0 | 0 | 0 | 0 | 0
[17 empty] | 0 | 0 | 0 | 0 | 0 | 0 | 0 | 0 | 0 | 0 | 0 | 0 | 0 | 0 | 0 | 0 | 0 | 0 | 0 | 0 | 0 | 0 | 0 | 0 | 0 | 0 | 0 | 0 | 0 | 0 | 0 | 0 | 0 | 0 | 0 | 0 | 0 | 0 | 0 | 0 | 0 | 0 | 0 | 0 | 0 | 0 | 0 | 0 | 0 | 0 | 0 | 0 | 0 | 0 | 0 | 0 | 0 | 0 | 0 | 0
[17 empty] | 0 | 0 | 0 | 0 | 0 | 0 | 0 | 0 | 0 | 0 | 0 | 0 | 0 | 0 | 0 | 0 | 0 | 0 | 0 | 0 | 0 | 0 | 0 | 0 | 0 | 0 | 0 | 0 | 0 | 0 | 0 | 0 | 0 | 0 | 0 | 0 | 0 | 0 | 0 | 0 | 0 | 0 | 0 | 0 | 0 | 0 | 0 | 0 | 0 | 0 | 0 | 0 | 0 | 0 | 0 | 0 | 0 | 0 | 0 | 0
[17 empty] | 0 | 0 | 0 | 0 | 0 | 0 | 0 | 0 | 0 | 0 | 0 | 0 | 0 | 0 | 0 | 0 | 0 | 0 | 0 | 0 | 0 | 0 | 0 | 0 | 0 | 0 | 0 | 0 | 0 | 0 | 0 | 0 | 0 | 0 | 0 | 0 | 0 | 0 | 0 | 0 | 0 | 0 | 0 | 0 | 0 | 0 | 0 | 0 | 0 | 0 | 0 | 0 | 0 | 0 | 0 | 0 | 0 | 0 | 0 | 0
[17 empty] | 0 | 0 | 0 | 0 | 0 | 0 | 0 | 0 | 0 | 0 | 0 | 0 | 0 | 0 | 0 | 0 | 0 | 0 | 0 | 0 | 0 | 0 | 0 | 0 | 0 | 0 | 0 | 0 | 0 | 0 | 0 | 0 | 0 | 0 | 0 | 0 | 0 | 0 | 0 | 0 | 0 | 0 | 0 | 0 | 0 | 0 | 0 | 0 | 0 | 0 | 0 | 0 | 0 | 0 | 0 | 0 | 0 | 0 | 0 | 0
[17 empty] | 0 | 0 | 0 | 0 | 0 | 0 | 0 | 0 | 0 | 0 | 0 | 0 | 0 | 0 | 0 | 0 | 0 | 0 | 0 | 0 | 0 | 0 | 0 | 0 | 0 | 0 | 0 | 0 | 0 | 0 | 0 | 0 | 0 | 0 | 0 | 0 | 0 | 0 | 0 | 0 | 0 | 0 | 0 | 0 | 0 | 0 | 0 | 0 | 0 | 0 | 0 | 0 | 0 | 0 | 0 | 0 | 0 | 0 | 0 | 0
[17 empty] | 0 | 0 | 0 | 0 | 0 | 0 | 0 | 0 | 0 | 0 | 0 | 0 | 0 | 0 | 0 | 0 | 0 | 0 | 0 | 0 | 0 | 0 | 0 | 0 | 0 | 0 | 0 | 0 | 0 | 0 | 0 | 0 | 0 | 0 | 0 | 0 | 0 | 0 | 0 | 0 | 0 | 0 | 0 | 0 | 0 | 0 | 0 | 0 | 0 | 0 | 0 | 0 | 0 | 0 | 0 | 0 | 0 | 0 | 0 | 0
[17 empty] | 0 | 0 | 0 | 0 | 0 | 0 | 0 | 0 | 0 | 0 | 0 | 0 | 0 | 0 | 0 | 0 | 0 | 0 | 0 | 0 | 0 | 0 | 0 | 0 | 0 | 0 | 0 | 0 | 0 | 0 | 0 | 0 | 0 | 0 | 0 | 0 | 0 | 0 | 0 | 0 | 0 | 0 | 0 | 0 | 0 | 0 | 0 | 0 | 0 | 0 | 0 | 0 | 0 | 0 | 0 | 0 | 0 | 0 | 0 | 0
[17 empty] | 0 | 0 | 0 | 0 | 0 | 0 | 0 | 0 | 0 | 0 | 0 | 0 | 0 | 0 | 0 | 0 | 0 | 0 | 0 | 0 | 0 | 0 | 0 | 0 | 0 | 0 | 0 | 0 | 0 | 0 | 0 | 0 | 0 | 0 | 0 | 0 | 0 | 0 | 0 | 0 | 0 | 0 | 0 | 0 | 0 | 0 | 0 | 0 | 0 | 0 | 0 | 0 | 0 | 0 | 0 | 0 | 0 | 0 | 0 | 0
[17 empty] | 0 | 0 | 0 | 0 | 0 | 0 | 0 | 0 | 0 | 0 | 0 | 0 | 0 | 0 | 0 | 0 | 0 | 0 | 0 | 0 | 0 | 0 | 0 | 0 | 0 | 0 | 0 | 0 | 0 | 0 | 0 | 0 | 0 | 0 | 0 | 0 | 0 | 0 | 0 | 0 | 0 | 0 | 0 | 0 | 0 | 0 | 0 | 0 | 0 | 0 | 0 | 0 | 0 | 0 | 0 | 0 | 0 | 0 | 0 | 0
[17 empty] | 0 | 0 | 0 | 0 | 0 | 0 | 0 | 0 | 0 | 0 | 0 | 0 | 0 | 0 | 0 | 0 | 0 | 0 | 0 | 0 | 0 | 0 | 0 | 0 | 0 | 0 | 0 | 0 | 0 | 0 | 0 | 0 | 0 | 0 | 0 | 0 | 0 | 0 | 0 | 0 | 0 | 0 | 0 | 0 | 0 | 0 | 0 | 0 | 0 | 0 | 0 | 0 | 0 | 0 | 0 | 0 | 0 | 0 | 0 | 0
[17 empty] | 0 | 0 | 0 | 0 | 0 | 0 | 0 | 0 | 0 | 0 | 0 | 0 | 0 | 0 | 0 | 0 | 0 | 0 | 0 | 0 | 0 | 0 | 0 | 0 | 0 | 0 | 0 | 0 | 0 | 0 | 0 | 0 | 0 | 0 | 0 | 0 | 0 | 0 | 0 | 0 | 0 | 0 | 0 | 0 | 0 | 0 | 0 | 0 | 0 | 0 | 0 | 0 | 0 | 0 | 0 | 0 | 0 | 0 | 0 | 0
[17 empty] | 0 | 0 | 0 | 0 | 0 | 0 | 0 | 0 | 0 | 0 | 0 | 0 | 0 | 0 | 0 | 0 | 0 | 0 | 0 | 0 | 0 | 0 | 0 | 0 | 0 | 0 | 0 | 0 | 0 | 0 | 0 | 0 | 0 | 0 | 0 | 0 | 0 | 0 | 0 | 0 | 0 | 0 | 0 | 0 | 0 | 0 | 0 | 0 | 0 | 0 | 0 | 0 | 0 | 0 | 0 | 0 | 0 | 0 | 0 | 0
[17 empty] | 0 | 0 | 0 | 0 | 0 | 0 | 0 | 0 | 0 | 0 | 0 | 0 | 0 | 0 | 0 | 0 | 0 | 0 | 0 | 0 | 0 | 0 | 0 | 0 | 0 | 0 | 0 | 0 | 0 | 0 | 0 | 0 | 0 | 0 | 0 | 0 | 0 | 0 | 0 | 0 | 0 | 0 | 0 | 0 | 0 | 0 | 0 | 0 | 0 | 0 | 0 | 0 | 0 | 0 | 0 | 0 | 0 | 0 | 0 | 0
[17 empty] | 0 | 0 | 0 | 0 | 0 | 0 | 0 | 0 | 0 | 0 | 0 | 0 | 0 | 0 | 0 | 0 | 0 | 0 | 0 | 0 | 0 | 0 | 0 | 0 | 0 | 0 | 0 | 0 | 0 | 0 | 0 | 0 | 0 | 0 | 0 | 0 | 0 | 0 | 0 | 0 | 0 | 0 | 0 | 0 | 0 | 0 | 0 | 0 | 0 | 0 | 0 | 0 | 0 | 0 | 0 | 0 | 0 | 0 | 0 | 0
[17 empty] | 0 | 0 | 0 | 0 | 0 | 0 | 0 | 0 | 0 | 0 | 0 | 0 | 0 | 0 | 0 | 0 | 0 | 0 | 0 | 0 | 0 | 0 | 0 | 0 | 0 | 0 | 0 | 0 | 0 | 0 | 0 | 0 | 0 | 0 | 0 | 0 | 0 | 0 | 0 | 0 | 0 | 0 | 0 | 0 | 0 | 0 | 0 | 0 | 0 | 0 | 0 | 0 | 0 | 0 | 0 | 0 | 0 | 0 | 0 | 0
[17 empty] | 0 | 0 | 0 | 0 | 0 | 0 | 0 | 0 | 0 | 0 | 0 | 0 | 0 | 0 | 0 | 0 | 0 | 0 | 0 | 0 | 0 | 0 | 0 | 0 | 0 | 0 | 0 | 0 | 0 | 0 | 0 | 0 | 0 | 0 | 0 | 0 | 0 | 0 | 0 | 0 | 0 | 0 | 0 | 0 | 0 | 0 | 0 | 0 | 0 | 0 | 0 | 0 | 0 | 0 | 0 | 0 | 0 | 0 | 0 | 0
[17 empty] | 0 | 0 | 0 | 0 | 0 | 0 | 0 | 0 | 0 | 0 | 0 | 0 | 0 | 0 | 0 | 0 | 0 | 0 | 0 | 0 | 0 | 0 | 0 | 0 | 0 | 0 | 0 | 0 | 0 | 0 | 0 | 0 | 0 | 0 | 0 | 0 | 0 | 0 | 0 | 0 | 0 | 0 | 0 | 0 | 0 | 0 | 0 | 0 | 0 | 0 | 0 | 0 | 0 | 0 | 0 | 0 | 0 | 0 | 0 | 0
[17 empty] | 0 | 0 | 0 | 0 | 0 | 0 | 0 | 0 | 0 | 0 | 0 | 0 | 0 | 0 | 0 | 0 | 0 | 0 | 0 | 0 | 0 | 0 | 0 | 0 | 0 | 0 | 0 | 0 | 0 | 0 | 0 | 0 | 0 | 0 | 0 | 0 | 0 | 0 | 0 | 0 | 0 | 0 | 0 | 0 | 0 | 0 | 0 | 0 | 0 | 0 | 0 | 0 | 0 | 0 | 0 | 0 | 0 | 0 | 0 | 0
[17 empty] | 0 | 0 | 0 | 0 | 0 | 0 | 0 | 0 | 0 | 0 | 0 | 0 | 0 | 0 | 0 | 0 | 0 | 0 | 0 | 0 | 0 | 0 | 0 | 0 | 0 | 0 | 0 | 0 | 0 | 0 | 0 | 0 | 0 | 0 | 0 | 0 | 0 | 0 | 0 | 0 | 0 | 0 | 0 | 0 | 0 | 0 | 0 | 0 | 0 | 0 | 0 | 0 | 0 | 0 | 0 | 0 | 0 | 0 | 0 | 0
|  |  |  | O&M Budget Dollars |  |  | 0 | 0 | 0 | 0 | 0 | 0
|  |  |  | O&M Current Estimates |  |  | 0
|  |  |  | O&M Unplanned Additional Expenses |  |  | 0
|  |  |  | O&M Variance |  |  | 0
|  |  |  | Capital Budget |  |  | 0
|  |  |  | Capital Current Estimates |  |  | 0
|  |  |  | Capital Variance |  |  | 0

## Contractors O&M
Contractor & Project Description (O&M) | O&M Current Estimates ($000) | T&M Tracking ($000) | Plant Proponent | Hours of Work | Day Shift | Night Shift | Peak # of Employees | Comments
Air Gas- Ammonia Tank Inspections |  |  | J. Dorwart
ALSTOM- Boiler & Air Heater Inspections |  |  | C. Maldonado
AVI- BCP Overhaul |  |  | J. Dorwart
BRANHAM CORP.- Turbine Expansion Joint "Dog bone" |  |  | S. Bullock/ J.Dorwart
EATON-Switchgear Maintenance |  |  | N. Payne/ C. Stivers
EVANS- Confined Space Attendants, SDRS roof repairs |  |  | D. Walcott/ G. Phelps
EXPRO- Boiler Deslag |  |  | S. Bullock/ C. Maldonado
Howell & Howell Contractors- GSU Paint |  |  | D. Walcott
ICT- Cooling Tower Inspection/ Repairs |  |  | S. Bullock
INCORP- HEP Insulation & Scaffolding |  |  | M.Sanders/ H. Afiyet
INTEGRITY REFRACTORY- Ash pit refractory repairs |  |  | C. Maldonado
INTEGRITY TESTING INC- DA Inspection |  |  | J. Dorwart
MELVIN & SONS- Elevator Operator/ SDRS Tank Cleaning |  |  | S. Bullock/ J. Heinz
MOHLER- Fan Motor Cleaning |  |  | S. Osgood
PETROCHEM- Scaffolding/ Insulation |  |  | D. Walcott
PIC- O&M component repairs |  |  | C. Maldonado
PIC- Burner Corners |  |  | C. Maldonado
PRECISION- Safety Valve Testing |  |  | C. Maldonado
PSG- Precipitator Inspection & Repairs/ Ductwork Repairs/Bypass |  |  | D. Walcott
R&P CHIMNEY- Stack Repairs |  |  | S. Bullock
SE BOILER- Ash Pit Seal Skirt & Drip Screen |  |  | C. Maldonado/ Dorwart
SE BOILER- SDRS Pant leg repair |  |  | G. Phelps
STRUCTURAL INTEGRITY- HEP NDE Work |  |  | M.Sanders/ H. Afiyet
T&W VALVE- Valve repair |  |  | G. Dunlap
TESTEX- Condenser/ FWH Eddy Current Testing |  |  | J. Dorwart
THIELSCH ENGINEERING- Ammonia Tank Inspections |  |  | J. Dorwart
THOMPSON- Industrial Cleaning/ Boiler Foam Clean |  |  | G. Hudson/ D. Walcott
YOUNGBLOOD- SDRS |  |  | G. Phelps
YOUNGBLOOD- BCP Removal |  |  | J. Dorwart
YOUNGBLOOD- Install, Rotate Basalt Pipe |  |  | G. Phelps
TOTAL ($000) | 0 | 0

## Contractor Capital
Contractor & Project Description (CAPITAL) | Capital Current Estimates ($000) | Plant Proponent | Hours of Work | Day Shift | Night Shift | Peak # of Employees | Comments
BRANHAM CORP.- Expansion Joint Repairs |  | J. Dorwart
EMERSON- DCS Upgrades |  | R. Boone/ C. Dukes
ENERSYS- Replace 125 VDC batteries in MDCT |  | E. Moore
GE Bently Nevada- Vibration equipment upgrades |  | E. Moore
PIC/ ALSTOM- Boiler Tube Replacements(Capital) |  | C. Maldonado
SCEPTRE- Cooling Tower Valve work |  | C. Maldonado
SIEMENS- "A" SWP VFD |  | E. Moore
SE BOILER- Catalyst Replacement |  | C. Maldonado/ Dorwart
SES/ PETTIT GROUP- SCR Catalyst Cleaning |  | J. Dorwart
TOTAL ($000) | 0
TOTAL ($000)
Capital Budget | 0
Capital Current Estimates | 0
Capital Variance | 0

## Hours of Work
LGE-KU work groups; | Hours of Work | Day Shift | Night Shift | Peak # of Employees | Comments
Mechanical Maintenance (MM) | 6x10 (Monday- Saturday) | 07:00- 17:00 hrs
Instrument & Electrical (Weekdays) | 5x10 (Monday- Friday) | 07:00- 17:00 hrs
Instrument & Electrical (Weekends) | 2x8 (Saturday- Sunday As Needed) | 07:00- 15:00 hrs
DCS (DCS) | 5x10
Guards | 7x24
Warehouse | 7x10 | 07:00- 17:00 HRS
Contractors:
Traffic routes……………………………………………… | Through Guard gate 1
Foot traffic routes……………………………………….. | Through Guard gate 1
Contractor & Project Description (O&M) | O&M Current Estimates ($000) | Plant Proponent | Hours of Work | Day Shift | Night Shift | Peak # of Employees | Comments
Air Gas- Ammonia Tank Inspections |  | J. Dorwart
ALSTOM- Boiler & Air Heater Inspections |  | C. Maldonado
AVI- BCP Overhaul |  | J. Dorwart
BRANHAM CORP.- Turbine Expansion Joint "Dog bone" |  | S. Bullock/ J.Dorwart
EATON-Switchgear Maintenance |  | N. Payne/ C. Stivers
EVANS- Confined Space Attendants, SDRS roof repairs |  | D. Walcott/ G. Phelps
EXPRO- Boiler Deslag |  | S. Bullock/ C. Maldonado
Howell & Howell Contractors- GSU Paint |  | D. Walcott
ICT- Cooling Tower Inspection/ Repairs |  | S. Bullock
INCORP- HEP Insulation & Scaffolding |  | M.Sanders/ H. Afiyet
INTEGRITY REFRACTORY- Ash pit refractory repairs |  | C. Maldonado
INTEGRITY TESTING INC- DA Inspection |  | J. Dorwart
MELVIN & SONS- Elevator Operator/ SDRS Tank Cleaning |  | S. Bullock/ J. Heinz
MOHLER- Fan Motor Cleaning |  | S. Osgood
PETROCHEM- Scaffolding/ Insulation |  | D. Walcott
PIC- Burner Corners |  | C. Maldonado
PRECISION- Safety Valve Testing |  | C. Maldonado
PSG- Precipitator Inspection & Repairs/ Ductwork Repairs/Bypass |  | D. Walcott
R&P CHIMNEY- Stack Repairs |  | S. Bullock
SE BOILER- Ash Pit Seal Skirt & Drip Screen |  | C. Maldonado/ Dorwart
SE BOILER- SDRS Pant leg repair |  | G. Phelps
STRUCTURAL INTEGRITY- HEP NDE Work |  | M.Sanders/ H. Afiyet
T&W VALVE- Valve repair |  | G. Dunlap
TESTEX- Condenser/ FWH Eddy Current Testing |  | J. Dorwart
THIELSCH ENGINEERING- Ammonia Tank Inspections |  | J. Dorwart
THOMPSON- Industrial Cleaning/ Boiler Foam Clean |  | G. Hudson/ D. Walcott
YOUNGBLOOD- SDRS |  | G. Phelps
YOUNGBLOOD- BCP Removal |  | J. Dorwart
YOUNGBLOOD- Install, Rotate Basalt Pipe |  | G. Phelps
TOTAL ($000) | 0
Contractor & Project Description (CAPITAL) | Capital Current Estimates ($000) | Plant Proponent | Hours of Work | Day Shift | Night Shift | Peak # of Employees | Comments
BRANHAM CORP.- Expansion Joint Repairs |  | J. Dorwart
EMERSON- DCS Upgrades |  | R. Boone/ C. Dukes
ENERSYS- Replace 125 VDC batteries in MDCT |  | E. Moore
GE Bently Nevada- Vibration equipment upgrades |  | E. Moore
PIC/ ALSTOM- Boiler Tube Replacements(Capital) |  | C. Maldonado
SCEPTRE- Cooling Tower Valve work |  | C. Maldonado
SIEMENS- "A" SWP VFD |  | E. Moore
SE BOILER- Catalyst Replacement |  | C. Maldonado/ Dorwart
SES/ PETTIT GROUP- SCR Catalyst Cleaning |  | J. Dorwart
TOTAL ($000) | 0

## Contractors
Contractor & Project Description | Plant Proponent
AIR GAS- Ammonia Tank Inspections | J. Dorwart
ALSTOM- Boiler & Air Heater Inspections | C. Maldonado
AVI- BCP Overhaul | J. Dorwart
BRANHAM CORP.- Expansion Joint Repairs | J. Dorwart
EATON-Switchgear Maintenance | N. Payne/ C. Stivers
EMERSON- DCS Upgrades | R. Boone/ C. Dukes
ENERSYS- Replace 125 VDC batteries in MDCT | E. Moore
EVANS- Confined Space Attendants, etc… | D. Walcott
EXPRO- Boiler Deslag | S. Bullock/ C. Maldonado
GE Bently Nevada- Vibration equipment upgrades | E. Moore
Howell & Howell Contractors- GSU Paint | D. Walcott
ICT- Cooling Tower Inspection/ Repairs | S. Bullock
INCORP- HEP Insulation & Scaffolding | M.Sanders/ H. Afiyet
INTEGRITY REFRACTORY- Ash pit refractory repairs | C. Maldonado
INTEGRITY TESTING INC- DA Inspection | J. Dorwart
MELVIN & SONS- Elevator Operator/ SDRS Tank Cleaning | S. Bullock/ J. Heinz
MOHLER- Fan Motor Cleaning | S. Osgood
PETROCHEM- Scaffolding/ Insulation | D. Walcott
PIC- Boiler Tube Replacements(Capital) & Burner Corners | C. Maldonado
PRECISION- Safety Valve Testing | C. Maldonado
PSG- Precipitator Inspection & Repairs/ Ductwork Repairs/Bypass | D. Walcott
R&P CHIMNEY- Stack Repairs | S. Bullock
SCEPTRE- Cooling Tower Valve work | C. Maldonado
SE BOILER- Ash Pit Seal Skirt & Drip Screen/ Catalyst Replacement | C. Maldonado/ Dorwart
SES/ PETTIT GROUP- SCR Catalyst Cleaning | J. Dorwart
SIEMENS- "A" SWP VFD | E. Moore
STRUCTURAL INTEGRITY- HEP NDE Work | M.Sanders/ H. Afiyet
T&W VALVE- Valve repair | G. Dunlap
TESTEX- Condenser/ FWH Eddy Current Testing | J. Dorwart
THIELSEN ENGINEERING- Ammonia Tank Inspections | J. Dorwart
THOMPSON- Industrial Cleaning/ Boiler Wash | G. Hudson/ D. Walcott
YOUNGBLOOD- BCP Removal/ Install, Rotate Basalt Pipe | J. Dorwart/ G. Phelps