## Functional Assignment
|  | 1 | 2 | 3 | 4 | 5 | 6 | 7 | 8 | 9 | 10 | 11 | 12 | 13 | 14 | 15 | 16 | 17 | 18 | 19 | 20 | 21 | 22 | 23 | 24 | 25 | 26 | 27 | 28 | 29 | 30 | 31
|  |  | Functional |  | Total |  | Production Demand |  |  | Production Energy |  |  | Transmission Demand |  |  | Distribution Poles | Distribution Substation | Distribution Primary Lines |  |  | Distribution Sec. Lines |  | Distribution Line Trans. |  | Distribution Services | Distribution Meters | Distribution St. & Cust. Lighting | Customer Accounts Expense | Customer Service & Info. | Sales Expense
Description |  | Name | Vector |  | System |  | Base | Winter Peak | Summer Peak |  |  |  | Base | Winter Peak | Summer Peak | Specific | General | Specific | Demand | Customer | Demand | Customer | Demand | Customer | Customer | [5 empty] | Total Check | Status
Plant in Service
[33 empty] | Electric Portion of Common Plant | 70%
Intangible Plant
301 | ORGANIZATION | P301 | PT&D |  | 73343.91 |  | 14999.7509 | 14616.7185 | 13252.3122 | 0 | 0 | 0 | 2685.7319 | 2617.1492 | 2372.8499 | 0 | 2717.5307 | 0 | 3988.118 | 6480.3923 | 1329.3727 | 2160.1308 | 1647.8815 | 1250.594 | 593.4917 | 783.8048 | 1848.0807 | 0 | 0 | 0 | 73343.91 | ok | Gas Portion of Common Plant | 30%
302 | FRANCHISE AND CONSENTS | P301 | PT&D |  | 0 |  | 0 | 0 | 0 | 0 | 0 | 0 | 0 | 0 | 0 | 0 | 0 | 0 | 0 | 0 | 0 | 0 | 0 | 0 | 0 | 0 | 0 | 0 | 0 | 0 | 0 | ok
303 | SOFTWARE - COMMON | P302 | PT&D |  | 0 |  | 0 | 0 | 0 | 0 | 0 | 0 | 0 | 0 | 0 | 0 | 0 | 0 | 0 | 0 | 0 | 0 | 0 | 0 | 0 | 0 | 0 | 0 | 0 | 0 | 0 | ok
301 | ORGANIZATION - COMMON | P301 | PT&D |  | 0 |  | 0 | 0 | 0 | 0 | 0 | 0 | 0 | 0 | 0 | 0 | 0 | 0 | 0 | 0 | 0 | 0 | 0 | 0 | 0 | 0 | 0 | 0 | 0 | 0 | 0 | ok
302 | FRANCHISE AND CONSENTS - COMMON | P301 | PT&D |  | 0 |  | 0 | 0 | 0 | 0 | 0 | 0 | 0 | 0 | 0 | 0 | 0 | 0 | 0 | 0 | 0 | 0 | 0 | 0 | 0 | 0 | 0 | 0 | 0 | 0 | 0 | ok
| Total Intangible Plant | PINT |  |  | 73343.91 | 0 | 14999.7509 | 14616.7185 | 13252.3122 | 0 | 0 | 0 | 2685.7319 | 2617.1492 | 2372.8499 | 0 | 2717.5307 | 0 | 3988.118 | 6480.3923 | 1329.3727 | 2160.1308 | 1647.8815 | 1250.594 | 593.4917 | 783.8048 | 1848.0807 | 0 | 0 | 0 | 73343.91 | ok
Steam Production Plant
| Total Steam Production Plant | PSTPR | F017 |  | 1819674529.8146 |  | 636702597.6548 | 620443814.1273 | 562528118.0325 | 0 | 0 | 0 | 0 | 0 | 0 | 0 | 0 | 0 | 0 | 0 | 0 | 0 | 0 | 0 | 0 | 0 | 0 | 0 | 0 | 0 | 1819674529.8146 | ok
Hydraulic Production Plant
| Total Hydraulic Production Plant | PHDPR | F017 |  | 112960056.2454 |  | 39524629.3028 | 38515331.7215 | 34920095.2211 | 0 | 0 | 0 | 0 | 0 | 0 | 0 | 0 | 0 | 0 | 0 | 0 | 0 | 0 | 0 | 0 | 0 | 0 | 0 | 0 | 0 | 112960056.2454 | ok
Other Production Plant
| Total Other Production Plant | POTPR | F017 |  | 379370791.7685 |  | 132741523.0777 | 129351846.8038 | 117277421.8869 | 0 | 0 | 0 | 0 | 0 | 0 | 0 | 0 | 0 | 0 | 0 | 0 | 0 | 0 | 0 | 0 | 0 | 0 | 0 | 0 | 0 | 379370791.7685 | ok
| Total Production Plant | PPRTL |  |  | 2312005377.8285 |  | 808968750.0353 | 788310992.6526 | 714725635.1405 | 0 | 0 | 0 | 0 | 0 | 0 | 0 |  | 0 | 0 |  |  |  | 0 | 0 |  |  | 0 | 0 | 0 | 0 | 2312005377.8285 | ok
Transmission
| Total Transmission Plant | PTRAN | F011 |  | 413968643.1185 |  | 0 | 0 | 0 | 0 | 0 | 0 | 144847282.3588 | 141148474.4427 | 127972886.317 | 0 | 0 | 0 | 0 | 0 | 0 | 0 | 0 | 0 | 0 | 0 | 0 | 0 | 0 | 0 | 413968643.1185 | ok
Distribution
| TOTAL ACCTS 360-362 | P362 | F001 |  | 146562262.0923 |  | 0 | 0 | 0 | 0 | 0 | 0 | 0 | 0 | 0 | 0 | 146562262.0923 | 0 | 0 | 0 | 0 | 0 | 0 | 0 | 0 | 0 | 0 | 0 | 0 | 0 | 146562262.0923 | ok
| 364 & 365-OVERHEAD LINES | P365 | F003 |  | 477433059.9354 |  | 0 | 0 | 0 | 0 | 0 | 0 | 0 | 0 | 0 | 0 | 0 | 0 | 153112782.3213 | 204962012.6303 | 51037594.1071 | 68320670.8768 | 0 | 0 | 0 | 0 | 0 | 0 | 0 | 0 | 477433059.9354 | ok
| 366 & 367-UNDERGROUND LINES | P367 | F004 |  | 275352576.7369 |  | 0 | 0 | 0 | 0 | 0 | 0 | 0 | 0 | 0 | 0 | 0 | 0 | 61974981.2091 | 144539451.3436 | 20658327.0697 | 48179817.1145 | 0 | 0 | 0 | 0 | 0 | 0 | 0 | 0 | 275352576.7369 | ok
| 368-TRANSFORMERS - POWER POOL | P368 | F005 |  | 156321005.3285 |  | 0 | 0 | 0 | 0 | 0 | 0 | 0 | 0 | 0 | 0 | 0 | 0 | 0 | 0 | 0 | 0 | 88873786.7315 | 67447218.5969 | 0 | 0 | 0 | 0 | 0 | 0 | 156321005.3285 | ok
| 369-SERVICES | P369 | F006 |  | 32008282.8977 |  | 0 | 0 | 0 | 0 | 0 | 0 | 0 | 0 | 0 | 0 | 0 | 0 | 0 | 0 | 0 | 0 | 0 | 0 | 32008282.8977 | 0 | 0 | 0 | 0 | 0 | 32008282.8977 | ok
| 370-METERS | P370 | F007 |  | 42272276.05 |  | 0 | 0 | 0 | 0 | 0 | 0 | 0 | 0 | 0 | 0 | 0 | 0 | 0 | 0 | 0 | 0 | 0 | 0 | 0 | 42272276.05 | 0 | 0 | 0 | 0 | 42272276.05 | ok
| 371-CUSTOMER INSTALLATION | P371 | F008 |  | 0 |  | 0 | 0 | 0 | 0 | 0 | 0 | 0 | 0 | 0 | 0 | 0 | 0 | 0 | 0 | 0 | 0 | 0 | 0 | 0 | 0 | 0 | 0 | 0 | 0 | 0 | ok
| 373-STREET LIGHTING | P373 | F008 |  | 99670957.6815 |  | 0 | 0 | 0 | 0 | 0 | 0 | 0 | 0 | 0 | 0 | 0 | 0 | 0 | 0 | 0 | 0 | 0 | 0 | 0 | 0 | 99670957.6815 | 0 | 0 | 0 | 99670957.6815 | ok
| 374-ASSET RETIRE OBLIGATIONS DIST PLANT | P374 | F003 |  | 0 |  | 0 | 0 | 0 | 0 | 0 | 0 | 0 | 0 | 0 | 0 | 0 | 0 | 0 | 0 | 0 | 0 | 0 | 0 | 0 | 0 | 0 | 0 | 0 | 0 | 0 | ok
| Total Distribution Plant | PDIST |  |  | 1229620420.7223 |  | 0 | 0 | 0 | 0 | 0 | 0 | 0 | 0 | 0 | 0 | 146562262.0923 | 0 | 215087763.5303 | 349501463.9739 | 71695921.1768 | 116500487.9913 | 88873786.7315 | 67447218.5969 | 32008282.8977 | 42272276.05 | 99670957.6815 | 0 | 0 | 0 | 1229620420.7223 | ok
| Total Prod, Trans, and Dist Plant | PT&D |  |  | 3955594441.6692 |  | 808968750.0353 | 788310992.6526 | 714725635.1405 | 0 | 0 | 0 | 144847282.3588 | 141148474.4427 | 127972886.317 | 0 | 146562262.0923 | 0 | 215087763.5303 | 349501463.9739 | 71695921.1768 | 116500487.9913 | 88873786.7315 | 67447218.5969 | 32008282.8977 | 42272276.05 | 99670957.6815 | 0 | 0 | 0 | 3955594441.6692 | ok
Plant in Service (Continued)
General Plant
| Total General Plant | PGP | PT&D |  | 18647864.0723 |  | 3813722.4409 | 3716335.5482 | 3369432.0006 | 0 | 0 | 0 | 682853.7335 | 665416.4385 | 603302.7461 | 0 | 690938.6647 | 0 | 1013988.5261 | 1647655.2107 | 337996.1754 | 549218.4036 | 418977.8095 | 317966.5112 | 150896.6901 | 199284.2465 | 469878.9267 | 0 | 0 | 0 | 18647864.0723 | ok
| TOTAL COMMON PLANT | PCOM | PT&D |  | 198761866.9788 |  | 40649298.4697 | 39611281.4319 | 35913742.8553 | 0 | 0 | 0 | 7278328.6287 | 7092469.8462 | 6430419.0387 | 0 | 7364503.4322 | 0 | 10807792.8802 | 17561851.8318 | 3602597.6267 | 5853950.6106 | 4465756.0417 | 3389107.5763 | 1608361.5652 | 2124109.6965 | 5008295.447 | 0 | 0 | 0 | 198761866.9788 | ok
106 | COMPLETED CONSTR NOT CLASSIFIED | P106 | PT&D |  | 0 |  | 0 | 0 | 0 | 0 | 0 | 0 | 0 | 0 | 0 | 0 | 0 | 0 | 0 | 0 | 0 | 0 | 0 | 0 | 0 | 0 | 0 | 0 | 0 | 0 | 0 | ok
105 | PLANT HELD FOR FUTURE USE - DIST | P105 | PDIST |  | 5684517.8 |  | 0 | 0 | 0 | 0 | 0 | 0 | 0 | 0 | 0 | 0 | 677555.2631 | 0 | 994347.6863 | 1615740.3208 | 331449.2288 | 538580.1069 | 410862.2581 | 311807.5369 | 147973.8388 | 195424.1338 | 460777.4265 | 0 | 0 | 0 | 5684517.8 | ok
105 | PLANT HELD FOR FUTURE USE - PROD | P105 | F017 |  | 0 |  | 0 | 0 | 0 | 0 | 0 | 0 | 0 | 0 | 0 | 0 | 0 | 0 | 0 | 0 | 0 | 0 | 0 | 0 | 0 | 0 | 0 | 0 | 0 | 0 | 0 | ok
| PROPERTY HELD UNDER CAPITAL LEASE |  | F017 |  | 0 |  | 0 | 0 | 0 | 0 | 0 | 0 | 0 | 0 | 0 | 0 | 0 | 0 | 0 | 0 | 0 | 0 | 0 | 0 | 0 | 0 | 0 | 0 | 0 | 0 | 0 | ok
| OTHER |  | PDIST |  | 0 |  | 0 | 0 | 0 | 0 | 0 | 0 | 0 | 0 | 0 | 0 | 0 | 0 | 0 | 0 | 0 | 0 | 0 | 0 | 0 | 0 | 0 | 0 | 0 | 0 | 0 | ok
| Total Plant in Service | TPIS |  |  | 4178762034.4303 |  | 853446770.6968 | 831653226.3512 | 754022062.3087 | 0 | 0 | 0 | 152811150.4529 | 148908977.8766 | 135008980.9516 | 0 | 155297976.983 | 0 | 227907880.741 | 370333191.7296 | 75969293.5803 | 123444397.2432 | 94171030.7223 | 71467350.8153 | 33916108.4835 | 44791877.9317 | 105611757.5625 | 0 | 0 | 0 | 4178762034.4303 | ok
Construction Work in Progress (CWIP)
| CWIP Production | CWIP1 | F017 |  | 46347392.6654 |  | 16216913.9706 | 15802800.231 | 14327678.4637 | 0 | 0 | 0 | 0 | 0 | 0 | 0 | 0 | 0 | 0 | 0 | 0 | 0 | 0 | 0 | 0 | 0 | 0 | 0 | 0 | 0 | 46347392.6654 | ok
| CWIP Transmission | CWIP2 | F011 |  | 3929933.6715 |  | 0 | 0 | 0 | 0 | 0 | 0 | 1375080.5082 | 1339966.569 | 1214886.5943 | 0 | 0 | 0 | 0 | 0 | 0 | 0 | 0 | 0 | 0 | 0 | 0 | 0 | 0 | 0 | 3929933.6715 | ok
| CWIP Distribution | CWIP3 | PDIST |  | 20107033.1638 |  | 0 | 0 | 0 | 0 | 0 | 0 | 0 | 0 | 0 | 0 | 2396619.4891 | 0 | 3517164.0952 | 5715127.5373 | 1172388.0317 | 1905042.5124 | 1453284.4015 | 1102912.2795 | 523406.7318 | 691245.8854 | 1629842.1999 | 0 | 0 | 0 | 20107033.1638 | ok
| CWIP General & Common | CWIP4 | PT&D |  | 10163121.2522 |  | 2078485.9563 | 2025409.9152 | 1836346.8245 | 0 | 0 | 0 | 372156.5786 | 362653.2198 | 328801.1397 | 0 | 376562.8814 | 0 | 552625.668 | 897975.2117 | 184208.556 | 299325.0706 | 228343.7 | 173292.3511 | 82238.982 | 108610.2919 | 256084.9054 | 0 | 0 | 0 | 10163121.2522 | ok
Total Construction Work in Progress |  | TCWIP |  |  | 80547480.7529 |  | 18295399.9269 | 17828210.1463 | 16164025.2882 | 0 | 0 | 0 | 1747237.0868 | 1702619.7888 | 1543687.734 | 0 | 2773182.3705 | 0 | 4069789.7631 | 6613102.749 | 1356596.5877 | 2204367.583 | 1681628.1016 | 1276204.6306 | 605645.7138 | 799856.1774 | 1885927.1053 | 0 | 0 | 0 | 80547480.7529 | ok
Total Utility Plant |  |  |  |  | 4259309515.1832 |  | 871742170.6238 | 849481436.4975 | 770186087.5969 | 0 | 0 | 0 | 154558387.5397 | 150611597.6654 | 136552668.6856 | 0 | 158071159.3535 | 0 | 231977670.5041 | 376946294.4786 | 77325890.168 | 125648764.8262 | 95852658.8239 | 72743555.4459 | 34521754.1973 | 45591734.1091 | 107497684.6678 | 0 | 0 | 0 | 4259309515.1832 | ok
1218679481.9066
Rate Base
Utility Plant
Plant in Service |  |  |  |  | 4178762034.4303 |  | 853446770.6968 | 831653226.3512 | 754022062.3087 | 0 | 0 | 0 | 152811150.4529 | 148908977.8766 | 135008980.9516 | 0 | 155297976.983 | 0 | 227907880.741 | 370333191.7296 | 75969293.5803 | 123444397.2432 | 94171030.7223 | 71467350.8153 | 33916108.4835 | 44791877.9317 | 105611757.5625 | 0 | 0 | 0 | 4178762034.4303 | ok
Construction Work in Progress (CWIP) |  |  |  |  | 80547480.7529 |  | 18295399.9269 | 17828210.1463 | 16164025.2882 | 0 | 0 | 0 | 1747237.0868 | 1702619.7888 | 1543687.734 | 0 | 2773182.3705 | 0 | 4069789.7631 | 6613102.749 | 1356596.5877 | 2204367.583 | 1681628.1016 | 1276204.6306 | 605645.7138 | 799856.1774 | 1885927.1053 | 0 | 0 | 0 | 80547480.7529 | ok
Total Utility Plant |  | TUP |  |  | 4259309515.1832 |  | 871742170.6238 | 849481436.4975 | 770186087.5969 | 0 | 0 | 0 | 154558387.5397 | 150611597.6654 | 136552668.6856 | 0 | 158071159.3535 | 0 | 231977670.5041 | 376946294.4786 | 77325890.168 | 125648764.8262 | 95852658.8239 | 72743555.4459 | 34521754.1973 | 45591734.1091 | 107497684.6678 | 0 | 0 | 0 | 4259309515.1832 | ok
Less: Accumulated Provision for Depreciation and RWIP
Production |  | ADEPREPA | F017 |  | 952228396.1582 |  | 333183920.2346 | 324675763.9087 | 294368712.015 | 0 | 0 | 0 | 0 | 0 | 0 | 0 | 0 | 0 | 0 | 0 | 0 | 0 | 0 | 0 | 0 | 0 | 0 | 0 | 0 | 0 | 952228396.1582 | ok
Transmission |  | ADEPRTP | PTRAN |  | 153569620.0369 |  | 0 | 0 | 0 | 0 | 0 | 0 | 53733881.7444 | 52361737.898 | 47474000.3945 | 0 | 0 | 0 | 0 | 0 | 0 | 0 | 0 | 0 | 0 | 0 | 0 | 0 | 0 | 0 | 153569620.0369 | ok
Distribution |  | ADEPRD11 | PDIST |  | 483193850.0714 |  | 0 | 0 | 0 | 0 | 0 | 0 | 0 | 0 | 0 | 0 | 57593369.8742 | 0 | 84521274.055 | 137340723.3136 | 28173758.0183 | 45780241.1045 | 34924002.9342 | 26504180.2179 | 12578032.3642 | 16611389.557 | 39166878.6325 | 0 | 0 | 0 | 483193850.0714 | ok
General & Common Plant |  | ADEPRD12 | PT&D |  | 123073416.1977 |  | 25170059.5529 | 24527319.0471 | 22237801.8925 | 0 | 0 | 0 | 4506743.583 | 4391659.7611 | 3981717.674 | 0 | 4560103.0508 | 0 | 6692189.0579 | 10874304.677 | 2230729.686 | 3624768.2257 | 2765197.6725 | 2098536.5735 | 995898.0328 | 1315249.4526 | 3101138.2583 | 0 | 0 | 0 | 123073416.1977 | ok
Intangible Plant |  | ADEPRGP | PT&D |  | 0 |  | 0 | 0 | 0 | 0 | 0 | 0 | 0 | 0 | 0 | 0 | 0 | 0 | 0 | 0 | 0 | 0 | 0 | 0 | 0 | 0 | 0 | 0 | 0 | 0 | 0 | ok
Total Accumulated Depreciation |  | TADEPR |  |  | 1712065282.4642 |  | 358353979.7875 | 349203082.9558 | 316606513.9074 | 0 | 0 | 0 | 58240625.3274 | 56753397.6591 | 51455718.0686 | 0 | 62153472.9251 | 0 | 91213463.1129 | 148215027.9906 | 30404487.7043 | 49405009.3302 | 37689200.6067 | 28602716.7914 | 13573930.3969 | 17926639.0096 | 42268016.8908 | 0 | 0 | 0 | 1712065282.4642 | ok
Net Utility Plant |  | NTPLANT |  |  | 2547244232.719 |  | 513388190.8363 | 500278353.5416 | 453579573.6895 | 0 | 0 | 0 | 96317762.2123 | 93858200.0063 | 85096950.6171 | 0 | 95917686.4284 | 0 | 140764207.3913 | 228731266.488 | 46921402.4638 | 76243755.496 | 58163458.2172 | 44140838.6545 | 20947823.8004 | 27665095.0995 | 65229667.777 | 0 | 0 | 0 | 2547244232.719 | ok
Working Capital
Cash Working Capital - Operation and Maintenance Expenses |  | CWC | OMLPP |  | 80312762.8031 |  | 4044911.2788 | 3941620.7675 | 3573687.8374 | 54582124.4018 | 0 | 0 | 933045.2289 | 909219.0651 | 824347.4718 | 0 | 859736.4333 | 0 | 1769686.5925 | 2526180.2274 | 589895.5308 | 842060.0758 | 130006.197 | 98663.0222 | 31409.9344 | 1656975.2218 | 156373.4413 | 2493400.3567 | 349419.7184 | 0 | 80312762.8031 | ok
Materials and Supplies |  | M&S | TPIS |  | 28316606.4843 |  | 5783223.874 | 5635543.9597 | 5109490.7638 | 0 | 0 | 0 | 1035496.4408 | 1009054.0916 | 914863.3385 | 0 | 1052347.9599 | 0 | 1544375.5161 | 2509494.2406 | 514791.8387 | 836498.0802 | 638132.5372 | 484285.2579 | 229826.2235 | 303523.8596 | 715658.5023 | 0 | 0 | 0 | 28316606.4843 | ok
Prepayments |  | PREPAY | TPIS |  | 5537585.1506 |  | 1130965.134 | 1102084.9043 | 999210.1347 | 0 | 0 | 0 | 202501.3032 | 197330.2471 | 178910.338 | 0 | 205796.78 | 0 | 302017.508 | 490755.7708 | 100672.5027 | 163585.2569 | 124792.9643 | 94706.6469 | 44944.7318 | 59357.0144 | 139953.9135 | 0 | 0 | 0 | 5537585.1506 | ok
Fuel Stock |  |  | F017 |  | 49176007.9999 |  | 17206644.1129 | 16767256.7083 | 15202107.1787 | 0 | 0 | 0 | 0 | 0 | 0 | 0 | 0 | 0 | 0 | 0 | 0 | 0 | 0 | 0 | 0 | 0 | 0 | 0 | 0 | 0 | 49176007.9999 | ok
Total Working Capital |  | TWC |  |  | 163342962.4379 |  | 28165744.3997 | 27446506.3398 | 24884495.9146 | 54582124.4018 | 0 | 0 | 2171042.9729 | 2115603.4037 | 1918121.1483 | 0 | 2117881.1733 | 0 | 3616079.6166 | 5526430.2389 | 1205359.8722 | 1842143.413 | 892931.6985 | 677654.927 | 306180.8897 | 2019856.0958 | 1011985.8571 | 2493400.3567 | 349419.7184 | 0 | 163342962.4379 | ok
Deferred Debits
Service Pension Cost |  | PENSCOST | TLB |  | 0 |  | 0 | 0 | 0 | 0 | 0 | 0 | 0 | 0 | 0 | 0 | 0 | 0 | 0 | 0 | 0 | 0 | 0 | 0 | 0 | 0 | 0 | 0 | 0 | 0 | 0 | ok
Other Deferred Debits |  | DDEBPP | OMSUB2 |  | 0 |  | 0 | 0 | 0 | 0 | 0 | 0 | 0 | 0 | 0 | 0 | 0 | 0 | 0 | 0 | 0 | 0 | 0 | 0 | 0 | 0 | 0 | 0 | 0 | 0 | 0 | ok
Total Deferred Debits |  |  |  |  | 0 |  | 0 | 0 | 0 | 0 | 0 | 0 | 0 | 0 | 0 | 0 | 0 | 0 | 0 | 0 | 0 | 0 | 0 | 0 | 0 | 0 | 0 | 0 | 0 | 0 | 0 | ok
Less: Customer Advances |  | CSTDEP | F027 |  | 1631543.5 |  | 0 | 0 | 0 | 0 | 0 | 0 | 0 | 0 | 0 | 0 | 0 | 0 | 466168.6215 | 757489.0035 | 155389.5405 | 252496.3345 | 0 | 0 | 0 | 0 | 0 | 0 | 0 | 0 | 1631543.5 | ok
Accumulated Deferred Income Taxes
Accumulated Deferred Income Taxes |  | DIT | TPIS |  | 458923962.128 |  | 93728039.6075 | 91334608.3383 | 82808925.1112 | 0 | 0 | 0 | 16782170.9026 | 16353622.8099 | 14827084.182 | 0 | 17055281.5212 | 0 | 25029515.1454 | 40671082.5493 | 8343171.7151 | 13557027.5164 | 10342140.1316 | 7848755.0927 | 3724766.9901 | 4919176.0436 | 11598594.4709 | 0 | 0 | 0 | 458923962.128 | ok
FAS 109 Deferred Income Taxes |  | DIT | TPIS |  | 0 |  | 0 | 0 | 0 | 0 | 0 | 0 | 0 | 0 | 0 | 0 | 0 | 0 | 0 | 0 | 0 | 0 | 0 | 0 | 0 | 0 | 0 | 0 | 0 | 0 | 0 | ok
Asset Retirement Obligation-Net Assets |  | DIT | TPIS |  | 0 |  | 0 | 0 | 0 | 0 | 0 | 0 | 0 | 0 | 0 | 0 | 0 | 0 | 0 | 0 | 0 | 0 | 0 | 0 | 0 | 0 | 0 | 0 | 0 | 0 | 0 | ok
Asset Retirement Obligation-Regulatory Liabilities |  | DIT | TPIS |  | 0 |  | 0 | 0 | 0 | 0 | 0 | 0 | 0 | 0 | 0 | 0 | 0 | 0 | 0 | 0 | 0 | 0 | 0 | 0 | 0 | 0 | 0 | 0 | 0 | 0 | 0 | ok
Total Accumulated Deferred Income Tax |  |  |  |  | 458923962.128 |  | 93728039.6075 | 91334608.3383 | 82808925.1112 | 0 | 0 | 0 | 16782170.9026 | 16353622.8099 | 14827084.182 | 0 | 17055281.5212 | 0 | 25029515.1454 | 40671082.5493 | 8343171.7151 | 13557027.5164 | 10342140.1316 | 7848755.0927 | 3724766.9901 | 4919176.0436 | 11598594.4709 | 0 | 0 | 0 | 458923962.128 | ok
Investment Tax Credits
Total Production Plant |  | DIT | F017 |  | 0 |  | 0 | 0 | 0 | 0 | 0 | 0 | 0 | 0 | 0 | 0 | 0 | 0 | 0 | 0 | 0 | 0 | 0 | 0 | 0 | 0 | 0 | 0 | 0 | 0 | 0 | ok
Total Transmission Plant |  | DIT | PTRAN |  | 0 |  | 0 | 0 | 0 | 0 | 0 | 0 | 0 | 0 | 0 | 0 | 0 | 0 | 0 | 0 | 0 | 0 | 0 | 0 | 0 | 0 | 0 | 0 | 0 | 0 | 0 | ok
Total Distribution Plant |  | DIT | PDIST |  | 0 |  | 0 | 0 | 0 | 0 | 0 | 0 | 0 | 0 | 0 | 0 | 0 | 0 | 0 | 0 | 0 | 0 | 0 | 0 | 0 | 0 | 0 | 0 | 0 | 0 | 0 | ok
Total General Plant |  | DIT | PT&D |  | 0 |  | 0 | 0 | 0 | 0 | 0 | 0 | 0 | 0 | 0 | 0 | 0 | 0 | 0 | 0 | 0 | 0 | 0 | 0 | 0 | 0 | 0 | 0 | 0 | 0 | 0 | ok
Total Investment Tax Credit |  |  |  |  | 0 |  | 0 | 0 | 0 | 0 | 0 | 0 | 0 | 0 | 0 | 0 | 0 | 0 | 0 | 0 | 0 | 0 | 0 | 0 | 0 | 0 | 0 | 0 | 0 | 0 | 0 | ok
Net Rate Base |  | RB |  |  | 2250031689.5289 |  | 447825895.6285 | 436390251.5431 | 395655144.4928 | 54582124.4018 | 0 | 0 | 81706634.2826 | 79620180.6001 | 72187987.5833 | 0 | 80980286.0805 | 0 | 118884603.241 | 192829125.1741 | 39628201.0803 | 64276375.058 | 48714249.7841 | 36969738.4888 | 17529237.7 | 24765775.1517 | 54643059.1631 | 2493400.3567 | 349419.7184 | 0 | 2250031689.5289 | ok
Operation and Maintenance Expenses
Steam Power Generation Operation Expenses
500 | OPERATION SUPERVISION & ENGINEERING | OM500 | LBSUB1 |  | 6169849 |  | 1839346.7299 | 1792377.3279 | 1625066.8023 | 913058.1399 | 0 | 0 | 0 | 0 | 0 | 0 | 0 | 0 | 0 | 0 | 0 | 0 | 0 | 0 | 0 | 0 | 0 | 0 | 0 | 0 | 6169849 | ok
501 | FUEL | OM501 | Energy |  | 301938880.1774 |  | 0 | 0 | 0 | 301938880.1774 | 0 | 0 | 0 | 0 | 0 | 0 | 0 | 0 | 0 | 0 | 0 | 0 | 0 | 0 | 0 | 0 | 0 | 0 | 0 | 0 | 301938880.1774 | ok
502 | STEAM EXPENSES | OM502 | PROFIX |  | 22202858 |  | 7768761.4638 | 7570379.0301 | 6863717.5061 | 0 | 0 | 0 | 0 | 0 | 0 | 0 | 0 | 0 | 0 | 0 | 0 | 0 | 0 | 0 | 0 | 0 | 0 | 0 | 0 | 0 | 22202858 | ok
504 | STEAM TRANSFER EXPENSES | OM504 | PROFIX |  | 0 |  | 0 | 0 | 0 | 0 | 0 | 0 | 0 | 0 | 0 | 0 | 0 | 0 | 0 | 0 | 0 | 0 | 0 | 0 | 0 | 0 | 0 | 0 | 0 | 0 | 0 | ok
505 | ELECTRIC EXPENSES | OM505 | PROFIX |  | 815020 |  | 285174.8171 | 277892.6171 | 251952.5658 | 0 | 0 | 0 | 0 | 0 | 0 | 0 | 0 | 0 | 0 | 0 | 0 | 0 | 0 | 0 | 0 | 0 | 0 | 0 | 0 | 0 | 815020 | ok
506 | MISC. STEAM POWER EXPENSES | OM506 | PROFIX |  | 13303955 |  | 4655042.7391 | 4536171.9626 | 4112740.2983 | 0 | 0 | 0 | 0 | 0 | 0 | 0 | 0 | 0 | 0 | 0 | 0 | 0 | 0 | 0 | 0 | 0 | 0 | 0 | 0 | 0 | 13303955 | ok
507 | RENTS | OM507 | PROFIX |  | 0 |  | 0 | 0 | 0 | 0 | 0 | 0 | 0 | 0 | 0 | 0 | 0 | 0 | 0 | 0 | 0 | 0 | 0 | 0 | 0 | 0 | 0 | 0 | 0 | 0 | 0 | ok
509 | ALLOWANCES | OM509 | PROFIX |  | 64126 |  | 22437.6338 | 21864.6683 | 19823.6979 | 0 | 0 | 0 | 0 | 0 | 0 | 0 | 0 | 0 | 0 | 0 | 0 | 0 | 0 | 0 | 0 | 0 | 0 | 0 | 0 | 0 | 64126 | ok
| Total Steam Power Operation Expenses |  |  |  | 344494688.1774 |  | 14570763.3838 | 14198685.6059 | 12873300.8704 | 302851938.3173 | 0 | 0 | 0 | 0 | 0 | 0 | 0 | 0 | 0 | 0 | 0 | 0 | 0 | 0 | 0 | 0 | 0 | 0 | 0 | 0 | 344494688.1774 | ok
Steam Power Generation Maintenance Expenses
510 | MAINTENANCE SUPERVISION & ENGINEERING | OM510 | LBSUB2 |  | 1225313 |  | 10639.2564 | 10367.5733 | 9399.806 | 1194906.3642 | 0 | 0 | 0 | 0 | 0 | 0 | 0 | 0 | 0 | 0 | 0 | 0 | 0 | 0 | 0 | 0 | 0 | 0 | 0 | 0 | 1225313 | ok
511 | MAINTENANCE OF STRUCTURES | OM511 | PROFIX |  | 2799052 |  | 979385.9562 | 954376.4395 | 865289.6043 | 0 | 0 | 0 | 0 | 0 | 0 | 0 | 0 | 0 | 0 | 0 | 0 | 0 | 0 | 0 | 0 | 0 | 0 | 0 | 0 | 0 | 2799052 | ok
512 | MAINTENANCE OF BOILER PLANT | OM512 | Energy |  | 31395527 |  | 0 | 0 | 0 | 31395527 | 0 | 0 | 0 | 0 | 0 | 0 | 0 | 0 | 0 | 0 | 0 | 0 | 0 | 0 | 0 | 0 | 0 | 0 | 0 | 0 | 31395527 | ok
513 | MAINTENANCE OF ELECTRIC PLANT | OM513 | Energy |  | 9540010 |  | 0 | 0 | 0 | 9540010 | 0 | 0 | 0 | 0 | 0 | 0 | 0 | 0 | 0 | 0 | 0 | 0 | 0 | 0 | 0 | 0 | 0 | 0 | 0 | 0 | 9540010 | ok
514 | MAINTENANCE OF MISC STEAM PLANT | OM514 | Energy |  | 2438192 |  | 0 | 0 | 0 | 2438192 | 0 | 0 | 0 | 0 | 0 | 0 | 0 | 0 | 0 | 0 | 0 | 0 | 0 | 0 | 0 | 0 | 0 | 0 | 0 | 0 | 2438192 | ok
| Total Steam Power Generation Maintenance Expense |  |  |  | 47398094 |  | 990025.2127 | 964744.0128 | 874689.4103 | 44568635.3642 | 0 | 0 | 0 | 0 | 0 | 0 | 0 | 0 | 0 | 0 | 0 | 0 | 0 | 0 | 0 | 0 | 0 | 0 | 0 | 0 | 47398094 | ok
| Total Steam Power Generation Expense |  |  |  | 391892782.1774 |  | 15560788.5964 | 15163429.6187 | 13747990.2807 | 347420573.6815 | 0 | 0 | 0 | 0 | 0 | 0 | 0 | 0 | 0 | 0 | 0 | 0 | 0 | 0 | 0 | 0 | 0 | 0 | 0 | 0 | 391892782.1774 | ok
Hydraulic Power Generation Operation Expenses
535 | OPERATION SUPERVISION & ENGINEERING | OM535 | LBSUB3 |  | 117626 |  | 41157.2391 | 40106.2514 | 36362.5095 | 0 | 0 | 0 | 0 | 0 | 0 | 0 | 0 | 0 | 0 | 0 | 0 | 0 | 0 | 0 | 0 | 0 | 0 | 0 | 0 | 0 | 117626 | ok
536 | WATER FOR POWER | OM536 | PROFIX |  | 39816 |  | 13931.5851 | 13575.8294 | 12308.5855 | 0 | 0 | 0 | 0 | 0 | 0 | 0 | 0 | 0 | 0 | 0 | 0 | 0 | 0 | 0 | 0 | 0 | 0 | 0 | 0 | 0 | 39816 | ok
537 | HYDRAULIC EXPENSES | OM537 | PROFIX |  | 0 |  | 0 | 0 | 0 | 0 | 0 | 0 | 0 | 0 | 0 | 0 | 0 | 0 | 0 | 0 | 0 | 0 | 0 | 0 | 0 | 0 | 0 | 0 | 0 | 0 | 0 | ok
538 | ELECTRIC EXPENSES | OM538 | PROFIX |  | 336347 |  | 117687.5343 | 114682.2754 | 103977.1903 | 0 | 0 | 0 | 0 | 0 | 0 | 0 | 0 | 0 | 0 | 0 | 0 | 0 | 0 | 0 | 0 | 0 | 0 | 0 | 0 | 0 | 336347 | ok
539 | MISC. HYDRAULIC POWER EXPENSES | OM539 | PROFIX |  | 167755 |  | 58697.3343 | 57198.4442 | 51859.2215 | 0 | 0 | 0 | 0 | 0 | 0 | 0 | 0 | 0 | 0 | 0 | 0 | 0 | 0 | 0 | 0 | 0 | 0 | 0 | 0 | 0 | 167755 | ok
540 | RENTS |  | PROFIX |  | 416928 |  | 145882.7589 | 142157.5091 | 128887.732 | 0 | 0 | 0 | 0 | 0 | 0 | 0 | 0 | 0 | 0 | 0 | 0 | 0 | 0 | 0 | 0 | 0 | 0 | 0 | 0 | 0 | 416928 | ok
| Total Hydraulic Power Operation Expenses |  |  |  | 1078472 |  | 377356.4517 | 367720.3094 | 333395.2389 | 0 | 0 | 0 | 0 | 0 | 0 | 0 | 0 | 0 | 0 | 0 | 0 | 0 | 0 | 0 | 0 | 0 | 0 | 0 | 0 | 0 | 1078472 | ok
Hydraulic Power Generation Maintenance Expenses
541 | MAINTENANCE SUPERVISION & ENGINEERING | OM541 | LBSUB4 |  | 0 |  | 0 | 0 | 0 | 0 | 0 | 0 | 0 | 0 | 0 | 0 | 0 | 0 | 0 | 0 | 0 | 0 | 0 | 0 | 0 | 0 | 0 | 0 | 0 | 0 | 0 | ok
542 | MAINTENANCE OF STRUCTURES | OM542 | PROFIX |  | 432478 |  | 151323.6909 | 147459.5019 | 133694.8072 | 0 | 0 | 0 | 0 | 0 | 0 | 0 | 0 | 0 | 0 | 0 | 0 | 0 | 0 | 0 | 0 | 0 | 0 | 0 | 0 | 0 | 432478 | ok
543 | MAINT. OF RESERVES, DAMS, AND WATERWAYS | OM543 | PROFIX |  | 161557 |  | 56528.6593 | 55085.1483 | 49943.1924 | 0 | 0 | 0 | 0 | 0 | 0 | 0 | 0 | 0 | 0 | 0 | 0 | 0 | 0 | 0 | 0 | 0 | 0 | 0 | 0 | 0 | 161557 | ok
544 | MAINTENANCE OF ELECTRIC PLANT | OM544 | Energy |  | 359065 |  | 0 | 0 | 0 | 359065 | 0 | 0 | 0 | 0 | 0 | 0 | 0 | 0 | 0 | 0 | 0 | 0 | 0 | 0 | 0 | 0 | 0 | 0 | 0 | 0 | 359065 | ok
545 | MAINTENANCE OF MISC HYDRAULIC PLANT | OM545 | Energy |  | 0 |  | 0 | 0 | 0 | 0 | 0 | 0 | 0 | 0 | 0 | 0 | 0 | 0 | 0 | 0 | 0 | 0 | 0 | 0 | 0 | 0 | 0 | 0 | 0 | 0 | 0 | ok
| Total Hydraulic Power Generation Maint. Expense |  |  |  | 953100 |  | 207852.3502 | 202544.6502 | 183637.9996 | 359065 | 0 | 0 | 0 | 0 | 0 | 0 | 0 | 0 | 0 | 0 | 0 | 0 | 0 | 0 | 0 | 0 | 0 | 0 | 0 | 0 | 953100 | ok
| Total Hydraulic Power Generation Expense |  |  |  | 2031572 |  | 585208.8019 | 570264.9596 | 517033.2385 | 359065 | 0 | 0 | 0 | 0 | 0 | 0 | 0 | 0 | 0 | 0 | 0 | 0 | 0 | 0 | 0 | 0 | 0 | 0 | 0 | 0 | 2031572 | ok
Other Power Generation Operation Expense
546 | OPERATION SUPERVISION & ENGINEERING | OM546 | LBSUB5 |  | 8092.2 |  | 2831.454 | 2759.1502 | 2501.5957 | 0 | 0 | 0 | 0 | 0 | 0 | 0 | 0 | 0 | 0 | 0 | 0 | 0 | 0 | 0 | 0 | 0 | 0 | 0 | 0 | 0 | 8092.2 | ok
547 | FUEL | OM547 | Energy |  | 61274327.669 |  | 0 | 0 | 0 | 61274327.669 | 0 | 0 | 0 | 0 | 0 | 0 | 0 | 0 | 0 | 0 | 0 | 0 | 0 | 0 | 0 | 0 | 0 | 0 | 0 | 0 | 61274327.669 | ok
548 | GENERATION EXPENSE | OM548 | PROFIX |  | 187084.2784 |  | 65460.6327 | 63789.0355 | 57834.6102 | 0 | 0 | 0 | 0 | 0 | 0 | 0 | 0 | 0 | 0 | 0 | 0 | 0 | 0 | 0 | 0 | 0 | 0 | 0 | 0 | 0 | 187084.2784 | ok
549 | MISC OTHER POWER GENERATION | OM549 | PROFIX |  | 1187250.4512 |  | 415417.9409 | 404809.8636 | 367022.6466 | 0 | 0 | 0 | 0 | 0 | 0 | 0 | 0 | 0 | 0 | 0 | 0 | 0 | 0 | 0 | 0 | 0 | 0 | 0 | 0 | 0 | 1187250.4512 | ok
550 | RENTS | OM550 | PROFIX |  | 0 |  | 0 | 0 | 0 | 0 | 0 | 0 | 0 | 0 | 0 | 0 | 0 | 0 | 0 | 0 | 0 | 0 | 0 | 0 | 0 | 0 | 0 | 0 | 0 | 0 | 0 | ok
| Total Other Power Generation Expenses |  |  |  | 62656754.5986 |  | 483710.0277 | 471358.0494 | 427358.8525 | 61274327.669 | 0 | 0 | 0 | 0 | 0 | 0 | 0 | 0 | 0 | 0 | 0 | 0 | 0 | 0 | 0 | 0 | 0 | 0 | 0 | 0 | 62656754.5986 | ok
Operation and Maintenance Expenses (Continued)
Other Power Generation Maintenance Expense
551 | MAINTENANCE SUPERVISION & ENGINEERING | OM551 | PROFIX |  | 412.0608 |  | 144.1797 | 140.498 | 127.3831 | 0 | 0 | 0 | 0 | 0 | 0 | 0 | 0 | 0 | 0 | 0 | 0 | 0 | 0 | 0 | 0 | 0 | 0 | 0 | 0 | 0 | 412.0608 | ok
552 | MAINTENANCE OF STRUCTURES | OM552 | PROFIX |  | 117893.2468 |  | 41250.7486 | 40197.3729 | 36445.1253 | 0 | 0 | 0 | 0 | 0 | 0 | 0 | 0 | 0 | 0 | 0 | 0 | 0 | 0 | 0 | 0 | 0 | 0 | 0 | 0 | 0 | 117893.2468 | ok
553 | MAINTENANCE OF GENERATING & ELEC PLANT | OM553 | PROFIX |  | 1322884.2564 |  | 462876.0961 | 451056.1313 | 408952.029 | 0 | 0 | 0 | 0 | 0 | 0 | 0 | 0 | 0 | 0 | 0 | 0 | 0 | 0 | 0 | 0 | 0 | 0 | 0 | 0 | 0 | 1322884.2564 | ok
554 | MAINTENANCE OF MISC OTHER POWER GEN PLT | OM554 | PROFIX |  | 2164566.6072 |  | 757380.0474 | 738039.6547 | 669146.9051 | 0 | 0 | 0 | 0 | 0 | 0 | 0 | 0 | 0 | 0 | 0 | 0 | 0 | 0 | 0 | 0 | 0 | 0 | 0 | 0 | 0 | 2164566.6072 | ok
| Total Other Power Generation Maintenance Expense |  |  |  | 3605756.1712 |  | 1261651.0717 | 1229433.657 | 1114671.4425 | 0 | 0 | 0 | 0 | 0 | 0 | 0 | 0 | 0 | 0 | 0 | 0 | 0 | 0 | 0 | 0 | 0 | 0 | 0 | 0 | 0 | 3605756.1712 | ok
| Total Other Power Generation Expense |  |  |  | 66262510.7698 |  | 1745361.0994 | 1700791.7064 | 1542030.295 | 61274327.669 | 0 | 0 | 0 | 0 | 0 | 0 | 0 | 0 | 0 | 0 | 0 | 0 | 0 | 0 | 0 | 0 | 0 | 0 | 0 | 0 | 66262510.7698 | ok
| Total Station Expense |  |  |  | 460186864.9472 |  | 17891358.4977 | 17434486.2847 | 15807053.8142 | 409053966.3505 | 0 | 0 | 0 | 0 | 0 | 0 | 0 | 0 | 0 | 0 | 0 | 0 | 0 | 0 | 0 | 0 | 0 | 0 | 0 | 0 | 460186864.9472 | ok
Other Power Supply Expenses
555 | PURCHASED POWER | OM555 | OMPP |  | 68182202.2197 |  | 7172763.654 | 6989600.5697 | 6337152.1559 | 47682685.8401 | 0 | 0 | 0 | 0 | 0 | 0 | 0 | 0 | 0 | 0 | 0 | 0 | 0 | 0 | 0 | 0 | 0 | 0 | 0 | 0 | 68182202.2197 | ok
555 | PURCHASED POWER OPTIONS | OMO555 | OMPP |  | 0 |  | 0 | 0 | 0 | 0 | 0 | 0 | 0 | 0 | 0 | 0 | 0 | 0 | 0 | 0 | 0 | 0 | 0 | 0 | 0 | 0 | 0 | 0 | 0 | 0 | 0 | ok
555 | BROKERAGE FEES | OMB555 | OMPP |  | 0 |  | 0 | 0 | 0 | 0 | 0 | 0 | 0 | 0 | 0 | 0 | 0 | 0 | 0 | 0 | 0 | 0 | 0 | 0 | 0 | 0 | 0 | 0 | 0 | 0 | 0 | ok
555 | MISO TRANSMISSION EXPENSES | OMM555 | OMPP |  | 0 |  | 0 | 0 | 0 | 0 | 0 | 0 | 0 | 0 | 0 | 0 | 0 | 0 | 0 | 0 | 0 | 0 | 0 | 0 | 0 | 0 | 0 | 0 | 0 | 0 | 0 | ok
556 | SYSTEM CONTROL AND LOAD DISPATCH | OM556 | PROFIX |  | 1363518 |  | 477093.809 | 464910.782 | 421513.4091 | 0 | 0 | 0 | 0 | 0 | 0 | 0 | 0 | 0 | 0 | 0 | 0 | 0 | 0 | 0 | 0 | 0 | 0 | 0 | 0 | 0 | 1363518 | ok
557 | OTHER EXPENSES | OM557 | PROFIX |  | 894455 |  | 312969.0572 | 304977.1059 | 276508.8369 | 0 | 0 | 0 | 0 | 0 | 0 | 0 | 0 | 0 | 0 | 0 | 0 | 0 | 0 | 0 | 0 | 0 | 0 | 0 | 0 | 0 | 894455 | ok
558 | DUPLICATE CHARGES | OM558 | Energy |  | 0 |  | 0 | 0 | 0 | 0 | 0 | 0 | 0 | 0 | 0 | 0 | 0 | 0 | 0 | 0 | 0 | 0 | 0 | 0 | 0 | 0 | 0 | 0 | 0 | 0 | 0 | ok
| Total Other Power Supply Expenses | TPP |  |  | 70440175.2197 |  | 7962826.5202 | 7759488.4576 | 7035174.4019 | 47682685.8401 | 0 | 0 | 0 | 0 | 0 | 0 | 0 | 0 | 0 | 0 | 0 | 0 | 0 | 0 | 0 | 0 | 0 | 0 | 0 | 0 | 70440175.2197 | ok
| Total Electric Power Generation Expenses |  |  |  | 530627040.167 |  | 25854185.0179 | 25193974.7423 | 22842228.2161 | 456736652.1907 | 0 | 0 | 0 | 0 | 0 | 0 | 0 | 0 | 0 | 0 | 0 | 0 | 0 | 0 | 0 | 0 | 0 | 0 | 0 | 0 | 530627040.167 | ok
Transmission Expenses
560 | OPERATION SUPERVISION AND ENG | OM560 | LBTRAN |  | 929789 |  | 0 | 0 | 0 | 0 | 0 | 0 | 325332.3943 | 317024.7338 | 287431.8719 | 0 | 0 | 0 | 0 | 0 | 0 | 0 | 0 | 0 | 0 | 0 | 0 | 0 | 0 | 0 | 929789 | ok
561 | LOAD DISPATCHING | OM561 | LBTRAN |  | 2007357 |  | 0 | 0 | 0 | 0 | 0 | 0 | 702372.5372 | 684436.8116 | 620547.6512 | 0 | 0 | 0 | 0 | 0 | 0 | 0 | 0 | 0 | 0 | 0 | 0 | 0 | 0 | 0 | 2007357 | ok
562 | STATION EXPENSES | OM562 | LBTRAN |  | 1406594 |  | 0 | 0 | 0 | 0 | 0 | 0 | 492166.0654 | 479598.1545 | 434829.7801 | 0 | 0 | 0 | 0 | 0 | 0 | 0 | 0 | 0 | 0 | 0 | 0 | 0 | 0 | 0 | 1406594 | ok
563 | OVERHEAD LINE EXPENSES | OM563 | LBTRAN |  | 479295 |  | 0 | 0 | 0 | 0 | 0 | 0 | 167704.9201 | 163422.4214 | 148167.6585 | 0 | 0 | 0 | 0 | 0 | 0 | 0 | 0 | 0 | 0 | 0 | 0 | 0 | 0 | 0 | 479295 | ok
565 | TRANSMISSION OF ELECTRICITY BY OTHERS | OM565 | LBTRAN |  | 1163327 |  | 0 | 0 | 0 | 0 | 0 | 0 | 407047.1453 | 396652.824 | 359627.0307 | 0 | 0 | 0 | 0 | 0 | 0 | 0 | 0 | 0 | 0 | 0 | 0 | 0 | 0 | 0 | 1163327 | ok
566 | MISC. TRANSMISSION EXPENSES | OM566 | PTRAN |  | 5752860 |  | 0 | 0 | 0 | 0 | 0 | 0 | 2012920.9075 | 1961519.13 | 1778419.9625 | 0 | 0 | 0 | 0 | 0 | 0 | 0 | 0 | 0 | 0 | 0 | 0 | 0 | 0 | 0 | 5752860 | ok
567 | RENTS | OM567 | PTRAN |  | 4428 |  | 0 | 0 | 0 | 0 | 0 | 0 | 1549.3535 | 1509.7893 | 1368.8572 | 0 | 0 | 0 | 0 | 0 | 0 | 0 | 0 | 0 | 0 | 0 | 0 | 0 | 0 | 0 | 4428 | ok
568 | MAINTENACE SUPERVISION AND ENG | OM568 | LBTRAN |  | 0 |  | 0 | 0 | 0 | 0 | 0 | 0 | 0 | 0 | 0 | 0 | 0 | 0 | 0 | 0 | 0 | 0 | 0 | 0 | 0 | 0 | 0 | 0 | 0 | 0 | 0 | ok
569 | STRUCTURES | OM569 | LBTRAN |  | 0 |  | 0 | 0 | 0 | 0 | 0 | 0 | 0 | 0 | 0 | 0 | 0 | 0 | 0 | 0 | 0 | 0 | 0 | 0 | 0 | 0 | 0 | 0 | 0 | 0 | 0 | ok
570 | MAINT OF STATION EQUIPMENT | OM570 | LBTRAN |  | 1358754 |  | 0 | 0 | 0 | 0 | 0 | 0 | 475426.8894 | 463286.4286 | 420040.682 | 0 | 0 | 0 | 0 | 0 | 0 | 0 | 0 | 0 | 0 | 0 | 0 | 0 | 0 | 0 | 1358754 | ok
571 | MAINT OF OVERHEAD LINES | OM571 | LBTRAN |  | 2208410 |  | 0 | 0 | 0 | 0 | 0 | 0 | 772720.8139 | 752988.6807 | 682700.5054 | 0 | 0 | 0 | 0 | 0 | 0 | 0 | 0 | 0 | 0 | 0 | 0 | 0 | 0 | 0 | 2208410 | ok
572 | UNDERGROUND LINES | OM572 | LBTRAN |  | 0 |  | 0 | 0 | 0 | 0 | 0 | 0 | 0 | 0 | 0 | 0 | 0 | 0 | 0 | 0 | 0 | 0 | 0 | 0 | 0 | 0 | 0 | 0 | 0 | 0 | 0 | ok
573 | MISC PLANT | OM573 | PTRAN |  | 62933 |  | 0 | 0 | 0 | 0 | 0 | 0 | 22020.2041 | 21457.8981 | 19454.8978 | 0 | 0 | 0 | 0 | 0 | 0 | 0 | 0 | 0 | 0 | 0 | 0 | 0 | 0 | 0 | 62933 | ok
575 | MARKET FACILITATION, MONITORING AND COMPLIANCE | OM575 | LBTRAN |  | -269508 |  | 0 | 0 | 0 | 0 | 0 | 0 | -94300.624 | -91892.5713 | -83314.8047 | 0 | 0 | 0 | 0 | 0 | 0 | 0 | 0 | 0 | 0 | 0 | 0 | 0 | 0 | 0 | -269508 | ok
Total Transmission Expenses |  |  |  |  | 15104239 | 0 | 0 | 0 | 0 | 0 | 0 | 0 | 5284960.6066 | 5150004.3008 | 4669274.0926 | 0 | 0 | 0 | 0 | 0 | 0 | 0 | 0 | 0 | 0 | 0 | 0 | 0 | 0 | 0 | 15104239 | ok
Operation and Maintenance Expenses (Continued)
Distribution Operation Expense
580 | OPERATION SUPERVISION AND ENGI | OM580 | LBDO |  | 1743161 |  | 0 | 0 | 0 | 0 | 0 | 0 | 0 | 0 | 0 | 0 | 329522.7899 | 0 | 183872.8591 | 267728.9919 | 61290.953 | 89242.9973 | 24421.2244 | 18533.515 | 8795.4107 | 732364.1285 | 27388.13 | 0 | 0 | 0 | 1743161 | ok
581 | LOAD DISPATCHING | OM581 | P362 |  | 571596 |  | 0 | 0 | 0 | 0 | 0 | 0 | 0 | 0 | 0 | 0 | 571596 | 0 | 0 | 0 | 0 | 0 | 0 | 0 | 0 | 0 | 0 | 0 | 0 | 0 | 571596 | ok
582 | STATION EXPENSES | OM582 | P362 |  | 1267742 |  | 0 | 0 | 0 | 0 | 0 | 0 | 0 | 0 | 0 | 0 | 1267742 | 0 | 0 | 0 | 0 | 0 | 0 | 0 | 0 | 0 | 0 | 0 | 0 | 0 | 1267742 | ok
583 | OVERHEAD LINE EXPENSES | OM583 | P365 |  | 5008123 |  | 0 | 0 | 0 | 0 | 0 | 0 | 0 | 0 | 0 | 0 | 0 | 0 | 1606105.0461 | 2149987.2039 | 535368.3487 | 716662.4013 | 0 | 0 | 0 | 0 | 0 | 0 | 0 | 0 | 5008123 | ok
584 | UNDERGROUND LINE EXPENSES | OM584 | P367 |  | 180021 |  | 0 | 0 | 0 | 0 | 0 | 0 | 0 | 0 | 0 | 0 | 0 | 0 | 40518.2266 | 94497.5234 | 13506.0755 | 31499.1745 | 0 | 0 | 0 | 0 | 0 | 0 | 0 | 0 | 180021 | ok
585 | STREET LIGHTING EXPENSE | OM585 | P373 |  | 0 |  | 0 | 0 | 0 | 0 | 0 | 0 | 0 | 0 | 0 | 0 | 0 | 0 | 0 | 0 | 0 | 0 | 0 | 0 | 0 | 0 | 0 | 0 | 0 | 0 | 0 | ok
586 | METER EXPENSES | OM586 | P370 |  | 7171180 |  | 0 | 0 | 0 | 0 | 0 | 0 | 0 | 0 | 0 | 0 | 0 | 0 | 0 | 0 | 0 | 0 | 0 | 0 | 0 | 7171180 | 0 | 0 | 0 | 0 | 7171180 | ok
586 | METER EXPENSES - LOAD MANAGEMENT | OM586x | F012 |  | 0 |  | 0 | 0 | 0 | 0 | 0 | 0 | 0 | 0 | 0 | 0 | 0 | 0 | 0 | 0 | 0 | 0 | 0 | 0 | 0 | 0 | 0 | 0 | 0 | 0 | 0 | ok
587 | CUSTOMER INSTALLATIONS EXPENSE | OM587 | PDIST |  | -88008 |  | 0 | 0 | 0 | 0 | 0 | 0 | 0 | 0 | 0 | 0 | -10489.9458 | 0 | -15394.5426 | -25014.9756 | -5131.5142 | -8338.3252 | -6360.9908 | -4827.4205 | -2290.9387 | -3025.5666 | -7133.7801 | 0 | 0 | 0 | -88008 | ok
588 | MISCELLANEOUS DISTRIBUTION EXP | OM588 | PDIST |  | 3810820 |  | 0 | 0 | 0 | 0 | 0 | 0 | 0 | 0 | 0 | 0 | 454223.4255 | 0 | 666596.5669 | 1083169.3639 | 222198.8556 | 361056.4546 | 275436.2226 | 209031.3443 | 99199.5599 | 131009.5638 | 308898.6427 | 0 | 0 | 0 | 3810820 | ok
588 | MISC DISTR EXP -- MAPPIN | OM588x | PDIST |  | 0 |  | 0 | 0 | 0 | 0 | 0 | 0 | 0 | 0 | 0 | 0 | 0 | 0 | 0 | 0 | 0 | 0 | 0 | 0 | 0 | 0 | 0 | 0 | 0 | 0 | 0 | ok
589 | RENTS | OM589 | PDIST |  | 0 |  | 0 | 0 | 0 | 0 | 0 | 0 | 0 | 0 | 0 | 0 | 0 | 0 | 0 | 0 | 0 | 0 | 0 | 0 | 0 | 0 | 0 | 0 | 0 | 0 | 0 | ok
Total Distribution Operation Expense |  | OMDO |  |  | 19664635 | 0 | 0 | 0 | 0 | 0 | 0 | 0 | 0 | 0 | 0 | 0 | 2612594.2697 | 0 | 2481698.1561 | 3570368.1075 | 827232.7187 | 1190122.7025 | 293496.4562 | 222737.4389 | 105704.032 | 8031528.1258 | 329152.9926 | 0 | 0 | 0 | 19664635 | ok
Distribution Maintenance Expense
590 | MAINTENANCE SUPERVISION AND EN | OM590 | LBDM |  | 49187 |  | 0 | 0 | 0 | 0 | 0 | 0 | 0 | 0 | 0 | 0 | 4121.894 | 0 | 13083.7227 | 19275.6566 | 4361.2409 | 6425.2189 | 844.147 | 640.6317 | 16.7032 | 22.0594 | 395.7257 | 0 | 0 | 0 | 49187 | ok
591 | STRUCTURES | OM591 | P362 |  | 0 |  | 0 | 0 | 0 | 0 | 0 | 0 | 0 | 0 | 0 | 0 | 0 | 0 | 0 | 0 | 0 | 0 | 0 | 0 | 0 | 0 | 0 | 0 | 0 | 0
592 | MAINTENANCE OF STATION EQUIPME | OM592 | P362 |  | 1020355 |  | 0 | 0 | 0 | 0 | 0 | 0 | 0 | 0 | 0 | 0 | 1020355 | 0 | 0 | 0 | 0 | 0 | 0 | 0 | 0 | 0 | 0 | 0 | 0 | 0 | 1020355 | ok
593 | MAINTENANCE OF OVERHEAD LINES | OM593 | P365 |  | 23143807 |  | 0 | 0 | 0 | 0 | 0 | 0 | 0 | 0 | 0 | 0 | 0 | 0 | 7422218.9049 | 9935636.3451 | 2474072.9683 | 3311878.7817 | 0 | 0 | 0 | 0 | 0 | 0 | 0 | 0 | 23143807 | ok
594 | MAINTENANCE OF UNDERGROUND LIN | OM594 | P367 |  | 2008810 |  | 0 | 0 | 0 | 0 | 0 | 0 | 0 | 0 | 0 | 0 | 0 | 0 | 452132.9107 | 1054474.5892 | 150710.9702 | 351491.5297 | 0 | 0 | 0 | 0 | 0 | 0 | 0 | 0 | 2008810 | ok
595 | MAINTENANCE OF LINE TRANSFORME | OM595 | P368 |  | 400489 |  | 0 | 0 | 0 | 0 | 0 | 0 | 0 | 0 | 0 | 0 | 0 | 0 | 0 | 0 | 0 | 0 | 227691.5626 | 172797.4374 | 0 | 0 | 0 | 0 | 0 | 0 | 400489 | ok
596 | MAINTENANCE OF ST LIGHTS & SIG SYSTEMS | OM596 | P373 |  | 413084 |  | 0 | 0 | 0 | 0 | 0 | 0 | 0 | 0 | 0 | 0 | 0 | 0 | 0 | 0 | 0 | 0 | 0 | 0 | 0 | 0 | 413084 | 0 | 0 | 0 | 413084 | ok
597 | MAINTENANCE OF METERS | OM597 | P370 |  | 0 |  | 0 | 0 | 0 | 0 | 0 | 0 | 0 | 0 | 0 | 0 | 0 | 0 | 0 | 0 | 0 | 0 | 0 | 0 | 0 | 0 | 0 | 0 | 0 | 0 | 0 | ok
598 | MISCELLANEOUS DISTRIBUTION EXPENSES | OM598 | PDIST |  | 747488 |  | 0 | 0 | 0 | 0 | 0 | 0 | 0 | 0 | 0 | 0 | 89095.4073 | 0 | 130752.1569 | 212462.4363 | 43584.0523 | 70820.8121 | 54026.5012 | 41001.26 | 19457.8806 | 25697.3766 | 60590.1167 | 0 | 0 | 0 | 747488 | ok
Total Distribution Maintenance Expense |  | OMDM |  |  | 27783220 | 0 | 0 | 0 | 0 | 0 | 0 | 0 | 0 | 0 | 0 | 0 | 1113572.3013 | 0 | 8018187.6952 | 11221849.0272 | 2672729.2317 | 3740616.3424 | 282562.2108 | 214439.329 | 19474.5838 | 25719.436 | 474069.8425 | 0 | 0 | 0 | 27783220 | ok
Total Distribution Operation and Maintenance Expenses |  |  |  |  | 47447855 | 0 | 0 | 0 | 0 | 0 | 0 | 0 | 0 | 0 | 0 | 0 | 3726166.571 | 0 | 10499885.8514 | 14792217.1348 | 3499961.9505 | 4930739.0449 | 576058.6669 | 437176.7679 | 125178.6159 | 8057247.5618 | 803222.835 | 0 | 0 | 0 | 47447855 | ok
Transmission and Distribution Expenses |  |  |  |  | 62552094 | 0 | 0 | 0 | 0 | 0 | 0 | 0 | 5284960.6066 | 5150004.3008 | 4669274.0926 | 0 | 3726166.571 | 0 | 10499885.8514 | 14792217.1348 | 3499961.9505 | 4930739.0449 | 576058.6669 | 437176.7679 | 125178.6159 | 8057247.5618 | 803222.835 | 0 | 0 | 0 | 62552094 | ok
Production, Transmission and Distribution Expenses |  | OMSUB |  |  | 593179134.167 | 0 | 25854185.0179 | 25193974.7423 | 22842228.2161 | 456736652.1907 | 0 | 0 | 5284960.6066 | 5150004.3008 | 4669274.0926 | 0 | 3726166.571 | 0 | 10499885.8514 | 14792217.1348 | 3499961.9505 | 4930739.0449 | 576058.6669 | 437176.7679 | 125178.6159 | 8057247.5618 | 803222.835 | 0 | 0 | 0 | 593179134.167 | ok
Operation and Maintenance Expenses (Continued)
Customer Accounts Expense
901 | SUPERVISION/CUSTOMER ACCTS | OM901 | F025 |  | 1024254.55 |  | 0 | 0 | 0 | 0 | 0 | 0 | 0 | 0 | 0 | 0 | 0 | 0 | 0 | 0 | 0 | 0 | 0 | 0 | 0 | 0 | 0 | 1024254.55 | 0 | 0 | 1024254.55 | ok
902 | METER READING EXPENSES | OM902 | F025 |  | 2423241.7 |  | 0 | 0 | 0 | 0 | 0 | 0 | 0 | 0 | 0 | 0 | 0 | 0 | 0 | 0 | 0 | 0 | 0 | 0 | 0 | 0 | 0 | 2423241.7 | 0 | 0 | 2423241.7 | ok
903 | RECORDS AND COLLECTION | OM903 | F025 |  | 6169918.15 |  | 0 | 0 | 0 | 0 | 0 | 0 | 0 | 0 | 0 | 0 | 0 | 0 | 0 | 0 | 0 | 0 | 0 | 0 | 0 | 0 | 0 | 6169918.15 | 0 | 0 | 6169918.15 | ok
904 | UNCOLLECTIBLE ACCOUNTS | OM904 | F025 |  | 3193000 |  | 0 | 0 | 0 | 0 | 0 | 0 | 0 | 0 | 0 | 0 | 0 | 0 | 0 | 0 | 0 | 0 | 0 | 0 | 0 | 0 | 0 | 3193000 | 0 | 0 | 3193000 | ok
905 | MISC CUST ACCOUNTS | OM903 | F025 |  | 41038.8 |  | 0 | 0 | 0 | 0 | 0 | 0 | 0 | 0 | 0 | 0 | 0 | 0 | 0 | 0 | 0 | 0 | 0 | 0 | 0 | 0 | 0 | 41038.8 | 0 | 0 | 41038.8 | ok
Total Customer Accounts Expense |  | OMCA |  |  | 12851453.2 | 0 | 0 | 0 | 0 | 0 | 0 | 0 | 0 | 0 | 0 | 0 | 0 | 0 | 0 | 0 | 0 | 0 | 0 | 0 | 0 | 0 | 0 | 12851453.2 | 0 | 0 | 12851453.2 | ok
Customer Service Expense
907 | SUPERVISION | OM907 | F026 |  | 214428.68 |  | 0 | 0 | 0 | 0 | 0 | 0 | 0 | 0 | 0 | 0 | 0 | 0 | 0 | 0 | 0 | 0 | 0 | 0 | 0 | 0 | 0 | 0 | 214428.68 | 0 | 214428.68 | ok
908 | CUSTOMER ASSISTANCE EXPENSES | OM908 | F026 |  | 459525.0475 |  | 0 | 0 | 0 | 0 | 0 | 0 | 0 | 0 | 0 | 0 | 0 | 0 | 0 | 0 | 0 | 0 | 0 | 0 | 0 | 0 | 0 | 0 | 459525.0475 | 0 | 459525.0475 | ok
908 | CUSTOMER ASSISTANCE EXP-INCENTIVES | OM908x | F026 |  | 0 |  | 0 | 0 | 0 | 0 | 0 | 0 | 0 | 0 | 0 | 0 | 0 | 0 | 0 | 0 | 0 | 0 | 0 | 0 | 0 | 0 | 0 | 0 | 0 | 0 | 0 | ok
909 | INFORMATIONAL AND INSTRUCTIONA | OM909 | F026 |  | 197391.76 |  | 0 | 0 | 0 | 0 | 0 | 0 | 0 | 0 | 0 | 0 | 0 | 0 | 0 | 0 | 0 | 0 | 0 | 0 | 0 | 0 | 0 | 0 | 197391.76 | 0 | 197391.76 | ok
909 | INFORM AND INSTRUC -LOAD MGMT | OM909x | F026 |  | 0 |  | 0 | 0 | 0 | 0 | 0 | 0 | 0 | 0 | 0 | 0 | 0 | 0 | 0 | 0 | 0 | 0 | 0 | 0 | 0 | 0 | 0 | 0 | 0 | 0 | 0 | ok
910 | MISCELLANEOUS CUSTOMER SERVICE | OM910 | F026 |  | 238816.32 |  | 0 | 0 | 0 | 0 | 0 | 0 | 0 | 0 | 0 | 0 | 0 | 0 | 0 | 0 | 0 | 0 | 0 | 0 | 0 | 0 | 0 | 0 | 238816.32 | 0 | 238816.32 | ok
911 | DEMONSTRATION AND SELLING EXP | OM911 | F026 |  | 0 |  | 0 | 0 | 0 | 0 | 0 | 0 | 0 | 0 | 0 | 0 | 0 | 0 | 0 | 0 | 0 | 0 | 0 | 0 | 0 | 0 | 0 | 0 | 0 | 0 | 0 | ok
912 | DEMONSTRATION AND SELLING EXP | OM912 | F026 |  | 0 |  | 0 | 0 | 0 | 0 | 0 | 0 | 0 | 0 | 0 | 0 | 0 | 0 | 0 | 0 | 0 | 0 | 0 | 0 | 0 | 0 | 0 | 0 | 0 | 0 | 0 | ok
913 | ADVERTISING EXPENSES | OM913 | F026 |  | 190000 |  | 0 | 0 | 0 | 0 | 0 | 0 | 0 | 0 | 0 | 0 | 0 | 0 | 0 | 0 | 0 | 0 | 0 | 0 | 0 | 0 | 0 | 0 | 190000 | 0 | 190000 | ok
915 | MDSE-JOBBING-CONTRACT | OM915 | F026 |  | 0 |  | 0 | 0 | 0 | 0 | 0 | 0 | 0 | 0 | 0 | 0 | 0 | 0 | 0 | 0 | 0 | 0 | 0 | 0 | 0 | 0 | 0 | 0 | 0 | 0 | 0 | ok
916 | MISC SALES EXPENSE | OM916 | F026 |  | 0 |  | 0 | 0 | 0 | 0 | 0 | 0 | 0 | 0 | 0 | 0 | 0 | 0 | 0 | 0 | 0 | 0 | 0 | 0 | 0 | 0 | 0 | 0 | 0 | 0 | 0 | ok
Total Customer Service Expense |  | OMCS |  |  | 1300161.8075 | 0 | 0 | 0 | 0 | 0 | 0 | 0 | 0 | 0 | 0 | 0 | 0 | 0 | 0 | 0 | 0 | 0 | 0 | 0 | 0 | 0 | 0 | 0 | 1300161.8075 | 0 | 1300161.8075 | ok
Sub-Total Prod, Trans, Dist, Cust Acct and Cust Service |  | OMSUB2 |  |  | 607330749.1744 | 0 | 25854185.0179 | 25193974.7423 | 22842228.2161 | 456736652.1907 | 0 | 0 | 5284960.6066 | 5150004.3008 | 4669274.0926 | 0 | 3726166.571 | 0 | 10499885.8514 | 14792217.1348 | 3499961.9505 | 4930739.0449 | 576058.6669 | 437176.7679 | 125178.6159 | 8057247.5618 | 803222.835 | 12851453.2 | 1300161.8075 | 0 | 607330749.1744 | ok
Operation and Maintenance Expenses (Continued)
Administrative and General Expense
920 | ADMIN. & GEN. SALARIES- | OM920 | LBSUB7 |  | 26699898.9089 |  | 3676835.0098 | 3582943.6628 | 3248491.66 | 6178568.3716 | 0 | 0 | 562991.1724 | 548614.6776 | 497403.9149 | 0 | 874712.9978 | 0 | 950877.0634 | 1394186.8784 | 316959.0211 | 464728.9595 | 87943.0782 | 66740.8944 | 19342.5785 | 1551849.9747 | 74981.7373 | 2141939.2557 | 459788.0009 | 0 | 26699898.9089 | ok
921 | OFFICE SUPPLIES AND EXPENSES | OM921 | LBSUB7 |  | 6299020.7008 |  | 867436.2371 | 845285.4589 | 766381.786 | 1457643.3494 | 0 | 0 | 132820.4673 | 129428.7751 | 117347.1693 | 0 | 206361.6532 | 0 | 224330.2241 | 328915.5527 | 74776.7414 | 109638.5176 | 20747.4669 | 15745.4632 | 4563.287 | 366111.3156 | 17689.6368 | 505324.7489 | 108472.8502 | 0 | 6299020.7008 | ok
922 | ADMINISTRATIVE EXPENSES TRANSFERRED | OM922 | LBSUB7 |  | -4005467.4074 |  | -551591.7062 | -537506.3072 | -487332.4619 | -926896.9265 | 0 | 0 | -84458.8513 | -82302.1172 | -74619.5773 | 0 | -131222.7591 | 0 | -142648.7456 | -209153.2301 | -47549.5819 | -69717.7434 | -13193.0512 | -10012.3404 | -2901.7364 | -232805.5442 | -11248.6158 | -321329.6015 | -68976.5103 | 0 | -4005467.4074 | ok
923 | OUTSIDE SERVICES EMPLOYED | OM923 | LBSUB7 |  | 16261534.59 |  | 2239371.014 | 2182186.6257 | 1978489.1199 | 3763048.0787 | 0 | 0 | 342888.9546 | 334132.9713 | 302943.1308 | 0 | 532742.6789 | 0 | 579130.2922 | 849127.4902 | 193043.4307 | 283042.4967 | 53561.6038 | 40648.4447 | 11780.5693 | 945151.9696 | 45667.518 | 1304544.9878 | 280033.2131 | 0 | 16261534.59 | ok
924 | PROPERTY INSURANCE | OM924 | TUP |  | 4261747.43 |  | 872241.1325 | 849967.6569 | 770626.9215 | 0 | 0 | 0 | 154646.8526 | 150697.8037 | 136630.8278 | 0 | 158161.6351 | 0 | 232110.4483 | 377162.0485 | 77370.1494 | 125720.6828 | 95907.5223 | 72785.1919 | 34541.5135 | 45617.8296 | 107559.2135 | 0 | 0 | 0 | 4261747.43 | ok
925 | INJURIES AND DAMAGES - INSURAN | OM925 | LBSUB7 |  | 3223432.2288 |  | 443897.8781 | 432562.5395 | 392184.7325 | 745927.7837 | 0 | 0 | 67968.9424 | 66233.2932 | 60050.7071 | 0 | 105602.5747 | 0 | 114797.7295 | 168317.7503 | 38265.9098 | 56105.9168 | 10617.2144 | 8057.5118 | 2335.1958 | 187352.1409 | 9052.4144 | 258592.5906 | 55509.4035 | 0 | 3223432.2288 | ok
926 | EMPLOYEE BENEFITS | OM926 | LBSUB7 |  | 32171796.6995 |  | 4430368.4008 | 4317234.8892 | 3914240.0359 | 7444808.9195 | 0 | 0 | 678371.0157 | 661048.191 | 599342.2553 | 0 | 1053977.3514 | 0 | 1145750.5391 | 1679912.6081 | 381916.8464 | 559970.8694 | 105966.2002 | 80418.8246 | 23306.6613 | 1869887.3005 | 90348.5521 | 2580909.9319 | 554017.307 | 0 | 32171796.6995 | ok
927 | FRANCHISE REQUIREMENTS | OM927 | TUP |  | 0 |  | 0 | 0 | 0 | 0 | 0 | 0 | 0 | 0 | 0 | 0 | 0 | 0 | 0 | 0 | 0 | 0 | 0 | 0 | 0 | 0 | 0 | 0 | 0 | 0 | 0 | ok
928 | REGULATORY COMMISSION FEES | OM928 | TUP |  | 1064724 |  | 217914.3844 | 212349.7411 | 192527.8285 | 0 | 0 | 0 | 38635.8456 | 37649.2439 | 34134.8529 | 0 | 39513.9533 | 0 | 57988.7872 | 94227.4247 | 19329.5957 | 31409.1416 | 23960.8382 | 18184.1233 | 8629.6007 | 11396.827 | 26871.8121 | 0 | 0 | 0 | 1064724 | ok
929 | DUPLICATE CHARGES-CR | OM929 | LBSUB7 |  | 0 |  | 0 | 0 | 0 | 0 | 0 | 0 | 0 | 0 | 0 | 0 | 0 | 0 | 0 | 0 | 0 | 0 | 0 | 0 | 0 | 0 | 0 | 0 | 0 | 0 | 0 | ok
930 | MISCELLANEOUS GENERAL EXPENSES | OM930 | LBSUB7 |  | 3120919.4149 |  | 429780.8694 | 418806.0216 | 379712.325 | 722205.5055 | 0 | 0 | 65807.3683 | 64126.9169 | 58140.9518 | 0 | 102244.1615 | 0 | 111146.8885 | 162964.8454 | 37048.9628 | 54321.6151 | 10279.5618 | 7801.2637 | 2260.931 | 181393.8971 | 8764.5261 | 250368.731 | 53744.0724 | 0 | 3120919.4149 | ok
931 | RENTS AND LEASES | OM931 | PGP |  | 1293338.23 |  | 264503.9138 | 257749.5643 | 233689.7782 | 0 | 0 | 0 | 47359.8926 | 46150.5144 | 41842.5672 | 0 | 47920.6297 | 0 | 70326.0234 | 114274.507 | 23442.0078 | 38091.5023 | 29058.5569 | 22052.8337 | 10465.5663 | 13821.5258 | 32588.8465 | 0 | 0 | 0 | 1293338.23 | ok
935 | MAINTENANCE OF GENERAL PLANT | OM935 | PGP |  | 870957.8101 |  | 178121.8124 | 173573.3089 | 157371.0053 | 0 | 0 | 0 | 31893.0249 | 31078.6073 | 28177.5562 | 0 | 32270.6356 | 0 | 47358.8408 | 76954.56 | 15786.2803 | 25651.52 | 19568.568 | 14850.7848 | 7047.7053 | 9307.6703 | 21945.9301 | 0 | 0 | 0
Total Administrative and General Expense |  | OMAG |  |  | 91261902.6056 | 0 | 13068878.9461 | 12735153.1619 | 11546382.731 | 19385305.0818 | 0 | 0 | 2038924.685 | 1986858.8771 | 1801394.356 | 0 | 3022285.512 | 0 | 3391168.091 | 5036890.435 | 1130389.3637 | 1678963.4783 | 444417.5595 | 337272.9956 | 121371.8723 | 4949084.907 | 424221.5709 | 6720350.6444 | 1442588.3368 | 0 | 91261902.6056 | ok
Total Operation and Maintenance Expenses |  | TOM |  |  | 698592651.7801 |  | 38923063.964 | 37929127.9042 | 34388610.9471 | 476121957.2725 | 0 | 0 | 7323885.2916 | 7136863.178 | 6470668.4485 | 0 | 6748452.083 | 0 | 13891053.9424 | 19829107.5698 | 4630351.3141 | 6609702.5233 | 1020476.2265 | 774449.7635 | 246550.4882 | 13006332.4688 | 1227444.4059 | 19571803.8444 | 2742750.1443 | 0 | 698592651.7801 | ok
Operation and Maintenance Expenses Less Purchase Power |  | OMLPP |  |  | 630410449.5603 | 0 | 31750300.31 | 30939527.3344 | 28051458.7912 | 428439271.4324 | 0 | 0 | 7323885.2916 | 7136863.178 | 6470668.4485 | 0 | 6748452.083 | 0 | 13891053.9424 | 19829107.5698 | 4630351.3141 | 6609702.5233 | 1020476.2265 | 774449.7635 | 246550.4882 | 13006332.4688 | 1227444.4059 | 19571803.8444 | 2742750.1443 | 0 | 630410449.5603 | ok
66756476.3796
Labor Expenses
Steam Power Generation Operation Expenses
500 | OPERATION SUPERVISION & ENGINEERING | LB500 | F019 |  | 3999848 |  | 1192429.0755 | 1161979.3078 | 1053513.6596 | 591925.9571 | 0 | 0 | 0 | 0 | 0 | 0 | 0 | 0 | 0 | 0 | 0 | 0 | 0 | 0 | 0 | 0 | 0 | 0 | 0 | 0 | 3999848 | ok
501 | FUEL | LB501 | Energy |  | 2498619 |  | 0 | 0 | 0 | 2498619 | 0 | 0 | 0 | 0 | 0 | 0 | 0 | 0 | 0 | 0 | 0 | 0 | 0 | 0 | 0 | 0 | 0 | 0 | 0 | 0 | 2498619 | ok
502 | STEAM EXPENSES | LB502 | PROFIX |  | 9474704 |  | 3315191.0135 | 3230534.577 | 2928978.4094 | 0 | 0 | 0 | 0 | 0 | 0 | 0 | 0 | 0 | 0 | 0 | 0 | 0 | 0 | 0 | 0 | 0 | 0 | 0 | 0 | 0 | 9474704 | ok
504 | STEAM TRANSFER EXPENSES | LB504 | PROFIX |  | 0 |  | 0 | 0 | 0 | 0 | 0 | 0 | 0 | 0 | 0 | 0 | 0 | 0 | 0 | 0 | 0 | 0 | 0 | 0 | 0 | 0 | 0 | 0 | 0 | 0 | 0 | ok
505 | ELECTRIC EXPENSES | LB505 | PROFIX |  | 644891 |  | 225646.8221 | 219884.724 | 199359.4539 | 0 | 0 | 0 | 0 | 0 | 0 | 0 | 0 | 0 | 0 | 0 | 0 | 0 | 0 | 0 | 0 | 0 | 0 | 0 | 0 | 0 | 644891 | ok
506 | MISC. STEAM POWER EXPENSES | LB506 | PROFIX |  | 4265817 |  | 1492605.8042 | 1454490.749 | 1318720.4467 | 0 | 0 | 0 | 0 | 0 | 0 | 0 | 0 | 0 | 0 | 0 | 0 | 0 | 0 | 0 | 0 | 0 | 0 | 0 | 0 | 0 | 4265817 | ok
507 | RENTS | LB507 | PROFIX |  | 0 |  | 0 | 0 | 0 | 0 | 0 | 0 | 0 | 0 | 0 | 0 | 0 | 0 | 0 | 0 | 0 | 0 | 0 | 0 | 0 | 0 | 0 | 0 | 0 | 0 | 0 | ok
| Total Steam Power Operation Expenses | LBSUB1 |  |  | 20883879 |  | 6225872.7154 | 6066889.3578 | 5500571.9697 | 3090544.9571 | 0 | 0 | 0 | 0 | 0 | 0 | 0 | 0 | 0 | 0 | 0 | 0 | 0 | 0 | 0 | 0 | 0 | 0 | 0 | 0 | 20883879 | ok
Steam Power Generation Maintenance Expenses
510 | MAINTENANCE SUPERVISION & ENGINEERING | LB510 | F020 |  | 352153 |  | 3057.7053 | 2979.624 | 2701.4892 | 343414.1814 | 0 | 0 | 0 | 0 | 0 | 0 | 0 | 0 | 0 | 0 | 0 | 0 | 0 | 0 | 0 | 0 | 0 | 0 | 0 | 0 | 352153 | ok
511 | MAINTENANCE OF STRUCTURES | LB511 | PROFIX |  | 217444 |  | 76083.4739 | 74140.6128 | 67219.9133 | 0 | 0 | 0 | 0 | 0 | 0 | 0 | 0 | 0 | 0 | 0 | 0 | 0 | 0 | 0 | 0 | 0 | 0 | 0 | 0 | 0 | 217444 | ok
512 | MAINTENANCE OF BOILER PLANT | LB512 | Energy |  | 6510518 |  | 0 | 0 | 0 | 6510518 | 0 | 0 | 0 | 0 | 0 | 0 | 0 | 0 | 0 | 0 | 0 | 0 | 0 | 0 | 0 | 0 | 0 | 0 | 0 | 0 | 6510518 | ok
513 | MAINTENANCE OF ELECTRIC PLANT | LB513 | Energy |  | 1878117 |  | 0 | 0 | 0 | 1878117 | 0 | 0 | 0 | 0 | 0 | 0 | 0 | 0 | 0 | 0 | 0 | 0 | 0 | 0 | 0 | 0 | 0 | 0 | 0 | 0 | 1878117 | ok
514 | MAINTENANCE OF MISC STEAM PLANT | LB514 | Energy |  | 156382 |  | 0 | 0 | 0 | 156382 | 0 | 0 | 0 | 0 | 0 | 0 | 0 | 0 | 0 | 0 | 0 | 0 | 0 | 0 | 0 | 0 | 0 | 0 | 0 | 0 | 156382 | ok
| Total Steam Power Generation Maintenance Expense | LBSUB2 |  |  | 9114614 |  | 79141.1792 | 77120.2368 | 69921.4025 | 8888431.1814 | 0 | 0 | 0 | 0 | 0 | 0 | 0 | 0 | 0 | 0 | 0 | 0 | 0 | 0 | 0 | 0 | 0 | 0 | 0 | 0 | 9114614 | ok
| Total Steam Power Generation Expense |  |  |  | 29998493 |  | 6305013.8946 | 6144009.5946 | 5570493.3722 | 11978976.1386 | 0 | 0 | 0 | 0 | 0 | 0 | 0 | 0 | 0 | 0 | 0 | 0 | 0 | 0 | 0 | 0 | 0 | 0 | 0 | 0 | 29998493 | ok
Hydraulic Power Generation Operation Expenses
535 | OPERATION SUPERVISION & ENGINEERING | LB535 | F021 |  | 93075 |  | 32566.8647 | 31735.24 | 28772.8952 | 0 | 0 | 0 | 0 | 0 | 0 | 0 | 0 | 0 | 0 | 0 | 0 | 0 | 0 | 0 | 0 | 0 | 0 | 0 | 0 | 0 | 93075 | ok
536 | WATER FOR POWER | LB536 | PROFIX |  | 0 |  | 0 | 0 | 0 | 0 | 0 | 0 | 0 | 0 | 0 | 0 | 0 | 0 | 0 | 0 | 0 | 0 | 0 | 0 | 0 | 0 | 0 | 0 | 0 | 0 | 0 | ok
537 | HYDRAULIC EXPENSES | LB537 | PROFIX |  | 0 |  | 0 | 0 | 0 | 0 | 0 | 0 | 0 | 0 | 0 | 0 | 0 | 0 | 0 | 0 | 0 | 0 | 0 | 0 | 0 | 0 | 0 | 0 | 0 | 0 | 0 | ok
538 | ELECTRIC EXPENSES | LB538 | PROFIX |  | 336347 |  | 117687.5343 | 114682.2754 | 103977.1903 | 0 | 0 | 0 | 0 | 0 | 0 | 0 | 0 | 0 | 0 | 0 | 0 | 0 | 0 | 0 | 0 | 0 | 0 | 0 | 0 | 0 | 336347 | ok
539 | MISC. HYDRAULIC POWER EXPENSES | LB539 | PROFIX |  | -117581 |  | -41141.4937 | -40090.908 | -36348.5984 | 0 | 0 | 0 | 0 | 0 | 0 | 0 | 0 | 0 | 0 | 0 | 0 | 0 | 0 | 0 | 0 | 0 | 0 | 0 | 0 | 0 | -117581 | ok
540 | RENTS |  | PROFIX |  | 0 |  | 0 | 0 | 0 | 0 | 0 | 0 | 0 | 0 | 0 | 0 | 0 | 0 | 0 | 0 | 0 | 0 | 0 | 0 | 0 | 0 | 0 | 0 | 0 | 0 | 0 | ok
| Total Hydraulic Power Operation Expenses | LBSUB3 |  |  | 311841 |  | 109112.9054 | 106326.6075 | 96401.4872 | 0 | 0 | 0 | 0 | 0 | 0 | 0 | 0 | 0 | 0 | 0 | 0 | 0 | 0 | 0 | 0 | 0 | 0 | 0 | 0 | 0 | 311841 | ok
Hydraulic Power Generation Maintenance Expenses
541 | MAINTENANCE SUPERVISION & ENGINEERING | LB541 | F022 |  | 0 |  | 0 | 0 | 0 | 0 | 0 | 0 | 0 | 0 | 0 | 0 | 0 | 0 | 0 | 0 | 0 | 0 | 0 | 0 | 0 | 0 | 0 | 0 | 0 | 0 | 0 | ok
542 | MAINTENANCE OF STRUCTURES | LB542 | PROFIX |  | 42043 |  | 14710.8106 | 14335.1566 | 12997.0329 | 0 | 0 | 0 | 0 | 0 | 0 | 0 | 0 | 0 | 0 | 0 | 0 | 0 | 0 | 0 | 0 | 0 | 0 | 0 | 0 | 0 | 42043 | ok
543 | MAINT. OF RESERVES, DAMS, AND WATERWAYS | LB543 | PROFIX |  | 54057 |  | 18914.4991 | 18431.5001 | 16711.0008 | 0 | 0 | 0 | 0 | 0 | 0 | 0 | 0 | 0 | 0 | 0 | 0 | 0 | 0 | 0 | 0 | 0 | 0 | 0 | 0 | 0 | 54057 | ok
544 | MAINTENANCE OF ELECTRIC PLANT | LB544 | Energy |  | 168173 |  | 0 | 0 | 0 | 168173 | 0 | 0 | 0 | 0 | 0 | 0 | 0 | 0 | 0 | 0 | 0 | 0 | 0 | 0 | 0 | 0 | 0 | 0 | 0 | 0 | 168173 | ok
545 | MAINTENANCE OF MISC HYDRAULIC PLANT | LB545 | Energy |  | 0 |  | 0 | 0 | 0 | 0 | 0 | 0 | 0 | 0 | 0 | 0 | 0 | 0 | 0 | 0 | 0 | 0 | 0 | 0 | 0 | 0 | 0 | 0 | 0 | 0 | 0 | ok
| Total Hydraulic Power Generation Maint. Expense | LBSUB4 |  |  | 264273 |  | 33625.3097 | 32766.6567 | 29708.0336 | 168173 | 0 | 0 | 0 | 0 | 0 | 0 | 0 | 0 | 0 | 0 | 0 | 0 | 0 | 0 | 0 | 0 | 0 | 0 | 0 | 0 | 264273 | ok
| Total Hydraulic Power Generation Expense |  |  |  | 576114 |  | 142738.2151 | 139093.2641 | 126109.5208 | 168173 | 0 | 0 | 0 | 0 | 0 | 0 | 0 | 0 | 0 | 0 | 0 | 0 | 0 | 0 | 0 | 0 | 0 | 0 | 0 | 0 | 576114 | ok
Labor Expenses (Continued)
Other Power Generation Operation Expense
546 | OPERATION SUPERVISION & ENGINEERING | LB546 | PROFIX |  | 0 |  | 0 | 0 | 0 | 0 | 0 | 0 | 0 | 0 | 0 | 0 | 0 | 0 | 0 | 0 | 0 | 0 | 0 | 0 | 0 | 0 | 0 | 0 | 0 | 0 | 0 | ok
547 | FUEL | LB547 | Energy |  | 0 |  | 0 | 0 | 0 | 0 | 0 | 0 | 0 | 0 | 0 | 0 | 0 | 0 | 0 | 0 | 0 | 0 | 0 | 0 | 0 | 0 | 0 | 0 | 0 | 0 | 0 | ok
548 | GENERATION EXPENSE | LB548 | PROFIX |  | 146403 |  | 51226.2874 | 49918.1773 | 45258.5354 | 0 | 0 | 0 | 0 | 0 | 0 | 0 | 0 | 0 | 0 | 0 | 0 | 0 | 0 | 0 | 0 | 0 | 0 | 0 | 0 | 0 | 146403 | ok
549 | MISC OTHER POWER GENERATION | LB549 | PROFIX |  | 384254 |  | 134450.1536 | 131016.8458 | 118787.0006 | 0 | 0 | 0 | 0 | 0 | 0 | 0 | 0 | 0 | 0 | 0 | 0 | 0 | 0 | 0 | 0 | 0 | 0 | 0 | 0 | 0 | 384254 | ok
550 | RENTS | LB550 | PROFIX |  | 0 |  | 0 | 0 | 0 | 0 | 0 | 0 | 0 | 0 | 0 | 0 | 0 | 0 | 0 | 0 | 0 | 0 | 0 | 0 | 0 | 0 | 0 | 0 | 0 | 0 | 0 | ok
| Total Other Power Generation Expenses | LBSUB5 |  |  | 530657 |  | 185676.4409 | 180935.0231 | 164045.536 | 0 | 0 | 0 | 0 | 0 | 0 | 0 | 0 | 0 | 0 | 0 | 0 | 0 | 0 | 0 | 0 | 0 | 0 | 0 | 0 | 0 | 530657 | ok
Other Power Generation Maintenance Expense
551 | MAINTENANCE SUPERVISION & ENGINEERING | LB551 | PROFIX |  | 0 |  | 0 | 0 | 0 | 0 | 0 | 0 | 0 | 0 | 0 | 0 | 0 | 0 | 0 | 0 | 0 | 0 | 0 | 0 | 0 | 0 | 0 | 0 | 0 | 0 | 0 | ok
552 | MAINTENANCE OF STRUCTURES | LB552 | PROFIX |  | -0.39 |  | -0.13646 | -0.13298 | -0.12056 | 0 | 0 | 0 | 0 | 0 | 0 | 0 | 0 | 0 | 0 | 0 | 0 | 0 | 0 | 0 | 0 | 0 | 0 | 0 | 0 | 0 | -0.39 | ok
553 | MAINTENANCE OF GENERATING & ELEC PLANT | LB553 | PROFIX |  | 217632.39 |  | 76149.3914 | 74204.847 | 67278.1515 | 0 | 0 | 0 | 0 | 0 | 0 | 0 | 0 | 0 | 0 | 0 | 0 | 0 | 0 | 0 | 0 | 0 | 0 | 0 | 0 | 0 | 217632.39 | ok
554 | MAINTENANCE OF MISC OTHER POWER GEN PLT | LB554 | PROFIX |  | 441652 |  | 154533.6658 | 150587.5072 | 136530.827 | 0 | 0 | 0 | 0 | 0 | 0 | 0 | 0 | 0 | 0 | 0 | 0 | 0 | 0 | 0 | 0 | 0 | 0 | 0 | 0 | 0 | 441652 | ok
| Total Other Power Generation Maintenance Expense | LBSUB6 |  |  | 659284 |  | 230682.9208 | 224792.2213 | 203808.858 | 0 | 0 | 0 | 0 | 0 | 0 | 0 | 0 | 0 | 0 | 0 | 0 | 0 | 0 | 0 | 0 | 0 | 0 | 0 | 0 | 0 | 659284 | ok
| Total Other Power Generation Expense |  |  |  | 1189941 |  | 416359.3617 | 405727.2444 | 367854.3939 | 0 | 0 | 0 | 0 | 0 | 0 | 0 | 0 | 0 | 0 | 0 | 0 | 0 | 0 | 0 | 0 | 0 | 0 | 0 | 0 | 0 | 1189941 | ok
| Total Production Expense | LPREX |  |  | 31764548 |  | 6864111.4714 | 6688830.1031 | 6064457.287 | 12147149.1386 | 0 | 0 | 0 | 0 | 0 | 0 | 0 | 0 | 0 | 0 | 0 | 0 | 0 | 0 | 0 | 0 | 0 | 0 | 0 | 0 | 31764548 | ok
Purchased Power
555 | PURCHASED POWER | LB555 | OMPP |  | 0 |  | 0 | 0 | 0 | 0 | 0 | 0 | 0 | 0 | 0 | 0 | 0 | 0 | 0 | 0 | 0 | 0 | 0 | 0 | 0 | 0 | 0 | 0 | 0 | 0 | 0 | ok
556 | SYSTEM CONTROL AND LOAD DISPATCH | LB556 | PROFIX |  | 1042003 |  | 364595.9791 | 355285.6871 | 322121.3338 | 0 | 0 | 0 | 0 | 0 | 0 | 0 | 0 | 0 | 0 | 0 | 0 | 0 | 0 | 0 | 0 | 0 | 0 | 0 | 0 | 0 | 1042003 | ok
557 | OTHER EXPENSES | LB557 | PROFIX |  | 0 |  | 0 | 0 | 0 | 0 | 0 | 0 | 0 | 0 | 0 | 0 | 0 | 0 | 0 | 0 | 0 | 0 | 0 | 0 | 0 | 0 | 0 | 0 | 0 | 0 | 0 | ok
| Total Purchased Power Labor | LBPP |  |  | 1042003 |  | 364595.9791 | 355285.6871 | 322121.3338 | 0 | 0 | 0 | 0 | 0 | 0 | 0 | 0 | 0 | 0 | 0 | 0 | 0 | 0 | 0 | 0 | 0 | 0 | 0 | 0 | 0 | 1042003 | ok
Labor Expenses (Continued)
Transmission Labor Expenses
560 | OPERATION SUPERVISION AND ENG | LB560 | PTRAN |  | 607863 |  | 0 | 0 | 0 | 0 | 0 | 0 | 212690.7558 | 207259.5027 | 187912.7414 | 0 | 0 | 0 | 0 | 0 | 0 | 0 | 0 | 0 | 0 | 0 | 0 | 0 | 0 | 0 | 607863 | ok
561 | LOAD DISPATCHING | LB561 | PTRAN |  | 1288136 |  | 0 | 0 | 0 | 0 | 0 | 0 | 450717.7102 | 439208.221 | 398210.0689 | 0 | 0 | 0 | 0 | 0 | 0 | 0 | 0 | 0 | 0 | 0 | 0 | 0 | 0 | 0 | 1288136 | ok
562 | STATION EXPENSES | LB562 | PTRAN |  | 617058 |  | 0 | 0 | 0 | 0 | 0 | 0 | 215908.0787 | 210394.6683 | 190755.2531 | 0 | 0 | 0 | 0 | 0 | 0 | 0 | 0 | 0 | 0 | 0 | 0 | 0 | 0 | 0 | 617058 | ok
563 | OVERHEAD LINE EXPENSES | LB563 | PTRAN |  | 0 |  | 0 | 0 | 0 | 0 | 0 | 0 | 0 | 0 | 0 | 0 | 0 | 0 | 0 | 0 | 0 | 0 | 0 | 0 | 0 | 0 | 0 | 0 | 0 | 0 | 0 | ok
566 | MISC. TRANSMISSION EXPENSES | LB566 | PTRAN |  | 155807 |  | 0 | 0 | 0 | 0 | 0 | 0 | 54516.7391 | 53124.6043 | 48165.6566 | 0 | 0 | 0 | 0 | 0 | 0 | 0 | 0 | 0 | 0 | 0 | 0 | 0 | 0 | 0 | 155807 | ok
569 | MAINTENACE OF STRUCTURES | LB569 | PTRAN |  | 0 |  | 0 | 0 | 0 | 0 | 0 | 0 | 0 | 0 | 0 | 0 | 0 | 0 | 0 | 0 | 0 | 0 | 0 | 0 | 0 | 0 | 0 | 0 | 0 | 0 | 0 | ok
570 | MAINT OF STATION EQUIPMENT | LB570 | PTRAN |  | 379349 |  | 0 | 0 | 0 | 0 | 0 | 0 | 132733.8982 | 129344.4166 | 117270.6853 | 0 | 0 | 0 | 0 | 0 | 0 | 0 | 0 | 0 | 0 | 0 | 0 | 0 | 0 | 0 | 379349 | ok
571 | MAINT OF OVERHEAD LINES | LB571 | PTRAN |  | 115122 |  | 0 | 0 | 0 | 0 | 0 | 0 | 40281.0916 | 39252.4771 | 35588.4313 | 0 | 0 | 0 | 0 | 0 | 0 | 0 | 0 | 0 | 0 | 0 | 0 | 0 | 0 | 0 | 115122 | ok
573 | MAINT OF MISC. TRANSMISSION PLANT | LB573 | PTRAN |  | 0 |  | 0 | 0 | 0 | 0 | 0 | 0 | 0 | 0 | 0 | 0 | 0 | 0 | 0 | 0 | 0 | 0 | 0 | 0 | 0 | 0 | 0 | 0 | 0 | 0 | 0 | ok
Total Transmission Labor Expenses |  | LBTRAN |  |  | 3163335 | 0 | 0 | 0 | 0 | 0 | 0 | 0 | 1106848.2736 | 1078583.8899 | 977902.8365 | 0 | 0 | 0 | 0 | 0 | 0 | 0 | 0 | 0 | 0 | 0 | 0 | 0 | 0 | 0 | 3163335 | ok
Distribution Operation Labor Expense
580 | OPERATION SUPERVISION AND ENGI | LB580 | F023 |  | 612622 |  | 0 | 0 | 0 | 0 | 0 | 0 | 0 | 0 | 0 | 0 | 115808.5286 | 0 | 64620.8576 | 94091.5214 | 21540.2859 | 31363.8405 | 8582.6721 | 6513.477 | 3091.0869 | 257384.3593 | 9625.3708 | 0 | 0 | 0 | 612622 | ok
581 | LOAD DISPATCHING | LB581 | P362 |  | 571596 |  | 0 | 0 | 0 | 0 | 0 | 0 | 0 | 0 | 0 | 0 | 571596 | 0 | 0 | 0 | 0 | 0 | 0 | 0 | 0 | 0 | 0 | 0 | 0 | 0 | 571596 | ok
582 | STATION EXPENSES | LB582 | P362 |  | 531000 |  | 0 | 0 | 0 | 0 | 0 | 0 | 0 | 0 | 0 | 0 | 531000 | 0 | 0 | 0 | 0 | 0 | 0 | 0 | 0 | 0 | 0 | 0 | 0 | 0 | 531000 | ok
583 | OVERHEAD LINE EXPENSES | LB583 | P365 |  | 1427180 |  | 0 | 0 | 0 | 0 | 0 | 0 | 0 | 0 | 0 | 0 | 0 | 0 | 457696.626 | 612688.374 | 152565.542 | 204229.458 | 0 | 0 | 0 | 0 | 0 | 0 | 0 | 0 | 1427180 | ok
584 | UNDERGROUND LINE EXPENSES | LB584 | P367 |  | 79600 |  | 0 | 0 | 0 | 0 | 0 | 0 | 0 | 0 | 0 | 0 | 0 | 0 | 17915.97 | 41784.03 | 5971.99 | 13928.01 | 0 | 0 | 0 | 0 | 0 | 0 | 0 | 0 | 79600 | ok
585 | STREET LIGHTING EXPENSE | LB585 | P373 |  | 0 |  | 0 | 0 | 0 | 0 | 0 | 0 | 0 | 0 | 0 | 0 | 0 | 0 | 0 | 0 | 0 | 0 | 0 | 0 | 0 | 0 | 0 | 0 | 0 | 0 | 0 | ok
586 | METER EXPENSES | LB586 | P370 |  | 2747434 |  | 0 | 0 | 0 | 0 | 0 | 0 | 0 | 0 | 0 | 0 | 0 | 0 | 0 | 0 | 0 | 0 | 0 | 0 | 0 | 2747434 | 0 | 0 | 0 | 0 | 2747434 | ok
586 | METER EXPENSES - LOAD MANAGEMENT | LB586x | F012 |  | 0 |  | 0 | 0 | 0 | 0 | 0 | 0 | 0 | 0 | 0 | 0 | 0 | 0 | 0 | 0 | 0 | 0 | 0 | 0 | 0 | 0 | 0 | 0 | 0 | 0 | 0 | ok
587 | CUSTOMER INSTALLATIONS EXPENSE | LB587 | P371 |  | 0 |  | 0 | 0 | 0 | 0 | 0 | 0 | 0 | 0 | 0 | 0 | 0 | 0 | 0 | 0 | 0 | 0 | 0 | 0 | 0 | 0 | 0 | 0 | 0 | 0 | 0 | ok
588 | MISCELLANEOUS DISTRIBUTION EXP | LB588 | PDIST |  | 1287978 |  | 0 | 0 | 0 | 0 | 0 | 0 | 0 | 0 | 0 | 0 | 153518.0825 | 0 | 225295.7928 | 366088.7449 | 75098.5976 | 122029.5816 | 93091.7218 | 70648.2523 | 33527.3906 | 44278.5112 | 104401.3246 | 0 | 0 | 0 | 1287978 | ok
589 | RENTS | LB589 | PDIST |  | 0 |  | 0 | 0 | 0 | 0 | 0 | 0 | 0 | 0 | 0 | 0 | 0 | 0 | 0 | 0 | 0 | 0 | 0 | 0 | 0 | 0 | 0 | 0 | 0 | 0 | 0 | ok
Total Distribution Operation Labor Expense |  | LBDO |  |  | 7257410 | 0 | 0 | 0 | 0 | 0 | 0 | 0 | 0 | 0 | 0 | 0 | 1371922.6112 | 0 | 765529.2463 | 1114652.6703 | 255176.4154 | 371550.8901 | 101674.3939 | 77161.7293 | 36618.4775 | 3049096.8705 | 114026.6954 | 0 | 0 | 0 | 7257410 | ok
Labor Expenses (Continued)
Distribution Maintenance Labor Expense
590 | MAINTENANCE SUPERVISION AND EN | LB590 | F024 |  | 0 |  | 0 | 0 | 0 | 0 | 0 | 0 | 0 | 0 | 0 | 0 | 0 | 0 | 0 | 0 | 0 | 0 | 0 | 0 | 0 | 0 | 0 | 0 | 0 | 0 | 0 | ok
591 | MAINTENANCE OF STRUCTURES | LB591 | P362 |  | 0 |  | 0 | 0 | 0 | 0 | 0 | 0 | 0 | 0 | 0 | 0 | 0 | 0 | 0 | 0 | 0 | 0 | 0 | 0 | 0 | 0 | 0 | 0 | 0 | 0 | 0 | ok
592 | MAINTENANCE OF STATION EQUIPME | LB592 | P362 |  | 341322 |  | 0 | 0 | 0 | 0 | 0 | 0 | 0 | 0 | 0 | 0 | 341322 | 0 | 0 | 0 | 0 | 0 | 0 | 0 | 0 | 0 | 0 | 0 | 0 | 0 | 341322 | ok
593 | MAINTENANCE OF OVERHEAD LINES | LB593 | P365 |  | 2954783 |  | 0 | 0 | 0 | 0 | 0 | 0 | 0 | 0 | 0 | 0 | 0 | 0 | 947598.9081 | 1268488.3419 | 315866.3027 | 422829.4473 | 0 | 0 | 0 | 0 | 0 | 0 | 0 | 0 | 2954783 | ok
594 | MAINTENANCE OF UNDERGROUND LIN | LB594 | P367 |  | 652400 |  | 0 | 0 | 0 | 0 | 0 | 0 | 0 | 0 | 0 | 0 | 0 | 0 | 146838.93 | 342461.07 | 48946.31 | 114153.69 | 0 | 0 | 0 | 0 | 0 | 0 | 0 | 0 | 652400 | ok
595 | MAINTENANCE OF LINE TRANSFORME | LB595 | P368 |  | 118392 |  | 0 | 0 | 0 | 0 | 0 | 0 | 0 | 0 | 0 | 0 | 0 | 0 | 0 | 0 | 0 | 0 | 67309.8624 | 51082.1376 | 0 | 0 | 0 | 0 | 0 | 0 | 118392 | ok
596 | MAINTENANCE OF ST LIGHTS & SIG SYSTEMS | LB596 | P373 |  | 29000 |  | 0 | 0 | 0 | 0 | 0 | 0 | 0 | 0 | 0 | 0 | 0 | 0 | 0 | 0 | 0 | 0 | 0 | 0 | 0 | 0 | 29000 | 0 | 0 | 0 | 29000 | ok
597 | MAINTENANCE OF METERS | LB597 | P370 |  | 0 |  | 0 | 0 | 0 | 0 | 0 | 0 | 0 | 0 | 0 | 0 | 0 | 0 | 0 | 0 | 0 | 0 | 0 | 0 | 0 | 0 | 0 | 0 | 0 | 0 | 0 | ok
598 | MAINTENANCE OF MISC DISTR PLANT | LB598 | PDIST |  | 54139 |  | 0 | 0 | 0 | 0 | 0 | 0 | 0 | 0 | 0 | 0 | 6452.9949 | 0 | 9470.1066 | 15388.212 | 3156.7022 | 5129.404 | 3913.027 | 2969.6359 | 1409.2938 | 1861.2075 | 4388.416 | 0 | 0 | 0 | 54139 | ok
Total Distribution Maintenance Labor Expense |  | LBDM |  |  | 4150036 | 0 | 0 | 0 | 0 | 0 | 0 | 0 | 0 | 0 | 0 | 0 | 347774.9949 | 0 | 1103907.9447 | 1626337.6239 | 367969.3149 | 542112.5413 | 71222.8894 | 54051.7735 | 1409.2938 | 1861.2075 | 33388.416 | 0 | 0 | 0 | 4150036 | ok
Total Distribution Operation and Maintenance Labor Expenses |  |  | PDIST |  | 11407446 | 0 | 0 | 0 | 0 | 0 | 0 | 0 | 0 | 0 | 0 | 0 | 1719697.6061 | 0 | 1869437.191 | 2740990.2943 | 623145.7303 | 913663.4314 | 172897.2833 | 131213.5028 | 38027.7713 | 3050958.078 | 147415.1115 | 0 | 0 | 0 | 11407446 | ok
Transmission and Distribution Labor Expenses |  |  |  |  | 14570781 | 0 | 0 | 0 | 0 | 0 | 0 | 0 | 1106848.2736 | 1078583.8899 | 977902.8365 | 0 | 1719697.6061 | 0 | 1869437.191 | 2740990.2943 | 623145.7303 | 913663.4314 | 172897.2833 | 131213.5028 | 38027.7713 | 3050958.078 | 147415.1115 | 0 | 0 | 0 | 14570781 | ok
Production, Transmission and Distribution Labor Expenses |  | LBSUB |  |  | 47377332 | 0 | 7228707.4505 | 7044115.7902 | 6386578.6207 | 12147149.1386 | 0 | 0 | 1106848.2736 | 1078583.8899 | 977902.8365 | 0 | 1719697.6061 | 0 | 1869437.191 | 2740990.2943 | 623145.7303 | 913663.4314 | 172897.2833 | 131213.5028 | 38027.7713 | 3050958.078 | 147415.1115 | 0 | 0 | 0 | 47377332 | ok
Customer Accounts Expense
901 | SUPERVISION/CUSTOMER ACCTS | LB901 | F025 |  | 764400.45 |  | 0 | 0 | 0 | 0 | 0 | 0 | 0 | 0 | 0 | 0 | 0 | 0 | 0 | 0 | 0 | 0 | 0 | 0 | 0 | 0 | 0 | 764400.45 | 0 | 0 | 764400.45 | ok
902 | METER READING EXPENSES | LB902 | F025 |  | 303454.8 |  | 0 | 0 | 0 | 0 | 0 | 0 | 0 | 0 | 0 | 0 | 0 | 0 | 0 | 0 | 0 | 0 | 0 | 0 | 0 | 0 | 0 | 303454.8 | 0 | 0 | 303454.8 | ok
903 | RECORDS AND COLLECTION | LB903 | F025 |  | 3128336.2 |  | 0 | 0 | 0 | 0 | 0 | 0 | 0 | 0 | 0 | 0 | 0 | 0 | 0 | 0 | 0 | 0 | 0 | 0 | 0 | 0 | 0 | 3128336.2 | 0 | 0 | 3128336.2 | ok
904 | UNCOLLECTIBLE ACCOUNTS | LB904 | F025 |  | 0 |  | 0 | 0 | 0 | 0 | 0 | 0 | 0 | 0 | 0 | 0 | 0 | 0 | 0 | 0 | 0 | 0 | 0 | 0 | 0 | 0 | 0 | 0 | 0 | 0 | 0 | ok
905 | MISC CUST ACCOUNTS | LB903 | F025 |  | 14890.15 |  | 0 | 0 | 0 | 0 | 0 | 0 | 0 | 0 | 0 | 0 | 0 | 0 | 0 | 0 | 0 | 0 | 0 | 0 | 0 | 0 | 0 | 14890.15 | 0 | 0 | 14890.15 | ok
Total Customer Accounts Labor Expense |  | LBCA |  |  | 4211081.6 | 0 | 0 | 0 | 0 | 0 | 0 | 0 | 0 | 0 | 0 | 0 | 0 | 0 | 0 | 0 | 0 | 0 | 0 | 0 | 0 | 0 | 0 | 4211081.6 | 0 | 0 | 4211081.6 | ok
Customer Service Expense
907 | SUPERVISION | LB907 | F026 |  | 149017 |  | 0 | 0 | 0 | 0 | 0 | 0 | 0 | 0 | 0 | 0 | 0 | 0 | 0 | 0 | 0 | 0 | 0 | 0 | 0 | 0 | 0 | 0 | 149017 | 0 | 149017 | ok
908 | CUSTOMER ASSISTANCE EXPENSES | LB908 | F026 |  | 754932.44 |  | 0 | 0 | 0 | 0 | 0 | 0 | 0 | 0 | 0 | 0 | 0 | 0 | 0 | 0 | 0 | 0 | 0 | 0 | 0 | 0 | 0 | 0 | 754932.44 | 0 | 754932.44 | ok
908 | CUSTOMER ASSISTANCE EXP-LOAD MGMT | LB908x | F026 |  | 0 |  | 0 | 0 | 0 | 0 | 0 | 0 | 0 | 0 | 0 | 0 | 0 | 0 | 0 | 0 | 0 | 0 | 0 | 0 | 0 | 0 | 0 | 0 | 0 | 0 | 0 | ok
909 | INFORMATIONAL AND INSTRUCTIONA | LB909 | F026 |  | 0 |  | 0 | 0 | 0 | 0 | 0 | 0 | 0 | 0 | 0 | 0 | 0 | 0 | 0 | 0 | 0 | 0 | 0 | 0 | 0 | 0 | 0 | 0 | 0 | 0 | 0 | ok
909 | INFORM AND INSTRUC -LOAD MGMT | LB909x | F026 |  | 0 |  | 0 | 0 | 0 | 0 | 0 | 0 | 0 | 0 | 0 | 0 | 0 | 0 | 0 | 0 | 0 | 0 | 0 | 0 | 0 | 0 | 0 | 0 | 0 | 0 | 0 | ok
910 | MISCELLANEOUS CUSTOMER SERVICE | LB910 | F026 |  | 0 |  | 0 | 0 | 0 | 0 | 0 | 0 | 0 | 0 | 0 | 0 | 0 | 0 | 0 | 0 | 0 | 0 | 0 | 0 | 0 | 0 | 0 | 0 | 0 | 0 | 0 | ok
911 | DEMONSTRATION AND SELLING EXP | LB911 | F026 |  | 0 |  | 0 | 0 | 0 | 0 | 0 | 0 | 0 | 0 | 0 | 0 | 0 | 0 | 0 | 0 | 0 | 0 | 0 | 0 | 0 | 0 | 0 | 0 | 0 | 0 | 0 | ok
912 | DEMONSTRATION AND SELLING EXP | LB912 | F026 |  | 0 |  | 0 | 0 | 0 | 0 | 0 | 0 | 0 | 0 | 0 | 0 | 0 | 0 | 0 | 0 | 0 | 0 | 0 | 0 | 0 | 0 | 0 | 0 | 0 | 0 | 0 | ok
913 | WATER HEATER - HEAT PUMP PROGRAM | LB913 | F026 |  | 0 |  | 0 | 0 | 0 | 0 | 0 | 0 | 0 | 0 | 0 | 0 | 0 | 0 | 0 | 0 | 0 | 0 | 0 | 0 | 0 | 0 | 0 | 0 | 0 | 0 | 0 | ok
915 | MDSE-JOBBING-CONTRACT | LB915 | F026 |  | 0 |  | 0 | 0 | 0 | 0 | 0 | 0 | 0 | 0 | 0 | 0 | 0 | 0 | 0 | 0 | 0 | 0 | 0 | 0 | 0 | 0 | 0 | 0 | 0 | 0 | 0 | ok
916 | MISC SALES EXPENSE | LB916 | F026 |  | 0 |  | 0 | 0 | 0 | 0 | 0 | 0 | 0 | 0 | 0 | 0 | 0 | 0 | 0 | 0 | 0 | 0 | 0 | 0 | 0 | 0 | 0 | 0 | 0 | 0 | 0 | ok
Total Customer Service Labor Expense |  | LBCS |  |  | 903949.44 | 0 | 0 | 0 | 0 | 0 | 0 | 0 | 0 | 0 | 0 | 0 | 0 | 0 | 0 | 0 | 0 | 0 | 0 | 0 | 0 | 0 | 0 | 0 | 903949.44 | 0 | 903949.44 | ok
Sub-Total Labor Exp |  | LBSUB7 |  |  | 52492363.04 |  | 7228707.4505 | 7044115.7902 | 6386578.6207 | 12147149.1386 | 0 | 0 | 1106848.2736 | 1078583.8899 | 977902.8365 | 0 | 1719697.6061 | 0 | 1869437.191 | 2740990.2943 | 623145.7303 | 913663.4314 | 172897.2833 | 131213.5028 | 38027.7713 | 3050958.078 | 147415.1115 | 4211081.6 | 903949.44 | 0 | 52492363.04 | ok
Labor Expenses (Continued)
Administrative and General Expense
920 | ADMIN. & GEN. SALARIES- | LB920 | LBSUB7 |  | 20832253.74 |  | 2868803.3668 | 2795545.8474 | 2534593.961 | 4820748.7417 | 0 | 0 | 439266.6428 | 428049.5671 | 388093.0262 | 0 | 682483.5997 | 0 | 741909.6352 | 1087796.4336 | 247303.2117 | 362598.8112 | 68616.459 | 52073.727 | 15091.7988 | 1210811.0428 | 58503.539 | 1671220.6373 | 358743.6917 | 0 | 20832253.74 | ok
921 | OFFICE SUPPLIES AND EXPENSES | LB920 | LBSUB7 |  | 0 |  | 0 | 0 | 0 | 0 | 0 | 0 | 0 | 0 | 0 | 0 | 0 | 0 | 0 | 0 | 0 | 0 | 0 | 0 | 0 | 0 | 0 | 0 | 0 | 0 | 0 | ok
922 | ADMIN. EXPENSES TRANSFERRED - CREDIT | LB922 | LBSUB7 |  | -2334087.5 |  | -321426.4842 | -313218.5648 | -283980.992 | -540126.3598 | 0 | 0 | -49216.3159 | -47959.5322 | -43482.7212 | 0 | -76466.8316 | 0 | -83125.0439 | -121878.8946 | -27708.348 | -40626.2982 | -7687.9257 | -5834.4448 | -1690.9154 | -135661.6982 | -6554.8539 | -187246.9128 | -40194.3629 | 0 | -2334087.5 | ok
923 | OUTSIDE SERVICES EMPLOYED | LB923 | LBSUB7 |  | 0 |  | 0 | 0 | 0 | 0 | 0 | 0 | 0 | 0 | 0 | 0 | 0 | 0 | 0 | 0 | 0 | 0 | 0 | 0 | 0 | 0 | 0 | 0 | 0 | 0 | 0 | ok
924 | PROPERTY INSURANCE | LB924 | TUP |  | 0 |  | 0 | 0 | 0 | 0 | 0 | 0 | 0 | 0 | 0 | 0 | 0 | 0 | 0 | 0 | 0 | 0 | 0 | 0 | 0 | 0 | 0 | 0 | 0 | 0 | 0 | ok
925 | INJURIES AND DAMAGES - INSURAN | LB925 | LBSUB7 |  | 34505 |  | 4751.6731 | 4630.3348 | 4198.1135 | 7984.7307 | 0 | 0 | 727.5687 | 708.9896 | 642.8085 | 0 | 1130.4152 | 0 | 1228.8441 | 1801.7453 | 409.6147 | 600.5818 | 113.6512 | 86.2511 | 24.9969 | 2005.4976 | 96.9009 | 2768.0859 | 594.1964 | 0 | 34505 | ok
926 | EMPLOYEE BENEFITS | LB926 | LBSUB7 |  | 0 |  | 0 | 0 | 0 | 0 | 0 | 0 | 0 | 0 | 0 | 0 | 0 | 0 | 0 | 0 | 0 | 0 | 0 | 0 | 0 | 0 | 0 | 0 | 0 | 0 | 0 | ok
928 | REGULATORY COMMISSION FEES | LB928 | TUP |  | 0 |  | 0 | 0 | 0 | 0 | 0 | 0 | 0 | 0 | 0 | 0 | 0 | 0 | 0 | 0 | 0 | 0 | 0 | 0 | 0 | 0 | 0 | 0 | 0 | 0 | 0 | ok
929 | DUPLICATE CHARGES-CR | LB929 | LBSUB7 |  | 0 |  | 0 | 0 | 0 | 0 | 0 | 0 | 0 | 0 | 0 | 0 | 0 | 0 | 0 | 0 | 0 | 0 | 0 | 0 | 0 | 0 | 0 | 0 | 0 | 0 | 0 | ok
930 | MISCELLANEOUS GENERAL EXPENSES | LB930 | LBSUB7 |  | 0 |  | 0 | 0 | 0 | 0 | 0 | 0 | 0 | 0 | 0 | 0 | 0 | 0 | 0 | 0 | 0 | 0 | 0 | 0 | 0 | 0 | 0 | 0 | 0 | 0 | 0 | ok
931 | RENTS AND LEASES | LB931 | PGP |  | 0 |  | 0 | 0 | 0 | 0 | 0 | 0 | 0 | 0 | 0 | 0 | 0 | 0 | 0 | 0 | 0 | 0 | 0 | 0 | 0 | 0 | 0 | 0 | 0 | 0 | 0 | ok
935 | MAINTENANCE OF GENERAL PLANT | LB932 | PGP |  | 633633.7 |  | 129586.0508 | 126276.9524 | 114489.5553 | 0 | 0 | 0 | 23202.6111 | 22610.1112 | 20499.5569 | 0 | 23477.3281 | 0 | 34454.2034 | 55985.4932 | 11484.7345 | 18661.8311 | 14236.4004 | 10804.1487 | 5127.3019 | 6771.4573 | 15965.9638 | 0 | 0 | 0 | 633633.7 | ok
Total Administrative and General Expense |  | LBAG |  |  | 19166304.94 | 0 | 2681714.6065 | 2613234.5698 | 2369300.6378 | 4288607.1126 | 0 | 0 | 413980.5067 | 403409.1356 | 365752.6704 | 0 | 630624.5114 | 0 | 694467.6388 | 1023704.7776 | 231489.2129 | 341234.9259 | 75278.5849 | 57129.682 | 18553.1822 | 1083926.2994 | 68011.5498 | 1486741.8104 | 319143.5252 | 0 | 19166304.94 | ok
Total Operation and Maintenance Expenses |  | TLB |  |  | 71658667.98 |  | 9910422.057 | 9657350.36 | 8755879.2585 | 16435756.2511 | 0 | 0 | 1520828.7803 | 1481993.0256 | 1343655.5069 | 0 | 2350322.1174 | 0 | 2563904.8299 | 3764695.0718 | 854634.9433 | 1254898.3573 | 248175.8682 | 188343.1848 | 56580.9535 | 4134884.3774 | 215426.6613 | 5697823.4104 | 1223092.9652 | 0 | 71658667.98 | ok
Operation and Maintenance Expenses Less Purchase Power |  | LBLPP |  |  | 71658667.98 | 0 | 9910422.057 | 9657350.36 | 8755879.2585 | 16435756.2511 | 0 | 0 | 1520828.7803 | 1481993.0256 | 1343655.5069 | 0 | 2350322.1174 | 0 | 2563904.8299 | 3764695.0718 | 854634.9433 | 1254898.3573 | 248175.8682 | 188343.1848 | 56580.9535 | 4134884.3774 | 215426.6613 | 5697823.4104 | 1223092.9652 | 0 | 71658667.98 | ok
Other Expenses
Depreciation Expenses
Steam Production |  | DEPRTP | PPRTL |  | 42844544.9738 |  | 14991270.49 | 14608454.6783 | 13244819.8055 | 0 | 0 | 0 | 0 | 0 | 0 | 0 | 0 | 0 | 0 | 0 | 0 | 0 | 0 | 0 | 0 | 0 | 0 | 0 | 0 | 0 | 42844544.9738 | ok
Hydraulic Production |  | DEPRDP1 | PPRTL |  | 3008696.5984 |  | 1052740.426 | 1025857.7358 | 930098.4365 | 0 | 0 | 0 | 0 | 0 | 0 | 0 | 0 | 0 | 0 | 0 | 0 | 0 | 0 | 0 | 0 | 0 | 0 | 0 | 0 | 0 | 3008696.5984 | ok
Other Production |  | DEPRDP2 | PPRTL |  | 13075885.4344 |  | 4575241.3887 | 4458408.4126 | 4042235.6331 | 0 | 0 | 0 | 0 | 0 | 0 | 0 | 0 | 0 | 0 | 0 | 0 | 0 | 0 | 0 | 0 | 0 | 0 | 0 | 0 | 0 | 13075885.4344 | ok
Transmission - Kentucky System Property |  | DEPRDP3 | PTRAN |  | 7793675.24 |  | 0 | 0 | 0 | 0 | 0 | 0 | 2727000.4549 | 2657364.0026 | 2409310.7825 | 0 | 0 | 0 | 0 | 0 | 0 | 0 | 0 | 0 | 0 | 0 | 0 | 0 | 0 | 0 | 7793675.24 | ok
Transmission - Virginia Property |  | DEPRDP4 | PTRAN |  | 0 |  | 0 | 0 | 0 | 0 | 0 | 0 | 0 | 0 | 0 | 0 | 0 | 0 | 0 | 0 | 0 | 0 | 0 | 0 | 0 | 0 | 0 | 0 | 0 | 0 | 0 | ok
Distribution |  | DEPRDP5 | PDIST |  | 32646419.5437 |  | 0 | 0 | 0 | 0 | 0 | 0 | 0 | 0 | 0 | 0 | 3891227.7455 | 0 | 5710579.6623 | 9279263.122 | 1903526.5541 | 3093087.7073 | 2359598.8479 | 1790723.5097 | 849819.8426 | 1122328.8388 | 2646263.7135 | 0 | 0 | 0 | 32646419.5437 | ok
General & Common Plant |  | DEPRDP6 | PGP |  | 17849213.0547 |  | 3650388.2759 | 3557172.2705 | 3225125.9135 | 0 | 0 | 0 | 653608.463 | 636917.9727 | 577464.4865 | 0 | 661347.1326 | 0 | 970561.4095 | 1577089.4073 | 323520.4698 | 525696.4691 | 401033.8213 | 304348.6365 | 144434.0843 | 190749.2976 | 449754.9446 | 0 | 0 | 0 | 17849213.0547 | ok
Intangible Plant |  | DEPRAADJ | PINT |  | 0 |  | 0 | 0 | 0 | 0 | 0 | 0 | 0 | 0 | 0 | 0 | 0 | 0 | 0 | 0 | 0 | 0 | 0 | 0 | 0 | 0 | 0 | 0 | 0 | 0 | 0 | ok
Total Depreciation Expense |  | TDEPR |  |  | 117218434.845 |  | 24269640.5805 | 23649893.0973 | 21442279.7887 | 0 | 0 | 0 | 3380608.9179 | 3294281.9753 | 2986775.269 | 0 | 4552574.8781 | 0 | 6681141.0718 | 10856352.5292 | 2227047.0239 | 3618784.1764 | 2760632.6692 | 2095072.1461 | 994253.9268 | 1313078.1365 | 3096018.6582 | 0 | 0 | 0 | 117218434.845 | ok
Regulatory Credits
| Production | RCTNP | F017 |  | 0 |  | 0 | 0 | 0 | 0 | 0 | 0 | 0 | 0 | 0 | 0 | 0 | 0 | 0 | 0 | 0 | 0 | 0 | 0 | 0 | 0 | 0 | 0 | 0 | 0 | 0 | ok
| Transmission | RCTNT | PTRAN |  | 0 |  | 0 | 0 | 0 | 0 | 0 | 0 | 0 | 0 | 0 | 0 | 0 | 0 | 0 | 0 | 0 | 0 | 0 | 0 | 0 | 0 | 0 | 0 | 0 | 0 | 0 | ok
| Distribution | RDTND | PDIST |  | 0 |  | 0 | 0 | 0 | 0 | 0 | 0 | 0 | 0 | 0 | 0 | 0 | 0 | 0 | 0 | 0 | 0 | 0 | 0 | 0 | 0 | 0 | 0 | 0 | 0 | 0 | ok
| Common | RCTNC | PGP |  | 0 |  | 0 | 0 | 0 | 0 | 0 | 0 | 0 | 0 | 0 | 0 | 0 | 0 | 0 | 0 | 0 | 0 | 0 | 0 | 0 | 0 | 0 | 0 | 0 | 0 | 0 | ok
Total Regulatory Credits |  | TRCTN |  |  | 0 |  | 0 | 0 | 0 | 0 | 0 | 0 | 0 | 0 | 0 | 0 | 0 | 0 | 0 | 0 | 0 | 0 | 0 | 0 | 0 | 0 | 0 | 0 | 0 | 0 | 0 | ok
Accretion Expense
| Production | ACRTNP | F017 |  | 0 |  | 0 | 0 | 0 | 0 | 0 | 0 | 0 | 0 | 0 | 0 | 0 | 0 | 0 | 0 | 0 | 0 | 0 | 0 | 0 | 0 | 0 | 0 | 0 | 0 | 0 | ok
| Transmission | ACRTNT | PTRAN |  | 0 |  | 0 | 0 | 0 | 0 | 0 | 0 | 0 | 0 | 0 | 0 | 0 | 0 | 0 | 0 | 0 | 0 | 0 | 0 | 0 | 0 | 0 | 0 | 0 | 0 | 0 | ok
| Distribution | ACRTND | PDIST |  | 0 |  | 0 | 0 | 0 | 0 | 0 | 0 | 0 | 0 | 0 | 0 | 0 | 0 | 0 | 0 | 0 | 0 | 0 | 0 | 0 | 0 | 0 | 0 | 0 | 0 | 0 | ok
| Common | ACRTNC | PGP |  | 0 |  | 0 | 0 | 0 | 0 | 0 | 0 | 0 | 0 | 0 | 0 | 0 | 0 | 0 | 0 | 0 | 0 | 0 | 0 | 0 | 0 | 0 | 0 | 0 | 0 | 0 | ok
Total Accretion Expense |  | TACRTN |  |  | 0 |  | 0 | 0 | 0 | 0 | 0 | 0 | 0 | 0 | 0 | 0 | 0 | 0 | 0 | 0 | 0 | 0 | 0 | 0 | 0 | 0 | 0 | 0 | 0 | 0 | 0 | ok
Property Taxes & Other |  | PTAX | TUP |  | 29879058.31 |  | 6115271.7487 | 5959112.6881 | 5402855.7772 | 0 | 0 | 0 | 1084227.1634 | 1056540.4305 | 957917.0369 | 0 | 1108869.2594 | 0 | 1627323.4708 | 2644278.4382 | 542441.1569 | 881426.1461 | 672406.448 | 510296.0767 | 242170.1224 | 319826.0368 | 754096.31 | 0 | 0 | 0 | 29879058.31 | ok
Amortization of Investment Tax Credit |  | OTAX | TUP |  | -1214862 | 600157 | -248642.7514 | -242293.4312 | -219676.407 | 0 | 0 | 0 | -44083.9322 | -42958.2086 | -38948.2491 | 0 | -45085.8629 | 0 | -66165.8552 | -107514.5461 | -22055.2851 | -35838.182 | -27339.5846 | -20748.2882 | -9846.4709 | -13003.9071 | -30661.0383 | 0 | 0 | 0 | -1214862 | ok
Gain on Disposition of Allowances |  | OT | TUP |  | 0 | 600157 | 0 | 0 | 0 | 0 | 0 | 0 | 0 | 0 | 0 | 0 | 0 | 0 | 0 | 0 | 0 | 0 | 0 | 0 | 0 | 0 | 0 | 0 | 0 | 0 | 0 | ok
Interest |  | INTLTD | TUP |  | 54657992.5203 |  | 11186713.9196 | 10901050.9419 | 9883485.8714 | 0 | 0 | 0 | 1983385.1379 | 1932737.5832 | 1752325.0464 | 0 | 2028463.1147 | 0 | 2976875.4147 | 4837199.0039 | 992291.8049 | 1612399.668 | 1230038.3173 | 933488.5608 | 443003.6784 | 585060.2435 | 1379474.2137 | 0 | 0 | 0 | 54657992.5203 | ok
Other Deductions |  | DEDUCT | TUP |  | 0 |  | 0 | 0 | 0 | 0 | 0 | 0 | 0 | 0 | 0 | 0 | 0 | 0 | 0 | 0 | 0 | 0 | 0 | 0 | 0 | 0 | 0 | 0 | 0 | 0 | 0 | ok
Total Other Expenses |  | TOE |  |  | 200540623.6753 |  | 41322983.4975 | 40267763.296 | 36508945.0302 | 0 | 0 | 0 | 6404137.287 | 6240601.7804 | 5658069.1031 | 0 | 7644821.3893 | 0 | 11219174.1021 | 18230315.4252 | 3739724.7007 | 6076771.8084 | 4635737.8499 | 3518108.4954 | 1669581.2567 | 2204960.5097 | 5198928.1436 | 0 | 0 | 0 | 200540623.6753 | ok
Total Cost of Service (O&M + Other Expenses) |  |  |  |  | 899133275.4554 | 0 | 80246047.4616 | 78196891.2002 | 70897555.9773 | 476121957.2725 | 0 | 0 | 13728022.5785 | 13377464.9584 | 12128737.5517 | 0 | 14393273.4723 | 0 | 25110228.0445 | 38059422.995 | 8370076.0148 | 12686474.3317 | 5656214.0764 | 4292558.259 | 1916131.7449 | 15211292.9785 | 6426372.5495 | 19571803.8444 | 2742750.1443 | 0 | 899133275.4554 | ok
External Functional Vectors
Station Equipment |  | F001 |  |  | 1 |  | 0 | 0 | 0 | 0 | 0 | 0 | 0 | 0 | 0 | 0 | 1 | 0 | 0 | 0 | 0 | 0 | 0 | 0 | 0 | 0 | 0 | 0 | 0 | 0 | 1 | ok
Poles, Towers and Fixtures |  | F002 |  |  | 1 |  | 0 | 0 | 0 | 0 | 0 | 0 | 0 | 0 | 0 | 0 | 0 | 0 | 0.3207 | 0.4293 | 0.1069 | 0.1431 | 0 | 0 | 0 | 0 | 0 | 0 | 0 | 0 | 1 | ok
Overhead Conductors and Devices |  | F003 |  |  | 1 |  | 0 | 0 | 0 | 0 | 0 | 0 | 0 | 0 | 0 | 0 | 0 | 0 | 0.3207 | 0.4293 | 0.1069 | 0.1431 | 0 | 0 | 0 | 0 | 0 | 0 | 0 | 0 | 1 | ok
Underground Conductors and Devices |  | F004 |  |  | 1 |  | 0 | 0 | 0 | 0 | 0 | 0 | 0 | 0 | 0 | 0 | 0 | 0 | 0.22507 | 0.52492 | 0.075025 | 0.17497 | 0 | 0 | 0 | 0 | 0 | 0 | 0 | 0 | 1 | ok
Line Transformers |  | F005 |  |  | 1 |  | 0 | 0 | 0 | 0 | 0 | 0 | 0 | 0 | 0 | 0 | 0 | 0 | 0 | 0 | 0 | 0 | 0.56853 | 0.43147 | 0 | 0 | 0 | 0 | 0 | 0 | 1 | ok
Services |  | F006 |  |  | 1 |  | 0 | 0 | 0 | 0 | 0 | 0 | 0 | 0 | 0 | 0 | 0 | 0 | 0 | 0 | 0 | 0 | 0 | 0 | 1 | 0 | 0 | 0 | 0 | 0 | 1 | ok
Meters |  | F007 |  |  | 1 |  | 0 | 0 | 0 | 0 | 0 | 0 | 0 | 0 | 0 | 0 | 0 | 0 | 0 | 0 | 0 | 0 | 0 | 0 | 0 | 1 | 0 | 0 | 0 | 0 | 1 | ok
Street Lighting |  | F008 |  |  | 1 |  | 0 | 0 | 0 | 0 | 0 | 0 | 0 | 0 | 0 | 0 | 0 | 0 | 0 | 0 | 0 | 0 | 0 | 0 | 0 | 0 | 1 | 0 | 0 | 0 | 1 | ok
Meter Reading |  | F009 |  |  | 1 |  | 0 | 0 | 0 | 0 | 0 | 0 | 0 | 0 | 0 | 0 | 0 | 0 | 0 | 0 | 0 | 0 | 0 | 0 | 0 | 0 | 0 | 0 | 1 | 0 | 1 | ok
Billing |  | F010 |  |  | 1 |  | 0 | 0 | 0 | 0 | 0 | 0 | 0 | 0 | 0 | 0 | 0 | 0 | 0 | 0 | 0 | 0 | 0 | 0 | 0 | 0 | 0 | 0 | 1 | 0 | 1 | ok
Transmission |  | F011 |  |  | 1 |  | 0 | 0 | 0 | 0 | 0 | 0 | 0.3499 | 0.34096 | 0.30914 | 0 | 0 | 0 | 0 | 0 | 0 | 0 | 0 | 0 | 0 | 0 | 0 | 0 | 0 | 0 | 1 | ok
Load Management |  | F012 |  |  | 1 |  | 0 | 0 | 0 | 0 | 0 | 0 | 0 | 0 | 0 | 0 | 0 | 0 | 0 | 0 | 0 | 0 | 0 | 0 | 0 | 0 | 0 | 0 | 0 | 1 | 1 | ok
Production Plant |  | F017 |  |  | 1 |  | 0.3499 | 0.34096 | 0.30914 | 0 | 0 | 0 | 0 | 0 | 0 | 0 | 0 | 0 | 0 | 0 | 0 | 0 | 0 | 0 | 0 | 0 | 0 | 0 | 0 | 0 | 1 | ok
Provar |  | PROVAR |  |  | 1 |  | 0 | 0 | 0 | 1 | 0 | 0 | 0 | 0 | 0 | 0 | 0 | 0 | 0 | 0 | 0 | 0 | 0 | 0 | 0 | 0 | 0 | 0 | 0 | 0 | 1 | ok
Fuel |  | F018 |  |  | 1 |  | 0 | 0 | 0 | 1 | 0 | 0 | 0 | 0 | 0 | 0 | 0 | 0 | 0 | 0 | 0 | 0 | 0 | 0 | 0 | 0 | 0 | 0 | 0 | 0 | 1 | ok
Steam Generation Operation Labor |  | F019 |  |  | 16884031 |  | 5033443.6399 | 4904910.05 | 4447058.3101 | 2498619 | 0 | 0 | 0 | 0 | 0 | 0 | 0 | 0 | 0 | 0 | 0 | 0 | 0 | 0 | 0 | 0 | 0 | 0 | 0 | 0 | 16884031 | ok
PROFIX |  | PROFIX |  |  | 1 |  | 0.3499 | 0.34096 | 0.30914 | 0 | 0 | 0 | 0 | 0 | 0 | 0 | 0 | 0 | 0 | 0 | 0 | 0 | 0 | 0 | 0 | 0 | 0 | 0 | 0 | 0 | 1 | ok
Steam Generation Maintenance Labor |  | F020 |  |  | 8762461 |  | 76083.4739 | 74140.6128 | 67219.9133 | 8545017 | 0 | 0 | 0 | 0 | 0 | 0 | 0 | 0 | 0 | 0 | 0 | 0 | 0 | 0 | 0 | 0 | 0 | 0 | 0 | 0 | 8762461 | ok
Hydraulic Generation Operation Labor |  | F021 |  |  | 218766 |  | 76546.0406 | 74591.3674 | 67628.592 | 0 | 0 | 0 | 0 | 0 | 0 | 0 | 0 | 0 | 0 | 0 | 0 | 0 | 0 | 0 | 0 | 0 | 0 | 0 | 0 | 0 | 218766 | ok
Hydraulic Generation Maintenance Labor |  | F022 |  |  | 264273 |  | 33625.3097 | 32766.6567 | 29708.0336 | 168173 | 0 | 0 | 0 | 0 | 0 | 0 | 0 | 0 | 0 | 0 | 0 | 0 | 0 | 0 | 0 | 0 | 0 | 0 | 0 | 0 | 264273 | ok
Distribution Operation Labor |  | F023 |  |  | 6644788 |  | 0 | 0 | 0 | 0 | 0 | 0 | 0 | 0 | 0 | 0 | 1256114.0825 | 0 | 700908.3888 | 1020561.1489 | 233636.1296 | 340187.0496 | 93091.7218 | 70648.2523 | 33527.3906 | 2791712.5112 | 104401.3246 | 0 | 0 | 0 | 6644788 | ok
Distribution Maintenance Labor |  | F024 |  |  | 4150036 |  | 0 | 0 | 0 | 0 | 0 | 0 | 0 | 0 | 0 | 0 | 347774.9949 | 0 | 1103907.9447 | 1626337.6239 | 367969.3149 | 542112.5413 | 71222.8894 | 54051.7735 | 1409.2938 | 1861.2075 | 33388.416 | 0 | 0 | 0 | 4150036 | ok
Customer Accounts Expense |  | F025 |  |  | 1 |  | 0 | 0 | 0 | 0 | 0 | 0 | 0 | 0 | 0 | 0 | 0 | 0 | 0 | 0 | 0 | 0 | 0 | 0 | 0 | 0 | 0 | 1 | 0 | 0 | 1 | ok
Customer Service Expense |  | F026 |  |  | 1 |  | 0 | 0 | 0 | 0 | 0 | 0 | 0 | 0 | 0 | 0 | 0 | 0 | 0 | 0 | 0 | 0 | 0 | 0 | 0 | 0 | 0 | 0 | 1 | 0 | 1 | ok
Customer Advances |  | F027 |  |  | 752785636.6723 | 0 | 0 | 0 | 0 | 0 | 0 | 0 | 0 | 0 | 0 | 0 | 0 | 0 | 215087763.5303 | 349501463.9739 | 71695921.1768 | 116500487.9913 | 0 | 0 | 0 | 0 | 0 | 0 | 0 | 0 | 752785636.6723 | ok
Purchase Power Demand |  |  | F017 |  | 20765365.72 |  | 7265784.1161 | 7080245.6692 | 6419335.9347 | 0 | 0 | 0 | 0 | 0 | 0 | 0 | 0 | 0 | 0 | 0 | 0 | 0 | 0 | 0 | 0 | 0 | 0 | 0 | 0 | 0 | 20765365.72 | ok
Purchase Power Energy |  |  | F018 |  | 48301061.92 |  | 0 | 0 | 0 | 48301061.92 | 0 | 0 | 0 | 0 | 0 | 0 | 0 | 0 | 0 | 0 | 0 | 0 | 0 | 0 | 0 | 0 | 0 | 0 | 0 | 0 | 48301061.92 | ok
Purchased Power Expenses |  | OMPP |  |  | 69066427.64 |  | 7265784.1161 | 7080245.6692 | 6419335.9347 | 48301061.92 | 0 | 0 | 0 | 0 | 0 | 0 | 0 | 0 | 0 | 0 | 0 | 0 | 0 | 0 | 0 | 0 | 0 | 0 | 0 | 0 | 69066427.64 | ok
Intallations on Customer Premises - Plant in Service |  | F013 |  |  | 1 |  | 0 | 0 | 0 | 0 | 0 | 0 | 0 | 0 | 0 | 0 | 0 | 0 | 0 | 0 | 0 | 0 | 0 | 0 | 0 | 0 | 0 | 1 | 0 | 0 | 1 | ok
Intallations on Customer Premises - Accum Depr |  | F014 |  |  | 1 |  | 0 | 0 | 0 | 0 | 0 | 0 | 0 | 0 | 0 | 0 | 0 | 0 | 0 | 0 | 0 | 0 | 0 | 0 | 0 | 0 | 0 | 1 | 0 | 0 | 1 | ok
Generators -Energy |  | F015 |  |  | 1 |  | 0 | 0 | 0 | 0 | 0 | 1 | 0 | 0 | 0 | 0 | 0 | 0 | 0 | 0 | 0 | 0 | 0 | 0 | 0 | 0 | 0 | 0 | 0 | 0 | 1 | ok
Generators - Demand |  | F016 |  |  | 1 |  | 1 | 0 | 0 | 0 | 0 | 0 | 0 | 0 | 0 | 0 | 0 | 0 | 0 | 0 | 0 | 0 | 0 | 0 | 0 | 0 | 0 | 0 | 0 | 0 | 1 | ok
|  | Energy |  |  | 1 |  | 0 | 0 | 0 | 1 | 0 | 0 | 0 | 0 | 0 | 0 | 0 | 0 | 0 | 0 | 0 | 0 | 0 | 0 | 0 | 0 | 0 | 0 | 0 | 0 | 1 | ok
Internally Generated Functional Vectors
Total Prod, Trans, and Dist Plant |  |  | PT&D |  | 1 |  | 0.20451 | 0.19929 | 0.18069 | 0 | 0 | 0 | 0.036618 | 0.035683 | 0.032352 | 0 | 0.037052 | 0 | 0.054376 | 0.088356 | 0.018125 | 0.029452 | 0.022468 | 0.017051 | 0.0080919 | 0.010687 | 0.025197 | 0 | 0 | 0 | 1 | ok
Total Distribution Plant |  |  | PDIST |  | 1 |  | 0 | 0 | 0 | 0 | 0 | 0 | 0 | 0 | 0 | 0 | 0.11919 | 0 | 0.17492 | 0.28424 | 0.058307 | 0.094745 | 0.072277 | 0.054852 | 0.026031 | 0.034378 | 0.081058 | 0 | 0 | 0 | 1 | ok
Total Transmission Plant |  |  | PTRAN |  | 1 |  | 0 | 0 | 0 | 0 | 0 | 0 | 0.3499 | 0.34096 | 0.30914 | 0 | 0 | 0 | 0 | 0 | 0 | 0 | 0 | 0 | 0 | 0 | 0 | 0 | 0 | 0 | 1 | ok
Operation and Maintenance Expenses Less Purchase Power |  |  | OMLPP |  | 1 |  | 0.050364 | 0.049078 | 0.044497 | 0.67962 | 0 | 0 | 0.011618 | 0.011321 | 0.010264 | 0 | 0.010705 | 0 | 0.022035 | 0.031454 | 0.007345 | 0.010485 | 0.0016187 | 0.0012285 | 0.0003911 | 0.020632 | 0.0019471 | 0.031046 | 0.0043507 | 0 | 1 | ok
Total Plant in Service |  |  | TPIS |  | 1 |  | 0.20423 | 0.19902 | 0.18044 | 0 | 0 | 0 | 0.036569 | 0.035635 | 0.032308 | 0 | 0.037164 | 0 | 0.05454 | 0.088623 | 0.01818 | 0.029541 | 0.022536 | 0.017103 | 0.0081163 | 0.010719 | 0.025273 | 0 | 0 | 0 | 1 | ok
Total Operation and Maintenance Expenses (Labor) |  |  | TLB |  | 1 |  | 0.1383 | 0.13477 | 0.12219 | 0.22936 | 0 | 0 | 0.021223 | 0.020681 | 0.018751 | 0 | 0.032799 | 0 | 0.035779 | 0.052536 | 0.011926 | 0.017512 | 0.0034633 | 0.0026283 | 0.00078959 | 0.057703 | 0.0030063 | 0.079513 | 0.017068 | 0 | 1 | ok
Sub-Total Prod, Trans, Dist, Cust Acct and Cust Service |  |  | OMSUB2 |  | 1 |  | 0.04257 | 0.041483 | 0.037611 | 0.75204 | 0 | 0 | 0.0087019 | 0.0084797 | 0.0076882 | 0 | 0.0061353 | 0 | 0.017289 | 0.024356 | 0.0057629 | 0.0081187 | 0.00094851 | 0.00071983 | 0.00020611 | 0.013267 | 0.0013225 | 0.021161 | 0.0021408 | 0 | 1 | ok
Total Steam Power Operation Expenses (Labor) |  |  | LBSUB1 |  | 1 |  | 0.29812 | 0.29051 | 0.26339 | 0.14799 | 0 | 0 | 0 | 0 | 0 | 0 | 0 | 0 | 0 | 0 | 0 | 0 | 0 | 0 | 0 | 0 | 0 | 0 | 0 | 0 | 1 | ok
Total Steam Power Generation Maintenance Expense (Labor) |  |  | LBSUB2 |  | 1 |  | 0.0086829 | 0.0084612 | 0.0076714 | 0.97518 | 0 | 0 | 0 | 0 | 0 | 0 | 0 | 0 | 0 | 0 | 0 | 0 | 0 | 0 | 0 | 0 | 0 | 0 | 0 | 0 | 1 | ok
Total Hydraulic Power Operation Expenses (Labor) |  |  | LBSUB3 |  | 1 |  | 0.3499 | 0.34096 | 0.30914 | 0 | 0 | 0 | 0 | 0 | 0 | 0 | 0 | 0 | 0 | 0 | 0 | 0 | 0 | 0 | 0 | 0 | 0 | 0 | 0 | 0 | 1 | ok
Total Hydraulic Power Generation Maint. Expense (Labor) |  |  | LBSUB4 |  | 1 |  | 0.12724 | 0.12399 | 0.11241 | 0.63636 | 0 | 0 | 0 | 0 | 0 | 0 | 0 | 0 | 0 | 0 | 0 | 0 | 0 | 0 | 0 | 0 | 0 | 0 | 0 | 0 | 1 | ok
Total Other Power Generation Expenses (Labor) |  |  | LBSUB5 |  | 1 |  | 0.3499 | 0.34096 | 0.30914 | 0 | 0 | 0 | 0 | 0 | 0 | 0 | 0 | 0 | 0 | 0 | 0 | 0 | 0 | 0 | 0 | 0 | 0 | 0 | 0 | 0 | 1 | ok
Total Transmission Labor Expenses |  |  | LBTRAN |  | 1 |  | 0 | 0 | 0 | 0 | 0 | 0 | 0.3499 | 0.34096 | 0.30914 | 0 | 0 | 0 | 0 | 0 | 0 | 0 | 0 | 0 | 0 | 0 | 0 | 0 | 0 | 0 | 1 | ok
Total Distribution Operation Labor Expense |  |  | LBDO |  | 1 |  | 0 | 0 | 0 | 0 | 0 | 0 | 0 | 0 | 0 | 0 | 0.18904 | 0 | 0.10548 | 0.15359 | 0.035161 | 0.051196 | 0.01401 | 0.010632 | 0.0050457 | 0.42014 | 0.015712 | 0 | 0 | 0 | 1 | ok
Total Distribution Maintenance Labor Expense |  |  | LBDM |  | 1 |  | 0 | 0 | 0 | 0 | 0 | 0 | 0 | 0 | 0 | 0 | 0.0838 | 0 | 0.266 | 0.39189 | 0.088667 | 0.13063 | 0.017162 | 0.013024 | 0.00033959 | 0.00044848 | 0.0080453 | 0 | 0 | 0 | 1 | ok
Sub-Total Labor Exp |  |  | LBSUB7 |  | 1 |  | 0.13771 | 0.13419 | 0.12167 | 0.23141 | 0 | 0 | 0.021086 | 0.020547 | 0.018629 | 0 | 0.032761 | 0 | 0.035614 | 0.052217 | 0.011871 | 0.017406 | 0.0032938 | 0.0024997 | 0.00072444 | 0.058122 | 0.0028083 | 0.080223 | 0.017221 | 0 | 1 | ok
Total General Plant |  |  | PGP |  | 1 |  | 0.20451 | 0.19929 | 0.18069 | 0 | 0 | 0 | 0.036618 | 0.035683 | 0.032352 | 0 | 0.037052 | 0 | 0.054376 | 0.088356 | 0.018125 | 0.029452 | 0.022468 | 0.017051 | 0.0080919 | 0.010687 | 0.025197 | 0 | 0 | 0 | 1 | ok
Total Production Plant |  |  | PPRTL |  | 1 |  | 0.3499 | 0.34096 | 0.30914 | 0 | 0 | 0 | 0 | 0 | 0 | 0 | 0 | 0 | 0 | 0 | 0 | 0 | 0 | 0 | 0 | 0 | 0 | 0 | 0 | 0 | 1 | ok
Total Intangible Plant |  |  | PINT |  | 1 |  | 0.20451 | 0.19929 | 0.18069 | 0 | 0 | 0 | 0.036618 | 0.035683 | 0.032352 | 0 | 0.037052 | 0 | 0.054376 | 0.088356 | 0.018125 | 0.029452 | 0.022468 | 0.017051 | 0.0080919 | 0.010687 | 0.025197 | 0 | 0 | 0 | 1 | ok

## Allocation ProForma
|  |  | 1 | 2 | 3 | 4 | 5 | 6 | 7 | 8 | 9 | 10 | 11 | 12 | 13 | 14 | 15 | 16 | 17 | 18 | 19 | 20 | 21 | 22 | 23 | 24 | 25
|  |  |  | Allocation | Total | Residential | General Service | General Service Three Phase | Rate PS | Rate PS | Not Used | Not Used | Rate TOD | Rate TOD | Rate RTS | Special Contract | Special Contract | Street Lighting | Street Lighting | Traffic Street Lighting | Not Used | Not Used | Not Used | Not Used | Not Used
Description |  | Ref | Name | Vector | System | Rate RS | Rate GS | Rate GS | Primary | Secondary |  |  | Primary | Secondary | Transmission | Customer #1 | Customer #2 | Rate RLS, LS, DSK | Rate LE | Rate TLE | [5 empty] | Total Check | Status
Plant in Service
Power Production Plant
Production Demand - Base |  | TPIS | PLPPDB | PPBDA | 853446770.6968 | 304673208.094 | 98879771.9888 | 0 | 11387530.2982 | 140369248.2461 | 0 | 0 | 142780198.9549 | 74286556.897 | 60107986.3779 | 7678525.2726 | 4023387.2609 | 8792928.9285 | 245819.4005 | 221608.9774 | 0 | 0 | 0 | 0 | 0 | 853446770.6968 | ok
Production Demand - Winter Peak |  | TPIS | PLPPDI | PPWDA | 831653226.3512 | 435534447.5794 | 68230420.6077 | 0 | 8137865.8056 | 105211369.2439 | 0 | 0 | 90621435.8818 | 50869621.7462 | 44971602.292 | 6711351.1512 | 4320483.478 | 16383539.0006 | 375733.7706 | 285355.7941 | 0 | 0 | 0 | 0 | 0 | 831653226.3512 | ok
Production Demand - Summer Peak |  | TPIS | PLPPDP | PPSDA | 754022062.3087 | 356305787.045 | 103818287.0505 | 0 | 8839462.2177 | 110052702.7891 | 0 | 0 | 92447257.0898 | 54068747.9457 | 20684115.5011 | 4534560.227 | 3168510.1999 | 0 | 0 | 102632.2429 | 0 | 0 | 0 | 0 | 0 | 754022062.3087 | ok
Production Energy |  | TPIS | PLPPEB | E01 | 0 | 0 | 0 | 0 | 0 | 0 | 0 | 0 | 0 | 0 | 0 | 0 | 0 | 0 | 0 | 0 | 0 | 0 | 0 | 0 | 0 | 0 | ok
Production Energy - Not Used |  | TPIS | PLPPEI | E01 | 0 | 0 | 0 | 0 | 0 | 0 | 0 | 0 | 0 | 0 | 0 | 0 | 0 | 0 | 0 | 0 | 0 | 0 | 0 | 0 | 0 | 0 | ok
Production Energy - Not Used |  | TPIS | PLPPEP | E01 | 0 | 0 | 0 | 0 | 0 | 0 | 0 | 0 | 0 | 0 | 0 | 0 | 0 | 0 | 0 | 0 | 0 | 0 | 0 | 0 | 0 | 0 | ok
Total Power Production Plant |  |  | PLPPT |  | 2439122059.3567 | 1096513442.7184 | 270928479.6471 | 0 | 28364858.3215 | 355633320.2791 | 0 | 0 | 325848891.9266 | 179224926.5889 | 125763704.171 | 18924436.6509 | 11512380.9389 | 25176467.929 | 621553.1711 | 609597.0144 | 0 | 0 | 0 | 0 | 0 | 2439122059.3567 | ok
Transmission Plant
Transmission Demand - Base |  | TPIS | PLTRB | PPBDA | 152811150.4529 | 54552275.5953 | 17704597.6772 | 0 | 2038957.3966 | 25133361.6216 | 0 | 0 | 25565046.6008 | 13301139.113 | 10762441.0393 | 1374853.5011 | 720394.5895 | 1574389.4424 | 44014.3975 | 39679.4785 | 0 | 0 | 0 | 0 | 0 | 152811150.4529 | ok
Transmission Demand - Inter. |  | TPIS | PLTRI | PPWDA | 148908977.8766 | 77983211.4686 | 12216777.2226 | 0 | 1457099.2342 | 18838281.3398 | 0 | 0 | 16225928.023 | 9108295.5482 | 8052244.7561 | 1201679.2678 | 773590.1915 | 2933501.5717 | 67275.7947 | 51093.4585 | 0 | 0 | 0 | 0 | 0 | 148908977.8766 | ok
Transmission Demand - Peak |  | TPIS | PLTRP | PPSDA | 135008980.9516 | 63797179.9775 | 18588847.5145 | 0 | 1582721.3099 | 19705130.655 | 0 | 0 | 16552844.5325 | 9681104.74 | 3703527.3837 | 811921.0112 | 567327.3431 | 0 | 0 | 18376.4842 | 0 | 0 | 0 | 0 | 0 | 135008980.9516 | ok
Total Transmission Plant |  |  | PLTRT |  | 436729109.2811 | 196332667.0415 | 48510222.4144 | 0 | 5078777.9407 | 63676773.6163 | 0 | 0 | 58343819.1563 | 32090539.4012 | 22518213.1791 | 3388453.7801 | 2061312.1241 | 4507891.014 | 111290.1922 | 109149.4212 | 0 | 0 | 0 | 0 | 0 | 436729109.2811 | ok
Distribution Poles
Specific |  | TPIS | PLDPS | NCP | 0 | 0 | 0 | 0 | 0 | 0 | 0 | 0 | 0 | 0 | 0 | 0 | 0 | 0 | 0 | 0 | 0 | 0 | 0 | 0 | 0 | 0 | ok
Distribution Substation
General |  | TPIS | PLDSG | NCP | 155297976.983 | 69976822.1845 | 19468596.3995 | 0 | 1672909.9515 | 20672986.5776 | 0 | 0 | 20299892.0438 | 10432249.9904 | 9097484.7534 | 1178227.7669 | 607177.0644 | 1818921.3919 | 52617.3142 | 20091.5448 | 0 | 0 | 0 | 0 | 0 | 155297976.983 | ok
Distribution Primary & Secondary Lines
Primary Specific |  | TPIS | PLDPLS | NCP | 0 | 0 | 0 | 0 | 0 | 0 | 0 | 0 | 0 | 0 | 0 | 0 | 0 | 0 | 0 | 0 | 0 | 0 | 0 | 0 | 0 | 0 | ok
Primary Demand |  | TPIS | PLDPLD | NCP | 227907880.741 | 102694636.1755 | 28571180.5949 | 0 | 2455082.604 | 30338685.9959 | 0 | 0 | 29791150.309 | 15309870.9517 | 13351033.3522 | 1729110.698 | 891064.0092 | 2669362.0079 | 77218.6528 | 29485.3898 | 0 | 0 | 0 | 0 | 0 | 227907880.741 | ok
Primary Customer |  | TPIS | PLDPLC | Cust08 | 370333191.7296 | 318615513.2996 | 39304855.5649 | 0 | 64336.6659 | 2463741.7732 | 0 | 0 | 96651.8862 | 281289.304 | 0 | 881.3242 | 1762.6484 | 9400260.9337 | 15276.286 | 88622.0436 | 0 | 0 | 0 | 0 | 0 | 370333191.7296 | ok
Secondary Demand |  | TPIS | PLDSLD | SICD | 75969293.5803 | 64417733.4229 | 10811612.3201 | 0 | 0 | 0 | 0 | 0 | 0 | 0 | 0 | 0 | 0 | 711506.3579 | 20582.2823 | 7859.1972 | 0 | 0 | 0 | 0 | 0 | 75969293.5803 | ok
Secondary Customer |  | TPIS | PLDSLC | Cust07 | 123444397.2432 | 107045929.111 | 13205335.6064 | 0 | 0 | 0 | 0 | 0 | 0 | 0 | 0 | 0 | 0 | 3158225.5839 | 5132.4062 | 29774.5358 | 0 | 0 | 0 | 0 | 0 | 123444397.2432 | ok
Total Distribution Primary & Secondary Lines |  |  | PLDLT |  | 797654763.2941 | 592773812.009 | 91892984.0863 | 0 | 2519419.2699 | 32802427.7692 | 0 | 0 | 29887802.1952 | 15591160.2556 | 13351033.3522 | 1729992.0222 | 892826.6576 | 15939354.8835 | 118209.6272 | 155741.1663 | 0 | 0 | 0 | 0 | 0 | 797654763.2941 | ok
Distribution Line Transformers
Demand |  | TPIS | PLDLTD | SICDT | 94171030.7223 | 66489426.7879 | 11159316.9709 | 0 | 0 | 10358148.7429 | 0 | 0 | 0 | 5400393.4419 | 0 | 0 | 0 | 734388.6129 | 21244.2146 | 8111.9513 | 0 | 0 | 0 | 0 | 0 | 94171030.7223 | ok
Customer |  | TPIS | PLDLTC | Cust09 | 71467350.8153 | 61513990.2727 | 7588451.9176 | 0 | 0 | 475666.065 | 0 | 0 | 0 | 54307.5487 | 0 | 0 | 0 | 1814875.7217 | 2949.3395 | 17109.9501 | 0 | 0 | 0 | 0 | 0 | 71467350.8153 | ok
Total Distribution Line Transformers |  |  | PLDLTT |  | 165638381.5376 | 128003417.0606 | 18747768.8886 | 0 | 0 | 10833814.8079 | 0 | 0 | 0 | 5454700.9906 | 0 | 0 | 0 | 2549264.3345 | 24193.5541 | 25221.9013 | 0 | 0 | 0 | 0 | 0 | 165638381.5376 | ok
Distribution Services
Customer |  | TPIS | PLDSC | C02 | 33916108.4835 | 27381299.4535 | 5846583.5763 | 0 | 0 | 584936.3368 | 0 | 0 | 0 | 103289.1168 | 0 | 0 | 0 | 0 | 0 | 0 | 0 | 0 | 0 | 0 | 0 | 33916108.4835 | ok
Distribution Meters
Customer |  | TPIS | PLDMC | C03 | 44791877.9317 | 30684249.8713 | 10042630.398 | 0 | 364493.8237 | 2363752.9927 | 0 | 0 | 523590.8807 | 296375.2779 | 412408.2253 | 4774.3849 | 9548.7699 | 0 | 13240.6371 | 76812.6702 | 0 | 0 | 0 | 0 | 0 | 44791877.9317 | ok
Distribution Street & Customer Lighting
Customer |  | TPIS | PLDSCL | C04 | 105611757.5625 | 0 | 0 | 0 | 0 | 0 | 0 | 0 | 0 | 0 | 0 | 0 | 0 | 105611757.5625 | 0 | 0 | 0 | 0 | 0 | 0 | 0 | 105611757.5625 | ok
Customer Accounts Expense
Customer |  | TPIS | PLCAE | C05 | 0 | 0 | 0 | 0 | 0 | 0 | 0 | 0 | 0 | 0 | 0 | 0 | 0 | 0 | 0 | 0 | 0 | 0 | 0 | 0 | 0 | 0 | ok
Customer Service & Info.
Customer |  | TPIS | PLCSI | C06 | 0 | 0 | 0 | 0 | 0 | 0 | 0 | 0 | 0 | 0 | 0 | 0 | 0 | 0 | 0 | 0 | 0 | 0 | 0 | 0 | 0 | 0 | ok
Sales Expense
Customer |  | TPIS | PLSEC | C06 | 0 | 0 | 0 | 0 | 0 | 0 | 0 | 0 | 0 | 0 | 0 | 0 | 0 | 0 | 0 | 0 | 0 | 0 | 0 | 0 | 0 | 0 | ok
Total |  |  | PLT |  | 4178762034.4303 | 2141665710.3388 | 465437265.4101 | 0 | 38000459.3072 | 486568012.3796 | 0 | 0 | 434903996.2026 | 243193241.6215 | 171142843.681 | 25225884.605 | 15083245.5549 | 155603657.1155 | 941104.4958 | 996613.7183 | 0 | 0 | 0 | 0 | 0 | 4178762034.4303 | ok
Net Utility Plant
Power Production Plant
Production Demand - Base |  | NTPLANT | UPPPDB | PPBDA | 513388190.8363 | 183275199.4268 | 59480812.3888 | 0 | 6850132.637 | 84438674.8892 | 0 | 0 | 85888974.621 | 44686842.0601 | 36157768.0541 | 4618992.459 | 2420255.8119 | 5289358.4342 | 147871.8786 | 133308.1756 | 0 | 0 | 0 | 0 | 0 | 513388190.8363 | ok
Production Demand - Winter Peak |  | NTPLANT | UPPPDI | PPWDA | 500278353.5416 | 261994361.8828 | 41043792.5346 | 0 | 4895307.2958 | 63289564.5823 | 0 | 0 | 54513036.5663 | 30600459.1892 | 27052524.343 | 4037191.942 | 2598973.0965 | 9855465.7839 | 226021.4548 | 171654.8705 | 0 | 0 | 0 | 0 | 0 | 500278353.5416 | ok
Production Demand - Summer Peak |  | NTPLANT | UPPPDP | PPSDA | 453579573.6895 | 214334613.0962 | 62451560.419 | 0 | 5317350.3864 | 66201853.3803 | 0 | 0 | 55611353.5076 | 32524883.3808 | 12442463.9014 | 2727750.284 | 1906007.2345 | 0 | 0 | 61738.0993 | 0 | 0 | 0 | 0 | 0 | 453579573.6895 | ok
Production Energy |  | NTPLANT | UPPPEB | E01 | 0 | 0 | 0 | 0 | 0 | 0 | 0 | 0 | 0 | 0 | 0 | 0 | 0 | 0 | 0 | 0 | 0 | 0 | 0 | 0 | 0 | 0 | ok
Production Energy - Not Used |  | NTPLANT | UPPPEI | E01 | 0 | 0 | 0 | 0 | 0 | 0 | 0 | 0 | 0 | 0 | 0 | 0 | 0 | 0 | 0 | 0 | 0 | 0 | 0 | 0 | 0 | 0 | ok
Production Energy - Not Used |  | NTPLANT | UPPPEP | E01 | 0 | 0 | 0 | 0 | 0 | 0 | 0 | 0 | 0 | 0 | 0 | 0 | 0 | 0 | 0 | 0 | 0 | 0 | 0 | 0 | 0 | 0 | ok
Total Power Production Plant |  |  | UPPPT |  | 1467246118.0674 | 659604174.4059 | 162976165.3424 | 0 | 17062790.3192 | 213930092.8517 | 0 | 0 | 196013364.6948 | 107812184.63 | 75652756.2984 | 11383934.6851 | 6925236.1429 | 15144824.2181 | 373893.3334 | 366701.1454 | 0 | 0 | 0 | 0 | 0 | 1467246118.0674 | ok
Transmission Plant
Transmission Demand - Base |  | NTPLANT | UPTRB | PPBDA | 96317762.2123 | 34384618.4873 | 11159311.5037 | 0 | 1285166.7768 | 15841704.8827 | 0 | 0 | 16113798.4509 | 8383785.8065 | 6783629.557 | 866578.2059 | 454068.9247 | 992346.8771 | 27742.5323 | 25010.2075 | 0 | 0 | 0 | 0 | 0 | 96317762.2123 | ok
Transmission Demand - Inter. |  | NTPLANT | UPTRI | PPWDA | 93858200.0063 | 49153274.4602 | 7700306.1625 | 0 | 918418.1726 | 11873878.9492 | 0 | 0 | 10227297.3691 | 5741011.9757 | 5075376.9826 | 757425.4734 | 487598.4239 | 1849003.2042 | 42404.327 | 32204.5058 | 0 | 0 | 0 | 0 | 0 | 93858200.0063 | ok
Transmission Demand - Peak |  | NTPLANT | UPTRP | PPSDA | 85096950.6171 | 40211735.8104 | 11716659.3498 | 0 | 997598.502 | 12420259.1445 | 0 | 0 | 10433354.7578 | 6102056.9607 | 2334354.9789 | 511758.5638 | 357589.7437 | 0 | 0 | 11582.8055 | 0 | 0 | 0 | 0 | 0 | 85096950.6171 | ok
Total Transmission Plant |  |  | UPTRT |  | 275272912.8357 | 123749628.7579 | 30576277.0159 | 0 | 3201183.4514 | 40135842.9764 | 0 | 0 | 36774450.5777 | 20226854.7429 | 14193361.5185 | 2135762.2431 | 1299257.0923 | 2841350.0813 | 70146.8593 | 68797.5188 | 0 | 0 | 0 | 0 | 0 | 275272912.8357 | ok
Distribution Poles
Specific |  | NTPLANT | UPDPS | NCP | 0 | 0 | 0 | 0 | 0 | 0 | 0 | 0 | 0 | 0 | 0 | 0 | 0 | 0 | 0 | 0 | 0 | 0 | 0 | 0 | 0 | 0 | ok
Distribution Substation
General |  | NTPLANT | UPDSG | NCP | 95917686.4284 | 43220233.8881 | 12024514.169 | 0 | 1033250.1123 | 12768389.4061 | 0 | 0 | 12537952.6341 | 6443337.5293 | 5618937.9077 | 727716.3791 | 375014.668 | 1123432.0955 | 32498.3695 | 12409.2698 | 0 | 0 | 0 | 0 | 0 | 95917686.4284 | ok
Distribution Primary & Secondary Lines
Primary Specific |  | NTPLANT | UPDPLS | NCP | 0 | 0 | 0 | 0 | 0 | 0 | 0 | 0 | 0 | 0 | 0 | 0 | 0 | 0 | 0 | 0 | 0 | 0 | 0 | 0 | 0 | 0 | ok
Primary Demand |  | NTPLANT | UPDPLD | NCP | 140764207.3913 | 63427947.3688 | 17646601.6778 | 0 | 1516348.4286 | 18738277.3848 | 0 | 0 | 18400099.4037 | 9455933.8745 | 8246084.4336 | 1067961.7401 | 550353.584 | 1648695.1924 | 47693.0522 | 18211.2506 | 0 | 0 | 0 | 0 | 0 | 140764207.3913 | ok
Primary Customer |  | NTPLANT | UPDPLC | Cust08 | 228731266.488 | 196788544.768 | 24276110.2522 | 0 | 39736.6679 | 1521696.6469 | 0 | 0 | 59695.7249 | 173734.5185 | 0 | 544.3379 | 1088.6758 | 5805943.5036 | 9435.1906 | 54736.2017 | 0 | 0 | 0 | 0 | 0 | 228731266.488 | ok
Secondary Demand |  | NTPLANT | UPDSLD | SICD | 46921402.4638 | 39786738.2108 | 6677645.5202 | 0 | 0 | 0 | 0 | 0 | 0 | 0 | 0 | 0 | 0 | 439452.2392 | 12712.3671 | 4854.1264 | 0 | 0 | 0 | 0 | 0 | 46921402.4638 | ok
Secondary Customer |  | NTPLANT | UPDSLC | Cust07 | 76243755.496 | 66115464.3568 | 8156096.1996 | 0 | 0 | 0 | 0 | 0 | 0 | 0 | 0 | 0 | 0 | 1950635.141 | 3169.961 | 18389.8376 | 0 | 0 | 0 | 0 | 0 | 76243755.496 | ok
Total Distribution Primary & Secondary Lines |  |  | UPDLT |  | 492660631.8391 | 366118694.7044 | 56756453.6499 | 0 | 1556085.0966 | 20259974.0317 | 0 | 0 | 18459795.1286 | 9629668.393 | 8246084.4336 | 1068506.078 | 551442.2598 | 9844726.0762 | 73010.5709 | 96191.4163 | 0 | 0 | 0 | 0 | 0 | 492660631.8391 | ok
Distribution Line Transformers
Demand |  | NTPLANT | UPDLTD | SICDT | 58163458.2172 | 41066291.4826 | 6892400.5758 | 0 | 0 | 6397569.9001 | 0 | 0 | 0 | 3335479.6683 | 0 | 0 | 0 | 453585.1532 | 13121.2006 | 5010.2365 | 0 | 0 | 0 | 0 | 0 | 58163458.2172 | ok
Customer |  | NTPLANT | UPDLTC | Cust09 | 44140838.6545 | 37993280.6889 | 4686904.2704 | 0 | 0 | 293788.6852 | 0 | 0 | 0 | 33542.3199 | 0 | 0 | 0 | 1120933.3422 | 1821.6195 | 10567.7283 | 0 | 0 | 0 | 0 | 0 | 44140838.6545 | ok
Total Distribution Line Transformers |  |  | UPDLTT |  | 102304296.8717 | 79059572.1715 | 11579304.8462 | 0 | 0 | 6691358.5853 | 0 | 0 | 0 | 3369021.9882 | 0 | 0 | 0 | 1574518.4954 | 14942.8201 | 15577.9648 | 0 | 0 | 0 | 0 | 0 | 102304296.8717 | ok
Distribution Services
Customer |  | NTPLANT | UPDSC | C02 | 20947823.8004 | 16911687.7503 | 3611062.9452 | 0 | 0 | 361277.9846 | 0 | 0 | 0 | 63795.1203 | 0 | 0 | 0 | 0 | 0 | 0 | 0 | 0 | 0 | 0 | 0 | 20947823.8004 | ok
Distribution Meters
Customer |  | NTPLANT | UPDMC | C03 | 27665095.0995 | 18951710.2195 | 6202694.2794 | 0 | 225124.6601 | 1459939.9345 | 0 | 0 | 323388.7967 | 183052.1654 | 254718.3396 | 2948.834 | 5897.668 | 0 | 8177.8997 | 47442.3026 | 0 | 0 | 0 | 0 | 0 | 27665095.0995 | ok
Distribution Street & Customer Lighting
Customer |  | NTPLANT | UPDSCL | C04 | 65229667.777 | 0 | 0 | 0 | 0 | 0 | 0 | 0 | 0 | 0 | 0 | 0 | 0 | 65229667.777 | 0 | 0 | 0 | 0 | 0 | 0 | 0 | 65229667.777 | ok
Customer Accounts Expense
Customer |  | NTPLANT | UPCAE | C05 | 0 | 0 | 0 | 0 | 0 | 0 | 0 | 0 | 0 | 0 | 0 | 0 | 0 | 0 | 0 | 0 | 0 | 0 | 0 | 0 | 0 | 0 | ok
Customer Service & Info.
Customer |  | NTPLANT | UPCSI | C06 | 0 | 0 | 0 | 0 | 0 | 0 | 0 | 0 | 0 | 0 | 0 | 0 | 0 | 0 | 0 | 0 | 0 | 0 | 0 | 0 | 0 | 0 | ok
Sales Expense
Customer |  | NTPLANT | UPSEC | C06 | 0 | 0 | 0 | 0 | 0 | 0 | 0 | 0 | 0 | 0 | 0 | 0 | 0 | 0 | 0 | 0 | 0 | 0 | 0 | 0 | 0 | 0 | ok
Total |  |  | UPT |  | 2547244232.719 | 1307615701.8976 | 283726472.2481 | 0 | 23078433.6395 | 295606875.7703 | 0 | 0 | 264108951.832 | 147727914.5692 | 103965858.4978 | 15318868.2192 | 9156847.831 | 95758518.7436 | 572669.8529 | 607119.6178 | 0 | 0 | 0 | 0 | 0 | 2547244232.719 | ok
Net Cost Rate Base
Power Production Plant
Production Demand - Base |  | RB | RBPPDB | PPBDA | 447825895.6285 | 159870019.9865 | 51884808.7201 | 0 | 5975335.6974 | 73655424.6531 | 0 | 0 | 74920513.6986 | 38980103.9945 | 31540236.3197 | 4029123.5205 | 2111176.778 | 4613880.3354 | 128987.8842 | 116284.0404 | 0 | 0 | 0 | 0 | 0 | 447825895.6285 | ok
Production Demand - Winter Peak |  | RB | RBPPDI | PPWDA | 436390251.5431 | 228536343.1688 | 35802290.5082 | 0 | 4270151.5408 | 55207163.7971 | 0 | 0 | 47551443.2538 | 26692624.1928 | 23597778.7552 | 3521621.9024 | 2267070.9522 | 8596872.4453 | 197157.3601 | 149733.6664 | 0 | 0 | 0 | 0 | 0 | 436390251.5431 | ok
Production Demand - Summer Peak |  | RB | RBPPDP | PPSDA | 395655144.4928 | 186962987.8273 | 54476177.0474 | 0 | 4638297.5722 | 57747538.4348 | 0 | 0 | 48509499.5097 | 28371289.582 | 10853497.6844 | 2379402.6349 | 1662600.3716 | 0 | 0 | 53853.8286 | 0 | 0 | 0 | 0 | 0 | 395655144.4928 | ok
Production Energy |  | RB | RBPPEB | E01 | 54582124.4018 | 19485352.335 | 6323848.2683 | 0 | 728288.5691 | 8977304.6718 | 0 | 0 | 9131497.1081 | 4750991.0704 | 3844201.9333 | 491079.6758 | 257315.2577 | 562351.2681 | 15721.1737 | 14173.0705 | 0 | 0 | 0 | 0 | 0 | 54582124.4018 | ok
Production Energy - Not Used |  | RB | RBPPEI | E01 | 0 | 0 | 0 | 0 | 0 | 0 | 0 | 0 | 0 | 0 | 0 | 0 | 0 | 0 | 0 | 0 | 0 | 0 | 0 | 0 | 0 | 0 | ok
Production Energy - Not Used |  | RB | RBPPEP | E01 | 0 | 0 | 0 | 0 | 0 | 0 | 0 | 0 | 0 | 0 | 0 | 0 | 0 | 0 | 0 | 0 | 0 | 0 | 0 | 0 | 0 | 0 | ok
Total Power Production Plant |  |  | RBPPT |  | 1334453416.0662 | 594854703.3176 | 148487124.544 | 0 | 15612073.3795 | 195587431.5568 | 0 | 0 | 180112953.5701 | 98795008.8398 | 69835714.6927 | 10421227.7336 | 6298163.3595 | 13773104.0487 | 341866.418 | 334044.6059 | 0 | 0 | 0 | 0 | 0 | 1334453416.0662 | ok
Transmission Plant
Transmission Demand - Base |  | RB | RBTRB | PPBDA | 81706634.2826 | 29168570.6059 | 9466475.995 | 0 | 1090210.6674 | 13438563.745 | 0 | 0 | 13669381.5002 | 7111989.5756 | 5754572.4339 | 735120.7806 | 385187.9728 | 841810.7056 | 23534.0698 | 21216.2308 | 0 | 0 | 0 | 0 | 0 | 81706634.2826 | ok
Transmission Demand - Inter. |  | RB | RBTRI | PPWDA | 79620180.6001 | 41696863.8792 | 6532191.8308 | 0 | 779096.7733 | 10072645.6111 | 0 | 0 | 8675845.7282 | 4870116.9456 | 4305456.8694 | 642526.2042 | 413631.1432 | 1568514.728 | 35971.7124 | 27319.1748 | 0 | 0 | 0 | 0 | 0 | 79620180.6001 | ok
Transmission Demand - Peak |  | RB | RBTRP | PPSDA | 72187987.5833 | 34111730.9649 | 9939275.7734 | 0 | 846265.6741 | 10536141.4998 | 0 | 0 | 8850644.8027 | 5176392.4432 | 1980240.0322 | 434126.2593 | 303344.4065 | 0 | 0 | 9825.7272 | 0 | 0 | 0 | 0 | 0 | 72187987.5833 | ok
Total Transmission Plant |  |  | RBTRT |  | 233514802.466 | 104977165.4499 | 25937943.5992 | 0 | 2715573.1147 | 34047350.8559 | 0 | 0 | 31195872.0311 | 17158498.9643 | 12040269.3355 | 1811773.2441 | 1102163.5225 | 2410325.4336 | 59505.7822 | 58361.1328 | 0 | 0 | 0 | 0 | 0 | 233514802.466 | ok
Distribution Poles
Specific |  | RB | RBDPS | NCP | 0 | 0 | 0 | 0 | 0 | 0 | 0 | 0 | 0 | 0 | 0 | 0 | 0 | 0 | 0 | 0 | 0 | 0 | 0 | 0 | 0 | 0 | ok
Distribution Substation
General |  | RB | RBDSG | NCP | 80980286.0805 | 36489484.2135 | 10151919.1469 | 0 | 872340.5745 | 10779949.615 | 0 | 0 | 10585399.0957 | 5439907.2357 | 4743892.5623 | 614388.0525 | 316613.0901 | 948478.3868 | 27437.3513 | 10476.7562 | 0 | 0 | 0 | 0 | 0 | 80980286.0805 | ok
Distribution Primary & Secondary Lines
Primary Specific |  | RB | RBDPLS | NCP | 0 | 0 | 0 | 0 | 0 | 0 | 0 | 0 | 0 | 0 | 0 | 0 | 0 | 0 | 0 | 0 | 0 | 0 | 0 | 0 | 0 | 0 | ok
Primary Demand |  | RB | RBDPLD | NCP | 118884603.241 | 53569060.6091 | 14903712.2284 | 0 | 1280655.677 | 15825703.9456 | 0 | 0 | 15540090.4658 | 7986156.1954 | 6964359.0111 | 901963.7172 | 464809.6891 | 1392431.1972 | 40279.9099 | 15380.5953 | 0 | 0 | 0 | 0 | 0 | 118884603.241 | ok
Primary Customer |  | RB | RBDPLC | Cust08 | 192829125.1741 | 165900200.3291 | 20465680.8597 | 0 | 33499.5169 | 1282847.9364 | 0 | 0 | 50325.7582 | 146464.7826 | 0 | 458.8975 | 917.795 | 4894630.3835 | 7954.2232 | 46144.6922 | 0 | 0 | 0 | 0 | 0 | 192829125.1741 | ok
Secondary Demand |  | RB | RBDSLD | SICD | 39628201.0803 | 33602509.2891 | 5639709.5041 | 0 | 0 | 0 | 0 | 0 | 0 | 0 | 0 | 0 | 0 | 371146.2315 | 10736.4276 | 4099.628 | 0 | 0 | 0 | 0 | 0 | 39628201.0803 | ok
Secondary Customer |  | RB | RBDSLC | Cust07 | 64276375.058 | 55737841.827 | 6875898.1627 | 0 | 0 | 0 | 0 | 0 | 0 | 0 | 0 | 0 | 0 | 1644459.3411 | 2672.3972 | 15503.33 | 0 | 0 | 0 | 0 | 0 | 64276375.058 | ok
Total Distribution Primary & Secondary Lines |  |  | RBDLT |  | 415618304.5535 | 308809612.0544 | 47885000.7549 | 0 | 1314155.1938 | 17108551.882 | 0 | 0 | 15590416.224 | 8132620.978 | 6964359.0111 | 902422.6147 | 465727.4841 | 8302667.1532 | 61642.9579 | 81128.2455 | 0 | 0 | 0 | 0 | 0 | 415618304.5535 | ok
Distribution Line Transformers
Demand |  | RB | RBDLTD | SICDT | 48714249.7841 | 34394680.8238 | 5772664.3764 | 0 | 0 | 5358223.6627 | 0 | 0 | 0 | 2793599.1891 | 0 | 0 | 0 | 379895.9197 | 10989.5365 | 4196.2758 | 0 | 0 | 0 | 0 | 0 | 48714249.7841 | ok
Customer |  | RB | RBDLTC | Cust09 | 36969738.4888 | 31820909.9377 | 3925471.9775 | 0 | 0 | 246059.9117 | 0 | 0 | 0 | 28093.0502 | 0 | 0 | 0 | 938827.0316 | 1525.68 | 8850.9001 | 0 | 0 | 0 | 0 | 0 | 36969738.4888 | ok
Total Distribution Line Transformers |  |  | RBDLTT |  | 85683988.2728 | 66215590.7615 | 9698136.3539 | 0 | 0 | 5604283.5745 | 0 | 0 | 0 | 2821692.2393 | 0 | 0 | 0 | 1318722.9513 | 12515.2165 | 13047.1759 | 0 | 0 | 0 | 0 | 0 | 85683988.2728 | ok
Distribution Services
Customer |  | RB | RBDSC | C02 | 17529237.7 | 14151780.0278 | 3021754.4944 | 0 | 0 | 302319.1205 | 0 | 0 | 0 | 53384.0573 | 0 | 0 | 0 | 0 | 0 | 0 | 0 | 0 | 0 | 0 | 0 | 17529237.7 | ok
Distribution Meters
Customer |  | RB | RBDMC | C03 | 24765775.1517 | 16965558.6705 | 5552647.8873 | 0 | 201531.4494 | 1306937.2805 | 0 | 0 | 289497.4407 | 163868.1795 | 228023.692 | 2639.7943 | 5279.5886 | 0 | 7320.8505 | 42470.3185 | 0 | 0 | 0 | 0 | 0 | 24765775.1517 | ok
Distribution Street & Customer Lighting
Customer |  | RB | RBDSCL | C04 | 54643059.1631 | 0 | 0 | 0 | 0 | 0 | 0 | 0 | 0 | 0 | 0 | 0 | 0 | 54643059.1631 | 0 | 0 | 0 | 0 | 0 | 0 | 0 | 54643059.1631 | ok
Customer Accounts Expense
Customer |  | RB | RBCAE | C05 | 2493400.3567 | 1851418.2782 | 456787.099 | 0 | 1869.2448 | 71581.8339 | 0 | 0 | 14040.6745 | 40863.0573 | 1536.3656 | 25.6061 | 51.2122 | 54623.2502 | 88.7678 | 514.967 | 0 | 0 | 0 | 0 | 0 | 2493400.3567 | ok
Customer Service & Info.
Customer |  | RB | RBCSI | C06 | 349419.7184 | 300614.0583 | 37084.1709 | 0 | 60.7017 | 2324.5428 | 0 | 0 | 91.1912 | 265.3967 | 9.9784 | 0.83153 | 1.6631 | 8869.1557 | 14.4132 | 83.615 | 0 | 0 | 0 | 0 | 0 | 349419.7184 | ok
Sales Expense
Customer |  | RB | RBSEC | C06 | 0 | 0 | 0 | 0 | 0 | 0 | 0 | 0 | 0 | 0 | 0 | 0 | 0 | 0 | 0 | 0 | 0 | 0 | 0 | 0 | 0 | 0 | ok
Total |  |  | RBT |  | 2250031689.5289 | 1144615926.8317 | 251228398.0506 | 0 | 20717603.6585 | 264810730.2619 | 0 | 0 | 237788270.2272 | 132606108.948 | 93813805.6376 | 13752477.8768 | 8187999.9201 | 81459849.5426 | 510391.7574 | 540126.8167 | 0 | 0 | 0 | 0 | 0 | 2250031689.5289 | ok
Operation and Maintenance Expenses
Power Production Plant
Production Demand - Base |  | TOM | OMPPDB | PPBDA | 38923063.964 | 13895201.4044 | 4509600.1555 | 0 | 519349.9881 | 6401806.6687 | 0 | 0 | 6511762.6635 | 3387979.7839 | 2741339.0956 | 350193.7562 | 183494.232 | 401018.2555 | 11211.0615 | 10106.8991 | 0 | 0 | 0 | 0 | 0 | 38923063.964 | ok
Production Demand - Winter Peak |  | TOM | OMPPDI | PPWDA | 37929127.9042 | 19863377.2412 | 3111778.1645 | 0 | 371142.8553 | 4798364.6965 | 0 | 0 | 4132963.0229 | 2320005.8973 | 2051015.497 | 306083.94 | 197043.8703 | 747202.4716 | 17136.0536 | 13014.194 | 0 | 0 | 0 | 0 | 0 | 37929127.9042 | ok
Production Demand - Summer Peak |  | TOM | OMPPDP | PPSDA | 34388610.9471 | 16250003.4168 | 4734830.5322 | 0 | 403140.4947 | 5019162.9252 | 0 | 0 | 4216233.0734 | 2465908.1351 | 943338.4463 | 206807.2478 | 144505.9369 | 0 | 0 | 4680.7387 | 0 | 0 | 0 | 0 | 0 | 34388610.9471 | ok
Production Energy |  | TOM | OMPPEB | E01 | 476121957.2725 | 169971473.1439 | 55163170.1401 | 0 | 6352889.0232 | 78309371.7623 | 0 | 0 | 79654398.2773 | 41443076.6892 | 33533120.3889 | 4283706.7813 | 2244570.8272 | 4905411.6043 | 137136.399 | 123632.2357 | 0 | 0 | 0 | 0 | 0 | 476121957.2725 | ok
Production Energy - Not Used |  | TOM | OMPPEI | E01 | 0 | 0 | 0 | 0 | 0 | 0 | 0 | 0 | 0 | 0 | 0 | 0 | 0 | 0 | 0 | 0 | 0 | 0 | 0 | 0 | 0 | 0 | ok
Production Energy - Not Used |  | TOM | OMPPEP | E01 | 0 | 0 | 0 | 0 | 0 | 0 | 0 | 0 | 0 | 0 | 0 | 0 | 0 | 0 | 0 | 0 | 0 | 0 | 0 | 0 | 0 | 0 | ok
Total Power Production Plant |  |  | OMPPT |  | 587362760.0878 | 219980055.2064 | 67519378.9923 | 0 | 7646522.3612 | 94528706.0527 | 0 | 0 | 94515357.0372 | 49616970.5055 | 39268813.4278 | 5146791.7252 | 2769614.8663 | 6053632.3314 | 165483.5141 | 151434.0675 | 0 | 0 | 0 | 0 | 0 | 587362760.0878 | ok
Transmission Plant
Transmission Demand - Base |  | TOM | OMTRB | PPBDA | 7323885.2916 | 2614564.4979 | 848540.451 | 0 | 97722.5159 | 1204583.9388 | 0 | 0 | 1225273.6022 | 637492.8585 | 515818.9268 | 65893.551 | 34526.8478 | 75456.8475 | 2109.5084 | 1901.7457 | 0 | 0 | 0 | 0 | 0 | 7323885.2916 | ok
Transmission Demand - Inter. |  | TOM | OMTRI | PPWDA | 7136863.178 | 3737555.1049 | 585521.8991 | 0 | 69835.3989 | 902875.289 | 0 | 0 | 777671.2317 | 436539.5562 | 385925.4823 | 57593.7102 | 37076.3901 | 140595.9509 | 3224.3734 | 2448.7914 | 0 | 0 | 0 | 0 | 0 | 7136863.178 | ok
Transmission Demand - Peak |  | TOM | OMTRP | PPSDA | 6470668.4485 | 3057651.3998 | 890920.5022 | 0 | 75856.1747 | 944421.3733 | 0 | 0 | 793339.5845 | 463992.977 | 177501.5086 | 38913.4977 | 27190.6884 | 0 | 0 | 880.7424 | 0 | 0 | 0 | 0 | 0 | 6470668.4485 | ok
Total Transmission Plant |  |  | OMTRT |  | 20931416.9181 | 9409771.0025 | 2324982.8522 | 0 | 243414.0895 | 3051880.6011 | 0 | 0 | 2796284.4184 | 1538025.3916 | 1079245.9176 | 162400.7589 | 98793.9264 | 216052.7985 | 5333.8817 | 5231.2795 | 0 | 0 | 0 | 0 | 0 | 20931416.9181 | ok
Distribution Poles
Specific |  | TOM | OMDPS | NCP | 0 | 0 | 0 | 0 | 0 | 0 | 0 | 0 | 0 | 0 | 0 | 0 | 0 | 0 | 0 | 0 | 0 | 0 | 0 | 0 | 0 | 0 | ok
Distribution Substation
General |  | TOM | OMDSG | NCP | 6748452.083 | 3040833.1171 | 846005.1604 | 0 | 72696.0703 | 898341.7688 | 0 | 0 | 882128.9975 | 453331.9786 | 395329.9401 | 51199.7244 | 26384.7952 | 79040.9772 | 2286.4781 | 873.0753 | 0 | 0 | 0 | 0 | 0 | 6748452.083 | ok
Distribution Primary & Secondary Lines
Primary Specific |  | TOM | OMDPLS | NCP | 0 | 0 | 0 | 0 | 0 | 0 | 0 | 0 | 0 | 0 | 0 | 0 | 0 | 0 | 0 | 0 | 0 | 0 | 0 | 0 | 0 | 0 | ok
Primary Demand |  | TOM | OMDPLD | NCP | 13891053.9424 | 6259268.9909 | 1741422.0586 | 0 | 149638.0238 | 1849152.0449 | 0 | 0 | 1815779.5799 | 933141.2435 | 813749.5021 | 105389.8176 | 54310.6196 | 162698.418 | 4706.5001 | 1797.1434 | 0 | 0 | 0 | 0 | 0 | 13891053.9424 | ok
Primary Customer |  | TOM | OMDPLC | Cust08 | 19829107.5698 | 17059937.9902 | 2104537.8227 | 0 | 3444.8402 | 131918.504 | 0 | 0 | 5175.1252 | 15061.3447 | 0 | 47.1896 | 94.3792 | 503327.2453 | 817.9529 | 4745.1756 | 0 | 0 | 0 | 0 | 0 | 19829107.5698 | ok
Secondary Demand |  | TOM | OMDSLD | SICD | 4630351.3141 | 3926280.245 | 658971.0257 | 0 | 0 | 0 | 0 | 0 | 0 | 0 | 0 | 0 | 0 | 43366.5267 | 1254.4963 | 479.0204 | 0 | 0 | 0 | 0 | 0 | 4630351.3141 | ok
Secondary Customer |  | TOM | OMDSLC | Cust07 | 6609702.5233 | 5731663.5145 | 707066.0316 | 0 | 0 | 0 | 0 | 0 | 0 | 0 | 0 | 0 | 0 | 169103.9211 | 274.8094 | 1594.2467 | 0 | 0 | 0 | 0 | 0 | 6609702.5233 | ok
Total Distribution Primary & Secondary Lines |  |  | OMDLT |  | 44960215.3496 | 32977150.7406 | 5211996.9386 | 0 | 153082.864 | 1981070.5489 | 0 | 0 | 1820954.7051 | 948202.5882 | 813749.5021 | 105437.0072 | 54404.9988 | 878496.1111 | 7053.7587 | 8615.5862 | 0 | 0 | 0 | 0 | 0 | 44960215.3496 | ok
Distribution Line Transformers
Demand |  | TOM | OMDLTD | SICDT | 1020476.2265 | 720506.9205 | 120926.9728 | 0 | 0 | 112245.1826 | 0 | 0 | 0 | 58520.8963 | 0 | 0 | 0 | 7958.1387 | 230.2111 | 87.9045 | 0 | 0 | 0 | 0 | 0 | 1020476.2265 | ok
Customer |  | TOM | OMDLTC | Cust09 | 774449.7635 | 666591.0332 | 82231.6026 | 0 | 0 | 5154.5142 | 0 | 0 | 0 | 588.4991 | 0 | 0 | 0 | 19666.7437 | 31.9603 | 185.4105 | 0 | 0 | 0 | 0 | 0 | 774449.7635 | ok
Total Distribution Line Transformers |  |  | OMDLTT |  | 1794925.99 | 1387097.9537 | 203158.5754 | 0 | 0 | 117399.6968 | 0 | 0 | 0 | 59109.3953 | 0 | 0 | 0 | 27624.8824 | 262.1714 | 273.315 | 0 | 0 | 0 | 0 | 0 | 1794925.99 | ok
Distribution Services
Customer |  | TOM | OMDSC | C02 | 246550.4882 | 199046.2069 | 42501.2803 | 0 | 0 | 4252.1488 | 0 | 0 | 0 | 750.8521 | 0 | 0 | 0 | 0 | 0 | 0 | 0 | 0 | 0 | 0 | 0 | 246550.4882 | ok
Distribution Meters
Customer |  | TOM | OMDMC | C03 | 13006332.4688 | 8909864.3283 | 2916104.3441 | 0 | 105839.0064 | 686369.0186 | 0 | 0 | 152036.4268 | 86059.2495 | 119752.0341 | 1386.3504 | 2772.7008 | 0 | 3844.7177 | 22304.2921 | 0 | 0 | 0 | 0 | 0 | 13006332.4688 | ok
Distribution Street & Customer Lighting
Customer |  | TOM | OMDSCL | C04 | 1227444.4059 | 0 | 0 | 0 | 0 | 0 | 0 | 0 | 0 | 0 | 0 | 0 | 0 | 1227444.4059 | 0 | 0 | 0 | 0 | 0 | 0 | 0 | 1227444.4059 | ok
Customer Accounts Expense
Customer |  | TOM | OMCAE | C05 | 19571803.8444 | 14532602.1462 | 3585524.273 | 0 | 14672.5305 | 561877.5214 | 0 | 0 | 110211.4735 | 320752.2368 | 12059.6141 | 200.9936 | 401.9871 | 428762.0863 | 696.7777 | 4042.204 | 0 | 0 | 0 | 0 | 0 | 19571803.8444 | ok
Customer Service & Info.
Customer |  | TOM | OMCSI | C05 | 2742750.1443 | 2036567.3471 | 502467.5955 | 0 | 2056.1766 | 78740.2973 | 0 | 0 | 15444.7969 | 44949.5228 | 1690.0082 | 28.1668 | 56.3336 | 60085.7889 | 97.6449 | 566.4657 | 0 | 0 | 0 | 0 | 0 | 2742750.1443 | ok
Sales Expense
Customer |  | TOM | OMSEC | C06 | 0 | 0 | 0 | 0 | 0 | 0 | 0 | 0 | 0 | 0 | 0 | 0 | 0 | 0 | 0 | 0 | 0 | 0 | 0 | 0 | 0 | 0 | ok
Total |  |  | OMT |  | 698592651.7801 | 292472988.0491 | 83152120.0119 | 0 | 8238283.0985 | 101908637.6544 | 0 | 0 | 100292417.8555 | 53068151.7206 | 41690640.444 | 5467444.7265 | 2952429.6083 | 8971139.3818 | 185058.9444 | 193340.2851 | 0 | 0 | 0 | 0 | 0 | 698592651.7801 | ok
Labor Expenses
Power Production Plant
Production Demand - Base |  | TLB | LBPPDB | PPBDA | 9910422.057 | 3537936.0323 | 1148214.8705 | 0 | 132234.6458 | 1630000.302 | 0 | 0 | 1657996.8214 | 862632.7468 | 697987.8939 | 89164.8183 | 46720.507 | 102105.5323 | 2854.512 | 2573.3749 | 0 | 0 | 0 | 0 | 0 | 9910422.057 | ok
Production Demand - Winter Peak |  | TLB | LBPPDI | PPWDA | 9657350.36 | 5057527.1289 | 792307.486 | 0 | 94498.7872 | 1221738.8479 | 0 | 0 | 1052317.1542 | 590709.8588 | 522220.6874 | 77933.7678 | 50170.4573 | 190249.4589 | 4363.1078 | 3313.6177 | 0 | 0 | 0 | 0 | 0 | 9657350.36 | ok
Production Demand - Summer Peak |  | TLB | LBPPDP | PPSDA | 8755879.2585 | 4137505.5272 | 1205562.0541 | 0 | 102645.8876 | 1277957.5371 | 0 | 0 | 1073519.014 | 627858.855 | 240188.7517 | 52656.3662 | 36793.4761 | 0 | 0 | 1191.7894 | 0 | 0 | 0 | 0 | 0 | 8755879.2585 | ok
Production Energy |  | TLB | LBPPEB | E01 | 16435756.2511 | 5867424.6368 | 1904235.6787 | 0 | 219302.0798 | 2703243.8366 | 0 | 0 | 2749674.2261 | 1430617.2953 | 1157565.1671 | 147873.7946 | 77482.7089 | 169335.0794 | 4733.9561 | 4267.7916 | 0 | 0 | 0 | 0 | 0 | 16435756.2511 | ok
Production Energy - Not Used |  | TLB | LBPPEI | E01 | 0 | 0 | 0 | 0 | 0 | 0 | 0 | 0 | 0 | 0 | 0 | 0 | 0 | 0 | 0 | 0 | 0 | 0 | 0 | 0 | 0 | 0 | ok
Production Energy - Not Used |  | TLB | LBPPEP | E01 | 0 | 0 | 0 | 0 | 0 | 0 | 0 | 0 | 0 | 0 | 0 | 0 | 0 | 0 | 0 | 0 | 0 | 0 | 0 | 0 | 0 | 0 | ok
Total Power Production Plant |  |  | LBPPT |  | 44759407.9266 | 18600393.3253 | 5050320.0893 | 0 | 548681.4005 | 6832940.5236 | 0 | 0 | 6533507.2157 | 3511818.7558 | 2617962.5001 | 367628.7469 | 211167.1493 | 461690.0705 | 11951.5758 | 11346.5737 | 0 | 0 | 0 | 0 | 0 | 44759407.9266 | ok
Transmission Plant
Transmission Demand - Base |  | TLB | LBTRB | PPBDA | 1520828.7803 | 542922.8856 | 176202.2052 | 0 | 20292.4007 | 250135.8022 | 0 | 0 | 254432.0786 | 132377.4811 | 107111.4904 | 13683.0118 | 7169.6131 | 15668.8617 | 438.0463 | 394.9037 | 0 | 0 | 0 | 0 | 0 | 1520828.7803 | ok
Transmission Demand - Inter. |  | TLB | LBTRI | PPWDA | 1481993.0256 | 776115.5651 | 121585.541 | 0 | 14501.5494 | 187485.0124 | 0 | 0 | 161485.9796 | 90648.8693 | 80138.691 | 11959.5227 | 7699.0339 | 29195.2099 | 669.5517 | 508.4996 | 0 | 0 | 0 | 0 | 0 | 1481993.0256 | ok
Transmission Demand - Peak |  | TLB | LBTRP | PPSDA | 1343655.5069 | 634931.3327 | 185002.5617 | 0 | 15751.7832 | 196112.1929 | 0 | 0 | 164739.5644 | 96349.6621 | 36858.7699 | 8080.5153 | 5646.2356 | 0 | 0 | 182.889 | 0 | 0 | 0 | 0 | 0 | 1343655.5069 | ok
Total Transmission Plant |  |  | LBTRT |  | 4346477.3128 | 1953969.7834 | 482790.308 | 0 | 50545.7333 | 633733.0075 | 0 | 0 | 580657.6226 | 319376.0125 | 224108.9514 | 33723.0498 | 20514.8825 | 44864.0716 | 1107.598 | 1086.2923 | 0 | 0 | 0 | 0 | 0 | 4346477.3128 | ok
Distribution Poles
Specific |  | TLB | LBDPS | NCP | 0 | 0 | 0 | 0 | 0 | 0 | 0 | 0 | 0 | 0 | 0 | 0 | 0 | 0 | 0 | 0 | 0 | 0 | 0 | 0 | 0 | 0 | ok
Distribution Substation
General |  | TLB | LBDSG | NCP | 2350322.1174 | 1059048.3925 | 294643.0701 | 0 | 25318.2774 | 312870.6409 | 0 | 0 | 307224.126 | 157884.5286 | 137683.8259 | 17831.6217 | 9189.184 | 27528.0545 | 796.3248 | 304.0709 | 0 | 0 | 0 | 0 | 0 | 2350322.1174 | ok
Distribution Primary & Secondary Lines
Primary Specific |  | TLB | LBDPLS | NCP | 0 | 0 | 0 | 0 | 0 | 0 | 0 | 0 | 0 | 0 | 0 | 0 | 0 | 0 | 0 | 0 | 0 | 0 | 0 | 0 | 0 | 0 | ok
Primary Demand |  | TLB | LBDPLD | NCP | 2563904.8299 | 1155288.149 | 321418.4068 | 0 | 27619.0456 | 341302.3863 | 0 | 0 | 335142.7512 | 172232.0964 | 150195.679 | 19452.049 | 10024.2401 | 30029.6336 | 868.6899 | 331.703 | 0 | 0 | 0 | 0 | 0 | 2563904.8299 | ok
Primary Customer |  | TLB | LBDPLC | Cust08 | 3764695.0718 | 3238948.8156 | 399561.2582 | 0 | 654.0271 | 25045.6527 | 0 | 0 | 982.5338 | 2859.5019 | 0 | 8.9593 | 17.9185 | 95560.2058 | 155.2941 | 900.9049 | 0 | 0 | 0 | 0 | 0 | 3764695.0718 | ok
Secondary Demand |  | TLB | LBDSLD | SICD | 854634.9433 | 724682.8733 | 121627.8479 | 0 | 0 | 0 | 0 | 0 | 0 | 0 | 0 | 0 | 0 | 8004.2629 | 231.5454 | 88.4139 | 0 | 0 | 0 | 0 | 0 | 854634.9433 | ok
Secondary Customer |  | TLB | LBDSLC | Cust07 | 1254898.3573 | 1088196.4965 | 134241.4425 | 0 | 0 | 0 | 0 | 0 | 0 | 0 | 0 | 0 | 0 | 32105.5648 | 52.1745 | 302.6789 | 0 | 0 | 0 | 0 | 0 | 1254898.3573 | ok
Total Distribution Primary & Secondary Lines |  |  | LBDLT |  | 8438133.2023 | 6207116.3344 | 976848.9554 | 0 | 28273.0726 | 366348.039 | 0 | 0 | 336125.285 | 175091.5982 | 150195.679 | 19461.0083 | 10042.1586 | 165699.667 | 1307.7039 | 1623.7007 | 0 | 0 | 0 | 0 | 0 | 8438133.2023 | ok
Distribution Line Transformers
Demand |  | TLB | LBDLTD | SICDT | 248175.8682 | 175224.4942 | 29408.9717 | 0 | 0 | 27297.5939 | 0 | 0 | 0 | 14232.0555 | 0 | 0 | 0 | 1935.3885 | 55.9864 | 21.378 | 0 | 0 | 0 | 0 | 0 | 248175.8682 | ok
Customer |  | TLB | LBDLTC | Cust09 | 188343.1848 | 162112.3591 | 19998.4075 | 0 | 0 | 1253.5579 | 0 | 0 | 0 | 143.1207 | 0 | 0 | 0 | 4782.8759 | 7.7726 | 45.0911 | 0 | 0 | 0 | 0 | 0 | 188343.1848 | ok
Total Distribution Line Transformers |  |  | LBDLTT |  | 436519.053 | 337336.8532 | 49407.3792 | 0 | 0 | 28551.1518 | 0 | 0 | 0 | 14375.1761 | 0 | 0 | 0 | 6718.2645 | 63.7591 | 66.4691 | 0 | 0 | 0 | 0 | 0 | 436519.053 | ok
Distribution Services
Customer |  | TLB | LBDSC | C02 | 56580.9535 | 45679.1802 | 9753.633 | 0 | 0 | 975.827 | 0 | 0 | 0 | 172.3133 | 0 | 0 | 0 | 0 | 0 | 0 | 0 | 0 | 0 | 0 | 0 | 56580.9535 | ok
Distribution Meters
Customer |  | TLB | LBDMC | C03 | 4134884.3774 | 2832563.2075 | 927067.9743 | 0 | 33647.614 | 218205.7501 | 0 | 0 | 48334.3823 | 27359.3688 | 38070.7487 | 440.739 | 881.4781 | 0 | 1222.2864 | 7090.8282 | 0 | 0 | 0 | 0 | 0 | 4134884.3774 | ok
Distribution Street & Customer Lighting
Customer |  | TLB | LBDSCL | C04 | 215426.6613 | 0 | 0 | 0 | 0 | 0 | 0 | 0 | 0 | 0 | 0 | 0 | 0 | 215426.6613 | 0 | 0 | 0 | 0 | 0 | 0 | 0 | 215426.6613 | ok
Customer Accounts Expense
Customer |  | TLB | LBCAE | C05 | 5697823.4104 | 4230790.4464 | 1043832.4594 | 0 | 4271.527 | 163576.0771 | 0 | 0 | 32085.214 | 93378.7002 | 3510.8441 | 58.5141 | 117.0281 | 124822.9684 | 202.8488 | 1176.7829 | 0 | 0 | 0 | 0 | 0 | 5697823.4104 | ok
Customer Service & Info.
Customer |  | TLB | LBCSI | C05 | 1223092.9652 | 908180.1347 | 224068.7445 | 0 | 916.9246 | 35113.1888 | 0 | 0 | 6887.4018 | 20044.6422 | 753.6367 | 12.5606 | 25.1212 | 26794.4588 | 43.5435 | 252.6078 | 0 | 0 | 0 | 0 | 0 | 1223092.9652 | ok
Sales Expense
Customer |  | TLB | LBSEC | C06 | 0 | 0 | 0 | 0 | 0 | 0 | 0 | 0 | 0 | 0 | 0 | 0 | 0 | 0 | 0 | 0 | 0 | 0 | 0 | 0 | 0 | 0 | ok
Total |  |  | LBT |  | 71658667.98 | 36175077.6576 | 9058732.6131 | 0 | 691654.5494 | 8592314.2059 | 0 | 0 | 7844821.2474 | 4319501.0957 | 3172286.1859 | 439156.2404 | 251937.002 | 1073544.2167 | 16695.6402 | 22947.3258 | 0 | 0 | 0 | 0 | 0 | 71658667.98 | ok
Depreciation Expenses
Power Production Plant
Production Demand - Base |  | TDEPR | DEPPDB | PPBDA | 24269640.5805 | 8664054.4072 | 2811864.3239 | 0 | 323829.5309 | 3991709.0561 | 0 | 0 | 4060269.7551 | 2112502.0303 | 1709303.1171 | 218355.7955 | 114413.8874 | 250046.3205 | 6990.4166 | 6301.9399 | 0 | 0 | 0 | 0 | 0 | 24269640.5805 | ok
Production Demand - Winter Peak |  | TDEPR | DEPPDI | PPWDA | 23649893.0973 | 12385382.2712 | 1940282.4425 | 0 | 231418.1563 | 2991917.2516 | 0 | 0 | 2577020.3289 | 1446589.8503 | 1278866.6633 | 190852.067 | 122862.4734 | 465902.0535 | 10684.8182 | 8114.7211 | 0 | 0 | 0 | 0 | 0 | 23649893.0973 | ok
Production Demand - Summer Peak |  | TDEPR | DEPPDP | PPSDA | 21442279.7887 | 10132340.6277 | 2952301.888 | 0 | 251369.5972 | 3129591.245 | 0 | 0 | 2628941.5805 | 1537564.0571 | 588198.428 | 128950.2177 | 90103.5734 | 0 | 0 | 2918.5741 | 0 | 0 | 0 | 0 | 0 | 21442279.7887 | ok
Production Energy |  | TDEPR | DEPPEB | E01 | 0 | 0 | 0 | 0 | 0 | 0 | 0 | 0 | 0 | 0 | 0 | 0 | 0 | 0 | 0 | 0 | 0 | 0 | 0 | 0 | 0 | 0 | ok
Production Energy - Not Used |  | TDEPR | DEPPEI | E01 | 0 | 0 | 0 | 0 | 0 | 0 | 0 | 0 | 0 | 0 | 0 | 0 | 0 | 0 | 0 | 0 | 0 | 0 | 0 | 0 | 0 | 0 | ok
Production Energy - Not Used |  | TDEPR | DEPPEP | E01 | 0 | 0 | 0 | 0 | 0 | 0 | 0 | 0 | 0 | 0 | 0 | 0 | 0 | 0 | 0 | 0 | 0 | 0 | 0 | 0 | 0 | 0 | ok
Total Power Production Plant |  |  | DEPPT |  | 69361813.4665 | 31181777.3061 | 7704448.6544 | 0 | 806617.2844 | 10113217.5526 | 0 | 0 | 9266231.6645 | 5096655.9377 | 3576368.2084 | 538158.0802 | 327379.9342 | 715948.3739 | 17675.2348 | 17335.2351 | 0 | 0 | 0 | 0 | 0 | 69361813.4665 | ok
Transmission Plant
Transmission Demand - Base |  | TDEPR | DETRB | PPBDA | 3380608.9179 | 1206848.5109 | 391675.088 | 0 | 45107.4253 | 556020.0691 | 0 | 0 | 565570.145 | 294258.301 | 238095.2178 | 30415.5946 | 15937.1379 | 34829.8863 | 973.7213 | 877.8208 | 0 | 0 | 0 | 0 | 0 | 3380608.9179 | ok
Transmission Demand - Inter. |  | TDEPR | DETRI | PPWDA | 3294281.9753 | 1725206.1735 | 270269.1911 | 0 | 32235.0997 | 416755.333 | 0 | 0 | 358962.7904 | 201500.9053 | 178138.1159 | 26584.4975 | 17113.973 | 64897.2378 | 1488.3282 | 1130.3298 | 0 | 0 | 0 | 0 | 0 | 3294281.9753 | ok
Transmission Demand - Peak |  | TDEPR | DETRP | PPSDA | 2986775.269 | 1411371.5847 | 411237.161 | 0 | 35014.2104 | 435932.458 | 0 | 0 | 366195.0956 | 214173.0425 | 81932.3568 | 17961.9576 | 12550.8634 | 0 | 0 | 406.5391 | 0 | 0 | 0 | 0 | 0 | 2986775.269 | ok
Total Transmission Plant |  |  | DETRT |  | 9661666.1622 | 4343426.269 | 1073181.4401 | 0 | 112356.7354 | 1408707.8601 | 0 | 0 | 1290728.031 | 709932.2488 | 498165.6905 | 74962.0498 | 45601.9743 | 99727.1241 | 2462.0495 | 2414.6897 | 0 | 0 | 0 | 0 | 0 | 9661666.1622 | ok
Distribution Poles
Specific |  | TDEPR | DEDPS | NCP | 0 | 0 | 0 | 0 | 0 | 0 | 0 | 0 | 0 | 0 | 0 | 0 | 0 | 0 | 0 | 0 | 0 | 0 | 0 | 0 | 0 | 0 | ok
Distribution Substation
General |  | TDEPR | DEDSG | NCP | 4552574.8781 | 2051377.1584 | 570723.7441 | 0 | 49041.5134 | 606030.5561 | 0 | 0 | 595093.2545 | 305822.3948 | 266693.6257 | 34539.8584 | 17799.4531 | 53321.8526 | 1542.4815 | 588.9855 | 0 | 0 | 0 | 0 | 0 | 4552574.8781 | ok
Distribution Primary & Secondary Lines
Primary Specific |  | TDEPR | DEDPLS | NCP | 0 | 0 | 0 | 0 | 0 | 0 | 0 | 0 | 0 | 0 | 0 | 0 | 0 | 0 | 0 | 0 | 0 | 0 | 0 | 0 | 0 | 0 | ok
Primary Demand |  | TDEPR | DEDPLD | NCP | 6681141.0718 | 3010502.9689 | 837566.8604 | 0 | 71970.9787 | 889381.4484 | 0 | 0 | 873330.388 | 448810.3144 | 391386.805 | 50689.0436 | 26121.6257 | 78252.5996 | 2263.6721 | 864.367 | 0 | 0 | 0 | 0 | 0 | 6681141.0718 | ok
Primary Customer |  | TDEPR | DEDPLC | Cust08 | 10856352.5292 | 9340243.8963 | 1152225.557 | 0 | 1886.0354 | 72224.823 | 0 | 0 | 2833.3592 | 8246.0225 | 0 | 25.8361 | 51.6722 | 275569.538 | 447.8258 | 2597.9636 | 0 | 0 | 0 | 0 | 0 | 10856352.5292 | ok
Secondary Demand |  | TDEPR | DEDSLD | SICD | 2227047.0239 | 1888411.9458 | 316943.4374 | 0 | 0 | 0 | 0 | 0 | 0 | 0 | 0 | 0 | 0 | 20857.8762 | 603.3716 | 230.3931 | 0 | 0 | 0 | 0 | 0 | 2227047.0239 | ok
Secondary Customer |  | TDEPR | DEDSLC | Cust07 | 3618784.1764 | 3138061.5327 | 387115.6618 | 0 | 0 | 0 | 0 | 0 | 0 | 0 | 0 | 0 | 0 | 92583.6816 | 150.457 | 872.8433 | 0 | 0 | 0 | 0 | 0 | 3618784.1764 | ok
Total Distribution Primary & Secondary Lines |  |  | DEDLT |  | 23383324.8014 | 17377220.3437 | 2693851.5166 | 0 | 73857.0141 | 961606.2714 | 0 | 0 | 876163.7471 | 457056.337 | 391386.805 | 50714.8797 | 26173.2979 | 467263.6954 | 3465.3264 | 4565.567 | 0 | 0 | 0 | 0 | 0 | 23383324.8014 | ok
Distribution Line Transformers
Demand |  | TDEPR | DEDLTD | SICDT | 2760632.6692 | 1949143.8326 | 327136.4321 | 0 | 0 | 303650.1097 | 0 | 0 | 0 | 158313.0443 | 0 | 0 | 0 | 21528.6716 | 622.7762 | 237.8026 | 0 | 0 | 0 | 0 | 0 | 2760632.6692 | ok
Customer |  | TDEPR | DEDLTC | Cust09 | 2095072.1461 | 1803288.4408 | 222456.1854 | 0 | 0 | 13944.1957 | 0 | 0 | 0 | 1592.0309 | 0 | 0 | 0 | 53203.2534 | 86.4602 | 501.5798 | 0 | 0 | 0 | 0 | 0 | 2095072.1461 | ok
Total Distribution Line Transformers |  |  | DEDLTT |  | 4855704.8153 | 3752432.2734 | 549592.6175 | 0 | 0 | 317594.3054 | 0 | 0 | 0 | 159905.0753 | 0 | 0 | 0 | 74731.925 | 709.2363 | 739.3824 | 0 | 0 | 0 | 0 | 0 | 4855704.8153 | ok
Distribution Services
Customer |  | TDEPR | DEDSC | C02 | 994253.9268 | 802685.3823 | 171393.1503 | 0 | 0 | 17147.464 | 0 | 0 | 0 | 3027.9302 | 0 | 0 | 0 | 0 | 0 | 0 | 0 | 0 | 0 | 0 | 0 | 994253.9268 | ok
Distribution Meters
Customer |  | TDEPR | DEDMC | C03 | 1313078.1365 | 899511.6861 | 294400.6596 | 0 | 10685.1709 | 69293.6425 | 0 | 0 | 15349.1162 | 8688.2693 | 12089.7861 | 139.9615 | 279.9231 | 0 | 388.1505 | 2251.7707 | 0 | 0 | 0 | 0 | 0 | 1313078.1365 | ok
Distribution Street & Customer Lighting
Customer |  | TDEPR | DEDSCL | C04 | 3096018.6582 | 0 | 0 | 0 | 0 | 0 | 0 | 0 | 0 | 0 | 0 | 0 | 0 | 3096018.6582 | 0 | 0 | 0 | 0 | 0 | 0 | 0 | 3096018.6582 | ok
Customer Accounts Expense
Customer |  | TDEPR | DECAE | C05 | 0 | 0 | 0 | 0 | 0 | 0 | 0 | 0 | 0 | 0 | 0 | 0 | 0 | 0 | 0 | 0 | 0 | 0 | 0 | 0 | 0 | 0 | ok
Customer Service & Info.
Customer |  | TDEPR | DECSI | C05 | 0 | 0 | 0 | 0 | 0 | 0 | 0 | 0 | 0 | 0 | 0 | 0 | 0 | 0 | 0 | 0 | 0 | 0 | 0 | 0 | 0 | 0 | ok
Sales Expense
Customer |  | TDEPR | DESEC | C06 | 0 | 0 | 0 | 0 | 0 | 0 | 0 | 0 | 0 | 0 | 0 | 0 | 0 | 0 | 0 | 0 | 0 | 0 | 0 | 0 | 0 | 0 | ok
Total |  |  | DET |  | 117218434.845 | 60408430.419 | 13057591.7827 | 0 | 1052557.7182 | 13493597.6521 | 0 | 0 | 12043565.8134 | 6741088.193 | 4744704.1158 | 698514.8296 | 417234.5825 | 4507011.6292 | 26242.4791 | 27895.6305 | 0 | 0 | 0 | 0 | 0 | 117218434.845 | ok
Regulatory Credits
Power Production Plant
Production Demand - Base |  | TRCTN | RCPDB | PPBDA | 0 | 0 | 0 | 0 | 0 | 0 | 0 | 0 | 0 | 0 | 0 | 0 | 0 | 0 | 0 | 0 | 0 | 0 | 0 | 0 | 0 | 0 | ok
Production Demand - Winter Peak |  | TRCTN | RCPDI | PPWDA | 0 | 0 | 0 | 0 | 0 | 0 | 0 | 0 | 0 | 0 | 0 | 0 | 0 | 0 | 0 | 0 | 0 | 0 | 0 | 0 | 0 | 0 | ok
Production Demand - Summer Peak |  | TRCTN | RCPDP | PPSDA | 0 | 0 | 0 | 0 | 0 | 0 | 0 | 0 | 0 | 0 | 0 | 0 | 0 | 0 | 0 | 0 | 0 | 0 | 0 | 0 | 0 | 0 | ok
Production Energy |  | TRCTN | RCPEB | E01 | 0 | 0 | 0 | 0 | 0 | 0 | 0 | 0 | 0 | 0 | 0 | 0 | 0 | 0 | 0 | 0 | 0 | 0 | 0 | 0 | 0 | 0 | ok
Production Energy - Not Used |  | TRCTN | RCPEI | E01 | 0 | 0 | 0 | 0 | 0 | 0 | 0 | 0 | 0 | 0 | 0 | 0 | 0 | 0 | 0 | 0 | 0 | 0 | 0 | 0 | 0 | 0 | ok
Production Energy - Not Used |  | TRCTN | RCPEP | E01 | 0 | 0 | 0 | 0 | 0 | 0 | 0 | 0 | 0 | 0 | 0 | 0 | 0 | 0 | 0 | 0 | 0 | 0 | 0 | 0 | 0 | 0 | ok
Total Power Production Plant |  |  | RCPT |  | 0 | 0 | 0 | 0 | 0 | 0 | 0 | 0 | 0 | 0 | 0 | 0 | 0 | 0 | 0 | 0 | 0 | 0 | 0 | 0 | 0 | 0 | ok
Transmission Plant
Transmission Demand - Base |  | TRCTN | RCRB | PPBDA | 0 | 0 | 0 | 0 | 0 | 0 | 0 | 0 | 0 | 0 | 0 | 0 | 0 | 0 | 0 | 0 | 0 | 0 | 0 | 0 | 0 | 0 | ok
Transmission Demand - Inter. |  | TRCTN | RCRI | PPWDA | 0 | 0 | 0 | 0 | 0 | 0 | 0 | 0 | 0 | 0 | 0 | 0 | 0 | 0 | 0 | 0 | 0 | 0 | 0 | 0 | 0 | 0 | ok
Transmission Demand - Peak |  | TRCTN | RCRP | PPSDA | 0 | 0 | 0 | 0 | 0 | 0 | 0 | 0 | 0 | 0 | 0 | 0 | 0 | 0 | 0 | 0 | 0 | 0 | 0 | 0 | 0 | 0 | ok
Total Transmission Plant |  |  | RCRT |  | 0 | 0 | 0 | 0 | 0 | 0 | 0 | 0 | 0 | 0 | 0 | 0 | 0 | 0 | 0 | 0 | 0 | 0 | 0 | 0 | 0 | 0 | ok
Distribution Poles
Specific |  | TRCTN | RCPS | NCP | 0 | 0 | 0 | 0 | 0 | 0 | 0 | 0 | 0 | 0 | 0 | 0 | 0 | 0 | 0 | 0 | 0 | 0 | 0 | 0 | 0 | 0 | ok
Distribution Substation
General |  | TRCTN | RCSG | NCP | 0 | 0 | 0 | 0 | 0 | 0 | 0 | 0 | 0 | 0 | 0 | 0 | 0 | 0 | 0 | 0 | 0 | 0 | 0 | 0 | 0 | 0 | ok
Distribution Primary & Secondary Lines
Primary Specific |  | TRCTN | RCPLS | NCP | 0 | 0 | 0 | 0 | 0 | 0 | 0 | 0 | 0 | 0 | 0 | 0 | 0 | 0 | 0 | 0 | 0 | 0 | 0 | 0 | 0 | 0 | ok
Primary Demand |  | TRCTN | RCPLD | NCP | 0 | 0 | 0 | 0 | 0 | 0 | 0 | 0 | 0 | 0 | 0 | 0 | 0 | 0 | 0 | 0 | 0 | 0 | 0 | 0 | 0 | 0 | ok
Primary Customer |  | TRCTN | RCPLC | Cust08 | 0 | 0 | 0 | 0 | 0 | 0 | 0 | 0 | 0 | 0 | 0 | 0 | 0 | 0 | 0 | 0 | 0 | 0 | 0 | 0 | 0 | 0 | ok
Secondary Demand |  | TRCTN | RCSLD | SICD | 0 | 0 | 0 | 0 | 0 | 0 | 0 | 0 | 0 | 0 | 0 | 0 | 0 | 0 | 0 | 0 | 0 | 0 | 0 | 0 | 0 | 0 | ok
Secondary Customer |  | TRCTN | RCSLC | Cust07 | 0 | 0 | 0 | 0 | 0 | 0 | 0 | 0 | 0 | 0 | 0 | 0 | 0 | 0 | 0 | 0 | 0 | 0 | 0 | 0 | 0 | 0 | ok
Total Distribution Primary & Secondary Lines |  |  | RCLT |  | 0 | 0 | 0 | 0 | 0 | 0 | 0 | 0 | 0 | 0 | 0 | 0 | 0 | 0 | 0 | 0 | 0 | 0 | 0 | 0 | 0 | 0 | ok
Distribution Line Transformers
Demand |  | TRCTN | RCLTD | SICDT | 0 | 0 | 0 | 0 | 0 | 0 | 0 | 0 | 0 | 0 | 0 | 0 | 0 | 0 | 0 | 0 | 0 | 0 | 0 | 0 | 0 | 0 | ok
Customer |  | TRCTN | RCLTC | Cust09 | 0 | 0 | 0 | 0 | 0 | 0 | 0 | 0 | 0 | 0 | 0 | 0 | 0 | 0 | 0 | 0 | 0 | 0 | 0 | 0 | 0 | 0 | ok
Total Distribution Line Transformers |  |  | RCLTT |  | 0 | 0 | 0 | 0 | 0 | 0 | 0 | 0 | 0 | 0 | 0 | 0 | 0 | 0 | 0 | 0 | 0 | 0 | 0 | 0 | 0 | 0 | ok
Distribution Services
Customer |  | TRCTN | RCSC | C02 | 0 | 0 | 0 | 0 | 0 | 0 | 0 | 0 | 0 | 0 | 0 | 0 | 0 | 0 | 0 | 0 | 0 | 0 | 0 | 0 | 0 | 0 | ok
[5 empty] | -481.116 | -282.9775 | -81.1835 | 0 | -86.6062 | 0 | -1.6618 | 0 | -26.8876 | 0 | 0 | 0 | 0 | 0 | -0.14049 | -0.66586 | 0 | -0.99302 |  |  |  | -482.109
Distribution Meters
Customer |  | TRCTN | RCMC | C03 | 0 | 0 | 0 | 0 | 0 | 0 | 0 | 0 | 0 | 0 | 0 | 0 | 0 | 0 | 0 | 0 | 0 | 0 | 0 | 0 | 0 | 0 | ok
Distribution Street & Customer Lighting
Customer |  | TRCTN | RCSCL | C04 | 0 | 0 | 0 | 0 | 0 | 0 | 0 | 0 | 0 | 0 | 0 | 0 | 0 | 0 | 0 | 0 | 0 | 0 | 0 | 0 | 0 | 0 | ok
Customer Accounts Expense
Customer |  | TRCTN | RCCAE | C05 | 0 | 0 | 0 | 0 | 0 | 0 | 0 | 0 | 0 | 0 | 0 | 0 | 0 | 0 | 0 | 0 | 0 | 0 | 0 | 0 | 0 | 0 | ok
Customer Service & Info.
Customer |  | TRCTN | RCCSI | C05 | 0 | 0 | 0 | 0 | 0 | 0 | 0 | 0 | 0 | 0 | 0 | 0 | 0 | 0 | 0 | 0 | 0 | 0 | 0 | 0 | 0 | 0 | ok
Sales Expense
Customer |  | TRCTN | RCSEC | C06 | 0 | 0 | 0 | 0 | 0 | 0 | 0 | 0 | 0 | 0 | 0 | 0 | 0 | 0 | 0 | 0 | 0 | 0 | 0 | 0 | 0 | 0 | ok
Total |  |  | RCT |  | 0 | 0 | 0 | 0 | 0 | 0 | 0 | 0 | 0 | 0 | 0 | 0 | 0 | 0 | 0 | 0 | 0 | 0 | 0 | 0 | 0 | 0 | ok
Accretion Expenses
Power Production Plant
Production Demand - Base |  | TACRTN | ACRPDB | PPBDA | 0 | 0 | 0 | 0 | 0 | 0 | 0 | 0 | 0 | 0 | 0 | 0 | 0 | 0 | 0 | 0 | 0 | 0 | 0 | 0 | 0 | 0 | ok
Production Demand - Winter Peak |  | TACRTN | ACRPDI | PPWDA | 0 | 0 | 0 | 0 | 0 | 0 | 0 | 0 | 0 | 0 | 0 | 0 | 0 | 0 | 0 | 0 | 0 | 0 | 0 | 0 | 0 | 0 | ok
Production Demand - Summer Peak |  | TACRTN | ACRPDP | PPSDA | 0 | 0 | 0 | 0 | 0 | 0 | 0 | 0 | 0 | 0 | 0 | 0 | 0 | 0 | 0 | 0 | 0 | 0 | 0 | 0 | 0 | 0 | ok
Production Energy |  | TACRTN | ACRPEB | E01 | 0 | 0 | 0 | 0 | 0 | 0 | 0 | 0 | 0 | 0 | 0 | 0 | 0 | 0 | 0 | 0 | 0 | 0 | 0 | 0 | 0 | 0 | ok
Production Energy - Not Used |  | TACRTN | ACRPEI | E01 | 0 | 0 | 0 | 0 | 0 | 0 | 0 | 0 | 0 | 0 | 0 | 0 | 0 | 0 | 0 | 0 | 0 | 0 | 0 | 0 | 0 | 0 | ok
Production Energy - Not Used |  | TACRTN | ACRPEP | E01 | 0 | 0 | 0 | 0 | 0 | 0 | 0 | 0 | 0 | 0 | 0 | 0 | 0 | 0 | 0 | 0 | 0 | 0 | 0 | 0 | 0 | 0 | ok
Total Power Production Plant |  |  | ACRPT |  | 0 | 0 | 0 | 0 | 0 | 0 | 0 | 0 | 0 | 0 | 0 | 0 | 0 | 0 | 0 | 0 | 0 | 0 | 0 | 0 | 0 | 0 | ok
Transmission Plant
Transmission Demand - Base |  | TACRTN | ACRRB | PPBDA | 0 | 0 | 0 | 0 | 0 | 0 | 0 | 0 | 0 | 0 | 0 | 0 | 0 | 0 | 0 | 0 | 0 | 0 | 0 | 0 | 0 | 0 | ok
Transmission Demand - Inter. |  | TACRTN | ACRRI | PPWDA | 0 | 0 | 0 | 0 | 0 | 0 | 0 | 0 | 0 | 0 | 0 | 0 | 0 | 0 | 0 | 0 | 0 | 0 | 0 | 0 | 0 | 0 | ok
Transmission Demand - Peak |  | TACRTN | ACRRP | PPSDA | 0 | 0 | 0 | 0 | 0 | 0 | 0 | 0 | 0 | 0 | 0 | 0 | 0 | 0 | 0 | 0 | 0 | 0 | 0 | 0 | 0 | 0 | ok
Total Transmission Plant |  |  | ACRRT |  | 0 | 0 | 0 | 0 | 0 | 0 | 0 | 0 | 0 | 0 | 0 | 0 | 0 | 0 | 0 | 0 | 0 | 0 | 0 | 0 | 0 | 0 | ok
Distribution Poles
Specific |  | TACRTN | ACRPS | NCP | 0 | 0 | 0 | 0 | 0 | 0 | 0 | 0 | 0 | 0 | 0 | 0 | 0 | 0 | 0 | 0 | 0 | 0 | 0 | 0 | 0 | 0 | ok
Distribution Substation
General |  | TACRTN | ACRSG | NCP | 0 | 0 | 0 | 0 | 0 | 0 | 0 | 0 | 0 | 0 | 0 | 0 | 0 | 0 | 0 | 0 | 0 | 0 | 0 | 0 | 0 | 0 | ok
Distribution Primary & Secondary Lines
Primary Specific |  | TACRTN | ACRPLS | NCP | 0 | 0 | 0 | 0 | 0 | 0 | 0 | 0 | 0 | 0 | 0 | 0 | 0 | 0 | 0 | 0 | 0 | 0 | 0 | 0 | 0 | 0 | ok
Primary Demand |  | TACRTN | ACRPLD | NCP | 0 | 0 | 0 | 0 | 0 | 0 | 0 | 0 | 0 | 0 | 0 | 0 | 0 | 0 | 0 | 0 | 0 | 0 | 0 | 0 | 0 | 0 | ok
Primary Customer |  | TACRTN | ACRPLC | Cust08 | 0 | 0 | 0 | 0 | 0 | 0 | 0 | 0 | 0 | 0 | 0 | 0 | 0 | 0 | 0 | 0 | 0 | 0 | 0 | 0 | 0 | 0 | ok
Secondary Demand |  | TACRTN | ACRSLD | SICD | 0 | 0 | 0 | 0 | 0 | 0 | 0 | 0 | 0 | 0 | 0 | 0 | 0 | 0 | 0 | 0 | 0 | 0 | 0 | 0 | 0 | 0 | ok
Secondary Customer |  | TACRTN | ACRSLC | Cust07 | 0 | 0 | 0 | 0 | 0 | 0 | 0 | 0 | 0 | 0 | 0 | 0 | 0 | 0 | 0 | 0 | 0 | 0 | 0 | 0 | 0 | 0 | ok
Total Distribution Primary & Secondary Lines |  |  | ACRLT |  | 0 | 0 | 0 | 0 | 0 | 0 | 0 | 0 | 0 | 0 | 0 | 0 | 0 | 0 | 0 | 0 | 0 | 0 | 0 | 0 | 0 | 0 | ok
Distribution Line Transformers
Demand |  | TACRTN | ACRLTD | SICDT | 0 | 0 | 0 | 0 | 0 | 0 | 0 | 0 | 0 | 0 | 0 | 0 | 0 | 0 | 0 | 0 | 0 | 0 | 0 | 0 | 0 | 0 | ok
Customer |  | TACRTN | ACRLTC | Cust09 | 0 | 0 | 0 | 0 | 0 | 0 | 0 | 0 | 0 | 0 | 0 | 0 | 0 | 0 | 0 | 0 | 0 | 0 | 0 | 0 | 0 | 0 | ok
Total Distribution Line Transformers |  |  | ACRLTT |  | 0 | 0 | 0 | 0 | 0 | 0 | 0 | 0 | 0 | 0 | 0 | 0 | 0 | 0 | 0 | 0 | 0 | 0 | 0 | 0 | 0 | 0 | ok
Distribution Services
Customer |  | TACRTN | ACRSC | C02 | 0 | 0 | 0 | 0 | 0 | 0 | 0 | 0 | 0 | 0 | 0 | 0 | 0 | 0 | 0 | 0 | 0 | 0 | 0 | 0 | 0 | 0 | ok
Distribution Meters
Customer |  | TACRTN | ACRMC | C03 | 0 | 0 | 0 | 0 | 0 | 0 | 0 | 0 | 0 | 0 | 0 | 0 | 0 | 0 | 0 | 0 | 0 | 0 | 0 | 0 | 0 | 0 | ok
Distribution Street & Customer Lighting
Customer |  | TACRTN | ACRSCL | C04 | 0 | 0 | 0 | 0 | 0 | 0 | 0 | 0 | 0 | 0 | 0 | 0 | 0 | 0 | 0 | 0 | 0 | 0 | 0 | 0 | 0 | 0 | ok
Customer Accounts Expense
Customer |  | TACRTN | ACRCAE | C05 | 0 | 0 | 0 | 0 | 0 | 0 | 0 | 0 | 0 | 0 | 0 | 0 | 0 | 0 | 0 | 0 | 0 | 0 | 0 | 0 | 0 | 0 | ok
Customer Service & Info.
Customer |  | TACRTN | ACRCSI | C05 | 0 | 0 | 0 | 0 | 0 | 0 | 0 | 0 | 0 | 0 | 0 | 0 | 0 | 0 | 0 | 0 | 0 | 0 | 0 | 0 | 0 | 0 | ok
Sales Expense
Customer |  | TACRTN | ACRSEC | C06 | 0 | 0 | 0 | 0 | 0 | 0 | 0 | 0 | 0 | 0 | 0 | 0 | 0 | 0 | 0 | 0 | 0 | 0 | 0 | 0 | 0 | 0 | ok
Total |  |  | ACRT |  | 0 | 0 | 0 | 0 | 0 | 0 | 0 | 0 | 0 | 0 | 0 | 0 | 0 | 0 | 0 | 0 | 0 | 0 | 0 | 0 | 0 | 0 | ok
Property and Other Taxes
Power Production Plant
Production Demand - Base |  | PTAX | PTPPDB | PPBDA | 6115271.7487 | 2183099.7855 | 708511.2944 | 0 | 81595.9996 | 1005799.2222 | 0 | 0 | 1023074.604 | 532291.5246 | 430696.6569 | 55019.5634 | 28829.1049 | 63004.6908 | 1761.3898 | 1587.9129 | 0 | 0 | 0 | 0 | 0 | 6115271.7487 | ok
Production Demand - Winter Peak |  | PTAX | PTPPDI | PPWDA | 5959112.6881 | 3120770.4972 | 488896.9973 | 0 | 58310.9135 | 753879.6045 | 0 | 0 | 649337.1651 | 364500.2494 | 322238.6896 | 48089.3917 | 30957.9126 | 117394.3082 | 2692.2758 | 2044.6831 | 0 | 0 | 0 | 0 | 0 | 5959112.6881 | ok
Production Demand - Summer Peak |  | PTAX | PTPPDP | PPSDA | 5402855.7772 | 2553066.9144 | 743897.6391 | 0 | 63338.1195 | 788569.6066 | 0 | 0 | 662419.8707 | 387423.2092 | 148209.5797 | 32491.8542 | 22703.5845 | 0 | 0 | 735.3992 | 0 | 0 | 0 | 0 | 0 | 5402855.7772 | ok
Production Energy |  | PTAX | PTPPEB | E01 | 0 | 0 | 0 | 0 | 0 | 0 | 0 | 0 | 0 | 0 | 0 | 0 | 0 | 0 | 0 | 0 | 0 | 0 | 0 | 0 | 0 | 0 | ok
Production Energy - Not Used |  | PTAX | PTPPEI | E01 | 0 | 0 | 0 | 0 | 0 | 0 | 0 | 0 | 0 | 0 | 0 | 0 | 0 | 0 | 0 | 0 | 0 | 0 | 0 | 0 | 0 | 0 | ok
Production Energy - Not Used |  | PTAX | PTPPEP | E01 | 0 | 0 | 0 | 0 | 0 | 0 | 0 | 0 | 0 | 0 | 0 | 0 | 0 | 0 | 0 | 0 | 0 | 0 | 0 | 0 | 0 | 0 | ok
Total Power Production Plant |  |  | PTPPT |  | 17477240.214 | 7856937.197 | 1941305.9307 | 0 | 203245.0326 | 2548248.4334 | 0 | 0 | 2334831.6399 | 1284214.9831 | 901144.9261 | 135600.8093 | 82490.602 | 180398.9989 | 4453.6656 | 4367.9952 | 0 | 0 | 0 | 0 | 0 | 17477240.214 | ok
Transmission Plant
Transmission Demand - Base |  | PTAX | PTTRB | PPBDA | 1084227.1634 | 387059.8373 | 125617.8339 | 0 | 14466.8304 | 178326.4722 | 0 | 0 | 181389.3677 | 94374.3718 | 76361.7765 | 9754.874 | 5111.3507 | 11170.6233 | 312.2914 | 281.5342 | 0 | 0 | 0 | 0 | 0 | 1084227.1634 | ok
Transmission Demand - Inter. |  | PTAX | PTTRI | PPWDA | 1056540.4305 | 553307.2417 | 86680.5968 | 0 | 10338.4247 | 133661.5573 | 0 | 0 | 115126.3626 | 64625.2673 | 57132.3654 | 8526.1664 | 5488.7847 | 20813.8089 | 477.3359 | 362.5188 | 0 | 0 | 0 | 0 | 0 | 1056540.4305 | ok
Transmission Demand - Peak |  | PTAX | PTTRP | PPSDA | 957917.0369 | 452654.3729 | 131891.772 | 0 | 11229.7397 | 139812.035 | 0 | 0 | 117445.9038 | 68689.4687 | 26277.3036 | 5760.7499 | 4025.3065 | 0 | 0 | 130.385 | 0 | 0 | 0 | 0 | 0 | 957917.0369 | ok
Total Transmission Plant |  |  | PTTRT |  | 3098684.6308 | 1393021.4519 | 344190.2027 | 0 | 36034.9947 | 451800.0645 | 0 | 0 | 413961.6341 | 227689.1078 | 159771.4455 | 24041.7903 | 14625.4419 | 31984.4322 | 789.6273 | 774.438 | 0 | 0 | 0 | 0 | 0 | 3098684.6308 | ok
Distribution Poles
Specific |  | PTAX | PTDPS | NCP | 0 | 0 | 0 | 0 | 0 | 0 | 0 | 0 | 0 | 0 | 0 | 0 | 0 | 0 | 0 | 0 | 0 | 0 | 0 | 0 | 0 | 0 | ok
Distribution Substation
General |  | PTAX | PTDSG | NCP | 1108869.2594 | 499653.302 | 139011.0064 | 0 | 11945.0263 | 147610.6757 | 0 | 0 | 144946.6805 | 74489.0664 | 64958.4842 | 8412.8627 | 4335.4073 | 12987.5872 | 375.7018 | 143.459 | 0 | 0 | 0 | 0 | 0 | 1108869.2594 | ok
Distribution Primary & Secondary Lines
Primary Specific |  | PTAX | PTDPLS | NCP | 0 | 0 | 0 | 0 | 0 | 0 | 0 | 0 | 0 | 0 | 0 | 0 | 0 | 0 | 0 | 0 | 0 | 0 | 0 | 0 | 0 | 0 | ok
Primary Demand |  | PTAX | PTDPLD | NCP | 1627323.4708 | 733267.2799 | 204005.9019 | 0 | 17529.9491 | 216626.3652 | 0 | 0 | 212716.8133 | 109316.5899 | 95329.9634 | 12346.3147 | 6362.4363 | 19059.9616 | 551.3619 | 210.5336 | 0 | 0 | 0 | 0 | 0 | 1627323.4708 | ok
Primary Customer |  | PTAX | PTDPLC | Cust08 | 2644278.4382 | 2275000.3259 | 280647.2237 | 0 | 459.3811 | 17591.7779 | 0 | 0 | 690.1204 | 2008.4812 | 0 | 6.2929 | 12.5858 | 67120.3874 | 109.0768 | 632.7852 | 0 | 0 | 0 | 0 | 0 | 2644278.4382 | ok
Secondary Demand |  | PTAX | PTDSLD | SICD | 542441.1569 | 459959.9154 | 77197.8153 | 0 | 0 | 0 | 0 | 0 | 0 | 0 | 0 | 0 | 0 | 5080.3465 | 146.963 | 56.1168 | 0 | 0 | 0 | 0 | 0 | 542441.1569 | ok
Secondary Customer |  | PTAX | PTDSLC | Cust07 | 881426.1461 | 764336.6799 | 94289.6424 | 0 | 0 | 0 | 0 | 0 | 0 | 0 | 0 | 0 | 0 | 22550.5788 | 36.6468 | 212.5982 | 0 | 0 | 0 | 0 | 0 | 881426.1461 | ok
Total Distribution Primary & Secondary Lines |  |  | PTDLT |  | 5695469.212 | 4232564.2011 | 656140.5833 | 0 | 17989.3302 | 234218.143 | 0 | 0 | 213406.9337 | 111325.0711 | 95329.9634 | 12352.6076 | 6375.0221 | 113811.2742 | 844.0485 | 1112.0338 | 0 | 0 | 0 | 0 | 0 | 5695469.212 | ok
Distribution Line Transformers
Demand |  | PTAX | PTDLTD | SICDT | 672406.448 | 474752.3623 | 79680.5199 | 0 | 0 | 73959.9636 | 0 | 0 | 0 | 38560.2594 | 0 | 0 | 0 | 5243.7319 | 151.6894 | 57.9215 | 0 | 0 | 0 | 0 | 0 | 672406.448 | ok
Customer |  | PTAX | PTDLTC | Cust09 | 510296.0767 | 439226.4095 | 54183.5845 | 0 | 0 | 3396.3834 | 0 | 0 | 0 | 387.7705 | 0 | 0 | 0 | 12958.7 | 21.0591 | 122.1696 | 0 | 0 | 0 | 0 | 0 | 510296.0767 | ok
Total Distribution Line Transformers |  |  | PTDLTT |  | 1182702.5247 | 913978.7718 | 133864.1044 | 0 | 0 | 77356.347 | 0 | 0 | 0 | 38948.0299 | 0 | 0 | 0 | 18202.4319 | 172.7485 | 180.0911 | 0 | 0 | 0 | 0 | 0 | 1182702.5247 | ok
Distribution Services
Customer |  | PTAX | PTDSC | C02 | 242170.1224 | 195509.8311 | 41746.1768 | 0 | 0 | 4176.6025 | 0 | 0 | 0 | 737.512 | 0 | 0 | 0 | 0 | 0 | 0 | 0 | 0 | 0 | 0 | 0 | 242170.1224 | ok
Distribution Meters
Customer |  | PTAX | PTDMC | C03 | 319826.0368 | 219093.784 | 71707.0779 | 0 | 2602.5838 | 16877.8311 | 0 | 0 | 3738.5795 | 2116.1991 | 2944.7055 | 34.0904 | 68.1808 | 0 | 94.5417 | 548.4631 | 0 | 0 | 0 | 0 | 0 | 319826.0368 | ok
Distribution Street & Customer Lighting
Customer |  | PTAX | PTDSCL | C04 | 754096.31 | 0 | 0 | 0 | 0 | 0 | 0 | 0 | 0 | 0 | 0 | 0 | 0 | 754096.31 | 0 | 0 | 0 | 0 | 0 | 0 | 0 | 754096.31 | ok
Customer Accounts Expense
Customer |  | PTAX | PTCAE | C05 | 0 | 0 | 0 | 0 | 0 | 0 | 0 | 0 | 0 | 0 | 0 | 0 | 0 | 0 | 0 | 0 | 0 | 0 | 0 | 0 | 0 | 0 | ok
Customer Service & Info.
Customer |  | PTAX | PTCSI | C05 | 0 | 0 | 0 | 0 | 0 | 0 | 0 | 0 | 0 | 0 | 0 | 0 | 0 | 0 | 0 | 0 | 0 | 0 | 0 | 0 | 0 | 0 | ok
Sales Expense
Customer |  | PTAX | PTSEC | C06 | 0 | 0 | 0 | 0 | 0 | 0 | 0 | 0 | 0 | 0 | 0 | 0 | 0 | 0 | 0 | 0 | 0 | 0 | 0 | 0 | 0 | 0 | ok
Total |  |  | PTT |  | 29879058.31 | 15310758.5389 | 3327965.0821 | 0 | 271816.9676 | 3480288.0973 | 0 | 0 | 3110885.4677 | 1739519.9694 | 1224149.5247 | 180442.1602 | 107894.6541 | 1111481.0345 | 6730.3333 | 7126.4803 | 0 | 0 | 0 | 0 | 0 | 29879058.31 | ok
Amortization of ITC
Power Production Plant
Production Demand - Base |  | OTAX | OTPPDB | PPBDA | -248642.7514 | -88763.3387 | -28807.5829 | 0 | -3317.6373 | -40895.1059 | 0 | 0 | -41597.5111 | -21642.608 | -17511.8304 | -2237.0577 | -1172.1716 | -2561.7275 | -71.6169 | -64.5634 | 0 | 0 | 0 | 0 | 0 | -248642.7514 | ok
Production Demand - Winter Peak |  | OTAX | OTPPDI | PPWDA | -242293.4312 | -126888.3861 | -19878.2163 | 0 | -2370.8817 | -30652.2272 | 0 | 0 | -26401.6034 | -14820.3299 | -13102.0039 | -1955.2817 | -1258.7275 | -4773.172 | -109.4661 | -83.1354 | 0 | 0 | 0 | 0 | 0 | -242293.4312 | ok
Production Demand - Summer Peak |  | OTAX | OTPPDP | PPSDA | -219676.407 | -103805.9482 | -30246.3673 | 0 | -2575.2845 | -32062.6989 | 0 | 0 | -26933.5372 | -15752.3617 | -6026.0998 | -1321.0965 | -923.1122 | 0 | 0 | -29.9008 | 0 | 0 | 0 | 0 | 0 | -219676.407 | ok
Production Energy |  | OTAX | OTPPEB | E01 | 0 | 0 | 0 | 0 | 0 | 0 | 0 | 0 | 0 | 0 | 0 | 0 | 0 | 0 | 0 | 0 | 0 | 0 | 0 | 0 | 0 | 0 | ok
Production Energy - Not Used |  | OTAX | OTPPEI | E01 | 0 | 0 | 0 | 0 | 0 | 0 | 0 | 0 | 0 | 0 | 0 | 0 | 0 | 0 | 0 | 0 | 0 | 0 | 0 | 0 | 0 | 0 | ok
Production Energy - Not Used |  | OTAX | OTPPEP | E01 | 0 | 0 | 0 | 0 | 0 | 0 | 0 | 0 | 0 | 0 | 0 | 0 | 0 | 0 | 0 | 0 | 0 | 0 | 0 | 0 | 0 | 0 | ok
Total Power Production Plant |  |  | OTPPT |  | -710612.5896 | -319457.6729 | -78932.1665 | 0 | -8263.8035 | -103610.032 | 0 | 0 | -94932.6517 | -52215.2996 | -36639.9341 | -5513.4358 | -3354.0113 | -7334.8995 | -181.083 | -177.5997 | 0 | 0 | 0 | 0 | 0 | -710612.5896 | ok
Transmission Plant
Transmission Demand - Base |  | OTAX | OTTRB | PPBDA | -44083.9322 | -15737.5873 | -5107.5349 | 0 | -588.2114 | -7250.6319 | 0 | 0 | -7375.1672 | -3837.1972 | -3104.8174 | -396.6265 | -207.824 | -454.1899 | -12.6976 | -11.447 | 0 | 0 | 0 | 0 | 0 | -44083.9322 | ok
Transmission Demand - Inter. |  | OTAX | OTTRI | PPWDA | -42958.2086 | -22497.0926 | -3524.3736 | 0 | -420.3533 | -5434.5872 | 0 | 0 | -4680.9589 | -2627.619 | -2322.9628 | -346.6681 | -223.1702 | -846.2752 | -19.4081 | -14.7398 | 0 | 0 | 0 | 0 | 0 | -42958.2086 | ok
Transmission Demand - Peak |  | OTAX | OTTRP | PPSDA | -38948.2491 | -18404.6161 | -5362.6289 | 0 | -456.5935 | -5684.6614 | 0 | 0 | -4775.2698 | -2792.8666 | -1068.4171 | -234.2281 | -163.6662 | 0 | 0 | -5.3014 | 0 | 0 | 0 | 0 | 0 | -38948.2491 | ok
Total Transmission Plant |  |  | OTTRT |  | -125990.39 | -56639.296 | -13994.5374 | 0 | -1465.1581 | -18369.8805 | 0 | 0 | -16831.3959 | -9257.6828 | -6496.1973 | -977.5227 | -594.6604 | -1300.4651 | -32.1057 | -31.4881 | 0 | 0 | 0 | 0 | 0 | -125990.39 | ok
Distribution Poles
Specific |  | OTAX | OTDPS | NCP | 0 | 0 | 0 | 0 | 0 | 0 | 0 | 0 | 0 | 0 | 0 | 0 | 0 | 0 | 0 | 0 | 0 | 0 | 0 | 0 | 0 | 0 | ok
Distribution Substation
General |  | OTAX | OTDSG | NCP | -45085.8629 | -20315.5603 | -5652.0921 | 0 | -485.6766 | -6001.7487 | 0 | 0 | -5893.4325 | -3028.6743 | -2641.1674 | -342.0612 | -176.2747 | -528.0664 | -15.2758 | -5.8329 | 0 | 0 | 0 | 0 | 0 | -45085.8629 | ok
Distribution Primary & Secondary Lines
Primary Specific |  | OTAX | OTDPLS | NCP | 0 | 0 | 0 | 0 | 0 | 0 | 0 | 0 | 0 | 0 | 0 | 0 | 0 | 0 | 0 | 0 | 0 | 0 | 0 | 0 | 0 | 0 | ok
Primary Demand |  | OTAX | OTDPLD | NCP | -66165.8552 | -29814.1442 | -8294.7399 | 0 | -712.7557 | -8807.8793 | 0 | 0 | -8648.9196 | -4444.7375 | -3876.0509 | -501.9927 | -258.6923 | -774.965 | -22.418 | -8.5602 | 0 | 0 | 0 | 0 | 0 | -66165.8552 | ok
Primary Customer |  | OTAX | OTDPLC | Cust08 | -107514.5461 | -92499.9515 | -11410.9235 | 0 | -18.6781 | -715.2696 | 0 | 0 | -28.0598 | -81.6635 | 0 | -0.25586 | -0.51173 | -2729.0689 | -4.435 | -25.7286 | 0 | 0 | 0 | 0 | 0 | -107514.5461 | ok
Secondary Demand |  | OTAX | OTDSLD | SICD | -22055.2851 | -18701.6544 | -3138.8102 | 0 | 0 | 0 | 0 | 0 | 0 | 0 | 0 | 0 | 0 | -206.5634 | -5.9754 | -2.2817 | 0 | 0 | 0 | 0 | 0 | -22055.2851 | ok
Secondary Customer |  | OTAX | OTDSLC | Cust07 | -35838.182 | -31077.4047 | -3833.7521 | 0 | 0 | 0 | 0 | 0 | 0 | 0 | 0 | 0 | 0 | -916.8911 | -1.49 | -8.6441 | 0 | 0 | 0 | 0 | 0 | -35838.182 | ok
Total Distribution Primary & Secondary Lines |  |  | OTDLT |  | -231573.8684 | -172093.1549 | -26678.2257 | 0 | -731.4338 | -9523.1489 | 0 | 0 | -8676.9794 | -4526.401 | -3876.0509 | -502.2485 | -259.204 | -4627.4883 | -34.3184 | -45.2145 | 0 | 0 | 0 | 0 | 0 | -231573.8684 | ok
Distribution Line Transformers
Demand |  | OTAX | OTDLTD | SICDT | -27339.5846 | -19303.1052 | -3239.7552 | 0 | 0 | -3007.1613 | 0 | 0 | 0 | -1567.8337 | 0 | 0 | 0 | -213.2065 | -6.1676 | -2.355 | 0 | 0 | 0 | 0 | 0 | -27339.5846 | ok
Customer |  | OTAX | OTDLTC | Cust09 | -20748.2882 | -17858.6443 | -2203.0674 | 0 | 0 | -138.0946 | 0 | 0 | 0 | -15.7665 | 0 | 0 | 0 | -526.8918 | -0.85625 | -4.9673 | 0 | 0 | 0 | 0 | 0 | -20748.2882 | ok
Total Distribution Line Transformers |  |  | OTDLTT |  | -48087.8728 | -37161.7494 | -5442.8226 | 0 | 0 | -3145.256 | 0 | 0 | 0 | -1583.6002 | 0 | 0 | 0 | -740.0984 | -7.0238 | -7.3224 | 0 | 0 | 0 | 0 | 0 | -48087.8728 | ok
Distribution Services
Customer |  | OTAX | OTDSC | C02 | -9846.4709 | -7949.2955 | -1697.3709 | 0 | 0 | -169.8178 | 0 | 0 | 0 | -29.9867 | 0 | 0 | 0 | 0 | 0 | 0 | 0 | 0 | 0 | 0 | 0 | -9846.4709 | ok
Distribution Meters
Customer |  | OTAX | OTDMC | C03 | -13003.9071 | -8908.2029 | -2915.5606 | 0 | -105.8193 | -686.241 | 0 | 0 | -152.0081 | -86.0432 | -119.7297 | -1.3861 | -2.7722 | 0 | -3.844 | -22.3001 | 0 | 0 | 0 | 0 | 0 | -13003.9071 | ok
Distribution Street & Customer Lighting
Customer |  | OTAX | OTDSCL | C04 | -30661.0383 | 0 | 0 | 0 | 0 | 0 | 0 | 0 | 0 | 0 | 0 | 0 | 0 | -30661.0383 | 0 | 0 | 0 | 0 | 0 | 0 | 0 | -30661.0383 | ok
Customer Accounts Expense
Customer |  | OTAX | OTCAE | C05 | 0 | 0 | 0 | 0 | 0 | 0 | 0 | 0 | 0 | 0 | 0 | 0 | 0 | 0 | 0 | 0 | 0 | 0 | 0 | 0 | 0 | 0 | ok
Customer Service & Info.
Customer |  | OTAX | OTCSI | C05 | 0 | 0 | 0 | 0 | 0 | 0 | 0 | 0 | 0 | 0 | 0 | 0 | 0 | 0 | 0 | 0 | 0 | 0 | 0 | 0 | 0 | 0 | ok
Sales Expense
Customer |  | OTAX | OTSEC | C06 | 0 | 0 | 0 | 0 | 0 | 0 | 0 | 0 | 0 | 0 | 0 | 0 | 0 | 0 | 0 | 0 | 0 | 0 | 0 | 0 | 0 | 0 | ok
Total |  |  | OTT |  | -1214862 | -622524.9319 | -135312.7757 | 0 | -11051.8913 | -141506.1249 | 0 | 0 | -126486.4676 | -70727.6878 | -49773.0793 | -7336.6544 | -4386.9226 | -45192.0559 | -273.6507 | -289.7578 | 0 | 0 | 0 | 0 | 0 | -1214862 | ok
Other Expenses
Power Production Plant
Production Demand - Base |  | OT | OTPPDB | PPBDA | 0 | 0 | 0 | 0 | 0 | 0 | 0 | 0 | 0 | 0 | 0 | 0 | 0 | 0 | 0 | 0 | 0 | 0 | 0 | 0 | 0 | 0 | ok
Production Demand - Winter Peak |  | OT | OTPPDI | PPWDA | 0 | 0 | 0 | 0 | 0 | 0 | 0 | 0 | 0 | 0 | 0 | 0 | 0 | 0 | 0 | 0 | 0 | 0 | 0 | 0 | 0 | 0 | ok
Production Demand - Summer Peak |  | OT | OTPPDP | PPSDA | 0 | 0 | 0 | 0 | 0 | 0 | 0 | 0 | 0 | 0 | 0 | 0 | 0 | 0 | 0 | 0 | 0 | 0 | 0 | 0 | 0 | 0 | ok
Production Energy |  | OT | OTPPEB | E01 | 0 | 0 | 0 | 0 | 0 | 0 | 0 | 0 | 0 | 0 | 0 | 0 | 0 | 0 | 0 | 0 | 0 | 0 | 0 | 0 | 0 | 0 | ok
Production Energy - Not Used |  | OT | OTPPEI | E01 | 0 | 0 | 0 | 0 | 0 | 0 | 0 | 0 | 0 | 0 | 0 | 0 | 0 | 0 | 0 | 0 | 0 | 0 | 0 | 0 | 0 | 0 | ok
Production Energy - Not Used |  | OT | OTPPEP | E01 | 0 | 0 | 0 | 0 | 0 | 0 | 0 | 0 | 0 | 0 | 0 | 0 | 0 | 0 | 0 | 0 | 0 | 0 | 0 | 0 | 0 | 0 | ok
Total Power Production Plant |  |  | OTPPT |  | 0 | 0 | 0 | 0 | 0 | 0 | 0 | 0 | 0 | 0 | 0 | 0 | 0 | 0 | 0 | 0 | 0 | 0 | 0 | 0 | 0 | 0 | ok
Transmission Plant
Transmission Demand - Base |  | OT | OTTRB | PPBDA | 0 | 0 | 0 | 0 | 0 | 0 | 0 | 0 | 0 | 0 | 0 | 0 | 0 | 0 | 0 | 0 | 0 | 0 | 0 | 0 | 0 | 0 | ok
Transmission Demand - Inter. |  | OT | OTTRI | PPWDA | 0 | 0 | 0 | 0 | 0 | 0 | 0 | 0 | 0 | 0 | 0 | 0 | 0 | 0 | 0 | 0 | 0 | 0 | 0 | 0 | 0 | 0 | ok
Transmission Demand - Peak |  | OT | OTTRP | PPSDA | 0 | 0 | 0 | 0 | 0 | 0 | 0 | 0 | 0 | 0 | 0 | 0 | 0 | 0 | 0 | 0 | 0 | 0 | 0 | 0 | 0 | 0 | ok
Total Transmission Plant |  |  | OTTRT |  | 0 | 0 | 0 | 0 | 0 | 0 | 0 | 0 | 0 | 0 | 0 | 0 | 0 | 0 | 0 | 0 | 0 | 0 | 0 | 0 | 0 | 0 | ok
Distribution Poles
Specific |  | OT | OTDPS | NCP | 0 | 0 | 0 | 0 | 0 | 0 | 0 | 0 | 0 | 0 | 0 | 0 | 0 | 0 | 0 | 0 | 0 | 0 | 0 | 0 | 0 | 0 | ok
Distribution Substation
General |  | OT | OTDSG | NCP | 0 | 0 | 0 | 0 | 0 | 0 | 0 | 0 | 0 | 0 | 0 | 0 | 0 | 0 | 0 | 0 | 0 | 0 | 0 | 0 | 0 | 0 | ok
Distribution Primary & Secondary Lines
Primary Specific |  | OT | OTDPLS | NCP | 0 | 0 | 0 | 0 | 0 | 0 | 0 | 0 | 0 | 0 | 0 | 0 | 0 | 0 | 0 | 0 | 0 | 0 | 0 | 0 | 0 | 0 | ok
Primary Demand |  | OT | OTDPLD | NCP | 0 | 0 | 0 | 0 | 0 | 0 | 0 | 0 | 0 | 0 | 0 | 0 | 0 | 0 | 0 | 0 | 0 | 0 | 0 | 0 | 0 | 0 | ok
Primary Customer |  | OT | OTDPLC | Cust08 | 0 | 0 | 0 | 0 | 0 | 0 | 0 | 0 | 0 | 0 | 0 | 0 | 0 | 0 | 0 | 0 | 0 | 0 | 0 | 0 | 0 | 0 | ok
Secondary Demand |  | OT | OTDSLD | SICD | 0 | 0 | 0 | 0 | 0 | 0 | 0 | 0 | 0 | 0 | 0 | 0 | 0 | 0 | 0 | 0 | 0 | 0 | 0 | 0 | 0 | 0 | ok
Secondary Customer |  | OT | OTDSLC | Cust07 | 0 | 0 | 0 | 0 | 0 | 0 | 0 | 0 | 0 | 0 | 0 | 0 | 0 | 0 | 0 | 0 | 0 | 0 | 0 | 0 | 0 | 0 | ok
Total Distribution Primary & Secondary Lines |  |  | OTDLT |  | 0 | 0 | 0 | 0 | 0 | 0 | 0 | 0 | 0 | 0 | 0 | 0 | 0 | 0 | 0 | 0 | 0 | 0 | 0 | 0 | 0 | 0 | ok
Distribution Line Transformers
Demand |  | OT | OTDLTD | SICDT | 0 | 0 | 0 | 0 | 0 | 0 | 0 | 0 | 0 | 0 | 0 | 0 | 0 | 0 | 0 | 0 | 0 | 0 | 0 | 0 | 0 | 0 | ok
Customer |  | OT | OTDLTC | Cust09 | 0 | 0 | 0 | 0 | 0 | 0 | 0 | 0 | 0 | 0 | 0 | 0 | 0 | 0 | 0 | 0 | 0 | 0 | 0 | 0 | 0 | 0 | ok
Total Distribution Line Transformers |  |  | OTDLTT |  | 0 | 0 | 0 | 0 | 0 | 0 | 0 | 0 | 0 | 0 | 0 | 0 | 0 | 0 | 0 | 0 | 0 | 0 | 0 | 0 | 0 | 0 | ok
Distribution Services
Customer |  | OT | OTDSC | C02 | 0 | 0 | 0 | 0 | 0 | 0 | 0 | 0 | 0 | 0 | 0 | 0 | 0 | 0 | 0 | 0 | 0 | 0 | 0 | 0 | 0 | 0 | ok
Distribution Meters
Customer |  | OT | OTDMC | C03 | 0 | 0 | 0 | 0 | 0 | 0 | 0 | 0 | 0 | 0 | 0 | 0 | 0 | 0 | 0 | 0 | 0 | 0 | 0 | 0 | 0 | 0 | ok
Distribution Street & Customer Lighting
Customer |  | OT | OTDSCL | C04 | 0 | 0 | 0 | 0 | 0 | 0 | 0 | 0 | 0 | 0 | 0 | 0 | 0 | 0 | 0 | 0 | 0 | 0 | 0 | 0 | 0 | 0 | ok
Customer Accounts Expense
Customer |  | OT | OTCAE | C05 | 0 | 0 | 0 | 0 | 0 | 0 | 0 | 0 | 0 | 0 | 0 | 0 | 0 | 0 | 0 | 0 | 0 | 0 | 0 | 0 | 0 | 0 | ok
Customer Service & Info.
Customer |  | OT | OTCSI | C05 | 0 | 0 | 0 | 0 | 0 | 0 | 0 | 0 | 0 | 0 | 0 | 0 | 0 | 0 | 0 | 0 | 0 | 0 | 0 | 0 | 0 | 0 | ok
Sales Expense
Customer |  | OT | OTSEC | C06 | 0 | 0 | 0 | 0 | 0 | 0 | 0 | 0 | 0 | 0 | 0 | 0 | 0 | 0 | 0 | 0 | 0 | 0 | 0 | 0 | 0 | 0 | ok
Total |  |  | OTT |  | 0 | 0 | 0 | 0 | 0 | 0 | 0 | 0 | 0 | 0 | 0 | 0 | 0 | 0 | 0 | 0 | 0 | 0 | 0 | 0 | 0 | 0 | ok
Interest Expenses
Power Production Plant
Production Demand - Base |  | INTLTD | INTPDB | PPBDA | 11186713.9196 | 3993561.3268 | 1296085.192 | 0 | 149264.1932 | 1839916.2984 | 0 | 0 | 1871518.2879 | 973725.0038 | 787876.7264 | 100647.7129 | 52737.3046 | 115254.9682 | 3222.124 | 2904.7813 | 0 | 0 | 0 | 0 | 0 | 11186713.9196 | ok
Production Demand - Winter Peak |  | INTLTD | INTPDI | PPWDA | 10901050.9419 | 5708849.6137 | 894343.0594 | 0 | 106668.6052 | 1379077.7928 | 0 | 0 | 1187837.4997 | 666783.126 | 589473.7277 | 87970.2964 | 56631.5491 | 214750.3161 | 4925.001 | 3740.3547 | 0 | 0 | 0 | 0 | 0 | 10901050.9419 | ok
Production Demand - Summer Peak |  | INTLTD | INTPDP | PPSDA | 9883485.8714 | 4670345.0578 | 1360817.7062 | 0 | 115864.9121 | 1442536.482 | 0 | 0 | 1211769.7942 | 708716.2739 | 271120.9307 | 59437.6003 | 41531.8428 | 0 | 0 | 1345.2714 | 0 | 0 | 0 | 0 | 0 | 9883485.8714 | ok
Production Energy |  | INTLTD | INTPEB | E01 | 0 | 0 | 0 | 0 | 0 | 0 | 0 | 0 | 0 | 0 | 0 | 0 | 0 | 0 | 0 | 0 | 0 | 0 | 0 | 0 | 0 | 0 | ok
Production Energy - Not Used |  | INTLTD | INTPEI | E01 | 0 | 0 | 0 | 0 | 0 | 0 | 0 | 0 | 0 | 0 | 0 | 0 | 0 | 0 | 0 | 0 | 0 | 0 | 0 | 0 | 0 | 0 | ok
Production Energy - Not Used |  | INTLTD | INTPEP | E01 | 0 | 0 | 0 | 0 | 0 | 0 | 0 | 0 | 0 | 0 | 0 | 0 | 0 | 0 | 0 | 0 | 0 | 0 | 0 | 0 | 0 | 0 | ok
Total Power Production Plant |  |  | INTPT |  | 31971250.7329 | 14372755.9983 | 3551245.9576 | 0 | 371797.7105 | 4661530.5733 | 0 | 0 | 4271125.5818 | 2349224.4037 | 1648471.3849 | 248055.6095 | 150900.6965 | 330005.2843 | 8147.125 | 7990.4074 | 0 | 0 | 0 | 0 | 0 | 31971250.7329 | ok
Transmission Plant
Transmission Demand - Base |  | INTLTD | INTTRB | PPBDA | 1983385.1379 | 708051.5547 | 229793.6754 | 0 | 26464.2847 | 326213.9952 | 0 | 0 | 331816.9736 | 172639.7685 | 139689.1885 | 17844.6664 | 9350.2334 | 20434.5076 | 571.277 | 515.0127 | 0 | 0 | 0 | 0 | 0 | 1983385.1379 | ok
Transmission Demand - Inter. |  | INTLTD | INTTRI | PPWDA | 1932737.5832 | 1012169.2178 | 158565.4863 | 0 | 18912.1603 | 244508.1208 | 0 | 0 | 210601.5457 | 118219.5014 | 104512.6781 | 15596.9822 | 10040.6762 | 38074.8617 | 873.1942 | 663.1585 | 0 | 0 | 0 | 0 | 0 | 1932737.5832 | ok
Transmission Demand - Peak |  | INTLTD | INTTRP | PPSDA | 1752325.0464 | 828044.1462 | 241270.6388 | 0 | 20542.6496 | 255759.2372 | 0 | 0 | 214844.7004 | 125654.1764 | 48069.2747 | 10538.1843 | 7363.5243 | 0 | 0 | 238.5143 | 0 | 0 | 0 | 0 | 0 | 1752325.0464 | ok
Total Transmission Plant |  |  | INTTRT |  | 5668447.7675 | 2548264.9187 | 629629.8005 | 0 | 65919.0946 | 826481.3533 | 0 | 0 | 757263.2197 | 416513.4463 | 292271.1413 | 43979.8329 | 26754.4339 | 58509.3693 | 1444.4712 | 1416.6855 | 0 | 0 | 0 | 0 | 0 | 5668447.7675 | ok
Distribution Poles
Specific |  | INTLTD | INTDPS | NCP | 0 | 0 | 0 | 0 | 0 | 0 | 0 | 0 | 0 | 0 | 0 | 0 | 0 | 0 | 0 | 0 | 0 | 0 | 0 | 0 | 0 | 0 | ok
Distribution Substation
General |  | INTLTD | INTDSG | NCP | 2028463.1147 | 914019.6508 | 254293.9094 | 0 | 21851.129 | 270025.351 | 0 | 0 | 265152.084 | 136263.4254 | 118829.0576 | 15389.7147 | 7930.7941 | 23758.2937 | 687.2741 | 262.4307 | 0 | 0 | 0 | 0 | 0 | 2028463.1147 | ok
Distribution Primary & Secondary Lines
Primary Specific |  | INTLTD | INDPLS | NCP | 0 | 0 | 0 | 0 | 0 | 0 | 0 | 0 | 0 | 0 | 0 | 0 | 0 | 0 | 0 | 0 | 0 | 0 | 0 | 0 | 0 | 0 | ok
Primary Demand |  | INTLTD | INDPLD | NCP | 2976875.4147 | 1341371.5079 | 373189.5747 | 0 | 32067.6715 | 396276.2857 | 0 | 0 | 389124.5122 | 199973.6836 | 174387.8396 | 22585.209 | 11638.854 | 34866.5351 | 1008.6106 | 385.1307 | 0 | 0 | 0 | 0 | 0 | 2976875.4147 | ok
Primary Customer |  | INTLTD | INDPLC | Cust08 | 4837199.0039 | 4161675.6963 | 513390.1374 | 0 | 840.3493 | 32180.7754 | 0 | 0 | 1262.4426 | 3674.1301 | 0 | 11.5116 | 23.0233 | 122783.844 | 199.535 | 1157.5588 | 0 | 0 | 0 | 0 | 0 | 4837199.0039 | ok
Secondary Demand |  | INTLTD | INDSLD | SICD | 992291.8049 | 841408.2316 | 141218.5608 | 0 | 0 | 0 | 0 | 0 | 0 | 0 | 0 | 0 | 0 | 9293.5171 | 268.8406 | 102.6549 | 0 | 0 | 0 | 0 | 0 | 992291.8049 | ok
Secondary Customer |  | INTLTD | INDSLC | Cust07 | 1612399.668 | 1398207.0018 | 172484.7723 | 0 | 0 | 0 | 0 | 0 | 0 | 0 | 0 | 0 | 0 | 41251.9482 | 67.0382 | 388.9075 | 0 | 0 | 0 | 0 | 0 | 1612399.668 | ok
Total Distribution Primary & Secondary Lines |  |  | INDLT |  | 10418765.8915 | 7742662.4376 | 1200283.0451 | 0 | 32908.0208 | 428457.061 | 0 | 0 | 390386.9549 | 203647.8138 | 174387.8396 | 22596.7207 | 11661.8772 | 208195.8444 | 1544.0244 | 2034.2519 | 0 | 0 | 0 | 0 | 0 | 10418765.8915 | ok
Distribution Line Transformers
Demand |  | INTLTD | INDLTD | SICDT | 1230038.3173 | 868468.1692 | 145760.1915 | 0 | 0 | 135295.5336 | 0 | 0 | 0 | 70538.5808 | 0 | 0 | 0 | 9592.3993 | 277.4866 | 105.9563 | 0 | 0 | 0 | 0 | 0 | 1230038.3173 | ok
Customer |  | INTLTD | INDLTC | Cust09 | 933488.5608 | 803480.2689 | 99118.4503 | 0 | 0 | 6213.0305 | 0 | 0 | 0 | 709.3515 | 0 | 0 | 0 | 23705.4502 | 38.5235 | 223.4859 | 0 | 0 | 0 | 0 | 0 | 933488.5608 | ok
Total Distribution Line Transformers |  |  | INDLTT |  | 2163526.8782 | 1671948.4381 | 244878.6418 | 0 | 0 | 141508.5641 | 0 | 0 | 0 | 71247.9324 | 0 | 0 | 0 | 33297.8495 | 316.0101 | 329.4421 | 0 | 0 | 0 | 0 | 0 | 2163526.8782 | ok
Distribution Services
Customer |  | INTLTD | INDSC | C02 | 443003.6784 | 357647.6465 | 76366.6041 | 0 | 0 | 7640.2913 | 0 | 0 | 0 | 1349.1365 | 0 | 0 | 0 | 0 | 0 | 0 | 0 | 0 | 0 | 0 | 0 | 443003.6784 | ok
Distribution Meters
Customer |  | INTLTD | INDMC | C03 | 585060.2435 | 400789.9541 | 131174.3123 | 0 | 4760.9266 | 30874.7471 | 0 | 0 | 6839.0124 | 3871.1793 | 5386.7725 | 62.3618 | 124.7236 | 0 | 172.9459 | 1003.3078 | 0 | 0 | 0 | 0 | 0 | 585060.2435 | ok
Distribution Street & Customer Lighting
Customer |  | INTLTD | INDSCL | C04 | 1379474.2137 | 0 | 0 | 0 | 0 | 0 | 0 | 0 | 0 | 0 | 0 | 0 | 0 | 1379474.2137 | 0 | 0 | 0 | 0 | 0 | 0 | 0 | 1379474.2137 | ok
Customer Accounts Expense
Customer |  | INTLTD | INCAE | C05 | 0 | 0 | 0 | 0 | 0 | 0 | 0 | 0 | 0 | 0 | 0 | 0 | 0 | 0 | 0 | 0 | 0 | 0 | 0 | 0 | 0 | 0 | ok
Customer Service & Info.
Customer |  | INTLTD | INCSI | C05 | 0 | 0 | 0 | 0 | 0 | 0 | 0 | 0 | 0 | 0 | 0 | 0 | 0 | 0 | 0 | 0 | 0 | 0 | 0 | 0 | 0 | 0 | ok
Sales Expense
Customer |  | INTLTD | INSEC | C06 | 0 | 0 | 0 | 0 | 0 | 0 | 0 | 0 | 0 | 0 | 0 | 0 | 0 | 0 | 0 | 0 | 0 | 0 | 0 | 0 | 0 | 0 | ok
Total |  |  | INTT |  | 54657992.5203 | 28008089.0441 | 6087872.2709 | 0 | 497236.8816 | 6366517.941 | 0 | 0 | 5690766.8528 | 3182117.3375 | 2239346.196 | 330084.2397 | 197372.5254 | 2033240.8551 | 12311.8508 | 13036.5255 | 0 | 0 | 0 | 0 | 0 | 54657992.5203 | ok
Cost of Service Summary -- Unadjusted
Operating Revenues
Sales to Ultimate Consumers |  |  | REVUC | R01 | 966746905 | 385524714 | 137831152 | 0 | 11576751 | 156526511 | 0 | 0 | 129384948 | 74042740 | 43858819 | 6233053 | 3257226 | 18015579 | 222435 | 272977 | 0 | 0 | 0 | 0 | 0 | 966746905 | ok
Intercompany Sales |  |  | ICSALES | E01 |  | 0 | 0 | 0 | 0 | 0 | 0 | 0 | 0 | 0 | 0 | 0 | 0 | 0 | 0 | 0 | 0 | 0 | 0 | 0 | 0 | 0 | ok
Off-System Sales |  |  | SFRS | OSSALL | 71794397 | 35106834.1455 | 7828333.7588 | 0 | 782478.3617 | 9896788.6553 | 0 | 0 | 8560137.6731 | 4860480.6748 | 3124595.0754 | 519149.4934 | 339033.0696 | 741641.3742 | 17279.48 | 17645.2383 | 0 | 0 | 0 | 0 | 0 | 71794397 | ok
Brokered Purchases |  |  | BRKS | Energy | 0 | 0 | 0 | 0 | 0 | 0 | 0 | 0 | 0 | 0 | 0 | 0 | 0 | 0 | 0 | 0 | 0 | 0 | 0 | 0 | 0 | 0 | ok
Settled Swap Revenue |  |  |  | Energy |  | 0 | 0 | 0 | 0 | 0 | 0 | 0 | 0 | 0 | 0 | 0 | 0 | 0 | 0 | 0 | 0 | 0 | 0 | 0 | 0 | 0 | ok
Settled Swap Expense |  |  |  | Energy |  | 0 | 0 | 0 | 0 | 0 | 0 | 0 | 0 | 0 | 0 | 0 | 0 | 0 | 0 | 0 | 0 | 0 | 0 | 0 | 0 | 0 | ok
Forfeited Discounts |  |  | FORDIS | FDIS | 2474607 | 2028704.89 | 320131.79 | 0 | 2958.09 | 71052.52 | 0 | 0 | 25813.2 | 25946.51 | 0 | 0 | 0 | 0 | 0 | 0 | 0 | 0 | 0 | 0 | 0 | 2474607 | ok
Misc Service Revenues |  |  | REVMISC | MISCR | 2325202 | 1965028.2102 | 360173.7898 | 0 | 0 | 0 | 0 | 0 | 0 | 0 | 0 | 0 | 0 | 0 | 0 | 0 | 0 | 0 | 0 | 0 | 0 | 2325202 | ok
Rent From Electric Property |  |  |  | RBT | 3744845 | 1905043.938 | 418132.5155 | 0 | 34481.3875 | 440738.2988 | 0 | 0 | 395763.4103 | 220703.2578 | 156139.2058 | 22888.9656 | 13627.715 | 135577.8728 | 849.4716 | 898.9612 | 0 | 0 | 0 | 0 | 0 | 3744845 | ok
Other Electric Revenue |  |  |  | RBT | 6625945 | 3370691.2719 | 739823.157 | 0 | 61009.6751 | 779820.7209 | 0 | 0 | 700244.3599 | 390501.5154 | 276265.0496 | 40498.6127 | 24112.2102 | 239884.836 | 1503.0134 | 1590.5779 | 0 | 0 | 0 | 0 | 0 | 6625945 | ok
Unbilled Revenue |  |  | UNBREV | R01 | 0 | 0 | 0 | 0 | 0 | 0 | 0 | 0 | 0 | 0 | 0 | 0 | 0 | 0 | 0 | 0 | 0 | 0 | 0 | 0 | 0 | 0 | ok
Total Operating Revenues |  |  | TOR |  | 1053711901 | 429901016.4556 | 147497747.0111 | 0 | 12457678.5143 | 167714911.1951 | 0 | 0 | 139066906.6433 | 79540371.9581 | 47415818.3308 | 6815590.0717 | 3633998.9948 | 19132683.083 | 242066.9649 | 293111.7773 | 0 | 0 | 0 | 0 | 0 | 1053711901 | ok
Operating Expenses
Operation and Maintenance Expenses |  |  |  |  | 698592651.7801 | 292472988.0491 | 83152120.0119 | 0 | 8238283.0985 | 101908637.6544 | 0 | 0 | 100292417.8555 | 53068151.7206 | 41690640.444 | 5467444.7265 | 2952429.6083 | 8971139.3818 | 185058.9444 | 193340.2851 | 0 | 0 | 0 | 0 | 0 | 698592651.7801 | ok
Depreciation Expenses |  |  |  |  | 117218434.845 | 60408430.419 | 13057591.7827 | 0 | 1052557.7182 | 13493597.6521 | 0 | 0 | 12043565.8134 | 6741088.193 | 4744704.1158 | 698514.8296 | 417234.5825 | 4507011.6292 | 26242.4791 | 27895.6305 | 0 | 0 | 0 | 0 | 0 | 117218434.845 | ok
Regulatory Credits |  |  |  |  | 0 | 0 | 0 | 0 | 0 | 0 | 0 | 0 | 0 | 0 | 0 | 0 | 0 | 0 | 0 | 0 | 0 | 0 | 0 | 0 | 0 | 0 | ok
Accretion Expense |  |  |  |  | 0 | 0 | 0 | 0 | 0 | 0 | 0 | 0 | 0 | 0 | 0 | 0 | 0 | 0 | 0 | 0 | 0 | 0 | 0 | 0 | 0 | 0 | ok
Depreciation for Asset Retirement Costs |  |  |  | DET | 0 | 0 | 0 | 0 | 0 | 0 | 0 | 0 | 0 | 0 | 0 | 0 | 0 | 0 | 0 | 0 | 0 | 0 | 0 | 0 | 0 | 0 | ok
Amortization Expense |  |  |  | DET | 0 | 0 | 0 | 0 | 0 | 0 | 0 | 0 | 0 | 0 | 0 | 0 | 0 | 0 | 0 | 0 | 0 | 0 | 0 | 0 | 0 | 0 | ok
Property and Other Taxes |  |  |  | NPT | 29879058.31 | 15310758.5389 | 3327965.0821 | 0 | 271816.9676 | 3480288.0973 | 0 | 0 | 3110885.4677 | 1739519.9694 | 1224149.5247 | 180442.1602 | 107894.6541 | 1111481.0345 | 6730.3333 | 7126.4803 | 0 | 0 | 0 | 0 | 0 | 29879058.31 | ok
Amortization of Investment Tax Credit |  |  |  |  | -1214862 | -622524.9319 | -135312.7757 | 0 | -11051.8913 | -141506.1249 | 0 | 0 | -126486.4676 | -70727.6878 | -49773.0793 | -7336.6544 | -4386.9226 | -45192.0559 | -273.6507 | -289.7578 | 0 | 0 | 0 | 0 | 0 | -1214862 | ok
Other Expenses |  |  |  |  | 0 | 0 | 0 | 0 | 0 | 0 | 0 | 0 | 0 | 0 | 0 | 0 | 0 | 0 | 0 | 0 | 0 | 0 | 0 | 0 | 0 | 0 | ok
State and Federal Income Taxes |  |  |  | TAXINC | 58309040.0791 | 12299507.7865 | 15705047.5409 | 0 | 894757.4264 | 15895977.1872 | 0 | 0 | 6661125.3202 | 5527178.2377 | 325420.7561 | 46040.94 | -19910.905 | 950378.9838 | 4218.1005 | 19298.7048 | 0 | 0 | 0 | 0 | 0 | 58309040.0791 | ok
Specific Assignment of Interruptible Credit |  |  |  |  | -3438312 | 0 | 0 | 0 | 0 | 0 | 0 | 0 | 0 | 0 | -3438312 | 0 | 0 | 0 | 0 | 0 | [5 empty] | -3438312 | ok
Allocation of Interruptible Credits |  |  |  | INTCRE | 3438312 | 1716993.2585 | 373063.2245 | 0 | 36812.9283 | 466769.6138 | 0 | 0 | 396958.4999 | 227543.9734 | 142365.1134 | 24385.164 | 16238.8208 | 35525.381 | 814.7254 | 841.297 | 0 | 0 | 0 | 0 | 0 | 3438312 | ok
Total Operating Expenses |  |  | TOE |  | 902784323.0142 | 381586153.1201 | 115480474.8663 | 0 | 10483176.2477 | 135103764.0798 | 0 | 0 | 122378466.4891 | 67232754.4063 | 44639194.8747 | 6409491.166 | 3469499.8381 | 15530344.3543 | 222790.9319 | 248212.64 | 0 | 0 | 0 | 0 | 0 | 902784323.0142 | ok
Utility Operating Income |  |  | TOM |  | 150927577.9858 | 48314863.3356 | 32017272.1448 | 0 | 1974502.2666 | 32611147.1153 | 0 | 0 | 16688440.1542 | 12307617.5517 | 2776623.4561 | 406098.9057 | 164499.1568 | 3602338.7287 | 19276.033 | 44899.1374 | 0 | 0 | 0 | 0 | 0 | 150927577.9858 | ok
Net Cost Rate Base |  |  |  |  | 2250031689.5289 | 1144615926.8317 | 251228398.0506 | 0 | 20717603.6585 | 264810730.2619 | 0 | 0 | 237788270.2272 | 132606108.948 | 93813805.6376 | 13752477.8768 | 8187999.9201 | 81459849.5426 | 510391.7574 | 540126.8167 | 0 | 0 | 0 | 0 | 0 | 2250031689.5289 | ok
Taxable Income Unadjusted
Total Operating Revenue |  |  |  |  | 1053711901 | 429901016.4556 | 147497747.0111 | 0 | 12457678.5143 | 167714911.1951 | 0 | 0 | 139066906.6433 | 79540371.9581 | 47415818.3308 | 6815590.0717 | 3633998.9948 | 19132683.083 | 242066.9649 | 293111.7773 | 0 | 0 | 0 | 0 | 0 | 1053711901 | ok
Operating Expenses |  |  |  |  | 844475282.9351 | 369286645.3335 | 99775427.3254 | 0 | 9588418.8213 | 119207786.8925 | 0 | 0 | 115717341.1689 | 61705576.1687 | 44313774.1186 | 6363450.2261 | 3489410.743 | 14579965.3705 | 218572.8314 | 228913.9351 | 0 | 0 | 0 | 0 | 0 | 844475282.9351 | ok
Interest Expense |  |  | INTEXP |  | 54657992.5203 | 28008089.0441 | 6087872.2709 | 0 | 497236.8816 | 6366517.941 | 0 | 0 | 5690766.8528 | 3182117.3375 | 2239346.196 | 330084.2397 | 197372.5254 | 2033240.8551 | 12311.8508 | 13036.5255 | 0 | 0 | 0 | 0 | 0 | 54657992.5203 | ok
Taxable Income |  |  | TAXINC |  | 154578625.5446 | 32606282.078 | 41634447.4147 | 0 | 2372022.8114 | 42140606.3615 | 0 | 0 | 17658798.6216 | 14652678.4519 | 862698.0162 | 122055.606 | -52784.2736 | 2519476.8574 | 11182.2827 | 51161.3168 | 0 | 0 | 0 | 0 | 0 | 154578625.5446 | ok
Cost of Service Summary -- Pro-Forma
Operating Revenues
Total Operating Revenue -- Actual |  |  |  |  | 1053711901 | 429901016.4556 | 147497747.0111 | 0 | 12457678.5143 | 167714911.1951 | 0 | 0 | 139066906.6433 | 79540371.9581 | 47415818.3308 | 6815590.0717 | 3633998.9948 | 19132683.083 | 242066.9649 | 293111.7773 | 0 | 0 | 0 | 0 | 0 | 1053711901 | ok
Pro-Forma Adjustments:
| Eliminate unbilled revenues |  |  | R01 |  | 0 | 0 | 0 | 0 | 0 | 0 | 0 | 0 | 0 | 0 | 0 | 0 | 0 | 0 | 0 | 0 | 0 | 0 | 0 | 0 | 0 | ok
| Eliminate rate mechanism revenue accruals |  |  | R01 |  | 0 | 0 | 0 | 0 | 0 | 0 | 0 | 0 | 0 | 0 | 0 | 0 | 0 | 0 | 0 | 0 | 0 | 0 | 0 | 0 | 0 | ok
| Mismatch in fuel cost recovery |  |  | Energy |  | 0 | 0 | 0 | 0 | 0 | 0 | 0 | 0 | 0 | 0 | 0 | 0 | 0 | 0 | 0 | 0 | 0 | 0 | 0 | 0 | 0 | ok
| Annualized FAC roll-in to base rates |  | FACRI | REV01 |  | 0 | 0 | 0 | 0 | 0 | 0 | 0 | 0 | 0 | 0 | 0 | 0 | 0 | 0 | 0 | 0 | 0 | 0 | 0 | 0 | 0 | ok
| Adjustment to reflect changes to FAC calculations |  |  | REV01 |  | 0 | 0 | 0 | 0 | 0 | 0 | 0 | 0 | 0 | 0 | 0 | 0 | 0 | 0 | 0 | 0 | 0 | 0 | 0 | 0 | 0 | ok
| Eliminate ECR revenues |  |  | ECRREV | 0 | 0 | 0 | 0 | 0 | 0 | 0 | 0 | 0 | 0 | 0 | 0 | 0 | 0 | 0 | 0 | 0 | 0 | 0 | 0 | 0 | 0 | ok
| To Reflect a Full Year of the ECR Roll-In |  | ECRRI | ECRREV2 |  | 0 | 0 | 0 | 0 | 0 | 0 | 0 | 0 | 0 | 0 | 0 | 0 | 0 | 0 | 0 | 0 | 0 | 0 | 0 | 0 | 0 | ok
| Remove Off-System ECR revenues |  |  | ECRREV | -8932269 | -3166102.4227 | -1077975.4906 | 0 | -121785.7433 | -1473810.0382 | 0 | 0 | -1498376.7024 | -766536.0566 | -626615.1017 | -76746.1055 | -41139.2599 | -83182.0791 | 0 | 0 | 0 | 0 | 0 | 0 | 0 | -8932269 | ok
| Adjustment to Off-System sales margins |  |  | OSSALL |  | 0 | 0 | 0 | 0 | 0 | 0 | 0 | 0 | 0 | 0 | 0 | 0 | 0 | 0 | 0 | 0 | 0 | 0 | 0 | 0 | 0 | ok
| Eliminate brokered sales revenues |  |  | Energy |  | 0 | 0 | 0 | 0 | 0 | 0 | 0 | 0 | 0 | 0 | 0 | 0 | 0 | 0 | 0 | 0 | 0 | 0 | 0 | 0 | 0 | ok
| Eliminate DSM Revenue |  |  | DSMREV |  | 0 | 0 | 0 | 0 | 0 | 0 | 0 | 0 | 0 | 0 | 0 | 0 | 0 | 0 | 0 | 0 | 0 | 0 | 0 | 0 | 0 | ok
| Customer Account Changes |  | 3: -127588; 12: 21060; 14: -148648; 24: -127588; 25: ok
| Eliminate ECR, MSR, DSM, FAC, GSC |  |  | R01 | 0 | 0 | 0 | 0 | 0 | 0 | 0 | 0 | 0 | 0 | 0 | 0 | 0 | 0 | 0 | 0 | 0 | 0 | 0 | 0 | 0 | 0 | ok
| Adjustment to remove out of period items |  |  | R01 |  | 0 | 0 | 0 | 0 | 0 | 0 | 0 | 0 | 0 | 0 | 0 | 0 | 0 | 0 | 0 | 0 | 0 | 0 | 0 | 0 | 0 | ok
| USGC Settlement |  |  | PLPPT | 0 | 0 | 0 | 0 | 0 | 0 | 0 | 0 | 0 | 0 | 0 | 0 | 0 | 0 | 0 | 0 | 0 | 0 | 0 | 0 | 0 | 0 | ok
| VDT Surcredit Revenues |  |  | VDTREV | 0 | 0 | 0 | 0 | 0 | 0 | 0 | 0 | 0 | 0 | 0 | 0 | 0 | 0 | 0 | 0 | 0 | 0 | 0 | 0 | 0 | 0 | ok
Total Pro-Forma Operating Revenue |  |  |  |  | 1044652044 | 426734914.033 | 146419771.5205 | 0 | 12335892.771 | 166241101.1568 | 0 | 0 | 137568529.9409 | 78794895.9014 | 46789203.2291 | 6590195.9663 | 3592859.735 | 19049501.0039 | 242066.9649 | 293111.7773 | 0 | 0 | 0 | 0 | 0 | 1044652044 | ok
Cost of Service Summary -- Pro-Forma
Operating Expenses
Operation and Maintenance Expenses |  |  |  |  | 698592651.7801 | 292472988.0491 | 83152120.0119 | 0 | 8238283.0985 | 101908637.6544 | 0 | 0 | 100292417.8555 | 53068151.7206 | 41690640.444 | 5467444.7265 | 2952429.6083 | 8971139.3818 | 185058.9444 | 193340.2851 | 0 | 0 | 0 | 0 | 0 | 698592651.7801 | ok
Depreciation and Amortization Expenses |  |  |  |  | 117218434.845 | 60408430.419 | 13057591.7827 | 0 | 1052557.7182 | 13493597.6521 | 0 | 0 | 12043565.8134 | 6741088.193 | 4744704.1158 | 698514.8296 | 417234.5825 | 4507011.6292 | 26242.4791 | 27895.6305 | 0 | 0 | 0 | 0 | 0 | 117218434.845 | ok
Regulatory Credits |  |  |  |  | 0 | 0 | 0 | 0 | 0 | 0 | 0 | 0 | 0 | 0 | 0 | 0 | 0 | 0 | 0 | 0 | 0 | 0 | 0 | 0 | 0 | 0 | ok
Accretion Expense |  |  |  |  | 0 | 0 | 0 | 0 | 0 | 0 | 0 | 0 | 0 | 0 | 0 | 0 | 0 | 0 | 0 | 0 | 0 | 0 | 0 | 0 | 0 | 0 | ok
Depreciation for Asset Retirement Costs |  |  |  |  | 0 | 0 | 0 | 0 | 0 | 0 | 0 | 0 | 0 | 0 | 0 | 0 | 0 | 0 | 0 | 0 | 0 | 0 | 0 | 0 | 0 | 0 | ok
Amortization Expense |  |  |  |  | 0 | 0 | 0 | 0 | 0 | 0 | 0 | 0 | 0 | 0 | 0 | 0 | 0 | 0 | 0 | 0 | 0 | 0 |  |  |  | 0 | ok
Property and Other Taxes |  |  |  | NPT | 29879058.31 | 15310758.5389 | 3327965.0821 | 0 | 271816.9676 | 3480288.0973 | 0 | 0 | 3110885.4677 | 1739519.9694 | 1224149.5247 | 180442.1602 | 107894.6541 | 1111481.0345 | 6730.3333 | 7126.4803 | 0 | 0 | 0 | 0 | 0 | 29879058.31 | ok
Amortization of Investment Tax Credit |  |  |  |  | -1214862 | -622524.9319 | -135312.7757 | 0 | -11051.8913 | -141506.1249 | 0 | 0 | -126486.4676 | -70727.6878 | -49773.0793 | -7336.6544 | -4386.9226 | -45192.0559 | -273.6507 | -289.7578 | 0 | 0 | 0 | 0 | 0 | -1214862 | ok
Other Expenses |  |  |  |  | 0 | 0 | 0 | 0 | 0 | 0 | 0 | 0 | 0 | 0 | 0 | 0 | 0 | 0 | 0 | 0 | 0 | 0 | 0 | 0 | 0 | 0 | ok
State and Federal Income Taxes |  |  |  | TAXINC | 58309040.0791 | 12299507.7865 | 15705047.5409 | 0 | 894757.4264 | 15895977.1872 | 0 | 0 | 6661125.3202 | 5527178.2377 | 325420.7561 | 46040.94 | -19910.905 | 950378.9838 | 4218.1005 | 19298.7048 | 0 | 0 | 0 | 0 | 0 | 58309040.0791 | ok
Specific Assignment of Interruptible Credit |  |  |  |  | -3438312 | 0 | 0 | 0 | 0 | 0 | 0 | 0 | 0 | 0 | -3438312 | 0 | 0 | 0 | 0 | 0 | 0 | 0 | 0 | 0 | 0 | -3438312 | ok
Allocation of Interruptible Credits |  |  |  | INTCRE | 3438312 | 1716993.2585 | 373063.2245 | 0 | 36812.9283 | 466769.6138 | 0 | 0 | 396958.4999 | 227543.9734 | 142365.1134 | 24385.164 | 16238.8208 | 35525.381 | 814.7254 | 841.297 | 0 | 0 | 0 | 0 | 0 | 3438312 | ok
Adjustments to Operating Expenses:
| Eliminate mismatch in fuel cost recovery |  |  | Energy |  | 0 | 0 | 0 | 0 | 0 | 0 | 0 | 0 | 0 | 0 | 0 | 0 | 0 | 0 | 0 | 0 | 0 | 0 | 0 | 0 | 0 | ok
| Remove ECR expenses |  |  | ECRREV |  | 0 | 0 | 0 | 0 | 0 | 0 | 0 | 0 | 0 | 0 | 0 | 0 | 0 | 0 | 0 | 0 | 0 | 0 | 0 | 0 | 0 | ok
| Reflect full year of ECR roll-in |  |  | ECRREV2 |  | 0 | 0 | 0 | 0 | 0 | 0 | 0 | 0 | 0 | 0 | 0 | 0 | 0 | 0 | 0 | 0 | 0 | 0 | 0 | 0 | 0 | ok
| Eliminate brokered sales expenses |  |  | Energy |  | 0 | 0 | 0 | 0 | 0 | 0 | 0 | 0 | 0 | 0 | 0 | 0 | 0 | 0 | 0 | 0 | 0 | 0 | 0 | 0 | 0 | ok
| Adjustment to reflect changes to FAC calculations |  |  | REV01 |  | 0 | 0 | 0 | 0 | 0 | 0 | 0 | 0 | 0 | 0 | 0 | 0 | 0 | 0 | 0 | 0 | 0 | 0 | 0 | 0 | 0 | ok
| Eliminate DSM expenses |  |  | DSMREV |  | 0 | 0 | 0 | 0 | 0 | 0 | 0 | 0 | 0 | 0 | 0 | 0 | 0 | 0 | 0 | 0 | 0 | 0 | 0 | 0 | 0 | ok
| Year end customer expense adjustment |  |  | YREND |  | 0 | 0 | 0 | 0 | 0 | 0 | 0 | 0 | 0 | 0 | 0 | 0 | 0 | 0 | 0 | 0 | 0 | 0 | 0 | 0 | 0 | ok
| Annualized depreciation expense adjustment |  |  | DET |  | 0 | 0 | 0 | 0 | 0 | 0 | 0 | 0 | 0 | 0 | 0 | 0 | 0 | 0 | 0 | 0 | 0 | 0 | 0 | 0 | 0 | ok
| Labor expense adjustment |  |  | LBT |  | 0 | 0 | 0 | 0 | 0 | 0 | 0 | 0 | 0 | 0 | 0 | 0 | 0 | 0 | 0 | 0 | 0 | 0 | 0 | 0 | 0 | ok
| Pension & post retirement expense adjustment |  |  | LBT |  | 0 | 0 | 0 | 0 | 0 | 0 | 0 | 0 | 0 | 0 | 0 | 0 | 0 | 0 | 0 | 0 | 0 | 0 | 0 | 0 | 0 | ok
| Property insurance expense adjustment |  |  | UPT | 1078923.57 | 553860.2789 | 120176.6106 | 0 | 9775.2173 | 125208.7341 | 0 | 0 | 111867.3151 | 62572.378 | 44036.3016 | 6488.5368 | 3878.5205 | 40559.9595 | 242.5629 | 257.1546 | 0 | 0 | 0 | 0 | 0 | 1078923.57 | ok
| Adjustment for transfer of ITO functions |  |  | PLTRT |  | 0 | 0 | 0 | 0 | 0 | 0 | 0 | 0 | 0 | 0 | 0 | 0 | 0 | 0 | 0 | 0 | 0 | 0 | 0 | 0 | 0 | ok
| Eliminate advertising expenses |  |  | REVUC | -560632 | -223571.9508 | -79930.4906 | 0 | -6713.5432 | -90772.2285 | 0 | 0 | -75032.4018 | -42938.5698 | -25434.431 | -3614.6472 | -1888.9175 | -10447.5225 | -128.9936 | -158.3037 | 0 | 0 | 0 | 0 | 0 | -560632 | ok
| Cane Run Depreciation adjustment |  |  | DEPPT | 79118 | 35567.6954 | 8788.1291 | 0 | 920.0732 | 11535.7068 | 0 | 0 | 10569.5869 | 5813.5335 | 4079.4075 | 613.8535 | 373.428 | 816.6511 | 20.1614 | 19.7735 | 0 | 0 | 0 | 0 | 0 | 79118 | ok
| MISO exit fee regulatory asset amortization |  |  | PLTRT |  | 0 | 0 | 0 | 0 | 0 | 0 | 0 | 0 | 0 | 0 | 0 | 0 | 0 | 0 | 0 | 0 | 0 | 0 | 0 | 0 | 0 | ok
| FAC expense adjustments |  |  | PLPPT |  | 0 | 0 | 0 | 0 | 0 | 0 | 0 | 0 | 0 | 0 | 0 | 0 | 0 | 0 | 0 | 0 | 0 | 0 | 0 | 0 | 0 | ok
| ECR plan eliminations expense |  |  | PLPPT |  | 0 | 0 | 0 | 0 | 0 | 0 | 0 | 0 | 0 | 0 | 0 | 0 | 0 | 0 | 0 | 0 | 0 | 0 | 0 | 0 | 0 | ok
| Amortization of rate case expenses |  |  | OMT |  | 0 | 0 | 0 | 0 | 0 | 0 | 0 | 0 | 0 | 0 | 0 | 0 | 0 | 0 | 0 | 0 | 0 | 0 | 0 | 0 | 0 | ok
| Adjustment for Swap termination regulatory asset |  |  | UPT |  | 0 | 0 | 0 | 0 | 0 | 0 | 0 | 0 | 0 | 0 | 0 | 0 | 0 | 0 | 0 | 0 | 0 | 0 | 0 | 0 | 0 | ok
| Coal Tax Credit |  |  | PLTRT |  | 0 | 0 | 0 | 0 | 0 | 0 | 0 | 0 | 0 | 0 | 0 | 0 | 0 | 0 | 0 | 0 | 0 | 0 | 0 | 0 | 0 | ok
| Grandfathering provision elimination |  |  | PLPPT |  | 0 | 0 | 0 | 0 | 0 | 0 | 0 | 0 | 0 | 0 | 0 | 0 | 0 | 0 | 0 | 0 | 0 | 0 | 0 | 0 | 0 | ok
| 2011 Wind Storm regulatory asset amortization |  |  | RBT |  | 0 | 0 | 0 | 0 | 0 | 0 | 0 | 0 | 0 | 0 | 0 | 0 | 0 | 0 | 0 | 0 | 0 | 0 | 0 | 0 | 0 | ok
| Adjustment for injuries and damages FERC account 925 |  |  | UPT |  | 0 | 0 | 0 | 0 | 0 | 0 | 0 | 0 | 0 | 0 | 0 | 0 | 0 | 0 | 0 | 0 | 0 | 0 | 0 | 0 | 0 | ok
| General Management Audit regulatory asset amortization |  |  | UPT |  | 0 | 0 | 0 | 0 | 0 | 0 | 0 | 0 | 0 | 0 | 0 | 0 | 0 | 0 | 0 | 0 | 0 | 0 | 0 | 0 | 0 | ok
| Property tax expense adjustment |  |  | UPT |  | 0 | 0 | 0 | 0 | 0 | 0 | 0 | 0 | 0 | 0 | 0 | 0 | 0 | 0 | 0 | 0 | 0 | 0 | 0 | 0 | 0 | ok
| Federal & State Income Tax Adjustment |  |  | ITADJ |  | 0 | 0 | 0 | 0 | 0 | 0 | 0 | 0 | 0 | 0 | 0 | 0 | 0 | 0 | 0 | 0 | 0 | 0 | 0 | 0 | 0 | ok
| Federal & State Income Tax Interest Adjustment |  |  | TAXINC | 2204193.4184 | 464944.9567 | 593680.8834 | 0 | 33823.5448 | 600898.3898 | 0 | 0 | 251803.2979 | 208937.9259 | 12301.528 | 1740.4357 | -752.6704 | 35926.1462 | 159.4523 | 729.528 | 0 | 0 | 0 | 0 | 0 | 2204193.4184 | ok
| Prior income tax true-ups & adjustments |  |  | TAXINC |  | 0 | 0 | 0 | 0 | 0 | 0 | 0 | 0 | 0 | 0 | 0 | 0 | 0 | 0 | 0 | 0 | 0 | 0 | 0 | 0 | 0 | ok
| Adjustment for domestic production activities |  |  | TAXINC |  | 0 | 0 | 0 | 0 | 0 | 0 | 0 | 0 | 0 | 0 | 0 | 0 | 0 | 0 | 0 | 0 | 0 | 0 | 0 | 0 | 0 | ok
| Adjustment for tax basis depreciation reduction |  |  | UPT |  | 0 | 0 | 0 | 0 | 0 | 0 | 0 | 0 | 0 | 0 | 0 | 0 | 0 | 0 | 0 | 0 | 0 | 0 | 0 | 0 | 0 | ok
| Adjustment for amortization of investment tax credit |  |  | UPT |  | 0 | 0 | 0 | 0 | 0 | 0 | 0 | 0 | 0 | 0 | 0 | 0 | 0 | 0 | 0 | 0 | 0 | 0 | 0 | 0 | 0 | ok
Total Expense Adjustments |  |  |  |  | 2801602.9884 | 830800.9803 | 642715.1325 | 0 | 37805.2922 | 646870.6023 | 0 | 0 | 299207.7982 | 234385.2676 | 34982.8061 | 5228.1789 | 1610.3607 | 66855.2343 | 293.183 | 848.1525 | 0 | 0 | 0 | 0 | 0 | 2801602.9884 | ok
Total Operating Expenses |  |  | TOE |  | 905585926.0026 | 382416954.1003 | 116123189.9988 | 0 | 10520981.5399 | 135750634.682 | 0 | 0 | 122677674.2872 | 67467139.6739 | 44674177.6808 | 6414719.3449 | 3471110.1988 | 15597199.5886 | 223084.1149 | 249060.7924 | 0 | 0 | 0 | 0 | 0 | 905585926.0026 | ok
Net Operating Income -- Pro-Forma |  |  |  |  | 139066117.9974 | 44317959.9326 | 30296581.5217 | 0 | 1814911.231 | 30490466.4748 | 0 | 0 | 14890855.6536 | 11327756.2275 | 2115025.5483 | 175476.6213 | 121749.5362 | 3452301.4153 | 18982.8501 | 44050.9849 | 0 | 0 | 0 | 0 | 0 | 139066117.9974 | ok
Cost of Service Summary -- Pro-Forma
Net Operating Income -- Pro-Forma |  |  |  |  | 139066117.9974 | 44317959.9326 | 30296581.5217 | 0 | 1814911.231 | 30490466.4748 | 0 | 0 | 14890855.6536 | 11327756.2275 | 2115025.5483 | 175476.6213 | 121749.5362 | 3452301.4153 | 18982.8501 | 44050.9849
Net Cost Rate Base |  |  |  |  | 2250031689.5289 | 1144615926.8317 | 251228398.0506 | 0 | 20717603.6585 | 264810730.2619 | 0 | 0 | 237788270.2272 | 132606108.948 | 93813805.6376 | 13752477.8768 | 8187999.9201 | 81459849.5426 | 510391.7574 | 540126.8167 | 0 | 0 | 0 | 0 | 0 | 2250031689.5289 | ok
ECR Plan Eliminations |  |  |  | PLPPT | 0 | 0 | 0 | 0 | 0 | 0 | 0 | 0 | 0 | 0 | 0 | 0 | 0 | 0 | 0 | 0 | 0 | 0 | 0 | 0 | 0 | 0 | ok
Adjustment to Reflect Depreciation Reserve |  |  |  | DET | 0 | 0 | 0 | 0 | 0 | 0 | 0 | 0 | 0 | 0 | 0 | 0 | 0 | 0 | 0 | 0 | 0 | 0 | 0 | 0 | 0 | 0 | ok
Cash Working Capital |  |  |  | OMLF | 0 | 0 | 0 | 0 | 0 | 0 | 0 | 0 | 0 | 0 | 0 | 0 | 0 | 0 | 0 | 0 | 0 | 0 | 0 | 0 | 0 | 0 | ok
Adjusted Net Cost Rate Base |  |  |  |  | 2250031689.5289 | 1144615926.8317 | 251228398.0506 | 0 | 20717603.6585 | 264810730.2619 | 0 | 0 | 237788270.2272 | 132606108.948 | 93813805.6376 | 13752477.8768 | 8187999.9201 | 81459849.5426 | 510391.7574 | 540126.8167 | 0 | 0 | 0 | 0 | 0 | 2250031689.5289 | ok
Rate of Return |  |  |  |  | 6.181% | 3.872% | 12.06% | #DIV/0! | 8.76% | 11.51% | #DIV/0! | #DIV/0! | 6.262% | 8.542% | 2.254% | 1.276% | 1.487% | 4.238% | 3.719% | 8.156% | #DIV/0! | #DIV/0! | #DIV/0! | #DIV/0! | #DIV/0!
Taxable Income Pro-Forma
Total Operating Revenue |  |  |  |  | 1044652044 | 426734914.033 | 146419771.5205 | 0 | 12335892.771 | 166241101.1568 | 0 | 0 | 137568529.9409 | 78794895.9014 | 46789203.2291 | 6590195.9663 | 3592859.735 | 19049501.0039 | 242066.9649 | 293111.7773 | 0 | 0 | 0 | 0 | 0 | 1044652044 | ok
Operating Expenses |  |  |  |  | 847276885.9234 | 370117446.3138 | 100418142.4579 | 0 | 9626224.1135 | 119854657.4948 | 0 | 0 | 116016548.967 | 61939961.4363 | 44348756.9247 | 6368678.4049 | 3491021.1037 | 14646820.6048 | 218866.0144 | 229762.0876 | 0 | 0 | 0 | 0 | 0 | 847276885.9234 | ok
Interest Expense |  |  | INTEXP |  | 54657992.5203 | 28008089.0441 | 6087872.2709 | 0 | 497236.8816 | 6366517.941 | 0 | 0 | 5690766.8528 | 3182117.3375 | 2239346.196 | 330084.2397 | 197372.5254 | 2033240.8551 | 12311.8508 | 13036.5255 | 0 | 0 | 0 | 0 | 0 | 54657992.5203 | ok
Interest Syncronization Adjustment |  |  |  | INTEXP | 0 | 0 | 0 | 0 | 0 | 0 | 0 | 0 | 0 | 0 | 0 | 0 | 0 | 0 | 0 | 0 | 0 | 0 | 0 | 0 | 0 | 0 | ok
Taxable Income |  |  | TXINCPF |  | 142717165.5563 | 28609378.6751 | 39913756.7916 | 0 | 2212431.7758 | 40019925.721 | 0 | 0 | 15861214.121 | 13672817.1277 | 201100.1084 | -108566.6784 | -95533.8941 | 2369439.544 | 10889.0998 | 50313.1643 | 0 | 0 | 0 | 0 | 0 | 142717165.5563 | ok
Cost of Service Summary -- Equalized RORs based on Cost of Service
Operating Revenues
Total Operating Revenue -- Actual |  |  |  |  | 1044652044 | 426734914.033 | 146419771.5205 | 0 | 12335892.771 | 166241101.1568 | 0 | 0 | 137568529.9409 | 78794895.9014 | 46789203.2291 | 6590195.9663 | 3592859.735 | 19049501.0039 | 242066.9649 | 293111.7773 | #REF! | #REF! | #REF! | #REF! | #REF! | #REF! | #REF!
Pro-Forma Adjustments:
Increase to Ultimate Consumers Required to Produce Equalized RORs |  |  |  |  | 0 | 42159772.2298 | -23561996.6909 | 0 | -852612.528 | -22532050.8859 | 0 | 0 | -309570.1032 | -4996448.4055 | 5876119.6167 | 1076090.6204 | 613129.07 | 2524544.1519 | 20041.8157 | -17018.891 | 0 | 0 | 0 | 0 | 0 | -1.2915e-07 | ok
Total Pro-Forma Operating Revenue |  |  |  |  | 1044652044 | 468894686.2628 | 122857774.8295 | 0 | 11483280.2429 | 143709050.2709 | 0 | 0 | 137258959.8376 | 73798447.496 | 52665322.8458 | 7666286.5867 | 4205988.8049 | 21574045.1558 | 262108.7807 | 276092.8863 | #REF! | #REF! | #REF! | #REF! | #REF! | #REF! | #REF!
Operating Expenses
Total Operating Expenses |  |  |  |  | 905585926.0026 | 382416954.1003 | 116123189.9988 | 0 | 10520981.5399 | 135750634.682 | 0 | 0 | 122677674.2872 | 67467139.6739 | 44674177.6808 | 6414719.3449 | 3471110.1988 | 15597199.5886 | 223084.1149 | 249060.7924 | 0 | 0 | 0 | 0 | 0 | 905585926 | ok
Total Pro-Forma Adjustments |  |  |  |  | 0 | 0 | 0 | 0 | 0 | 0 | 0 | 0 | 0 | 0 | 0 | 0 | 0 | 0 | 0 | 0 | 0 | 0 | 0 | 0 | 0 | 0 | ok
Incremental Income Taxes |  |  |  | 0.37318 | 0 | 15733264.7475 | -8792911.1641 | 0 | -318179.5802 | -8408554.0111 | 0 | 0 | -115525.9655 | -1864584.2091 | 2192861.6007 | 401577.5638 | 228808.6835 | 942114.2337 | 7479.2433 | -6351.1424 | 0 | 0 | 0 | 0 | 0 | 0 | ok
Total Pro-forma Operating Expenses |  |  |  |  | 905585926.0026 | 398150218.8478 | 107330278.8346 | 0 | 10202801.9597 | 127342080.6709 | 0 | 0 | 122562148.3217 | 65602555.4648 | 46867039.2815 | 6816296.9087 | 3699918.8823 | 16539313.8223 | 230563.3581 | 242709.65 | 0 | 0 | 0 | 0 | 0 | 905585926 | ok
Net Operating Income -- Pro-Forma |  |  |  |  | 139066117.9974 | 70744467.415 | 15527495.9949 | 0 | 1280478.2832 | 16366969.6 | 0 | 0 | 14696811.5159 | 8195892.0312 | 5798283.5643 | 849989.678 | 506069.9226 | 5034731.3335 | 31545.4225 | 33383.2363 | #REF! | #REF! | #REF! | #REF! | #REF! | #REF! | #REF!
Net Cost Rate Base |  |  |  |  | 2250031689.5289 | 1144615926.8317 | 251228398.0506 | 0 | 20717603.6585 | 264810730.2619 | 0 | 0 | 237788270.2272 | 132606108.948 | 93813805.6376 | 13752477.8768 | 8187999.9201 | 81459849.5426 | 510391.7574 | 540126.8167 | 0 | 0 | 0 | 0 | 0 | 2250031689.53 | ok
Rate of Return |  |  |  |  | 6.181% | 6.181% | 6.181% | #DIV/0! | 6.181% | 6.181% | #DIV/0! | #DIV/0! | 6.181% | 6.181% | 6.181% | 6.181% | 6.181% | 6.181% | 6.181% | 6.181% | #REF! | #REF! | #REF! | #REF! | #REF!
Increase (Decrease) Required to Produce Levelized RORs |  |  |  |  | 0 | 42159772.2298 | -23561996.6909 | 0 | -852612.528 | -22532050.8859 | 0 | 0 | -309570.1032 | -4996448.4055 | 5876119.6167 | 1076090.6204 | 613129.07 | 2524544.1519 | 20041.8157 | -17018.891 | 0 | 0 | 0 | 0 | 0 | 0 | ok
% Increase (Decrease) Required to Produce Levelized RORs |  |  |  |  | 0% | 9.88% | -16.09% | #DIV/0! | -6.912% | -13.55% | #DIV/0! | #DIV/0! | -0.225% | -6.341% | 12.56% | 16.33% | 17.07% | 13.25% | 8.279% | -5.806% | #REF! | #REF! | #REF! | #REF! | #REF!
Cost of Service Summary -- Adjusted for Uniform Percentage Increase
Operating Revenues
Total Operating Revenue -- Pro-Forma Actual |  |  |  |  | 1044652044 | 426734914.033 | 146419771.5205 | 0 | 12335892.771 | 166241101.1568 | 0 | 0 | 137568529.9409 | 78794895.9014 | 46789203.2291 | 6590195.9663 | 3592859.735 | 19049501.0039 | 242066.9649 | 293111.7773 | 0 | 0 | 0 | 0 | 0 | 1044652044 | ok
Pro-Forma Adjustments:
To Reflect Proposed Increase to Ultimate Consumers |  |  |  |  | 0 | 0 | 0 | 0 | 0 | 0 | 0 | 0 | 0 | 0 | 0 | 0 | 0 | 0 | 0 | 0 | 0 | 0 | 0 | 0 | 0 | 0 | ok
To Reflect Proposed Increase in Miscellaneous Charges |  |  |  | R01 | 0 | 0 | 0 | 0 | 0 | 0 | 0 | 0 | 0 | 0 | 0 | 0 | 0 | 0 | 0 | 0 | 0 | 0 | 0 | 0 | 0 | 0 | ok
Total Pro-Forma Operating Revenue |  |  |  |  | 1044652044 | 426734914.033 | 146419771.5205 | 0 | 12335892.771 | 166241101.1568 | 0 | 0 | 137568529.9409 | 78794895.9014 | 46789203.2291 | 6590195.9663 | 3592859.735 | 19049501.0039 | 242066.9649 | 293111.7773 | 0 | 0 | 0 | 0 | 0 | 1044652044 | ok
Operating Expenses
Total Operating Expenses |  |  |  |  | 902784323.0142 | 381586153.1201 | 115480474.8663 | 0 | 10483176.2477 | 135103764.0798 | 0 | 0 | 122378466.4891 | 67232754.4063 | 44639194.8747 | 6409491.166 | 3469499.8381 | 15530344.3543 | 222790.9319 | 248212.64 | 0 | 0 | 0 | 0 | 0 | 902784323.01 | ok
Total Pro-Forma Adjustments |  |  |  |  | 2801602.9884 | 830800.9803 | 642715.1325 | 0 | 37805.2922 | 646870.6023 | 0 | 0 | 299207.7982 | 234385.2676 | 34982.8061 | 5228.1789 | 1610.3607 | 66855.2343 | 293.183 | 848.1525 | 0 | 0 | 0 | 0 | 0 | 2801602.99 | ok
Incremental Income Taxes |  |  |  |  | 0 | 0 | 0 | 0 | 0 | 0 | 0 | 0 | 0 | 0 | 0 | 0 | 0 | 0 | 0 | 0 | 0 | 0 | 0 | 0 | 0 | 0 | ok
Total Pro-forma Operating Expenses |  |  |  |  | 905585926.0026 | 382416954.1003 | 116123189.9988 | 0 | 10520981.5399 | 135750634.682 | 0 | 0 | 122677674.2872 | 67467139.6739 | 44674177.6808 | 6414719.3449 | 3471110.1988 | 15597199.5886 | 223084.1149 | 249060.7924 | 0 | 0 | 0 | 0 | 0 | 905585926 | ok
Net Operating Income -- Pro-Forma |  |  |  |  | 139066117.9974 | 44317959.9326 | 30296581.5217 | 0 | 1814911.231 | 30490466.4748 | 0 | 0 | 14890855.6536 | 11327756.2275 | 2115025.5483 | 175476.6213 | 121749.5362 | 3452301.4153 | 18982.8501 | 44050.9849 | 0 | 0 | 0 | 0 | 0 | 139066118 | ok
Net Cost Rate Base |  |  |  |  | 2250031689.5289 | 1144615926.8317 | 251228398.0506 | 0 | 20717603.6585 | 264810730.2619 | 0 | 0 | 237788270.2272 | 132606108.948 | 93813805.6376 | 13752477.8768 | 8187999.9201 | 81459849.5426 | 510391.7574 | 540126.8167 | 0 | 0 | 0 | 0 | 0 | 2250031689.53 | ok
Rate of Return |  |  |  |  | 6.181% | 3.872% | 12.06% | #DIV/0! | 8.76% | 11.51% | #DIV/0! | #DIV/0! | 6.262% | 8.542% | 2.254% | 1.276% | 1.487% | 4.238% | 3.719% | 8.156% | #DIV/0! | #DIV/0! | #DIV/0! | #DIV/0! | #DIV/0!
Cost of Service Summary -- Pro-Forma w/Increase (Equalized RORs)
Operating Revenues
Total Operating Revenue -- Adjusted for Uniform Percentage Increase |  |  |  |  | 1044652044 | 426734914.033 | 146419771.5205 | 0 | 12335892.771 | 166241101.1568 | 0 | 0 | 137568529.9409 | 78794895.9014 | 46789203.2291 | 6590195.9663 | 3592859.735 | 19049501.0039 | 242066.9649 | 293111.7773 | 0 | 0 | 0 | 0 | 0 | 1044652044 | ok
Pro-Forma Adjustments:
Increase to Ultimate Consumers Required to Produce Equalized RORs |  |  |  |  | 0 | 42159772.2298 | -23561996.6909 | 0 | -852612.528 | -22532050.8859 | 0 | 0 | -309570.1032 | -4996448.4055 | 5876119.6167 | 1076090.6204 | 613129.07 | 2524544.1519 | 20041.8157 | -17018.891 | 0 | 0 | 0 | 0 | 0 | -2.7118e-07 | ok
To Reflect Proposed Increase in Miscellaneous Charges |  |  |  | MISCR | 0 | 0 | 0 | 0 | 0 | 0 | 0 | 0 | 0 | 0 | 0 | 0 | 0 | 0 | 0 | 0 | 0 | 0 | 0 | 0 | 0 | 0 | ok
Total Pro-Forma Operating Revenue |  |  |  |  | 1044652044 | 468894686.2628 | 122857774.8295 | 0 | 11483280.2429 | 143709050.2709 | 0 | 0 | 137258959.8376 | 73798447.496 | 52665322.8458 | 7666286.5867 | 4205988.8049 | 21574045.1558 | 262108.7807 | 276092.8863 | 0 | 0 | 0 | 0 | 0 | 1044652044 | ok
Operating Expenses
Total Operating Expenses |  |  |  |  | 902784323.0142 | 381586153.1201 | 115480474.8663 | 0 | 10483176.2477 | 135103764.0798 | 0 | 0 | 122378466.4891 | 67232754.4063 | 44639194.8747 | 6409491.166 | 3469499.8381 | 15530344.3543 | 222790.9319 | 248212.64 | 0 | 0 | 0 | 0 | 0 | 902784323.01 | ok
Total Pro-Forma Adjustments |  |  |  |  | 2801602.9884 | 830800.9803 | 642715.1325 | 0 | 37805.2922 | 646870.6023 | 0 | 0 | 299207.7982 | 234385.2676 | 34982.8061 | 5228.1789 | 1610.3607 | 66855.2343 | 293.183 | 848.1525 | 0 | 0 | 0 | 0 | 0 | 2801602.99 | ok
Incremental Income Taxes |  |  |  | 0.37318 | 0 | 15733264.7475 | -8792911.1641 | 0 | -318179.5802 | -8408554.0111 | 0 | 0 | -115525.9655 | -1864584.2091 | 2192861.6007 | 401577.5638 | 228808.6835 | 942114.2337 | 7479.2433 | -6351.1424 | 0 | 0 | 0 | 0 | 0 | 0 | ok
Total Pro-forma Operating Expenses |  |  |  |  | 905585926.0026 | 398150218.8478 | 107330278.8346 | 0 | 10202801.9597 | 127342080.6709 | 0 | 0 | 122562148.3217 | 65602555.4648 | 46867039.2815 | 6816296.9087 | 3699918.8823 | 16539313.8223 | 230563.3581 | 242709.65 | 0 | 0 | 0 | 0 | 0 | 905585926 | ok
Net Operating Income -- Pro-Forma |  |  |  |  | 139066117.9974 | 70744467.415 | 15527495.9949 | 0 | 1280478.2832 | 16366969.6 | 0 | 0 | 14696811.5159 | 8195892.0312 | 5798283.5643 | 849989.678 | 506069.9226 | 5034731.3335 | 31545.4225 | 33383.2363 | 0 | 0 | 0 | 0 | 0 | 139066118 | ok
Net Cost Rate Base |  |  |  |  | 2250031689.5289 | 1144615926.8317 | 251228398.0506 | 0 | 20717603.6585 | 264810730.2619 | 0 | 0 | 237788270.2272 | 132606108.948 | 93813805.6376 | 13752477.8768 | 8187999.9201 | 81459849.5426 | 510391.7574 | 540126.8167 | 0 | 0 | 0 | 0 | 0 | 2250031689.53 | ok
Rate of Return |  |  |  |  | 6.181% | 6.181% | 6.181% | #DIV/0! | 6.181% | 6.181% | #DIV/0! | #DIV/0! | 6.181% | 6.181% | 6.181% | 6.181% | 6.181% | 6.181% | 6.181% | 6.181% | #DIV/0! | #DIV/0! | #DIV/0! | #DIV/0! | #DIV/0!
Adjusted Revenue at Current Rates |  |  |  |  | 1044652044 | 468894686.2628 | 122857774.8295 | 0 | 11483280.2429 | 143709050.2709 | 0 | 0 | 137258959.8376 | 73798447.496 | 52665322.8458 | 7666286.5867 | 4205988.8049 | 21574045.1558 | 262108.7807 | 276092.8863 | 1 | 1 |  |  | 0
Increase (Decrease) Required to Produce Levelized RORs |  |  |  |  | 0 | 42159772.2298 | -23561996.6909 | 0 | -852612.528 | -22532050.8859 | 0 | 0 | -309570.1032 | -4996448.4055 | 5876119.6167 | 1076090.6204 | 613129.07 | 2524544.1519 | 20041.8157 | -17018.891 | 0 | 0 | 0 | 0 | 0
% Increase (Decrease) Required to Produce Levelized RORs |  |  |  |  | 0% | 8.991% | -19.18% | #DIV/0! | -7.425% | -15.68% | #DIV/0! | #DIV/0! | -0.2255% | -6.77% | 11.16% | 14.04% | 14.58% | 11.7% | 7.646% | -6.164% | 0% | 0% | #DIV/0! | #DIV/0! | #DIV/0!
Inter-Class Subsidies Received (Provided) |  |  |  |  | 0 | 42159772.2298 | -23561996.6909 | 0 | -852612.528 | -22532050.8859 | 0 | 0 | -309570.1032 | -4996448.4055 | 5876119.6167 | 1076090.6204 | 613129.07 | 2524544.1519 | 20041.8157 | -17018.891 | 0 | ok
Cost of Service Summary -- Pro-Forma (Adjusted for Proposed Increase)
Operating Revenues
Total Operating Revenue -- Actual |  |  |  |  | 1044652044 | 426734914.033 | 146419771.5205 | 0 | 12335892.771 | 166241101.1568 | 0 | 0 | 137568529.9409 | 78794895.9014 | 46789203.2291 | 6590195.9663 | 3592859.735 | 19049501.0039 | 242066.9649 | 293111.7773 | 0 | 0 | 0 | 0 | 0 | 1044652044 | ok
Pro-Forma Adjustments: | bar: 21 to 25
Proposed Increase |  |  |  |  | 30280632.02 | 11911869 | 4213025 | 0 | 363789 | 4905530 | 0 | 0 | 4187361 | 2347552 | 1520807 | 194228.02 | 103514 | 517895 | 6886 | 8176 | [5 empty] | 30280632.02 | ok
To Reflect Proposed Increase in Miscellaneous Charges |  |  |  | MISCR | 0 | 0 | 0 | 0 | 0 | 0 | 0 | 0 | 0 | 0 | 0 | 0 | 0 | 0 | 0 | 0 | 0 | 0 | 0 | 0 | 0 | 0 | ok
Total Pro-Forma Operating Revenue |  |  |  |  | 1074932676.02 | 438646783.033 | 150632796.5205 | 0 | 12699681.771 | 171146631.1568 | 0 | 0 | 141755890.9409 | 81142447.9014 | 48310010.2291 | 6784423.9863 | 3696373.735 | 19567396.0039 | 248952.9649 | 301287.7773 | 0 | 0 | 0 | 0 | 0 | 1074932676.02 | ok
2.899%
Operating Expenses
Total Operating Expenses |  |  |  |  | 902784323.0142 | 381586153.1201 | 115480474.8663 | 0 | 10483176.2477 | 135103764.0798 | 0 | 0 | 122378466.4891 | 67232754.4063 | 44639194.8747 | 6409491.166 | 3469499.8381 | 15530344.3543 | 222790.9319 | 248212.64 | 0 | 0 | 0 | 0 | 0 | 902784323.01 | ok
Total Pro-Forma Adjustments |  |  |  |  | 2801602.9884 | 830800.9803 | 642715.1325 | 0 | 37805.2922 | 646870.6023 | 0 | 0 | 299207.7982 | 234385.2676 | 34982.8061 | 5228.1789 | 1610.3607 | 66855.2343 | 293.183 | 848.1525 | 0 | 0 | 0 | 0 | 0 | 2801602.99 | ok
Reflect Increase in Uncollectibles Expense |  |  |  | Cust01 | 96660 | 68994.0849 | 8511.2069 | 0 | 13.9317 | 533.507 | 0 | 0 | 20.9293 | 60.9113 | 2.2901 | 0.19084 | 0.38169 | 18320.0797 | 29.7718 | 172.7147 | 0 | 0 | 0 | 0 | 0 | 96660 | ok
Reflect Increase in PSC Fees |  |  |  | R01 | 58963 | 23513.5935 | 8406.4797 | 0 | 706.0793 | 9546.731 | 0 | 0 | 7891.336 | 4515.9514 | 2674.9996 | 380.161 | 198.6619 | 1098.7908 | 13.5666 | 16.6492 | 0 | 0 | 0 | 0 | 0 | 58963 | ok
Incremental Income Taxes |  |  |  |  | 11300184.396 | 4445294.1442 | 1572224.7585 | 0 | 135759.4775 | 1830655.104 | 0 | 0 | 1562647.4177 | 876063.9627 | 567537.6762 | 72482.3854 | 38629.5533 | 193269.0505 | 2569.7307 | 3051.1354 | 0 | 0 | 0 | 0 | 0 | 11300184.4 | ok
Total Pro-forma Operating Expenses |  |  |  |  | 917041733.3986 | 386954755.9229 | 117712332.4438 | 0 | 10657461.0284 | 137591370.0241 | 0 | 0 | 124248233.9703 | 68347780.4994 | 45244392.6467 | 6487582.0822 | 3509938.7956 | 15809887.5096 | 225697.1839 | 252301.2916 | 0 | 0 | 0 | 0 | 0 | 917041733.4 | ok
Net Operating Income -- Pro-Forma |  |  |  |  | 157890942.6214 | 51692027.11 | 32920464.0766 | 0 | 2042220.7426 | 33555261.1327 | 0 | 0 | 17507656.9706 | 12794667.4021 | 3065617.5824 | 296841.904 | 186434.9393 | 3757508.4943 | 23255.781 | 48986.4857 | 0 | 0 | 0 | 0 | 0 | 157890942.62 | ok
Net Cost Rate Base |  |  |  |  | 2250031689.5289 | 1144615926.8317 | 251228398.0506 | 0 | 20717603.6585 | 264810730.2619 | 0 | 0 | 237788270.2272 | 132606108.948 | 93813805.6376 | 13752477.8768 | 8187999.9201 | 81459849.5426 | 510391.7574 | 540126.8167 | 0 | 0 | 0 | 0 | 0 | 2250031689.53 | ok
Rate of Return |  |  |  |  | 7.017% | 4.516% | 13.1% | #DIV/0! | 9.857% | 12.67% | #DIV/0! | #DIV/0! | 7.363% | 9.649% | 3.268% | 2.158% | 2.277% | 4.613% | 4.556% | 9.069% | #DIV/0! | #DIV/0! | #DIV/0! | #DIV/0! | #DIV/0!
Allocation Factors
Energy Allocation Factors
Energy Usage by Class |  |  | E01 | Energy | 1 | 0.35699 | 0.11586 | 0 | 0.013343 | 0.16447 | 0 | 0 | 0.1673 | 0.087043 | 0.07043 | 0.0089971 | 0.0047143 | 0.010303 | 0.00028803 | 0.00025967 | 0 | 0 | 0 | 0 | 0 | 1 | ok
Customer Allocation Factors
Primary Distribution Plant -- Average Number of Customers |  |  | C01 | Cust08 | 1 | 0.86035 | 0.10613 | 0 | 0.00017373 | 0.0066528 | 0 | 0 | 0.00026099 | 0.00075956 | 0 | 2.3798e-06 | 4.7596e-06 | 0.025383 | 4.125e-05 | 0.0002393 | 0 | 0 | 0 | 0 | 0 | 1 | ok
Customer Services -- Weighted cost of Services |  |  | C02 |  | 1 | 0.80732 | 0.17238 | 0 | 0 | 0.017247 | 0 | 0 | 0 | 0.0030454 | 0 | 0 | 0 | 0 | 0 | 0 | 0 | 0 | 0 | 0 | 0 | 1 | ok
Meter Costs -- Weighted Cost of Meters |  |  | C03 |  | 1 | 0.68504 | 0.22421 | 0 | 0.0081375 | 0.052772 | 0 | 0 | 0.011689 | 0.0066167 | 0.0092072 | 0.00010659 | 0.00021318 | 0 | 0.0002956 | 0.0017149 | 0 | 0 | 0 | 0 | 0 | 1 | ok
Lighting Systems -- Lighting Customers |  |  | C04 | Cust04 | 1 | 0 | 0 | 0 | 0 | 0 | 0 | 0 | 0 | 0 | 0 | 0 | 0 | 1 | 0 | 0 | 0 | 0 | 0 | 0 | 0 | 1 | ok
Meter Reading and Billing -- Weighted Cost |  |  | C05 | Cust05 | 1 | 0.74253 | 0.1832 | 0 | 0.00074968 | 0.028709 | 0 | 0 | 0.0056311 | 0.016388 | 0.00061617 | 1.027e-05 | 2.0539e-05 | 0.021907 | 3.5601e-05 | 0.00020653 | 0 | 0 | 0 | 0 | 0 | 1 | ok
Marketing/Economic Development |  |  | C06 | Cust06 | 1 | 0.86032 | 0.10613 | 0 | 0.00017372 | 0.0066526 | 0 | 0 | 0.00026098 | 0.00075954 | 2.8557e-05 | 2.3797e-06 | 4.7595e-06 | 0.025383 | 4.1249e-05 | 0.0002393 | 0 | 0 | 0 | 0 | 0 | 1 | ok
Revenue per Billing Determinants |  |  | R01 |  | 966746905 | 385524714 | 137831152 | 0 | 11576751 | 156526511 | 0 | 0 | 129384948 | 74042740 | 43858819 | 6233053 | 3257226 | 18015579 | 222435 | 272977 | 0 | 0 | 0 | 0 | 0 | 966746905 | ok | 0
Energy |  |  |  |  | 12038236556 | 4267045465 | 1384842707 | 0 | 162948372 | 1965916065 | 0 | 0 | 2043094799 | 1040406894 | 876840985 | 109874900 | 57572100 | 123147808 | 3442738 | 3103723 | 0 | 0 | 0 | 0 | 0 | 12038236556 | ok
Energy (Loss Adjusted) |  |  | Energy |  | 12732670254.2879 | 4545454556.5912 | 1475198622.6365 | 0 | 169891851.9909 | 2094184889.4807 | 0 | 0 | 2130154201.2032 | 1108289634.0879 | 896757979.7298 | 114556837.9677 | 60025335.4603 | 131182751.5313 | 3667364.0479 | 3306229.5606 | 0 | 0 | 0 | 0 | 0 | 12732670254.2879 | ok | 0
O&M Customer Allocators | bar: 21 to 25
Customers (Monthly Bills) |  |  |  |  | 6077814 | 4338229 | 535170 | 0 | 876 | 33546 | 0 | 0 | 1316 | 3830 | 144 | 12 | 24 | 1151935 | 1872 | 10860 | 0 | 0 | 0 | 0 | 0 | 6077814 | ok
Average Customers (Bills/12) |  |  |  |  | 506484.5 | 361519.0833 | 44597.5 | 0 | 73 | 2795.5 | 0 | 0 | 109.6667 | 319.1667 | 12 | 1 | 2 | 95994.5833 | 156 | 905 | 0 | 0 | 0 | 0 | 0 | 506484.5 | ok
Average Customers (Lighting = Lights) |  |  |  |  | 506484.5 | 361519.0833 | 44597.5 | 0 | 73 | 2795.5 | 0 | 0 | 109.6667 | 319.1667 | 12 | 1 | 2 | 95994.5833 | 156 | 905 | 0 | 0 | 0 | 0 | 0 | 506484.5 | ok
Weighted Average Customers (Lighting = 9 Lights per Customer) |  |  | Cust05 |  | 486876.3704 | 361519.0833 | 89195 | 0 | 365 | 13977.5 | 0 | 0 | 2741.6667 | 7979.1667 | 300 | 5 | 10 | 10666.0648 | 17.3333 | 100.5556 | 0 | 0 | 0 | 0 | 0 | 486876.3704 | ok
Street Lighting |  |  | 1: Cust04; 3: 95994.5833; 9: 0; 11: 0; 12: 0; 13: 0; 14: 0; 15: 0; 16: 95994.5833; 24: 95994.5833; 25: ok
Average Customers |  |  | Cust01 |  | 506484.5 | 361519.0833 | 44597.5 | 0 | 73 | 2795.5 | 0 | 0 | 109.6667 | 319.1667 | 12 | 1 | 2 | 95994.5833 | 156 | 905 | 0 | 0 | 0 | 0 | 0 | 506484.5 | ok
Average Customers (Lighting = 9 Lights per Cust) |  |  | Cust06 |  | 420212.8704 | 361519.0833 | 44597.5 | 0 | 73 | 2795.5 | 0 | 0 | 109.6667 | 319.1667 | 12 | 1 | 2 | 10666.0648 | 17.3333 | 100.5556 | 0 | 0 |  |  |  | 420212.8704 | ok
Average Secondary Customers |  |  | Cust07 |  | 416900.537 | 361519.0833 | 44597.5 | 0 | 0 | 0 | 0 | 0 | 0 | 0 | 0 | 0 | 0 | 10666.0648 | 17.3333 | 100.5556 | 0 | 0 |  |  |  | 416900.537 | ok
Average Primary Customers |  |  | Cust08 |  | 420200.8704 | 361519.0833 | 44597.5 | 0 | 73 | 2795.5 | 0 | 0 | 109.6667 | 319.1667 | 0 | 1 | 2 | 10666.0648 | 17.3333 | 100.5556 | 0 | 0 | 0 | 0 | 0 | 420200.8704 | ok
Average Transformer Customers |  |  | 1: Cust09; 3: 420015.2037; 4: 361519.0833; 5: 44597.5; 6: 0; 8: 2795.5; 12: 319.1667; 16: 10666.0648; 17: 17.3333; 18: 100.5556; 24: 420015.2037; 25: ok
Plant Customer Allocators | bar: 21 to 25
Average Customers |  |  |  |  | 506484.5 | 361519.0833 | 44597.5 | 0 | 73 | 2795.5 | 0 | 0 | 109.6667 | 319.1667 | 12 | 1 | 2 | 95994.5833 | 156 | 905 | 0 | 0 | 0 | 0 | 0 | 506484.5 | ok
Average Customers (Lighting = 9 Lights) |  |  |  |  | 421155.9815 | 361519.0833 | 44597.5 | 0 | 73 | 2795.5 | 0 | 0 | 109.6667 | 319.1667 | 12 | 1 | 2 | 10666.0648 | 156 | 905 | 0 | 0 | 0 | 0 | 0 | 421155.9815 | ok
Weighted Average Customers |  |  |  |  | 486876.3704 | 361519.0833 | 89195 | 0 | 365 | 13977.5 | 0 | 0 | 2741.6667 | 7979.1667 | 300 | 5 | 10 | 10666.0648 | 17.3333 | 100.5556 | 0 | 0 | 0 | 0 | 0 | 486876.3704 | ok
Street Lighting (plant in service balance) |  |  | 3: 99670957.6815; 9: 0; 11: 0; 12: 0; 13: 0; 14: 0; 15: 0; 16: 0; 17: 0; 19: 0; 20: 0; 24: 0; 25: err
Average Customers |  |  |  |  | 506484.5 | 361519.0833 | 44597.5 | 0 | 73 | 2795.5 | 0 | 0 | 109.6667 | 319.1667 | 12 | 1 | 2 | 95994.5833 | 156 | 905 | 0 | 0 | 0 | 0 | 0 | 506484.5 | ok
Average Customers (Lighting = 9 Lights per Cust) |  |  |  |  | 420212.8704 | 361519.0833 | 44597.5 | 0 | 73 | 2795.5 | 0 | 0 | 109.6667 | 319.1667 | 12 | 1 | 2 | 10666.0648 | 17.3333 | 100.5556 | 0 | 0 |  |  |  | 420212.8704 | ok
Average Secondary Customers |  |  |  |  | 420015.2037 | 361519.0833 | 44597.5 | 0 | 0 | 2795.5 | 0 | 0 | 0 | 319.1667 | 0 | 0 | 0 | 10666.0648 | 17.3333 | 100.5556 | 0 | 0 |  |  |  | 420015.2037 | ok
Average Primary Customers |  |  |  |  | 420200.8704 | 361519.0833 | 44597.5 | 0 | 73 | 2795.5 | 0 | 0 | 109.6667 | 319.1667 | 0 | 1 | 2 | 10666.0648 | 17.3333 | 100.5556 | 0 | 0 | 0 | 0 | 0 | 420200.8704 | ok
Average Transformer Customers |  |  |  |  | 420015.2037 | 361519.0833 | 44597.5 | 0 | 0 | 2795.5 | 0 | 0 | 0 | 319.1667 | 0 | 0 | 0 | 10666.0648 | 17.3333 | 100.5556 | [5 empty] | 420015.2037 | ok
Demand Allocators
Maximum Class Non-Coincident Peak Demands |  |  | NCP |  | 3075089.5322 | 1385626.507 | 385501.976 | 0 | 33125.6593 | 409350.3718 | 0 | 0 | 401962.6446 | 206571.2855 | 180141.3043 | 23330.3482 | 12022.8471 | 36016.8641 | 1041.8871 | 397.8371 | 0 | 0 | 0 | 0 | 0 | 3075089.5322 | ok
Sum of the Individual Customer Demands (Transformers) |  |  | SICDT |  | 4618461.066 | 3260862.9912 | 547290.0802 | 0 | 0 | 507998.1213 | 0 | 0 | 0 | 264853.2851 | 0 | 0 | 0 | 36016.8641 | 1041.8871 | 397.8371 | 0 | 0 | 0 | 0 | 0 | 4618461.066 | ok
Sum of the Individual Customer Demands (Secondary) |  |  | SICD |  | 3845609.6596 | 3260862.9912 | 547290.0802 | 0 | 0 | 0 | 0 | 0 | 0 | 0 | 0 | 0 | 0 | 36016.8641 | 1041.8871 | 397.8371 | 0 | 0 | 0 | 0 | 0 | 3845609.6596 | ok
Summer Peak Period Demand Allocator |  |  | SCP |  | 2534657.7662 | 1197727.8589 | 348986.9073 | 0 | 29714 | 369944 | 0 | 0 | 310763 | 181753 | 69530 | 15243 | 10651 | 0 | 0 | 345 | 0 | 0 |  |  |  | 2534657.7662 | ok
Winter Peak Period Demand Allocator |  |  | WCP |  | 1828277.4102 | 957463.72 | 149995.374 | 0 | 17890 | 231293 | 0 | 0 | 199219 | 111830 | 98864 | 14754 | 9498 | 36017 | 826 | 627.3162 | 0 | 0 |  |  |  | 1828277.4102 | ok
Base Demand Allocator |  |  | BDEM |  | 1449529.86 | 517469.78 | 167941.56 | 0 | 19341.06 | 238409.03 | 0 | 0 | 242503.89 | 126171.41 | 102089.93 | 13041.53 | 6833.49 | 14934.28 | 417.51 | 376.39 | 0 | 0 |  |  |  | 1449529.86 | ok
Allocation Factors (Continued) | bar: 21 to 25
Production Allocation | bar: 21 to 25
Production Residual Winter Demand Allocator |  |  | PPWDRA |  | 1828277.4102 | 957463.72 | 149995.374 | 0 | 17890 | 231293 | 0 | 0 | 199219 | 111830 | 98864 | 14754 | 9498 | 36017 | 826 | 627.3162 | 0 | 0 | 0 | 0 | 0 | 1828277.4102 | ok
Production Winter Demand Costs |  |  | 3: 37929127.9042; 24: 37929127.9042; 25: ok
Customer Specific Assignment |  |  |  |  | 0 |  | 0 | 0 | 0 | 0 | 0 | 0 | 0 | 0 | 0 |  |  |  | 0 |  | 0 | 0 |  |  |  | 0 | ok
Production Winter Demand Residual |  |  |  | PPWDRA | 37929127.9042 | 19863377.2412 | 3111778.1645 | 0 | 371142.8553 | 4798364.6965 | 0 | 0 | 4132963.0229 | 2320005.8973 | 2051015.497 | 306083.94 | 197043.8703 | 747202.4716 | 17136.0536 | 13014.194 | 0 | 0 | 0 | 0 | 0 | 37929127.9042 | ok
Production Winter Demand Total |  |  | PPWDT |  | 37929127.9042 | 19863377.2412 | 3111778.1645 | 0 | 371142.8553 | 4798364.6965 | 0 | 0 | 4132963.0229 | 2320005.8973 | 2051015.497 | 306083.94 | 197043.8703 | 747202.4716 | 17136.0536 | 13014.194 | 0 | 0 | 0 | 0 | 0 | 37929127.9042 | ok
Production Winter Demand Allocator |  |  | PPWDA | PPWDT | 1 | 0.5237 | 0.082042 | 0 | 0.0097852 | 0.12651 | 0 | 0 | 0.10897 | 0.061167 | 0.054075 | 0.0080699 | 0.0051951 | 0.0197 | 0.00045179 | 0.00034312 | 0 | 0 | 0 | 0 | 0 | 1 | ok
Production Residual Summer Demand Allocator |  |  | PPSDRA |  | 2534657.7662 | 1197727.8589 | 348986.9073 | 0 | 29714 | 369944 | 0 | 0 | 310763 | 181753 | 69530 | 15243 | 10651 | 0 | 0 | 345 | 0 | 0 | 0 | 0 | 0 | 2534657.7662 | ok
Production Summer Demand Costs |  |  | 3: 34388610.9471; 24: 34388610.9471; 25: ok
Customer Specific Assignment |  |  |  |  | 0 |  | 0 | 0 | 0 | 0 | 0 | 0 | 0 | 0 | 0 |  |  |  | 0 |  | 0 | 0 |  |  |  | 0 | ok
Production Summer Demand Residual |  |  |  | PPSDRA | 34388610.9471 | 16250003.4168 | 4734830.5322 | 0 | 403140.4947 | 5019162.9252 | 0 | 0 | 4216233.0734 | 2465908.1351 | 943338.4463 | 206807.2478 | 144505.9369 | 0 | 0 | 4680.7387 | 0 | 0 | 0 | 0 | 0 | 34388610.9471 | ok
Production Summer Demand Total |  |  | PPSDT |  | 34388610.9471 | 16250003.4168 | 4734830.5322 | 0 | 403140.4947 | 5019162.9252 | 0 | 0 | 4216233.0734 | 2465908.1351 | 943338.4463 | 206807.2478 | 144505.9369 | 0 | 0 | 4680.7387 | 0 | 0 | 0 | 0 | 0 | 34388610.9471 | ok
Production Summer Demand Allocator |  |  | PPSDA | PPSDT | 1 | 0.47254 | 0.13769 | 0 | 0.011723 | 0.14595 | 0 | 0 | 0.12261 | 0.071707 | 0.027432 | 0.0060138 | 0.0042021 | 0 | 0 | 0.00013611 | 0 | 0 | 0 | 0 | 0 | 1 | ok
Production Residual Base Demand Allocator |  |  | PPBDRA |  | 1449529.86 | 517469.78 | 167941.56 | 0 | 19341.06 | 238409.03 | 0 | 0 | 242503.89 | 126171.41 | 102089.93 | 13041.53 | 6833.49 | 14934.28 | 417.51 | 376.39 | 0 | 0 | 0 | 0 | 0 | 1449529.86 | ok
Production Base Demand Costs |  |  | 3: 38923063.964; 24: 38923063.964; 25: ok
Customer Specific Assignment |  |  |  |  | 0 |  | 0 | 0 | 0 | 0 | 0 | 0 | 0 | 0 | 0 |  |  |  | 0 |  | 0 | 0 |  |  |  | 0 | ok
Production Base Demand Residual |  |  |  | PPBDRA | 38923063.964 | 13895201.4044 | 4509600.1555 | 0 | 519349.9881 | 6401806.6687 | 0 | 0 | 6511762.6635 | 3387979.7839 | 2741339.0956 | 350193.7562 | 183494.232 | 401018.2555 | 11211.0615 | 10106.8991 | 0 | 0 | 0 | 0 | 0 | 38923063.964 | ok
Production Base Demand Total |  |  | PPBDT |  | 38923063.964 | 13895201.4044 | 4509600.1555 | 0 | 519349.9881 | 6401806.6687 | 0 | 0 | 6511762.6635 | 3387979.7839 | 2741339.0956 | 350193.7562 | 183494.232 | 401018.2555 | 11211.0615 | 10106.8991 | 0 | 0 | 0 | 0 | 0 | 38923063.964 | ok
Production Base Demand Allocator |  |  | PPBDA | PPBDT | 1 | 0.35699 | 0.11586 | 0 | 0.013343 | 0.16447 | 0 | 0 | 0.1673 | 0.087043 | 0.07043 | 0.0089971 | 0.0047143 | 0.010303 | 0.00028803 | 0.00025966 | 0 | 0 | 0 | 0 | 0 | 1 | ok
Allocation Factors (Continued) | bar: 20 to 25
Revenue Adjustment Allocators | bar: 21 to 25
Forfeited Discounts |  |  | FDIS |  | 2474607 | 2028704.89 | 320131.79 | 0 | 2958.09 | 71052.52 | 0 |  | 25813.2 | 25946.51 | 0 | 0 | 0 | 0 | 0 | 0 | [5 empty] | 2474607 | ok
Misc Service Revenue Allocator |  |  | 1: MISCR; 3: 1; 4: 0.8451; 5: 0.1549; 6: 0; 7: 0; 8: 0; 9: 0; 10: 0; 11: 0; 12: 0; 13: 0; 24: 1; 25: ok
Revenue and Expense Adjust before IT |  |  | ITADJ |  | -9657266.57 | -3531958.4463 | -1127009.7397 | 0 | -125767.4907 | -1519782.2507 | 0 | 0 | -1545781.2027 | -770923.3983 | -649296.3798 | -228881.8486 | -43502.2909 | -114111.1672 | -133.7307 | -118.6245 | 0 | 0 | 0 | 0 | 0 | -9657266.57 | ok
Full Year FAC Base Rate Change |  |  | 1: REV01; 3: 0; 24: 0; 25: ok
Temperature Normalization - Revenue |  |  | 1: TREV01; 3: 0; 24: 0; 25: ok
Temperature Normalization - Expenses |  |  | 1: TEXP01; 3: 0; 24: 0; 25: ok
VDT Revenue |  |  | 1: VDTREV; 3: 0; 19: 0; 20: 0; 24: 0; 25: ok
Merger Surcredit Revenue |  |  | 1: MSCREV; 3: 0; 19: 0; 20: 0; 24: 0; 25: ok
ECR Revenue |  |  | ECRREV |  | 122493053 | 43418481 | 14782863 | 0 | 1670114 | 20211157 | 0 |  | 20548053 | 10511925 | 8593113 | 1052461 | 564165 | 1140721 |  |  | 0 | 0 |  |  |  | 122493053 | ok
ECR Revenue for Roll-In |  |  | 1: ECRREV2; 3: 0; 24: 0; 25: ok
DSM revenue |  |  | 1: DSMREV; 3: 0; 19: 0; 20: 0; 24: 0; 25: ok
Year Customers |  |  | 1: YREND; 3: 0; 19: 0; 20: 0; 21: 0; 22: 0; 23: 0; 24: 0; 25: ok
ECR Revenue in Base Rates |  |  | 3: 0; 24: 0; 25: ok
Off-System Sales Allocator | bar: 20 to 25
Off-System Sales |  |  |  | RBPPT | 71794397 | 32003541.0852 | 7988696.6758 | 0 | 839938.9448 | 10522721.543 | 0 | 0 | 9690185.3132 | 5315230.9409 | 3757203.485 | 560668.3247 | 338844.9796 | 741001.2879 | 18392.6191 | 17971.8009 | 0 | 0 | 0 | 0 | 0 | 71794397 | ok
Less: Adjustment to Reallocate Expenses | bar: 20 to 25
Costs allocated on Energy to be reallocated on RBPPT |  |  |  | Energy | 34956798 | 12479278.3901 | 4050071.1345 | 0 | 466428.0966 | 5749461.5579 | 0 | 0 | 5848213.1896 | 3042744.0663 | 2461996.339 | 314509.0672 | 164796.0314 | 360154.5359 | 10068.5325 | 9077.059 | 0 | 0 | 0 | 0 | 0 | 34956798 | ok
Costs allocated on Energy reallocated on RBPPT |  |  |  | RBPPT | -34956798 | -15582571.4505 | -3889708.2175 | 0 | -408967.5135 | -5123528.6702 | 0 | 0 | -4718165.5495 | -2587993.8002 | -1829387.9294 | -272990.2359 | -164984.1213 | -360794.6222 | -8955.3934 | -8750.4964 | 0 | 0 | 0 | 0 | 0 | -34956798 | ok
Net Adjustment |  |  |  |  | 0 | -3103293.0604 | 160362.917 | 0 | 57460.5831 | 625932.8877 | 0 | 0 | 1130047.6401 | 454750.2661 | 632608.4096 | 41518.8313 | -188.09 | -640.0863 | 1113.1391 | 326.5626 | 0 | 0 | 0 | 0 | 0
Off-System Sales Allocator |  |  | OSSALL |  | 71794397 | 35106834.1455 | 7828333.7588 | 0 | 782478.3617 | 9896788.6553 | 0 | 0 | 8560137.6731 | 4860480.6748 | 3124595.0754 | 519149.4934 | 339033.0696 | 741641.3742 | 17279.48 | 17645.2383 | 0 | 0 | 0 | 0 | 0 | 71794397 | ok
Expense Adjustment Allocators | bar: 21 to 25
Interruptible Credit Allocator (Winter & Summer Peak Prod Plant) |  |  | INTCRE |  | 1585675288.6599 | 791840234.6244 | 172048707.6582 | 0 | 16977328.0233 | 215264072.033 | 0 | 0 | 183068692.9716 | 104938369.6919 | 65655717.7931 | 11245911.3782 | 7488993.6779 | 16383539.0006 | 375733.7706 | 387988.037 | 0 | 0 | 0 | 0 | 0 | 1585675288.6599 | ok
O&M less fuel |  |  | OMLF |  | 222470694.5076 | 122501514.9051 | 27988949.8718 | 0 | 1885394.0753 | 23599265.892 | 0 | 0 | 20638019.5782 | 11625075.0314 | 8157520.0551 | 1183737.9452 | 707858.7811 | 4065727.7774 | 47922.5454 | 69708.0495 | 0 | 0 | 0 | 0 | 0 | 222470694.5076 | ok
Base Rate Revenue at Current Rates |  |  |  |  | 966746905 | 385524714 | 41736639 | 96094513 | 11576751 | 156526511 | 0 | 0 | 129384948 | 74042740 | 43858819 | 6233053 | 3257226 | 18015579 | 222435 | 272977 | 0 | 0 | 0 | 0 | 0 | 966746905 | ok
CSR Avoided Cost
Interruptible Demands |  |  | 3: 799607.4419; 13: 799607.4419
Avoided Cost per kW |  |  | 13: 4.3
Avoided Cost |  |  | 3: 3438312; 13: 3438312
Note on M1108: Wernert, Jeff: Carbide - CSR 10
Note on P1108: Wernert, Jeff: Cemex - CSR 30

## Summary of Returns
Louisville Gas and Electric Company
Summary of Unadjusted Rates of Return by Class
|  | Operating | Operating
| Revenue | Expenses | Margin | Rate Base | ROR
Residential Rate RS | 429901016.4556 | 381586153.1201 | 48314863.3356 | 1144615926.8317 | 4.221%
General Service | 147497747.0111 | 115480474.8663 | 32017272.1448 | 251228398.0506 | 12.74%
Power Service Primary Rate PS | 12457678.5143 | 10483176.2477 | 1974502.2666 | 20717603.6585 | 9.531%
Power Service Secondary Rate PS | 167714911.1951 | 135103764.0798 | 32611147.1153 | 264810730.2619 | 12.31%
TOD Rate TOD Primary | 139066906.6433 | 122378466.4891 | 16688440.1542 | 237788270.2272 | 7.018%
TOD Rate TOD Secondary | 79540371.9581 | 67232754.4063 | 12307617.5517 | 132606108.948 | 9.281%
Retail Transmission Service Rate RTS | 47415818.3308 | 44639194.8747 | 2776623.4561 | 93813805.6376 | 2.96%
Special Contract #1 | 6815590.0717 | 6409491.166 | 406098.9057 | 13752477.8768 | 2.953%
Special Contract #2 | 3633998.9948 | 3469499.8381 | 164499.1568 | 8187999.9201 | 2.009%
Lighting Rate RLS & LS | 19132683.083 | 15530344.3543 | 3602338.7287 | 81459849.5426 | 4.422%
Lighting Rate LE | 242066.9649 | 222790.9319 | 19276.033 | 510391.7574 | 3.777%
Lighting Rate TLE | 293111.7773 | 248212.64 | 44899.1374 | 540126.8167 | 8.313%
| 1053711901 | 902784323.0142 | 150927577.9858 | 2250031689.5289 | 6.708%
Louisville Gas and Electric Company
Summary of Adjusted Rates of Return by Class
|  | Operating | Operating
| Revenue | Expenses | Margin | Rate Base | ROR
Residential Rate RS | 426734914.033 | 382416954.1003 | 44317959.9326 | 1144615926.8317 | 3.872%
General Service | 146419771.5205 | 116123189.9988 | 30296581.5217 | 251228398.0506 | 12.06%
Power Service Primary Rate PS | 12335892.771 | 10520981.5399 | 1814911.231 | 20717603.6585 | 8.76%
Power Service Secondary Rate PS | 166241101.1568 | 135750634.682 | 30490466.4748 | 264810730.2619 | 11.51%
TOD Rate TOD Primary | 137568529.9409 | 122677674.2872 | 14890855.6536 | 237788270.2272 | 6.262%
TOD Rate TOD Secondary | 78794895.9014 | 67467139.6739 | 11327756.2275 | 132606108.948 | 8.542%
Retail Transmission Service Rate RTS | 46789203.2291 | 44674177.6808 | 2115025.5483 | 93813805.6376 | 2.254%
Special Contract #1 | 6590195.9663 | 6414719.3449 | 175476.6213 | 13752477.8768 | 1.276%
Special Contract #2 | 3592859.735 | 3471110.1988 | 121749.5362 | 8187999.9201 | 1.487%
Lighting Rate RLS & LS | 19049501.0039 | 15597199.5886 | 3452301.4153 | 81459849.5426 | 4.238%
Lighting Rate LE | 242066.9649 | 223084.1149 | 18982.8501 | 510391.7574 | 3.719%
Lighting Rate TLE | 293111.7773 | 249060.7924 | 44050.9849 | 540126.8167 | 8.156%
| 1044652044 | 905585926.0026 | 139066117.9974 | 2250031689.5289 | 6.181%
Louisville Gas and Electric Company
Summary of Rates of Return by Class w/Proposed Increase
|  | Operating | Operating
| Revenue | Expenses | Margin | Rate Base | ROR
Residential Rate RS | 438646783.033 | 386954755.9229 | 51692027.11 | 1144615926.8317 | 4.516%
General Service | 150632796.5205 | 117712332.4438 | 32920464.0766 | 251228398.0506 | 13.1%
Power Service Primary Rate PS | 12699681.771 | 10657461.0284 | 2042220.7426 | 20717603.6585 | 9.857%
Power Service Secondary Rate PS | 171146631.1568 | 137591370.0241 | 33555261.1327 | 264810730.2619 | 12.67%
TOD Rate TOD Primary | 141755890.9409 | 124248233.9703 | 17507656.9706 | 237788270.2272 | 7.363%
TOD Rate TOD Secondary | 81142447.9014 | 68347780.4994 | 12794667.4021 | 132606108.948 | 9.649%
Retail Transmission Service Rate RTS | 48310010.2291 | 45244392.6467 | 3065617.5824 | 93813805.6376 | 3.268%
Special Contract #1 | 6784423.9863 | 6487582.0822 | 296841.904 | 13752477.8768 | 2.158%
Special Contract #2 | 3696373.735 | 3509938.7956 | 186434.9393 | 8187999.9201 | 2.277%
Lighting Rate RLS & LS | 19567396.0039 | 15809887.5096 | 3757508.4943 | 81459849.5426 | 4.613%
Lighting Rate LE | 248952.9649 | 225697.1839 | 23255.781 | 510391.7574 | 4.556%
Lighting Rate TLE | 301287.7773 | 252301.2916 | 48986.4857 | 540126.8167 | 9.069%
| 1074932676.02 | 917041733.3986 | 157890942.6214 | 2250031689.5289 | 7.017%

## Billing Det
Louisville Gas and Electric Company
Summary of Billing Determinants
| Forecasted | [5 empty] | Maximum |  | (Winter) | (Summer) | Maximum
| Customers as of |  | Total | ECR Revenue | CSR Credits | Base Revenue | Non-Coincident | Base | Intermediate | Peak | Sum of
| 2016-06-30 | Kwh | Revenue | in Base Rates | in Base Rates | at Current Rates | Demand | Demand | Demand | Demand | Individual NCP
Residential Rate RS | 361519.0833 | 4267045465 | 391242555 | 5717841 |  | 385524714 | 1385626.507 | 485774.76 | 957463.72 | 1197727.8589 | 3260862.9912
General Service Single Phase Rate GS | 28214.8333 | 389930533 | 42387823 | 651184 |  | 41736639 | 125749.3066 | 44391 | 48927.9315 | 113838.2274 | 178523.9828
General Service Three Phase Rate GS | 16382.6667 | 994912174 | 97756016 | 1661503 |  | 96094513 | 259752.6693 | 113264.14 | 101067.4425 | 235148.6799 | 368766.0974
Power Service Primary | 73 | 162948372 | 11774189 | 197438 |  | 11576751 | 33125.6593 | 18550.59 | 17890 | 29714 | 47017.0765
Power Service Secondary | 2795.5 | 1965916065 | 158946785 | 2420274 |  | 156526511 | 409350.3718 | 223806.47 | 231293 | 369944 | 507998.1213
Commercial TOD Primary | 39.5 | 372651050 | 25953502 | 351843 |  | 25601659 | 68875.376 | 42423.84 | 38143 | 62769 | 85655.759
Industrial TOD Primary | 70.1667 | 1670443749 | 105394202 | 1610913 |  | 103783289 | 333087.2686 | 190168.91 | 161076 | 247994 | 510281.7664
TOD Secondary | 319.1667 | 1040406894 | 75126993 | 1084253 |  | 74042740 | 206571.2855 | 118443.41 | 111830 | 181753 | 264853.2851
Retail Transmission Service | 12 | 876840985 | 47838358 | 541227 | 3438312 | 43858819 | 180141.3043 | 99822.52 | 98864 | 69530 | 266617.0499
Fort Knox | 1 | 109874900 | 6295322 | 62269 |  | 6233053 | 23330.3482 | 12508.53 | 14754 | 15243 | 35498.1902
Louisville Water Company | 2 | 57572100 | 3298968 | 41742 |  | 3257226 | 12022.8471 | 6554.2 | 9498 | 10651 | 18335.454
Street Lighting Rate (RLS, LS, DSK) | 95994.5833 | 123147808 | 18015579 | 0 |  | 18015579 | 36016.8641 | 14019.56 | 36017 | 0 | 36016.8641
Lighting Energy Rate LE | 156 | 3442738 | 222435 | 0 |  | 222435 | 1041.8871 | 391.93 | 826 | 0 | 1041.8871
Traffic Energy Rate TE | 905 | 3103723 | 272977 | 0 |  | 272977 | 397.8371 | 353.34 | 627.3162 | 345 | 397.8371
Total | 506484.5 | 12038236556 | 984525704 | 14340487 | 3438312 | 966746905 | 3075089.5322 | 1370473.2 | 1828277.4102 | 2534657.7662 | 5581866.3621
15.9905

## Res Unit Costs
Louisville Gas and Electric Company
Unit Cost of Service Based on the Cost of Service Study
For the 12 Months Ended June 30, 2016
Rate RS
|  |  |  | Production |  | Transmission | Distribution |  | Customer Service Expenses
| Description | Reference | Amount | Demand-Related | Energy-Related | Demand-Related | Demand-Related | Customer-Related | Customer-Related | Total | Check
(1) | Rate Base |  | 1144615926.8317 | 575369350.9826 | 19485352.335 | 104977165.4499 | 158055734.9355 | 284576290.7921 | 2152032.3365 | 1144615926.8317 | ok
(2) | Rate Base Adjustments |  | 0 | 0 | 0 | 0 | 0 | 0 | 0 | 0 | ok
(3) | Rate Base as Adjusted |  | 1144615926.8317 | 575369350.9826 | 19485352.335 | 104977165.4499 | 158055734.9355 | 284576290.7921 | 2152032.3365 | 1144615926.8317 | ok
(4) | Rate of Return |  | 4.516% | 4.516% | 4.516% | 4.516% | 4.516% | 4.516% | 4.516%
(5) | Return |  | 51692027.11 | 25984268.9518 | 879978.4605 | 4740876.267 | 7137958.8067 | 12851756.6405 | 97187.9836 | 51692027.11 | ok
(6) | Interest Expenses |  | 28008089.0441 | 14078954.9034 | 476795.2904 | 2568730.4611 | 3867532.3261 | 6963417.0777 | 52658.9853 | 28008089.0441 | ok
(7) | Net Income |  | 23683938.066 | 11905314.0484 | 403183.1701 | 2172145.8059 | 3270426.4806 | 5888339.5628 | 44528.9982 | 23683938.066 | ok
(8) | Income Taxes |  | 16744801.9307 | 8417186.5806 | 285054.8885 | 1535730.7211 | 2312227.1091 | 4163120.1452 | 31482.4863 | 16744801.9307 | ok
(9) | Operation and Maintenance Expenses |  | 292472988.0491 | 50008582.0625 | 169971473.1439 | 9409771.0025 | 13946889.2735 | 32567103.0732 | 16569169.4934 | 292472988.0491 | ok
(10) | Depreciation Expenses |  | 60408430.419 | 31181777.3061 | 0 | 4343426.269 | 8899435.9057 | 15983790.9382 | 0 | 60408430.419 | ok
(11) | Other Taxes |  | 14688233.607 | 7537479.5241 | 0 | 1336382.1559 | 2079498.3955 | 3734873.5315 | 0 | 14688233.607 | ok
(12) | Other Depreciation Expenses |  | 0 | 0 | 0 | 0 | 0 | 0 | 0 | 0 | ok
(13) | Curtailable Service Credit |  | 1716993.2585 | 1716993.2585 | 0 | 0 | 0 | 0 | 0 | 1716993.2585 | ok
(14) | Expense Adjustments - Prod. Demand |  | 35567.6954 | 35567.6954 | 0 | 0 | 0 | 0 | 0 | 35567.6954 | ok
(15) | Expense Adjustments - Energy |  | 0 | 0 | 0 | 0 | 0 | 0 | 0 | 0 | ok
(16) | Expense Adjustments - Trans. Demand |  | 0 | 0 | 0 | 0 | 0 | 0 | 0 | 0 | ok
(17) | Expense Adjustments - Distribution |  | 0 | 0 | 0 | 0 | 0 | 0 | 0 | 0 | ok
(18) | Expense Adjustments - Other |  | 887740.9632 | 446244.8319 | 15112.4452 | 81418.1664 | 122584.8314 | 220711.6156 | 1669.0728 | 887740.9632 | ok
(19) | Expense Adjustments - Total |  | 923308.6586 | 481812.5273 | 15112.4452 | 81418.1664 | 122584.8314 | 220711.6156 | 1669.0728 | 923308.6586 | ok
(20) | Total Cost of Service | 438646783.033 | 438646783.033 | 125328100.2109 | 171151618.9381 | 21447604.582 | 34498594.3218 | 69521355.9442 | 16699509.036 | 438646783.033 | ok
(21) | Less: Misc Revenue - Energy |  | 0 | 0 | 0 | 0 | 0 | 0 | 0 | 0 | ok
(22) | Less: Misc Revenue - Other |  | -44376302.4556 | -39766360.4028 | -157798.657 | -850138.8856 | -1279986.2311 | -2304590.4285 | -17427.8508 | -44376302.4556 | ok
(23) | Less: Misc Revenue - Total |  | -44376302.4556 | -39766360.4028 | -157798.657 | -850138.8856 | -1279986.2311 | -2304590.4285 | -17427.8508 | -44376302.4556 | ok
(24) | Net Cost of Service | 394270480.5773 | 394270480.5773 | 85561739.8081 | 170993820.2812 | 20597465.6964 | 33218608.0908 | 67216765.5157 | 16682081.1852 | 394270480.5773 | ok
(25) | Billing Units |  |  | 4267045465 | 4267045465 | 4267045465 | 4267045465 | 4338229 | 4338229
(26) | Unit Costs |  |  | 0.020052 | 0.040073 | 0.0048271 | 0.0077849 | 15.4941 | 3.8454 | 19.3394
[9 empty] | Customer Charge | 19.3394
[9 empty] | Energy Charge | 0.072737

## GS
Louisville Gas and Electric Company
Unit Cost of Service Based on the Cost of Service Study
For the 12 Months Ended June 30, 2016
Rate GS
|  |  |  | Production |  | Transmission | Distribution |  | Customer Service Expenses
| Description | Reference | Amount | Demand-Related | Energy-Related | Demand-Related | Demand-Related | Customer-Related | Customer-Related | Total | Check
(1) | Rate Base |  | 251228398.0506 | 142163276.2757 | 6323848.2683 | 25937943.5992 | 36468005.2559 | 39841453.3816 | 493871.2699 | 251228398.0506 | ok
(2) | Rate Base Adjustments |  | 0 | 0 | 0 | 0 | 0 | 0 | 0 | 0 | ok
(3) | Rate Base as Adjusted |  | 251228398.0506 | 142163276.2757 | 6323848.2683 | 25937943.5992 | 36468005.2559 | 39841453.3816 | 493871.2699 | 251228398.0506 | ok
(4) | Rate of Return |  | 13.1% | 13.1% | 13.1% | 13.1% | 13.1% | 13.1% | 13.1%
(5) | Return |  | 32920464.0766 | 18628789.8421 | 828664.3602 | 3398855.9697 | 4778694.074 | 5220743.9326 | 64715.8981 | 32920464.0766 | ok
(6) | Interest Expenses |  | 6087872.2709 | 3444960.3401 | 153242.1526 | 628539.1653 | 883708.0509 | 965454.8656 | 11967.6965 | 6087872.2709 | ok
(7) | Net Income |  | 26832591.8057 | 15183829.502 | 675422.2076 | 2770316.8045 | 3894986.023 | 4255289.067 | 52748.2016 | 26832591.8057 | ok
(8) | Income Taxes |  | 17277272.2994 | 9776735.6487 | 434898.4803 | 1783782.8762 | 2507947.5963 | 2739943.59 | 33964.1079 | 17277272.2994 | ok
(9) | Operation and Maintenance Expenses |  | 83152120.0119 | 12356208.8522 | 55163170.1401 | 2324982.8522 | 3367325.2175 | 5852441.0814 | 4087991.8685 | 83152120.0119 | ok
(10) | Depreciation Expenses |  | 13057591.7827 | 7704448.6544 | 0 | 1073181.4401 | 2052370.474 | 2227591.2142 | 0 | 13057591.7827 | ok
(11) | Other Taxes |  | 3192652.3064 | 1862373.7642 | 0 | 330195.6653 | 479569.8461 | 520513.0308 | 0 | 3192652.3064 | ok
(12) | Other Depreciation Expenses |  | 0 | 0 | 0 | 0 | 0 | 0 | 0 | 0 | ok
(13) | Curtailable Service Credit |  | 373063.2245 | 373063.2245 | 0 | 0 | 0 | 0 | 0 | 373063.2245 | ok
(14) | Expense Adjustments - Prod. Demand |  | 8788.1291 | 8788.1291 | 0 | 0 | 0 | 0 | 0 | 8788.1291 | ok
(15) | Expense Adjustments - Energy |  | 0 | 0 | 0 | 0 | 0 | 0 | 0 | 0 | ok
(16) | Expense Adjustments - Trans. Demand |  | 0 | 0 | 0 | 0 | 0 | 0 | 0 | 0 | ok
(17) | Expense Adjustments - Distribution |  | 0 | 0 | 0 | 0 | 0 | 0 | 0 | 0 | ok
(18) | Expense Adjustments - Other |  | 650844.69 | 368295.2015 | 16382.8735 | 67196.1171 | 94475.8147 | 103215.2359 | 1279.4473 | 650844.69 | ok
(19) | Expense Adjustments - Total |  | 659632.819 | 377083.3305 | 16382.8735 | 67196.1171 | 94475.8147 | 103215.2359 | 1279.4473 | 659632.819 | ok
(20) | Total Cost of Service | 150632796.5205 | 150632796.5205 | 51078703.3166 | 56443115.8541 | 8978194.9206 | 13280383.0226 | 16664448.0849 | 4187951.3217 | 150632796.5205 | ok
(21) | Less: Misc Revenue - Energy |  | 0 | 0 | 0 | 0 | 0 | 0 | 0 | 0 | ok
(22) | Less: Misc Revenue - Other |  | -9666595.0111 | -8868555.5024 | -46272.1783 | -189790.3145 | -266839.7424 | -291523.572 | -3613.7014 | -9666595.0111 | ok
(23) | Less: Misc Revenue - Total |  | -9666595.0111 | -8868555.5024 | -46272.1783 | -189790.3145 | -266839.7424 | -291523.572 | -3613.7014 | -9666595.0111 | ok
(24) | Net Cost of Service | 140966201.5094 | 140966201.5094 | 42210147.8141 | 56396843.6758 | 8788404.6061 | 13013543.2802 | 16372924.5129 | 4184337.6203 | 140966201.5094 | ok
(25) | Billing Units |  |  | 1384842707 | 1384842707 | 1384842707 | 1384842707 | 535170 | 535170
(26) | Unit Costs |  |  | 0.03048 | 0.040724 | 0.0063461 | 0.0093971 | 30.5939 | 7.8187 | 38.4126
[9 empty] | Customer Charge | 38.4126
[9 empty] | Energy Charge | 0.086948

## PS Sec
Louisville Gas and Electric Company
Unit Cost of Service Based on the Cost of Service Study
For the 12 Months Ended June 30, 2016
Rate PS Secondary
|  |  |  | Production |  | Transmission | Distribution |  | Customer Service Expenses
| Description | Reference | Amount | Demand-Related | Energy-Related | Demand-Related | Demand-Related | Customer-Related | Customer-Related | Total | Check
(1) | Rate Base |  | 264810730.2619 | 186610126.885 | 8977304.6718 | 34047350.8559 | 31963877.2234 | 3138164.2491 | 73906.3768 | 264810730.2619 | ok
(2) | Rate Base Adjustments |  | 0 | 0 | 0 | 0 | 0 | 0 | 0 | 0 | ok
(3) | Rate Base as Adjusted |  | 264810730.2619 | 186610126.885 | 8977304.6718 | 34047350.8559 | 31963877.2234 | 3138164.2491 | 73906.3768 | 264810730.2619 | ok
(4) | Rate of Return |  | 12.67% | 12.67% | 12.67% | 12.67% | 12.67% | 12.67% | 12.67%
(5) | Return |  | 33555261.1327 | 23646139.7597 | 1137551.3456 | 4314280.421 | 4050274.8736 | 397649.7506 | 9364.9822 | 33555261.1327 | ok
(6) | Interest Expenses |  | 6366517.941 | 4486437.2362 | 215830.2694 | 818558.4846 | 768468.0965 | 75447.0145 | 1776.8399 | 6366517.941 | ok
(7) | Net Income |  | 27188743.1917 | 19159702.5235 | 921721.0762 | 3495721.9364 | 3281806.7772 | 322202.7362 | 7588.1423 | 27188743.1917 | ok
(8) | Income Taxes |  | 17726632.2913 | 12491824.2469 | 600947.623 | 2279155.6389 | 2139686.3246 | 210071.1087 | 4947.3492 | 17726632.2913 | ok
(9) | Operation and Maintenance Expenses |  | 101908637.6544 | 16219334.2904 | 78309371.7623 | 3051880.6011 | 2859738.9963 | 827694.1856 | 640617.8187 | 101908637.6544 | ok
(10) | Depreciation Expenses |  | 13493597.6521 | 10113217.5526 | 0 | 1408707.8601 | 1799062.1142 | 172610.1252 | 0 | 13493597.6521 | ok
(11) | Other Taxes |  | 3338781.9724 | 2444638.4014 | 0 | 433430.184 | 420380.215 | 40333.1719 | 0 | 3338781.9724 | ok
(12) | Other Depreciation Expenses |  | 0 | 0 | 0 | 0 | 0 | 0 | 0 | 0 | ok
(13) | Curtailable Service Credit |  | 466769.6138 | 466769.6138 | 0 | 0 | 0 | 0 | 0 | 466769.6138 | ok
(14) | Expense Adjustments - Prod. Demand |  | 11535.7068 | 11535.7068 | 0 | 0 | 0 | 0 | 0 | 11535.7068 | ok
(15) | Expense Adjustments - Energy |  | 0 | 0 | 0 | 0 | 0 | 0 | 0 | 0 | ok
(16) | Expense Adjustments - Trans. Demand |  | 0 | 0 | 0 | 0 | 0 | 0 | 0 | 0 | ok
(17) | Expense Adjustments - Distribution |  | 0 | 0 | 0 | 0 | 0 | 0 | 0 | 0 | ok
(18) | Expense Adjustments - Other |  | 645415.1334 | 454819.1828 | 21880.1115 | 82982.572 | 77904.5851 | 7648.5522 | 180.1298 | 645415.1334 | ok
(19) | Expense Adjustments - Total |  | 656950.8403 | 466354.8897 | 21880.1115 | 82982.572 | 77904.5851 | 7648.5522 | 180.1298 | 656950.8403 | ok
(20) | Total Cost of Service | 171146631.1568 | 171146631.1568 | 65848278.7544 | 80069750.8423 | 11570437.2772 | 11347047.1089 | 1656006.8942 | 655110.2799 | 171146631.1568 | ok
(21) | Less: Misc Revenue - Energy |  | 0 | 0 | 0 | 0 | 0 | 0 | 0 | 0 | ok
(22) | Less: Misc Revenue - Other |  | -11188400.1951 | -10806977.5781 | -43786.7087 | -166065.5942 | -155903.4735 | -15306.363 | -360.4776 | -11188400.1951 | ok
(23) | Less: Misc Revenue - Total |  | -11188400.1951 | -10806977.5781 | -43786.7087 | -166065.5942 | -155903.4735 | -15306.363 | -360.4776 | -11188400.1951 | ok
(24) | Net Cost of Service | 159958230.9618 | 159958230.9618 | 55041301.1763 | 80025964.1336 | 11404371.683 | 11191143.6353 | 1640700.5313 | 654749.8023 | 159958230.9618 | ok
(25) | Billing Units |  |  | 4979368.1612 | 1965916065 | 4979368.1612 | 4979368.1612 | 33546 | 33546
(26) | Unit Costs |  |  | 11.0539 | 0.040707 | 2.2903 | 2.2475 | 48.909 | 19.518 | 68.4269
[9 empty] | Customer Charge | 68.4269
[9 empty] | Energy Charge | 0.040707
[9 empty] | Demand Charge | 15.5917

## PS Primary
Louisville Gas and Electric Company
Unit Cost of Service Based on the Cost of Service Study
For the 12 Months Ended June 30, 2016
Rate PS Primary
|  |  |  | Production |  | Transmission | Distribution |  | Customer Service Expenses
| Description | Reference | Amount | Demand-Related | Energy-Related | Demand-Related | Demand-Related | Customer-Related | Customer-Related | Total | Check
(1) | Rate Base |  | 20717603.6585 | 14883784.8104 | 728288.5691 | 2715573.1147 | 2152996.2515 | 235030.9663 | 1929.9465 | 20717603.6585 | ok
(2) | Rate Base Adjustments |  | 0 | 0 | 0 | 0 | 0 | 0 | 0 | 0 | ok
(3) | Rate Base as Adjusted |  | 20717603.6585 | 14883784.8104 | 728288.5691 | 2715573.1147 | 2152996.2515 | 235030.9663 | 1929.9465 | 20717603.6585 | ok
(4) | Rate of Return |  | 9.857% | 9.857% | 9.857% | 9.857% | 9.857% | 9.857% | 9.857%
(5) | Return |  | 2042220.7426 | 1467156.8473 | 71790.4468 | 267685.3865 | 212229.8349 | 23167.9842 | 190.2429 | 2042220.7426 | ok
(6) | Interest Expenses |  | 497236.8816 | 357221.1762 | 17479.4316 | 65175.6414 | 51673.4059 | 5640.9065 | 46.3201 | 497236.8816 | ok
(7) | Net Income |  | 1544983.8609 | 1109935.6712 | 54311.0151 | 202509.7451 | 160556.429 | 17527.0777 | 143.9228 | 1544983.8609 | ok
(8) | Income Taxes |  | 1030516.9039 | 740336.194 | 36225.8924 | 135075.6605 | 107092.4547 | 11690.7046 | 95.9977 | 1030516.9039 | ok
(9) | Operation and Maintenance Expenses |  | 8238283.0985 | 1293633.338 | 6352889.0232 | 243414.0895 | 222334.0941 | 109283.8466 | 16728.7071 | 8238283.0985 | ok
(10) | Depreciation Expenses |  | 1052557.7182 | 806617.2844 | 0 | 112356.7354 | 121012.4921 | 12571.2063 | 0 | 1052557.7182 | ok
(11) | Other Taxes |  | 260765.0763 | 194981.2291 | 0 | 34569.8366 | 28276.5431 | 2937.4675 | 0 | 260765.0763 | ok
(12) | Other Depreciation Expenses |  | 0 | 0 | 0 | 0 | 0 | 0 | 0 | 0 | ok
(13) | Curtailable Service Credit |  | 36812.9283 | 36812.9283 | 0 | 0 | 0 | 0 | 0 | 36812.9283 | ok
(14) | Expense Adjustments - Prod. Demand |  | 920.0732 | 920.0732 | 0 | 0 | 0 | 0 | 0 | 920.0732 | ok
(15) | Expense Adjustments - Energy |  | 0 | 0 | 0 | 0 | 0 | 0 | 0 | 0 | ok
(16) | Expense Adjustments - Trans. Demand |  | 0 | 0 | 0 | 0 | 0 | 0 | 0 | 0 | ok
(17) | Expense Adjustments - Distribution |  | 0 | 0 | 0 | 0 | 0 | 0 | 0 | 0 | ok
(18) | Expense Adjustments - Other |  | 37605.23 | 27016.0661 | 1321.9415 | 4929.1295 | 3907.977 | 426.6127 | 3.5031 | 37605.23 | ok
(19) | Expense Adjustments - Total |  | 38525.3032 | 27936.1394 | 1321.9415 | 4929.1295 | 3907.977 | 426.6127 | 3.5031 | 38525.3032 | ok
(20) | Total Cost of Service | 12699681.771 | 12699681.771 | 4567473.9605 | 6462227.3038 | 798030.8381 | 694853.3958 | 160077.8219 | 17018.4508 | 12699681.771 | ok
(21) | Less: Misc Revenue - Energy |  | 0 | 0 | 0 | 0 | 0 | 0 | 0 | 0 | ok
(22) | Less: Misc Revenue - Other |  | -880927.5143 | -853205.4605 | -3460.7956 | -12904.2855 | -10230.9447 | -1116.8569 | -9.171 | -880927.5143 | ok
(23) | Less: Misc Revenue - Total |  | -880927.5143 | -853205.4605 | -3460.7956 | -12904.2855 | -10230.9447 | -1116.8569 | -9.171 | -880927.5143 | ok
(24) | Net Cost of Service | 11818754.2567 | 11818754.2567 | 3714268.5 | 6458766.5082 | 785126.5526 | 684622.4512 | 158960.9649 | 17009.2798 | 11818754.2567 | ok
(25) | Billing Units |  |  | 400332.3877 | 162948372 | 400332.3877 | 400332.3877 | 876 | 876
(26) | Unit Costs |  |  | 9.278 | 0.039637 | 1.9612 | 1.7101 | 181.4623 | 19.417 | 200.8793
[9 empty] | Customer Charge | 200.8793
[9 empty] | Energy Charge | 0.039637
[9 empty] | Demand Charge | 12.9493

## TOD Sec
Louisville Gas and Electric Company
Unit Cost of Service Based on the Cost of Service Study
For the 12 Months Ended June 30, 2016
Rate TOD Secondary
|  |  |  | Production |  | Transmission | Distribution |  | Customer Service Expenses
| Description | Reference | Amount | Demand-Related | Energy-Related | Demand-Related | Demand-Related | Customer-Related | Customer-Related | Total | Check
(1) | Rate Base |  | 132606108.948 | 94044017.7694 | 4750991.0704 | 17158498.9643 | 16219662.6202 | 391810.0696 | 41128.454 | 132606108.948 | ok
(2) | Rate Base Adjustments |  | 0 | 0 | 0 | 0 | 0 | 0 | 0 | 0 | ok
(3) | Rate Base as Adjusted |  | 132606108.948 | 94044017.7694 | 4750991.0704 | 17158498.9643 | 16219662.6202 | 391810.0696 | 41128.454 | 132606108.948 | ok
(4) | Rate of Return |  | 9.649% | 9.649% | 9.649% | 9.649% | 9.649% | 9.649% | 9.649%
(5) | Return |  | 12794667.4021 | 9073955.4766 | 458405.356 | 1655559.3789 | 1564974.572 | 37804.2879 | 3968.3307 | 12794667.4021 | ok
(6) | Interest Expenses |  | 3182117.3375 | 2256751.9838 | 114008.4056 | 411748.429 | 389219.396 | 9402.1733 | 986.9498 | 3182117.3375 | ok
(7) | Net Income |  | 9612550.0646 | 6817203.4928 | 344396.9504 | 1243810.9499 | 1175755.176 | 28402.1147 | 2981.3809 | 9612550.0646 | ok
(8) | Income Taxes |  | 6403242.2003 | 4541168.0355 | 229414.3668 | 828544.2167 | 783209.9817 | 18919.6018 | 1985.9979 | 6403242.2003 | ok
(9) | Operation and Maintenance Expenses |  | 53068151.7206 | 8173893.8163 | 41443076.6892 | 1538025.3916 | 1444994.1184 | 102459.9455 | 365701.7596 | 53068151.7206 | ok
(10) | Depreciation Expenses |  | 6741088.193 | 5096655.9377 | 0 | 709932.2488 | 912945.7536 | 21554.253 | 0 | 6741088.193 | ok
(11) | Other Taxes |  | 1668792.2815 | 1231999.6835 | 0 | 218431.425 | 213324.6702 | 5036.5029 | 0 | 1668792.2815 | ok
(12) | Other Depreciation Expenses |  | 0 | 0 | 0 | 0 | 0 | 0 | 0 | 0 | ok
(13) | Curtailable Service Credit |  | 227543.9734 | 227543.9734 | 0 | 0 | 0 | 0 | 0 | 227543.9734 | ok
(14) | Expense Adjustments - Prod. Demand |  | 5813.5335 | 5813.5335 | 0 | 0 | 0 | 0 | 0 | 5813.5335 | ok
(15) | Expense Adjustments - Energy |  | 0 | 0 | 0 | 0 | 0 | 0 | 0 | 0 | ok
(16) | Expense Adjustments - Trans. Demand |  | 0 | 0 | 0 | 0 | 0 | 0 | 0 | 0 | ok
(17) | Expense Adjustments - Distribution |  | 0 | 0 | 0 | 0 | 0 | 0 | 0 | 0 | ok
(18) | Expense Adjustments - Other |  | 233148.5969 | 165348.5723 | 8353.2117 | 30168.1423 | 28517.4764 | 688.882 | 72.3122 | 233148.5969 | ok
(19) | Expense Adjustments - Total |  | 238962.1304 | 171162.1057 | 8353.2117 | 30168.1423 | 28517.4764 | 688.882 | 72.3122 | 238962.1304 | ok
(20) | Total Cost of Service | 81142447.9014 | 81142447.9014 | 28516379.0288 | 42139249.6237 | 4980660.8032 | 4947966.5723 | 186463.4731 | 371728.4004 | 81142447.9014 | ok
(21) | Less: Misc Revenue - Energy |  | 0 | 0 | 0 | 0 | 0 | 0 | 0 | 0 | ok
(22) | Less: Misc Revenue - Other |  | -5497631.9581 | -5312347.2372 | -22827.7572 | -82443.8612 | -77932.9017 | -1882.5851 | -197.6157 | -5497631.9581 | ok
(23) | Less: Misc Revenue - Total |  | -5497631.9581 | -5312347.2372 | -22827.7572 | -82443.8612 | -77932.9017 | -1882.5851 | -197.6157 | -5497631.9581 | ok
(24) | Net Cost of Service | 75644815.9434 | 75644815.9434 | 23204031.7916 | 42116421.8665 | 4898216.942 | 4870033.6706 | 184580.8879 | 371530.7847 | 75644815.9434 | ok
(25) | Billing Units |  |  | 2122416.0723 | 1040406894 | 2122416.0723 | 2122416.0723 | 3830 | 3830
(26) | Unit Costs |  |  | 10.9328 | 0.040481 | 2.3078 | 2.2946 | 48.1934 | 97.0054 | 145.1989
[9 empty] | Customer Charge | 145.1989
[9 empty] | Energy Charge | 0.040481
[9 empty] | Demand Charge | 15.5353

## RTS
Louisville Gas and Electric Company
Unit Cost of Service Based on the Cost of Service Study
For the 12 Months Ended June 30, 2016
Rate RTS
|  |  |  | Production |  | Transmission | Distribution |  | Customer Service Expenses
| Description | Reference | Amount | Demand-Related | Energy-Related | Demand-Related | Demand-Related | Customer-Related | Customer-Related | Total | Check
(1) | Rate Base |  | 93813805.6376 | 65991512.7594 | 3844201.9333 | 12040269.3355 | 11708251.5733 | 228023.692 | 1546.344 | 93813805.6376 | ok
(2) | Rate Base Adjustments |  | 0 | 0 | 0 | 0 | 0 | 0 | 0 | 0 | ok
(3) | Rate Base as Adjusted |  | 93813805.6376 | 65991512.7594 | 3844201.9333 | 12040269.3355 | 11708251.5733 | 228023.692 | 1546.344 | 93813805.6376 | ok
(4) | Rate of Return |  | 3.268% | 3.268% | 3.268% | 3.268% | 3.268% | 3.268% | 3.268%
(5) | Return |  | 3065617.5824 | 2156449.5804 | 125619.6032 | 393448.0764 | 382598.506 | 7451.2854 | 50.5309 | 3065617.5824 | ok
(6) | Interest Expenses |  | 2239346.196 | 1575224.9049 | 91761.5368 | 287402.5966 | 279477.2949 | 5442.9514 | 36.9114 | 2239346.196 | ok
(7) | Net Income |  | 826271.3864 | 581224.6755 | 33858.0664 | 106045.4799 | 103121.2112 | 2008.334 | 13.6195 | 826271.3864 | ok
(8) | Income Taxes |  | 892958.4323 | 628134.3922 | 36590.697 | 114604.2414 | 111443.9597 | 2170.4234 | 14.7187 | 892958.4323 | ok
(9) | Operation and Maintenance Expenses |  | 41690640.444 | 5735693.0389 | 33533120.3889 | 1079245.9176 | 1209079.4422 | 119752.0341 | 13749.6223 | 41690640.444 | ok
(10) | Depreciation Expenses |  | 4744704.1158 | 3576368.2084 | 0 | 498165.6905 | 658080.4307 | 12089.7861 | 0 | 4744704.1158 | ok
(11) | Other Taxes |  | 1174376.4454 | 864504.992 | 0 | 153275.2482 | 153771.2293 | 2824.9758 | 0 | 1174376.4454 | ok
(12) | Other Depreciation Expenses |  | 0 | 0 | 0 | 0 | 0 | 0 | 0 | 0 | ok
(13) | Curtailable Service Credit |  | -3295946.8866 | -3295946.8866 | 0 | 0 | 0 | 0 | 0 | -3295946.8866 | ok
(14) | Expense Adjustments - Prod. Demand |  | 4079.4075 | 4079.4075 | 0 | 0 | 0 | 0 | 0 | 4079.4075 | ok
(15) | Expense Adjustments - Energy |  | 0 | 0 | 0 | 0 | 0 | 0 | 0 | 0 | ok
(16) | Expense Adjustments - Trans. Demand |  | 0 | 0 | 0 | 0 | 0 | 0 | 0 | 0 | ok
(17) | Expense Adjustments - Distribution |  | 0 | 0 | 0 | 0 | 0 | 0 | 0 | 0 | ok
(18) | Expense Adjustments - Other |  | 33580.6883 | 23621.6877 | 1376.0336 | 4309.8191 | 4190.9732 | 81.6212 | 0.55351 | 33580.6883 | ok
(19) | Expense Adjustments - Total |  | 37660.0958 | 27701.0952 | 1376.0336 | 4309.8191 | 4190.9732 | 81.6212 | 0.55351 | 37660.0958 | ok
(20) | Total Cost of Service | 48310010.2291 | 48310010.2291 | 9692904.4206 | 33696706.7226 | 2243048.9934 | 2519164.5411 | 144370.1259 | 13815.4255 | 48310010.2291 | ok
(21) | Less: Misc Revenue - Energy |  | 0 | 0 | 0 | 0 | 0 | 0 | 0 | 0 | ok
(22) | Less: Misc Revenue - Other |  | -3556999.3308 | -3428761.5117 | -17718.5998 | -55495.7094 | -53965.3814 | -1051.0011 | -7.1274 | -3556999.3308 | ok
(23) | Less: Misc Revenue - Total |  | -3556999.3308 | -3428761.5117 | -17718.5998 | -55495.7094 | -53965.3814 | -1051.0011 | -7.1274 | -3556999.3308 | ok
(24) | Net Cost of Service | 44753010.8983 | 44753010.8983 | 6264142.9089 | 33678988.1228 | 2187553.284 | 2465199.1597 | 143319.1248 | 13808.2981 | 44753010.8983 | ok
(25) | Billing Units |  |  | 1917694 | 876840985 | 1917694 | 1917694 | 144 | 144
(26) | Unit Costs |  |  | 3.2665 | 0.038409 | 1.1407 | 1.2855 | 995.2717 | 95.891 | 1091.1627
[9 empty] | Customer Charge | 1091.1627
[9 empty] | Energy Charge | 0.038409
[9 empty] | Demand Charge | 5.6927

## Meters
Louisville Gas and Electric Company
Determination of Meter Allocation
|  | Meter | Forecasted | Total
|  | Unit | Number of | Meter | Meters
|  | Cost | Customers | Cost | Allocator
Residential Rate RS |  | 63.61 | 361519.0833 | 22996228.8908 | 0.68504
General Service Single Phase Rate GS |  | 104.5 | 28214.8333 | 2948450.0833 | 0.087832
General Service Three Phase Rate GS |  | 279.44 | 16382.6667 | 4577972.3733 | 0.13637
Power Service Primary |  | 3742.04 | 73 | 273168.92 | 0.0081375
Power Service Secondary |  | 633.7 | 2795.5 | 1771508.35 | 0.052772
Commercial TOD Primary |  | 3578.15 | 39.5 | 141336.925 | 0.0042103
Industrial TOD Primary |  | 3578.15 | 70.1667 | 251066.8583 | 0.0074791
TOD Secondary |  | 695.93 | 319.1667 | 222117.6583 | 0.0066167
Retail Transmission Service |  | 25756.52 | 12 | 309078.24 | 0.0092072
Special Contract #1 |  | 3578.15 | 1 | 3578.15 | 0.00010659
Special Contract #2 |  | 3578.15 | 2 | 7156.3 | 0.00021318
Street Lighting Rate (RLS, LS, DSK) |  | 0 | 95994.5833 | 0 | 0
Traffic Lighting Rate TLE |  | 63.61 | 156 | 9923.16 | 0.0002956
Street Lighting Rate TLE |  | 63.61 | 905 | 57567.05 | 0.0017149
|  |  | 506484.5 | 33569152.9592 | 1
| Total - per Plant Accounting |  |  | 42272276.05

## Services
Louisville Gas and Electric Company
Determination of Services Allocation
|  | Service | Forecasted | Total
|  | Unit | Number of | Service | Services
|  | Cost | Customers | Cost | Allocator
Residential Rate RS |  | 337.48 | 361519.0833 | 122005460.2433 | 0.80732
General Service Single Phase Rate GS |  | 335.98 | 28214.8333 | 9479619.7033 | 0.062728
General Service Three Phase Rate GS |  | 1011.53 | 16382.6667 | 16571558.8133 | 0.10966
Power Service Primary |  | 0 | 73 | 0 | 0
Power Service Secondary |  | 932.34 | 2795.5 | 2606356.47 | 0.017247
Commercial TOD Primary |  | 0 | 39.5 | 0 | 0
Industrial TOD Primary |  | 0 | 70.1667 | 0 | 0
TOD Secondary |  | 1441.99 | 319.1667 | 460235.1417 | 0.0030454
Retail Transmission Service |  | 0 | 12 | 0 | 0
Special Contract #1 |  | 0 | 1 | 0 | 0
Special Contract #2 |  | 0 | 2 | 0 | 0
Street Lighting Rate (RLS, LS, DSK) |  | 0 | 95994.5833 | 0 | 0
Traffic Lighting Rate TLE |  | 0 | 156 | 0 | 0
Street Lighting Rate TLE |  | 0 | 905 | 0 | 0
|  |  | 506484.5 | 151123230.3717 | 1
| Total - per Plant Accounting |  |  | 32008282.8977

## Lighting
PSL and OL
Lighting Kwh | 123147808
Residential Kwh | 4267045465
Residential Customers | 361519.0833
Avg Kwh per Customer | 11803.0988
Equivalent customers | 10433.515
Number of Lights | 95994.5833
Lights per customer | 9
LE
Lighting Kwh | 3442738
Residential Kwh | 4267045465
Residential Customers | 361519.0833
Avg Kwh per Customer | 11803.0988
Equivalent customers | 292
TLE
Lighting Kwh | 3103723
Residential Kwh | 4267045465
Residential Customers | 361519.0833
Avg Kwh per Customer | 11803.0988
Equivalent customers | 263