## Definitions
Equipment Definitions |  | Efficiency Definitions
NGFurn | Natural gas furnace/boiler | AFUE | AFUE : | Annual Fuel Utilization Efficiency. Efficiency rating based on average usage,
NGSecHt | Natural gas secondary heating | Therm/yr |  | including on and off cycling,as setout in the standardized
NGWHeat | Natural gas water heating | EF |  | Department of Energy test procedures.
NGCook | Natural gas cooking | Therm/yr | EF : | Efficiency Factor. Efficiency (measured in Btu out / Btu in) of water heaters
NGDryer | Natural gas clothes dryer | Therm/yr |  | under certain test conditions specifiedby the Department of Energy.
End Use Definitions
Heating | Natural gas space heating [Therm/Year]
NGWHeat | Natural gas water heating [Therm/Year]
NonHVAC | Other non heating/cooling natural gas end uses [Therm/Year]
Worksheet Definitions
EIAData | Equipment efficiency, saturation, household and floor space forecasts from Energy Information Adminstration Annual Energy Outlook Forecast
Calibration | Base year intensity calculation worksheet
StructuralVars | Annual building structure variables reflecting square footage and shell efficiency index trends
Shares | Annual equipment share history and forecast
Efficiencies | Annual equipment efficiency history and forecast
Intensities | Annual equipment indices reflecting efficiency and share trends
MonthlyMults | Monthly multipliers to convert annual usage values to monthly values
Census Divisions
NENG | New England
MATL | Middle Atlantic
ENC | East North Central
WNC | West North Central
SATL | South Atlantic
ESC | East South Central
WSC | West South Central
MNT | Mountain
PAC | Pacific
Color Scheme
Blue Cells are Calculations
Red Cells are references to EIA Data
Black Cells are Historical Data
Black Cells with Yellow Background refer to User Input Data

## UtilityData
Year | Month | LERGS | LE_Vols | GSC | Cust_Actual | Cust_Predict | Population | Households | MHH_LOU2015 | Median_Income2015 | HDD | ANNHDD2005 | Sales_AllocDate | SDFHDD_Cal | BillingDays | Population_2012MTP | Households_2012MTP | PPH_Fred | Population | Households | MHH_KY | MHH_LOUMSA | Median_Income | Per_Capita_Income | HDD | ANNHDD2005 | HDD_2012MTP | SDFHDD
2001 | 1 | 21.483 | 106464037 | 6.4371 | 277091 | 277471.3077 | 922238.3333 | 901326.8583 | 0.97733 | 26.2752 | 1216 | 4112.5238 | 21.483 | 997 | 32.3333 | 684895 | 314404 | 2.1784 | 1176620.1875 | 469015.7229 | 2.5312 | 2.5087 | 33.672 | 25.345 | 1216 | 4112.5238 | 1215.5714 | 1216
2001 | 2 | 14.5391 | 76875481 | 7.6248 | 278787 | 279116.0208 | 922935.6667 | 902049.7167 | 0.97737 | 26.2752 | 814 | 4112.5238 | 14.5391 | 671 | 29.8571 | 684895 | 316189 | 2.1661 | 1176620.1875 | 469015.7229 | 2.5312 | 2.5087 | 33.672 | 25.345 | 814 | 4112.5238 | 815.2857 | 814
2001 | 3 | 12.1216 | 63375468 | 7.6248 | 278466 | 278810.1134 | 923633 | 902772.575 | 0.97741 | 26.2752 | 688 | 4112.5238 | 12.1216 | 696 | 30.2857 | 684895 | 315857 | 2.1684 | 1176620.1875 | 469015.7229 | 2.5312 | 2.5087 | 33.672 | 25.345 | 688 | 4112.5238 | 688.0476 | 688
2001 | 4 | 7.6671 | 42514609 | 6.4262 | 278886 | 279711.2503 | 924330.3333 | 903495.4333 | 0.97746 | 26.2752 | 400 | 4112.5238 | 7.6671 | 186 | 30.3333 | 684895 | 316835 | 2.1617 | 1176620.1875 | 469015.7229 | 2.5312 | 2.5087 | 33.672 | 25.345 | 400 | 4112.5238 | 399.5238 | 400
2001 | 5 | 2.7986 | 16680702 | 7.7083 | 278781 | 279742.5782 | 925027.6667 | 904218.2917 | 0.9775 | 26.2752 | 82 | 4112.5238 | 2.7986 | 36 | 30.0476 | 684895 | 316869 | 2.1614 | 1176620.1875 | 469015.7229 | 2.5312 | 2.5087 | 33.672 | 25.345 | 82 | 4112.5238 | 82.1905 | 82
2001 | 6 | 2.048 | 10924025 | 7.5009 | 279899 | 281191.0315 | 925725 | 904941.15 | 0.97755 | 26.2752 | 29 | 4112.5238 | 2.048 | 10 | 30.619 | 684895 | 318441 | 2.1508 | 1176620.1875 | 469015.7229 | 2.5312 | 2.5087 | 33.672 | 25.345 | 29 | 4112.5238 | 28.7143 | 29
2001 | 7 | 1.7711 | 9553996 | 6.3856 | 280120 | 281496.9389 | 926422.3333 | 905664.0083 | 0.97759 | 26.2752 | 0 | 4112.5238 | 1.7711 | 0 | 30.7619 | 684895 | 318773 | 2.1485 | 1176620.1875 | 469015.7229 | 2.5312 | 2.5087 | 33.672 | 25.345 | 0 | 4112.5238 | 0.2381 | 0
2001 | 8 | 1.5729 | 8478774 | 5.5025 | 279731 | 280990.1645 | 927119.6667 | 906386.8667 | 0.97764 | 26.2752 | 0 | 4112.5238 | 1.5729 | 0 | 29.4762 | 684895 | 318223 | 2.1522 | 1176620.1875 | 469015.7229 | 2.5312 | 2.5087 | 33.672 | 25.345 | 0 | 4112.5238 | 0 | 0
2001 | 9 | 1.6546 | 8855161 | 5.5025 | 279845 | 281216.8309 | 927817 | 907109.725 | 0.97768 | 26.2752 | 7 | 4112.5238 | 1.6546 | 58 | 30.5714 | 684895 | 318469 | 2.1506 | 1176620.1875 | 469015.7229 | 2.5312 | 2.5087 | 33.672 | 25.345 | 7 | 4112.5238 | 7.1905 | 7
2001 | 10 | 2.7086 | 13239079 | 5.5025 | 280009 | 280667.6718 | 928514.3333 | 907832.5833 | 0.97773 | 26.2752 | 117 | 4112.5238 | 2.7086 | 231 | 29.6667 | 684895 | 317873 | 2.1546 | 1176620.1875 | 469015.7229 | 2.5312 | 2.5087 | 33.672 | 25.345 | 117 | 4112.5238 | 117.0952 | 117
2001 | 11 | 5.6113 | 30163083 | 4.5864 | 281164 | 281153.2537 | 929211.6667 | 908555.4417 | 0.97777 | 26.6131 | 289 | 4112.5238 | 5.6113 | 352 | 29.9524 | 684895 | 318400 | 2.1511 | 1176620.1875 | 469015.7229 | 2.5312 | 2.5087 | 33.672 | 25.345 | 289 | 4112.5238 | 289.0476 | 289
2001 | 12 | 8.3466 | 51509579 | 4.5864 | 281456 | 281742.0334 | 929909 | 909278.3 | 0.97781 | 26.9509 | 450 | 4112.5238 | 8.3466 | 702 | 31.4286 | 684895 | 319039 | 2.1467 | 1176620.1875 | 469015.7229 | 2.5312 | 2.5087 | 33.672 | 25.345 | 450 | 4112.5238 | 449.7619 | 450
2002 | 1 | 16.0068 | 89335317 | 4.5864 | 281773 | 281674.7706 | 930407.4167 | 910001.1583 | 0.97807 | 27.2888 | 894 | 4112.5238 | 16.0068 | 762 | 32.381 | 684895 | 318966 | 2.1472 | 1186166.875 | 474140.3937 | 2.5255 | 2.5017 | 34.971 | 25.832 | 894 | 4112.5238 | 893.8095 | 894
2002 | 2 | 12.373 | 72256468 | 4.5597 | 283873 | 283996.7186 | 930905.8333 | 910724.0167 | 0.97832 | 27.2888 | 649 | 4112.5238 | 12.373 | 696 | 29.9048 | 684973 | 321486 | 2.1306 | 1186166.875 | 474140.3937 | 2.5255 | 2.5017 | 34.971 | 25.832 | 649 | 4112.5238 | 648.619 | 649
2002 | 3 | 12.4049 | 66850747 | 4.5597 | 283768 | 283848.3719 | 931404.25 | 911446.875 | 0.97857 | 27.2888 | 657 | 4112.5238 | 12.4049 | 591 | 30.5238 | 685051 | 321325 | 2.132 | 1186166.875 | 474140.3937 | 2.5255 | 2.5017 | 34.971 | 25.832 | 657 | 4112.5238 | 656.9524 | 657
2002 | 4 | 7.5171 | 42959205 | 4.5597 | 283312 | 283293.6843 | 931902.6667 | 912169.7333 | 0.97883 | 27.2888 | 384 | 4112.5238 | 7.5171 | 216 | 30.5714 | 685129 | 320723 | 2.1362 | 1186166.875 | 474140.3937 | 2.5255 | 2.5017 | 34.971 | 25.832 | 384 | 4112.5238 | 384.2857 | 384
2002 | 5 | 3.26 | 18442635 | 3.9045 | 283247 | 283553.5214 | 932401.0833 | 912892.5917 | 0.97908 | 27.2888 | 122 | 4112.5238 | 3.26 | 121 | 29.5714 | 685207 | 321005 | 2.1346 | 1186166.875 | 474140.3937 | 2.5255 | 2.5017 | 34.971 | 25.832 | 122 | 4112.5238 | 122.0952 | 122
2002 | 6 | 2.4613 | 12983072 | 3.9045 | 284122 | 284768.8584 | 932899.5 | 913615.45 | 0.97933 | 27.2888 | 52 | 4112.5238 | 2.4613 | 0 | 30.6667 | 685285 | 322324 | 2.1261 | 1186166.875 | 474140.3937 | 2.5255 | 2.5017 | 34.971 | 25.832 | 52 | 4112.5238 | 52.1429 | 52
2002 | 7 | 1.6566 | 9088287 | 3.9045 | 283909 | 284553.249 | 933397.9167 | 914338.3083 | 0.97958 | 27.2888 | 0 | 4112.5238 | 1.6566 | 0 | 30.6667 | 685363 | 322090 | 2.1279 | 1186166.875 | 474140.3937 | 2.5255 | 2.5017 | 34.971 | 25.832 | 0 | 4112.5238 | 0 | 0
2002 | 8 | 1.4779 | 8090956 | 4.6603 | 284289 | 284860.0778 | 933896.3333 | 915061.1667 | 0.97983 | 27.2888 | 0 | 4112.5238 | 1.4779 | 0 | 29.4762 | 685441 | 322423 | 2.1259 | 1186166.875 | 474140.3937 | 2.5255 | 2.5017 | 34.971 | 25.832 | 0 | 4112.5238 | 0 | 0
2002 | 9 | 1.5788 | 8753920 | 4.6603 | 284430 | 284845.3353 | 934394.75 | 915784.025 | 0.98008 | 27.2888 | 0 | 4112.5238 | 1.5788 | 4 | 30.7143 | 685519 | 322407 | 2.1263 | 1186166.875 | 474140.3937 | 2.5255 | 2.5017 | 34.971 | 25.832 | 0 | 4112.5238 | 0.28571 | 0
2002 | 10 | 2.2731 | 12099399 | 4.6603 | 284430 | 284195.7427 | 934893.1667 | 916506.8833 | 0.98033 | 27.2888 | 80 | 4112.5238 | 2.2731 | 260 | 29.5238 | 685597 | 321702 | 2.1312 | 1186166.875 | 474140.3937 | 2.5255 | 2.5017 | 34.971 | 25.832 | 80 | 4112.5238 | 79.8095 | 80
2002 | 11 | 6.7657 | 33642750 | 5.3608 | 285416 | 285053.5735 | 935391.5833 | 917229.7417 | 0.98058 | 27.1317 | 400 | 4112.5238 | 6.7657 | 602 | 29.381 | 685675 | 322633 | 2.1252 | 1186166.875 | 474140.3937 | 2.5255 | 2.5017 | 34.971 | 25.832 | 400 | 4112.5238 | 399.8571 | 400
2002 | 12 | 14.3083 | 72955960 | 5.3608 | 285189 | 284370.8102 | 935890 | 917952.6 | 0.98083 | 26.9746 | 800 | 4112.5238 | 14.3083 | 839 | 32.0476 | 685753 | 321892 | 2.1304 | 1186166.875 | 474140.3937 | 2.5255 | 2.5017 | 34.971 | 25.832 | 800 | 4112.5238 | 800.0476 | 800
2003 | 1 | 16.7225 | 92545963 | 5.3608 | 285464 | 284278.6694 | 936500.6667 | 918675.4583 | 0.98097 | 26.8175 | 951 | 4112.5238 | 16.7225 | 1124 | 32.3333 | 685831 | 321792 | 2.1313 | 1197760.3125 | 480042.6198 | 2.5222 | 2.4951 | 34.367 | 26.323 | 951 | 4112.5238 | 924.9524 | 951
2003 | 2 | 18.6774 | 93059771 | 5.3741 | 287276 | 286369.344 | 937111.3333 | 919398.3167 | 0.9811 | 26.8175 | 1085 | 4112.5238 | 18.6774 | 912 | 30.0476 | 685909 | 324061 | 2.1166 | 1197760.3125 | 480042.6198 | 2.5222 | 2.4951 | 34.367 | 26.323 | 1085 | 4112.5238 | 1051.0476 | 1085
2003 | 3 | 13.5259 | 70709862 | 5.3741 | 286742 | 286155.5773 | 937722 | 920121.175 | 0.98123 | 26.8175 | 762 | 4112.5238 | 13.5259 | 497 | 30.1905 | 685987 | 323829 | 2.1184 | 1197760.3125 | 480042.6198 | 2.5222 | 2.4951 | 34.367 | 26.323 | 762 | 4112.5238 | 730.1429 | 762
2003 | 4 | 5.9555 | 37797223 | 5.3741 | 286821 | 286370.2654 | 938332.6667 | 920844.0333 | 0.98136 | 26.8175 | 298 | 4112.5238 | 5.9555 | 204 | 30 | 686065 | 324062 | 2.1171 | 1197760.3125 | 480042.6198 | 2.5222 | 2.4951 | 34.367 | 26.323 | 298 | 4112.5238 | 285.4762 | 298
2003 | 5 | 3.1574 | 18254011 | 6.9195 | 287849 | 287467.6622 | 938943.3333 | 921566.8917 | 0.98149 | 26.8175 | 109 | 4112.5238 | 3.1574 | 56 | 30.4762 | 686143 | 325253 | 2.1096 | 1197760.3125 | 480042.6198 | 2.5222 | 2.4951 | 34.367 | 26.323 | 109 | 4112.5238 | 102.9524 | 109
2003 | 6 | 2.1769 | 12001528 | 6.9195 | 287882 | 287860.182 | 939554 | 922289.75 | 0.98163 | 26.8175 | 38 | 4112.5238 | 2.1769 | 18 | 30.5238 | 686222 | 325679 | 2.1071 | 1197760.3125 | 480042.6198 | 2.5222 | 2.4951 | 34.367 | 26.323 | 38 | 4112.5238 | 37.1905 | 38
2003 | 7 | 1.6056 | 8901746 | 6.9195 | 287465 | 287805.8189 | 940164.6667 | 923012.6083 | 0.98176 | 26.8175 | 0 | 4112.5238 | 1.6056 | 0 | 30.6667 | 686306.4167 | 325620 | 2.1077 | 1197760.3125 | 480042.6198 | 2.5222 | 2.4951 | 34.367 | 26.323 | 0 | 4112.5238 | 0.2381 | 0
2003 | 8 | 1.5155 | 8394648 | 8.0328 | 287361 | 288295.0865 | 940775.3333 | 923735.4667 | 0.98189 | 26.8175 | 0 | 4112.5238 | 1.5155 | 0 | 29.4762 | 686390.8333 | 326151 | 2.1045 | 1197760.3125 | 480042.6198 | 2.5222 | 2.4951 | 34.367 | 26.323 | 0 | 4112.5238 | 0 | 0
2003 | 9 | 1.5867 | 8826652 | 8.0328 | 287183 | 288022.3498 | 941386 | 924458.325 | 0.98202 | 26.8175 | 5 | 4112.5238 | 1.5867 | 42 | 30.8571 | 686475.25 | 325855 | 2.1067 | 1197760.3125 | 480042.6198 | 2.5222 | 2.4951 | 34.367 | 26.323 | 5 | 4112.5238 | 4.8095 | 5
2003 | 10 | 2.5406 | 12721861 | 8.0328 | 287115 | 287135.9554 | 941996.6667 | 925181.1833 | 0.98215 | 26.8175 | 136 | 4112.5238 | 2.5406 | 225 | 29.381 | 686559.6667 | 324893 | 2.1132 | 1197760.3125 | 480042.6198 | 2.5222 | 2.4951 | 34.367 | 26.323 | 136 | 4112.5238 | 134.4762 | 136
2003 | 11 | 4.7557 | 28103972 | 7.2454 | 289046 | 289291.1285 | 942607.3333 | 925904.0417 | 0.98228 | 27.0529 | 260 | 4112.5238 | 4.7557 | 396 | 29.5714 | 686644.0833 | 327232 | 2.0983 | 1197760.3125 | 480042.6198 | 2.5222 | 2.4951 | 34.367 | 26.323 | 260 | 4112.5238 | 251.8095 | 260
2003 | 12 | 11.423 | 63602157 | 7.2454 | 286868 | 286542.5687 | 943218 | 926626.9 | 0.98241 | 27.2883 | 631 | 4112.5238 | 11.423 | 801 | 31.8095 | 686728.5 | 324249 | 2.1179 | 1197760.3125 | 480042.6198 | 2.5222 | 2.4951 | 34.367 | 26.323 | 631 | 4112.5238 | 626.8095 | 631
2004 | 1 | 15.7041 | 89486053 | 7.2454 | 288709 | 287901.6454 | 943884 | 927349.7583 | 0.98248 | 27.5237 | 868 | 4112.5238 | 15.7041 | 999 | 32.381 | 686812.9167 | 325724 | 2.1086 | 1209222.25 | 486011.1061 | 2.521 | 2.4881 | 35.272 | 27.458 | 868 | 4112.5238 | 868.2 | 868
2004 | 2 | 17.2825 | 88455878 | 7.3105 | 290691 | 289579.5292 | 944550 | 928072.6167 | 0.98256 | 27.9828 | 967 | 4112.5238 | 17.2825 | 773 | 30.1905 | 686897.3333 | 327545 | 2.0971 | 1209222.25 | 486011.1061 | 2.521 | 2.4881 | 35.272 | 27.458 | 967 | 4112.5238 | 966.8 | 967
2004 | 3 | 10.5539 | 60156066 | 7.3105 | 290420 | 289342.7273 | 945216 | 928795.475 | 0.98263 | 28.4419 | 558 | 4112.5238 | 10.5539 | 448 | 30.0476 | 686981.75 | 327288 | 2.099 | 1209222.25 | 486011.1061 | 2.521 | 2.4881 | 35.272 | 27.458 | 558 | 4112.5238 | 558.4 | 558
2004 | 4 | 6.5517 | 39405770 | 7.3105 | 290965 | 290207.008 | 945882 | 929518.3333 | 0.9827 | 28.901 | 323 | 4112.5238 | 6.5517 | 221 | 30.381 | 687066.1667 | 328226 | 2.0933 | 1209222.25 | 486011.1061 | 2.521 | 2.4881 | 35.272 | 27.458 | 323 | 4112.5238 | 322.75 | 323
2004 | 5 | 2.965 | 17384499 | 7.4885 | 291210 | 290723.9178 | 946548 | 930241.1917 | 0.98277 | 28.8613 | 91 | 4112.5238 | 2.965 | 44 | 29.9048 | 687150.5833 | 328787 | 2.09 | 1209222.25 | 486011.1061 | 2.521 | 2.4881 | 35.272 | 27.458 | 91 | 4112.5238 | 90.7 | 91
2004 | 6 | 1.7956 | 10890250 | 7.4885 | 291485 | 291787.2226 | 947214 | 930964.05 | 0.98284 | 28.8217 | 1 | 4112.5238 | 1.7956 | 0 | 30.7143 | 687235 | 329941 | 2.0829 | 1209222.25 | 486011.1061 | 2.521 | 2.4881 | 35.272 | 27.458 | 1 | 4112.5238 | 1.35 | 1
2004 | 7 | 1.5252 | 8576752 | 7.4885 | 291257 | 291797.358 | 947880 | 931686.9083 | 0.98292 | 28.782 | 0 | 4112.5238 | 1.5252 | 0 | 30.5714 | 687032 | 329952 | 2.0822 | 1209222.25 | 486011.1061 | 2.521 | 2.4881 | 35.272 | 27.458 | 0 | 4112.5238 | 0 | 0
2004 | 8 | 1.4877 | 8314272 | 8.4857 | 292040 | 293070.7438 | 948546 | 932409.7667 | 0.98299 | 28.8864 | 1 | 4112.5238 | 1.4877 | 2 | 29.6667 | 688221 | 331334 | 2.0771 | 1209222.25 | 486011.1061 | 2.521 | 2.4881 | 35.272 | 27.458 | 1 | 4112.5238 | 0.6 | 1
2004 | 9 | 1.5546 | 8872670 | 8.4857 | 291428 | 292016.6531 | 949212 | 933132.625 | 0.98306 | 28.9908 | 1 | 4112.5238 | 1.5546 | 9 | 30.4762 | 689410 | 330190 | 2.0879 | 1209222.25 | 486011.1061 | 2.521 | 2.4881 | 35.272 | 27.458 | 1 | 4112.5238 | 0.65 | 1
2004 | 10 | 2.0949 | 11759148 | 8.4857 | 291874 | 291851.7211 | 949878 | 933855.4833 | 0.98313 | 29.0952 | 76 | 4112.5238 | 2.0949 | 134 | 29.6667 | 690599 | 330011 | 2.0927 | 1209222.25 | 486011.1061 | 2.521 | 2.4881 | 35.272 | 27.458 | 76 | 4112.5238 | 76.05 | 76
2004 | 11 | 4.1236 | 26939958 | 8.3816 | 292923 | 292532.6416 | 950544 | 934578.3417 | 0.9832 | 29.0407 | 220 | 4112.5238 | 4.1236 | 418 | 29.7619 | 691788 | 330750 | 2.0916 | 1209222.25 | 486011.1061 | 2.521 | 2.4881 | 35.272 | 27.458 | 220 | 4112.5238 | 220.35 | 220
2004 | 12 | 9.9777 | 58382859 | 8.3816 | 292862 | 291791.8296 | 951210 | 935301.2 | 0.98328 | 28.9861 | 628 | 4112.5238 | 9.9777 | 887 | 31.5714 | 692977 | 329946 | 2.1003 | 1209222.25 | 486011.1061 | 2.521 | 2.4881 | 35.272 | 27.458 | 628 | 4112.5238 | 627.65 | 628
2005 | 1 | 14.6004 | 86860983 | 8.3816 | 293120 | 291790.9082 | 951883.1667 | 936024.0583 | 0.98334 | 28.9316 | 858 | 4112.5238 | 14.6004 | 832 | 32.5238 | 694166 | 329945 | 2.1039 | 1221147.5625 | 491358.3544 | 2.5272 | 2.4852 | 37.368 | 28.455 | 858 | 4112.5238 | 857.95 | 858
2005 | 2 | 13.5405 | 76716254 | 7.3789 | 294616 | 293539.7404 | 952556.3333 | 936746.9167 | 0.9834 | 28.9933 | 796 | 4112.5238 | 13.5405 | 659 | 29.381 | 695355 | 331843 | 2.0954 | 1221147.5625 | 491358.3544 | 2.5272 | 2.4852 | 37.368 | 28.455 | 796 | 4112.5238 | 796.15 | 796
2005 | 3 | 12.0172 | 66090129 | 7.3789 | 294796 | 293548.9545 | 953229.5 | 937469.775 | 0.98347 | 29.055 | 714 | 4112.5238 | 12.0172 | 676 | 29.6667 | 696544 | 331853 | 2.099 | 1221147.5625 | 491358.3544 | 2.5272 | 2.4852 | 37.368 | 28.455 | 714 | 4112.5238 | 713.95 | 714
2005 | 4 | 6.5608 | 40960690 | 7.3789 | 294561 | 293046.7872 | 953902.6667 | 938192.6333 | 0.98353 | 29.1167 | 333 | 4112.5238 | 6.5608 | 227 | 30.4762 | 697733 | 331308 | 2.106 | 1221147.5625 | 491358.3544 | 2.5272 | 2.4852 | 37.368 | 28.455 | 333 | 4112.5238 | 333.2 | 333
2005 | 5 | 3.7327 | 19528958 | 9.1984 | 295521 | 294560.6604 | 954575.8333 | 938915.4917 | 0.98359 | 29.1821 | 195 | 4112.5238 | 3.7327 | 120 | 28.0476 | 698922 | 332951 | 2.0992 | 1221147.5625 | 491358.3544 | 2.5272 | 2.4852 | 37.368 | 28.455 | 195 | 4112.5238 | 194.65 | 195
2005 | 6 | 1.912 | 11204975 | 9.1984 | 295509 | 295317.1363 | 955249 | 939638.35 | 0.98366 | 29.2476 | 17 | 4112.5238 | 1.912 | 2 | 30.8095 | 701500 | 333772 | 2.1017 | 1221147.5625 | 491358.3544 | 2.5272 | 2.4852 | 37.368 | 28.455 | 17 | 4112.5238 | 16.8 | 17
2005 | 7 | 1.5195 | 8662744 | 9.1984 | 295267 | 295419.4126 | 955922.1667 | 940361.2083 | 0.98372 | 29.313 | 0 | 4112.5238 | 1.5195 | 0 | 30.5238 | 702147 | 333883 | 2.103 | 1221147.5625 | 491358.3544 | 2.5272 | 2.4852 | 37.368 | 28.455 | 0 | 4112.5238 | 0 | 0
2005 | 8 | 1.3445 | 7646084 | 9.3073 | 295259 | 295901.3089 | 956595.3333 | 941084.0667 | 0.98378 | 29.3006 | 0 | 4112.5238 | 1.3445 | 0 | 29.619 | 702794 | 334406 | 2.1016 | 1221147.5625 | 491358.3544 | 2.5272 | 2.4852 | 37.368 | 28.455 | 0 | 4112.5238 | 0 | 0
2005 | 9 | 1.4111 | 8203448 | 9.3073 | 295073 | 295854.3171 | 957268.5 | 941806.925 | 0.98385 | 29.2882 | 0 | 4112.5238 | 1.4111 | 9 | 30.5238 | 703441 | 334355 | 2.1039 | 1221147.5625 | 491358.3544 | 2.5272 | 2.4852 | 37.368 | 28.455 | 0 | 4112.5238 | 0 | 0
2005 | 10 | 1.61 | 10111773 | 9.3073 | 295088 | 295401.9058 | 957941.6667 | 942529.7833 | 0.98391 | 29.2758 | 47 | 4112.5238 | 1.61 | 206 | 29.7143 | 704088 | 333864 | 2.1089 | 1221147.5625 | 491358.3544 | 2.5272 | 2.4852 | 37.368 | 28.455 | 47 | 4112.5238 | 46.45 | 47
2005 | 11 | 4.1769 | 24557185 | 15.4139 | 295865 | 295680.171 | 958614.8333 | 943252.6417 | 0.98397 | 29.4676 | 289 | 4112.5238 | 4.1769 | 469 | 29.9524 | 704735 | 334166 | 2.1089 | 1221147.5625 | 491358.3544 | 2.5272 | 2.4852 | 37.368 | 28.455 | 289 | 4112.5238 | 295.15 | 289
2005 | 12 | 11.6961 | 62594231 | 13.1984 | 295803 | 294824.1831 | 959288 | 943975.5 | 0.98404 | 29.6594 | 812 | 4112.5238 | 11.6961 | 954 | 32.0476 | 705382 | 333237 | 2.1168 | 1221147.5625 | 491358.3544 | 2.5272 | 2.4852 | 37.368 | 28.455 | 812 | 4112.5238 | 797.25 | 812
2006 | 1 | 12.4177 | 76869240 | 13.1984 | 296879 | 295208.7914 | 960052 | 944698.3583 | 0.98401 | 29.8512 | 815 | 4112.5238 | 12.4177 | 638 | 33.25 | 706029 | 334637 | 2.1098 | 1236032.3125 | 494474.3862 | 2.5482 | 2.4997 | 39.369 | 29.999 | 815 | 4112.5238 | 814.95 | 815
2006 | 2 | 10.4548 | 62741563 | 12.7454 | 297273 | 295358.9809 | 960816 | 945421.2167 | 0.98398 | 29.8364 | 708 | 4112.5238 | 10.4548 | 756 | 29.35 | 706676 | 334794 | 2.1108 | 1236032.3125 | 494474.3862 | 2.5482 | 2.4997 | 39.369 | 29.999 | 708 | 4112.5238 | 708.4 | 708
2006 | 3 | 9.2808 | 53312569 | 12.7454 | 297806 | 296117.2996 | 961580 | 946144.075 | 0.98395 | 29.8217 | 636 | 4112.5238 | 9.2808 | 564 | 29.5 | 707323 | 335586 | 2.1077 | 1236032.3125 | 494474.3862 | 2.5482 | 2.4997 | 39.369 | 29.999 | 636 | 4112.5238 | 637.65 | 636
2006 | 4 | 5.8928 | 36272838 | 12.7454 | 297521 | 296351.3372 | 962344 | 946866.9333 | 0.98392 | 29.8069 | 369 | 4112.5238 | 5.8928 | 153 | 30 | 707970 | 335830 | 2.1081 | 1236032.3125 | 494474.3862 | 2.5482 | 2.4997 | 39.369 | 29.999 | 369 | 4112.5238 | 368.7 | 369
2006 | 5 | 2.5142 | 14998377 | 9.0189 | 297997 | 297222.0677 | 963108 | 947589.7917 | 0.98389 | 29.7677 | 116 | 4112.5238 | 2.5142 | 111 | 30.95 | 708617 | 336739 | 2.1044 | 1236032.3125 | 494474.3862 | 2.5482 | 2.4997 | 39.369 | 29.999 | 116 | 4112.5238 | 116.35 | 116
2006 | 6 | 1.9324 | 10838637 | 9.0189 | 297968 | 297171.3903 | 963872 | 948312.65 | 0.98386 | 29.7284 | 41 | 4112.5238 | 1.9324 | 0 | 31.35 | 709264 | 336686 | 2.1066 | 1236032.3125 | 494474.3862 | 2.5482 | 2.4997 | 39.369 | 29.999 | 41 | 4112.5238 | 41.15 | 41
2006 | 7 | 1.4749 | 8489254 | 9.0189 | 297845 | 297931.5518 | 964636 | 949035.5083 | 0.98383 | 29.6892 | 0 | 4112.5238 | 1.4749 | 0 | 30.75 | 709648 | 337480 | 2.1028 | 1236032.3125 | 494474.3862 | 2.5482 | 2.4997 | 39.369 | 29.999 | 0 | 4112.5238 | 0 | 0
2006 | 8 | 1.3075 | 7505532 | 7.976 | 297747 | 298338.8141 | 965400 | 949758.3667 | 0.9838 | 29.7884 | 0 | 4112.5238 | 1.3075 | 0 | 29.5 | 710032 | 337905 | 2.1013 | 1236032.3125 | 494474.3862 | 2.5482 | 2.4997 | 39.369 | 29.999 | 0 | 4112.5238 | 0 | 0
2006 | 9 | 1.3871 | 7920770 | 7.976 | 296719 | 296979.7374 | 966164 | 950481.225 | 0.98377 | 29.8876 | 9 | 4112.5238 | 1.3871 | 45 | 30.55 | 710416 | 336486 | 2.1113 | 1236032.3125 | 494474.3862 | 2.5482 | 2.4997 | 39.369 | 29.999 | 9 | 4112.5238 | 7.55 | 9
2006 | 10 | 2.3467 | 12139050 | 7.976 | 297799 | 298247.5947 | 966928 | 951204.0833 | 0.98374 | 29.9868 | 137 | 4112.5238 | 2.3467 | 312 | 29.75 | 710800 | 337809 | 2.1041 | 1236032.3125 | 494474.3862 | 2.5482 | 2.4997 | 39.369 | 29.999 | 137 | 4112.5238 | 136.6 | 137
2006 | 11 | 6.212 | 31629419 | 7.6748 | 298044 | 297335.4009 | 967692 | 951926.9417 | 0.98371 | 30.0096 | 438 | 4112.5238 | 6.212 | 471 | 29.75 | 711184 | 336857 | 2.1112 | 1236032.3125 | 494474.3862 | 2.5482 | 2.4997 | 39.369 | 29.999 | 438 | 4112.5238 | 438.35 | 438
2006 | 12 | 9.3693 | 56902039 | 7.6748 | 298392 | 297462.5552 | 968456 | 952649.8 | 0.98368 | 30.0325 | 584 | 4112.5238 | 9.3693 | 670 | 30.6 | 711568 | 336990 | 2.1115 | 1236032.3125 | 494474.3862 | 2.5482 | 2.4997 | 39.369 | 29.999 | 584 | 4112.5238 | 583.8 | 584
2007 | 1 | 10.6427 | 71741150 | 7.6748 | 298818 | 298084.5055 | 969455 | 953372.6583 | 0.98341 | 30.0553 | 690 | 4112.5238 | 10.6427 | 807 | 33.35 | 711952 | 337639 | 2.1086 | 1251468.9375 | 497696.8763 | 2.5557 | 2.5145 | 40.267 | 31.146 | 690 | 4112.5238 | 690.45 | 690
2007 | 2 | 15.616 | 81622998 | 6.5666 | 299492 | 298415.291 | 970454 | 954095.5167 | 0.98314 | 30.0722 | 1015 | 4112.5238 | 15.616 | 970 | 29.35 | 712336 | 337986 | 2.1076 | 1251468.9375 | 497696.8763 | 2.5557 | 2.5145 | 40.267 | 31.146 | 1015 | 4112.5238 | 1015 | 1015
2007 | 3 | 11.1826 | 63741521 | 6.5666 | 300023 | 299253.7722 | 971453 | 954818.375 | 0.98288 | 30.0891 | 657 | 4112.5238 | 11.1826 | 346 | 29.45 | 712720 | 338862 | 2.1033 | 1251468.9375 | 497696.8763 | 2.5557 | 2.5145 | 40.267 | 31.146 | 657 | 4112.5238 | 657 | 657
2007 | 4 | 5.6371 | 37510681 | 6.5666 | 299846 | 299054.748 | 972452 | 955541.2333 | 0.98261 | 30.106 | 312 | 4112.5238 | 5.6371 | 329 | 30.55 | 713104 | 338655 | 2.1057 | 1251468.9375 | 497696.8763 | 2.5557 | 2.5145 | 40.267 | 31.146 | 312 | 4112.5238 | 311.8 | 312
2007 | 5 | 3.1336 | 18827233 | 10.0111 | 300345 | 300207.4294 | 973451 | 956264.0917 | 0.98234 | 30.1051 | 119 | 4112.5238 | 3.1336 | 27 | 29.75 | 713488 | 339857 | 2.0994 | 1251468.9375 | 497696.8763 | 2.5557 | 2.5145 | 40.267 | 31.146 | 119 | 4112.5238 | 119.4 | 119
2007 | 6 | 1.6269 | 9914215 | 10.0111 | 300147 | 300273.7707 | 974450 | 956986.95 | 0.98208 | 30.1042 | 13 | 4112.5238 | 1.6269 | 0 | 30.7 | 713877 | 339927 | 2.1001 | 1251468.9375 | 497696.8763 | 2.5557 | 2.5145 | 40.267 | 31.146 | 13 | 4112.5238 | 13.4 | 13
2007 | 7 | 1.4107 | 8169660 | 10.0111 | 300052 | 300685.6401 | 975449 | 957709.8083 | 0.98181 | 30.1033 | 0 | 4112.5238 | 1.4107 | 0 | 30.7 | 714520 | 340356 | 2.0993 | 1251468.9375 | 497696.8763 | 2.5557 | 2.5145 | 40.267 | 31.146 | 0 | 4112.5238 | 0 | 0
2007 | 8 | 1.3212 | 7626746 | 8.8221 | 299804 | 300833.0653 | 976448 | 958432.6667 | 0.98155 | 30.0923 | 0 | 4112.5238 | 1.3212 | 0 | 30.2 | 715163 | 340511 | 2.1003 | 1251468.9375 | 497696.8763 | 2.5557 | 2.5145 | 40.267 | 31.146 | 0 | 4112.5238 | 0 | 0
2007 | 9 | 1.342 | 7849330 | 8.8221 | 299040 | 299835.1806 | 977447 | 959155.525 | 0.98129 | 30.0813 | 2 | 4112.5238 | 1.342 | 3 | 31.3 | 715806 | 339470 | 2.1086 | 1251468.9375 | 497696.8763 | 2.5557 | 2.5145 | 40.267 | 31.146 | 2 | 4112.5238 | 1.5 | 2
2007 | 10 | 1.4895 | 9901562 | 8.8221 | 299089 | 299519.1376 | 978446 | 959878.3833 | 0.98102 | 30.0703 | 26 | 4112.5238 | 1.4895 | 114 | 29.6 | 716449 | 339135 | 2.1126 | 1251468.9375 | 497696.8763 | 2.5557 | 2.5145 | 40.267 | 31.146 | 26 | 4112.5238 | 26 | 26
2007 | 11 | 4.5147 | 26114010 | 8.9477 | 299801 | 299801.0885 | 979445 | 960601.2417 | 0.98076 | 30.2031 | 293 | 4112.5238 | 4.5147 | 480 | 29.95 | 717092 | 339429 | 2.1126 | 1251468.9375 | 497696.8763 | 2.5557 | 2.5145 | 40.267 | 31.146 | 293 | 4112.5238 | 293.5 | 293
2007 | 12 | 9.6788 | 57047393 | 8.9477 | 299958 | 299573.5007 | 980444 | 961324.1 | 0.9805 | 30.336 | 621 | 4112.5238 | 9.6788 | 712 | 30.7 | 717735 | 339192 | 2.116 | 1251468.9375 | 497696.8763 | 2.5557 | 2.5145 | 40.267 | 31.146 | 621 | 4112.5238 | 620.75 | 621
2008 | 1 | 13.5553 | 82461215 | 8.9477 | 300275 | 299878.4867 | 981339.9167 | 962046.9583 | 0.98034 | 30.4688 | 840 | 4112.5238 | 13.5553 | 935 | 33.15 | 718378 | 339515 | 2.1159 | 1265438.125 | 504519.5686 | 2.5365 | 2.5082 | 41.538 | 32.494 | 840 | 4112.5238 | 839.9 | 840
2008 | 2 | 13.6674 | 76316007 | 8.5082 | 300043 | 299604.8286 | 982235.8333 | 962769.8167 | 0.98018 | 30.4374 | 841 | 4112.5238 | 13.6674 | 790 | 29.35 | 719021 | 339229 | 2.1196 | 1265438.125 | 504519.5686 | 2.5365 | 2.5082 | 41.538 | 32.494 | 841 | 4112.5238 | 841 | 841
2008 | 3 | 12.1643 | 66016396 | 8.5082 | 301037 | 301074.4742 | 983131.75 | 963492.675 | 0.98002 | 30.406 | 739 | 4112.5238 | 12.1643 | 579 | 29.9 | 719664 | 340763 | 2.1119 | 1265438.125 | 504519.5686 | 2.5365 | 2.5082 | 41.538 | 32.494 | 739 | 4112.5238 | 738.95 | 739
2008 | 4 | 6.8619 | 41285647 | 8.5082 | 300433 | 300329.9766 | 984027.6667 | 964215.5333 | 0.97987 | 30.3747 | 377 | 4112.5238 | 6.8619 | 240 | 30.3 | 720307 | 339986 | 2.1186 | 1265438.125 | 504519.5686 | 2.5365 | 2.5082 | 41.538 | 32.494 | 377 | 4112.5238 | 377.45 | 377
2008 | 5 | 3.0533 | 17132724 | 11.7652 | 300652 | 301194.2572 | 984923.5833 | 964938.3917 | 0.97971 | 30.2384 | 143 | 4112.5238 | 3.0533 | 64 | 29.55 | 720950 | 340888 | 2.1149 | 1265438.125 | 504519.5686 | 2.5365 | 2.5082 | 41.538 | 32.494 | 143 | 4112.5238 | 152.95 | 143
2008 | 6 | 1.8422 | 10651736 | 11.7652 | 301166 | 302509.1063 | 985819.5 | 965661.25 | 0.97955 | 30.1022 | 26 | 4112.5238 | 1.8422 | 0 | 30.8 | 721594 | 342261 | 2.1083 | 1265438.125 | 504519.5686 | 2.5365 | 2.5082 | 41.538 | 32.494 | 26 | 4112.5238 | 34.7 | 26
2008 | 7 | 1.4695 | 8541216 | 11.7652 | 300267 | 302014.3103 | 986715.4167 | 966384.1083 | 0.97939 | 29.966 | 0 | 4112.5238 | 1.4695 | 0 | 31.5 | 721823 | 341744 | 2.1122 | 1265438.125 | 504519.5686 | 2.5365 | 2.5082 | 41.538 | 32.494 | 0 | 4112.5238 | 0 | 0
2008 | 8 | 1.2687 | 7350450 | 16.3725 | 300012 | 302137.779 | 987611.3333 | 967106.9667 | 0.97924 | 30.0506 | 0 | 4112.5238 | 1.2687 | 0 | 29.95 | 722052 | 341873 | 2.112 | 1265438.125 | 504519.5686 | 2.5365 | 2.5082 | 41.538 | 32.494 | 0 | 4112.5238 | 0 | 0
2008 | 9 | 1.3239 | 7794240 | 16.3725 | 299188 | 301126.9945 | 988507.25 | 967829.825 | 0.97908 | 30.1352 | 0 | 4112.5238 | 1.3239 | 0 | 30.8 | 722281 | 340818 | 2.1193 | 1265438.125 | 504519.5686 | 2.5365 | 2.5082 | 41.538 | 32.494 | 0 | 4112.5238 | 0 | 0
2008 | 10 | 1.5606 | 9801280 | 16.3725 | 299038 | 300255.3426 | 989403.1667 | 968552.6833 | 0.97893 | 30.2198 | 53 | 4112.5238 | 1.5606 | 212 | 29.4 | 722510 | 339907 | 2.1256 | 1265438.125 | 504519.5686 | 2.5365 | 2.5082 | 41.538 | 32.494 | 53 | 4112.5238 | 52.75 | 53
2008 | 11 | 4.6286 | 26087391 | 11.0867 | 300365 | 301492.7934 | 990299.0833 | 969275.5417 | 0.97877 | 30.0837 | 336 | 4112.5238 | 4.6286 | 578 | 29.4 | 722739 | 341200 | 2.1182 | 1265438.125 | 504519.5686 | 2.5365 | 2.5082 | 41.538 | 32.494 | 336 | 4112.5238 | 336 | 336
2008 | 12 | 11.6597 | 62637089 | 11.0867 | 288326 | 288728.6856 | 991195 | 969998.4 | 0.97862 | 29.9476 | 809 | 4112.5238 | 11.6597 | 849 | 31.3 | 722968 | 341312 | 2.1182 | 1265438.125 | 504519.5686 | 2.5365 | 2.5082 | 41.538 | 32.494 | 809 | 4112.5238 | 808.95 | 809
2009 | 1 | 14.4698 | 84262232 | 11.0867 | 289355 | 289360.7715 | 991918.9167 | 970721.2583 | 0.97863 | 29.8115 | 967 | 4112.5238 | 14.4698 | 1080 | 33.1 | 723197 | 341993 | 2.1147 | 1276595.3125 | 509307.2631 | 2.5335 | 2.5065 | 40.072 | 31.726 | 967 | 4112.5238 | 966.95 | 967
2009 | 2 | 13.1163 | 72285102 | 9.6425 | 289692 | 289360.7715 | 992642.8333 | 971444.1167 | 0.97864 | 29.8467 | 883 | 4112.5238 | 13.1163 | 687 | 28 | 723426 | 342511 | 2.1121 | 1276595.3125 | 509307.2631 | 2.5335 | 2.5065 | 40.072 | 31.726 | 883 | 4112.5238 | 883 | 883
2009 | 3 | 9.3537 | 56258908 | 9.6425 | 289438 | 289360.7715 | 993366.75 | 972166.975 | 0.97866 | 29.882 | 586 | 4112.5238 | 9.3537 | 450 | 30.09 | 723655 | 342619 | 2.1121 | 1276595.3125 | 509307.2631 | 2.5335 | 2.5065 | 40.072 | 31.726 | 586 | 4112.5238 | 585.55 | 586
2009 | 4 | 6.279 | 36716639 | 9.6425 | 291732 | 290551.0321 | 994090.6667 | 972889.8333 | 0.97867 | 29.9172 | 376 | 4112.5238 | 6.279 | 260 | 30.49 | 723884 | 346206 | 2.0909 | 1276595.3125 | 509307.2631 | 2.5335 | 2.5065 | 40.072 | 31.726 | 376 | 4112.5238 | 376 | 376
2009 | 5 | 2.6155 | 14884264 | 5.9913 | 291702 | 290256.1815 | 994814.5833 | 973612.6917 | 0.97869 | 29.8133 | 146 | 4112.5238 | 2.6155 | 48 | 29.81 | 724113 | 345867 | 2.0936 | 1276595.3125 | 509307.2631 | 2.5335 | 2.5065 | 40.072 | 31.726 | 146 | 4112.5238 | 146.05 | 146
2009 | 6 | 1.7059 | 9944679 | 5.9913 | 291656 | 291147.183 | 995538.5 | 974335.55 | 0.9787 | 29.7095 | 26 | 4112.5238 | 1.7059 | 7 | 30.68 | 724340.0357 | 345096 | 2.099 | 1276595.3125 | 509307.2631 | 2.5335 | 2.5065 | 40.072 | 31.726 | 26 | 4112.5238 | 26 | 26
2009 | 7 | 1.389 | 7970591 | 5.9913 | 291499 | 291178.5108 | 996262.4167 | 975058.4083 | 0.97872 | 29.6057 | 1 | 4112.5238 | 1.389 | 0 | 30.66 | 724809.0357 | 341762 | 2.1208 | 1276595.3125 | 509307.2631 | 2.5335 | 2.5065 | 40.072 | 31.726 | 1 | 4112.5238 | 1.1 | 1
2009 | 8 | 1.3098 | 7568800 | 4.6914 | 291658 | 291308.4294 | 996986.3333 | 975781.2667 | 0.97873 | 29.6441 | 0 | 4112.5238 | 1.3098 | 0 | 30.07 | 725278.0357 | 344127 | 2.1076 | 1276595.3125 | 509307.2631 | 2.5335 | 2.5065 | 40.072 | 31.726 | 0 | 4112.5238 | 0 | 0
2009 | 9 | 1.3252 | 8046959 | 4.6914 | 291464 | 290996.9935 | 997710.25 | 976504.125 | 0.97875 | 29.6825 | 0 | 4112.5238 | 1.3252 | 18 | 30.72 | 725747.0357 | 345164 | 2.1026 | 1276595.3125 | 509307.2631 | 2.5335 | 2.5065 | 40.072 | 31.726 | 0 | 4112.5238 | 0 | 0
2009 | 10 | 2.1618 | 11589916 | 4.6914 | 291642 | 290946.3161 | 998434.1667 | 977226.9833 | 0.97876 | 29.7209 | 122 | 4112.5238 | 2.1618 | 304 | 30.56 | 726216.0357 | 345715 | 2.1006 | 1276595.3125 | 509307.2631 | 2.5335 | 2.5065 | 40.072 | 31.726 | 122 | 4112.5238 | 122.2 | 122
2009 | 11 | 4.3206 | 25824541 | 4.9129 | 292058 | 291172.061 | 999158.0833 | 977949.8417 | 0.97877 | 29.6278 | 328 | 4112.5238 | 4.3206 | 407 | 30.35 | 726685.0357 | 345853 | 2.1011 | 1276595.3125 | 509307.2631 | 2.5335 | 2.5065 | 40.072 | 31.726 | 328 | 4112.5238 | 328.4 | 328
2009 | 12 | 9.3795 | 55665711 | 4.9129 | 292902 | 291805.0682 | 999882 | 978672.7 | 0.97879 | 29.5347 | 648 | 4112.5238 | 9.3795 | 873 | 31 | 727154.0357 | 346563 | 2.0982 | 1276595.3125 | 509307.2631 | 2.5335 | 2.5065 | 40.072 | 31.726 | 648 | 4112.5238 | 684 | 648
2010 | 1 | 15.5618 | 45931358 | 4.9129 | 293247 | 291745.1767 | 1000714.8333 | 979395.5583 | 0.9787 | 29.4416 | 1041 | 4112.5238 | 15.5618 | 1075 | 31.65 | 727623.0357 | 350878 | 2.0737 | 1287363.5323 | 515511.4339 | 2.5293 | 2.4973 | 40.059 | 32.493 | 1041 | 4112.5238 | 1039.1 | 1041
2010 | 2 | 14.4465 | 42401904 | 5.3494 | 293400 | 291805.0682 | 1001547.6667 | 980118.4167 | 0.9786 | 29.6095 | 940 | 4112.5238 | 14.4465 | 949 | 28.92 | 728092.0357 | 350417 | 2.0778 | 1287363.5323 | 515511.4339 | 2.5293 | 2.4973 | 40.059 | 32.493 | 940 | 4112.5238 | 941 | 940
2010 | 3 | 11.7184 | 62284433 | 5.3494 | 293835 | 292685.9342 | 1002380.5 | 980841.275 | 0.97851 | 29.7775 | 821 | 4112.5238 | 11.7184 | 489 | 30.09 | 728561.0357 | 354137 | 2.0573 | 1287363.5323 | 515511.4339 | 2.5293 | 2.4973 | 40.059 | 32.493 | 821 | 4112.5238 | 827 | 821
2010 | 4 | 4.4485 | 31414007 | 5.3494 | 293159 | 292004.0923 | 1003213.3333 | 981564.1333 | 0.97842 | 29.9454 | 303 | 4112.5238 | 4.4485 | 131 | 30.49 | 729030.0357 | 352302 | 2.0693 | 1287363.5323 | 515511.4339 | 2.5293 | 2.4973 | 40.059 | 32.493 | 303 | 4112.5238 | 313.35 | 303
2010 | 5 | 2.1755 | 6398066 | 5.188 | 292599 | 291899.0518 | 1004046.1667 | 982286.9917 | 0.97833 | 29.982 | 110 | 4112.5238 | 2.1755 | 39 | 29.81 | 729499.0357 | 351694 | 2.0742 | 1287363.5323 | 515511.4339 | 2.5293 | 2.4973 | 40.059 | 32.493 | 110 | 4112.5238 | 126.6 | 110
2010 | 6 | 1.5796 | 4626490 | 5.188 | 292987 | 293076.6112 | 1004879 | 983009.85 | 0.97824 | 30.0185 | 17 | 4112.5238 | 1.5796 | 0 | 30.68 | 729970.9048 | 354202 | 2.0609 | 1287363.5323 | 515511.4339 | 2.5293 | 2.4973 | 40.059 | 32.493 | 17 | 4112.5238 | 22.95 | 17
2010 | 7 | 1.2962 | 3785872 | 5.188 | 292409 | 292274.0649 | 1005711.8333 | 983732.7083 | 0.97815 | 30.055 | 0 | 4112.5238 | 1.2962 | 0 | 30.66 | 730439.9048 | 352898 | 2.0698 | 1287363.5323 | 515511.4339 | 2.5293 | 2.4973 | 40.059 | 32.493 | 0 | 4112.5238 | 0 | 0
2010 | 8 | 1.1457 | 3432254 | 6.1494 | 292768 | 293035.1478 | 1006544.6667 | 984455.5667 | 0.97805 | 30.0678 | 0 | 4112.5238 | 1.1457 | 0 | 30.07 | 730908.9048 | 353521 | 2.0675 | 1287363.5323 | 515511.4339 | 2.5293 | 2.4973 | 40.059 | 32.493 | 0 | 4112.5238 | 0 | 0
2010 | 9 | 1.214 | 3559084 | 6.1494 | 292083 | 291921.1656 | 1007377.5 | 985178.425 | 0.97796 | 30.0805 | 0 | 4112.5238 | 1.214 | 2 | 30.72 | 731377.9048 | 352757 | 2.0733 | 1287363.5323 | 515511.4339 | 2.5293 | 2.4973 | 40.059 | 32.493 | 0 | 4112.5238 | 0.2 | 0
2010 | 10 | 1.5657 | 4631574 | 6.1494 | 291888 | 291543.3884 | 1008210.3333 | 985901.2833 | 0.97787 | 30.0933 | 39 | 4112.5238 | 1.5657 | 115 | 30.56 | 731846.9048 | 352104 | 2.0785 | 1287363.5323 | 515511.4339 | 2.5293 | 2.4973 | 40.059 | 32.493 | 39 | 4112.5238 | 64.9 | 39
2010 | 11 | 3.6841 | 10863292 | 5.3858 | 292047 | 291496.3966 | 1009043.1667 | 986624.1417 | 0.97778 | 30.2443 | 228 | 4112.5238 | 3.6841 | 450 | 30.35 | 732315.9048 | 351644 | 2.0825 | 1287363.5323 | 515511.4339 | 2.5293 | 2.4973 | 40.059 | 32.493 | 228 | 4112.5238 | 279 | 228
2010 | 12 | 11.1124 | 32914757 | 5.3858 | 292601 | 291597.7515 | 1009876 | 987347 | 0.97769 | 30.3954 | 732 | 4112.5238 | 11.1124 | 1053 | 31 | 732784.9048 | 351492 | 2.0848 | 1287363.5323 | 515511.4339 | 2.5293 | 2.4973 | 40.059 | 32.493 | 732 | 4112.5238 | 769 | 732
2011 | 1 | 16.3396 | 47951524 | 5.3858 | 293469 | 292135.8537 | 1010674.9667 | 988137.3 | 0.9777 | 30.5464 | 1116 | 4112.5238 | 16.3396 | 1051 | 31.65 | 733253.9048 | 352674 | 2.0791 | 1296201.7928 | 518912.0344 | 2.5505 | 2.4979 | 41.139 | 33.999 | 1116 | 4112.5238 | 920 | 1116
2011 | 2 | 13.4509 | 39445943 | 5.272 | 293259 | 291927.6155 | 1011473.9333 | 988927.6 | 0.97771 | 30.5346 | 881 | 4112.5238 | 13.4509 | 669 | 28.92 | 733722.9048 | 352842 | 2.0795 | 1296201.7928 | 518912.0344 | 2.5505 | 2.4979 | 41.139 | 33.999 | 881 | 4112.5238 | 864 | 881
2011 | 3 | 9.3486 | 27430182 | 5.272 | 293415 | 292338.5634 | 1012272.9 | 989717.9 | 0.97772 | 30.5229 | 573 | 4112.5238 | 9.3486 | 481 | 30.09 | 734191.9048 | 353009 | 2.0798 | 1296201.7928 | 518912.0344 | 2.5505 | 2.4979 | 41.139 | 33.999 | 573 | 4112.5238 | 667 | 573
2011 | 4 | 6.001 | 17546603 | 5.272 | 292395 | 291537.8599 | 1013071.8667 | 990508.2 | 0.97773 | 30.5111 | 347 | 4112.5238 | 6.001 | 140 | 30.49 | 734660.9048 | 353234.5013 | 2.0798 | 1296201.7928 | 518912.0344 | 2.5505 | 2.4979 | 41.139 | 33.999 | 347 | 4112.5238 | 375 | 347
2011 | 5 | 2.9289 | 8562246 | 5.6143 | 292339 | 292143.2249 | 1013870.8333 | 991298.5 | 0.97774 | 30.5831 | 126 | 4112.5238 | 2.9289 | 102 | 29.81 | 735129.9048 | 353460.0026 | 2.0798 | 1296201.7928 | 518912.0344 | 2.5505 | 2.4979 | 41.139 | 33.999 | 126 | 4112.5238 | 140 | 126
2011 | 6 | 1.8608 | 5433921 | 5.6143 | 292017 | 292227.9945 | 1014669.8 | 992088.8 | 0.97775 | 30.6552 | 38 | 4112.5238 | 1.8608 | 0 | 30.68 | 735601.7738 | 353686.8833 | 2.0798 | 1296201.7928 | 518912.0344 | 2.5505 | 2.4979 | 41.139 | 33.999 | 38 | 4112.5238 | 28 | 38
2011 | 7 | 1.3218 | 3850804 | 5.6143 | 291337 | 291782.033 | 1015468.7667 | 992879.1 | 0.97775 | 30.7273 | 0 | 4112.5238 | 1.3218 | 0 | 30.66 | 736070.7738 | 353912.3846 | 2.0798 | 1296201.7928 | 518912.0344 | 2.5505 | 2.4979 | 41.139 | 33.999 | 0 | 4112.5238 | 1 | 0
2011 | 8 | 1.2334 | 3599081 | 5.605 | 291791 | 292788.2105 | 1016267.7333 | 993669.4 | 0.97776 | 30.7035 | 0 | 4112.5238 | 1.2334 | 0 | 30.07 | 736539.7738 | 354137.8859 | 2.0798 | 1296201.7928 | 518912.0344 | 2.5505 | 2.4979 | 41.139 | 33.999 | 0 | 4112.5238 | 0 | 0
2011 | 9 | 1.3517 | 3931125 | 5.605 | 290830 | 291504.6893 | 1017066.7 | 994459.7 | 0.97777 | 30.6798 | 14 | 4112.5238 | 1.3517 | 39 | 30.72 | 737008.7738 | 354363.3872 | 2.0798 | 1296201.7928 | 518912.0344 | 2.5505 | 2.4979 | 41.139 | 33.999 | 14 | 4112.5238 | 5 | 14
2011 | 10 | 1.9838 | 5770257 | 5.605 | 290872 | 291378.4564 | 1017865.6667 | 995250 | 0.97778 | 30.6561 | 87 | 4112.5238 | 1.9838 | 232 | 30.56 | 737477.7738 | 354588.8885 | 2.0798 | 1296201.7928 | 518912.0344 | 2.5505 | 2.4979 | 41.139 | 33.999 | 87 | 4112.5238 | 101 | 87
2011 | 11 | 4.5053 | 13094087 | 5.1602 | 290640 | 290492.9834 | 1018664.6333 | 996040.3 | 0.97779 | 30.7686 | 299 | 4112.5238 | 4.5053 | 387 | 30.35 | 737946.7738 | 354814.3898 | 2.0798 | 1296201.7928 | 518912.0344 | 2.5505 | 2.4979 | 41.139 | 33.999 | 299 | 4112.5238 | 351 | 299
2011 | 12 | 7.9116 | 23051886 | 5.1602 | 291369 | 290765.7201 | 1019463.6 | 996830.6 | 0.9778 | 30.881 | 535 | 4112.5238 | 7.9116 | 677 | 31 | 738415.7738 | 355039.8911 | 2.0798 | 1296201.7928 | 518912.0344 | 2.5505 | 2.4979 | 41.139 | 33.999 | 535 | 4112.5238 | 689 | 535
2012 | 1 | 11.7525 | 34328653 | 5.1602 | 292097 | 291563.6594 | 1020262.5667 | 997620.9 | 0.97781 | 30.9934 | 789.05 | 4112.5238 | 11.7525 | 793 | 31.65 | 738884.7738 | 355265.3924 | 2.0798 | 1304655.5652 | 523258.7797 | 2.546 | 2.4933 | 41.812 | 35.165 | 786 | 4112.5238 | 920
2012 | 2 | 11.2562 | 32918011 | 4.7423 | 292444 | 291728.5914 | 1021061.5333 | 998411.2 | 0.97782 | 31.0052 | 718.55 | 4112.5238 | 11.2562 | 650 | 29.92 | 739353.7738 | 355490.8937 | 2.0798 | 1304655.5652 | 523258.7797 | 2.546 | 2.4933 | 41.812 | 35.165 | 700 | 4112.5238 | 864
2012 | 3 | 7.6223 | 22294666 | 4.7423 | 292494 | 291979.2143 | 1021860.5 | 999201.5 | 0.97783 | 31.0171 | 495.75 | 4112.5238 | 7.6223 | 228 | 30.09 | 739822.7738 | 355716.3949 | 2.0798 | 1304655.5652 | 523258.7797 | 2.546 | 2.4933 | 41.812 | 35.165 | 473.55 | 4112.5238 | 667
2012 | 4 | 2.8522 | 8331608 | 4.7423 | 292113 | 291976.4501 | 1022659.4667 | 999991.8 | 0.97783 | 31.0289 | 164.8 | 4112.5238 | 2.8522 | 194 | 30.49 | 740291.7738 | 355941.8962 | 2.0798 | 1304655.5652 | 523258.7797 | 2.546 | 2.4933 | 41.812 | 35.165 | 154 | 4112.5238 | 375
2012 | 5 | 2.3239 | 6777813 | 3.4904 | 291657 | 292107.29 | 1023458.4333 | 1000782.1 | 0.97784 | 30.968 | 113.5 | 4112.5238 | 2.3239 | 10 | 29.81 | 740760.7738 | 356167.3975 | 2.0798 | 1304655.5652 | 523258.7797 | 2.546 | 2.4933 | 41.812 | 35.165 | 106.35 | 4112.5238 | 140
2012 | 6 | 1.5137 | 4410513 | 3.4904 | 291379 | 292267.615 | 1024257.4 | 1001572.4 | 0.97785 | 30.9071 | 10.9 | 4112.5238 | 1.5137 | 7 | 30.68 | 741232.6429 | 356394.2783 | 2.0798 | 1304655.5652 | 523258.7797 | 2.546 | 2.4933 | 41.812 | 35.165 | 8.15 | 4112.5238 | 28
2012 | 7 | 1.253 | 3652900 | 3.4904 | 291536 | 292941.1642 | 1025056.3667 | 1002362.7 | 0.97786 | 30.8462 | 0.5 | 4112.5238 | 1.253 | 0 | 30.66 | 741701.6429 | 356619.7796 | 2.0798 | 1304655.5652 | 523258.7797 | 2.546 | 2.4933 | 41.812 | 35.165 | 0.45 | 4112.5238 | 1
2012 | 8 | 1.147 | 3341039 | 3.9627 | 291283 | 292954.0639 | 1025855.3333 | 1003153 | 0.97787 | 30.9543 | 0 | 4112.5238 | 1.147 | 0 | 30.07 | 742170.6429 | 356845.2809 | 2.0798 | 1304655.5652 | 523258.7797 | 2.546 | 2.4933 | 41.812 | 35.165 | 0 | 4112.5238 | 0
2012 | 9 | 1.2865 | 3740013 | 3.9627 | 290722 | 292136.7751 | 1026654.3 | 1003943.3 | 0.97788 | 31.0624 | 7.75 | 4112.5238 | 1.2865 | 32 | 30.72 | 742639.6429 | 357070.7822 | 2.0798 | 1304655.5652 | 523258.7797 | 2.546 | 2.4933 | 41.812 | 35.165 | 9.25 | 4112.5238 | 5
2012 | 10 | 1.9942 | 5811920 | 3.9627 | 291443 | 292794.6603 | 1027453.2667 | 1004733.6 | 0.97789 | 31.1705 | 120.75 | 4112.5238 | 1.9942 | 258 | 30.56 | 743108.6429 | 357296.2834 | 2.0798 | 1304655.5652 | 523258.7797 | 2.546 | 2.4933 | 41.812 | 35.165 | 132.65 | 4112.5238 | 101
2012 | 11 | 5.5335 | 16144230 | 4.2501 | 291752 | 291908.2659 | 1028252.2333 | 1005523.9 | 0.9779 | 31.1291 | 387.2 | 4112.5238 | 5.5335 | 564 | 30.35 | 743577.6429 | 357521.7847 | 2.0798 | 1304655.5652 | 523258.7797 | 2.546 | 2.4933 | 41.812 | 35.165 | 423.9 | 4112.5238 | 351
2012 | 12 | 7.8163 | 22828263 | 4.2501 | 292061 | 292386.4766 | 1029051.2 | 1006314.2 | 0.9779 | 31.0877 | 536.75 | 4112.5238 | 7.8163 | 637 | 31 | 744046.6429 | 357747.286 | 2.0798 | 1304655.5652 | 523258.7797 | 2.546 | 2.4933 | 41.812 | 35.165 | 579.8 | 4112.5238 | 689
2013 | 1 | 12.374 | 36251005 | 4.2501 | 292961 | 292922.736 | 1029850.1667 | 1007104.5 | 0.97791 | 31.0464 | 929.25 | 4112.5238 | 12.374 | 831 | 31.65 | 744515.6429 | 357972.7873 | 2.0798 | 1313545.9467 | 528022.2416 | 2.5397 | 2.4877 | 42.802 | 35.774 | 957.4 | 4112.5238 | 920
2013 | 2 | 12.4591 | 36522364 | 4.3069 | 293137 | 292909.8363 | 1030649.1333 | 1007894.8 | 0.97792 | 31.0779 | 766.05 | 4112.5238 | 12.4591 | 760 | 28.92 | 744984.6429 | 358198.2886 | 2.0798 | 1313545.9467 | 528022.2416 | 2.5397 | 2.4877 | 42.802 | 35.774 | 787.7 | 4112.5238 | 864
2013 | 3 | 11.4727 | 33648950 | 4.3069 | 293295 | 293381.5972 | 1031448.1 | 1008685.1 | 0.97793 | 31.1094 | 718.75 | 4112.5238 | 11.4727 | 735 | 30.09 | 745453.6429 | 358423.7899 | 2.0798 | 1313545.9467 | 528022.2416 | 2.5397 | 2.4877 | 42.802 | 35.774 | 655.825 | 4112.5238 | 667
2013 | 4 | 7.8985 | 23168093 | 4.3069 | 293324 | 293647.8841 | 1032247.0667 | 1009475.4 | 0.97794 | 31.1409 | 500.05 | 4112.5238 | 7.8985 | 239 | 30.49 | 745922.6429 | 358649.2912 | 2.0798 | 1313545.9467 | 528022.2416 | 2.5397 | 2.4877 | 42.802 | 35.774 | 370.8267 | 4112.5238 | 375
2013 | 5 | 3.1093 | 9093420 | 5.3324 | 292456 | 292874.8228 | 1033046.0333 | 1010265.7 | 0.97795 | 31.1764 | 134.6 | 4112.5238 | 3.1093 | 59 | 29.81 | 746391.6429 | 358874.7925 | 2.0798 | 1313545.9467 | 528022.2416 | 2.5397 | 2.4877 | 42.802 | 35.774 | 138.9833 | 4112.5238 | 140
2013 | 6 | 1.7082 | 4986118 | 5.3324 | 291885 | 292847.1806 | 1033845 | 1011056 | 0.97796 | 31.2118 | 19.85 | 4112.5238 | 1.7082 | 0 | 30.68 | 746863.5119 | 359101.6732 | 2.0798 | 1313545.9467 | 528022.2416 | 2.5397 | 2.4877 | 42.802 | 35.774 | 27.8967 | 4112.5238 | 28
2013 | 7 | 1.2954 | 3780738 | 5.3324 | 291855 | 293453.467 | 1034643.9667 | 1011846.3 | 0.97797 | 31.2472 | 0 | 4112.5238 | 1.2954 | 0 | 30.66 | 747332.5119 | 359327.1745 | 2.0798 | 1313545.9467 | 528022.2416 | 2.5397 | 2.4877 | 42.802 | 35.774 | 0.75 | 4112.5238 | 1
2013 | 8 | 1.2715 | 3705874 | 5.5168 | 291465 | 293250.7573 | 1035442.9333 | 1012636.6 | 0.97797 | 31.2454 | 0 | 4112.5238 | 1.2715 | 0 | 30.07 | 747801.5119 | 359552.6758 | 2.0798 | 1313545.9467 | 528022.2416 | 2.5397 | 2.4877 | 42.802 | 35.774 | 0.066667 | 4112.5238 | 0
2013 | 9 | 1.258 | 3680056 | 5.5168 | 292528 | 293371.4617 | 1036241.9 | 1013426.9 | 0.97798 | 31.2437 | 2.05 | 4112.5238 | 1.258 | 6 | 30.72 | 748270.5119 | 359778.1771 | 2.0798 | 1313545.9467 | 528022.2416 | 2.5397 | 2.4877 | 42.802 | 35.774 | 6.525 | 4112.5238 | 5
2013 | 10 | 1.5649 | 4559903 | 5.5168 | 291387 | 293469.1309 | 1037040.8667 | 1014217.2 | 0.97799 | 31.2419 | 77.15 | 4112.5238 | 1.5649 | 227 | 30.56 | 748739.5119 | 360003.6784 | 2.0798 | 1313545.9467 | 528022.2416 | 2.5397 | 2.4877 | 42.802 | 35.774 | 104.1917 | 4112.5238 | 101
2013 | 11 | 5.1235 | 14944929 | 5.1737 | 291694 | 292603.0075 | 1037839.8333 | 1015007.5 | 0.978 | 31.2522 | 372.6 | 4112.5238 | 5.1235 | 597 | 30.35 | 749208.5119 | 360229.1797 | 2.0798 | 1313545.9467 | 528022.2416 | 2.5397 | 2.4877 | 42.802 | 35.774 | 337.2733 | 4112.5238 | 351
2013 | 12 | 11.1478 | 32708486 | 5.1737 | 293407 | 294143.6015 | 1038638.8 | 1015797.8 | 0.97801 | 31.2625 | 760.65 | 4112.5238 | 11.1478 | 811 | 31 | 749677.5119 | 360454.681 | 2.0798 | 1313545.9467 | 528022.2416 | 2.5397 | 2.4877 | 42.802 | 35.774 | 673.7917 | 4112.5238 | 689
2014 | 1 | 15.736 | 46271441 | 5.1737 | 294048 | 294739.7525 | 1039437.7667 | 1016588.1 | 0.97802 | 31.2728 | 924.6433 | 4112.5238 | 15.736 | 1119 | 31.65 | 750146.5119 | 360680.1823 | 2.0798 | 1323648.5142 | 533319.8726 | 2.531 | 2.4819 | 44.445 | 37.453 | 919.3017 | 4112.5238 | 920
2014 | 2 | 16.2156 | 47714839 | 5.1891 | 294252 | 294846.6358 | 1040236.7333 | 1017378.4 | 0.97803 | 31.3442 | 850.5533 | 4112.5238 | 16.2156 | 894 | 28.92 | 750615.5119 | 360905.6835 | 2.0798 | 1323648.5142 | 533319.8726 | 2.531 | 2.4819 | 44.445 | 37.453 | 855.4183 | 4112.5238 | 864
2014 | 3 | 12.3082 | 36306726 | 5.1891 | 294980 | 296049.0731 | 1041035.7 | 1018168.7 | 0.97803 | 31.4155 | 658.65 | 4112.5238 | 12.3082 | 648 | 30.09 | 751084.5119 | 361131.1848 | 2.0798 | 1323648.5142 | 533319.8726 | 2.531 | 2.4819 | 44.445 | 37.453 | 655.825 | 4112.5238 | 667
2014 | 4 |  |  | 5.1891 |  | 298084.0282 | 1041834.6667 | 1018959 | 0.97804 | 31.4869 | 368.7617 | 4112.5238 |  |  | 30.49 | 751553.5119 | 361356.6861 | 2.0798 | 1323648.5142 | 533319.8726 | 2.531 | 2.4819 | 44.445 | 37.453 | 370.8267 | 4112.5238 | 375
2014 | 5 |  |  | 5.8664 |  | 298273.9511 | 1042633.6333 | 1019749.3 | 0.97805 | 31.5357 | 135.3367 | 4112.5238 |  |  | 29.81 | 752022.5119 | 361582.1874 | 2.0798 | 1323648.5142 | 533319.8726 | 2.531 | 2.4819 | 44.445 | 37.453 | 138.9833 | 4112.5238 | 140
2014 | 6 |  |  | 5.8664 |  | 298463.8742 | 1043432.6 | 1020539.6 | 0.97806 | 31.5845 | 26.2917 | 4112.5238 |  |  | 30.68 | 752494.381 | 361809.0682 | 2.0798 | 1323648.5142 | 533319.8726 | 2.531 | 2.4819 | 44.445 | 37.453 | 27.8967 | 4112.5238 | 28
2014 | 7 |  |  | 5.8664 |  | 298653.7973 | 1044231.5667 | 1021329.9 | 0.97807 | 31.6333 | 0.75 | 4112.5238 |  |  | 30.66 | 752946.381 | 362026.3956 | 2.0798 | 1323648.5142 | 533319.8726 | 2.531 | 2.4819 | 44.445 | 37.453 | 0.75 | 4112.5238 | 1
2014 | 8 |  |  | 5.8075 |  | 298843.7202 | 1045030.5333 | 1022120.2 | 0.97808 | 31.6855 | 0.066667 | 4112.5238 |  |  | 30.07 | 753398.381 | 362243.7231 | 2.0798 | 1323648.5142 | 533319.8726 | 2.531 | 2.4819 | 44.445 | 37.453 | 0.066667 | 4112.5238 | 0
2014 | 9 |  |  | 5.8075 |  | 299033.6433 | 1045829.5 | 1022910.5 | 0.97809 | 31.7377 | 6.2267 | 4112.5238 |  |  | 30.72 | 753850.381 | 362461.0506 | 2.0798 | 1323648.5142 | 533319.8726 | 2.531 | 2.4819 | 44.445 | 37.453 | 6.525 | 4112.5238 | 5
2014 | 10 |  |  | 5.8075 |  | 299223.5665 | 1046628.4667 | 1023700.8 | 0.97809 | 31.7898 | 103.3633 | 4112.5238 |  |  | 30.56 | 754302.381 | 362678.3781 | 2.0798 | 1323648.5142 | 533319.8726 | 2.531 | 2.4819 | 44.445 | 37.453 | 104.1917 | 4112.5238 | 101
2014 | 11 |  |  | 5.8533 |  | 299413.4893 | 1047427.4333 | 1024491.1 | 0.9781 | 31.9176 | 337.96 | 4112.5238 |  |  | 30.35 | 754754.381 | 362895.7055 | 2.0798 | 1323648.5142 | 533319.8726 | 2.531 | 2.4819 | 44.445 | 37.453 | 337.2733 | 4112.5238 | 351
2014 | 12 |  |  | 5.8533 |  | 299603.4125 | 1048226.4 | 1025281.4 | 0.97811 | 32.0453 | 674.7133 | 4112.5238 |  |  | 31 | 755206.381 | 363113.033 | 2.0798 | 1323648.5142 | 533319.8726 | 2.531 | 2.4819 | 44.445 | 37.453 | 673.7917 | 4112.5238 | 689
2015 | 1 |  |  | 5.8533 |  | 299793.3356 | 1049025.3667 | 1026071.7 | 0.97812 | 32.1731 | 924.6433 | 4112.5238 |  |  | 31.65 | 755658.381 | 363330.3605 | 2.0798 | 1334976.4437 | 539020.5832 | 2.523 | 2.4767 | 46.121 | 39.049 | 919.3017 | 4112.5238 | 920
2015 | 2 |  |  | 5.7738 |  | 299983.2585 | 1049824.3333 | 1026862 | 0.97813 | 32.2499 | 850.5533 | 4112.5238 |  |  | 28.92 | 756110.381 | 363547.6879 | 2.0798 | 1334976.4437 | 539020.5832 | 2.523 | 2.4767 | 46.121 | 39.049 | 855.4183 | 4112.5238 | 864
2015 | 3 |  |  | 5.7738 |  | 300173.1815 | 1050623.3 | 1027652.3 | 0.97814 | 32.3267 | 658.65 | 4112.5238 |  |  | 30.09 | 756562.381 | 363765.0154 | 2.0798 | 1334976.4437 | 539020.5832 | 2.523 | 2.4767 | 46.121 | 39.049 | 655.825 | 4112.5238 | 667
2015 | 4 |  |  | 5.7738 |  | 300363.1046 | 1051422.2667 | 1028442.6 | 0.97814 | 32.4035 | 368.7617 | 4112.5238 |  |  | 30.49 | 757014.381 | 363982.3429 | 2.0798 | 1334976.4437 | 539020.5832 | 2.523 | 2.4767 | 46.121 | 39.049 | 370.8267 | 4112.5238 | 375
2015 | 5 |  |  | 5.2431 |  | 300553.0275 | 1052221.2333 | 1029232.9 | 0.97815 | 32.4627 | 135.3367 | 4112.5238 |  |  | 29.81 | 757466.381 | 364199.6703 | 2.0798 | 1334976.4437 | 539020.5832 | 2.523 | 2.4767 | 46.121 | 39.049 | 138.9833 | 4112.5238 | 140
2015 | 6 |  |  | 5.2431 |  | 300742.9506 | 1053020.2 | 1030023.2 | 0.97816 | 32.5219 | 26.2917 | 4112.5238 |  |  | 30.68 | 757919.5838 | 364417.5762 | 2.0798 | 1334976.4437 | 539020.5832 | 2.523 | 2.4767 | 46.121 | 39.049 | 27.8967 | 4112.5238 | 28
2015 | 7 |  |  | 5.2431 |  | 300932.8737 | 1053819.1667 | 1030813.5 | 0.97817 | 32.5811 | 0.75 | 4112.5238 |  |  | 30.66 | 758374.5838 | 364636.3461 | 2.0798 | 1334976.4437 | 539020.5832 | 2.523 | 2.4767 | 46.121 | 39.049 | 0.75 | 4112.5238 | 1
2015 | 8 |  |  | 5.2607 |  | 301122.7966 | 1054618.1333 | 1031603.8 | 0.97818 | 32.6506 | 0.066667 | 4112.5238 |  |  | 30.07 | 758829.5838 | 364855.116 | 2.0798 | 1334976.4437 | 539020.5832 | 2.523 | 2.4767 | 46.121 | 39.049 | 0.066667 | 4112.5238 | 0
2015 | 9 |  |  | 5.2607 |  | 301312.7197 | 1055417.1 | 1032394.1 | 0.97819 | 32.7202 | 6.2267 | 4112.5238 |  |  | 30.72 | 759284.5838 | 365073.8859 | 2.0798 | 1334976.4437 | 539020.5832 | 2.523 | 2.4767 | 46.121 | 39.049 | 6.525 | 4112.5238 | 5
2015 | 10 |  |  | 5.2607 |  | 301502.6429 | 1056216.0667 | 1033184.4 | 0.97819 | 32.7897 | 103.3633 | 4112.5238 |  |  | 30.56 | 759739.5838 | 365292.6558 | 2.0798 | 1334976.4437 | 539020.5832 | 2.523 | 2.4767 | 46.121 | 39.049 | 104.1917 | 4112.5238 | 101
2015 | 11 |  |  | 5.451 |  | 301692.5657 | 1057015.0333 | 1033974.7 | 0.9782 | 32.9249 | 337.96 | 4112.5238 |  |  | 30.35 | 760194.5838 | 365511.4257 | 2.0798 | 1334976.4437 | 539020.5832 | 2.523 | 2.4767 | 46.121 | 39.049 | 337.2733 | 4112.5238 | 351
2015 | 12 |  |  | 5.451 |  | 301882.4889 | 1057814 | 1034765 | 0.97821 | 33.0601 | 674.7133 | 4112.5238 |  |  | 31 | 760649.5838 | 365730.1956 | 2.0798 | 1334976.4437 | 539020.5832 | 2.523 | 2.4767 | 46.121 | 39.049 | 673.7917 | 4112.5238 | 689
2016 | 1 |  |  | 5.451 |  | 302068.7512 | 1058597.5667 | 1035539.2333 | 0.97822 | 33.1953 | 924.6433 | 4112.5238 |  |  | 31.65 | 761104.5838 | 365948.9655 | 2.0798 | 1345356.395 | 544007.7155 | 2.5152 | 2.473 | 47.822 | 40.623 | 919.3017 | 4112.5238 | 920
2016 | 2 |  |  | 5.4136 |  | 302255.0134 | 1059381.1333 | 1036313.4667 | 0.97823 | 33.2597 | 850.5533 | 4112.5238 |  |  | 28.92 | 761559.5838 | 366167.7354 | 2.0798 | 1345356.395 | 544007.7155 | 2.5152 | 2.473 | 47.822 | 40.623 | 855.4183 | 4112.5238 | 864
2016 | 3 |  |  | 5.4136 |  | 302441.2757 | 1060164.7 | 1037087.7 | 0.97823 | 33.3242 | 658.65 | 4112.5238 |  |  | 30.09 | 762014.5838 | 366386.5053 | 2.0798 | 1345356.395 | 544007.7155 | 2.5152 | 2.473 | 47.822 | 40.623 | 655.825 | 4112.5238 | 667
2016 | 4 |  |  | 5.4136 |  | 302627.538 | 1060948.2667 | 1037861.9333 | 0.97824 | 33.3887 | 368.7617 | 4112.5238 |  |  | 30.49 | 762469.5838 | 366605.2752 | 2.0798 | 1345356.395 | 544007.7155 | 2.5152 | 2.473 | 47.822 | 40.623 | 370.8267 | 4112.5238 | 375
2016 | 5 |  |  | 5.2079 |  | 302813.8002 | 1061731.8333 | 1038636.1667 | 0.97825 | 33.453 | 135.3367 | 4112.5238 |  |  | 29.81 | 762924.5838 | 366824.0451 | 2.0798 | 1345356.395 | 544007.7155 | 2.5152 | 2.473 | 47.822 | 40.623 | 138.9833 | 4112.5238 | 140
2016 | 6 |  |  | 5.2079 |  | 303000.0626 | 1062515.4 | 1039410.4 | 0.97825 | 33.5172 | 26.2917 | 4112.5238 |  |  | 30.68 | 763373.8798 | 367040.0725 | 2.0798 | 1345356.395 | 544007.7155 | 2.5152 | 2.473 | 47.822 | 40.623 | 27.8967 | 4112.5238 | 28
2016 | 7 |  |  | 5.2079 |  | 303186.3249 | 1063298.9667 | 1040184.6333 | 0.97826 | 33.5815 | 0.75 | 4112.5238 |  |  | 30.66 | 763827.8798 | 367258.3616 | 2.0798 | 1345356.395 | 544007.7155 | 2.5152 | 2.473 | 47.822 | 40.623 | 0.75 | 4112.5238 | 1
2016 | 8 |  |  | 5.2716 |  | 303372.5871 | 1064082.5333 | 1040958.8667 | 0.97827 | 33.6495 | 0.066667 | 4112.5238 |  |  | 30.07 | 764281.8798 | 367476.6507 | 2.0798 | 1345356.395 | 544007.7155 | 2.5152 | 2.473 | 47.822 | 40.623 | 0.066667 | 4112.5238 | 0
2016 | 9 |  |  | 5.2716 |  | 303558.8494 | 1064866.1 | 1041733.1 | 0.97828 | 33.7175 | 6.2267 | 4112.5238 |  |  | 30.72 | 764735.8798 | 367694.9398 | 2.0798 | 1345356.395 | 544007.7155 | 2.5152 | 2.473 | 47.822 | 40.623 | 6.525 | 4112.5238 | 5
2016 | 10 |  |  | 5.2716 |  | 303745.1118 | 1065649.6667 | 1042507.3333 | 0.97828 | 33.7854 | 103.3633 | 4112.5238 |  |  | 30.56 | 765189.8798 | 367913.2289 | 2.0798 | 1345356.395 | 544007.7155 | 2.5152 | 2.473 | 47.822 | 40.623 | 104.1917 | 4112.5238 | 101
2016 | 11 |  |  | 5.4443 |  | 303931.3739 | 1066433.2333 | 1043281.5667 | 0.97829 | 33.8844 | 337.96 | 4112.5238 |  |  | 30.35 | 765643.8798 | 368131.518 | 2.0798 | 1345356.395 | 544007.7155 | 2.5152 | 2.473 | 47.822 | 40.623 | 337.2733 | 4112.5238 | 351
2016 | 12 |  |  | 5.4443 |  | 304117.6363 | 1067216.8 | 1044055.8 | 0.9783 | 33.9835 | 674.7133 | 4112.5238 |  |  | 31 | 766097.8798 | 368349.8071 | 2.0798 | 1345356.395 | 544007.7155 | 2.5152 | 2.473 | 47.822 | 40.623 | 673.7917 | 4112.5238 | 689
2017 | 1 |  |  | 5.4443 |  | 304303.8987 | 1068000.3667 | 1044830.0333 | 0.9783 | 34.0825 | 924.6433 | 4112.5238 |  |  | 31.65 | 766551.8798 | 368568.0962 | 2.0798 | 1356750.9044 | 548130.8522 | 2.5088 | 2.4752 | 49.418 | 42.162 | 919.3017 | 4112.5238 | 920
2017 | 2 |  |  | 5.3877 |  | 304490.1608 | 1068783.9333 | 1045604.2667 | 0.97831 | 34.1539 | 850.5533 | 4112.5238 |  |  | 28.92 | 767005.8798 | 368786.3852 | 2.0798 | 1356750.9044 | 548130.8522 | 2.5088 | 2.4752 | 49.418 | 42.162 | 855.4183 | 4112.5238 | 864
2017 | 3 |  |  | 5.3877 |  | 304676.4232 | 1069567.5 | 1046378.5 | 0.97832 | 34.2254 | 658.65 | 4112.5238 |  |  | 30.09 | 767459.8798 | 369004.6743 | 2.0798 | 1356750.9044 | 548130.8522 | 2.5088 | 2.4752 | 49.418 | 42.162 | 655.825 | 4112.5238 | 667
2017 | 4 |  |  | 5.3877 |  | 304862.6855 | 1070351.0667 | 1047152.7333 | 0.97833 | 34.2968 | 368.7617 | 4112.5238 |  |  | 30.49 | 767913.8798 | 369222.9634 | 2.0798 | 1356750.9044 | 548130.8522 | 2.5088 | 2.4752 | 49.418 | 42.162 | 370.8267 | 4112.5238 | 375
2017 | 5 |  |  | 5.2407 |  | 305048.9477 | 1071134.6333 | 1047926.9667 | 0.97833 | 34.3684 | 135.3367 | 4112.5238 |  |  | 29.81 | 768367.8798 | 369441.2525 | 2.0798 | 1356750.9044 | 548130.8522 | 2.5088 | 2.4752 | 49.418 | 42.162 | 138.9833 | 4112.5238 | 140
2017 | 6 |  |  | 5.2407 |  | 305235.21 | 1071918.2 | 1048701.2 | 0.97834 | 34.4399 | 26.2917 | 4112.5238 |  |  | 30.68 | 768817.9765 | 369657.6649 | 2.0798 | 1356750.9044 | 548130.8522 | 2.5088 | 2.4752 | 49.418 | 42.162 | 27.8967 | 4112.5238 | 28
2017 | 7 |  |  | 5.2407 |  | 305421.4724 | 1072701.7667 | 1049475.4333 | 0.97835 | 34.5114 | 0.75 | 4112.5238 |  |  | 30.66 | 769270.9765 | 369875.4731 | 2.0798 | 1356750.9044 | 548130.8522 | 2.5088 | 2.4752 | 49.418 | 42.162 | 0.75 | 4112.5238 | 1
2017 | 8 |  |  | 5.3104 |  | 305607.7346 | 1073485.3333 | 1050249.6667 | 0.97835 | 34.5769 | 0.066667 | 4112.5238 |  |  | 30.07 | 769723.9765 | 370093.2814 | 2.0798 | 1356750.9044 | 548130.8522 | 2.5088 | 2.4752 | 49.418 | 42.162 | 0.066667 | 4112.5238 | 0
2017 | 9 |  |  | 5.3104 |  | 305793.9969 | 1074268.9 | 1051023.9 | 0.97836 | 34.6425 | 6.2267 | 4112.5238 |  |  | 30.72 | 770176.9765 | 370311.0897 | 2.0798 | 1356750.9044 | 548130.8522 | 2.5088 | 2.4752 | 49.418 | 42.162 | 6.525 | 4112.5238 | 5
2017 | 10 |  |  | 5.3104 |  | 305980.2592 | 1075052.4667 | 1051798.1333 | 0.97837 | 34.708 | 103.3633 | 4112.5238 |  |  | 30.56 | 770629.9765 | 370528.898 | 2.0798 | 1356750.9044 | 548130.8522 | 2.5088 | 2.4752 | 49.418 | 42.162 | 104.1917 | 4112.5238 | 101
2017 | 11 |  |  | 5.484 |  | 306166.5214 | 1075836.0333 | 1052572.3667 | 0.97838 | 34.7842 | 337.96 | 4112.5238 |  |  | 30.35 | 771082.9765 | 370746.7063 | 2.0798 | 1356750.9044 | 548130.8522 | 2.5088 | 2.4752 | 49.418 | 42.162 | 337.2733 | 4112.5238 | 351
2017 | 12 |  |  | 5.484 |  | 306352.7837 | 1076619.6 | 1053346.6 | 0.97838 | 34.8604 | 674.7133 | 4112.5238 |  |  | 31 | 771535.9765 | 370964.5145 | 2.0798 | 1356750.9044 | 548130.8522 | 2.5088 | 2.4752 | 49.418 | 42.162 | 673.7917 | 4112.5238 | 689
2018 | 1 |  |  | 5.484 |  | 306539.0461 | 1077403.1667 | 1054120.8333 | 0.97839 | 34.9366 | 924.6433 | 4112.5238 |  |  | 31.65 |  |  |  | 1368148.5651 | 552242.5266 | 2.5025 | 2.4774 | 50.912 | 43.761 | 919.3017 | 4112.5238
2018 | 2 |  |  | 5.4146 |  | 306725.3083 | 1078186.7333 | 1054895.0667 | 0.9784 | 34.9933 | 850.5533 | 4112.5238 |  |  | 28.92 |  |  |  | 1368148.5651 | 552242.5266 | 2.5025 | 2.4774 | 50.912 | 43.761 | 855.4183 | 4112.5238
2018 | 3 |  |  | 5.4146 |  | 306911.5706 | 1078970.3 | 1055669.3 | 0.9784 | 35.05 | 658.65 | 4112.5238 |  |  | 30.09 |  |  |  | 1368148.5651 | 552242.5266 | 2.5025 | 2.4774 | 50.912 | 43.761 | 655.825 | 4112.5238
2018 | 4 |  |  | 5.4146 |  | 307097.833 | 1079753.8667 | 1056443.5333 | 0.97841 | 35.1068 | 368.7617 | 4112.5238 |  |  | 30.49 |  |  |  | 1368148.5651 | 552242.5266 | 2.5025 | 2.4774 | 50.912 | 43.761 | 370.8267 | 4112.5238
2018 | 5 |  |  | 5.2804 |  | 307284.0951 | 1080537.4333 | 1057217.7667 | 0.97842 | 35.1561 | 135.3367 | 4112.5238 |  |  | 29.81 |  |  |  | 1368148.5651 | 552242.5266 | 2.5025 | 2.4774 | 50.912 | 43.761 | 138.9833 | 4112.5238
2018 | 6 |  |  | 5.2804 |  | 307470.3575 | 1081321 | 1057992 | 0.97843 | 35.2054 | 26.2917 | 4112.5238 |  |  | 30.68 |  |  |  | 1368148.5651 | 552242.5266 | 2.5025 | 2.4774 | 50.912 | 43.761 | 27.8967 | 4112.5238
2018 | 7 |  |  | 5.2804 |  | 307656.6199 | 1082104.5667 | 1058766.2333 | 0.97843 | 35.2547 | 0.75 | 4112.5238 |  |  | 30.66 |  |  |  | 1368148.5651 | 552242.5266 | 2.5025 | 2.4774 | 50.912 | 43.761 | 0.75 | 4112.5238
2018 | 8 |  |  | 5.3597 |  | 307842.8819 | 1082888.1333 | 1059540.4667 | 0.97844 | 35.3044 | 0.066667 | 4112.5238 |  |  | 30.07 |  |  |  | 1368148.5651 | 552242.5266 | 2.5025 | 2.4774 | 50.912 | 43.761 | 0.066667 | 4112.5238
2018 | 9 |  |  | 5.3597 |  | 308029.1444 | 1083671.7 | 1060314.7 | 0.97845 | 35.3541 | 6.2267 | 4112.5238 |  |  | 30.72 |  |  |  | 1368148.5651 | 552242.5266 | 2.5025 | 2.4774 | 50.912 | 43.761 | 6.525 | 4112.5238
2018 | 10 |  |  | 5.3597 |  | 308215.4067 | 1084455.2667 | 1061088.9333 | 0.97845 | 35.4038 | 103.3633 | 4112.5238 |  |  | 30.56 |  |  |  | 1368148.5651 | 552242.5266 | 2.5025 | 2.4774 | 50.912 | 43.761 | 104.1917 | 4112.5238
2018 | 11 |  |  | 5.5408 |  | 308401.6688 | 1085238.8333 | 1061863.1667 | 0.97846 | 35.4874 | 337.96 | 4112.5238 |  |  | 30.35 |  |  |  | 1368148.5651 | 552242.5266 | 2.5025 | 2.4774 | 50.912 | 43.761 | 337.2733 | 4112.5238
2018 | 12 |  |  | 5.5408 |  | 308587.9312 | 1086022.4 | 1062637.4 | 0.97847 | 35.571 | 674.7133 | 4112.5238 |  |  | 31 |  |  |  | 1368148.5651 | 552242.5266 | 2.5025 | 2.4774 | 50.912 | 43.761 | 673.7917 | 4112.5238
2019 | 1 |  |  | 5.5408 |  | 308774.1936 | 1086805.9667 | 1063411.6333 | 0.97847 | 35.6546 | 924.6433 | 4112.5238 |  |  | 31.65 |  |  |  | 1380149.5637 | 556910.1209 | 2.4958 | 2.4782 | 50.912 |  | 919.3017 | 4112.5238
2019 | 2 |  |  | 5.4632 |  | 308960.4557 | 1087589.5333 | 1064185.8667 | 0.97848 | 35.7119 | 850.5533 | 4112.5238 |  |  | 28.92 |  |  |  | 1380149.5637 | 556910.1209 | 2.4958 | 2.4782 | 50.912
2019 | 3 |  |  | 5.4632 |  | 309146.7181 | 1088373.1 | 1064960.1 | 0.97849 | 35.7692 | 658.65 | 4112.5238 |  |  | 30.09 |  |  |  | 1380149.5637 | 556910.1209 | 2.4958 | 2.4782 | 50.912
2019 | 4 |  |  | 5.4632 |  | 309332.9804 | 1089156.6667 | 1065734.3333 | 0.97849 | 35.8266 | 368.7617 | 4112.5238 |  |  | 30.49 |  |  |  | 1380149.5637 | 556910.1209 | 2.4958 | 2.4782 | 50.912
2019 | 5 |  |  | 5.3451 |  | 309519.2426 | 1089940.2333 | 1066508.5667 | 0.9785 | 35.8798 | 135.3367 | 4112.5238 |  |  | 29.81 |  |  |  | 1380149.5637 | 556910.1209 | 2.4958 | 2.4782 | 50.912
2019 | 6 |  |  | 5.3451 |  | 309705.5049 | 1090723.8 | 1067282.8 | 0.97851 | 35.933 | 26.2917 | 4112.5238 |  |  | 30.68 |  |  |  | 1380149.5637 | 556910.1209 | 2.4958 | 2.4782 | 50.912
2019 | 7 |  |  | 5.3451 |  | 309891.7673 | 1091507.3667 | 1068057.0333 | 0.97852 | 35.9862 | 0.75 | 4112.5238 |  |  | 30.66 |  |  |  | 1380149.5637 | 556910.1209 | 2.4958 | 2.4782 | 50.912
2019 | 8 |  |  | 5.4421 |  | 310078.0294 | 1092290.9333 | 1068831.2667 | 0.97852 | 36.0293 | 0.066667 | 4112.5238 |  |  | 30.07 |  |  |  | 1380149.5637 | 556910.1209 | 2.4958 | 2.4782 | 50.912
2019 | 9 |  |  | 5.4421 |  | 310264.2918 | 1093074.5 | 1069605.5 | 0.97853 | 36.0723 | 6.2267 | 4112.5238 |  |  | 30.72 |  |  |  | 1380149.5637 | 556910.1209 | 2.4958 | 2.4782 | 50.912
2019 | 10 |  |  | 5.4421 |  | 310450.5542 | 1093858.0667 | 1070379.7333 | 0.97854 | 36.1153 | 103.3633 | 4112.5238 |  |  | 30.56 |  |  |  | 1380149.5637 | 556910.1209 | 2.4958 | 2.4782 | 50.912
2019 | 11 |  |  | 5.6247 |  | 310636.8163 | 1094641.6333 | 1071153.9667 | 0.97854 | 36.197 | 337.96 | 4112.5238 |  |  | 30.35 |  |  |  | 1380149.5637 | 556910.1209 | 2.4958 | 2.4782 | 50.912
2019 | 12 |  |  | 5.6247 |  | 310823.0786 | 1095425.2 | 1071928.2 | 0.97855 | 36.2786 | 674.7133 | 4112.5238 |  |  | 31 |  |  |  | 1380149.5637 | 556910.1209 | 2.4958 | 2.4782 | 50.912
2020 | 1 |  |  |  |  | 311009.3411 | 1096208.7667 | 1072702.4333 | 0.97856 | 36.3603
2020 | 2 |  |  |  |  | 311195.6031 | 1096992.3333 | 1073476.6667 | 0.97856 | 36.42
2020 | 3 |  |  |  |  | 311381.8656 | 1097775.9 | 1074250.9 | 0.97857 | 36.4796
2020 | 4 |  |  |  |  | 311568.1279 | 1098559.4667 | 1075025.1333 | 0.97858 | 36.5392
2020 | 5 |  |  |  |  | 311754.39 | 1099343.0333 | 1075799.3667 | 0.97858 | 36.5818
2020 | 6 |  |  |  |  | 311940.6524 | 1100126.6 | 1076573.6 | 0.97859 | 36.6243
2020 | 7 |  |  |  |  | 312126.9147 | 1100910.1667 | 1077347.8333 | 0.9786 | 36.6668
2020 | 8 |  |  |  |  | 312313.1769 | 1101693.7333 | 1078122.0667 | 0.9786 | 36.7037
2020 | 9 |  |  |  |  | 312499.4393 | 1102477.3 | 1078896.3 | 0.97861 | 36.7406
2020 | 10 |  |  |  |  | 312685.7016 | 1103260.8667 | 1079670.5333 | 0.97862 | 36.7775
2020 | 11 |  |  |  |  | 312871.9638 | 1104044.4333 | 1080444.7667 | 0.97862 | 36.8509
2020 | 12 |  |  |  |  | 313058.2261 | 1104828 | 1081219 | 0.97863 | 36.9243
2021 | 1 |  |  |  |  | 313232.0324 | 1105559.1667 | 1081936.4667 | 0.97863 | 36.9978
2021 | 2 |  |  |  |  | 313405.8385 | 1106290.3333 | 1082653.9333 | 0.97863 | 37.0397
2021 | 3 |  |  |  |  | 313579.6449 | 1107021.5 | 1083371.4 | 0.97864 | 37.0817
2021 | 4 |  |  |  |  | 313753.4511 | 1107752.6667 | 1084088.8667 | 0.97864 | 37.1236
2021 | 5 |  |  |  |  | 313927.2572 | 1108483.8333 | 1084806.3333 | 0.97864 | 37.1668
2021 | 6 |  |  |  |  | 314101.0635 | 1109215 | 1085523.8 | 0.97864 | 37.21
2021 | 7 |  |  |  |  | 314274.8699 | 1109946.1667 | 1086241.2667 | 0.97864 | 37.2532
2021 | 8 |  |  |  |  | 314448.676 | 1110677.3333 | 1086958.7333 | 0.97864 | 37.3024
2021 | 9 |  |  |  |  | 314622.4823 | 1111408.5 | 1087676.2 | 0.97865 | 37.3516
2021 | 10 |  |  |  |  | 314796.2886 | 1112139.6667 | 1088393.6667 | 0.97865 | 37.4008
2021 | 11 |  |  |  |  | 314970.0947 | 1112870.8333 | 1089111.1333 | 0.97865 | 37.48
2021 | 12 |  |  |  |  | 315143.901 | 1113602 | 1089828.6 | 0.97865 | 37.5591
2022 | 1 |  |  |  |  | 315317.7073 | 1114333.1667 | 1090546.0667 | 0.97865 | 37.6383
2022 | 2 |  |  |  |  | 315491.5134 | 1115064.3333 | 1091263.5333 | 0.97866 | 37.6887
2022 | 3 |  |  |  |  | 315665.3197 | 1115795.5 | 1091981 | 0.97866 | 37.7391
2022 | 4 |  |  |  |  | 315839.1261 | 1116526.6667 | 1092698.4667 | 0.97866 | 37.7895
2022 | 5 |  |  |  |  | 316012.9322 | 1117257.8333 | 1093415.9333 | 0.97866 | 37.84
2022 | 6 |  |  |  |  | 316186.7384 | 1117989 | 1094133.4 | 0.97866 | 37.8905
2022 | 7 |  |  |  |  | 316360.5447 | 1118720.1667 | 1094850.8667 | 0.97866 | 37.941
2022 | 8 |  |  |  |  | 316534.3508 | 1119451.3333 | 1095568.3333 | 0.97867 | 37.9861
2022 | 9 |  |  |  |  | 316708.1572 | 1120182.5 | 1096285.8 | 0.97867 | 38.0312
2022 | 10 |  |  |  |  | 316881.9635 | 1120913.6667 | 1097003.2667 | 0.97867 | 38.0764
2022 | 11 |  |  |  |  | 317055.7696 | 1121644.8333 | 1097720.7333 | 0.97867 | 38.1609
2022 | 12 |  |  |  |  | 317229.5759 | 1122376 | 1098438.2 | 0.97867 | 38.2454
2023 | 1 |  |  |  |  | 317403.3822 | 1123107.1667 | 1099155.6667 | 0.97867 | 38.3299
2023 | 2 |  |  |  |  | 317577.1882 | 1123838.3333 | 1099873.1333 | 0.97868 | 38.3906
2023 | 3 |  |  |  |  | 317750.9946 | 1124569.5 | 1100590.6 | 0.97868 | 38.4513
2023 | 4 |  |  |  |  | 317924.8009 | 1125300.6667 | 1101308.0667 | 0.97868 | 38.512
2023 | 5 |  |  |  |  | 318098.607 | 1126031.8333 | 1102025.5333 | 0.97868 | 38.5675
2023 | 6 |  |  |  |  | 318272.4133 | 1126763 | 1102743 | 0.97868 | 38.623
2023 | 7 |  |  |  |  | 318446.2197 | 1127494.1667 | 1103460.4667 | 0.97868 | 38.6785
2023 | 8 |  |  |  |  | 318620.0257 | 1128225.3333 | 1104177.9333 | 0.97869 | 38.7305
2023 | 9 |  |  |  |  | 318793.832 | 1128956.5 | 1104895.4 | 0.97869 | 38.7826
2023 | 10 |  |  |  |  | 318967.6384 | 1129687.6667 | 1105612.8667 | 0.97869 | 38.8346
2023 | 11 |  |  |  |  | 319141.4444 | 1130418.8333 | 1106330.3333 | 0.97869 | 38.9209
2023 | 12 |  |  |  |  | 319315.2508 | 1131150 | 1107047.8 | 0.97869 | 39.0071
2024 | 1 |  |  |  |  | 319489.0571 | 1131881.1667 | 1107765.2667 | 0.97869 | 39.0934
2024 | 2 |  |  |  |  | 319662.8632 | 1132612.3333 | 1108482.7333 | 0.9787 | 39.1461
2024 | 3 |  |  |  |  | 319836.6694 | 1133343.5 | 1109200.2 | 0.9787 | 39.1988
2024 | 4 |  |  |  |  | 320010.4758 | 1134074.6667 | 1109917.6667 | 0.9787 | 39.2515
2024 | 5 |  |  |  |  | 320184.2819 | 1134805.8333 | 1110635.1333 | 0.9787
2024 | 6 |  |  |  |  | 320358.0882 | 1135537 | 1111352.6 | 0.9787
2024 | 7 |  |  |  |  | 320531.8945 | 1136268.1667 | 1112070.0667 | 0.9787
2024 | 8 |  |  |  |  | 320705.7006 | 1136999.3333 | 1112787.5333 | 0.97871
2024 | 9 |  |  |  |  | 320879.507 | 1137730.5 | 1113505 | 0.97871
2024 | 10 |  |  |  |  | 321053.3132 | 1138461.6667 | 1114222.4667 | 0.97871
2024 | 11 |  |  |  |  | 321227.1193 | 1139192.8333 | 1114939.9333 | 0.97871
2024 | 12 |  |  |  |  | 321400.9256 | 1139924 | 1115657.4 | 0.97871
2025 | 1 |  |  |  |  | 321574.732 | 1140655.1667 | 1116374.8667 | 0.97871
2025 | 2 |  |  |  |  | 321748.5381 | 1141386.3333 | 1117092.3333 | 0.97872
2025 | 3 |  |  |  |  | 321922.3444 | 1142117.5 | 1117809.8 | 0.97872
2025 | 4 |  |  |  |  | 322096.1506 | 1142848.6667 | 1118527.2667 | 0.97872
2025 | 5 |  |  |  |  | 322269.9567 | 1143579.8333 | 1119244.7333 | 0.97872
2025 | 6 |  |  |  |  | 322443.7631 | 1144311 | 1119962.2 | 0.97872
2025 | 7 |  |  |  |  | 322617.5694 | 1145042.1667 | 1120679.6667 | 0.97872
2025 | 8 |  |  |  |  | 322791.3755 | 1145773.3333 | 1121397.1333 | 0.97873
2025 | 9 |  |  |  |  | 322965.1818 | 1146504.5 | 1122114.6 | 0.97873
2025 | 10 |  |  |  |  | 323138.9882 | 1147235.6667 | 1122832.0667 | 0.97873
2025 | 11 |  |  |  |  | 323312.7942 | 1147966.8333 | 1123549.5333 | 0.97873
2025 | 12 |  |  |  |  | 323486.6005 | 1148698 | 1124267 | 0.97873
2026 | 1 |  |  |  |  | 323644.4167 | 1149361.9 | 1124913.0667 | 0.97873
2026 | 2 |  |  |  |  | 323802.233 | 1150025.8 | 1125559.1333 | 0.97873
2026 | 3 |  |  |  |  | 323960.0492 | 1150689.7 | 1126205.2 | 0.97872
2026 | 4 |  |  |  |  | 324117.8654 | 1151353.6 | 1126851.2667 | 0.97872
2026 | 5 |  |  |  |  | 324275.6817 | 1152017.5 | 1127497.3333 | 0.97872
2026 | 6 |  |  |  |  | 324433.4979 | 1152681.4 | 1128143.4 | 0.97871
2026 | 7 |  |  |  |  | 324591.3141 | 1153345.3 | 1128789.4667 | 0.97871
2026 | 8 |  |  |  |  | 324749.1303 | 1154009.2 | 1129435.5333 | 0.97871
2026 | 9 |  |  |  |  | 324906.9465 | 1154673.1 | 1130081.6 | 0.9787
2026 | 10 |  |  |  |  | 325064.7628 | 1155337 | 1130727.6667 | 0.9787
2026 | 11 |  |  |  |  | 325222.579 | 1156000.9 | 1131373.7333 | 0.9787
2026 | 12 |  |  |  |  | 325380.3952 | 1156664.8 | 1132019.8 | 0.97869
2027 | 1 |  |  |  |  | 325538.2115 | 1157328.7 | 1132665.8667 | 0.97869
2027 | 2 |  |  |  |  | 325696.0276 | 1157992.6 | 1133311.9333 | 0.97869
2027 | 3 |  |  |  |  | 325853.8439 | 1158656.5 | 1133958 | 0.97868
2027 | 4 |  |  |  |  | 326011.6602 | 1159320.4 | 1134604.0667 | 0.97868
2027 | 5 |  |  |  |  | 326169.4763 | 1159984.3 | 1135250.1333 | 0.97868
2027 | 6 |  |  |  |  | 326327.2926 | 1160648.2 | 1135896.2 | 0.97867
2027 | 7 |  |  |  |  | 326485.1088 | 1161312.1 | 1136542.2667 | 0.97867
2027 | 8 |  |  |  |  | 326642.925 | 1161976 | 1137188.3333 | 0.97867
2027 | 9 |  |  |  |  | 326800.7413 | 1162639.9 | 1137834.4 | 0.97866
2027 | 10 |  |  |  |  | 326958.5574 | 1163303.8 | 1138480.4667 | 0.97866
2027 | 11 |  |  |  |  | 327116.3737 | 1163967.7 | 1139126.5333 | 0.97866
2027 | 12 |  |  |  |  | 327274.1899 | 1164631.6 | 1139772.6 | 0.97866
2028 | 1 |  |  |  |  | 327432.0061 | 1165295.5 | 1140418.6667 | 0.97865
2028 | 2 |  |  |  |  | 327589.8224 | 1165959.4 | 1141064.7333 | 0.97865
2028 | 3 |  |  |  |  | 327747.6386 | 1166623.3 | 1141710.8 | 0.97865
2028 | 4 |  |  |  |  | 327905.4548 | 1167287.2 | 1142356.8667 | 0.97864
2028 | 5 |  |  |  |  | 328063.271 | 1167951.1 | 1143002.9333 | 0.97864
2028 | 6 |  |  |  |  | 328221.0873 | 1168615 | 1143649 | 0.97864
2028 | 7 |  |  |  |  | 328378.9035 | 1169278.9 | 1144295.0667 | 0.97863
2028 | 8 |  |  |  |  | 328536.7197 | 1169942.8 | 1144941.1333 | 0.97863
2028 | 9 |  |  |  |  | 328694.5359 | 1170606.7 | 1145587.2 | 0.97863
2028 | 10 |  |  |  |  | 328852.3521 | 1171270.6 | 1146233.2667 | 0.97862
2028 | 11 |  |  |  |  | 329010.1684 | 1171934.5 | 1146879.3333 | 0.97862
2028 | 12 |  |  |  |  | 329167.9846 | 1172598.4 | 1147525.4 | 0.97862
2029 | 1 |  |  |  |  | 329325.8008 | 1173262.3 | 1148171.4667 | 0.97861
2029 | 2 |  |  |  |  | 329483.6171 | 1173926.2 | 1148817.5333 | 0.97861
2029 | 3 |  |  |  |  | 329641.4332 | 1174590.1 | 1149463.6 | 0.97861
2029 | 4 |  |  |  |  | 329799.2495 | 1175254 | 1150109.6667 | 0.97861
2029 | 5 |  |  |  |  | 329957.0658 | 1175917.9 | 1150755.7333 | 0.9786
2029 | 6 |  |  |  |  | 330114.8819 | 1176581.8 | 1151401.8 | 0.9786
2029 | 7 |  |  |  |  | 330272.6982 | 1177245.7 | 1152047.8667 | 0.9786
2029 | 8 |  |  |  |  | 330430.5144 | 1177909.6 | 1152693.9333 | 0.97859
2029 | 9 |  |  |  |  | 330588.3306 | 1178573.5 | 1153340 | 0.97859
2029 | 10 |  |  |  |  | 330746.1469 | 1179237.4 | 1153986.0667 | 0.97859
2029 | 11 |  |  |  |  | 330903.963 | 1179901.3 | 1154632.1333 | 0.97858
2029 | 12 |  |  |  |  | 331061.7793 | 1180565.2 | 1155278.2 | 0.97858
2030 | 1 |  |  |  |  | 331219.5956 | 1181229.1 | 1155924.2667 | 0.97858
2030 | 2 |  |  |  |  | 331377.4117 | 1181893 | 1156570.3333 | 0.97857
2030 | 3 |  |  |  |  | 331535.228 | 1182556.9 | 1157216.4 | 0.97857
2030 | 4 |  |  |  |  | 331693.0442 | 1183220.8 | 1157862.4667 | 0.97857
2030 | 5 |  |  |  |  | 331850.8604 | 1183884.7 | 1158508.5333 | 0.97857
2030 | 6 |  |  |  |  | 332008.6767 | 1184548.6 | 1159154.6 | 0.97856
2030 | 7 |  |  |  |  | 332166.4929 | 1185212.5 | 1159800.6667 | 0.97856
2030 | 8 |  |  |  |  | 332324.3091 | 1185876.4 | 1160446.7333 | 0.97856
2030 | 9 |  |  |  |  | 332482.1253 | 1186540.3 | 1161092.8 | 0.97855
2030 | 10 |  |  |  |  | 332639.9415 | 1187204.2 | 1161738.8667 | 0.97855
2030 | 11 |  |  |  |  | 332797.7578 | 1187868.1 | 1162384.9333 | 0.97855
2030 | 12 |  |  |  |  | 332955.574 | 1188532 | 1163031 | 0.97854
2031 | 1 |  |  |  |  | 333096.1483 | 1189123.3667 | 1163603.65 | 0.97854
2031 | 2 |  |  |  |  | 333236.7224 | 1189714.7333 | 1164176.3 | 0.97853
2031 | 3 |  |  |  |  | 333377.2968 | 1190306.1 | 1164748.95 | 0.97853
2031 | 4 |  |  |  |  | 333517.8712 | 1190897.4667 | 1165321.6 | 0.97852
2031 | 5 |  |  |  |  | 333658.4452 | 1191488.8333 | 1165894.25 | 0.97852
2031 | 6 |  |  |  |  | 333799.0195 | 1192080.2 | 1166466.9 | 0.97851
2031 | 7 |  |  |  |  | 333939.594 | 1192671.5667 | 1167039.55 | 0.97851
2031 | 8 |  |  |  |  | 334080.168 | 1193262.9333 | 1167612.2 | 0.9785
2031 | 9 |  |  |  |  | 334220.7424 | 1193854.3 | 1168184.85 | 0.9785
2031 | 10 |  |  |  |  | 334361.3167 | 1194445.6667 | 1168757.5 | 0.97849
2031 | 11 |  |  |  |  | 334501.8908 | 1195037.0333 | 1169330.15 | 0.97849
2031 | 12 |  |  |  |  | 334642.4652 | 1195628.4 | 1169902.8 | 0.97848
2032 | 1 |  |  |  |  | 334783.0395 | 1196219.7667 | 1170475.45 | 0.97848
2032 | 2 |  |  |  |  | 334923.6136 | 1196811.1333 | 1171048.1 | 0.97847
2032 | 3 |  |  |  |  | 335064.188 | 1197402.5 | 1171620.75 | 0.97847
2032 | 4 |  |  |  |  | 335204.7623 | 1197993.8667 | 1172193.4 | 0.97846
2032 | 5 |  |  |  |  | 335345.3365 | 1198585.2333 | 1172766.05 | 0.97846
2032 | 6 |  |  |  |  | 335485.9108 | 1199176.6 | 1173338.7 | 0.97845
2032 | 7 |  |  |  |  | 335626.4851 | 1199767.9667 | 1173911.35 | 0.97845
2032 | 8 |  |  |  |  | 335767.0592 | 1200359.3333 | 1174484 | 0.97844
2032 | 9 |  |  |  |  | 335907.6336 | 1200950.7 | 1175056.65 | 0.97844
2032 | 10 |  |  |  |  | 336048.2079 | 1201542.0667 | 1175629.3 | 0.97843
2032 | 11 |  |  |  |  | 336188.782 | 1202133.4333 | 1176201.95 | 0.97843
2032 | 12 |  |  |  |  | 336329.3563 | 1202724.8 | 1176774.6 | 0.97842
2033 | 1 |  |  |  |  | 336469.9307 | 1203316.1667 | 1177347.25 | 0.97842
2033 | 2 |  |  |  |  | 336610.5048 | 1203907.5333 | 1177919.9 | 0.97841
2033 | 3 |  |  |  |  | 336751.0791 | 1204498.9 | 1178492.55 | 0.97841
2033 | 4 |  |  |  |  | 336891.6535 | 1205090.2667 | 1179065.2 | 0.9784
2033 | 5 |  |  |  |  | 337032.2276 | 1205681.6333 | 1179637.85 | 0.9784
2033 | 6 |  |  |  |  | 337172.8019 | 1206273 | 1180210.5 | 0.97839
2033 | 7 |  |  |  |  | 337313.3763 | 1206864.3667 | 1180783.15 | 0.97839
2033 | 8 |  |  |  |  | 337453.9504 | 1207455.7333 | 1181355.8 | 0.97838
2033 | 9 |  |  |  |  | 337594.5247 | 1208047.1 | 1181928.45 | 0.97838
2033 | 10 |  |  |  |  | 337735.0991 | 1208638.4667 | 1182501.1 | 0.97837
2033 | 11 |  |  |  |  | 337875.6732 | 1209229.8333 | 1183073.75 | 0.97837
2033 | 12 |  |  |  |  | 338016.2476 | 1209821.2 | 1183646.4 | 0.97836
2034 | 1 |  |  |  |  | 338156.8219 | 1210412.5667 | 1184219.05 | 0.97836
2034 | 2 |  |  |  |  | 338297.3959 | 1211003.9333 | 1184791.7 | 0.97835
2034 | 3 |  |  |  |  | 338437.9704 | 1211595.3 | 1185364.35 | 0.97835
2034 | 4 |  |  |  |  | 338578.5447 | 1212186.6667 | 1185937 | 0.97835
2034 | 5 |  |  |  |  | 338719.1188 | 1212778.0333 | 1186509.65 | 0.97834
2034 | 6 |  |  |  |  | 338859.6931 | 1213369.4 | 1187082.3 | 0.97834
2034 | 7 |  |  |  |  | 339000.2675 | 1213960.7667 | 1187654.95 | 0.97833
2034 | 8 |  |  |  |  | 339140.8416 | 1214552.1333 | 1188227.6 | 0.97833
2034 | 9 |  |  |  |  | 339281.4159 | 1215143.5 | 1188800.25 | 0.97832
2034 | 10 |  |  |  |  | 339421.9903 | 1215734.8667 | 1189372.9 | 0.97832
2034 | 11 |  |  |  |  | 339562.5644 | 1216326.2333 | 1189945.55 | 0.97831
2034 | 12 |  |  |  |  | 339703.1387 | 1216917.6 | 1190518.2 | 0.97831
2035 | 1 |  |  |  |  | 339843.713 | 1217508.9667 | 1191090.85 | 0.9783
2035 | 2 |  |  |  |  | 339984.2872 | 1218100.3333 | 1191663.5 | 0.9783
2035 | 3 |  |  |  |  | 340124.8615 | 1218691.7 | 1192236.15 | 0.97829
2035 | 4 |  |  |  |  | 340265.4358 | 1219283.0667 | 1192808.8 | 0.97829
2035 | 5 |  |  |  |  | 340406.01 | 1219874.4333 | 1193381.45 | 0.97828
2035 | 6 |  |  |  |  | 340546.5843 | 1220465.8 | 1193954.1 | 0.97828
2035 | 7 |  |  |  |  | 340687.1586 | 1221057.1667 | 1194526.75 | 0.97827
2035 | 8 |  |  |  |  | 340827.7327 | 1221648.5333 | 1195099.4 | 0.97827
2035 | 9 |  |  |  |  | 340968.3071 | 1222239.9 | 1195672.05 | 0.97826
2035 | 10 |  |  |  |  | 341108.8815 | 1222831.2667 | 1196244.7 | 0.97826
2035 | 11 |  |  |  |  | 341249.4555 | 1223422.6333 | 1196817.35 | 0.97825
2035 | 12 |  |  |  |  | 341390.0299 | 1224014 | 1197390 | 0.97825
2036 | 1 |  |  |  |  | 341517.8748 | 1224551.8167 | 1197912.6333 | 0.97825
2036 | 2 |  |  |  |  | 341645.7195 | 1225089.6333 | 1198435.2667 | 0.97824
2036 | 3 |  |  |  |  | 341773.5644 | 1225627.45 | 1198957.9 | 0.97824
2036 | 4 |  |  |  |  | 341901.4094 | 1226165.2667 | 1199480.5333 | 0.97824
2036 | 5 |  |  |  |  | 342029.254 | 1226703.0833 | 1200003.1667 | 0.97823
2036 | 6 |  |  |  |  | 342157.099 | 1227240.9 | 1200525.8 | 0.97823
2036 | 7 |  |  |  |  | 342284.9439 | 1227778.7167 | 1201048.4333 | 0.97823
2036 | 8 |  |  |  |  | 342412.7886 | 1228316.5333 | 1201571.0667 | 0.97823
2036 | 9 |  |  |  |  | 342540.6336 | 1228854.35 | 1202093.7 | 0.97822
2036 | 10 |  |  |  |  | 342668.4785 | 1229392.1667 | 1202616.3333 | 0.97822
2036 | 11 |  |  |  |  | 342796.3232 | 1229929.9833 | 1203138.9667 | 0.97822
2036 | 12 |  |  |  |  | 342924.1681 | 1230467.8 | 1203661.6 | 0.97821
2037 | 1 |  |  |  |  | 343052.013 | 1231005.6167 | 1204184.2333 | 0.97821
2037 | 2 |  |  |  |  | 343179.8577 | 1231543.4333 | 1204706.8667 | 0.97821
2037 | 3 |  |  |  |  | 343307.7026 | 1232081.25 | 1205229.5 | 0.97821
2037 | 4 |  |  |  |  | 343435.5476 | 1232619.0667 | 1205752.1333 | 0.9782
2037 | 5 |  |  |  |  | 343563.3922 | 1233156.8833 | 1206274.7667 | 0.9782
2037 | 6 |  |  |  |  | 343691.2372 | 1233694.7 | 1206797.4 | 0.9782
2037 | 7 |  |  |  |  | 343819.0821 | 1234232.5167 | 1207320.0333 | 0.97819
2037 | 8 |  |  |  |  | 343946.9268 | 1234770.3333 | 1207842.6667 | 0.97819
2037 | 9 |  |  |  |  | 344074.7718 | 1235308.15 | 1208365.3 | 0.97819
2037 | 10 |  |  |  |  | 344202.6167 | 1235845.9667 | 1208887.9333 | 0.97819
2037 | 11 |  |  |  |  | 344330.4614 | 1236383.7833 | 1209410.5667 | 0.97818
2037 | 12 |  |  |  |  | 344458.3063 | 1236921.6 | 1209933.2 | 0.97818
2038 | 1 |  |  |  |  | 344586.1512 | 1237459.4167 | 1210455.8333 | 0.97818
2038 | 2 |  |  |  |  | 344713.9959 | 1237997.2333 | 1210978.4667 | 0.97818
2038 | 3 |  |  |  |  | 344841.8408 | 1238535.05 | 1211501.1 | 0.97817
2038 | 4 |  |  |  |  | 344969.6858 | 1239072.8667 | 1212023.7333 | 0.97817
2038 | 5 |  |  |  |  | 345097.5304 | 1239610.6833 | 1212546.3667 | 0.97817
2038 | 6 |  |  |  |  | 345225.3754 | 1240148.5 | 1213069 | 0.97816
2038 | 7 |  |  |  |  | 345353.2203 | 1240686.3167 | 1213591.6333 | 0.97816
2038 | 8 |  |  |  |  | 345481.065 | 1241224.1333 | 1214114.2667 | 0.97816
2038 | 9 |  |  |  |  | 345608.91 | 1241761.95 | 1214636.9 | 0.97816
2038 | 10 |  |  |  |  | 345736.7549 | 1242299.7667 | 1215159.5333 | 0.97815
2038 | 11 |  |  |  |  | 345864.5996 | 1242837.5833 | 1215682.1667 | 0.97815
2038 | 12 |  |  |  |  | 345992.4445 | 1243375.4 | 1216204.8 | 0.97815
2039 | 1 |  |  |  |  | 346120.2894 | 1243913.2167 | 1216727.4333 | 0.97814
2039 | 2 |  |  |  |  | 346248.1341 | 1244451.0333 | 1217250.0667 | 0.97814
2039 | 3 |  |  |  |  | 346375.979 | 1244988.85 | 1217772.7 | 0.97814
2039 | 4 |  |  |  |  | 346503.824 | 1245526.6667 | 1218295.3333 | 0.97814
2039 | 5 |  |  |  |  | 346631.6686 | 1246064.4833 | 1218817.9667 | 0.97813
2039 | 6 |  |  |  |  | 346759.5136 | 1246602.3 | 1219340.6 | 0.97813
2039 | 7 |  |  |  |  | 346887.3585 | 1247140.1167 | 1219863.2333 | 0.97813
2039 | 8 |  |  |  |  | 347015.2032 | 1247677.9333 | 1220385.8667 | 0.97813
2039 | 9 |  |  |  |  | 347143.0482 | 1248215.75 | 1220908.5 | 0.97812
2039 | 10 |  |  |  |  | 347270.8931 | 1248753.5667 | 1221431.1333 | 0.97812
2039 | 11 |  |  |  |  | 347398.7378 | 1249291.3833 | 1221953.7667 | 0.97812
2039 | 12 |  |  |  |  | 347526.5827 | 1249829.2 | 1222476.4 | 0.97811
2040 | 1 |  |  |  |  | 347654.4276 | 1250367.0167 | 1222999.0333 | 0.97811
2040 | 2 |  |  |  |  | 347782.2723 | 1250904.8333 | 1223521.6667 | 0.97811
2040 | 3 |  |  |  |  | 347910.1172 | 1251442.65 | 1224044.3 | 0.97811
2040 | 4 |  |  |  |  | 348037.9622 | 1251980.4667 | 1224566.9333 | 0.9781
2040 | 5 |  |  |  |  | 348165.8068 | 1252518.2833 | 1225089.5667 | 0.9781
2040 | 6 |  |  |  |  | 348293.6518 | 1253056.1 | 1225612.2 | 0.9781
2040 | 7 |  |  |  |  | 348421.4967 | 1253593.9167 | 1226134.8333 | 0.9781
2040 | 8 |  |  |  |  | 348549.3414 | 1254131.7333 | 1226657.4667 | 0.97809
2040 | 9 |  |  |  |  | 348677.1864 | 1254669.55 | 1227180.1 | 0.97809
2040 | 10 |  |  |  |  | 348805.0313 | 1255207.3667 | 1227702.7333 | 0.97809
2040 | 11 |  |  |  |  | 348932.876 | 1255745.1833 | 1228225.3667 | 0.97808
2040 | 12 |  |  |  |  | 349060.7209 | 1256283 | 1228748 | 0.97808
2041 | 1 |  |  |  |  | 349181.6841 | 1256791.8667 | 1229246.8333 | 0.97808
2041 | 2 |  |  |  |  | 349302.647 | 1257300.7333 | 1229745.6667 | 0.97808
2041 | 3 |  |  |  |  | 349423.6103 | 1257809.6 | 1230244.5 | 0.97808
2041 | 4 |  |  |  |  | 349544.5734 | 1258318.4667 | 1230743.3333 | 0.97809
2041 | 5 |  |  |  |  | 349665.5364 | 1258827.3333 | 1231242.1667 | 0.97809
2041 | 6 |  |  |  |  | 349786.4996 | 1259336.2 | 1231741 | 0.97809
2041 | 7 |  |  |  |  | 349907.4628 | 1259845.0667 | 1232239.8333 | 0.97809
2041 | 8 |  |  |  |  | 350028.4257 | 1260353.9333 | 1232738.6667 | 0.97809
2041 | 9 |  |  |  |  | 350149.389 | 1260862.8 | 1233237.5 | 0.97809
2041 | 10 |  |  |  |  | 350270.3522 | 1261371.6667 | 1233736.3333 | 0.97809
2041 | 11 |  |  |  |  | 350391.3152 | 1261880.5333 | 1234235.1667 | 0.97809
2041 | 12 |  |  |  |  | 350512.2783 | 1262389.4 | 1234734 | 0.97809
2042 | 1 |  |  |  |  | 350633.2415 | 1262898.2667 | 1235232.8333 | 0.97809
2042 | 2 |  |  |  |  | 350754.2045 | 1263407.1333 | 1235731.6667 | 0.97809
2042 | 3 |  |  |  |  | 350875.1677 | 1263916 | 1236230.5 | 0.9781
2042 | 4 |  |  |  |  | 350996.1309 | 1264424.8667 | 1236729.3333 | 0.9781
2042 | 5 |  |  |  |  | 351117.0939 | 1264933.7333 | 1237228.1667 | 0.9781
2042 | 6 |  |  |  |  | 351238.0571 | 1265442.6 | 1237727 | 0.9781
2042 | 7 |  |  |  |  | 351359.0202 | 1265951.4667 | 1238225.8333 | 0.9781
2042 | 8 |  |  |  |  | 351479.9832 | 1266460.3333 | 1238724.6667 | 0.9781
2042 | 9 |  |  |  |  | 351600.9464 | 1266969.2 | 1239223.5 | 0.9781
2042 | 10 |  |  |  |  | 351721.9096 | 1267478.0667 | 1239722.3333 | 0.9781
2042 | 11 |  |  |  |  | 351842.8726 | 1267986.9333 | 1240221.1667 | 0.9781
2042 | 12 |  |  |  |  | 351963.8358 | 1268495.8 | 1240720 | 0.9781
2043 | 1 |  |  |  |  | 352084.799 | 1269004.6667 | 1241218.8333 | 0.9781
2043 | 2 |  |  |  |  | 352205.762 | 1269513.5333 | 1241717.6667 | 0.97811
2043 | 3 |  |  |  |  | 352326.7251 | 1270022.4 | 1242216.5 | 0.97811
2043 | 4 |  |  |  |  | 352447.6884 | 1270531.2667 | 1242715.3333 | 0.97811
2043 | 5 |  |  |  |  | 352568.6513 | 1271040.1333 | 1243214.1667 | 0.97811
2043 | 6 |  |  |  |  | 352689.6145 | 1271549 | 1243713 | 0.97811
2043 | 7 |  |  |  |  | 352810.5777 | 1272057.8667 | 1244211.8333 | 0.97811
2043 | 8 |  |  |  |  | 352931.5407 | 1272566.7333 | 1244710.6667 | 0.97811
2043 | 9 |  |  |  |  | 353052.5039 | 1273075.6 | 1245209.5 | 0.97811
2043 | 10 |  |  |  |  | 353173.4671 | 1273584.4667 | 1245708.3333 | 0.97811
2043 | 11 |  |  |  |  | 353294.43 | 1274093.3333 | 1246207.1667 | 0.97811
2043 | 12 |  |  |  |  | 353415.3933 | 1274602.2 | 1246706 | 0.97811
2044 | 1 |  |  |  |  | 353536.3564 | 1275111.0667 | 1247204.8333 | 0.97811
2044 | 2 |  |  |  |  | 353657.3194 | 1275619.9333 | 1247703.6667 | 0.97812
2044 | 3 |  |  |  |  | 353778.2826 | 1276128.8 | 1248202.5 | 0.97812
2044 | 4 |  |  |  |  | 353899.2458 | 1276637.6667 | 1248701.3333 | 0.97812
2044 | 5 |  |  |  |  | 354020.2088 | 1277146.5333 | 1249200.1667 | 0.97812
2044 | 6 |  |  |  |  | 354141.172 | 1277655.4 | 1249699 | 0.97812
2044 | 7 |  |  |  |  | 354262.1352 | 1278164.2667 | 1250197.8333 | 0.97812
2044 | 8 |  |  |  |  | 354383.0982 | 1278673.1333 | 1250696.6667 | 0.97812
2044 | 9 |  |  |  |  | 354504.0613 | 1279182 | 1251195.5 | 0.97812
2044 | 10 |  |  |  |  | 354625.0245 | 1279690.8667 | 1251694.3333 | 0.97812
2044 | 11 |  |  |  |  | 354745.9875 | 1280199.7333 | 1252193.1667 | 0.97812
2044 | 12 |  |  |  |  | 354866.9507 | 1280708.6 | 1252692 | 0.97812
Note on Z1: Author: source (dec 2000 forward) Variance Report

## AnnualIndices
YEAR | NGHeating |  | NGWHeat |  | NonHVAC | Total | % Chg
1980 | 458.4217 |  | 178.5303 |  | 17.5735 | 654.5255
1981 | 458.528 |  | 177.3875 |  | 17.5224 | 653.438 | -0.1662%
1982 | 458.6062 |  | 176.2623 |  | 17.4716 | 652.34 | -0.168%
1983 | 458.6473 |  | 175.1542 |  | 17.4209 | 651.2223 | -0.1713%
1984 | 458.6416 |  | 174.0628 |  | 17.3704 | 650.0748 | -0.1762%
1985 | 458.5791 |  | 172.9877 |  | 17.3202 | 648.887 | -0.1827%
1986 | 458.449 |  | 171.9287 |  | 17.2702 | 647.6479 | -0.191%
1987 | 458.2404 |  | 170.8852 |  | 17.2204 | 646.346 | -0.201%
1988 | 457.9421 |  | 169.8571 |  | 17.1708 | 644.9699 | -0.2129%
1989 | 457.5427 |  | 168.8439 |  | 17.1214 | 643.508 | -0.2267%
1990 | 457.0316 |  | 167.8453 |  | 17.0722 | 641.9491 | -0.2422%
1991 | 456.3984 |  | 166.8611 |  | 17.0233 | 640.2827 | -0.2596%
1992 | 455.6339 |  | 165.8908 |  | 16.9745 | 638.4993 | -0.2785%
1993 | 454.7305 |  | 164.9343 |  | 16.926 | 636.5908 | -0.2989%
1994 | 453.6823 |  | 163.9912 |  | 16.8777 | 634.5512 | -0.3204%
1995 | #REF! |  | #REF! |  | #REF! | #REF! | #REF!
1996 | #REF! |  | #REF! |  | #REF! | #REF! | #REF!
1997 | #REF! |  | #REF! |  | #REF! | #REF! | #REF!
1998 | #REF! |  | #REF! |  | #REF! | #REF! | #REF!
1999 | #REF! |  | #REF! |  | #REF! | #REF! | #REF!
2000 | #REF! |  | #REF! |  | #REF! | #REF! | #REF!
2001 | 438.9879 |  | 158.3517 |  | 15.5473 | 612.8869
2002 | 437.7723 | -0.2769% | 157.4267 | -0.5841% | 15.5433 | 610.7337 | -0.3513%
2003 | 436.4513 | -0.3018% | 156.7637 | -0.4212% | 15.5629 | 608.7706 | -0.3214%
2004 | 434.2223 | -0.5107% | 155.6875 | -0.6865% | 15.5501 | 605.4479 | -0.5458% | 0%
2005 | 434.8561 | 0.146% | 154.5228 | -0.7481% | 15.5554 | 604.9283 | -0.08582% | -0.08582%
2006 | 431.1562 | -0.8508% | 152.0691 | -1.588% | 15.5405 | 598.7414 | -1.023% | -1.108%
2007 | 426.4831 | -1.084% | 149.7593 | -1.519% | 15.5567 | 591.7731 | -1.164% | -2.259%
2008 | 422.718 | -0.8828% | 147.1788 | -1.723% | 15.5815 | 585.4521 | -1.068% | -3.303%
2009 | 415.0166 | -1.822% | 144.4982 | -1.821% | 15.5197 | 574.9981 | -1.786% | -5.029%
2010 | 407.7201 | -1.758% | 141.6338 | -1.982% | 15.4885 | 564.805 | -1.773% | -6.713%
2011 | 405.6588 | -0.5056% | 139.3101 | -1.641% | 15.4934 | 560.4408 | -0.7727% | -7.434%
2012 | 402.0654 | -0.8858% | 136.5419 | -1.987% | 15.4637 | 554.0423 | -1.142% | -8.491%
2013 | 397.1176 | -1.231% | 133.7951 | -2.012% | 15.3368 | 546.217 | -1.412% | -9.783%
2014 | 392.861 | -1.072% | 131.2369 | -1.912% | 15.2685 | 539.3366 | -1.26% | -10.92%
2015 | 388.3194 | -1.156% | 128.7463 | -1.898% | 15.1825 | 532.2176 | -1.32% | -12.1%
2016 | 382.9728 | -1.377% | 127.0975 | -1.281% | 15.0777 | 525.1214 | -1.333% | -13.27%
2017 | 377.5372 | -1.419% | 125.614 | -1.167% | 14.9663 | 518.0917 | -1.339% | -14.43%
2018 | 372.2606 | -1.398% | 124.3327 | -1.02% | 14.8561 | 511.4253 | -1.287% | -15.53%
2019 | 367.4501 | -1.292% | 123.2386 | -0.88% | 14.7546 | 505.4216 | -1.174% | -16.52%

## Intensities
Year | NGFurn | NGSecHt | NGWHeat | NGCook | NGDryer | NGHeating
1995 | 441.6488 | 10.2913 | 158.8989 | 13.2806 | 2.2931 | 451.9401
1996 | 439.1123 | 10.9432 | 156.3021 | 13.2946 | 2.2743 | 450.0555
1997 | 434.8088 | 11.6305 | 156.7044 | 13.3086 | 2.2556 | 446.4393
1998 | 431.8883 | 12.355 | 156.4937 | 13.3226 | 2.2372 | 444.2433
1999 | 429.2938 | 13.1185 | 156.4756 | 13.3367 | 2.2188 | 442.4123
2000 | 426.8245 | 13.9231 | 156.5072 | 13.3507 | 2.2006 | 440.7476
2001 | 424.411 | 14.5768 | 158.3517 | 13.3648 | 2.1826 | 438.9879
2002 | 422.3126 | 15.4597 | 157.4267 | 13.3816 | 2.1617 | 437.7723
2003 | 420.0599 | 16.3913 | 156.7637 | 13.4191 | 2.1438 | 436.4513
2004 | 417.0553 | 17.167 | 155.6875 | 13.4245 | 2.1256 | 434.2223
2005 | 417.0021 | 17.854 | 154.5228 | 13.4503 | 2.1051 | 434.8561
2006 | 410.9229 | 20.2333 | 152.0691 | 13.4556 | 2.0849 | 431.1562
2007 | 405.7283 | 20.7548 | 149.7593 | 13.4625 | 2.0942 | 426.4831
2008 | 401.6942 | 21.0238 | 147.1788 | 13.4752 | 2.1063 | 422.718
2009 | 393.9467 | 21.07 | 144.4982 | 13.3923 | 2.1274 | 415.0166
2010 | 386.4909 | 21.2291 | 141.6338 | 13.322 | 2.1665 | 407.7201
2011 | 384.2289 | 21.4299 | 139.3101 | 13.2925 | 2.2009 | 405.6588
2012 | 380.3551 | 21.7103 | 136.5419 | 13.251 | 2.2127 | 402.0654
2013 | 375.1019 | 22.0157 | 133.7951 | 13.1311 | 2.2056 | 397.1176
2014 | 370.968 | 21.893 | 131.2369 | 13.0568 | 2.2117 | 392.861
2015 | 366.4539 | 21.8655 | 128.7463 | 12.9727 | 2.2098 | 388.3194
2016 | 361.2932 | 21.6796 | 127.0975 | 12.8822 | 2.1955 | 382.9728
2017 | 356.1142 | 21.423 | 125.614 | 12.7899 | 2.1764 | 377.5372
2018 | 351.1284 | 21.1322 | 124.3327 | 12.7012 | 2.1549 | 372.2606
2019 | 346.5656 | 20.8845 | 123.2386 | 12.6186 | 2.1361 | 367.4501
2020 | 342.3519 | 20.6519 | 122.3293 | 12.5426 | 2.1189 | 363.0038
2021 | 338.4723 | 20.4295 | 121.3992 | 12.4738 | 2.1024 | 358.9018
2022 | 334.7554 | 20.1796 | 120.4373 | 12.4105 | 2.0839 | 354.935
2023 | 331.1964 | 19.9313 | 119.4742 | 12.3555 | 2.064 | 351.1277
2024 | 327.8187 | 19.6963 | 118.4934 | 12.3073 | 2.0444 | 347.515
2025 | 324.6215 | 19.4891 | 117.5255 | 12.2652 | 2.0259 | 344.1106
2026 | 321.5654 | 19.2762 | 116.5546 | 12.2283 | 2.0068 | 340.8416
2027 | 318.6296 | 19.0712 | 115.6047 | 12.1956 | 1.989 | 337.7008
2028 | 315.7663 | 18.8518 | 114.6933 | 12.164 | 1.9718 | 334.6181
2029 | 313.0239 | 18.6397 | 113.8078 | 12.1335 | 1.9556 | 331.6637
2030 | 310.4406 | 18.4309 | 112.9474 | 12.1045 | 1.9406 | 328.8714
2031 | 307.9351 | 18.2245 | 112.1233 | 12.0768 | 1.9264 | 326.1596
2032 | 305.4319 | 18.0169 | 111.3166 | 12.0501 | 1.9135 | 323.4488
2033 | 302.9532 | 17.8029 | 110.5301 | 12.0245 | 1.9008 | 320.756
2034 | 300.4527 | 17.5791 | 109.7684 | 11.9998 | 1.8871 | 318.0319
2035 | 297.9905 | 17.3568 | 109.0225 | 11.9758 | 1.8729 | 315.3474
2036 | 295.515 | 17.1211 | 108.2658 | 11.9523 | 1.8576 | 312.6361
2037 | 293.0436 | 16.8864 | 107.5304 | 11.929 | 1.8421 | 309.9299
2038 | 290.6228 | 16.6602 | 106.7876 | 11.9058 | 1.8269 | 307.283
2039 | 288.3313 | 16.4675 | 106.0567 | 11.8829 | 1.8141 | 304.7987
2040 | 286.0876 | 16.2799 | 105.3372 | 11.8602 | 1.8021 | 302.3676

## EIAData
| Stock Average Equpment Efficiency | [5 empty] | NEMS Consumption Projections (mmBtu) | [16 empty] | Cooling Consumption Projections (mmBtu)
Year | NGFurn | NGSecHt | NGWHeat | NGCook | NGDryer |  | GS | NG_DRY | NG_FA | NG_HP | NG_RAD | NG_STV | NG_WH
2005 | 0.81741 | 447.45 | 0.56144 | 56 | 35.49 |  | 5750493 | 678015 | 116417914 | 0 | 17892031 | 4332142 | 49769411
2006 | 0.8199 | 383.8473 | 0.56588 | 55.8082 | 35.3872 |  | 5843883 | 680202 | 97977411 | 0 | 15126906 | 4389960 | 49281627
2007 | 0.82239 | 384.2157 | 0.57035 | 55.6255 | 35.7092 |  | 6251496 | 690570 | 99547800 | 0 | 14947087 | 4439402 | 49403617
2008 | 0.82618 | 431.0307 | 0.57508 | 55.6145 | 35.9799 |  | 7332651 | 698870 | 113894337 | 0 | 16594843 | 4471130 | 48888168
2009 | 0.83429 | 424.37 | 0.61601 | 55.3068 | 36.3592 |  | 7483892 | 709044 | 106497505 | 0 | 15990743 | 4463563 | 47515257
2010 | 0.83951 | 475.3013 | 0.63734 | 55.1452 | 37.1085 |  | 8775392 | 727479 | 124070536 | 785 | 17590242 | 4473376 | 46492175
2011 | 0.83986 | 404.2741 | 0.61946 | 54.9762 | 37.769 |  | 7792747 | 744389 | 102841948 | 2056 | 14813965 | 4495810 | 46885077
2012 | 0.84155 | 347.8828 | 0.61874 | 54.9612 | 38.0873 |  | 7040208 | 755377 | 82205712 | 1947 | 12539455 | 4523746 | 46977562
2013 | 0.84615 | 390.8975 | 0.61888 | 54.6433 | 38.1104 |  | 8327173 | 761126 | 101548020 | 2039 | 14946977 | 4531352 | 46763301
2014 | 0.84935 | 364.6641 | 0.61861 | 54.4836 | 38.2718 |  | 7988331 | 767832 | 95084544 | 2059 | 13930538 | 4532934 | 46623777
2015 | 0.85208 | 355.1077 | 0.6246 | 54.3208 | 38.363 |  | 8075362 | 774188 | 94007058 | 2060 | 13607052 | 4544922 | 46031739
2016 | 0.85496 | 343.398 | 0.62633 | 54.1542 | 38.2629 |  | 8123939 | 777287 | 92308693 | 2055 | 13194107 | 4560823 | 45698055
2017 | 0.8573 | 331.6022 | 0.62736 | 53.9831 | 38.0937 |  | 8156751 | 779305 | 90498580 | 2043 | 12764082 | 4579767 | 45393756
2018 | 0.85951 | 320.3584 | 0.62763 | 53.8139 | 37.8967 |  | 8174489 | 780368 | 88630510 | 2033 | 12332073 | 4599526 | 45099638
2019 | 0.8615 | 310.462 | 0.62736 | 53.6474 | 37.7475 |  | 8201753 | 782113 | 87025240 | 2024 | 11940203 | 4620204 | 44978084
2020 | 0.86334 | 301.4427 | 0.62661 | 53.4835 | 37.6224 |  | 8228209 | 784073 | 85524246 | 2008 | 11567551 | 4641255 | 44941327
2021 | 0.86502 | 293.2292 | 0.62611 | 53.3222 | 37.4992 |  | 8251058 | 785765 | 84088751 | 1990 | 11211341 | 4661993 | 44827341
2022 | 0.86662 | 285.2417 | 0.62586 | 53.1634 | 37.3351 |  | 8258432 | 786321 | 82517567 | 1970 | 10844982 | 4682768 | 44625034
2023 | 0.86813 | 277.5979 | 0.62575 | 53.0376 | 37.1429 |  | 8263952 | 786130 | 80942408 | 1947 | 10480038 | 4705917 | 44361937
2024 | 0.86952 | 270.3522 | 0.62588 | 52.9429 | 36.9607 |  | 8272641 | 786018 | 79443287 | 1923 | 10125268 | 4731823 | 44090407
2025 | 0.87074 | 263.7486 | 0.62607 | 52.8799 | 36.8055 |  | 8290857 | 786264 | 78110213 | 1902 | 9793245 | 4760301 | 43829615
2026 | 0.87179 | 257.4244 | 0.62638 | 52.8486 | 36.6491 |  | 8304049 | 786149 | 76762437 | 1882 | 9462986 | 4790356 | 43525510
2027 | 0.87284 | 251.5936 | 0.6267 | 52.8486 | 36.5015 |  | 8315671 | 786220 | 75449465 | 1861 | 9142806 | 4820756 | 43177322
2028 | 0.8738 | 245.9844 | 0.6269 | 52.8484 | 36.3524 |  | 8317667 | 786212 | 74071606 | 1842 | 8821353 | 4850049 | 42766943
2029 | 0.87467 | 240.7296 | 0.62709 | 52.8482 | 36.2106 |  | 8319183 | 786350 | 72714411 | 1824 | 8507226 | 4878811 | 42311596
2030 | 0.87534 | 235.6651 | 0.62728 | 52.8479 | 36.0816 |  | 8319356 | 786806 | 71359122 | 1808 | 8196511 | 4907816 | 41830692
2031 | 0.87602 | 230.8207 | 0.62738 | 52.8476 | 35.9613 |  | 8317208 | 787434 | 70002059 | 1794 | 7890241 | 4936465 | 41328286
2032 | 0.87664 | 226.2608 | 0.62748 | 52.8472 | 35.8544 |  | 8312821 | 788270 | 68636156 | 1779 | 7588127 | 4964075 | 40824575
2033 | 0.87734 | 221.7581 | 0.62756 | 52.8468 | 35.7467 |  | 8303046 | 789059 | 67218822 | 1769 | 7283953 | 4991577 | 40335718
2034 | 0.87814 | 217.2431 | 0.62757 | 52.846 | 35.6185 |  | 8288172 | 789395 | 65735696 | 1756 | 6973911 | 5019568 | 39868521
2035 | 0.87885 | 212.8501 | 0.62757 | 52.8448 | 35.4802 |  | 8273461 | 789487 | 64251535 | 1744 | 6664324 | 5048071 | 39452783
2036 | 0.87968 | 208.3966 | 0.62767 | 52.843 | 35.3198 |  | 8250837 | 788998 | 62688660 | 1733 | 6347983 | 5076762 | 39074773
2037 | 0.88058 | 204.0935 | 0.62768 | 52.8405 | 35.1574 |  | 8226153 | 788327 | 61124860 | 1722 | 6033912 | 5105043 | 38746228
2038 | 0.88149 | 200.0069 | 0.62777 | 52.8375 | 35.0007 |  | 8202581 | 787646 | 59588192 | 1713 | 5724958 | 5132903 | 38463157
2039 | 0.88236 | 196.3758 | 0.62787 | 52.8343 | 34.8878 |  | 8190659 | 787832 | 58210726 | 1706 | 5433974 | 5160401 | 38254859
2040 | 0.88324 | 192.8908 | 0.62796 | 52.8306 | 34.7876 |  | 8178645 | 788192 | 56861503 | 1699 | 5148167 | 5187509 | 38073252
| End-Use Saturation (%) | [5 empty] | NEMS Equipment Stock Projections (units) | [7 empty] | Household Projections (units) |  |  |  |  | Floor Space Projections (mil SqFt)
Year | NGFurn | NGSecHt | NGWHeat | NGCook | NGDryer |  | GS | NG_DRY | NG_FA | NG_HP | NG_RAD | NG_STV | NG_WH |  | Single Family | Multi-Family | Mobile | Total |  | Single Family | Multi-Family | Mobile | Total
2005 | 33.96% | 1.865% | 28.5% | 11.22% | 2.772% |  | 128517 | 191044 | 1949670 | 0 | 391001 | 773597 | 1964584 |  | 5438660 | 729591 | 724503 | 6892754 |  | 0 | 0 | 0 | 0
2006 | 33.93% | 2.181% | 28.37% | 11.27% | 2.753% |  | 152245 | 192217 | 1979748 | 0 | 388971 | 786616 | 1980574 |  | 5519803 | 742072 | 720115 | 6981990 |  | 9487 | 603 | 733 | 10823
2007 | 33.91% | 2.306% | 28.25% | 11.31% | 2.74% |  | 162708 | 193387 | 2005984 | 0 | 386838 | 798088 | 1993503 |  | 5588609 | 753738 | 714661 | 7057008 |  | 9651 | 618 | 733 | 11002
2008 | 33.85% | 2.396% | 28.07% | 11.32% | 2.735% |  | 170119 | 194239 | 2019101 | 0 | 384740 | 803951 | 1993108 |  | 5632431 | 762216 | 706117 | 7100764 |  | 9768 | 630 | 729 | 11127
2009 | 33.77% | 2.472% | 27.86% | 11.31% | 2.734% |  | 176353 | 195011 | 2025815 | 0 | 382666 | 807055 | 1987096 |  | 5666675 | 769434 | 696517 | 7132626 |  | 9868 | 640 | 724 | 11232
2010 | 33.61% | 2.569% | 27.6% | 11.29% | 2.728% |  | 184628 | 196041 | 2034617 | 20 | 380631 | 811200 | 1983521 |  | 5717730 | 779063 | 689216 | 7186009 |  | 9999 | 653 | 720 | 11372
2011 | 33.54% | 2.663% | 27.44% | 11.3% | 2.723% |  | 192759 | 197090 | 2048809 | 60 | 378622 | 817774 | 1986161 |  | 5767670 | 788589 | 681831 | 7238090 |  | 10130 | 665 | 717 | 11512
2012 | 33.35% | 2.77% | 27.18% | 11.27% | 2.715% |  | 202373 | 198328 | 2060096 | 60 | 376641 | 823080 | 1985739 |  | 5829840 | 799987 | 676036 | 7305863 |  | 10281 | 679 | 716 | 11676
2013 | 33.15% | 2.885% | 26.91% | 11.23% | 2.704% |  | 213027 | 199716 | 2073224 | 60 | 374670 | 829260 | 1987477 |  | 5900615 | 812960 | 671388 | 7384963 |  | 10447 | 695 | 715 | 11857
2014 | 32.99% | 2.948% | 26.67% | 11.2% | 2.7% |  | 219060 | 200626 | 2078347 | 60 | 372735 | 831982 | 1981602 |  | 5933543 | 827338 | 668699 | 7429580 |  | 10545 | 712 | 716 | 11973
2015 | 32.79% | 3.033% | 26.42% | 11.16% | 2.692% |  | 227406 | 201806 | 2087764 | 58 | 370829 | 836681 | 1980770 |  | 5985510 | 842655 | 669384 | 7497549 |  | 10678 | 729 | 721 | 12128
2016 | 32.57% | 3.122% | 26.15% | 11.12% | 2.681% |  | 236575 | 203144 | 2098821 | 58 | 368945 | 842192 | 1981521 |  | 6044302 | 859224 | 673111 | 7576637 |  | 10823 | 748 | 729 | 12300
2017 | 32.34% | 3.21% | 25.89% | 11.07% | 2.67% |  | 245980 | 204576 | 2111144 | 58 | 367089 | 848370 | 1983978 |  | 6105094 | 877373 | 680527 | 7662994 |  | 10971 | 767 | 741 | 12479
2018 | 32.12% | 3.293% | 25.64% | 11.03% | 2.657% |  | 255167 | 205920 | 2123683 | 60 | 365254 | 854710 | 1986846 |  | 6164166 | 895726 | 689921 | 7749813 |  | 11117 | 787 | 755 | 12659
2019 | 31.9% | 3.372% | 25.4% | 10.99% | 2.644% |  | 264179 | 207196 | 2136367 | 60 | 363444 | 861216 | 1990302 |  | 6221866 | 913991 | 699782 | 7835639 |  | 11261 | 807 | 770 | 12838
2020 | 31.7% | 3.447% | 25.18% | 10.96% | 2.632% |  | 272961 | 208406 | 2148977 | 60 | 361657 | 867792 | 1994240 |  | 6277736 | 931937 | 709330 | 7919003 |  | 11401 | 827 | 784 | 13012
2021 | 31.52% | 3.518% | 24.97% | 10.93% | 2.62% |  | 281386 | 209542 | 2161173 | 60 | 359892 | 874307 | 1997307 |  | 6330751 | 949422 | 718097 | 7998270 |  | 11536 | 847 | 797 | 13180
2022 | 31.35% | 3.585% | 24.76% | 10.91% | 2.608% |  | 289524 | 210612 | 2173045 | 60 | 358149 | 880825 | 1999653 |  | 6381474 | 966929 | 726502 | 8074905 |  | 11667 | 866 | 810 | 13343
2023 | 31.18% | 3.652% | 24.56% | 10.89% | 2.597% |  | 297695 | 211650 | 2185163 | 60 | 356429 | 887280 | 2001995 |  | 6432533 | 983954 | 734414 | 8150901 |  | 11798 | 885 | 822 | 13505
2024 | 31.02% | 3.719% | 24.36% | 10.86% | 2.585% |  | 305995 | 212663 | 2197727 | 58 | 354729 | 893759 | 2004714 |  | 6484714 | 1000870 | 742316 | 8227900 |  | 11932 | 904 | 834 | 13670
2025 | 30.87% | 3.785% | 24.17% | 10.84% | 2.572% |  | 314347 | 213627 | 2210574 | 58 | 353052 | 900210 | 2007794 |  | 6537380 | 1018270 | 750192 | 8305842 |  | 12066 | 924 | 846 | 13836
2026 | 30.71% | 3.848% | 23.99% | 10.81% | 2.559% |  | 322582 | 214507 | 2223335 | 58 | 351394 | 906430 | 2010829 |  | 6589156 | 1036309 | 758006 | 8383471 |  | 12199 | 944 | 858 | 14001
2027 | 30.56% | 3.907% | 23.8% | 10.78% | 2.546% |  | 330520 | 215394 | 2235607 | 58 | 349755 | 912183 | 2013486 |  | 6638561 | 1055052 | 765680 | 8459293 |  | 12328 | 965 | 870 | 14163
2028 | 30.42% | 3.963% | 23.62% | 10.76% | 2.535% |  | 338138 | 216275 | 2247305 | 60 | 348138 | 917728 | 2015639 |  | 6685394 | 1074322 | 773116 | 8532832 |  | 12451 | 986 | 881 | 14318
2029 | 30.28% | 4.016% | 23.45% | 10.73% | 2.524% |  | 345582 | 217160 | 2258699 | 62 | 346538 | 923174 | 2017603 |  | 6730866 | 1093852 | 780304 | 8605022 |  | 12572 | 1007 | 892 | 14471
2030 | 30.14% | 4.068% | 23.28% | 10.7% | 2.513% |  | 353016 | 218063 | 2270112 | 62 | 344958 | 928668 | 2019672 |  | 6776324 | 1113273 | 787270 | 8676867 |  | 12693 | 1028 | 903 | 14624
2031 | 30.01% | 4.119% | 23.11% | 10.68% | 2.503% |  | 360332 | 218967 | 2281294 | 62 | 343396 | 934095 | 2021585 |  | 6820874 | 1132666 | 794010 | 8747550 |  | 12813 | 1050 | 913 | 14776
2032 | 29.88% | 4.167% | 22.95% | 10.65% | 2.494% |  | 367400 | 219853 | 2291966 | 62 | 341852 | 939326 | 2023051 |  | 6863448 | 1151944 | 800569 | 8815961 |  | 12929 | 1071 | 923 | 14923
2033 | 29.75% | 4.215% | 22.79% | 10.63% | 2.485% |  | 374419 | 220736 | 2302527 | 62 | 340329 | 944537 | 2024445 |  | 6905677 | 1171067 | 806927 | 8883671 |  | 13044 | 1092 | 933 | 15069
2034 | 29.63% | 4.262% | 22.63% | 10.61% | 2.476% |  | 381516 | 221625 | 2313240 | 60 | 338822 | 949848 | 2025991 |  | 6948619 | 1190088 | 813175 | 8951882 |  | 13160 | 1113 | 943 | 15216
2035 | 29.5% | 4.309% | 22.48% | 10.59% | 2.467% |  | 388699 | 222515 | 2324110 | 60 | 337332 | 955264 | 2027708 |  | 6992322 | 1209068 | 819383 | 9020773 |  | 13278 | 1134 | 952 | 15364
2036 | 29.38% | 4.356% | 22.33% | 10.57% | 2.458% |  | 395920 | 223387 | 2335007 | 60 | 335858 | 960726 | 2029379 |  | 7036396 | 1227962 | 825514 | 9089872 |  | 13396 | 1155 | 962 | 15513
2037 | 29.26% | 4.401% | 22.17% | 10.55% | 2.448% |  | 403058 | 224228 | 2345672 | 60 | 334400 | 966123 | 2030820 |  | 7079850 | 1246891 | 831646 | 9158387 |  | 13513 | 1176 | 971 | 15660
2038 | 29.15% | 4.445% | 22.02% | 10.53% | 2.439% |  | 410115 | 225037 | 2356098 | 60 | 332960 | 971451 | 2032045 |  | 7122702 | 1265864 | 837766 | 9226332 |  | 13629 | 1197 | 980 | 15806
2039 | 29.03% | 4.488% | 21.88% | 10.51% | 2.43% |  | 417091 | 225819 | 2366285 | 60 | 331534 | 976715 | 2033167 |  | 7164951 | 1284830 | 843819 | 9293600 |  | 13744 | 1218 | 990 | 15952
2040 | 28.91% | 4.53% | 21.73% | 10.49% | 2.421% |  | 424004 | 226573 | 2376261 | 60 | 330126 | 981913 | 2034144 |  | 7206737 | 1303683 | 849840 | 9360260 |  | 13858 | 1239 | 999 | 16096
| Electricity Prices Index to 2005 | [10 empty] | Natural Gas Prices Index to 2005
Year | NENG | MATL | ENC | WNC | SATL | ESC | WSC | MNT | PAC | US |  | NENG | MATL | ENC | WNC | SATL | ESC | WSC | MNT | PAC | US
1990 | 1.0839 | 1.3456 | 0.94173 | 0.89228 | 0.9809 | 0.94535 | 0.78425 | 0.80912 | 0.89934 | 0.98322 |  | 0.70287 | 0.71043 | 0.61081 | 0.56434 | 0.5935 | 0.54462 | 0.61315 | 0.65939 | 0.67162 | 0.63079
1991 | 1.0208 | 1.111 | 1.0589 | 1.0339 | 1.0209 | 1.1171 | 0.81207 | 0.87538 | 0.92171 | 1 |  | 0.6998 | 0.6905 | 0.58649 | 0.53351 | 0.56606 | 0.53432 | 0.58028 | 0.63755 | 0.69324 | 0.61202
1992 | 1.0443 | 1.0637 | 1.1266 | 1.103 | 1.04 | 1.1703 | 0.8378 | 0.95805 | 0.94408 | 1.028 |  | 0.68033 | 0.68464 | 0.57703 | 0.54692 | 0.55488 | 0.52403 | 0.57396 | 0.61572 | 0.65 | 0.60451
1993 | 1.0949 | 1.0502 | 1.141 | 1.1165 | 1.0358 | 1.1725 | 0.88084 | 0.96596 | 0.94611 | 1.0358 |  | 0.70082 | 0.70457 | 0.6027 | 0.56702 | 0.58537 | 0.53776 | 0.57901 | 0.60553 | 0.66486 | 0.62078
1994 | 1.1412 | 1.0696 | 1.1604 | 1.1511 | 1.0603 | 1.2072 | 0.90604 | 1.0249 | 0.97661 | 1.0638 |  | 0.73873 | 0.73271 | 0.59595 | 0.55496 | 0.59146 | 0.55378 | 0.58786 | 0.62737 | 0.67027 | 0.63079
1995 | 1.0722 | 1.1578 | 1.2356 | 1.1592 | 1.0949 | 1.0298 | 0.92546 | 1.0997 | 1.0661 | 1.094 |  | 0.71721 | 0.70223 | 0.52568 | 0.51475 | 0.54065 | 0.50686 | 0.56764 | 0.59825 | 0.66081 | 0.58573
1996 | 1.0588 | 1.1414 | 1.2124 | 1.1213 | 1.0699 | 1.0028 | 0.91706 | 1.0681 | 1.0285 | 1.0677 |  | 0.70184 | 0.71161 | 0.55811 | 0.563 | 0.57825 | 0.5389 | 0.57269 | 0.54148 | 0.64324 | 0.602
1997 | 1.0616 | 1.1338 | 1.203 | 1.105 | 1.0603 | 0.99929 | 0.90184 | 1.0395 | 1.0229 | 1.0582 |  | 0.73053 | 0.77257 | 0.60811 | 0.6126 | 0.62398 | 0.59725 | 0.60809 | 0.58806 | 0.66351 | 0.64706
1998 | 1.0067 | 1.0945 | 1.1836 | 1.1016 | 1.0352 | 1.0163 | 0.86877 | 1.0298 | 0.96136 | 1.0257 |  | 0.71926 | 0.74443 | 0.57432 | 0.57909 | 0.59756 | 0.56979 | 0.58028 | 0.623 | 0.66757 | 0.62703
1999 | 0.95765 | 1.0245 | 1.1328 | 1.0908 | 1.009 | 0.99716 | 0.84619 | 0.98906 | 0.94509 | 0.99497 |  | 0.70389 | 0.71864 | 0.55811 | 0.57105 | 0.5498 | 0.5492 | 0.57775 | 0.62009 | 0.63784 | 0.60701
2000 | 0.93804 | 1.0291 | 1.1028 | 1.0671 | 0.98507 | 0.97729 | 0.87349 | 0.96535 | 0.95018 | 0.98378 |  | 0.74488 | 0.73505 | 0.6527 | 0.70777 | 0.67073 | 0.63959 | 0.67762 | 0.67831 | 0.76757 | 0.69462
2001 | 0.98078 | 1.0114 | 1.0664 | 1.0447 | 1.0066 | 0.96664 | 0.92913 | 0.9921 | 1.0676 | 1.0067 |  | 0.89242 | 0.86284 | 0.78649 | 0.86327 | 0.80081 | 0.83066 | 0.82048 | 0.85735 | 0.95135 | 0.84105
2002 | 0.90314 | 0.98439 | 1.0407 | 1.0291 | 0.97194 | 0.96026 | 0.83255 | 0.98602 | 1.0956 | 0.97371 |  | 0.73361 | 0.72567 | 0.56486 | 0.64477 | 0.68089 | 0.66133 | 0.66119 | 0.69578 | 0.69324 | 0.65457
2003 | 0.92314 | 0.98861 | 1.0294 | 1.0142 | 0.97493 | 0.97019 | 0.91129 | 0.98359 | 1.0366 | 0.98098 |  | 0.85143 | 0.87691 | 0.77432 | 0.79223 | 0.7876 | 0.76545 | 0.79646 | 0.754 | 0.81081 | 0.80476
2004 | 0.91569 | 0.97722 | 1.0182 | 1.0061 | 0.97493 | 0.99148 | 0.93176 | 0.98237 | 1.0081 | 0.97875 |  | 0.9457 | 0.932 | 0.84189 | 0.88472 | 0.86789 | 0.84554 | 0.87358 | 0.87191 | 0.86486 | 0.87735
2005 | 1 | 1 | 1 | 1 | 1 | 1 | 1 | 1 | 1 | 1 |  | 1 | 1 | 1 | 1 | 1 | 1 | 1 | 1 | 1 | 1
2006 | 1.1525 | 1.0367 | 1.0526 | 1.0115 | 1.071 | 1.0653 | 1.1081 | 1.0036 | 1.0859 | 1.066 |  | 1.0973 | 1.1114 | 1.0203 | 1.0282 | 1.0681 | 1.0812 | 1.0379 | 1.067 | 0.99054 | 1.0463
2007 | 1.1702 | 1.0519 | 1.0902 | 1.0054 | 1.0699 | 1.0596 | 1.0462 | 1.0109 | 1.0737 | 1.061 |  | 1.0184 | 1.0481 | 0.92973 | 0.95174 | 0.97561 | 0.94394 | 0.92541 | 0.94178 | 0.95946 | 0.96621
2008 | 1.2137 | 1.0975 | 1.1378 | 1.0271 | 1.1134 | 1.1561 | 1.0882 | 1.0456 | 1.0259 | 1.0962 |  | 1.0287 | 1.1043 | 0.9973 | 0.9437 | 0.99797 | 0.9897 | 1.0063 | 0.95051 | 1.0014 | 1.0088
2009 | 1.191 | 1.0886 | 1.1898 | 1.0766 | 1.1749 | 1.1852 | 1.0068 | 1.076 | 1.0732 | 1.1152 |  | 0.89242 | 1.0035 | 0.83514 | 0.80027 | 0.87703 | 0.87071 | 0.85082 | 0.87336 | 0.81351 | 0.87484
2010 | 1.0922 | 1.1447 | 1.2237 | 1.1213 | 1.123 | 1.1661 | 0.96115 | 1.0942 | 1.0732 | 1.1029 |  | 0.86475 | 0.89683 | 0.79054 | 0.75737 | 0.78557 | 0.746 | 0.79646 | 0.79913 | 0.79865 | 0.81227
2011 | 1.0482 | 1.1224 | 1.24 | 1.1524 | 1.123 | 1.2101 | 0.92021 | 1.0802 | 1.0625 | 1.0968 |  | 0.8043 | 0.84291 | 0.73649 | 0.73592 | 0.78049 | 0.71281 | 0.76612 | 0.76419 | 0.78108 | 0.77222
2012 | 1.1969 | 1.0949 | 1.1886 | 1.0982 | 1.0872 | 1.0561 | 0.88294 | 1.0347 | 1.0468 | 1.0626 |  | 0.77664 | 0.8136 | 0.70946 | 0.71716 | 0.77134 | 0.74714 | 0.72566 | 0.75109 | 0.73919 | 0.74844
2013 | 1.1494 | 1.0498 | 1.161 | 1.0962 | 1.0794 | 1.039 | 0.83622 | 1.0407 | 1.0417 | 1.0397 |  | 0.78074 | 0.81008 | 0.70405 | 0.71716 | 0.74695 | 0.73341 | 0.72314 | 0.78311 | 0.76216 | 0.74969
2014 | 1.1388 | 1.0646 | 1.1673 | 1.1226 | 1.1021 | 1.0518 | 0.86194 | 1.0529 | 1.0447 | 1.0548 |  | 0.76844 | 0.79953 | 0.68108 | 0.69437 | 0.72561 | 0.72311 | 0.70923 | 0.77584 | 0.75135 | 0.73342
2015 | 1.1231 | 1.0599 | 1.1792 | 1.1308 | 1.111 | 1.0518 | 0.86352 | 1.0492 | 1.0417 | 1.0565 |  | 0.7582 | 0.78781 | 0.65946 | 0.67426 | 0.7124 | 0.71053 | 0.69153 | 0.76128 | 0.80405 | 0.72591
2016 | 1.1176 | 1.0688 | 1.2105 | 1.1619 | 1.1296 | 1.0759 | 0.88346 | 1.0626 | 1.0468 | 1.0727 |  | 0.78484 | 0.81594 | 0.6973 | 0.7118 | 0.74085 | 0.746 | 0.72693 | 0.8064 | 0.85135 | 0.7622
2017 | 1.1086 | 1.0633 | 1.2419 | 1.1809 | 1.1361 | 1.0823 | 0.89554 | 1.0754 | 1.0452 | 1.0805 |  | 0.80225 | 0.83236 | 0.72432 | 0.74263 | 0.7561 | 0.76545 | 0.74463 | 0.83697 | 0.88514 | 0.78598
2018 | 1.0902 | 1.0654 | 1.2481 | 1.1748 | 1.1397 | 1.0788 | 0.89974 | 1.079 | 1.0407 | 1.0811 |  | 0.82582 | 0.85463 | 0.75405 | 0.77748 | 0.77642 | 0.78947 | 0.76612 | 0.87336 | 0.92568 | 0.81477
2019 | 1.082 | 1.0565 | 1.245 | 1.168 | 1.1331 | 1.0688 | 0.90446 | 1.0736 | 1.0275 | 1.0749 |  | 0.83811 | 0.86635 | 0.77027 | 0.79625 | 0.7876 | 0.80092 | 0.7737 | 0.89665 | 0.9527 | 0.83104
2020 | 1.0698 | 1.0549 | 1.2387 | 1.1633 | 1.1307 | 1.0639 | 0.91654 | 1.0657 | 1.0371 | 1.0738 |  | 0.84836 | 0.87691 | 0.77973 | 0.80831 | 0.79573 | 0.81121 | 0.78129 | 0.90975 | 0.96622 | 0.8423
2021 | 1.0902 | 1.0405 | 1.2462 | 1.1599 | 1.1254 | 1.0596 | 0.94068 | 1.0584 | 1.0391 | 1.0755 |  | 0.85553 | 0.88394 | 0.79324 | 0.82306 | 0.80589 | 0.82265 | 0.79014 | 0.93304 | 0.98784 | 0.85482
2022 | 1.0796 | 1.0392 | 1.2513 | 1.1585 | 1.12 | 1.0525 | 0.96955 | 1.0687 | 1.0203 | 1.0766 |  | 0.86783 | 0.89918 | 0.80946 | 0.8378 | 0.82215 | 0.84325 | 0.80784 | 0.95924 | 1.0054 | 0.87234
2023 | 1.1071 | 1.0447 | 1.2594 | 1.1606 | 1.1194 | 1.0454 | 0.96535 | 1.0845 | 1.0056 | 1.0766 |  | 0.87807 | 0.91208 | 0.82568 | 0.85255 | 0.8374 | 0.86384 | 0.8268 | 0.98253 | 1.0216 | 0.88861
2024 | 1.1043 | 1.0641 | 1.2682 | 1.1653 | 1.1176 | 1.0405 | 0.97953 | 1.0985 | 0.99644 | 1.0811 |  | 0.8873 | 0.92263 | 0.83649 | 0.86193 | 0.84756 | 0.87757 | 0.83565 | 0.99709 | 1.0324 | 0.89987
2025 | 1.1129 | 1.0776 | 1.2744 | 1.168 | 1.1146 | 1.0412 | 0.98635 | 1.104 | 1.0036 | 1.085 |  | 0.89447 | 0.93083 | 0.84324 | 0.86729 | 0.85569 | 0.88558 | 0.84071 | 1.0044 | 1.0324 | 0.90613
2026 | 1.1184 | 1.0911 | 1.2807 | 1.168 | 1.1134 | 1.0412 | 1.0079 | 1.1058 | 1.0041 | 1.09 |  | 0.91086 | 0.94959 | 0.85405 | 0.87668 | 0.86789 | 0.90046 | 0.85209 | 1.0146 | 1.0365 | 0.91865
2027 | 1.1843 | 1.0996 | 1.2832 | 1.1673 | 1.1099 | 1.0376 | 1.0241 | 1.121 | 0.99136 | 1.0945 |  | 0.91598 | 0.95428 | 0.86081 | 0.88338 | 0.87398 | 0.90961 | 0.85967 | 1.0233 | 1.0419 | 0.92491
2028 | 1.1886 | 1.1177 | 1.2845 | 1.1673 | 1.1069 | 1.0355 | 1.0462 | 1.1325 | 0.98577 | 1.0996 |  | 0.9252 | 0.96483 | 0.87162 | 0.8941 | 0.88516 | 0.92334 | 0.87105 | 1.0364 | 1.05 | 0.93617
2029 | 1.1988 | 1.1131 | 1.2851 | 1.1687 | 1.1069 | 1.0326 | 1.063 | 1.1422 | 0.9878 | 1.1023 |  | 0.93443 | 0.97421 | 0.88243 | 0.90349 | 0.89533 | 0.93593 | 0.88116 | 1.0509 | 1.0608 | 0.94618
2030 | 1.2024 | 1.119 | 1.2851 | 1.1701 | 1.1063 | 1.0284 | 1.0661 | 1.1526 | 0.99288 | 1.104 |  | 0.94262 | 0.98359 | 0.89054 | 0.91153 | 0.9065 | 0.94851 | 0.89001 | 1.0626 | 1.0703 | 0.9562
2031 | 1.2078 | 1.1278 | 1.2863 | 1.1707 | 1.1063 | 1.0248 | 1.0719 | 1.1623 | 1.0097 | 1.1079 |  | 0.95492 | 0.99648 | 0.9027 | 0.92225 | 0.91972 | 0.96339 | 0.90265 | 1.0771 | 1.0811 | 0.96871
2032 | 1.2129 | 1.1321 | 1.2882 | 1.1734 | 1.1081 | 1.0213 | 1.0798 | 1.1726 | 1.0188 | 1.1119 |  | 0.96516 | 1.0059 | 0.91486 | 0.937 | 0.92886 | 0.97483 | 0.9115 | 1.0961 | 1.0986 | 0.98123
2033 | 1.2227 | 1.1477 | 1.2907 | 1.1741 | 1.1128 | 1.0206 | 1.0835 | 1.1805 | 1.0147 | 1.1158 |  | 0.97746 | 1.0188 | 0.93108 | 0.95308 | 0.94004 | 0.99199 | 0.92541 | 1.115 | 1.1176 | 0.99625
2034 | 1.1749 | 1.1515 | 1.2982 | 1.1748 | 1.1212 | 1.0263 | 1.0997 | 1.1872 | 1.0188 | 1.1208 |  | 0.99385 | 1.0363 | 0.95541 | 0.97855 | 0.95935 | 1.0183 | 0.94943 | 1.1412 | 1.1392 | 1.0188
2035 | 1.1945 | 1.1612 | 1.3064 | 1.1822 | 1.1331 | 1.0319 | 1.1123 | 1.203 | 1.0315 | 1.1314 |  | 1.0123 | 1.0551 | 0.98243 | 1.0067 | 0.97967 | 1.0446 | 0.97345 | 1.1747 | 1.1676 | 1.0438
2036 | 1.2329 | 1.1768 | 1.3177 | 1.1931 | 1.1445 | 1.0312 | 1.1318 | 1.2213 | 1.0442 | 1.1449 |  | 1.0359 | 1.0809 | 1.0162 | 1.0402 | 1.003 | 1.0789 | 1.0076 | 1.2067 | 1.2014 | 1.0738
2037 | 1.2361 | 1.1835 | 1.3277 | 1.2005 | 1.1558 | 1.0341 | 1.1522 | 1.2359 | 1.0569 | 1.156 |  | 1.0533 | 1.0996 | 1.0486 | 1.0724 | 1.0254 | 1.111 | 1.0379 | 1.2402 | 1.2351 | 1.1026
2038 | 1.2325 | 1.1928 | 1.3365 | 1.2039 | 1.1678 | 1.039 | 1.1701 | 1.2492 | 1.0707 | 1.1661 |  | 1.0779 | 1.1266 | 1.0811 | 1.1046 | 1.0498 | 1.1419 | 1.0657 | 1.278 | 1.2689 | 1.1327
2039 | 1.2667 | 1.2181 | 1.3465 | 1.2026 | 1.1779 | 1.0447 | 1.1874 | 1.2675 | 1.0808 | 1.179 |  | 1.0891 | 1.1383 | 1.0959 | 1.122 | 1.06 | 1.159 | 1.0784 | 1.2999 | 1.2892 | 1.1477
2040 | 1.2451 | 1.2283 | 1.3553 | 1.2012 | 1.1863 | 1.0511 | 1.1927 | 1.2888 | 1.092 | 1.1857 |  | 1.1117 | 1.1641 | 1.1176 | 1.1421 | 1.0803 | 1.1808 | 1.0999 | 1.3261 | 1.3095 | 1.1702
Electricity Prices (Based on 2005 Dollars per Million BTU) | [11 empty] | Natural Gas Prices (Based on 2005 Dollars per Million BTU)
Year | NENG | MATL | ENC | WNC | SATL | ESC | WSC | MNT | PAC | US |  | NENG | MATL | ENC | WNC | SATL | ESC | WSC | MNT | PAC | US
1990 | 27.64 | 31.89 | 15.03 | 13.17 | 16.43 | 13.32 | 14.94 | 13.31 | 17.69 | 17.58 |  | 6.86 | 6.06 | 4.52 | 4.21 | 5.84 | 4.76 | 4.85 | 4.53 | 4.97 | 5.04
1991 | 26.03 | 26.33 | 16.9 | 15.26 | 17.1 | 15.74 | 15.47 | 14.4 | 18.13 | 17.88 |  | 6.83 | 5.89 | 4.34 | 3.98 | 5.57 | 4.67 | 4.59 | 4.38 | 5.13 | 4.89
1992 | 26.63 | 25.21 | 17.98 | 16.28 | 17.42 | 16.49 | 15.96 | 15.76 | 18.57 | 18.38 |  | 6.64 | 5.84 | 4.27 | 4.08 | 5.46 | 4.58 | 4.54 | 4.23 | 4.81 | 4.83
1993 | 27.92 | 24.89 | 18.21 | 16.48 | 17.35 | 16.52 | 16.78 | 15.89 | 18.61 | 18.52 |  | 6.84 | 6.01 | 4.46 | 4.23 | 5.76 | 4.7 | 4.58 | 4.16 | 4.92 | 4.96
1994 | 29.1 | 25.35 | 18.52 | 16.99 | 17.76 | 17.01 | 17.26 | 16.86 | 19.21 | 19.02 |  | 7.21 | 6.25 | 4.41 | 4.14 | 5.82 | 4.84 | 4.65 | 4.31 | 4.96 | 5.04
1995 | 27.34 | 27.44 | 19.72 | 17.11 | 18.34 | 14.51 | 17.63 | 18.09 | 20.97 | 19.56 |  | 7 | 5.99 | 3.89 | 3.84 | 5.32 | 4.43 | 4.49 | 4.11 | 4.89 | 4.68
1996 | 27 | 27.05 | 19.35 | 16.55 | 17.92 | 14.13 | 17.47 | 17.57 | 20.23 | 19.09 |  | 6.85 | 6.07 | 4.13 | 4.2 | 5.69 | 4.71 | 4.53 | 3.72 | 4.76 | 4.81
1997 | 27.07 | 26.87 | 19.2 | 16.31 | 17.76 | 14.08 | 17.18 | 17.1 | 20.12 | 18.92 |  | 7.13 | 6.59 | 4.5 | 4.57 | 6.14 | 5.22 | 4.81 | 4.04 | 4.91 | 5.17
1998 | 25.67 | 25.94 | 18.89 | 16.26 | 17.34 | 14.32 | 16.55 | 16.94 | 18.91 | 18.34 |  | 7.02 | 6.35 | 4.25 | 4.32 | 5.88 | 4.98 | 4.59 | 4.28 | 4.94 | 5.01
1999 | 24.42 | 24.28 | 18.08 | 16.1 | 16.9 | 14.05 | 16.12 | 16.27 | 18.59 | 17.79 |  | 6.87 | 6.13 | 4.13 | 4.26 | 5.41 | 4.8 | 4.57 | 4.26 | 4.72 | 4.85
2000 | 23.92 | 24.39 | 17.6 | 15.75 | 16.5 | 13.77 | 16.64 | 15.88 | 18.69 | 17.59 |  | 7.27 | 6.27 | 4.83 | 5.28 | 6.6 | 5.59 | 5.36 | 4.66 | 5.68 | 5.55
2001 | 25.01 | 23.97 | 17.02 | 15.42 | 16.86 | 13.62 | 17.7 | 16.32 | 21 | 18 |  | 8.71 | 7.36 | 5.82 | 6.44 | 7.88 | 7.26 | 6.49 | 5.89 | 7.04 | 6.72
2002 | 23.03 | 23.33 | 16.61 | 15.19 | 16.28 | 13.53 | 15.86 | 16.22 | 21.55 | 17.41 |  | 7.16 | 6.19 | 4.18 | 4.81 | 6.7 | 5.78 | 5.23 | 4.78 | 5.13 | 5.23
2003 | 23.54 | 23.43 | 16.43 | 14.97 | 16.33 | 13.67 | 17.36 | 16.18 | 20.39 | 17.54 |  | 8.31 | 7.48 | 5.73 | 5.91 | 7.75 | 6.69 | 6.3 | 5.18 | 6 | 6.43
2004 | 23.35 | 23.16 | 16.25 | 14.85 | 16.33 | 13.97 | 17.75 | 16.16 | 19.83 | 17.5 |  | 9.23 | 7.95 | 6.23 | 6.6 | 8.54 | 7.39 | 6.91 | 5.99 | 6.4 | 7.01
2005 | 25.5 | 23.7 | 15.96 | 14.76 | 16.75 | 14.09 | 19.05 | 16.45 | 19.67 | 17.88 |  | 9.76 | 8.53 | 7.4 | 7.46 | 9.84 | 8.74 | 7.91 | 6.87 | 7.4 | 7.99
2006 | 29.39 | 24.57 | 16.8 | 14.93 | 17.94 | 15.01 | 21.11 | 16.51 | 21.36 | 19.06 |  | 10.71 | 9.48 | 7.55 | 7.67 | 10.51 | 9.45 | 8.21 | 7.33 | 7.33 | 8.36
2007 | 29.84 | 24.93 | 17.4 | 14.84 | 17.92 | 14.93 | 19.93 | 16.63 | 21.12 | 18.97 |  | 9.94 | 8.94 | 6.88 | 7.1 | 9.6 | 8.25 | 7.32 | 6.47 | 7.1 | 7.72
2008 | 30.95 | 26.01 | 18.16 | 15.16 | 18.65 | 16.29 | 20.73 | 17.2 | 20.18 | 19.6 |  | 10.04 | 9.42 | 7.38 | 7.04 | 9.82 | 8.65 | 7.96 | 6.53 | 7.41 | 8.06
2009 | 30.37 | 25.8 | 18.99 | 15.89 | 19.68 | 16.7 | 19.18 | 17.7 | 21.11 | 19.94 |  | 8.71 | 8.56 | 6.18 | 5.97 | 8.63 | 7.61 | 6.73 | 6 | 6.02 | 6.99
2010 | 27.85 | 27.13 | 19.53 | 16.55 | 18.81 | 16.43 | 18.31 | 18 | 21.11 | 19.72 |  | 8.44 | 7.65 | 5.85 | 5.65 | 7.73 | 6.52 | 6.3 | 5.49 | 5.91 | 6.49
2011 | 26.73 | 26.6 | 19.79 | 17.01 | 18.81 | 17.05 | 17.53 | 17.77 | 20.9 | 19.61 |  | 7.85 | 7.19 | 5.45 | 5.49 | 7.68 | 6.23 | 6.06 | 5.25 | 5.78 | 6.17
2012 | 30.52 | 25.95 | 18.97 | 16.21 | 18.21 | 14.88 | 16.82 | 17.02 | 20.59 | 19 |  | 7.58 | 6.94 | 5.25 | 5.35 | 7.59 | 6.53 | 5.74 | 5.16 | 5.47 | 5.98
2013 | 29.31 | 24.88 | 18.53 | 16.18 | 18.08 | 14.64 | 15.93 | 17.12 | 20.49 | 18.59 |  | 7.62 | 6.91 | 5.21 | 5.35 | 7.35 | 6.41 | 5.72 | 5.38 | 5.64 | 5.99
2014 | 29.04 | 25.23 | 18.63 | 16.57 | 18.46 | 14.82 | 16.42 | 17.32 | 20.55 | 18.86 |  | 7.5 | 6.82 | 5.04 | 5.18 | 7.14 | 6.32 | 5.61 | 5.33 | 5.56 | 5.86
2015 | 28.64 | 25.12 | 18.82 | 16.69 | 18.61 | 14.82 | 16.45 | 17.26 | 20.49 | 18.89 |  | 7.4 | 6.72 | 4.88 | 5.03 | 7.01 | 6.21 | 5.47 | 5.23 | 5.95 | 5.8
2016 | 28.5 | 25.33 | 19.32 | 17.15 | 18.92 | 15.16 | 16.83 | 17.48 | 20.59 | 19.18 |  | 7.66 | 6.96 | 5.16 | 5.31 | 7.29 | 6.52 | 5.75 | 5.54 | 6.3 | 6.09
2017 | 28.27 | 25.2 | 19.82 | 17.43 | 19.03 | 15.25 | 17.06 | 17.69 | 20.56 | 19.32 |  | 7.83 | 7.1 | 5.36 | 5.54 | 7.44 | 6.69 | 5.89 | 5.75 | 6.55 | 6.28
2018 | 27.8 | 25.25 | 19.92 | 17.34 | 19.09 | 15.2 | 17.14 | 17.75 | 20.47 | 19.33 |  | 8.06 | 7.29 | 5.58 | 5.8 | 7.64 | 6.9 | 6.06 | 6 | 6.85 | 6.51
2019 | 27.59 | 25.04 | 19.87 | 17.24 | 18.98 | 15.06 | 17.23 | 17.66 | 20.21 | 19.22 |  | 8.18 | 7.39 | 5.7 | 5.94 | 7.75 | 7 | 6.12 | 6.16 | 7.05 | 6.64
2020 | 27.28 | 25 | 19.77 | 17.17 | 18.94 | 14.99 | 17.46 | 17.53 | 20.4 | 19.2 |  | 8.28 | 7.48 | 5.77 | 6.03 | 7.83 | 7.09 | 6.18 | 6.25 | 7.15 | 6.73
2021 | 27.8 | 24.66 | 19.89 | 17.12 | 18.85 | 14.93 | 17.92 | 17.41 | 20.44 | 19.23 |  | 8.35 | 7.54 | 5.87 | 6.14 | 7.93 | 7.19 | 6.25 | 6.41 | 7.31 | 6.83
2022 | 27.53 | 24.63 | 19.97 | 17.1 | 18.76 | 14.83 | 18.47 | 17.58 | 20.07 | 19.25 |  | 8.47 | 7.67 | 5.99 | 6.25 | 8.09 | 7.37 | 6.39 | 6.59 | 7.44 | 6.97
2023 | 28.23 | 24.76 | 20.1 | 17.13 | 18.75 | 14.73 | 18.39 | 17.84 | 19.78 | 19.25 |  | 8.57 | 7.78 | 6.11 | 6.36 | 8.24 | 7.55 | 6.54 | 6.75 | 7.56 | 7.1
2024 | 28.16 | 25.22 | 20.24 | 17.2 | 18.72 | 14.66 | 18.66 | 18.07 | 19.6 | 19.33 |  | 8.66 | 7.87 | 6.19 | 6.43 | 8.34 | 7.67 | 6.61 | 6.85 | 7.64 | 7.19
2025 | 28.38 | 25.54 | 20.34 | 17.24 | 18.67 | 14.67 | 18.79 | 18.16 | 19.74 | 19.4 |  | 8.73 | 7.94 | 6.24 | 6.47 | 8.42 | 7.74 | 6.65 | 6.9 | 7.64 | 7.24
2026 | 28.52 | 25.86 | 20.44 | 17.24 | 18.65 | 14.67 | 19.2 | 18.19 | 19.75 | 19.49 |  | 8.89 | 8.1 | 6.32 | 6.54 | 8.54 | 7.87 | 6.74 | 6.97 | 7.67 | 7.34
2027 | 30.2 | 26.06 | 20.48 | 17.23 | 18.59 | 14.62 | 19.51 | 18.44 | 19.5 | 19.57 |  | 8.94 | 8.14 | 6.37 | 6.59 | 8.6 | 7.95 | 6.8 | 7.03 | 7.71 | 7.39
2028 | 30.31 | 26.49 | 20.5 | 17.23 | 18.54 | 14.59 | 19.93 | 18.63 | 19.39 | 19.66 |  | 9.03 | 8.23 | 6.45 | 6.67 | 8.71 | 8.07 | 6.89 | 7.12 | 7.77 | 7.48
2029 | 30.57 | 26.38 | 20.51 | 17.25 | 18.54 | 14.55 | 20.25 | 18.79 | 19.43 | 19.71 |  | 9.12 | 8.31 | 6.53 | 6.74 | 8.81 | 8.18 | 6.97 | 7.22 | 7.85 | 7.56
2030 | 30.66 | 26.52 | 20.51 | 17.27 | 18.53 | 14.49 | 20.31 | 18.96 | 19.53 | 19.74 |  | 9.2 | 8.39 | 6.59 | 6.8 | 8.92 | 8.29 | 7.04 | 7.3 | 7.92 | 7.64
2031 | 30.8 | 26.73 | 20.53 | 17.28 | 18.53 | 14.44 | 20.42 | 19.12 | 19.86 | 19.81 |  | 9.32 | 8.5 | 6.68 | 6.88 | 9.05 | 8.42 | 7.14 | 7.4 | 8 | 7.74
2032 | 30.93 | 26.83 | 20.56 | 17.32 | 18.56 | 14.39 | 20.57 | 19.29 | 20.04 | 19.88 |  | 9.42 | 8.58 | 6.77 | 6.99 | 9.14 | 8.52 | 7.21 | 7.53 | 8.13 | 7.84
2033 | 31.18 | 27.2 | 20.6 | 17.33 | 18.64 | 14.38 | 20.64 | 19.42 | 19.96 | 19.95 |  | 9.54 | 8.69 | 6.89 | 7.11 | 9.25 | 8.67 | 7.32 | 7.66 | 8.27 | 7.96
2034 | 29.96 | 27.29 | 20.72 | 17.34 | 18.78 | 14.46 | 20.95 | 19.53 | 20.04 | 20.04 |  | 9.7 | 8.84 | 7.07 | 7.3 | 9.44 | 8.9 | 7.51 | 7.84 | 8.43 | 8.14
2035 | 30.46 | 27.52 | 20.85 | 17.45 | 18.98 | 14.54 | 21.19 | 19.79 | 20.29 | 20.23 |  | 9.88 | 9 | 7.27 | 7.51 | 9.64 | 9.13 | 7.7 | 8.07 | 8.64 | 8.34
2036 | 31.44 | 27.89 | 21.03 | 17.61 | 19.17 | 14.53 | 21.56 | 20.09 | 20.54 | 20.47 |  | 10.11 | 9.22 | 7.52 | 7.76 | 9.87 | 9.43 | 7.97 | 8.29 | 8.89 | 8.58
2037 | 31.52 | 28.05 | 21.19 | 17.72 | 19.36 | 14.57 | 21.95 | 20.33 | 20.79 | 20.67 |  | 10.28 | 9.38 | 7.76 | 8 | 10.09 | 9.71 | 8.21 | 8.52 | 9.14 | 8.81
2038 | 31.43 | 28.27 | 21.33 | 17.77 | 19.56 | 14.64 | 22.29 | 20.55 | 21.06 | 20.85 |  | 10.52 | 9.61 | 8 | 8.24 | 10.33 | 9.98 | 8.43 | 8.78 | 9.39 | 9.05
2039 | 32.3 | 28.87 | 21.49 | 17.75 | 19.73 | 14.72 | 22.62 | 20.85 | 21.26 | 21.08 |  | 10.63 | 9.71 | 8.11 | 8.37 | 10.43 | 10.13 | 8.53 | 8.93 | 9.54 | 9.17
2040 | 31.75 | 29.11 | 21.63 | 17.73 | 19.87 | 14.81 | 22.72 | 21.2 | 21.48 | 21.2 |  | 10.85 | 9.93 | 8.27 | 8.52 | 10.63 | 10.32 | 8.7 | 9.11 | 9.69 | 9.35

## Calibration
Base Year (2005) | NGFurn | NGSecHt | NGWHeat | NGCook | NGDryer | Total
Consumption (mmBtu) | 134309945 | 5750493 | 49769411 | 4332142 | 678015 | 194840006
Equipment Stock (units) | 2340671 | 128517 | 1964584 | 773597 | 191044 | 5398413
UEC (Therm/unit) | 573.8096 | 447.45 | 253.3331 | 56 | 35.49 | 1366.0826
Share (%) | 33.96% | 1.865% | 28.5% | 11.22% | 2.772%
Raw Intensity (Therm/year) | 194.8567 | 8.3428 | 72.2054 | 6.2851 | 0.98366 | 282.6737
Observed Use Per Customer (kWh/year) | 604.9343
Adjustment Factor | 2.14
Adjusted Intensity (kWh/year) | 417.0021 | 17.854 | 154.5228 | 13.4503 | 2.1051 | 604.9343

## StructuralVars
Year | SF SqFt | MF SqFt | MH SqFt |  | # of SF | # of MF | # of MH | Tot # of HH's | SquareFootage | SurfaceArea | BSE Index Heat | StrucVar | StrucVarInd
1995 | [8 empty] | 1347.0246 | 2831.7154 | 1.0769 | 3049.5054 | 0.97855
1996 | [8 empty] | 1365.7584 | 2858.6921 | 1.0706 | 3060.4786 | 0.98207
1997 | [8 empty] | 1384.4922 | 2885.6688 | 1.0639 | 3069.9452 | 0.98511
1998 | [8 empty] | 1403.2261 | 2912.6455 | 1.0567 | 3077.9368 | 0.98767
1999 | [8 empty] | 1421.9599 | 2939.6222 | 1.0493 | 3084.5147 | 0.98978
2000 | [8 empty] | 1440.6937 | 2966.5989 | 1.0415 | 3089.7712 | 0.99147
2001 | [8 empty] | 1459.4275 | 2993.5757 | 1.0335 | 3093.8295 | 0.99277
2002 | [8 empty] | 1478.1614 | 3020.5524 | 1.0253 | 3096.842 | 0.99374
2003 | [8 empty] | 1496.8952 | 3047.5291 | 1.0169 | 3098.9867 | 0.99443
2004 | [8 empty] | 1515.629 | 3074.5058 | 1.0084 | 3100.4623 | 0.9949
2005 | 9325.7869 | 588.3641 | 733 | 10647.1509 | 5438660 | 729591 | 724503 | 6892754 | 1544.6875 | 3116.35 | 1 | 3116.35 | 1
2006 | 9487 | 603 | 733 | 10823 | 5519803 | 742072 | 720115 | 6981990 | 1550.1311 | 3124.1888 | 0.98688 | 3083.201 | 0.98936
2007 | 9651 | 618 | 733 | 11002 | 5588609 | 753738 | 714661 | 7057008 | 1559.0176 | 3136.9854 | 0.97393 | 3055.214 | 0.98038
2008 | 9768 | 630 | 729 | 11127 | 5632431 | 762216 | 706117 | 7100764 | 1567.0145 | 3148.5008 | 0.96668 | 3043.6019 | 0.97666
2009 | 9868 | 640 | 724 | 11232 | 5666675 | 769434 | 696517 | 7132626 | 1574.7356 | 3159.6192 | 0.9564 | 3021.8648 | 0.96968
2010 | 9999 | 653 | 720 | 11372 | 5717730 | 779063 | 689216 | 7186009 | 1582.5196 | 3170.8282 | 0.94522 | 2997.1338 | 0.96174
2011 | 10130 | 665 | 717 | 11512 | 5767670 | 788589 | 681831 | 7238090 | 1590.4748 | 3182.2838 | 0.93873 | 2987.3044 | 0.95859
2012 | 10281 | 679 | 716 | 11676 | 5829840 | 799987 | 676036 | 7305863 | 1598.1685 | 3193.3626 | 0.93302 | 2979.4786 | 0.95608
2013 | 10447 | 695 | 715 | 11857 | 5900615 | 812960 | 671388 | 7384963 | 1605.5598 | 3204.0062 | 0.92782 | 2972.7457 | 0.95392
2014 | 10545 | 712 | 716 | 11973 | 5933543 | 827338 | 668699 | 7429580 | 1611.5312 | 3212.6049 | 0.92295 | 2965.0881 | 0.95146
2015 | 10678 | 729 | 721 | 12128 | 5985510 | 842655 | 669384 | 7497549 | 1617.5953 | 3221.3372 | 0.91771 | 2956.2456 | 0.94862
2016 | 10823 | 748 | 729 | 12300 | 6044302 | 859224 | 673111 | 7576637 | 1623.4115 | 3229.7126 | 0.91163 | 2944.3186 | 0.9448
2017 | 10971 | 767 | 741 | 12479 | 6105094 | 877373 | 680527 | 7662994 | 1628.4758 | 3237.0051 | 0.9054 | 2930.7942 | 0.94046
2018 | 11117 | 787 | 755 | 12659 | 6164166 | 895726 | 689921 | 7749813 | 1633.4588 | 3244.1806 | 0.89928 | 2917.4202 | 0.93617
2019 | 11261 | 807 | 770 | 12838 | 6221866 | 913991 | 699782 | 7835639 | 1638.4114 | 3251.3124 | 0.89363 | 2905.4675 | 0.93233
2020 | 11401 | 827 | 784 | 13012 | 6277736 | 931937 | 709330 | 7919003 | 1643.1361 | 3258.116 | 0.88835 | 2894.3331 | 0.92876
2021 | 11536 | 847 | 797 | 13180 | 6330751 | 949422 | 718097 | 7998270 | 1647.8563 | 3264.9131 | 0.88327 | 2883.8147 | 0.92538
2022 | 11667 | 866 | 810 | 13343 | 6381474 | 966929 | 726502 | 8074905 | 1652.4033 | 3271.4608 | 0.87828 | 2873.2685 | 0.922
2023 | 11798 | 885 | 822 | 13505 | 6432533 | 983954 | 734414 | 8150901 | 1656.872 | 3277.8957 | 0.87334 | 2862.7026 | 0.91861
2024 | 11932 | 904 | 834 | 13670 | 6484714 | 1000870 | 742316 | 8227900 | 1661.4203 | 3284.4452 | 0.86854 | 2852.6778 | 0.91539
2025 | 12066 | 924 | 846 | 13836 | 6537380 | 1018270 | 750192 | 8305842 | 1665.8155 | 3290.7743 | 0.86398 | 2843.1473 | 0.91233
2026 | 12199 | 944 | 858 | 14001 | 6589156 | 1036309 | 758006 | 8383471 | 1670.072 | 3296.9036 | 0.85955 | 2833.8635 | 0.90935
2027 | 12328 | 965 | 870 | 14163 | 6638561 | 1055052 | 765680 | 8459293 | 1674.2534 | 3302.9249 | 0.85534 | 2825.128 | 0.90655
2028 | 12451 | 986 | 881 | 14318 | 6685394 | 1074322 | 773116 | 8532832 | 1677.9892 | 3308.3045 | 0.85126 | 2816.2284 | 0.90369
2029 | 12572 | 1007 | 892 | 14471 | 6730866 | 1093852 | 780304 | 8605022 | 1681.6924 | 3313.637 | 0.84729 | 2807.5954 | 0.90092
2030 | 12693 | 1028 | 903 | 14624 | 6776324 | 1113273 | 787270 | 8676867 | 1685.401 | 3318.9774 | 0.84341 | 2799.2566 | 0.89825
2031 | 12813 | 1050 | 913 | 14776 | 6820874 | 1132666 | 794010 | 8747550 | 1689.1587 | 3324.3885 | 0.83961 | 2791.1862 | 0.89566
2032 | 12929 | 1071 | 923 | 14923 | 6863448 | 1151944 | 800569 | 8815961 | 1692.7253 | 3329.5244 | 0.83568 | 2782.4336 | 0.89285
2033 | 13044 | 1092 | 933 | 15069 | 6905677 | 1171067 | 806927 | 8883671 | 1696.2582 | 3334.6118 | 0.83181 | 2773.7539 | 0.89006
2034 | 13160 | 1113 | 943 | 15216 | 6948619 | 1190088 | 813175 | 8951882 | 1699.7543 | 3339.6462 | 0.8279 | 2764.8824 | 0.88722
2035 | 13278 | 1134 | 952 | 15364 | 6992322 | 1209068 | 819383 | 9020773 | 1703.18 | 3344.5792 | 0.82397 | 2755.818 | 0.88431
2036 | 13396 | 1155 | 962 | 15513 | 7036396 | 1227962 | 825514 | 9089872 | 1706.6247 | 3349.5396 | 0.82003 | 2746.7267 | 0.88139
2037 | 13513 | 1176 | 971 | 15660 | 7079850 | 1246891 | 831646 | 9158387 | 1709.9081 | 3354.2676 | 0.81618 | 2737.6772 | 0.87849
2038 | 13629 | 1197 | 980 | 15806 | 7122702 | 1265864 | 837766 | 9226332 | 1713.1402 | 3358.9218 | 0.81242 | 2728.8688 | 0.87566
2039 | 13744 | 1218 | 990 | 15952 | 7164951 | 1284830 | 843819 | 9293600 | 1716.45 | 3363.688 | 0.80891 | 2720.9151 | 0.87311
2040 | 13858 | 1239 | 999 | 16096 | 7206737 | 1303683 | 849840 | 9360260 | 1719.6104 | 3368.2389 | 0.80553 | 2713.2023 | 0.87063
Note on B1: EIA data : Single family square footage.
Note on C1: EIA data : Multi family square footage.
Note on D1: EIA data : Mobile home square footage.
Note on F1: EIA data
Note on G1: EIA data
Note on H1: EIA data
Note on M1: EIA: Table 30. Residential Sector Equipment Stock and Efficiency

## Shares
Year | NGFurn | NGSecHt | NGWHeat | NGCook | NGDryer
1995 | 33.54% | 1.055% | 27.67% | 11.08% | 2.965%
1996 | 33.57% | 1.122% | 27.75% | 11.09% | 2.946%
1997 | 33.61% | 1.194% | 27.82% | 11.11% | 2.927%
1998 | 33.64% | 1.27% | 27.89% | 11.12% | 2.908%
1999 | 33.68% | 1.351% | 27.96% | 11.13% | 2.889%
2000 | 33.71% | 1.437% | 28.03% | 11.14% | 2.87%
2001 | 33.75% | 1.509% | 28.1% | 11.15% | 2.851%
2002 | 33.78% | 1.605% | 28.19% | 11.17% | 2.83%
2003 | 33.88% | 1.707% | 28.33% | 11.2% | 2.812%
2004 | 33.89% | 1.795% | 28.39% | 11.2% | 2.793%
2005 | 33.96% | 1.865% | 28.5% | 11.22% | 2.772%
2006 | 33.93% | 2.181% | 28.37% | 11.27% | 2.753%
2007 | 33.91% | 2.306% | 28.25% | 11.31% | 2.74%
2008 | 33.85% | 2.396% | 28.07% | 11.32% | 2.735%
2009 | 33.77% | 2.472% | 27.86% | 11.31% | 2.734%
2010 | 33.61% | 2.569% | 27.6% | 11.29% | 2.728%
2011 | 33.54% | 2.663% | 27.44% | 11.3% | 2.723%
2012 | 33.35% | 2.77% | 27.18% | 11.27% | 2.715%
2013 | 33.15% | 2.885% | 26.91% | 11.23% | 2.704%
2014 | 32.99% | 2.948% | 26.67% | 11.2% | 2.7%
2015 | 32.79% | 3.033% | 26.42% | 11.16% | 2.692%
2016 | 32.57% | 3.122% | 26.15% | 11.12% | 2.681%
2017 | 32.34% | 3.21% | 25.89% | 11.07% | 2.67%
2018 | 32.12% | 3.293% | 25.64% | 11.03% | 2.657%
2019 | 31.9% | 3.372% | 25.4% | 10.99% | 2.644%
2020 | 31.7% | 3.447% | 25.18% | 10.96% | 2.632%
2021 | 31.52% | 3.518% | 24.97% | 10.93% | 2.62%
2022 | 31.35% | 3.585% | 24.76% | 10.91% | 2.608%
2023 | 31.18% | 3.652% | 24.56% | 10.89% | 2.597%
2024 | 31.02% | 3.719% | 24.36% | 10.86% | 2.585%
2025 | 30.87% | 3.785% | 24.17% | 10.84% | 2.572%
2026 | 30.71% | 3.848% | 23.99% | 10.81% | 2.559%
2027 | 30.56% | 3.907% | 23.8% | 10.78% | 2.546%
2028 | 30.42% | 3.963% | 23.62% | 10.76% | 2.535%
2029 | 30.28% | 4.016% | 23.45% | 10.73% | 2.524%
2030 | 30.14% | 4.068% | 23.28% | 10.7% | 2.513%
2031 | 30.01% | 4.119% | 23.11% | 10.68% | 2.503%
2032 | 29.88% | 4.167% | 22.95% | 10.65% | 2.494%
2033 | 29.75% | 4.215% | 22.79% | 10.63% | 2.485%
2034 | 29.63% | 4.262% | 22.63% | 10.61% | 2.476%
2035 | 29.5% | 4.309% | 22.48% | 10.59% | 2.467%
2036 | 29.38% | 4.356% | 22.33% | 10.57% | 2.458%
2037 | 29.26% | 4.401% | 22.17% | 10.55% | 2.448%
2038 | 29.15% | 4.445% | 22.02% | 10.53% | 2.439%
2039 | 29.03% | 4.488% | 21.88% | 10.51% | 2.43%
2040 | 28.91% | 4.53% | 21.73% | 10.49% | 2.421%
Note on B1: ITRON: Calculated by dividing the furnace stock by the number of households in the census region
Note on C1: ITRON: Calculated by dividing the secondary heating appliance stock by the number of households in the census region
Note on D1: ITRON: Calculated by dividing the water heater stock by the number of households in the census region
Note on E1: ITRON: Calculated by dividing the cooking appliance stock by the number of households in the census region
Note on F1: ITRON: Calculated by dividing the clothes dryer stock by the number of households in the census region

## Efficiencies
Year | NGFurn | NGSecHt | NGWHeat | NGCook | NGDryer
1995 | 0.74582 | 465.9386 | 0.53012 | 56 | 36.1404
1996 | 0.75362 | 464.0558 | 0.54032 | 56 | 36.078
1997 | 0.76423 | 462.1807 | 0.54032 | 56 | 36.0157
1998 | 0.77221 | 460.3132 | 0.54244 | 56 | 35.9535
1999 | 0.77936 | 458.4532 | 0.5439 | 56 | 35.8914
2000 | 0.78603 | 456.6007 | 0.54519 | 56 | 35.8294
2001 | 0.79237 | 454.7557 | 0.54022 | 56 | 35.7671
2002 | 0.79795 | 452.9182 | 0.54513 | 56 | 35.6976
2003 | 0.80499 | 451.0881 | 0.55008 | 56 | 35.6283
2004 | 0.81152 | 449.2653 | 0.55508 | 56 | 35.5591
2005 | 0.81741 | 447.45 | 0.56144 | 56 | 35.49
2006 | 0.8199 | 438.2516 | 0.56779 | 55.8082 | 35.3872
2007 | 0.82239 | 429.0531 | 0.57415 | 55.6255 | 35.7092
2008 | 0.82618 | 419.8547 | 0.5805 | 55.6145 | 35.9799
2009 | 0.83429 | 410.6562 | 0.58685 | 55.3068 | 36.3592
2010 | 0.83951 | 401.4578 | 0.5932 | 55.1452 | 37.1085
2011 | 0.83986 | 392.2594 | 0.59955 | 54.9762 | 37.769
2012 | 0.84155 | 383.0609 | 0.6059 | 54.9612 | 38.0873
2013 | 0.84615 | 373.8625 | 0.61226 | 54.6433 | 38.1104
2014 | 0.84935 | 364.6641 | 0.61861 | 54.4836 | 38.2718
2015 | 0.85208 | 355.1077 | 0.6246 | 54.3208 | 38.363
2016 | 0.85496 | 343.398 | 0.62633 | 54.1542 | 38.2629
2017 | 0.8573 | 331.6022 | 0.62736 | 53.9831 | 38.0937
2018 | 0.85951 | 320.3584 | 0.62763 | 53.8139 | 37.8967
2019 | 0.8615 | 310.462 | 0.62736 | 53.6474 | 37.7475
2020 | 0.86334 | 301.4427 | 0.62661 | 53.4835 | 37.6224
2021 | 0.86502 | 293.2292 | 0.62611 | 53.3222 | 37.4992
2022 | 0.86662 | 285.2417 | 0.62586 | 53.1634 | 37.3351
2023 | 0.86813 | 277.5979 | 0.62575 | 53.0376 | 37.1429
2024 | 0.86952 | 270.3522 | 0.62588 | 52.9429 | 36.9607
2025 | 0.87074 | 263.7486 | 0.62607 | 52.8799 | 36.8055
2026 | 0.87179 | 257.4244 | 0.62638 | 52.8486 | 36.6491
2027 | 0.87284 | 251.5936 | 0.6267 | 52.8486 | 36.5015
2028 | 0.8738 | 245.9844 | 0.6269 | 52.8484 | 36.3524
2029 | 0.87467 | 240.7296 | 0.62709 | 52.8482 | 36.2106
2030 | 0.87534 | 235.6651 | 0.62728 | 52.8479 | 36.0816
2031 | 0.87602 | 230.8207 | 0.62738 | 52.8476 | 35.9613
2032 | 0.87664 | 226.2608 | 0.62748 | 52.8472 | 35.8544
2033 | 0.87734 | 221.7581 | 0.62756 | 52.8468 | 35.7467
2034 | 0.87814 | 217.2431 | 0.62757 | 52.846 | 35.6185
2035 | 0.87885 | 212.8501 | 0.62757 | 52.8448 | 35.4802
2036 | 0.87968 | 208.3966 | 0.62767 | 52.843 | 35.3198
2037 | 0.88058 | 204.0935 | 0.62768 | 52.8405 | 35.1574
2038 | 0.88149 | 200.0069 | 0.62777 | 52.8375 | 35.0007
2039 | 0.88236 | 196.3758 | 0.62787 | 52.8343 | 34.8878
2040 | 0.88324 | 192.8908 | 0.62796 | 52.8306 | 34.7876
Note on B1: Itron: Efficiency in terms of AFUE. Source for forecast values is EIA.
Note on C1: Itron: UEC instead of an efficiency value. Source for forecast values is EIA.
Note on D1: Itron: Efficiency in terms of EF. Source for forecast values is EIA.
Note on E1: Itron: UEC instead of an efficiency value. Source for forecast values is EIA.
Note on F1: Itron: UEC instead of an efficiency value. Source for forecast values is EIA.

## MonthlyMults
Year | Month | NGWHeat | NGCook | NGDryer | NGMisc
2001 | 1 | 10.16% | 8.333% | 8.333% | 8.333%
2001 | 2 | 9.766% | 8.333% | 8.333% | 8.333%
2001 | 3 | 9.375% | 8.333% | 8.333% | 8.333%
2001 | 4 | 8.594% | 8.333% | 8.333% | 8.333%
2001 | 5 | 8.203% | 8.333% | 8.333% | 8.333%
2001 | 6 | 7.812% | 8.333% | 8.333% | 8.333%
2001 | 7 | 6.641% | 8.333% | 8.333% | 8.333%
2001 | 8 | 6.25% | 8.333% | 8.333% | 8.333%
2001 | 9 | 7.031% | 8.333% | 8.333% | 8.333%
2001 | 10 | 7.812% | 8.333% | 8.333% | 8.333%
2001 | 11 | 8.594% | 8.333% | 8.333% | 8.333%
2001 | 12 | 9.766% | 8.333% | 8.333% | 8.333%