## Linkin
Kentucky American Water Company
| Purchased water | 51010000 |  | Purchased Water | 610.1 |  | 230255
| 0 | 51015000 |  | Purchased Water I/C | 610.1 |  | 0
| 0 | 0 |  | 0 | Total |  | 230255
| 0 | 0 |  | 0 | 0 |  | 0
| Fuel and power | 51510000 |  | Purchased Power | 615.8 |  | 0
| 0 | 51510011 |  | Purchased Power SS | 615.1 |  | 197891.5371
| 0 | 51510012 |  | Purchased Power P | 615.1 |  | 629804.9031
| 0 | 51510013 |  | Purchased Power WT | 615.3 |  | 3295454.9182
| 0 | 51510014 |  | Purchased Power TD | 615.5 |  | -111564.3584
| 0 | 51520000 |  | Fuel for Power Prod | 616.1 |  | 0
| 0 | 0 |  | 0 | Total |  | 4011587
| 0 | 0 |  | 0 | 0 |  | 0
| Chemicals | 51800000 |  | Chemicals | 618.3 |  | 1768379
| 0 | 0 |  | 0 | Total |  | 1768379
| 0 | 0 |  | 0 | 0 |  | 0
| Waste disposal | 51110000 |  | Waste Disposal | 675.3 |  | 274562.8725
| 0 | 51120000 |  | Amort Waste Disposal | 675.3 |  | 102817.1275
| 0 | 0 |  | 0 | Total |  | 377380
| 0 | 0 |  | 0 | 0 |  | 0
| Salaries and wages | 50100000 |  | Labor Expense | 601.8 |  | 0
| 0 | 50100001 |  | Labor ExpenseAccrual | 601.8 |  | 0
| 0 | 50101210 |  | Labor Oper P PwrProd | 601.1 |  | 0
| 0 | 50101300 |  | Labor Oper WT | 601.3 | -518244.7542 | 2143580.848
| 0 | 50101305 |  | Labor Oper WT SupEng | 601.3 | -41938.5925 | 173467.7734
| 0 | 50101400 |  | Labor Oper TD | 601.5 | -102849.1551 | 425408.0285
| 0 | 50101405 |  | Labor Oper TD SupEng | 601.5 | -16906.3464 | 69928.581
| 0 | 50101415 |  | Labor Oper TD Lines | 601.5 | -18376.759 | 76010.5498
| 0 | 50101420 |  | Labor Oper TD Meter | 601.5 | -182624.7601 | 755378.4868
| 0 | 50101500 |  | Labor Oper CA | 601.7 | -5677.6843 | 23484.2227
| 0 | 50101510 |  | Labor Oper CA MtrRd | 601.7 | -66996.1798 | 277111.7832
| 0 | 50101515 |  | Labor Oper CA CstRec | 601.7 | 0 | 0
| 0 | 50101520 |  | Labor Oper CA CstSrv | 601.7 | -63964.4967 | 264572.0366
| 0 | 50101600 |  | Labor Oper AG | 601.8 | -243321.4671 | 1006434.1849
| 0 | 50102215 |  | Labor Mnt P PwrProd | 601.2 | 0 | 0
| 0 | 50102300 |  | Labor Maint WT | 601.4 | -41320.5123 | 170911.2501
| 0 | 50102400 |  | Labor Maint TD | 601.6 | -137208.8488 | 567527.7135
| 0 | 50102410 |  | Labor Mnt TD Str&Imp | 601.6 | 0 | 0
| 0 | 50102420 |  | Labor Mnt TD Mains | 601.6 | -17614.6662 | 72858.3566
| 0 | 50102425 |  | Labor Mnt TD FireMn | 601.6 | 0 | 0
| 0 | 50102430 |  | Labor Mnt TD Service | 601.6 | -55344.1328 | 228916.2066
| 0 | 50102435 |  | Labor Mnt TD Meter | 601.6 | -26168.8955 | 108240.6387
| 0 | 50102440 |  | Labor Mnt TD Hydrant | 601.6 | -20590.7221 | 85168.0162
| 0 | 50109900 |  | Labor Cap Credits | 601.8 | -1559147.9729 | -2662.3454 | 6448998.6766 | -1559147.9729
| 0 | 50110000 |  | Labor NS OT -Natural | 601.8 |  | 0
| 0 | 50111210 |  | LaborOperNS OT P PP | 601.1 |  | 0
| 0 | 50111300 |  | LaborOper NS OT WT | 601.3 |  | 254002.0627
| 0 | 50111400 |  | LaborOper NS OT TD | 601.5 |  | 55981.1903
| 0 | 50111405 |  | LaborOperNS OT TD SE | 601.5 |  | 0
| 0 | 50111415 |  | LaborOperNS OT TD Ln | 601.5 |  | 3878.9691
| 0 | 50111420 |  | LaborOperNS OT TD Mt | 601.5 |  | 125016.029
| 0 | 50111500 |  | LaborOper NS OT CA | 601.7 |  | 523.4546
| 0 | 50111510 |  | LaborOperNS OT CA MR | 601.7 |  | 23411.7901
| 0 | 50111520 |  | LaborOperNS OT CA CS | 601.7 |  | 6844.7375
| 0 | 50111600 |  | LaborOper NS OT AG | 601.8 |  | 2005.6276
| 0 | 50112215 |  | LaborMaintNSOT P PP | 601.2 |  | 0
| 0 | 50112300 |  | LaborMaint NS OT WT | 601.4 |  | 47827.8164
| 0 | 50112400 |  | LaborMaint NS OT TD | 601.6 |  | 65559.84
| 0 | 50112420 |  | LaborMaintNSOT TD Mn | 601.6 |  | 30785.6719
| 0 | 50112430 |  | LaborMaintNSOT TD Sv | 601.6 |  | 47388.2853
| 0 | 50112435 |  | LaborMaintNSOT TD Mt | 601.6 |  | 4787.9024
| 0 | 50112440 |  | LaborMaintNSOT TD Hy | 601.6 |  | 1598.8123
| 0 | 50119900 |  | LaborNSOT CapCredits | 601.8 |  | -83170.7382
| 0 | 50120000 |  | Labor OT - Natural | 601.8 |  | 0
| 0 | 50121300 |  | LaborOper OT WT | 601.3 |  | 947.339
| 0 | 50171000 |  | Annual Incent Plan | 601.8 |  | 303870.3229
| 0 | 50171600 |  | Comp Exp-Options | 601.8 |  | 1260.1824
| 0 | 50171800 |  | Comp Exp-RSU's | 601.8 |  | 13274.8176
| 0 | 50185000 |  | Severance | 601.8 |  | 0
| 0 | 0 |  | 0 | Total: |  | 7352130.4441
| 0 | 0 |  | 0 | 0 |  | 0
| Pension expense | 50610000 |  | Pension Expense | 604.8 |  | 739624
| 0 | 50610100 |  | Pension Cap Credits | 604.8 |  | -137553.6543
| 0 | 0 |  | 0 | Total |  | 602070.3457
| 0 | 0 |  | 0 | 0 |  | 0
| Group insurance expense | 50510000 |  | PBOP Expense | 604.8 |  | 713966
| 0 | 50510100 |  | PBOP Cap Credits | 604.8 |  | -132781.8356
| 0 | 50550000 |  | Group Insur Expense | 604.8 |  | 1648027.3602
| 0 | 50550100 |  | Group Ins Cap Credts | 604.8 |  | -305758.6879 | 305758.6879 | 581184.1644
| 0 | 0 |  | 0 | Total |  | 1923452.8367
| 0 | 0 |  | 0 | 0 |  | 0
| Other benefits | 50421000 |  | 401k Expense | 604.8 |  | 218630.6259
| 0 | 50421100 |  | 401k Exp Cap Credits | 604.8 |  | -46278.4833
| 0 | 50422000 |  | DCP Expense | 604.8 |  | 246735.7241
| 0 | 50422100 |  | DCP Exp Cap Credits | 604.8 |  | -45527.9671
| 0 | 50423000 |  | ESPP Expense | 604.8 |  | 7799.4499
| 0 | 50426000 |  | Retiree Medical Exp | 604.8 |  | 19997.4586
| 0 | 50426100 |  | Retiree Med Cap Cr | 604.8 |  | -3329.453
| 0 | 50450000 |  | Other Welfare | 604.8 |  | 26627.6776
| 0 | 50450013 |  | Other Welfare WT | 604.3 |  | 576.1722
| 0 | 50450014 |  | Other Welfare TD | 604.5 |  | 530.5248
| 0 | 50450015 |  | Other Welfare CA | 604.7 |  | 388.5105
| 0 | 50450016 |  | Other Welfare AG | 604.8 |  | 10766.7113
| 0 | 50451000 |  | Employee Awards | 604.8 |  | 6000.1034
| 0 | 50452000 |  | Emp Physical Exams | 604.8 |  | 4808.1978
| 0 | 50454000 |  | Safety Incent Awards | 604.8 |  | 2738.8468
| 0 | 50456000 |  | Tuition Aid | 604.8 |  | 13161.6807
| 0 | 50457000 |  | Training | 604.8 |  | 29195.093
| 0 | 50458000 |  | Referral Bonus | 604.8 |  | 0
| 0 | 0 |  | 0 | Total |  | 492820.8731
| 0 | 0 |  | 0 | 0 |  | 0
| Service Company Costs | 53401000 |  | AWWSC Labor OPEX | 634.8 |  | 4079156.533
| 0 | 53401100 |  | AWWSC Pension OPEX | 634.8 |  | 332779.7483
| 0 | 53401200 |  | AWWSC Group Ins OPEX | 634.8 |  | 533611.2454
| 0 | 53401300 |  | AWWSC Other Ben OPEX | 634.8 |  | 270410.1501
| 0 | 53401400 |  | AWWSC Cont Svcs OPEX | 634.8 |  | 629969.3982
| 0 | 53401500 |  | AWWSC Off Suppl OPEX | 634.8 |  | 429628.9007
| 0 | 53401600 |  | AWWSC Transportaion | 634.8 |  | 67986.592
| 0 | 53401700 |  | AWWSC Rents OPEX | 634.8 |  | 265942.6856
| 0 | 53401800 |  | AWWSC Other operting supplies | 634.8 |  | 35179.176
| 0 | 53401900 |  | AWWSC Maint OPEX | 634.8 |  | 302054.3394
| 0 | 53402100 |  | AWWSC Oth O&M OPEX | 634.8 |  | 268903.4345
| 0 | 53402200 |  | AWWSC Dpr/Amrt OPEX | 634.8 |  | 963700.59
| 0 | 53402300 |  | AWWSC Gen Tax OPEX | 634.8 |  | 341706.2482
| 0 | 53402400 |  | AWWSC Interest OPEX | 634.8 |  | 87661.348
| 0 | 53402500 |  | AWWSC Oth Inc OPEX | 634.8 |  | -9917.982
| 0 | 53402600 |  | AWWSC Inc Tax OPEX | 634.8 |  | 4908.9428
| 0 | 0 |  | 0 | Total |  | 8603681.3501
| 0 | 0 |  | 0 | 0 |  | 0
| Contracted services | 53110000 |  | Contr Svc-Eng | 631.8 |  | 0
| 0 | 53110011 |  | Contr Svc-Eng SS | 631.1 |  | 682.1418
| 0 | 53110016 |  | Contr Svc-Eng AG | 631.8 |  | 22233.3925
| 0 | 53150000 |  | Contr Svc-Other | 636.8 |  | 0
| 0 | 53150011 |  | Contr Svc-Other SS | 636.1 |  | 0
| 0 | 53150013 |  | Contr Svc-Other WT | 636.3 |  | 29764.4149
| 0 | 53150014 |  | Contr Svc-Other TD | 636.5 |  | 93439.2494
| 0 | 53150015 |  | Contr Svc-Other CA | 636.7 |  | 34286.0405
| 0 | 53150016 |  | Contr Svc-Other AG | 636.8 |  | 46209.3472
| 0 | 53151000 |  | Contr Svc-Temp EE | 636.8 |  | 0
| 0 | 53151016 |  | Contr Svc-Temp EE AG | 636.8 |  | 17741.8876
| 0 | 53152000 |  | Contr Svc-Lab Testng | 635.3 |  | 55864.754
| 0 | 53153000 |  | Contr Svc-Accounting | 632.8 |  | 243824.9349
| 0 | 53154000 |  | Contr Svc-Audit Fees | 632.8 |  | 83272.6792
| 0 | 53155000 |  | Contr Svc-Legal | 633.8 |  | 127877.6644
| 0 | 53157000 |  | Contr Svc-Outplacemt | 675.8 |  | 3474.4936
| 0 | 0 |  | 0 | Total |  | 758671
| 0 | 0 |  | 0 | 0 |  | 0
| Building Maintenance and Services | 52532000 |  | Electricity | 675.8 |  | 0
| 0 | 52532011 |  | Electricity SS | 675.1 |  | 921.8146
| 0 | 52532013 |  | Electricity WT | 675.3 |  | 9430.4746
| 0 | 52532014 |  | Electricity TD | 675.5 |  | 36906.2476
| 0 | 52532016 |  | Electricity AG | 675.8 |  | 85081.4203
| 0 | 52546000 |  | Grounds Keeping | 675.8 |  | 0
| 0 | 52546011 |  | Grounds Keeping SS | 675.1 |  | 0
| 0 | 52546013 |  | Grounds Keeping WT | 675.3 |  | 12315.0294
| 0 | 52546014 |  | Grounds Keeping TD | 675.5 |  | 42292.1309
| 0 | 52546016 |  | Grounds Keeping AG | 675.8 |  | 116283.2925
| 0 | 52548000 |  | Heating Oil/Gas | 675.8 |  | 0
| 0 | 52548013 |  | Heating Oil/Gas WT | 675.3 |  | 2294.1791
| 0 | 52548014 |  | Heating Oil/Gas TD | 675.5 |  | -5075.1593
| 0 | 52548016 |  | Heating Oil/Gas AG | 675.8 |  | -1219.5918
| 0 | 52550000 |  | Janitorial | 675.8 |  | 0
| 0 | 52550013 |  | Janitorial WT | 675.3 |  | 7087.0974
| 0 | 52550014 |  | Janitorial TD | 675.5 |  | 13296.3995
| 0 | 52550016 |  | Janitorial AG | 675.8 |  | 43529.8484
| 0 | 52571000 |  | Security Svc | 675.8 |  | 0
| 0 | 52571011 |  | Security Svc SS | 675.1 |  | 21838.7211
| 0 | 52571014 |  | Security Svc TD | 675.5 |  | 403.9412
| 0 | 52571016 |  | Security Svc AG | 675.8 |  | 42688.3041
| 0 | 52571100 |  | Add'l Security Costs | 675.8 |  | 2496.1498
| 0 | 52578000 |  | Trash Removal | 675.8 |  | 0
| 0 | 52578013 |  | Trash Removal WT | 675.3 |  | 12897.6369
| 0 | 52578014 |  | Trash Removal TD | 675.5 |  | 0
| 0 | 52578016 |  | Trash Removal AG | 675.8 |  | 16377.7462
| 0 | 52583000 |  | Water & WW | 675.8 |  | 0
| 0 | 52583011 |  | Water & WW SS | 675.1 |  | 103046.4485
| 0 | 52583013 |  | Water & WW WT | 675.3 |  | 0
| 0 | 52583016 |  | Water & WW AG | 675.8 |  | 32809.869
| 0 | 0 |  | 0 | Total |  | 595702
| 0 | 0 |  | 0 | 0 |  | 0
| Telecommunication expenses | 52574000 |  | Telephone | 675.8 |  | 0
| 0 | 52574013 |  | Telephone WT | 675.3 |  | 16738.822
| 0 | 52574014 |  | Telephone TD | 675.5 |  | 5082.4424
| 0 | 52574015 |  | Telephone CA | 675.7 |  | 109545.9866
| 0 | 52574016 |  | Telephone AG | 675.8 |  | 24412.9734
| 0 | 52574100 |  | Cell Phone | 675.8 |  | 0
| 0 | 52574111 |  | Cell Phone SS | 675.1 |  | 0
| 0 | 52574113 |  | Cell Phone WT | 675.3 |  | 6064.8515
| 0 | 52574114 |  | Cell Phone TD | 675.5 |  | 1272.7143
| 0 | 52574115 |  | Cell Phone CA | 675.7 |  | 8818.5424
| 0 | 52574116 |  | Cell Phone AG | 675.8 |  | 78500.1735
| 0 | 52574200 |  | Data Lines AG | 675.8 |  | 111.494
| 0 | 0 |  | 0 | Total |  | 250548
| 0 | 0 |  | 0 | 0 |  | 0
| Postage, printing and stationary | 52562500 |  | Overnight Shippng | 675.8 |  | 0
| 0 | 52562511 |  | Overnight Shippng SS | 675.1 |  | 0
| 0 | 52562513 |  | Overnight Shippng WT | 675.3 |  | 9946.9267
| 0 | 52562514 |  | Overnight Shippng TD | 675.5 |  | 314.3824
| 0 | 52562516 |  | Overnight Shippng AG | 675.8 |  | 1420.8308
| 0 | 52566000 |  | Postage | 675.8 |  | 0
| 0 | 52566016 |  | Postage AG | 675.8 |  | 1309.7416
| 0 | 52566700 |  | Printing | 675.8 |  | 9538.1184
| 0 | 0 |  | 0 | Total |  | 22530
| 0 | 0 |  | 0 | 0 |  | 166
| Office supplies and services | 52526100 |  | Credit Line Fees I/C | 675.8 |  | 134030.7473
| 0 | 52542016 |  | Forms AG | 675.8 |  | 2191.7624
| 0 | 52562000 |  | Office Supplies | 675.8 |  | 0
| 0 | 52562011 |  | Off&Adm Supplies SS | 675.1 |  | 0
| 0 | 52562013 |  | Off&Adm Supplies WT | 675.3 |  | 7616.1174
| 0 | 52562014 |  | Off&Adm Supplies TD | 675.5 |  | 5007.4357
| 0 | 52562015 |  | Off&Adm Supplies CA | 675.7 |  | 0
| 0 | 52562016 |  | Off&Adm Supplies AG | 675.8 |  | 25738.8948
| 0 | 52571500 |  | Software Licenses | 675.8 |  | 84245.5914
| 0 | 52582000 |  | Uniforms | 675.7 |  | 0
| 0 | 52582013 |  | Uniforms WT | 675.3 |  | 11556.2984
| 0 | 52582014 |  | Uniforms TD | 675.5 |  | 11026.3411
| 0 | 52582016 |  | Uniforms AG | 675.7 |  | 1573.7236
| 0 | 52801100 |  | Indirect OH Clearing | 675.8 |  | 0
| 0 | 0 |  | 0 | Total |  | 282986.912
| 0 | 0 |  | 0 | 0 |  | 289
| Advertising & marketing expenses | 52503000 |  | Advertising | 660.8 |  | 0
| 0 | 0 |  | 0 | Total |  | 0
| 0 | 0 |  | 0 | 0 |  | 0
| Employee Related Expense | 52534000 |  | Employee Expenses | 675.8 |  | 102438.2681
| 0 | 52534021 |  | Travel - Meals | 675.8 |  | 11697.9153
| 0 | 52534200 |  | Conferences & Reg | 675.8 |  | 11935.4706
| 0 | 52535000 |  | Meals Deductible | 675.8 |  | 35926.632
| 0 | 52535100 |  | Meals Nondeductible | 675.8 |  | 0
| 0 | 52567000 |  | Relocation Expenses | 675.8 |  | 258.7141
| 0 | 0 |  | 0 | 0 |  | 162257
| 0 | 0 |  | 0 | 0 |  | 0
| Miscellaneous expenses | 52000000 |  | M&S Expense (O&M) | 620.5 |  | 0
| 0 | 52001000 |  | M&S Expense (O&M) | 620.5 |  | 0
| 0 | 52001100 |  | M&S Oper SS | 620.1 |  | 94.4656
| 0 | 52001200 |  | M&S Oper P | 620.1 |  | 247.064
| 0 | 52001300 |  | M&S Oper WT | 620.3 |  | 27571.0486
| 0 | 52001400 |  | M&S Oper TD | 620.5 |  | -13229.2266
| 0 | 52001600 |  | M&S Oper AG | 620.8 |  | 8474.4561
| 0 | 52500000 |  | Misc Expense (O&M) | 675.8 |  | 0
| 0 | 52501200 |  | Misc Oper P | 675.1 |  | 12.9184
| 0 | 52501300 |  | Misc Oper WT | 675.3 |  | 9168.0115
| 0 | 52501400 |  | Misc Oper TD | 675.5 |  | 24578.0219
| 0 | 52501600 |  | Misc Oper AG | 675.8 |  | 51936.7246
| 0 | 52514000 |  | Charitb Contr Deduct | 675.8 |  | 2396.3591
| 0 | 52514500 |  | Charitb Don-H/Ed/En | 675.8 |  | 61927.4753
| 0 | 52514600 |  | Charitb Don-Commnty | 675.8 |  | 36644.5945
| 0 | 52514700 |  | Community Partnrshps | 675.8 |  | 59799.1725
| 0 | 52514901 |  | Cust Edu Comm-Reg | 675.8 |  | 1671.3152
| 0 | 52514903 |  | Cust Edu Comm-Issues | 675.8 |  | 20355.327
| 0 | 52514904 |  | Cust Edu Comm-Consrv | 675.8 |  | 80464.5406
| 0 | 52514905 |  | Cust Edu Comm-Printd | 675.8 |  | 12999.9254
| 0 | 52514907 |  | Cust Edu-Press Rls | 675.8 |  | 827.5836
| 0 | 52514909 |  | Cust Edu-Video&Photo | 675.8 |  | 4564.2245
| 0 | 52515000 |  | Commun Relations-E | 675.8 |  | 12214.3266
| 0 | 52515001 |  | Commun Relations-S | 675.8 |  | 9585.4366
| 0 | 52522000 |  | Community Relations | 675.8 |  | 1744.7885
| 0 | 52524000 |  | Co Dues/Mmbrshp Ded | 675.8 |  | 77070.2367
| 0 | 52527000 |  | Directors Fees | 675.8 |  | 31084.8475
| 0 | 52528000 |  | Dues/Membership Deductible | 675.8 |  | 649.9559
| 0 | 52540000 |  | Amort Bus Svc ProjXp | 675.8 |  | 0
| 0 | 52548100 |  | Hiring Costs | 675.8 |  | 110.6136
| 0 | 52549000 |  | Injuries and Damages | 675.8 |  | 188.9313
| 0 | 52549500 |  | Inv Phys W/O Scrap | 675.8 |  | 22804.167
| 0 | 52554500 |  | Lab Supplies | 675.3 |  | 84039.7017
| 0 | 52556500 |  | Low Income Pay Prog | 675.8 |  | 48443.9181
| 0 | 52564000 |  | Penalties Non-deduct | 675.8 |  | 249805.1007
| 0 | 52568000 |  | Research & Develop | 675.8 |  | 18079.2702
| 0 | 52579000 |  | Trustee Fees | 675.8 |  | 16281.1935
| 0 | 52585000 |  | Discounts Available | 675.8 |  | -28858.8494
| 0 | 52586000 |  | PO Small Differences | 675.8 |  | 279.3599
| 0 | 0 |  | 0 | Total |  | 934027
| 0 | 0 |  | 0 | 0 |  | 11664
| Rents | 54110000 |  | Rents-Real Prop | 641.8 |  | 0
| 0 | 54110014 |  | Rents-Real Prop TD | 641.5 |  | 5154.4914
| 0 | 54140000 |  | Rents-Equip | 642.8 |  | 0
| 0 | 54140014 |  | Rents-Equip TD | 642.5 |  | 166.7007
| 0 | 54140016 |  | Rents-Equip AG | 642.8 |  | 3543.0513
| 0 | 0 |  | 0 | Total |  | 8864.2434
| 0 | 0 |  | 0 | 0 |  | 0
| Transportation | 55000000 |  | Transportation (O&M) | 650.8 |  | 0
| 0 | 55000010 |  | Transportation | 650.8 |  | 0
| 0 | 55000012 |  | Trans Oper P | 650.1 |  | 0
| 0 | 55000013 |  | Trans Oper WT | 650.3 |  | -173.4564
| 0 | 55000014 |  | Trans Oper TD | 650.5 |  | 124.0476
| 0 | 55000015 |  | Trans Oper CA | 650.7 |  | 0
| 0 | 55000016 |  | Trans Oper AG | 650.8 |  | 1058.6097
| 0 | 55000023 |  | Trans Maint WT | 650.4 |  | 332.1953
| 0 | 55000024 |  | Trans Maint TD | 650.6 |  | 0
| 0 | 55000100 |  | Trans Cap Credits | 650.8 |  | -109433.1201
| 0 | 55010100 |  | Trans Lease Costs | 650.8 |  | 56106.3138
| 0 | 55010200 |  | Trans Lease Fuel | 650.8 |  | 271835.6212
| 0 | 55010300 |  | Trans Lease Maint | 650.8 |  | 204438.8723
| 0 | 55010400 |  | Trans Emp Reimb Co | 650.8 |  | 0
| 0 | 55010500 |  | Trans Reimb EE Prsnl | 650.8 |  | 4551.9166
| 0 | 0 |  | 0 | Total |  | 428841
| 0 | 0 |  | 0 | 0 |  | 0
| Uncollectible accounts expense | 57010000 |  | Uncoll Accts Exp | 670.7 |  | 164281.3477
| 0 | 57010015 |  | Uncoll Accts Exp CA | 670.7 |  | 454980.9346
| 0 | 57010016 |  | Uncoll Accts Exp AG | 670.7 |  | 65963.7177
| 0 | 0 |  | 0 | Total |  | 685226 | 105133.8088
| 0 | 0 |  | 0 | 0 |  | 0
| Customer accounting, other | 52501500 |  | Misc Oper CA | 675.7 |  | 916.6886
| 0 | 52510015 |  | Bank Svc Charges-CA | 675.7 |  | 154676.5328
| 0 | 52514906 |  | Cust Edu-Bill Insert | 675.8 |  | 33931.8802
| 0 | 52520000 |  | Collection Agencies | 675.7 |  | 475212.3743
| 0 | 52542015 |  | Forms CA | 675.7 |  | 146621.8137
| 0 | 52566015 |  | Postage CA | 675.7 |  | 650200.7104
| 0 | 0 |  | 0 | Total |  | 1461560
| 0 | 0 |  | 0 | 0 |  | 0
| Regulatory expense | 56610000 |  | Reg Exp-Amort | 666.8 |  | 286731.8248
| 0 | 56620000 |  | Reg Exp-Depr Stdy | 667.8 |  | 3791.5086
| 0 | 0 |  | 0 | Total |  | 290523.3333
| 0 | 0 |  | 0 | 0 |  | 0
| Insurance other than group | 55110000 |  | Ins Vehicle | 656.8 |  | 33899.7673
| 0 | 55115000 |  | Ins Vehicle - I/C | 656.8 |  | 0
| 0 | 55710000 |  | Ins General Liabilty | 657.8 |  | 464459.5769
| 0 | 55715000 |  | Ins General Liab-I/C | 657.8 |  | 0
| 0 | 55720000 |  | Ins Work Comp | 658.8 |  | 147981.6375
| 0 | 55720100 |  | Ins W/C Cap Credits | 658.8 |  | -35398.709
| 0 | 55725000 |  | Ins Work Comp-I/C | 658.8 |  | 0
| 0 | 55730000 |  | Ins Other | 659.8 |  | 194636.7273
| 0 | 55735000 |  | Ins Other - I/C | 659.8 |  | 0
| 0 | 0 |  | 0 | Total |  | 805579
| 0 | 0 |  | 0 | 0 |  | 0
| Maintenance supplies and services | 62002100 |  | M&S Maint SS | 620.2 |  | 34747.6054
| 0 | 62002300 |  | M&S Maint WT | 620.4 |  | 253863.4
| 0 | 62002400 |  | M&S Maint TD | 620.6 |  | 231229.8549
| 0 | 62002600 |  | M&S Maint AG | 620.8 |  | 18036.3304
| 0 | 62502100 |  | Misc Maint SS | 675.2 |  | 18.4462
| 0 | 62502300 |  | Misc Maint WT | 675.4 |  | 26998.1321
| 0 | 62502400 |  | Misc Maint TD | 675.6 |  | 162393.5851
| 0 | 62502420 |  | Misc Maint TD Mains | 675.6 |  | 0
| 0 | 62502435 |  | Misc Maint TD Meters | 675.6 |  | 205.9831
| 0 | 62502600 |  | Misc Maint AG | 675.8 |  | 492751.5218
| 0 | 62510000 |  | Amort Def Maint | 675.6 |  | 145968.2269 | ??????
| 0 | 62512000 |  | Amort Def Maint | 675.6 |  | 81174.7595 | ??????
| 0 | 62512300 |  | Amort Def Maint WT | 675.4 |  | 59513.7416
| 0 | 62512400 |  | Amort Def Maint TD | 675.6 |  | 163965.6152
| 0 | 62520700 |  | Misc Main Pvg/Bckfll | 675.6 |  | 147412.1581
| 0 | 62520800 |  | Misc Maint Permits | 675.6 |  | 0
| 0 | 63110000 |  | Contract Svc - Other Maint | 631.6 |  | 150962.0359
| 0 | 63110024 |  | Contr Svc-Maint TD | 631.6 |  | 0
| 0 | 63150021 |  | Contr Svc-Maint SS | 636.2 |  | 9531.5857
| 0 | 63150022 |  | Contr Svc-Maint P | 636.3 |  | 0
| 0 | 63150023 |  | Contr Svc-Maint WT | 636.4 |  | 127310.8728
| 0 | 63150024 |  | Contr Svc-Maint TD | 636.6 |  | 108948.6587
| 0 | 63150026 |  | Contr Svc-Maint AG | 636.8 |  | 557.4866
| 0 | 0 |  | 0 | Total |  | 2215590 | 34264662.3384
| 0 | 0 |  | 0 | 0 |  | 0
| Depreciation | 68011000 |  | Depr -UPIS General | 403. |  | 13912201
| 0 | 68011500 |  | Depr -Amort Def Depreciation | 403. |  | 0
| 0 | 68012000 |  | Depr -Amort CIAC Tx | 403. |  | -171241
| 0 | 68012500 |  | Depr-Amort CIAC Nntx | 403. |  | -1209078
| 0 | 68311000 |  | Rem Costs-ARO/NNS | 403. |  | 2835987.9642
| 0 | 68312000 |  | Rmv Csts-NNS CIAC Tx | 403. |  | -293146.1264
| 0 | 68312500 |  | Rmv Csts-NNS CIAC NT | 403. |  | -126629.2356
| 0 | 0 |  | 0 | Total |  | 14948094.6021
| 0 | 0 |  | 0 | 0 |  | 0
| Amortization | 68254000 |  | Amort-RegAsset AFUDC | 407.1 |  | 170039
| 0 | 68255000 |  | Amort-UPAA | 406. |  | 0
| 0 | 68257000 |  | Amort-Prop Losses | 407.2 |  | 57088
| 0 | 68258000 |  | Amort-Reg Asset | 407.4 |  | 0
| 0 | 0 |  | 0 | 0 |  | 227127
| 0 | 0 |  | 0 | 0 |  | 0
| Current federal income taxes - operating | 69011000 |  | FIT-Current | 409.10 |  | 5055681.1258
| 0 | 69012000 |  | FIT-Prior Year Adj | 409.10 |  | 0
| 0 | 69021000 |  | SIT-Current | 409.11 |  | 1140794.7924
| 0 | 69022000 |  | SIT-Prior Year Adj | 409.11 |  | 0
| 0 | 0 |  | 0 | 0 |  | 6196475.9182
| 0 | 0 |  | 0 | 0 |  | 0
| Deferred federal income tax expense | 69061000 |  | Def FIT-Current Year | 410.10 |  | 0
| 0 | 69062000 |  | Def FIT-Pr Yr Adj | 410.10 |  | 0
| 0 | 69063000 |  | Def FIT-RegAsst/Liab | 410.10 |  | -167105.665
| 0 | 69063200 |  | Def FIT-Reg Liability | 410.10 |  | 0
| 0 | 69065000 |  | Def FIT-Other | 410.10 |  | 1671351.6525
| 0 | 69071000 |  | Def SIT-Current Year | 410.11 |  | 0
| 0 | 69072000 |  | Def SIT-Pr Yr Adj | 410.11 |  | 0
| 0 | 69073000 |  | Def SIT-RegAsst/Liab | 410.11 |  | -66551
| 0 | 69073200 |  | Def SIT-Reg Liability | 410.11 |  | 0
| 0 | 69073500 |  | Def SIT-Other | 410.11 |  | 90267.6322
| 0 | 0 |  | 0 | 0 |  | 1527962.6197
| 0 | 0 |  | 0 | 0 |  | 0
| Amortization of investment tax credits | 69520000 |  | ITC Restored FIT | 412.11 |  | 0
| 0 | 69522000 |  | ITC Restored-3% | 412.11 |  | -6904.4132
| 0 | 69523000 |  | ITC Restored-4% | 412.11 |  | -5681.5313
| 0 | 69524000 |  | ITC Restored-10% | 412.11 |  | -63882.0555
| 0 | 0 |  | 0 | 0 |  | -76468
| 0 | 0 |  | 0 | 0 |  | 0
| General taxes | 68520000 |  | Property Taxes | 408.11 |  | 5440026.5431
| 0 | 68520100 |  | Tax Discounts | 408.11 |  | 0
| 0 | 68532000 |  | FUTA | 408.12 |  | 5723.7564
| 0 | 68532100 |  | FUTA Cap Credits | 408.12 |  | -1087.1243
| 0 | 68533000 |  | FICA | 408.12 |  | 686417.3873
| 0 | 68533100 |  | FICA Cap Credits | 408.12 |  | -132425.3918
| 0 | 68535000 |  | SUTA | 408.12 |  | 21721.6554
| 0 | 68535100 |  | SUTA Cap Credits | 408.12 |  | -4125.6368
| 0 | 68543000 |  | Othr Taxes &Licenses | 408.13 |  | 9690.84
| 0 | 68544000 |  | Gross Receipts Tax | 408.13 |  | 0
| 0 | 68545000 |  | Utility Reg Assessme | 408.10 |  | 167669.0151
| 0 | 0 |  | 0 | 0 |  | 6193611.0444
| Operating Income | Operating Income = Account Groups 400+420-401-403-406-407-408-409-410-412 |  | 0 | 0 |  | 25069685.4771
|  |  |  | Deprectiation Expense | CIAC | COR | Net depreciation Exp
| 301000-Organization | 301000 |  | 0 |  | 0 | 0
| 302000-Franchises | 302000 |  | 0 |  | 0 | 0
| 303200-Land & Land Rights-Supply | 303200 |  | 0 |  | 0 | 0
| 303300-Land & Land Rights-Pumping | 303300 |  | 0 |  | 0 | 0
| 303400-Land & Land Rights-Treatment | 303400 |  | 0 |  | 0 | 0
| 303500-Land & Land Rights-T&D | 303500 |  | 0 |  | 0 | 0
| 304100-Struct & Imp-Supply | 304100 |  | 431966.0226 |  | 42349.6101 | 474315.6327
| 304200-Struct & Imp-Pumping | 304200 |  | 217799.3485 |  | 32266.5702 | 250065.9187
| 304300-Struct & Imp-Treatment | 304300 |  | 1007770.0257 |  | 149457.4191 | 1157227.4448
| 304400-Struct & Imp-T&D | 304400 |  | 12367.2296 |  | 655.8379 | 13023.0675
| 304500-Struct & Imp-General | 304500 |  | 136816.5408 |  | 20496.86 | 157313.4008
| 304600-Struct & Imp-Offices | 304600 |  | 153752.444 |  | 23034.074 | 176786.518
| 304610-Struct & Imp-HVAC | 304610 |  | 282.2289 |  | 42.2815 | 324.5104
| 304700-Struct & Imp-Store,Shop,Gar | 304700 |  | 31089.4084 |  | 0 | 31089.4084
| 304800-Struct & Imp-Misc | 304800 |  | 83124.6128 |  | 0 | 83124.6128
| 305000-Collect & Impound Reservoirs | 305000 |  | 13457.3322 |  | 0 | 13457.3322
| 306000-Lake, River & Other Intakes | 306000 |  | 36350.0603 |  | 3555.9842 | 39906.0445
| 309000-Supply Mains | 309000 |  | 256282.5354 |  | 27856.7973 | 284139.3327
| 310000-Power Generation Equip | 310000 |  | 95565.9348 |  | 4826.5624 | 100392.4972
| 311000-Pumping Equipment | 311000 |  | 332273.262 |  | 57954.6387 | 390227.9007
| 311200-Pump Eqp Electric | 311200 |  | 409561.2297 |  | 71435.0982 | 480996.3279
| 311300-Pump Eqp Diesel | 311300 |  | 11901.4879 |  | 2077.3506 | 13978.8385
| 311400-Pump Eqp Hydraulic | 311400 |  | 268.9302 |  | 46.3673 | 315.2975
| 311520-Pump Eqp-SOS & Pumping | 311520 |  | -430.8553 |  | -73.9666 | -504.8218
| 311530-Pump Eqp Wtr Treatment | 311530 |  | 0 |  | 0 | 0
| 311540-Pumping Equipment TD | 311540 |  | 2295.0827 |  | 401.8627 | 2696.9454
| 320100-WT Equip Non-Media | 320100 |  | 1097552.5371 |  | 179851.046 | 1277403.5831
| 320200-WT Equip Filter Media | 320200 |  | 19672.0028 |  | 0 | 19672.0028
| 330000-Dist Reservoirs & Standpipes | 330000 |  | 32592.9916 |  | 3188.4448 | 35781.4364
| 330100-Elevated Tanks & Standpipes | 330100 |  | 243645.2053 |  | 24081.2121 | 267726.4174 | 380062.8853
| 330200-Ground Level Tanks | 330200 |  | 57479.1398 |  | 0 | 57479.1398
| 330400-Clearwell | 330400 |  | 19075.8916 |  | 0 | 19075.8916
| 331001-TD Mains Not Classified | 331001 |  | 3618827.3682 |  | 1033950.6766 | 4652778.0449 |  |  | 2351366.101 | 304540650.9248 | 1
| 331100-TD Mains 4in & Less | 331100 |  | -34.2139 |  | -9.7754 | -43.9893 |  |  | 80282.8358 | -2967.8667 | -9.7455e-06
| 331200-TD Mains 6in to 8in | 331200 |  | -5.9393 | 976957.4115 | -1.6969 | -976965.0477 |  |  | 300218.8022 | -515.2 | -1.6918e-06
| 331300-TD Mains 10in to 16in | 331300 |  | 0 |  | 0 | 0 |  |  | 130997.4882 | 0 | 0
| 331400-TD Mains 18in & Grtr | 331400 |  | -5.8354 |  | -1.6673 | -7.5026 |  |  | 1048367.1158 | -506.1867 | -1.6622e-06
| 333000-Services | 333000 |  | 935519.9755 | 397912.0582 | 739112.4668 | 1276720.3841
| 334100-Meters | 334100 |  | 717087.4776 | 357141.0317 | 169769.8268 | 529716.2728 |  |  | 3911232.3431 | 304536661.6714 | 1
| 334110-Meters Bronze Case | 334110 |  | -123.5462 |  | -29.5666 | -153.1128 |  |  | 3618781.3796
| 334120-Meters Plastic Case | 334120 |  | -1101.7853 |  | -260.7041 | -1362.4894
| 334130-Meters Other | 334130 |  | -1101.0533 |  | -261.4541 | -1362.5074
| 334131-Meter Reading Units | 334131 |  | -2.0612 |  | -0.48945 | -2.5506 | 526835.6124
| 334200-Meter Installations | 334200 |  | 577295.2211 |  | 114979.961 | 692275.1821
| 334300-Meter Vaults | 334300 |  | 25468.2899 |  | 5986.9488 | 31455.2387 | 723730.4208
| 335000-Hydrants | 335000 |  | 298267.8173 | 68083.5245 | 129249.3875 | 359433.6803
| 339100-Other P/E-Intangible | 339100 |  | 9626.321 |  | 0 | 9626.321
| 339600-Other P/E-CPS | 339600 |  | 71385.2892 |  | 0 | 71385.2892 | 81011.6102
| 340100-Office Furniture & Equip | 340100 |  | 43139.3202 |  | 0 | 43139.3202
| 340210-Comp & Periph Mainframe | 340210 |  | 370913.592 |  | 0 | 370913.592
| 340220-Comp & Periph Personal | 340220 |  | -35921.6453 |  | 0 | -35921.6453
| 340230-Comp & Periph Other | 340230 |  | -4788.0895 |  | 0 | -4788.0895
| 340240-Comp & Periph Capital Lease | 340240 |  | 0 |  | 0 | 0
| 340300-Computer Software | 340300 |  | 311699.7933 |  | 0 | 311699.7933
| 340300-Computer Software-BT | 340301 |  | 1170572.072 |  | 0 | 1170572.072
| 340320-Comp Software Personal | 340320 |  | 0 |  | 0 | 0
| 340325-Comp Software Customized | 340325 |  | -430.5564 |  | 0 | -430.5564
| 340330-Comp Software Other | 340330 |  | -398.5541 |  | 0 | -398.5541 | -829.1105
| 340500-Other Office Equipment | 340500 |  | 380.8562 |  | 0 | 380.8562
| 341100-Trans Equip Lt Duty Trks | 341100 |  | 159576.3424 |  | 0 | 159576.3424
| 341200-Trans Equip Hvy Duty Trks | 341200 |  | 203463.5587 |  | 0 | 203463.5587
| 341300-Trans Equip Autos | 341300 |  | 32214.7321 |  | 0 | 32214.7321
| 341400-Trans Equip Other | 341400 |  | 90576.1753 |  | 0 | 90576.1753
| 342000-Stores Equipment | 342000 |  | 2591.5387 |  | 0 | 2591.5387
| 343000-Tools,Shop,Garage Equip | 343000 |  | 133631.4094 |  | 0 | 133631.4094
| 344000-Laboratory Equipment | 344000 |  | 82695.4569 |  | 0 | 82695.4569
| 345000-Power Operated Equipment | 345000 |  | 37291.0348 |  | 0 | 37291.0348
| 346100-Comm Equip Non-Telephone | 346100 |  | 16650.2263 |  | 0 | 16650.2263
| 346190-Remote Control & Instrument | 346190 |  | 247479.8387 |  | 0 | 247479.8387
| 346200-Comm Equip Telephone | 346200 |  | 5871.0076 |  | 0 | 5871.0076
| 347000-Misc Equipment | 347000 |  | 84630.9866 |  | 0 | 84630.9866
| 348000-Other Tangible Property | 348000 |  | 6748.2442 |  | 0 | 6748.2442
| 354200-WW Struct & Imp Collection | 354200 |  |  |  |  | 0
| 340315-Comp Software Specia | 340315 |  | 0 |  |  | 0
| 339300-Other P/E-Treatment | 339300 |  | 0 |  |  | 0
|  |  |  | 13912201.2947 | 1800094.0258 | 2835987.9642 | 14948095.2331
1800094.0258
CIAC
| Mains | -42049842.57 | 0.54273
| Services | -17126784.86 | 0.22105
| Meters | -15371933.29 | 0.1984
| Hydrants | -2930426.09 | 0.037822
|  | -77478986.81 | 1
MGMT FEE
|  |  |  | A | 5540346 | 5929798.3077
|  |  |  | C | 1724255 | 1845459.5401
|  |  |  | E | 713280 | 763419.2047
|  |  |  | L | 60735 | 65004.2976
[5 empty] | 8038616 | 8603681.3501
Note on L282: SCHWARML: Is a Service Company Account. See Above.

## COS 1
|  |  |  | KENTUCKY AMERICAN WATER COMPANY | [18 empty] | KENTUCKY AMERICAN WATER COMPANY
|  |  |  | COST OF SERVICE FOR THE TWELVE MONTHS ENDED AUGUST 31, 2017, ALLOCATED TO CUSTOMER CLASSIFICATIONS | [18 empty] | COST OF SERVICE FOR THE TWELVE MONTHS ENDED AUGUST 31, 2017, ALLOCATED TO FUNCTIONAL CLASSIFICATIONS
[5 empty] | Factor | Cost of | [7 empty] | Public |  | Sales for |  | Fire Protection | [5 empty] | Factor | Cost of | [11 empty] | Billing & |  | Uncollectible |  | Private Fire |  | Public fire
|  |  | Account |  | Ref. | Service |  | Residential |  | Commercial |  | Industrial |  | Authorities |  | Resale |  | Private |  | Public |  |  | Account | Ref. | Service |  | Base |  | Max Day |  | Max Hour |  | Meters |  | Services |  | Collecting |  | Accounts |  | Service |  | Service
|  |  | (1) |  | -2 | -3 |  | -4 |  | -5 |  | -6 |  | -7 |  | -8 |  | -9 |  | -10 |  |  | -1 | -2 | -3 |  | -4 |  | -5 |  | -6 |  | -7 |  | -8 |  | -9 |  | -10 |  | -11 |  | -12
|  |  |  | OPERATION AND MAINTENANCE EXPENSES | [18 empty] | OPERATION AND MAINTENANCE EXPENSES
|  |  |  | SOURCE OF SUPPLY EXPENSES | [18 empty] | SOURCE OF SUPPLY EXPENSES
|  |  |  | -OPERATION- | [18 empty] | -OPERATION-
|  | 230255 | 610.1 | Purchased Water | 1 | 230255 |  | 113078.2305 |  | 70803.4125 |  | 12548.8975 |  | 24245.8515 |  | 8174.0525 |  | 644.714 |  | 759.8415 | 0 |  | Purchased Water | 1 | 230255 |  | 228850.4445 |  | 0 |  | 0 |  | 0 |  | 0 |  | 0 |  | 0 |  | 644.714 |  | 759.8415 | 0
|  | 197891.5371 | 615.1 | Purchased Power | 1 | 197891.5371 |  | 97184.5338 |  | 60851.6476 |  | 10785.0888 |  | 20837.9789 |  | 7025.1496 |  | 554.0963 |  | 653.0421 | 0 |  | Purchased Power | 1 | 197891.5371 |  | 196684.3987 |  | 0 |  | 0 |  | 0 |  | 0 |  | 0 |  | 0 |  | 554.0963 |  | 653.0421 | 0
|  | 1276.2626 | 675.1 | Miscellaneous Expenses | 2 | 1276.2626 |  | 653.3188 |  | 390.664 |  | 62.6645 |  | 124.308 |  | 40.8404 |  | 2.042 |  | 2.4249 | 0 |  | Miscellaneous Expenses | 2 | 1276.2626 |  | 724.7896 |  | 547.0062 |  | 0 |  | 0 |  | 0 |  | 0 |  | 0 |  | 2.042 |  | 2.4249 | 0
|  | 682.1418 | 675.1 | Contracted Services | 2 | 682.1418 |  | 349.1884 |  | 208.8036 |  | 33.4932 |  | 66.4406 |  | 21.8285 |  | 1.0914 |  | 1.2961 | 0 |  | Janitorial P | 2 | 682.1418 |  | 387.3883 |  | 292.366 |  | 0 |  | 0 |  | 0 |  | 0 |  | 0 |  | 1.0914 |  | 1.2961 | 0
|  | 21838.7211 | 675.1 | Security | 2 | 21838.7211 |  | 11179.2413 |  | 6684.8325 |  | 1072.2812 |  | 2127.0914 |  | 698.8391 |  | 34.942 |  | 41.4936 | 0 |  | Trash Removal SS | 2 | 21838.7211 |  | 12402.2097 |  | 9360.0759 |  | 0 |  | 0 |  | 0 |  | 0 |  | 0 |  | 34.942 |  | 41.4936 | 0
|  | 103046.4485 | 675.1 | Water & WW SS | 1 | 103046.4485 |  | 50606.1108 |  | 31686.7829 |  | 5616.0314 |  | 10850.791 |  | 3658.1489 |  | 288.5301 |  | 340.0533 | 0 |  | Water & WW SS | 1 | 103046.4485 |  | 102417.8651 |  | 0 |  | 0 |  | 0 |  | 0 |  | 0 |  | 0 |  | 288.5301 |  | 340.0533 | 0
[21 empty] | 0 | [22 empty] | 0
|  |  |  | Total Operation |  | 554990.1111 |  | 273050.6238 |  | 170626.1432 |  | 30118.4566 |  | 58252.4614 |  | 19618.859 |  | 1525.4158 |  | 1798.1514 | 0 |  | Total Operation |  | 554990.1111 |  | 541467.0959 |  | 10199.448 |  | 0 |  | 0 |  | 0 |  | 0 |  | 0 |  | 1525.4158 |  | 1798.1514 | 0
[21 empty] | 0 | [22 empty] | 0
|  |  |  | -MAINTENANCE- | [16 empty] | 0 |  | -MAINTENANCE- | [20 empty] | 0
|  |  | 601.2 | Labor | 2 | 0 |  | 0 |  | 0 |  | 0 |  | 0 |  | 0 |  | 0 |  | 0 | 0 |  | Labor | 2 | 0 |  | 0 |  | 0 |  | 0 |  | 0 |  | 0 |  | 0 |  | 0 |  | 0 |  | 0 | 0
|  | 44297.6374 | 620.2 | M&S Maint | 2 | 44297.6374 |  | 22675.9606 |  | 13559.5068 |  | 2175.014 |  | 4314.5899 |  | 1417.5244 |  | 70.8762 |  | 84.1655 | 0 |  | M&S Maint | 2 | 44297.6374 |  | 25156.6283 |  | 18985.9674 |  | 0 |  | 0 |  | 0 |  | 0 |  | 0 |  | 70.8762 |  | 84.1655 | 0
[21 empty] | 0 | [22 empty] | 0
|  |  |  | Total Maintenance |  | 44297.6374 |  | 22675.9606 |  | 13559.5068 |  | 2175.014 |  | 4314.5899 |  | 1417.5244 |  | 70.8762 |  | 84.1655 | 0 |  | Total Maintenance |  | 44297.6374 |  | 25156.6283 |  | 18985.9674 |  | 0 |  | 0 |  | 0 |  | 0 |  | 0 |  | 70.8762 |  | 84.1655 | 0
[21 empty] | 0 | [22 empty] | 0
|  |  |  | Total Source of Supply |  | 599287.7485 |  | 295726.5843 |  | 184185.65 |  | 32293.4706 |  | 62567.0513 |  | 21036.3834 |  | 1596.292 |  | 1882.3169 | 0 |  | Total Source of Supply |  | 599287.7485 |  | 566623.7242 |  | 29185.4154 |  | 0 |  | 0 |  | 0 |  | 0 |  | 0 |  | 1596.292 |  | 1882.3169 | 0
0
|  |  |  | POWER AND PUMPING EXPENSES | [16 empty] | 0 |  | POWER AND PUMPING EXPENSES | [20 empty] | 0
|  | 629804.9031 | 615.1 | Purchased Power | 1 | 629804.9031 |  | 309297.1879 |  | 193665.0077 |  | 34324.3672 |  | 66318.4563 |  | 22358.0741 |  | 1763.4537 |  | 2078.3562 | 0 |  | Purchased Power | 1 | 629804.9031 |  | 625963.0932 |  | 0 |  | 0 |  | 0 |  | 0 |  | 0 |  | 0 |  | 1763.4537 |  | 2078.3562 | 0
[21 empty] | 0 | [22 empty] | 0
|  |  |  | Total Operation |  | 629804.9031 |  | 309297.1879 |  | 193665.0077 |  | 34324.3672 |  | 66318.4563 |  | 22358.0741 |  | 1763.4537 |  | 2078.3562 | 0 |  | Total Operation |  | 629804.9031 |  | 625963.0932 |  | 0 |  | 0 |  | 0 |  | 0 |  | 0 |  | 0 |  | 1763.4537 |  | 2078.3562 | 0
|  |  |  | -MAINTENANCE- | [16 empty] | 0 |  | -MAINTENANCE- | [20 empty] | 0
|  | 0 | 601.2 | Labor | 6 | 0 |  | 0 |  | 0 |  | 0 |  | 0 |  | 0 |  | 0 |  | 0 | 0 |  | Labor | 6 | 0 |  | 0 |  | 0 |  | 0 |  | 0 |  | 0 |  | 0 |  | 0 |  | 0 |  | 0 | 0
[21 empty] | 0 | [22 empty] | 0
|  |  |  | Total Maintenance |  | 0 |  | 0 |  | 0 |  | 0 |  | 0 |  | 0 |  | 0 |  | 0 | 0 |  | Total Maintenance |  | 0 |  | 0 |  | 0 |  | 0 |  | 0 |  | 0 |  | 0 |  | 0 |  | 0 |  | 0 | 0
[21 empty] | 0 | [22 empty] | 0
|  |  |  | Total Power and Pumping |  | 629804.9031 |  | 309297.1879 |  | 193665.0077 |  | 34324.3672 |  | 66318.4563 |  | 22358.0741 |  | 1763.4537 |  | 2078.3562 | 0 |  | Total Power and Pumping |  | 629804.9031 |  | 625963.0932 |  | 0 |  | 0 |  | 0 |  | 0 |  | 0 |  | 0 |  | 1763.4537 |  | 2078.3562 | 0
[21 empty] | 0 | [22 empty] | 0
|  |  |  | WATER TREATMENT | [16 empty] | 0 |  | WATER TREATMENT | [20 empty] | 0
|  |  |  | -OPERATION- | [16 empty] | 0 |  | -OPERATION- | [20 empty] | 0
[21 empty] | 0 | [22 empty] | 0
|  | 173467.7734 | 601.3 | Supervision and Engineering | 2 | 173467.7734 |  | 88798.1532 |  | 53098.4854 |  | 8517.2677 |  | 16895.7611 |  | 5550.9687 |  | 277.5484 |  | 329.5888 | 0 |  | Supervision and Engineering | 2 | 173467.7734 |  | 98512.3485 |  | 74348.2877 |  | 0 |  | 0 |  | 0 |  | 0 |  | 0 |  | 277.5484 |  | 329.5888 | 0
|  | 2398530.2497 | 601.3 | Labor Expense | 2 | 2398530.2497 |  | 1227807.6348 |  | 734190.1094 |  | 117767.8353 |  | 233616.8463 |  | 76752.968 |  | 3837.6484 |  | 4557.2075 | 0 |  | Labor Expense | 2 | 2398530.2497 |  | 1362125.3288 |  | 1028010.065 |  | 0 |  | 0 |  | 0 |  | 0 |  | 0 |  | 3837.6484 |  | 4557.2075 | 0
|  | 1768379 | 618.3 | Chemicals | 1 | 1768379 |  | 868450.9269 |  | 543776.5425 |  | 96376.6555 |  | 186210.3087 |  | 62777.4545 |  | 4951.4612 |  | 5835.6507 | 0 |  | Chemicals | 1 | 1768379 |  | 1757591.8881 |  | 0 |  | 0 |  | 0 |  | 0 |  | 0 |  | 0 |  | 4951.4612 |  | 5835.6507 | 0
|  | 3295454.9182 | 615.3 | Purchased Power | 1 | 3295454.9182 |  | 1618397.9104 |  | 1013352.3874 |  | 179602.293 |  | 347011.4029 |  | 116988.6496 |  | 9227.2738 |  | 10875.0012 | 0 |  | Purchased Power | 1 | 3295454.9182 |  | 3275352.6432 |  | 0 |  | 0 |  | 0 |  | 0 |  | 0 |  | 0 |  | 9227.2738 |  | 10875.0012 | 0
|  | 27571.0486 | 620.3 | M&S Operation | 2 | 27571.0486 |  | 14113.6198 |  | 8439.498 |  | 1353.7385 |  | 2685.4201 |  | 882.2736 |  | 44.1137 |  | 52.385 | 0 |  | M&S Operation | 2 | 27571.0486 |  | 15657.5985 |  | 11816.9514 |  | 0 |  | 0 |  | 0 |  | 0 |  | 0 |  | 44.1137 |  | 52.385 | 0
|  | 29764.4149 | 636.3 | Contracted Services | 2 | 29764.4149 |  | 15236.404 |  | 9110.8874 |  | 1461.4328 |  | 2899.054 |  | 952.4613 |  | 47.6231 |  | 56.5524 | 0 |  | Contracted Services | 2 | 29764.4149 |  | 16903.2112 |  | 12757.0282 |  | 0 |  | 0 |  | 0 |  | 0 |  | 0 |  | 47.6231 |  | 56.5524 | 0
|  | 55864.754 | 635.3 | Contracted Services - Lab Testing | 2 | 55864.754 |  | 28597.1676 |  | 17100.2012 |  | 2742.9594 |  | 5441.227 |  | 1787.6721 |  | 89.3836 |  | 106.143 | 0 |  | Contracted Services - Lab Testing | 2 | 55864.754 |  | 31725.5938 |  | 23943.6336 |  | 0 |  | 0 |  | 0 |  | 0 |  | 0 |  | 89.3836 |  | 106.143 | 0
|  | 23594.6613 | 675.3 | Misc Operating Expense | 2 | 23594.6613 |  | 12078.1071 |  | 7222.3258 |  | 1158.4979 |  | 2298.12 |  | 755.0292 |  | 37.7515 |  | 44.8299 | 0 |  | Misc Operating Expense | 2 | 23594.6613 |  | 13399.4081 |  | 10112.6718 |  | 0 |  | 0 |  | 0 |  | 0 |  | 0 |  | 37.7515 |  | 44.8299 | 0
|  | 84039.7017 | 675.3 | Lab Supplies | 2 | 84039.7017 |  | 43019.9233 |  | 25724.5527 |  | 4126.3494 |  | 8185.4669 |  | 2689.2705 |  | 134.4635 |  | 159.6754 | 0 |  | Lab Supplies | 2 | 84039.7017 |  | 47726.1466 |  | 36019.4162 |  | 0 |  | 0 |  | 0 |  | 0 |  | 0 |  | 134.4635 |  | 159.6754 | 0
|  | 377380 | 675.3 | Waste Disposal | 1 | 377380 |  | 185331.318 |  | 116044.35 |  | 20567.21 |  | 39738.114 |  | 13396.99 |  | 1056.664 |  | 1245.354 | 0 |  | Waste Disposal | 1 | 377380 |  | 375077.982 |  | 0 |  | 0 |  | 0 |  | 0 |  | 0 |  | 0 |  | 1056.664 |  | 1245.354 | 0
|  | 9946.9267 | 675.3 | Overnight Shipping | 2 | 9946.9267 |  | 5091.8318 |  | 3044.7543 |  | 488.3941 |  | 968.8307 |  | 318.3017 |  | 15.9151 |  | 18.8992 | 0 |  | Overnight Shipping | 2 | 9946.9267 |  | 5648.8597 |  | 4263.2528 |  | 0 |  | 0 |  | 0 |  | 0 |  | 0 |  | 15.9151 |  | 18.8992 | 0
|  | 7905.1174 | 675.3 | Office Supplies and Uniforms | 2 | 7905.1174 |  | 4046.6296 |  | 2419.7564 |  | 388.1413 |  | 769.9584 |  | 252.9638 |  | 12.6482 |  | 15.0197 | 0 |  | Office Supplies and Uniforms | 2 | 7905.1174 |  | 4489.3162 |  | 3388.1333 |  | 0 |  | 0 |  | 0 |  | 0 |  | 0 |  | 12.6482 |  | 15.0197 | 0
|  | 9430.4746 | 675.3 | Electricity WT | 2 | 9430.4746 |  | 4827.4599 |  | 2886.6683 |  | 463.0363 |  | 918.5282 |  | 301.7752 |  | 15.0888 |  | 17.9179 | 0 |  | Electricity WT | 2 | 9430.4746 |  | 5355.5665 |  | 4041.9014 |  | 0 |  | 0 |  | 0 |  | 0 |  | 0 |  | 15.0888 |  | 17.9179 | 0
|  | 7087.0974 | 675.3 | Janitorial WT | 2 | 7087.0974 |  | 3627.8852 |  | 2169.3605 |  | 347.9765 |  | 690.2833 |  | 226.7871 |  | 11.3394 |  | 13.4655 | 0 |  | Janitorial WT | 2 | 7087.0974 |  | 4024.7626 |  | 3037.53 |  | 0 |  | 0 |  | 0 |  | 0 |  | 0 |  | 11.3394 |  | 13.4655 | 0
|  | 12897.6369 | 675.3 | Trash Removal WT | 2 | 12897.6369 |  | 6602.3004 |  | 3947.9667 |  | 633.274 |  | 1256.2298 |  | 412.7244 |  | 20.6362 |  | 24.5055 | 0 |  | Trash Removal WT | 2 | 12897.6369 |  | 7324.568 |  | 5527.9272 |  | 0 |  | 0 |  | 0 |  | 0 |  | 0 |  | 20.6362 |  | 24.5055 | 0
|  | 11664 | 675.3 | Rents WT | 2 | 11664 |  | 5970.8016 |  | 3570.3504 |  | 572.7024 |  | 1136.0736 |  | 373.248 |  | 18.6624 |  | 22.1616 | 0 |  | Water & WW WT | 2 | 11664 |  | 6623.9856 |  | 4999.1904 |  | 0 |  | 0 |  | 0 |  | 0 |  | 0 |  | 18.6624 |  | 22.1616 | 0
|  | 16738.822 | 675.3 | Telephone WT | 2 | 16738.822 |  | 8568.603 |  | 5123.7534 |  | 821.8762 |  | 1630.3613 |  | 535.6423 |  | 26.7821 |  | 31.8038 | 0 |  | Telephone WT | 2 | 16738.822 |  | 9505.977 |  | 7174.2591 |  | 0 |  | 0 |  | 0 |  | 0 |  | 0 |  | 26.7821 |  | 31.8038 | 0
|  | 6064.8515 | 675.3 | Cell Phone WT | 2 | 6064.8515 |  | 3104.5975 |  | 1856.4511 |  | 297.7842 |  | 590.7165 |  | 194.0752 |  | 9.7038 |  | 11.5232 | 0 |  | Cell Phone WT | 2 | 6064.8515 |  | 3444.2292 |  | 2599.3954 |  | 0 |  | 0 |  | 0 |  | 0 |  | 0 |  | 9.7038 |  | 11.5232 | 0
0
|  |  |  | Total Operation |  | 8315781.4484 |  | 4143671.2739 |  | 2553078.4008 |  | 437687.4243 |  | 852942.703 |  | 285149.2551 |  | 19834.707 |  | 23417.6842 | 0 |  | Total Operation |  | 8315781.4484 |  | 7040489.4137 |  | 1232039.6434 |  | 0 |  | 0 |  | 0 |  | 0 |  | 0 |  | 19834.707 |  | 23417.6842 | 0
[21 empty] | 0 | [22 empty] | 0
|  |  |  | -MAINTENANCE- | [16 empty] | 0 |  | -MAINTENANCE- | [20 empty] | 0
|  |  | 601.4 | Supervision and Engineering | 2 | 0 |  | 0 |  | 0 |  | 0 |  | 0 |  | 0 |  | 0 |  | 0 | 0 |  | Supervision and Engineering | 2 | 0 |  | 0 |  | 0 |  | 0 |  | 0 |  | 0 |  | 0 |  | 0 |  | 0 |  | 0 | 0
|  | 218739.0666 | 601.4 | Labor | 2 | 218739.0666 |  | 111972.5282 |  | 66956.0283 |  | 10740.0882 |  | 21305.1851 |  | 6999.6501 |  | 349.9825 |  | 415.6042 |  |  | Labor | 2 | 218739.0666 |  | 124221.9159 |  | 93751.5639 |  | 0 |  | 0 |  | 0 |  | 0 |  | 0 |  | 349.9825 |  | 415.6042 | 0
|  | 39471.9003 | 620.4 | Misc Maint | 2 | 39471.9003 |  | 20205.6658 |  | 12082.3487 |  | 1938.0703 |  | 3844.5631 |  | 1263.1008 |  | 63.155 |  | 74.9966 | 0 |  | M&S Operation | 2 | 39471.9003 |  | 22416.0922 |  | 16917.6565 |  | 0 |  | 0 |  | 0 |  | 0 |  | 0 |  | 63.155 |  | 74.9966 | 0
|  | 381174.2728 | 675.4 | M&S Maint WT | 2 | 381174.2728 |  | 195123.1103 |  | 116677.4449 |  | 18715.6568 |  | 37126.3742 |  | 12197.5767 |  | 609.8788 |  | 724.2311 | 0 |  | M&S Maint WT | 2 | 381174.2728 |  | 216468.8695 |  | 163371.2933 |  | 0 |  | 0 |  | 0 |  | 0 |  | 0 |  | 609.8788 |  | 724.2311 | 0
|  | 59513.7416 | 675.4 | Amort Def Maint WT | 2 | 59513.7416 |  | 30465.0843 |  | 18217.1563 |  | 2922.1247 |  | 5796.6384 |  | 1904.4397 |  | 95.222 |  | 113.0761 | 0 |  | Amort Def Maint WT | 2 | 59513.7416 |  | 33797.8538 |  | 25507.5896 |  | 0 |  | 0 |  | 0 |  | 0 |  | 0 |  | 95.222 |  | 113.0761 | 0
[21 empty] | 0 | [22 empty] | 0
|  |  |  | Total Maintenance |  | 698898.9813 |  | 357766.3885 |  | 213932.9782 |  | 34315.94 |  | 68072.7608 |  | 22364.7674 |  | 1118.2384 |  | 1327.9081 | 0 |  | Total Maintenance |  | 698898.9813 |  | 396904.7315 |  | 299548.1034 |  | 0 |  | 0 |  | 0 |  | 0 |  | 0 |  | 1118.2384 |  | 1327.9081 | 0
[21 empty] | 0 | [22 empty] | 0
|  |  |  | Total Water Treatment Expenses |  | 9014680.4296 |  | 4501437.6624 |  | 2767011.379 |  | 472003.3643 |  | 921015.4638 |  | 307514.0225 |  | 20952.9454 |  | 24745.5923 | 0 |  | Total Water Treatment Expenses |  | 9014680.4296 |  | 7437394.1452 |  | 1531587.7468 |  | 0 |  | 0 |  | 0 |  | 0 |  | 0 |  | 20952.9454 |  | 24745.5923 | 0
|  |  |  | TRANSMISSION AND DISTRIBUTION EXPENSES | [16 empty] | 0 |  | TRANSMISSION AND DISTRIBUTION EXPENSES | [20 empty] | 0
|  |  |  | -OPERATION- | [16 empty] | 0 |  | -OPERATION- | [20 empty] | 0
[21 empty] | 0 | [22 empty] | 0
|  | 69928.581 | 601.5 | Supervision and Engineering | 11 | 69928.581 |  | 55914.8933 |  | 9929.8585 |  | 482.5072 |  | 1937.0217 |  | 181.8143 |  | 1097.8787 |  | 384.6072 | 0 |  | Supervision and Engineering | 11 | 69928.581 |  | 2216.736 |  | 461.5286 |  | 2419.5289 |  | 63348.3015 |  | 0 |  | 0 |  | 0 |  | 1097.8787 |  | 384.6072 | 0
|  | 481389.2188 | 601.5 | Labor Expense | 11 | 481389.2188 |  | 384918.8194 |  | 68357.2691 |  | 3321.5856 |  | 13334.4814 |  | 1251.612 |  | 7557.8107 |  | 2647.6407 | 0 |  | Labor Expense | 11 | 481389.2188 |  | 15260.0382 |  | 3177.1688 |  | 16656.067 |  | 436090.4933 |  | 0 |  | 0 |  | 0 |  | 7557.8107 |  | 2647.6407 | 0
|  | -111564.3584 | 615.5 | Purchased Power | 11 | -111564.3584 |  | -89206.861 |  | -15842.1389 |  | -769.7941 |  | -3090.3327 |  | -290.0673 |  | -1751.5604 |  | -613.604 | 0 |  | Purchased Power | 11 | -111564.3584 |  | -3536.5902 |  | -736.3248 |  | -3860.1268 |  | -101066.1523 |  | 0 |  | 0 |  | 0 |  | -1751.5604 |  | -613.604 | 0
|  | 79889.5189 | 601.5 | Labor - Lines | 7 | 79889.5189 |  | 37500.1402 |  | 22648.6786 |  | 3227.5366 |  | 6183.4488 |  | 471.3482 |  | 4553.7026 |  | 5304.6641 | 0 |  | Labor - Lines | 7 | 79889.5189 |  | 30453.8846 |  | 6359.2057 |  | 33218.062 |  | 0 |  | 0 |  | 0 |  | 0 |  | 4553.7026 |  | 5304.6641 | 0
|  | 880394.5158 | 601.5 | Labor - Meters | 9 | 880394.5158 |  | 730287.2509 |  | 113746.9714 |  | 3433.5386 |  | 20425.1528 |  | 2024.9074 |  | 10476.6947 |  | 0 | 0 |  | Labor - Meters | 9 | 880394.5158 |  | 0 |  | 0 |  | 0 |  | 869917.8211 |  | 0 |  | 0 |  | 0 |  | 10476.6947 |  | 0 | 0
|  |  | 601.5 | Labor - Services | 10 | 0 |  | 0 |  | 0 |  | 0 |  | 0 |  | 0 |  | 0 |  | 0 | 0 |  | Labor - Services | 10 | 0 |  | 0 |  | 0 |  | 0 |  | 0 |  | 0 |  | 0 |  | 0 |  | 0 |  | 0 | 0
|  | 29466.8455 | 620.5 | M&S Operation | 11 | 29466.8455 |  | 23561.6897 |  | 4184.2921 |  | 203.3212 |  | 816.2316 |  | 76.6138 |  | 462.6295 |  | 162.0677 | 0 |  | M&S Operation | 11 | 29466.8455 |  | 934.099 |  | 194.4812 |  | 1019.5529 |  | 26694.0154 |  | 0 |  | 0 |  | 0 |  | 462.6295 |  | 162.0677 | 0
|  | 93439.2494 | 636.5 | Contracted Services | 11 | 93439.2494 |  | 74714.0238 |  | 13268.3734 |  | 644.7308 |  | 2588.2672 |  | 242.942 |  | 1466.9962 |  | 513.9159 | 0 |  | Contracted Services | 11 | 93439.2494 |  | 2962.0242 |  | 616.699 |  | 3232.998 |  | 84646.616 |  | 0 |  | 0 |  | 0 |  | 1466.9962 |  | 513.9159 | 0
|  | 124.0476 | 650.5 | Transportation | 11 | 124.0476 |  | 99.1885 |  | 17.6148 |  | 0.85593 |  | 3.4361 |  | 0.32252 |  | 1.9475 |  | 0.68226 | 0 |  | Transportation | 11 | 124.0476 |  | 3.9323 |  | 0.81871 |  | 4.292 |  | 112.3747 |  | 0 |  | 0 |  | 0 |  | 1.9475 |  | 0.68226 | 0
|  | 16348.1592 | 675.5 | Office Supplies, Uniforms and Shipping | 11 | 16348.1592 |  | 13071.9881 |  | 2321.4386 |  | 112.8023 |  | 452.844 |  | 42.5052 |  | 256.6661 |  | 89.9149 | 0 |  | Office Supplies, Uniforms and Shipping | 11 | 16348.1592 |  | 518.2366 |  | 107.8979 |  | 565.6463 |  | 14809.7974 |  | 0 |  | 0 |  | 0 |  | 256.6661 |  | 89.9149 | 0
|  | 25108.5466 | 675.5 | Misc. Operating Expense | 11 | 25108.5466 |  | 20076.7939 |  | 3565.4136 |  | 173.249 |  | 695.5067 |  | 65.2822 |  | 394.2042 |  | 138.097 | 0 |  | Misc. Operating Expense | 11 | 25108.5466 |  | 795.9409 |  | 165.7164 |  | 868.7557 |  | 22745.8324 |  | 0 |  | 0 |  | 0 |  | 394.2042 |  | 138.097 | 0
|  | 36906.2476 | 675.5 | Electricity TD | 11 | 36906.2476 |  | 29510.2356 |  | 5240.6872 |  | 254.6531 |  | 1022.3031 |  | 95.9562 |  | 579.4281 |  | 202.9844 | 0 |  | Electricity TD | 11 | 36906.2476 |  | 1169.928 |  | 243.5812 |  | 1276.9562 |  | 33433.3697 |  | 0 |  | 0 |  | 0 |  | 579.4281 |  | 202.9844 | 0
|  | -5075.1593 | 675.5 | Heating Oil/Gas TD | 11 | -5075.1593 |  | -4058.0974 |  | -720.6726 |  | -35.0186 |  | -140.5819 |  | -13.1954 |  | -79.68 |  | -27.9134 | 0 |  | Heating Oil/Gas TD | 11 | -5075.1593 |  | -160.8825 |  | -33.4961 |  | -175.6005 |  | -4597.5868 |  | 0 |  | 0 |  | 0 |  | -79.68 |  | -27.9134 | 0
|  | 13296.3995 | 675.5 | Trash Removal TD | 11 | 13296.3995 |  | 10631.801 |  | 1888.0887 |  | 91.7452 |  | 368.3103 |  | 34.5706 |  | 208.7535 |  | 73.1302 | 0 |  | Trash Removal TD | 11 | 13296.3995 |  | 421.4959 |  | 87.7562 |  | 460.0554 |  | 12045.2083 |  | 0 |  | 0 |  | 0 |  | 208.7535 |  | 73.1302 | 0
|  | 6355.1566 | 675.5 | Cell Phone TD | 11 | 6355.1566 |  | 5081.5832 |  | 902.4322 |  | 43.8506 |  | 176.0378 |  | 16.5234 |  | 99.776 |  | 34.9534 | 0 |  | Cell Phone TD | 11 | 6355.1566 |  | 201.4585 |  | 41.944 |  | 219.8884 |  | 5757.1364 |  | 0 |  | 0 |  | 0 |  | 99.776 |  | 34.9534 | 0
|  | 5321.1921 | 641.5 | Rents | 11 | 5321.1921 |  | 4254.8252 |  | 755.6093 |  | 36.7162 |  | 147.397 |  | 13.8351 |  | 83.5427 |  | 29.2666 | 0 |  | Rents | 11 | 5321.1921 |  | 168.6818 |  | 35.1199 |  | 184.1132 |  | 4820.4679 |  | 0 |  | 0 |  | 0 |  | 83.5427 |  | 29.2666 | 0
[21 empty] | 0 | [22 empty] | 0
|  |  |  | Total Operation |  | 1621328.161 |  | 1296358.2744 |  | 230263.916 |  | 11222.2796 |  | 44919.5238 |  | 4214.9703 |  | 25408.7901 |  | 8940.4067 | 0 |  | Total Operation |  | 1621328.161 |  | 51408.9834 |  | 10722.0969 |  | 56090.1887 |  | 1468757.6951 |  | 0 |  | 0 |  | 0 |  | 25408.7901 |  | 8940.4067 | 0
[21 empty] | 0 | [22 empty] | 0
|  |  |  | -MAINTENANCE- | [16 empty] | 0 |  | -MAINTENANCE- | [20 empty] | 0
[21 empty] | 0 | [22 empty] | 0
|  | 633087.5535 | 601.6 | Labor | 12 | 633087.5535 |  | 382828.0436 |  | 101483.9348 |  | 9496.3133 |  | 22411.2994 |  | 1646.0276 |  | 25196.8846 |  | 90025.0501 | 0 |  | Labor | 12 | 633087.5535 |  | 83314.322 |  | 17409.9077 |  | 90911.3727 |  | 97242.2482 |  | 228987.7681 |  | 0 |  | 0 |  | 25196.8846 |  | 90025.0501 | 0
|  | 0 | 601.6 | Labor - Structures and Improvements | 12 | 0 |  | 0 |  | 0 |  | 0 |  | 0 |  | 0 |  | 0 |  | 0 | 0 |  | Labor - Structures and Improvements | 12 | 0 |  | 0 |  | 0 |  | 0 |  | 0 |  | 0 |  | 0 |  | 0 |  | 0 |  | 0 | 0
|  |  | 601.6 | Labor - Reservoirs and Standpipes | 5 | 0 |  | 0 |  | 0 |  | 0 |  | 0 |  | 0 |  | 0 |  | 0 | 0 |  | Labor - Reservoirs and Standpipes | 5 | 0 |  | 0 |  | 0 |  | 0 |  | 0 |  | 0 |  | 0 |  | 0 |  | 0 |  | 0 | 0
|  | 103644.0285 | 601.6 | Labor - Mains | 7 | 103644.0285 |  | 48650.507 |  | 29383.0821 |  | 4187.2188 |  | 8022.0478 |  | 611.4998 |  | 5907.7096 |  | 6881.9635 | 0 |  | Labor - Mains | 7 | 103644.0285 |  | 39509.1037 |  | 8250.0647 |  | 43095.1871 |  | 0 |  | 0 |  | 0 |  | 0 |  | 5907.7096 |  | 6881.9635 | 0
|  | 276304.4919 | 601.6 | Labor - Services | 10 | 276304.4919 |  | 228006.4667 |  | 30807.9508 |  | 303.9349 |  | 3702.4802 |  | 165.7827 |  | 13317.8765 |  | 0 | 0 |  | Labor - Services | 10 | 276304.4919 |  | 0 |  | 0 |  | 0 |  | 0 |  | 262986.6153 |  | 0 |  | 0 |  | 13317.8765 |  | 0 | 0
|  | 113028.5411 | 601.6 | Labor - Meters | 9 | 113028.5411 |  | 93757.1748 |  | 14603.2875 |  | 440.8113 |  | 2622.2622 |  | 259.9656 |  | 1345.0396 |  | 0 | 0 |  | Labor - Meters | 9 | 113028.5411 |  | 0 |  | 0 |  | 0 |  | 111683.5014 |  | 0 |  | 0 |  | 0 |  | 1345.0396 |  | 0 | 0
|  | 86766.8285 | 601.6 | Labor - Hydrants | 8 | 86766.8285 |  | 0 |  | 0 |  | 0 |  | 0 |  | 0 |  | 0 |  | 86766.8285 | 0 |  | Labor - Hydrants | 8 | 86766.8285 |  | 0 |  | 0 |  | 0 |  | 0 |  | 0 |  | 0 |  | 0 |  | 0 |  | 86766.8285 | 0
|  | 340384.4967 | 620.6 | M&S Maint. | 12 | 340384.4967 |  | 205830.5052 |  | 54563.6348 |  | 5105.7675 |  | 12049.6112 |  | 884.9997 |  | 13547.303 |  | 48402.6754 | 0 |  | M&S Maint. | 12 | 340384.4967 |  | 44794.5998 |  | 9360.5737 |  | 48879.2137 |  | 52283.0587 |  | 123117.0725 |  | 0 |  | 0 |  | 13547.303 |  | 48402.6754 | 0
|  | 162393.5851 | 675.6 | Misc Maint TD | 12 | 162393.5851 |  | 98199.4009 |  | 26031.6917 |  | 2435.9038 |  | 5748.7329 |  | 422.2233 |  | 6463.2647 |  | 23092.3678 | 0 |  | Misc Maint TD | 12 | 162393.5851 |  | 21370.9958 |  | 4465.8236 |  | 23319.7188 |  | 24943.6547 |  | 58737.7597 |  | 0 |  | 0 |  | 6463.2647 |  | 23092.3678 | 0
|  | 163965.6152 | 675.6 | Amort Def Maint TD | 12 | 163965.6152 |  | 99150.0075 |  | 26283.6881 |  | 2459.4842 |  | 5804.3828 |  | 426.3106 |  | 6525.8315 |  | 23315.9105 | 0 |  | Amort Def Maint TD | 12 | 163965.6152 |  | 21577.875 |  | 4509.0544 |  | 23545.4623 |  | 25185.1185 |  | 59306.363 |  | 0 |  | 0 |  | 6525.8315 |  | 23315.9105 | 0
|  | 147412.1581 | 675.6 | Misc Main Pvg/Bckfll | 7 | 147412.1581 |  | 69195.267 |  | 41791.3468 |  | 5955.4512 |  | 11409.701 |  | 869.7317 |  | 8402.493 |  | 9788.1673 | 0 |  | Misc Main Pvg/Bckfll | 7 | 147412.1581 |  | 56193.5147 |  | 11734.0078 |  | 61293.9753 |  | 0 |  | 0 |  | 0 |  | 0 |  | 8402.493 |  | 9788.1673 | 0
[21 empty] | 0 | [22 empty] | 0
|  |  |  | Total Maintenance |  | 2026987.2987 |  | 1225617.3727 |  | 324948.6167 |  | 30384.885 |  | 71770.5175 |  | 5286.5411 |  | 80706.4026 |  | 288272.9631 | 0 |  | Total Maintenance |  | 2026987.2987 |  | 266760.4109 |  | 55729.4318 |  | 291044.93 |  | 311337.5815 |  | 733135.5787 |  | 0 |  | 0 |  | 80706.4026 |  | 288272.9631 | 0
[21 empty] | 0 | [22 empty] | 0
|  |  |  | Total Transmission and Distribution |  | 3648315.4596 |  | 2521975.6471 |  | 555212.5327 |  | 41607.1646 |  | 116690.0413 |  | 9501.5114 |  | 106115.1927 |  | 297213.3699 | 0 |  | Total Transmission and Distribution |  | 3648315.4596 |  | 318169.3943 |  | 66451.5288 |  | 347135.1187 |  | 1780095.2766 |  | 733135.5787 |  | 0 |  | 0 |  | 106115.1927 |  | 297213.3699 | 0
[21 empty] | 0 | [22 empty] | 0
|  |  |  | CUSTOMER ACCOUNTS | [16 empty] | 0 |  | CUSTOMER ACCOUNTS | [20 empty] | 0
|  | 300523.5733 | 601.7 | Labor - Meter Reading | 14 | 300523.5733 |  | 273175.9282 |  | 21397.2784 |  | 120.2094 |  | 1803.1414 |  | 60.1047 |  | 3966.9112 |  | 0 | 0 |  | Labor - Meter Reading | 14 | 300523.5733 |  | 0 |  | 0 |  | 0 |  | 0 |  | 0 |  | 300523.5733 |  | 0 |  | 0 |  | 0 | 0
|  | 34286.0405 | 636.7 | Contracted Services | 13 | 34286.0405 |  | 30884.8652 |  | 2417.1659 |  | 13.7144 |  | 202.2876 |  | 6.8572 |  | 750.8643 |  | 10.2858 | 0 |  | Contracted Services | 13 | 34286.0405 |  | 0 |  | 0 |  | 0 |  | 0 |  | 0 |  | 33524.8904 |  | 0 |  | 750.8643 |  | 10.2858 | 0
|  | 295424.4514 | 601.7 | Labor - Customer Accounts | 13 | 295424.4514 |  | 266118.3458 |  | 20827.4238 |  | 118.1698 |  | 1743.0043 |  | 59.0849 |  | 6469.7955 |  | 88.6273 | 0 |  | Labor - Customer Accounts | 13 | 295424.4514 |  | 0 |  | 0 |  | 0 |  | 0 |  | 0 |  | 288866.0286 |  | 0 |  | 6469.7955 |  | 88.6273 | 0
under proposed rates >.>>> |  | 790359.8088 | 670.7 | Uncollectible Accounts | 20 | 790359.8088 |  | 710217.3242 |  | 43944.0054 |  | 7508.4182 |  | 16597.556 |  | 0 |  | 12092.5051 |  | 0 | 0 |  | Uncollectible Accounts | 20 | 790359.8088 |  | 0 |  | 0 |  | 0 |  | 0 |  | 0 |  | 0 |  | 790359.8088 |  | 0 |  | 0 | 0
under present | 685226 |  | 650.7 | Transportation | 14 | 0 |  | 0 |  | 0 |  | 0 |  | 0 |  | 0 |  | 0 |  | 0 | 0 |  | Transportation | 14 | 0 |  | 0 |  | 0 |  | 0 |  | 0 |  | 0 |  | 0 |  | 0 |  | 0 |  | 0 | 0
|  | 109545.9866 | 675.7 | Telephone CA | 13 | 109545.9866 |  | 98679.0247 |  | 7722.9921 |  | 43.8184 |  | 646.3213 |  | 21.9092 |  | 2399.0571 |  | 32.8638 | 0 |  | Telephone CA | 13 | 109545.9866 |  | 0 |  | 0 |  | 0 |  | 0 |  | 0 |  | 107114.0657 |  | 0 |  | 2399.0571 |  | 32.8638 | 0
|  | 154676.5328 | 675.7 | Bank Svc Charges-CA | 13 | 154676.5328 |  | 139332.6208 |  | 10904.6956 |  | 61.8706 |  | 912.5915 |  | 30.9353 |  | 3387.4161 |  | 46.403 | 0 |  | Bank Svc Charges-CA | 13 | 154676.5328 |  | 0 |  | 0 |  | 0 |  | 0 |  | 0 |  | 151242.7138 |  | 0 |  | 3387.4161 |  | 46.403 | 0
|  | 154814.7964 | 675.7 | Cust Edu-Bill Insert | 13 | 154814.7964 |  | 139457.1686 |  | 10914.4431 |  | 61.9259 |  | 913.4073 |  | 30.963 |  | 3390.444 |  | 46.4444 | 0 |  | Cust Edu-Bill Insert | 13 | 154814.7964 |  | 0 |  | 0 |  | 0 |  | 0 |  | 0 |  | 151377.9079 |  | 0 |  | 3390.444 |  | 46.4444 | 0
|  | 0 | 675.7 | Office Supplies | 13 | 0 |  | 0 |  | 0 |  | 0 |  | 0 |  | 0 |  | 0 |  | 0 | 0 |  | Office Supplies | 13 | 0 |  | 0 |  | 0 |  | 0 |  | 0 |  | 0 |  | 0 |  | 0 |  | 0 |  | 0 | 0
|  | 475212.3743 | 675.7 | Collection Agencies | 13 | 475212.3743 |  | 428071.3068 |  | 33502.4724 |  | 190.0849 |  | 2803.753 |  | 95.0425 |  | 10407.151 |  | 142.5637 | 0 |  | Collection Agencies | 13 | 475212.3743 |  | 0 |  | 0 |  | 0 |  | 0 |  | 0 |  | 464662.6596 |  | 0 |  | 10407.151 |  | 142.5637 | 0
|  | 146621.8137 | 675.7 | Forms CA | 13 | 146621.8137 |  | 132076.9298 |  | 10336.8379 |  | 58.6487 |  | 865.0687 |  | 29.3244 |  | 3211.0177 |  | 43.9865 | 0 |  | Forms CA | 13 | 146621.8137 |  | 0 |  | 0 |  | 0 |  | 0 |  | 0 |  | 143366.8095 |  | 0 |  | 3211.0177 |  | 43.9865 | 0
|  | 650200.7104 | 675.7 | Postage | 13 | 650200.7104 |  | 585700.7999 |  | 45839.1501 |  | 260.0803 |  | 3836.1842 |  | 130.0401 |  | 14239.3956 |  | 195.0602 | 0 |  | Postage | 13 | 650200.7104 |  | 0 |  | 0 |  | 0 |  | 0 |  | 0 |  | 635766.2546 |  | 0 |  | 14239.3956 |  | 195.0602 | 0
|  | 8818.5424 | 675.7 | Cell Phone CA | 13 | 8818.5424 |  | 7943.743 |  | 621.7072 |  | 3.5274 |  | 52.0294 |  | 1.7637 |  | 193.1261 |  | 2.6456 | 0 |  | Cell Phone CA | 13 | 8818.5424 |  | 0 |  | 0 |  | 0 |  | 0 |  | 0 |  | 8622.7707 |  | 0 |  | 193.1261 |  | 2.6456 | 0
|  | 1305.1991 | 675.7 | Misc. Operatiing | 13 | 1305.1991 |  | 1175.7233 |  | 92.0165 |  | 0.52208 |  | 7.7007 |  | 0.26104 |  | 28.5839 |  | 0.39156 | 0 |  | Misc. Operatiing | 13 | 1305.1991 |  | 0 |  | 0 |  | 0 |  | 0 |  | 0 |  | 1276.2236 |  | 0 |  | 28.5839 |  | 0.39156 | 0
[21 empty] | 0 | [22 empty] | 0
|  |  |  | Total Customers' Accounting and |  | 3121789.8297 |  | 2812833.7803 |  | 208520.1883 |  | 8440.9902 |  | 30383.0455 |  | 466.286 |  | 60536.2674 |  | 609.2719 |  |  | Total Customers' Accounting and |  | 3121789.8297 |  | 0 |  | 0 |  | 0 |  | 0 |  | 0 |  | 2286343.8978 |  | 790359.8088 |  | 44476.8512 |  | 609.2719 | 0
|  |  |  | Collecting Expenses | [16 empty] | 0 |  | Collecting Expenses | [20 empty] | 0
[21 empty] | 0 | [22 empty] | 0
|  |  |  | ADMINISTRATIVE AND GENERAL EXPENSES | [16 empty] | 0 |  | ADMINISTRATIVE AND GENERAL EXPENSES | [20 empty] | 0
|  |  |  | -OPERATION- | [16 empty] | 0 |  | -OPERATION- | [20 empty] | 0
|  | 1241012.0518 | 601.8 | Administrative & General Salaries | 15 | 1241012.0518 |  | 849224.547 |  | 229463.1284 |  | 28667.3784 |  | 62298.805 |  | 16133.1567 |  | 19980.294 |  | 35244.7423 | 0 |  | Administrative & General Salaries | 15 | 1241012.0518 |  | 317450.8828 |  | 187144.6174 |  | 39960.5881 |  | 204766.9885 |  | 84388.8195 |  | 262970.4538 |  | 90966.1834 |  | 18118.776 |  | 35244.7423 | 0
|  | 120210.3532 | 620.8 | M&S Operation | 15 | 120210.3532 |  | 82259.9447 |  | 22226.8943 |  | 2776.8592 |  | 6034.5597 |  | 1562.7346 |  | 1935.3867 |  | 3413.974 | 0 |  | M&S Operation | 15 | 120210.3532 |  | 30749.8083 |  | 18127.7213 |  | 3870.7734 |  | 19834.7083 |  | 8174.304 |  | 25472.5738 |  | 8811.4189 |  | 1755.0712 |  | 3413.974 | 0
| 0 | 8603681.3501 |  | Support Services | [16 empty] | 0 |  | Outside Services | [20 empty] | 0
| 8038616 |  |  | Customer Related | 13 | 1845459.5401 |  | 1662389.9537 |  | 130104.8976 |  | 738.1838 |  | 10888.2113 |  | 369.0919 |  | 40415.5639 |  | 553.6379 | 0 |  | Customer Related | 13 | 1845459.5401 |  | 0 |  | 0 |  | 0 |  | 0 |  | 0 |  | 1804490.3383 |  | 0 |  | 40415.5639 |  | 553.6379 | 0
|  |  |  | Employee Related | 16 | 763419.2047 |  | 496222.483 |  | 157493.3819 |  | 19848.8993 |  | 43209.527 |  | 11680.3138 |  | 10840.5527 |  | 24124.0469 | 0 |  | Employee Related | 16 | 763419.2047 |  | 215284.2157 |  | 147339.9065 |  | 23513.3115 |  | 185129.1571 |  | 59852.0656 |  | 88480.2858 |  | 9466.3981 |  | 10229.8173 |  | 24124.0469 | 0
|  |  |  | Water Quality | 1 | 65004.2976 |  | 31923.6106 |  | 19988.8215 |  | 3542.7342 |  | 6844.9525 |  | 2307.6526 |  | 182.012 |  | 214.5142 | 0 |  | Water Quality | 1 | 65004.2976 |  | 64607.7714 |  | 0 |  | 0 |  | 0 |  | 0 |  | 0 |  | 0 |  | 182.012 |  | 214.5142 | 0
|  |  |  | Other | 15 | 5929798.3077 |  | 4057760.982 |  | 1096419.7071 |  | 136978.3409 |  | 297675.875 |  | 77087.378 |  | 95469.7528 |  | 168406.2719 | 0 |  | Other | 15 | 5929798.3077 |  | 1516842.4071 |  | 894213.5848 |  | 190939.5055 |  | 978416.7208 |  | 403226.2849 |  | 1256524.2614 |  | 434654.216 |  | 86575.0553 |  | 168406.2719 | 0
|  | 544634.3994 | 632.8 | Contracted Services | 15 | 544634.3994 |  | 372693.3195 |  | 100702.9004 |  | 12581.0546 |  | 27340.6468 |  | 7080.2472 |  | 8768.6138 |  | 15467.6169 | 0 |  | Contracted Services | 15 | 544634.3994 |  | 139317.4794 |  | 82130.8674 |  | 17537.2277 |  | 89864.6759 |  | 37035.1392 |  | 115408.0292 |  | 39921.7015 |  | 7951.6622 |  | 15467.6169 | 0
|  | 3543.0513 | 642.8 | Rents | 15 | 3543.0513 |  | 2424.51 |  | 655.1102 |  | 81.8445 |  | 177.8612 |  | 46.0597 |  | 57.0431 |  | 100.6227 | 0 |  | Rents | 15 | 3543.0513 |  | 906.3125 |  | 534.2921 |  | 114.0863 |  | 584.6035 |  | 240.9275 |  | 750.7726 |  | 259.7057 |  | 51.7285 |  | 100.6227 | 0
|  | 428558.2135 | 650.8 | Transportation | 15 | 428558.2135 |  | 293262.3855 |  | 79240.4137 |  | 9899.6947 |  | 21513.6223 |  | 5571.2568 |  | 6899.7872 |  | 12171.0533 | 0 |  | Transportation | 15 | 428558.2135 |  | 109625.191 |  | 64626.5786 |  | 13799.5745 |  | 70712.1052 |  | 29141.9585 |  | 90811.4854 |  | 31413.317 |  | 6256.9499 |  | 12171.0533 | 0
|  | 692996.0715 | 656.8 | Insurance - Liability, Vehicle and Other | 15 | 692996.0715 |  | 474217.2117 |  | 128134.9736 |  | 16008.2093 |  | 34788.4028 |  | 9008.9489 |  | 11157.2368 |  | 19681.0884 | 0 |  | Insurance - Liability, Vehicle and Other | 15 | 692996.0715 |  | 177268.3951 |  | 104503.8076 |  | 22314.4735 |  | 114344.3518 |  | 47123.7329 |  | 146845.8676 |  | 50796.612 |  | 10117.7426 |  | 19681.0884 | 0
|  | 112582.9285 | 658.8 | Workers Compensation | 16 | 112582.9285 |  | 73178.9035 |  | 23225.8581 |  | 2927.1561 |  | 6372.1938 |  | 1722.5188 |  | 1598.6776 |  | 3557.6205 | 0 |  | Workers Compensation | 16 | 112582.9285 |  | 31748.3858 |  | 21728.5052 |  | 3467.5542 |  | 27301.3602 |  | 8826.5016 |  | 13048.3614 |  | 1396.0283 |  | 1508.6112 |  | 3557.6205 | 0
|  | 3016848.848 | 604.8 | Employee Pensions and Benefits | 16 | 3016848.848 |  | 1960951.7512 |  | 622375.9173 |  | 78438.07 |  | 170753.6448 |  | 46157.7874 |  | 42839.2536 |  | 95332.4236 | 0 |  | Employee Pensions and Benefits | 16 | 3016848.848 |  | 850751.3751 |  | 582251.8277 |  | 92918.9445 |  | 731585.8456 |  | 236520.9497 |  | 349652.7815 |  | 37408.9257 |  | 40425.7746 |  | 95332.4236 | 0
|  | 290523.3333 | 666.8 | Regulatory Expenses | 19 | 290523.3333 |  | 165569.2477 |  | 68824.9777 |  | 9906.8457 |  | 20133.267 |  | 5461.8387 |  | 7117.8217 |  | 13509.335 | 0 |  | Regulatory Expenses | 19 | 290523.3333 |  | 115483.025 |  | 59295.8123 |  | 23009.448 |  | 28122.6587 |  | 12753.9743 |  | 25275.53 |  | 6246.2517 |  | 6914.4553 |  | 13422.178 | 0
|  | 85081.4203 | 675.8 | Electricity AG | 15 | 85081.4203 |  | 58221.2159 |  | 15731.5546 |  | 1965.3808 |  | 4271.0873 |  | 1106.0585 |  | 1369.8109 |  | 2416.3123 | 0 |  | Electricity AG | 15 | 85081.4203 |  | 21763.8273 |  | 12830.2782 |  | 2739.6217 |  | 14038.4344 |  | 5785.5366 |  | 18028.753 |  | 6236.4681 |  | 1242.1887 |  | 2416.3123 | 0
|  | -1219.5918 | 675.8 | Heating Oil/Gas AG | 15 | -1219.5918 |  | -834.5667 |  | -225.5025 |  | -28.1726 |  | -61.2235 |  | -15.8547 |  | -19.6354 |  | -34.6364 | 0 |  | Heating Oil/Gas AG | 15 | -1219.5918 |  | -311.9716 |  | -183.9145 |  | -39.2709 |  | -201.2327 |  | -82.9322 |  | -258.4315 |  | -89.3961 |  | -17.806 |  | -34.6364 | 0
|  | 43529.8484 | 675.8 | Janitorial AG | 15 | 43529.8484 |  | 29787.4752 |  | 8048.669 |  | 1005.5395 |  | 2185.1984 |  | 565.888 |  | 700.8306 |  | 1236.2477 | 0 |  | Janitorial AG | 15 | 43529.8484 |  | 11134.9352 |  | 6564.3011 |  | 1401.6611 |  | 7182.425 |  | 2960.0297 |  | 9223.9749 |  | 3190.7379 |  | 635.5358 |  | 1236.2477 | 0
|  | 45184.4539 | 675.8 | Add'l Security Costs | 15 | 45184.4539 |  | 30919.7218 |  | 8354.6055 |  | 1043.7609 |  | 2268.2596 |  | 587.3979 |  | 727.4697 |  | 1283.2385 | 0 |  | Add'l Security Costs | 15 | 45184.4539 |  | 11558.1833 |  | 6813.8156 |  | 1454.9394 |  | 7455.4349 |  | 3072.5429 |  | 9574.5858 |  | 3312.0205 |  | 659.693 |  | 1283.2385 | 0
|  | 32809.869 | 675.8 | Water & WW AG | 15 | 32809.869 |  | 22451.7934 |  | 6066.5448 |  | 757.908 |  | 1647.0554 |  | 426.5283 |  | 528.2389 |  | 931.8003 | 0 |  | Water & WW AG | 15 | 32809.869 |  | 8392.7645 |  | 4947.7283 |  | 1056.4778 |  | 5413.6284 |  | 2231.0711 |  | 6952.4112 |  | 2404.9634 |  | 479.0241 |  | 931.8003 | 0
|  | 24412.9734 | 675.8 | Telephone AG | 15 | 24412.9734 |  | 16705.7977 |  | 4513.9588 |  | 563.9397 |  | 1225.5313 |  | 317.3687 |  | 393.0489 |  | 693.3284 | 0 |  | Telephone AG | 15 | 24412.9734 |  | 6244.8386 |  | 3681.4764 |  | 786.0977 |  | 4028.1406 |  | 1660.0822 |  | 5173.1091 |  | 1789.4709 |  | 356.4294 |  | 693.3284 | 0
|  | 78611.6675 | 675.8 | Cell Phone AG | 15 | 78611.6675 |  | 53793.9641 |  | 14535.2973 |  | 1815.9295 |  | 3946.3057 |  | 1021.9517 |  | 1265.6478 |  | 2232.5714 | 0 |  | Cell Phone AG | 15 | 78611.6675 |  | 20108.8645 |  | 11854.6395 |  | 2531.2957 |  | 12970.9251 |  | 5345.5934 |  | 16657.8123 |  | 5762.2352 |  | 1147.7303 |  | 2232.5714 | 0
|  | 12434.6909 | 675.8 | Shipping, Postage and Printing | 15 | 12434.6909 |  | 8509.059 |  | 2299.1743 |  | 287.2414 |  | 624.2215 |  | 161.651 |  | 200.1985 |  | 353.1452 | 0 |  | Shipping and Postage | 15 | 12434.6909 |  | 3180.7939 |  | 1875.1514 |  | 400.397 |  | 2051.724 |  | 845.559 |  | 2634.911 |  | 911.4628 |  | 181.5465 |  | 353.1452 | 0
|  | 48443.9181 | 675.8 | Low Income Pay Program | DA | 48443.9181 |  | 48443.9181 |  | 0 |  | 0 |  | 0 |  | 0 |  | 0 |  | 0 | 0 |  | Low Income Pay Program | DA | 48443.9181 |  | 0 |  | 0 |  | 0 |  | 0 |  | 0 |  | 48443.9181 |  | 0 |  | 0 |  | 0 | 0
|  | 528704.2818 | 675.8 | Miscellaneous General Expense | 15 | 528704.2818 |  | 361792.34 |  | 97757.4217 |  | 12213.0689 |  | 26540.9549 |  | 6873.1557 |  | 8512.1389 |  | 15015.2016 | 0 |  | Miscellaneous General Expense | 15 | 528704.2818 |  | 135242.5553 |  | 79728.6057 |  | 17024.2779 |  | 87236.2065 |  | 35951.8912 |  | 112032.4373 |  | 38754.0239 |  | 7719.0825 |  | 15015.2016 | 0
|  | 124512.9805 | 675.8 | Community Relations | 16 | 124512.9805 |  | 80933.4373 |  | 25687.0279 |  | 3237.3375 |  | 7047.4347 |  | 1905.0486 |  | 1768.0843 |  | 3934.6102 | 0 |  | Community Relations | 16 | 124512.9805 |  | 35112.6605 |  | 24031.0052 |  | 3834.9998 |  | 30194.3978 |  | 9761.8177 |  | 14431.0544 |  | 1543.961 |  | 1668.4739 |  | 3934.6102 | 0
|  | 188.9313 | 675.8 | Injuries and Damages | 16 | 188.9313 |  | 122.8053 |  | 38.9765 |  | 4.9122 |  | 10.6935 |  | 2.8906 |  | 2.6828 |  | 5.9702 | 0 |  | Injuries and Damages | 16 | 188.9313 |  | 53.2786 |  | 36.4637 |  | 5.8191 |  | 45.8158 |  | 14.8122 |  | 21.8971 |  | 2.3427 |  | 2.5317 |  | 5.9702 | 0
|  | 271172.6537 | 675.8 | Employee Related Expense | 16 | 271172.6537 |  | 176262.2249 |  | 55942.9185 |  | 7050.489 |  | 15348.3722 |  | 4148.9416 |  | 3850.6517 |  | 8569.0559 | 0 |  | Employee Related Expense | 16 | 271172.6537 |  | 76470.6883 |  | 52336.3222 |  | 8352.1177 |  | 65759.3685 |  | 21259.936 |  | 31428.9106 |  | 3362.5409 |  | 3633.7136 |  | 8569.0559 | 0
|  | 84245.5914 | 675.8 | Software Licenses | 15 | 84245.5914 |  | 57649.2582 |  | 15577.0099 |  | 1946.0732 |  | 4229.1287 |  | 1095.1927 |  | 1356.354 |  | 2392.5748 | 0 |  | Software Licenses | 15 | 84245.5914 |  | 21550.0223 |  | 12704.2352 |  | 2712.708 |  | 13900.5226 |  | 5728.7002 |  | 17851.6408 |  | 6175.2019 |  | 1229.9856 |  | 2392.5748 | 0
|  | 29504.3807 | 675.8 | Office Supplies | 15 | 29504.3807 |  | 20189.8477 |  | 5455.36 |  | 681.5512 |  | 1481.1199 |  | 383.5569 |  | 475.0205 |  | 837.9244 | 0 |  | Office Supplies | 15 | 29504.3807 |  | 7547.2206 |  | 4449.2606 |  | 950.0411 |  | 4868.2228 |  | 2006.2979 |  | 6251.9783 |  | 2162.6711 |  | 430.764 |  | 837.9244 | 0
|  | 16377.7462 | 675.8 | Trash Removal AG | 15 | 16377.7462 |  | 11207.2917 |  | 3028.2453 |  | 378.3259 |  | 822.1629 |  | 212.9107 |  | 263.6817 |  | 465.128 | 0 |  | Trash Removal AG | 15 | 16377.7462 |  | 4189.4275 |  | 2469.7641 |  | 527.3634 |  | 2702.3281 |  | 1113.6867 |  | 3470.4444 |  | 1200.4888 |  | 239.1151 |  | 465.128 | 0
|  | 889450.361 | 675.8 | Misc Maint AG | 15 | 889450.361 |  | 608650.882 |  | 164459.3718 |  | 20546.3033 |  | 44650.4081 |  | 11562.8547 |  | 14320.1508 |  | 25260.3903 | 0 |  | Misc Maint AG | 15 | 889450.361 |  | 227521.4023 |  | 134129.1144 |  | 28640.3016 |  | 146759.3096 |  | 60482.6245 |  | 188474.5315 |  | 65196.7115 |  | 12985.9753 |  | 25260.3903 | 0
[21 empty] | 0 | [22 empty] | 0
|  |  |  | Total Administrative and General |  | 17368036.7766 |  | 12106885.3158 |  | 3106127.6151 |  | 375864.8592 |  | 824268.2798 |  | 214544.5258 |  | 282976.3707 |  | 457369.8103 | 0 |  | Total Administrative and General |  | 17368036.7766 |  | 4159794.7406 |  | 2520165.7681 |  | 503824.3354 |  | 2855068.827 |  | 1085421.9068 |  | 4670124.6791 |  | 853256.6628 |  | 263097.2037 |  | 457282.6533 | 0
|  |  |  | Expenses | [16 empty] | 0 |  | Expenses | [20 empty] | 0
[21 empty] | 0 | [22 empty] | 0
|  |  |  | Total Operation and Maintenance | [16 empty] | 0 |  | Total Operation and Maintenance | [20 empty] | 0
|  |  |  | Expenses |  | 34381915.1472 |  | 22548156.1779 |  | 7014722.3728 |  | 964534.216 |  | 2021242.338 |  | 575420.8031 |  | 473940.5219 |  | 783898.7175 | 0 |  | Expenses |  | 34381915.1472 |  | 13107945.0975 |  | 4147390.459 |  | 850959.4541 |  | 4635164.1036 |  | 1818557.4854 |  | 6956468.5769 |  | 1643616.4716 |  | 438001.9386 |  | 783811.5605 | 0
[21 empty] | 0 | [22 empty] | 0
|  |  |  | 503 DEPRECIATION EXPENSE | [16 empty] | 0 |  | 503 DEPRECIATION EXPENSE | [20 empty] | 0
[21 empty] | 0 | [22 empty] | 0
|  | 81011.6102 |  | Other P/E Intangibles | 17 | 81011.6102 |  | 41348.3258 |  | 21176.4349 |  | 3151.3516 |  | 6302.7033 |  | 1660.738 |  | 2446.5506 |  | 4925.5059 | 0 |  | Other P/E Intangibles | 17 | 81011.6102 |  | 34486.6424 |  | 21257.4465 |  | 8976.0864 |  | 5192.8442 |  | 1830.8624 |  | 1563.5241 |  | 421.2604 |  | 2397.9437 |  | 4885.0001 | 0
|  |  |  | Land and Land Rights | 2 | 0 |  | 0 |  | 0 |  | 0 |  | 0 |  | 0 |  | 0 |  | 0 | 0 |  | Land and Land Rights | 2 | 0 |  | 0 |  | 0 |  | 0 |  | 0 |  | 0 |  | 0 |  | 0 |  | 0 |  | 0 | 0
|  | 474315.6327 |  | Source of Supply Struct & Improv | 2 | 474315.6327 |  | 242802.1724 |  | 145188.0152 |  | 23288.8976 |  | 46198.3426 |  | 15178.1002 |  | 758.905 |  | 901.1997 | 0 |  | Source of Supply Struct & Improv | 2 | 474315.6327 |  | 269363.8478 |  | 203291.6802 |  | 0 |  | 0 |  | 0 |  | 0 |  | 0 |  | 758.905 |  | 901.1997 | 0
|  | 13457.3322 |  | Collecting & Impounding Reservoirs | 1 | 13457.3322 |  | 6608.8958 |  | 4138.1296 |  | 733.4246 |  | 1417.0571 |  | 477.7353 |  | 37.6805 |  | 44.4092 | 0 |  | Collecting & Impounding Reservoirs | 1 | 13457.3322 |  | 13375.2424 |  | 0 |  | 0 |  | 0 |  | 0 |  | 0 |  | 0 |  | 37.6805 |  | 44.4092 | 0
|  | 39906.0445 |  | Lake, River and Other Intakes | 2 | 39906.0445 |  | 20427.9042 |  | 12215.2402 |  | 1959.3868 |  | 3886.8487 |  | 1276.9934 |  | 63.8497 |  | 75.8215 | 0 |  | Lake, River and Other Intakes | 2 | 39906.0445 |  | 22662.6426 |  | 17103.7307 |  | 0 |  | 0 |  | 0 |  | 0 |  | 0 |  | 63.8497 |  | 75.8215 | 0
|  | -504.8218 |  | SOS and Pumping Equipment | 2 | -504.8218 |  | -258.4183 |  | -154.526 |  | -24.7868 |  | -49.1696 |  | -16.1543 |  | -0.80771 |  | -0.95916 | 0 |  | SOS and Pumping Equipment | 2 | -504.8218 |  | -286.6883 |  | -216.3666 |  | 0 |  | 0 |  | 0 |  | 0 |  | 0 |  | -0.80771 |  | -0.95916 | 0
|  | 0 |  | Wells and Springs | 2 | 0 |  | 0 |  | 0 |  | 0 |  | 0 |  | 0 |  | 0 |  | 0 | 0 |  | Wells and Springs | 2 | 0 |  | 0 |  | 0 |  | 0 |  | 0 |  | 0 |  | 0 |  | 0 |  | 0 |  | 0 | 0
|  | 284139.3327 |  | Supply Mains | 2 | 284139.3327 |  | 145450.9244 |  | 86975.0497 |  | 13951.2412 |  | 27675.171 |  | 9092.4586 |  | 454.6229 |  | 539.8647 | 0 |  | Supply Mains | 2 | 284139.3327 |  | 161362.727 |  | 121782.118 |  | 0 |  | 0 |  | 0 |  | 0 |  | 0 |  | 454.6229 |  | 539.8647 | 0
|  | 250065.9187 |  | Pumping Structures & Improvements | 6 | 250065.9187 |  | 121932.142 |  | 73144.2812 |  | 11302.9795 |  | 22230.8602 |  | 5676.4964 |  | 7301.9248 |  | 8477.2346 | 0 |  | Pumping Structures & Improvements | 6 | 250065.9187 |  | 123741.5189 |  | 76220.092 |  | 34317.1662 |  | 0 |  | 0 |  | 0 |  | 0 |  | 7298.624 |  | 8488.5176 | 0
|  | 100392.4972 |  | Power Generation Equipment | 6 | 100392.4972 |  | 48951.3816 |  | 29364.8054 |  | 4537.7409 |  | 8924.893 |  | 2278.9097 |  | 2931.4609 |  | 3403.3057 | 0 |  | Power Generation Equipment | 6 | 100392.4972 |  | 49677.7816 |  | 30599.6331 |  | 13777.1114 |  | 0 |  | 0 |  | 0 |  | 0 |  | 2930.1357 |  | 3407.8354 | 0
|  | 390227.9007 |  | Other Power Production Equipment | 6 | 390227.9007 |  | 190275.1244 |  | 114141.661 |  | 17638.3011 |  | 34691.2604 |  | 8858.1733 |  | 11394.6547 |  | 13228.7258 | 0 |  | Other Power Production Equipment | 6 | 390227.9007 |  | 193098.6574 |  | 118941.4641 |  | 53551.9426 |  | 0 |  | 0 |  | 0 |  | 0 |  | 11389.5037 |  | 13246.3329 | 0
|  | 480996.3279 |  | Electric Pumping Equipment | 6 | 480996.3279 |  | 234533.8095 |  | 140691.4259 |  | 21741.034 |  | 42760.5736 |  | 10918.6166 |  | 14045.0928 |  | 16305.7755 | 0 |  | Electric Pumping Equipment | 6 | 480996.3279 |  | 238014.1065 |  | 146607.6807 |  | 66008.3189 |  | 0 |  | 0 |  | 0 |  | 0 |  | 14038.7436 |  | 16327.4781 | 0
|  | 13978.8385 |  | Diesel Pumping Equipment | 6 | 13978.8385 |  | 6816.0816 |  | 4088.8103 |  | 631.8435 |  | 1242.7187 |  | 317.3196 |  | 408.1821 |  | 473.8826 | 0 |  | Diesel Pumping Equipment | 6 | 13978.8385 |  | 6917.2269 |  | 4260.75 |  | 1918.3507 |  | 0 |  | 0 |  | 0 |  | 0 |  | 407.9976 |  | 474.5134 | 0
|  | 315.2975 |  | Hydraulic Pumping Equipment | 6 | 315.2975 |  | 153.7391 |  | 92.2245 |  | 14.2514 |  | 28.0299 |  | 7.1573 |  | 9.2067 |  | 10.6886 | 0 |  | Hydraulic Pumping Equipment | 6 | 315.2975 |  | 156.0204 |  | 96.1027 |  | 43.2691 |  | 0 |  | 0 |  | 0 |  | 0 |  | 9.2025 |  | 10.7028 | 0
|  |  |  | Other Pumping Equipment | 6 | 0 |  | 0 |  | 0 |  | 0 |  | 0 |  | 0 |  | 0 |  | 0 | 0 |  | Other Pumping Equipment | 6 | 0 |  | 0 |  | 0 |  | 0 |  | 0 |  | 0 |  | 0 |  | 0 |  | 0 |  | 0 | 0
|  | 1157227.4448 |  | Water Treat Structures & Improv | 2 | 1157227.4448 |  | 592384.729 |  | 354227.3208 |  | 56819.8675 |  | 112713.9531 |  | 37031.2782 |  | 1851.5639 |  | 2198.7321 | 0 |  | Water Treat Structures & Improv | 2 | 1157227.4448 |  | 657189.4659 |  | 495987.6828 |  | 0 |  | 0 |  | 0 |  | 0 |  | 0 |  | 1851.5639 |  | 2198.7321 | 0
|  | 1277403.5831 |  | Water Treat Equipment | 2 | 1277403.5831 |  | 653902.8942 |  | 391013.2368 |  | 62720.5159 |  | 124419.109 |  | 40876.9147 |  | 2043.8457 |  | 2427.0668 | 0 |  | Water Treat and Equipment | 2 | 1277403.5831 |  | 725437.4948 |  | 547495.1757 |  | 0 |  | 0 |  | 0 |  | 0 |  | 0 |  | 2043.8457 |  | 2427.0668 | 0
|  | 19672.0028 |  | Water Treat Filter Media | 2 | 19672.0028 |  | 10070.0983 |  | 6021.6001 |  | 965.8953 |  | 1916.0531 |  | 629.5041 |  | 31.4752 |  | 37.3768 | 0 |  | GAC | 2 | 19672.0028 |  | 11171.7304 |  | 8431.4204 |  | 0 |  | 0 |  | 0 |  | 0 |  | 0 |  | 31.4752 |  | 37.3768 | 0
|  | 13023.0675 |  | T & D Structures & Improvements | 7 | 13023.0675 |  | 6113.0279 |  | 3692.0396 |  | 526.1319 |  | 1007.9854 |  | 76.8361 |  | 742.3148 |  | 864.7317 | 0 |  | T & D Structures & Improvements | 7 | 13023.0675 |  | 4964.3933 |  | 1036.6362 |  | 5414.9915 |  | 0 |  | 0 |  | 0 |  | 0 |  | 742.3148 |  | 864.7317 | 0
|  | 2696.9454 |  | T & D Pumping Equipment | 7 | 2696.9454 |  | 1265.9462 |  | 764.584 |  | 108.9566 |  | 208.7436 |  | 15.912 |  | 153.7259 |  | 179.0772 | 0 |  | T & D Pumping Equipment | 7 | 2696.9454 |  | 1028.0756 |  | 214.6769 |  | 1121.3899 |  | 0 |  | 0 |  | 0 |  | 0 |  | 153.7259 |  | 179.0772 | 0
|  | 380062.8853 |  | Distrib. Reservoirs & Standpipes | 5 | 380062.8853 |  | 157574.0722 |  | 95433.7905 |  | 13188.1821 |  | 24894.119 |  | 7639.264 |  | 37588.2194 |  | 43745.2381 | 0 |  | Distrib. Reservoirs & Standpipes | 5 | 380062.8853 |  | 119073.702 |  | 0 |  | 179655.7259 |  | 0 |  | 0 |  | 0 |  | 0 |  | 37588.2194 |  | 43745.2381 | 0
|  |  |  | Transmission & Distribution Mains | [18 empty] | Transmission & Distribution Mains
| 3675761.5052 | 4652778.0449 |  | Not Classified | 4 | 73723 |  | 34590.8316 |  | 20944.7043 |  | 2897.3139 |  | 5477.6189 |  | 0 |  | 4533.9645 |  | 5278.5668 | 0 |  | Not Classified | 4 | 73723 |  | 25471.2965 |  | 0 |  | 38439.1722 |  | 0 |  | 0 |  | 0 |  | 0 |  | 4533.9645 |  | 5278.5668 | 0
| 1.744% | -43.9893 |  | 4 inch or less | 4 | 129322 |  | 60677.8824 |  | 36740.3802 |  | 5082.3546 |  | 9608.6246 |  | 0 |  | 7953.303 |  | 9259.4552 | 0 |  | 4 inch or less | 4 | 129322 |  | 44680.751 |  | 0 |  | 67428.4908 |  | 0 |  | 0 |  | 0 |  | 0 |  | 7953.303 |  | 9259.4552 | 0
|  | -976965.0477 |  | 6 inch to 8 inch | 4 | 1002317 |  | 470287.1364 |  | 284758.2597 |  | 39391.0581 |  | 74472.1531 |  | 0 |  | 61642.4955 |  | 71765.8972 | 0 |  | 6 inch to 8 inch | 4 | 1002317 |  | 346300.5235 |  | 0 |  | 522608.0838 |  | 0 |  | 0 |  | 0 |  | 0 |  | 61642.4955 |  | 71765.8972 | 0
|  | 0 |  | 10 inch to 16 inch | 3 | 927364 |  | 435768.3436 |  | 260496.5476 |  | 41824.1164 |  | 82813.6052 |  | 27171.7652 |  | 36630.878 |  | 42658.744 | 0 |  | 10 inch to 16 inch | 3 | 927364 |  | 486309.6816 |  | 364732.2612 |  | 0 |  | 0 |  | 0 |  | 0 |  | 0 |  | 35239.832 |  | 41082.2252 | 0
| 3675763 | -7.5026 |  | 18 inch or Greater | 3 | 1543037 |  | 725073.0863 |  | 433439.0933 |  | 69590.9687 |  | 137793.2041 |  | 45210.9841 |  | 60949.9615 |  | 70979.702 | 0 |  | 18 inch or Greater | 3 | 1543037 |  | 809168.6028 |  | 606876.4521 |  | 0 |  | 0 |  | 0 |  | 0 |  | 0 |  | 58635.406 |  | 68356.5391 | 0
|  | 1276720.3841 |  | Services | 10 | 1276720.3841 |  | 1053549.6609 |  | 142354.3228 |  | 1404.3924 |  | 17108.0531 |  | 766.0322 |  | 61537.9225 |  | 0 | 0 |  | Services | 10 | 1276720.3841 |  | 0 |  | 0 |  | 0 |  | 0 |  | 1215182.4615 |  | 0 |  | 0 |  | 61537.9225 |  | 0 | 0
|  | 526835.6124 |  | Meters | 9 | 526835.6124 |  | 437010.1405 |  | 68067.1611 |  | 2054.6589 |  | 12222.5862 |  | 1211.7219 |  | 6269.3438 |  | 0 | 0 |  | Meters | 9 | 526835.6124 |  | 0 |  | 0 |  | 0 |  | 520566.2687 |  | 0 |  | 0 |  | 0 |  | 6269.3438 |  | 0 | 0
|  | 723730.4208 |  | Meter Installations | 9 | 723730.4208 |  | 600334.3841 |  | 93505.9704 |  | 2822.5486 |  | 16790.5458 |  | 1664.58 |  | 8612.392 |  | 0 | 0 |  | Meter Installations | 9 | 723730.4208 |  | 0 |  | 0 |  | 0 |  | 715118.0288 |  | 0 |  | 0 |  | 0 |  | 8612.392 |  | 0 | 0
|  | 359433.6803 |  | Hydrants | 8 | 359433.6803 |  | 0 |  | 0 |  | 0 |  | 0 |  | 0 |  | 0 |  | 359433.6803 | 0 |  | Hydrants | 8 | 359433.6803 |  | 0 |  | 0 |  | 0 |  | 0 |  | 0 |  | 0 |  | 0 |  | 0 |  | 359433.6803 | 0
|  | 157637.9112 |  | General Structures & Improvements | 15 | 157637.9112 |  | 107871.6226 |  | 29147.2498 |  | 3641.4357 |  | 7913.4231 |  | 2049.2928 |  | 2537.9704 |  | 4476.9167 | 0 |  | General Structures & Improvements | 15 | 157637.9112 |  | 40323.7777 |  | 23771.797 |  | 5075.9407 |  | 26010.2553 |  | 10719.378 |  | 33403.4734 |  | 11554.8589 |  | 2301.5135 |  | 4476.9167 | 0
|  | 176786.518 |  | Office Structures | 15 | 176786.518 |  | 120975.0142 |  | 32687.8272 |  | 4083.7686 |  | 8874.6832 |  | 2298.2247 |  | 2846.2629 |  | 5020.7371 | 0 |  | Office Structures | 15 | 176786.518 |  | 45221.9913 |  | 26659.4069 |  | 5692.5259 |  | 29169.7755 |  | 12021.4832 |  | 37461.0632 |  | 12958.4518 |  | 2581.0832 |  | 5020.7371 | 0
|  | 31089.4084 |  | Stores Shop and Gar. Structures | 15 | 31089.4084 |  | 21274.4822 |  | 5748.4316 |  | 718.1653 |  | 1560.6883 |  | 404.1623 |  | 500.5395 |  | 882.9392 | 0 |  | Stores Shop and Gar. Structures | 15 | 31089.4084 |  | 7952.6707 |  | 4688.2828 |  | 1001.079 |  | 5129.7524 |  | 2114.0798 |  | 6587.8456 |  | 2278.8536 |  | 453.9054 |  | 882.9392 | 0
|  | 83124.6128 |  | Miscellaneous Structures & Improv | 15 | 83124.6128 |  | 56882.1725 |  | 15369.7409 |  | 1920.1786 |  | 4172.8556 |  | 1080.62 |  | 1338.3063 |  | 2360.739 | 0 |  | Miscellaneous Structures & Improv | 15 | 83124.6128 |  | 21263.2759 |  | 12535.1916 |  | 2676.6125 |  | 13715.5611 |  | 5652.4737 |  | 17614.1054 |  | 6093.0341 |  | 1213.6193 |  | 2360.739 | 0
|  | 43139.3202 |  | Office Furniture and Equipment | 15 | 43139.3202 |  | 29520.2368 |  | 7976.4603 |  | 996.5183 |  | 2165.5939 |  | 560.8112 |  | 694.5431 |  | 1225.1567 | 0 |  | Office Furniture and Equipment | 15 | 43139.3202 |  | 11035.0381 |  | 6505.4095 |  | 1389.0861 |  | 7117.9878 |  | 2933.4738 |  | 9141.222 |  | 3162.1122 |  | 629.8341 |  | 1225.1567 | 0
|  | 370913.592 |  | Computers & Peripheral Equipment | 15 | 370913.592 |  | 253816.171 |  | 68581.9232 |  | 8568.104 |  | 18619.8623 |  | 4821.8767 |  | 5971.7088 |  | 10533.946 | 0 |  | Computers & Peripheral Equipment | 15 | 370913.592 |  | 94879.6968 |  | 55933.7697 |  | 11943.4177 |  | 61200.7427 |  | 25222.1243 |  | 78596.5901 |  | 27187.9663 |  | 5415.3384 |  | 10533.946 | 0
|  | -35921.6453 |  | Personal Comp and Periph | 15 | -35921.6453 |  | -24581.1818 |  | -6641.9122 |  | -829.79 |  | -1803.2666 |  | -466.9814 |  | -578.3385 |  | -1020.1747 | 0 |  | Personal Comp and Periph | 15 | -35921.6453 |  | -9188.7569 |  | -5416.9841 |  | -1156.677 |  | -5927.0715 |  | -2442.6719 |  | -7611.7966 |  | -2633.0566 |  | -524.456 |  | -1020.1747 | 0
|  | -4788.0895 |  | Computers and Periph Other | 15 | -4788.0895 |  | -3276.4896 |  | -885.3177 |  | -110.6049 |  | -240.3621 |  | -62.2452 |  | -77.0882 |  | -135.9817 | 0 |  | Computers and Periph Other | 15 | -4788.0895 |  | -1224.7933 |  | -722.0439 |  | -154.1765 |  | -790.0348 |  | -325.5901 |  | -1014.5962 |  | -350.967 |  | -69.9061 |  | -135.9817 | 0
|  | 311699.7933 |  | Computer Mainframe Software | 15 | 311699.7933 |  | 213296.1685 |  | 57633.2918 |  | 7200.2652 |  | 15647.3296 |  | 4052.0973 |  | 5018.3667 |  | 8852.2741 | 0 |  | Computer Mainframe Software | 15 | 311699.7933 |  | 79732.8071 |  | 47004.3288 |  | 10036.7333 |  | 51430.4659 |  | 21195.5859 |  | 66049.1862 |  | 22847.5948 |  | 4550.817 |  | 8852.2741 | 0
|  | 1170572.072 |  | Computer Mainframe Software BT | 15 | 1170572.072 |  | 801022.4689 |  | 216438.7761 |  | 27040.2149 |  | 58762.718 |  | 15217.4369 |  | 18846.2104 |  | 33244.2468 | 0 |  | Personal software | 15 | 1170572.072 |  | 299432.336 |  | 176522.2685 |  | 37692.4207 |  | 193144.3919 |  | 79598.9009 |  | 248044.2221 |  | 85802.9329 |  | 17090.3523 |  | 33244.2468 | 0
| 0 | 0 |  | Computer Software - Special - CIS | 13 | 0 |  | 0 |  | 0 |  | 0 |  | 0 |  | 0 |  | 0 |  | 0 | 0 |  | Computer Software - Special - CIS | 13 | 0 |  | 0 |  | 0 |  | 0 |  | 0 |  | 0 |  | 0 |  | 0 |  | 0 |  | 0 | 0
|  | 0 |  | Computer Software - Special - Other | 15 | 0 |  | 0 |  | 0 |  | 0 |  | 0 |  | 0 |  | 0 |  | 0 | 0 |  | Computer Software - Special - Other | 15 | 0 |  | 0 |  | 0 |  | 0 |  | 0 |  | 0 |  | 0 |  | 0 |  | 0 |  | 0 | 0
|  | -829.1105 |  | Other Software | 15 | -829.1105 |  | -567.3603 |  | -153.3025 |  | -19.1525 |  | -41.6213 |  | -10.7784 |  | -13.3487 |  | -23.5467 | 0 |  | Other Software | 15 | -829.1105 |  | -212.0865 |  | -125.0299 |  | -26.6974 |  | -136.8032 |  | -56.3795 |  | -175.6885 |  | -60.7738 |  | -12.105 |  | -23.5467 | 0
|  | 380.8562 |  | Other Office Equipment | 15 | 380.8562 |  | 260.6199 |  | 70.4203 |  | 8.7978 |  | 19.119 |  | 4.9511 |  | 6.1318 |  | 10.8163 | 0 |  | Other Office Equipment | 15 | 380.8562 |  | 97.423 |  | 57.4331 |  | 12.2636 |  | 62.8413 |  | 25.8982 |  | 80.7034 |  | 27.9168 |  | 5.5605 |  | 10.8163 | 0
|  | 159576.3424 |  | Transportation Equip-Light Trucks | 15 | 159576.3424 |  | 109198.0911 |  | 29505.6657 |  | 3686.2135 |  | 8010.7324 |  | 2074.4925 |  | 2569.1791 |  | 4531.9681 | 0 |  | Transportation Equip-Light Trucks | 15 | 159576.3424 |  | 40819.6284 |  | 24064.1124 |  | 5138.3582 |  | 26330.0965 |  | 10851.1913 |  | 33814.227 |  | 11696.9459 |  | 2329.8146 |  | 4531.9681 | 0
|  | 203463.5587 |  | Transportation Equip-Heavy Trucks | 15 | 203463.5587 |  | 139230.1132 |  | 37620.412 |  | 4700.0082 |  | 10213.8706 |  | 2645.0263 |  | 3275.7633 |  | 5778.3651 | 0 |  | Transportation Equip-Heavy Trucks | 15 | 203463.5587 |  | 52045.9783 |  | 30682.3046 |  | 6551.5266 |  | 33571.4872 |  | 13835.522 |  | 43113.9281 |  | 14913.8788 |  | 2970.568 |  | 5778.3651 | 0
|  | 32214.7321 |  | Transportation Equip-Cars | 15 | 32214.7321 |  | 22044.5412 |  | 5956.504 |  | 744.1603 |  | 1617.1796 |  | 418.7915 |  | 518.6572 |  | 914.8984 | 0 |  | Transportation Equip-Cars | 15 | 32214.7321 |  | 8240.5285 |  | 4857.9816 |  | 1037.3144 |  | 5315.4308 |  | 2190.6018 |  | 6826.3017 |  | 2361.3399 |  | 470.3351 |  | 914.8984 | 0
|  | 90576.1753 |  | Transportation Equip-Other | 15 | 90576.1753 |  | 61981.2768 |  | 16747.5348 |  | 2092.3096 |  | 4546.924 |  | 1177.4903 |  | 1458.2764 |  | 2572.3634 | 0 |  | Transportation Equip-Other | 15 | 90576.1753 |  | 23169.3856 |  | 13658.8872 |  | 2916.5528 |  | 14945.0689 |  | 6159.1799 |  | 19193.0915 |  | 6639.2336 |  | 1322.4122 |  | 2572.3634 | 0
|  | 2591.5387 |  | Stores Equipment | 15 | 2591.5387 |  | 1773.39 |  | 479.1755 |  | 59.8645 |  | 130.0952 |  | 33.69 |  | 41.7238 |  | 73.5997 | 0 |  | Stores Equipment | 15 | 2591.5387 |  | 662.9156 |  | 390.804 |  | 83.4475 |  | 427.6039 |  | 176.2246 |  | 549.1471 |  | 189.9598 |  | 37.8365 |  | 73.5997 | 0
|  | 133631.4094 |  | Tools, Shop & Garage Equipment | 15 | 133631.4094 |  | 91443.9734 |  | 24708.4476 |  | 3086.8856 |  | 6708.2968 |  | 1737.2083 |  | 2151.4657 |  | 3795.132 | 0 |  | Tools, Shop & Garage Equipment | 15 | 133631.4094 |  | 34182.9145 |  | 20151.6165 |  | 4302.9314 |  | 22049.1825 |  | 9086.9358 |  | 28316.4956 |  | 9795.1823 |  | 1951.0186 |  | 3795.132 | 0
|  | 82695.4569 |  | Laboratory Equipment | 2 | 82695.4569 |  | 42331.8044 |  | 25313.0794 |  | 4060.3469 |  | 8054.5375 |  | 2646.2546 |  | 132.3127 |  | 157.1214 | 0 |  | Laboratory Equipment | 2 | 82695.4569 |  | 46962.75 |  | 35443.2728 |  | 0 |  | 0 |  | 0 |  | 0 |  | 0 |  | 132.3127 |  | 157.1214 | 0
|  | 37291.0348 |  | Power Operated Equipment | 15 | 37291.0348 |  | 25518.2551 |  | 6895.1123 |  | 861.4229 |  | 1872.0099 |  | 484.7835 |  | 600.3857 |  | 1059.0654 | 0 |  | Power Operated Equipment | 15 | 37291.0348 |  | 9539.0467 |  | 5623.4881 |  | 1200.7713 |  | 6153.0207 |  | 2535.7904 |  | 7901.9703 |  | 2733.4329 |  | 544.4491 |  | 1059.0654 | 0
|  | 16650.2263 |  | Communication Equipment - Non-Telephone | 15 | 16650.2263 |  | 11393.7499 |  | 3078.6268 |  | 384.6202 |  | 835.8414 |  | 216.4529 |  | 268.0686 |  | 472.8664 | 0 |  | Communication Equipment - Non-Telephone | 15 | 16650.2263 |  | 4259.1279 |  | 2510.8541 |  | 536.1373 |  | 2747.2873 |  | 1132.2154 |  | 3528.183 |  | 1220.4616 |  | 243.0933 |  | 472.8664 | 0
|  | 247479.8387 |  | Remote Control and Instrument | 15 | 247479.8387 |  | 169350.4536 |  | 45759.0222 |  | 5716.7843 |  | 12423.4879 |  | 3217.2379 |  | 3984.4254 |  | 7028.4274 | 0 |  | Remote Control and Instrument | 15 | 247479.8387 |  | 63305.3427 |  | 37319.9597 |  | 7968.8508 |  | 40834.1734 |  | 16828.629 |  | 52440.9778 |  | 18140.2722 |  | 3613.2056 |  | 7028.4274 | 0
|  | 5871.0076 |  | Communication Equipment - Telephone | 15 | 5871.0076 |  | 4017.5305 |  | 1085.5493 |  | 135.6203 |  | 294.7246 |  | 76.3231 |  | 94.5232 |  | 166.7366 | 0 |  | Communication Equipment - Telephone | 15 | 5871.0076 |  | 1501.8037 |  | 885.3479 |  | 189.0464 |  | 968.7162 |  | 399.2285 |  | 1244.0665 |  | 430.3449 |  | 85.7167 |  | 166.7366 | 0
|  | 84630.9866 |  | Miscellaneous Equipment | 15 | 84630.9866 |  | 57912.9841 |  | 15648.2694 |  | 1954.9758 |  | 4248.4755 |  | 1100.2028 |  | 1362.5589 |  | 2403.52 | 0 |  | Miscellaneous Equipment | 15 | 84630.9866 |  | 21648.6064 |  | 12762.3528 |  | 2725.1178 |  | 13964.1128 |  | 5754.9071 |  | 17933.3061 |  | 6203.4513 |  | 1235.6124 |  | 2403.52 | 0
|  | 6748.2442 |  | Other Tangible Property | 15 | 6748.2442 |  | 4617.8235 |  | 1247.7504 |  | 155.8844 |  | 338.7619 |  | 87.7272 |  | 108.6467 |  | 191.6501 | 0 |  | Other Tangible Property | 15 | 6748.2442 |  | 1726.2009 |  | 1017.6352 |  | 217.2935 |  | 1113.4603 |  | 458.8806 |  | 1429.953 |  | 494.6463 |  | 98.5244 |  | 191.6501 | 0
[21 empty] | 0 | [22 empty] | 0
|  | 14948095.2331 |  | Total Depreciation Expense |  | 14948096.7279 |  | 8614952.2277 |  | 3462539.3013 |  | 479179.6243 |  | 991701.6033 |  | 263886.4857 |  | 384049.9799 |  | 751787.5058 | 0 |  | Total Depreciation Expense |  | 14948096.7279 |  | 5240743.0526 |  | 3301501.0838 |  | 1100309.976 |  | 1789424.6467 |  | 1443081.3866 |  | 706031.5018 |  | 244109.3338 |  | 375292.661 |  | 747603.0856 | 0
[21 empty] | 0 | [22 empty] | 0
|  |  |  | AMORTIZATION EXPENSE | [16 empty] | 0 |  | AMORTIZATION EXPENSE | [20 empty] | 0
|  | 170039 |  | AFUDC | 18 | 170039 |  | 86753.8978 |  | 44295.1595 |  | 6580.5093 |  | 13144.0147 |  | 3485.7995 |  | 5356.2285 |  | 10423.3907 | 0 |  | AFUDC | 18 | 170039 |  | 71943.5009 |  | 43291.9294 |  | 20013.5903 |  | 10780.4726 |  | 3808.8736 |  | 3655.8385 |  | 952.2184 |  | 5254.2051 |  | 10338.3712 | 0
|  |  |  | Acquisition Adjustment | 18 | 0 |  | 0 |  | 0 |  | 0 |  | 0 |  | 0 |  | 0 |  | 0 | 0 |  | Acquisition Adjustment | 18 | 0 |  | 0 |  | 0 |  | 0 |  | 0 |  | 0 |  | 0 |  | 0 |  | 0 |  | 0 | 0
|  | 57088 |  | Property Losses | 2 | 57088 |  | 29223.3472 |  | 17474.6368 |  | 2803.0208 |  | 5560.3712 |  | 1826.816 |  | 91.3408 |  | 108.4672 | 0 |  | Property Losses | 2 | 57088 |  | 32420.2752 |  | 24467.9168 |  | 0 |  | 0 |  | 0 |  | 0 |  | 0 |  | 91.3408 |  | 108.4672 | 0
[21 empty] | 0 | [22 empty] | 0
|  |  |  | Total Amortizations |  | 227127 |  | 115977.245 |  | 61769.7963 |  | 9383.5301 |  | 18704.3859 |  | 5312.6155 |  | 5447.5693 |  | 10531.8579 | 0 |  | Total Amortizations |  | 227127 |  | 104363.7761 |  | 67759.8462 |  | 20013.5903 |  | 10780.4726 |  | 3808.8736 |  | 3655.8385 |  | 952.2184 |  | 5345.5459 |  | 10446.8384 | 0
[21 empty] | 0 | [22 empty] | 0
| Present | Proposed |  | TAXES, OTHER THAN INCOME | [16 empty] | 0 |  | TAXES, OTHER THAN INCOME | [20 empty] | 0
| 576224.6461 | 576224.6461 | 408.1 | Federal and State Payroll Taxes | 16 | 576224.6461 |  | 374546.02 |  | 118875.1445 |  | 14981.8408 |  | 32614.315 |  | 8816.2371 |  | 8182.39 |  | 18208.6988 | 0 |  | Federal and State Payroll Taxes | 16 | 576224.6461 |  | 162495.3502 |  | 111211.3567 |  | 17747.7191 |  | 139734.4767 |  | 45176.0123 |  | 66784.4365 |  | 7145.1856 |  | 7721.4103 |  | 18208.6988 | 0
| 5440026.5431 | 5440026.5431 | 408.1 | Property Taxes | 18 | 5440026.5431 |  | 2775501.5423 |  | 1417126.9145 |  | 210529.0272 |  | 420514.0518 |  | 111520.5441 |  | 171360.8361 |  | 333473.6271 | 0 |  | Property Taxes | 18 | 5440026.5431 |  | 2301675.2304 |  | 1385030.7579 |  | 640291.1241 |  | 344897.6828 |  | 121856.5946 |  | 116960.5707 |  | 30464.1486 |  | 168096.8202 |  | 330753.6138 | 0
| 9690.84 | 9690.84 | 408.1 | Other Taxes and Licenses | 18 | 9690.84 |  | 4944.2666 |  | 2524.4638 |  | 375.0355 |  | 749.1019 |  | 198.6622 |  | 305.2615 |  | 594.0485 | 0 |  | Other Taxes and Licenses | 18 | 9690.84 |  | 4100.1944 |  | 2467.2879 |  | 1140.6119 |  | 614.3993 |  | 217.0748 |  | 208.3531 |  | 54.2687 |  | 299.447 |  | 589.2031 | 0
| 167669.0151 | 193241.8165 | 408.1 | Utility Reg Assessment | 19 | 193241.8165 |  | 110128.5112 |  | 45778.9863 |  | 6589.5459 |  | 13391.6579 |  | 3632.9462 |  | 4734.4245 |  | 8985.7445 | 0 |  | Utility Reg Assessment | 19 | 193241.8165 |  | 76813.6221 |  | 39440.6548 |  | 15304.7519 |  | 18705.8078 |  | 8483.3157 |  | 16812.038 |  | 4154.6991 |  | 4599.1552 |  | 8927.7719 | 0
|  |  | 412 | ITC | 18 | 0 |  | 0 |  | 0 |  | 0 |  | 0 |  | 0 |  | 0 |  | 0 | 0 |  | ITC | 18 | 0 |  | 0 |  | 0 |  | 0 |  | 0 |  | 0 |  | 0 |  | 0 |  | 0 |  | 0 | 0
| 6219183.8458 | [19 empty] | 0 | [22 empty] | 0
| 6193611.0444 | 6219183.8458 | [18 empty] | 0 | [22 empty] | 0
| 6193611.0444 | 6219183.8458 |  | Total Taxes, Other Than Income |  | 6219183.8458 |  | 3265120.3401 |  | 1584305.5091 |  | 232475.4495 |  | 467269.1266 |  | 124168.3896 |  | 184582.912 |  | 361262.1189 | 0 |  | Total Taxes, Other Than Income |  | 6219183.8458 |  | 2545084.3971 |  | 1538150.0572 |  | 674484.207 |  | 503952.3666 |  | 175732.9974 |  | 200765.3983 |  | 41818.302 |  | 180716.8326 |  | 358479.2876 | 0
| Present | Proposed | [18 empty] | 0 | [22 empty] | 0
| 7647970.5379 | 12830535.452 |  | INCOME TAXES | 18 | 12830535.452 |  | 6546139.1876 |  | 3342354.4853 |  | 496541.722 |  | 991800.3904 |  | 263025.9768 |  | 404161.8667 |  | 786511.8232 | 0 |  | INCOME TAXES | 18 | 12830535.452 |  | 5428599.5498 |  | 3266654.3261 |  | 1510154.0227 |  | 813455.9477 |  | 287403.9941 |  | 275856.5122 |  | 71850.9985 |  | 396463.5455 |  | 780096.5555 | 0
[21 empty] | 0 | [22 empty] | 0
|  |  |  | Utility Operating Income Available | [16 empty] | 0 |  | Utility Operating Income Available | [20 empty] | 0
| 25057411.6325 | 33197647.2151 |  | for Return | 18 | 33197647.2151 |  | 16937439.6092 |  | 8647987.0995 |  | 1284748.9472 |  | 2566178.1297 |  | 680551.7679 |  | 1045725.8873 |  | 2035015.7743 | 0 |  | for Return | 18 | 33197647.2151 |  | 14045924.5367 |  | 8452120.981 |  | 3907363.0772 |  | 2104730.8334 |  | 743627.2976 |  | 713749.4151 |  | 185906.8244 |  | 1025807.2989 |  | 2018416.9507 | 0
[21 empty] | 0 | [22 empty] | 0
|  | 101804658.1069 |  | Total Cost of Service |  | 101804505.3881 |  | 58027784.7875 |  | 24113678.5644 |  | 3466863.4891 |  | 7056895.9739 |  | 1912366.0386 |  | 2497908.7371 |  | 4729007.7976 | 0 |  | Total Cost of Service |  | 101804505.3881 |  | 40472660.4097 |  | 20773576.7533 |  | 8063284.3273 |  | 9857508.3706 |  | 4472212.0348 |  | 8856527.2428 |  | 2188254.1487 |  | 2421627.8226 |  | 4698854.2783 | 0
|  | 152.7188 | [18 empty] | 0 | [22 empty] | 0
|  | 59000 |  | Less: Misc. Service | 19 | 59000 |  | 33624.1 |  | 13977.1 |  | 2011.9 |  | 4088.7 |  | 1109.2 |  | 1445.5 |  | 2743.5 | 0 |  | Less: Misc. Service | 19 | 59000 |  | 23452.5 |  | 12041.9 |  | 4672.8 |  | 5711.2 |  | 2590.1 |  | 5133 |  | 1268.5 |  | 1404.2 |  | 2725.8 | 0
|  | 69684 |  | Rent | 19 | 69684 |  | 39712.9116 |  | 16508.1396 |  | 2376.2244 |  | 4829.1012 |  | 1310.0592 |  | 1707.258 |  | 3240.306 | 0 |  | Rent | 19 | 69684 |  | 27699.39 |  | 14222.5044 |  | 5518.9728 |  | 6745.4112 |  | 3059.1276 |  | 6062.508 |  | 1498.206 |  | 1658.4792 |  | 3219.4008 | 0
|  | 65400 |  | Rent I/C | 19 | 65400 |  | 37271.46 |  | 15493.26 |  | 2230.14 |  | 4532.22 |  | 1229.52 |  | 1602.3 |  | 3041.1 | 0 |  | Rent I/C | 19 | 65400 |  | 25996.5 |  | 13348.14 |  | 5179.68 |  | 6330.72 |  | 2871.06 |  | 5689.8 |  | 1406.1 |  | 1556.52 |  | 3021.48 | 0
|  | 32142 |  | NSF Return Check Charge | 13 | 32142 |  | 28953.5136 |  | 2266.011 |  | 12.8568 |  | 189.6378 |  | 6.4284 |  | 703.9098 |  | 9.6426 | 0 |  | NSF Return Check Charge | 13 | 32142 |  | 0 |  | 0 |  | 0 |  | 0 |  | 0 |  | 31428.4476 |  | 0 |  | 703.9098 |  | 9.6426 | 0
|  | 852640 |  | Late Payment Fee | 13 | 852640 |  | 768058.112 |  | 60111.12 |  | 341.056 |  | 5030.576 |  | 170.528 |  | 18672.816 |  | 255.792 | 0 |  | Late Payment Fee | 13 | 852640 |  | 0 |  | 0 |  | 0 |  | 0 |  | 0 |  | 833711.392 |  | 0 |  | 18672.816 |  | 255.792 | 0
|  | 299605 |  | Reconnection/Activation - T&D Related | 7 | 299605 |  | 140634.587 |  | 84938.0175 |  | 12104.042 |  | 23189.427 |  | 1767.6695 |  | 17077.485 |  | 19893.772 | 0 |  | Reconnection/Activation - T&D Related | 7 | 299605 |  | 114209.426 |  | 23848.558 |  | 124575.759 |  | 0 |  | 0 |  | 0 |  | 0 |  | 17077.485 |  | 19893.772 | 0
|  | 743543 |  | Application/Initiation Fee | 13 | 743543 |  | 669783.5344 |  | 52419.7815 |  | 297.4172 |  | 4386.9037 |  | 148.7086 |  | 16283.5917 |  | 223.0629 | 0 |  | Application/Initiation Fee | 13 | 743543 |  | 0 |  | 0 |  | 0 |  | 0 |  | 0 |  | 727036.3454 |  | 0 |  | 16283.5917 |  | 223.0629 | 0
|  | 52634 |  | Usage Data | 13 | 52634 |  | 47412.7072 |  | 3710.697 |  | 21.0536 |  | 310.5406 |  | 10.5268 |  | 1152.6846 |  | 15.7902 | 0 |  | Usage Data | 13 | 52634 |  | 0 |  | 0 |  | 0 |  | 0 |  | 0 |  | 51465.5252 |  | 0 |  | 1152.6846 |  | 15.7902 | 0
|  | 0 |  | AFUDC | 18 | 665027 |  | 339296.7754 |  | 173239.5335 |  | 25736.5449 |  | 51406.5871 |  | 13633.0535 |  | 20948.3505 |  | 40766.1551 | 0 |  | AFUDC | 18 | 665027 |  | 281372.9237 |  | 169315.8742 |  | 78273.6779 |  | 42162.7118 |  | 14896.6048 |  | 14298.0805 |  | 3724.1512 |  | 20549.3343 |  | 40433.6416 | 0
[21 empty] | 0 | [22 empty] | 0
| 2174648 | 2174648 |  | Total Other Water Revenues |  | 2839675 |  | 2104747.7012 |  | 422663.6601 |  | 45131.2349 |  | 97963.6934 |  | 19385.694 |  | 79593.8956 |  | 70189.1208 | 0 |  | Total Other Water Revenues |  | 2839675 |  | 472730.7397 |  | 232776.9766 |  | 218220.8897 |  | 60950.043 |  | 23416.8924 |  | 1674825.0987 |  | 7896.9572 |  | 79059.0206 |  | 69798.3821 | 0
[21 empty] | 0 | [22 empty] | 0
|  | 2122014 |  | Total Cost of Service Related to | [16 empty] | 0 |  | Total Cost of Service Related to | [20 empty] | 0
|  |  |  | Sales of Water |  | 98964830.3881 |  | 55923037.0863 |  | 23691014.9043 |  | 3421732.2542 |  | 6958932.2805 |  | 1892980.3446 |  | 2418314.8415 |  | 4658818.6768 | 0 |  | Sales of Water |  | 98964830.3881 |  | 39999929.67 |  | 20540799.7767 |  | 7845063.4376 |  | 9796558.3276 |  | 4448795.1424 |  | 7181702.1441 |  | 2180357.1915 |  | 2342568.802 |  | 4629055.8962 | 0
[21 empty] | 0 | [5 empty] | 11285481
|  |  |  | RATE BASE | [16 empty] | 0 |  | RATE BASE |  |  |  | 3.5444
|  | 37450.43 | 301 | Organization | 17 | 37450.43 |  | 19114.6995 |  | 9789.5424 |  | 1456.8217 |  | 2913.6435 |  | 767.7338 |  | 1131.003 |  | 2276.9861 | 0 |  | Organization | 17 | 37450.43 |  | 15942.6481 |  | 9826.9928 |  | 4149.5076 |  | 2400.5726 |  | 846.3797 |  | 722.7933 |  | 194.7422 |  | 1108.5327 |  | 2258.2609 | 0
|  | 70260.82 | 302 | Franchise and Consents | 17 | 70260.82 |  | 35861.1225 |  | 18366.1783 |  | 2733.1459 |  | 5466.2918 |  | 1440.3468 |  | 2121.8768 |  | 4271.8579 | 0 |  | Franchise and Consents | 17 | 70260.82 |  | 29910.0311 |  | 18436.4392 |  | 7784.8989 |  | 4503.7186 |  | 1587.8945 |  | 1356.0338 |  | 365.3563 |  | 2079.7203 |  | 4236.7274 | 0
|  | 356447.197 | 339.1 | Other P/E Intangibles | 17 | 356447.197 |  | 181930.6493 |  | 93175.2973 |  | 13865.796 |  | 27731.5919 |  | 7307.1675 |  | 10764.7053 |  | 21671.9896 | 0 |  | Other P/E Intangibles | 17 | 356447.197 |  | 151739.5718 |  | 93531.7445 |  | 39494.3494 |  | 22848.2653 |  | 8055.7067 |  | 6879.4309 |  | 1853.5254 |  | 10550.837 |  | 21493.766 | 0
|  | 0 | 339.3 | Other P/E Treatment | 2 | 0 |  | 0 |  | 0 |  | 0 |  | 0 |  | 0 |  | 0 |  | 0 | 0 |  | Other P/E Treatment | 2 | 0 |  | 0 |  | 0 |  | 0 |  | 0 |  | 0 |  | 0 |  | 0 |  | 0 |  | 0 | 0
|  | 1117540.91 | 303.2 | Land and Land Rights - SS | 2 | 1117540.91 |  | 572069.1918 |  | 342079.2726 |  | 54871.2587 |  | 108848.4846 |  | 35761.3091 |  | 1788.0655 |  | 2123.3277 | 0 |  | Land and Land Rights - SS | 2 | 1117540.91 |  | 634651.4828 |  | 478978.034 |  | 0 |  | 0 |  | 0 |  | 0 |  | 0 |  | 1788.0655 |  | 2123.3277 | 0
|  | 18418095.0242 | 304.1 | Source of Supply Struct & Improv | 2 | 18418095.0242 |  | 9428222.8429 |  | 5637778.8869 |  | 904328.4657 |  | 1793922.4554 |  | 589379.0408 |  | 29468.952 |  | 34994.3805 | 0 |  | Source of Supply Struct & Improv | 2 | 18418095.0242 |  | 10459636.1642 |  | 7893995.5274 |  | 0 |  | 0 |  | 0 |  | 0 |  | 0 |  | 29468.952 |  | 34994.3805 | 0
|  | 560222.8014 | 305 | Collecting &Impounding Reservoirs | 1 | 560222.8014 |  | 275125.4178 |  | 172268.5114 |  | 30532.1427 |  | 58991.461 |  | 19887.9095 |  | 1568.6238 |  | 1848.7352 | 0 |  | Collecting &Impounding Reservoirs | 1 | 560222.8014 |  | 556805.4423 |  | 0 |  | 0 |  | 0 |  | 0 |  | 0 |  | 0 |  | 1568.6238 |  | 1848.7352 | 0
|  | 1527151.1222 | 306 | Lake, River and Other Intakes | 2 | 1527151.1222 |  | 781748.6594 |  | 467460.9585 |  | 74983.1201 |  | 148744.5193 |  | 48868.8359 |  | 2443.4418 |  | 2901.5871 | 0 |  | Lake, River and Other Intakes | 2 | 1527151.1222 |  | 867269.1223 |  | 654536.971 |  | 0 |  | 0 |  | 0 |  | 0 |  | 0 |  | 2443.4418 |  | 2901.5871 | 0
|  | 14345006.9865 | 309 | Supply Mains | 2 | 14345006.9865 |  | 7343209.0764 |  | 4391006.6386 |  | 704339.843 |  | 1397203.6805 |  | 459040.2236 |  | 22952.0112 |  | 27255.5133 | 0 |  | Supply Mains | 2 | 14345006.9865 |  | 8146529.4676 |  | 6148269.9944 |  | 0 |  | 0 |  | 0 |  | 0 |  | 0 |  | 22952.0112 |  | 27255.5133 | 0
|  | 15425246.8611 | 311.52 | Pumping Equipment - SS | 2 | 15425246.8611 |  | 7896183.8682 |  | 4721668.0642 |  | 757379.6209 |  | 1502419.0443 |  | 493607.8996 |  | 24680.395 |  | 29307.969 | 0 |  | Pumping Equipment - SS | 2 | 15425246.8611 |  | 8759997.6924 |  | 6611260.8047 |  | 0 |  | 0 |  | 0 |  | 0 |  | 0 |  | 24680.395 |  | 29307.969 | 0
|  | 277216.12 | 303.3 | Pumping Land & Land Rights | 6 | 277216.12 |  | 135170.5801 |  | 81085.7151 |  | 12530.1686 |  | 24644.5131 |  | 6292.8059 |  | 8094.7107 |  | 9397.6265 | 0 |  | Pumping Land & Land Rights | 6 | 277216.12 |  | 137176.4051 |  | 84495.4734 |  | 38043.0556 |  | 0 |  | 0 |  | 0 |  | 0 |  | 8091.0515 |  | 9410.1345 | 0
|  | 7273151.5571 | 304.2 | Pumping Structures & Improvements | 6 | 7273151.5571 |  | 3546388.6993 |  | 2127396.8305 |  | 328746.4504 |  | 646583.1734 |  | 165100.5403 |  | 212376.0255 |  | 246559.8378 | 0 |  | Pumping Structures & Improvements | 6 | 7273151.5571 |  | 3599014.3147 |  | 2216856.5946 |  | 998112.6256 |  | 0 |  | 0 |  | 0 |  | 0 |  | 212280.0199 |  | 246888.0024 | 0
|  | 2593354.5548 | 310 | Other Power Production Equipment | 6 | 2593354.5548 |  | 1264519.6809 |  | 758556.2073 |  | 117219.6259 |  | 230549.2199 |  | 58869.1484 |  | 75725.953 |  | 87914.7194 | 0 |  | Other Power Production Equipment | 6 | 2593354.5548 |  | 1283284.1571 |  | 790454.4683 |  | 355892.4771 |  | 0 |  | 0 |  | 0 |  | 0 |  | 75691.7207 |  | 88031.7316 | 0
|  | 10172200.8223 | 311.2 | Electric Pumping Equipment | 6 | 10172200.8223 |  | 4959965.121 |  | 2975368.7405 |  | 459783.4772 |  | 904308.6531 |  | 230908.9587 |  | 297028.264 |  | 344837.6079 | 0 |  | Electric Pumping Equipment | 6 | 10172200.8223 |  | 5033567.0972 |  | 3100486.8106 |  | 1395956.3459 |  | 0 |  | 0 |  | 0 |  | 0 |  | 296893.991 |  | 345296.5776 | 0
|  | 410134.5301 | 311.2 | Diesel Pumping Equipment | 6 | 410134.5301 |  | 199981.5969 |  | 119964.3501 |  | 18538.0808 |  | 36460.9597 |  | 9310.0538 |  | 11975.9283 |  | 13903.5606 | 0 |  | Diesel Pumping Equipment | 6 | 410134.5301 |  | 202949.1663 |  | 125009.0048 |  | 56283.7787 |  | 0 |  | 0 |  | 0 |  | 0 |  | 11970.5145 |  | 13922.0658 | 0
|  | 7439.7731 | 311.4 | Hydraulic Pumping Equipement | 6 | 7439.7731 |  | 3627.6334 |  | 2176.1336 |  | 336.2777 |  | 661.3958 |  | 168.8829 |  | 217.2414 |  | 252.2083 | 0 |  | Hydraulic Pumping Equipement | 6 | 7439.7731 |  | 3681.4646 |  | 2267.6429 |  | 1020.9785 |  | 0 |  | 0 |  | 0 |  | 0 |  | 217.1432 |  | 252.544 | 0
|  | -1262500.8678 | 311.5 | Other Pumping Equipment | 6 | -1262500.8678 |  | -615595.4232 |  | -369281.5038 |  | -57065.0392 |  | -112236.3272 |  | -28658.7697 |  | -36865.0253 |  | -42798.7794 | 0 |  | Other Pumping Equipment | 6 | -1262500.8678 |  | -624730.3744 |  | -384810.2645 |  | -173256.1251 |  | 0 |  | 0 |  | 0 |  | 0 |  | -36848.3603 |  | -42855.7435 | 0
|  | 800183.34 | 303.4 | Land and Land Rights | 2 | 800183.34 |  | 409613.8517 |  | 244936.1204 |  | 39289.002 |  | 77937.8573 |  | 25605.8669 |  | 1280.2933 |  | 1520.3483 | 0 |  | Land and Land Rights | 2 | 800183.34 |  | 454424.1188 |  | 342958.5795 |  | 0 |  | 0 |  | 0 |  | 0 |  | 0 |  | 1280.2933 |  | 1520.3483 | 0
|  | 36552418.3098 | 304.3 | Water Treat Structures & Improv | 2 | 36552418.3098 |  | 18711182.9328 |  | 11188695.2446 |  | 1794723.739 |  | 3560205.5434 |  | 1169677.3859 |  | 58483.8693 |  | 69449.5948 | 0 |  | Water Treat Structures & Improv | 2 | 36552418.3098 |  | 20758118.3582 |  | 15666366.4876 |  | 0 |  | 0 |  | 0 |  | 0 |  | 0 |  | 58483.8693 |  | 69449.5948 | 0
|  | 242.37 | 311.53 | Pumping Equipment - WT | 2 | 242.37 |  | 124.0692 |  | 74.1895 |  | 11.9004 |  | 23.6068 |  | 7.7558 |  | 0.38779 |  | 0.4605 | 0 |  | Pumping Equipment - WT | 2 | 242.37 |  | 137.6419 |  | 103.8798 |  | 0 |  | 0 |  | 0 |  | 0 |  | 0 |  | 0.38779 |  | 0.4605 | 0
|  | 34148869.1228 | 320.1 | Water Treat Equipment | 2 | 34148869.1228 |  | 17480806.104 |  | 10452968.8385 |  | 1676709.4739 |  | 3326099.8526 |  | 1092763.8119 |  | 54638.1906 |  | 64882.8513 | 0 |  | Water Treat Equipment | 2 | 34148869.1228 |  | 19393142.7748 |  | 14636205.306 |  | 0 |  | 0 |  | 0 |  | 0 |  | 0 |  | 54638.1906 |  | 64882.8513 | 0
|  | -160976.4135 | 320.2 | WT Filter Media | 2 | -160976.4135 |  | -82403.826 |  | -49274.8802 |  | -7903.9419 |  | -15679.1027 |  | -5151.2452 |  | -257.5623 |  | -305.8552 | 0 |  | WT Filter Media | 2 | -160976.4135 |  | -91418.5052 |  | -68994.4908 |  | 0 |  | 0 |  | 0 |  | 0 |  | 0 |  | -257.5623 |  | -305.8552 | 0
|  | 7474952.32 | 303.5 | Land and Land Rights - T&D | 7 | 7474952.32 |  | 3508742.619 |  | 2119148.9827 |  | 301988.0737 |  | 578561.3096 |  | 44102.2187 |  | 426072.2822 |  | 496336.834 | 0 |  | Land and Land Rights - T&D | 7 | 7474952.32 |  | 2849451.8244 |  | 595006.2047 |  | 3108085.1747 |  | 0 |  | 0 |  | 0 |  | 0 |  | 426072.2822 |  | 496336.834 | 0
|  | 281215.4224 | 304.4 | T & D Structures & Improvements | 7 | 281215.4224 |  | 132002.5193 |  | 79724.5723 |  | 11361.1031 |  | 21766.0737 |  | 1659.171 |  | 16029.2791 |  | 18672.704 | 0 |  | T & D Structures & Improvements | 7 | 281215.4224 |  | 107199.319 |  | 22384.7476 |  | 116929.3726 |  | 0 |  | 0 |  | 0 |  | 0 |  | 16029.2791 |  | 18672.704 | 0
|  | 159319.8576 | 311.54 | Pumping Equipment - T&D | 7 | 159319.8576 |  | 74784.7412 |  | 45167.1796 |  | 6436.5222 |  | 12331.357 |  | 939.9872 |  | 9081.2319 |  | 10578.8385 | 0 |  | Pumping Equipment - T&D | 7 | 159319.8576 |  | 60732.7297 |  | 12681.8607 |  | 66245.1968 |  | 0 |  | 0 |  | 0 |  | 0 |  | 9081.2319 |  | 10578.8385 | 0
|  | 15038005.3489 | 330 | Distrib. Reservoirs & Standpipes | 5 | 15038005.3489 |  | 6234757.0176 |  | 3776043.1431 |  | 521818.7856 |  | 984989.3504 |  | 302263.9075 |  | 1487258.729 |  | 1730874.4157 | 0 |  | Distrib. Reservoirs & Standpipes | 5 | 15038005.3489 |  | 4711407.0758 |  | 0 |  | 7108465.1284 |  | 0 |  | 0 |  | 0 |  | 0 |  | 1487258.729 |  | 1730874.4157 | 0
|  |  | 331 | Transmission & Distribution Mains | [16 empty] | 0 |  | Transmission & Distribution Mains
|  | 4227993.4214 |  | Not Classified | 4 | 4227993.4214 |  | 1983774.5133 |  | 1201172.931 |  | 166160.1415 |  | 314139.9112 |  | 0 |  | 260021.5954 |  | 302724.329 | 0 |  | Not Classified | 4 | 4227993.4214 |  | 1460771.7271 |  | 0 |  | 2204475.7699 |  | 0 |  | 0 |  | 0 |  | 0 |  | 260021.5954 |  | 302724.329 | 0
|  | 7416604.0404 |  | 4 inch or less | 4 | 7416604.0404 |  | 3479870.6157 |  | 2107057.2079 |  | 291472.5388 |  | 551053.6802 |  | 0 |  | 456121.1485 |  | 531028.8493 | 0 |  | 4 inch or less | 4 | 7416604.0404 |  | 2562436.6959 |  | 0 |  | 3867017.3466 |  | 0 |  | 0 |  | 0 |  | 0 |  | 456121.1485 |  | 531028.8493 | 0
|  | 57482928.2562 |  | 6 inch to 8 inch | 4 | 57482928.2562 |  | 26970989.9378 |  | 16330899.9176 |  | 2259079.0805 |  | 4270981.5694 |  | 0 |  | 3535200.0878 |  | 4115777.6631 | 0 |  | 6 inch to 8 inch | 4 | 57482928.2562 |  | 19860351.7125 |  | 0 |  | 29971598.7928 |  | 0 |  | 0 |  | 0 |  | 0 |  | 3535200.0878 |  | 4115777.6631 | 0
|  | 53184342.2646 |  | 10 inch to 16 inch | 3 | 53184342.2646 |  | 24991322.4301 |  | 14939481.7421 |  | 2398613.8361 |  | 4749361.7642 |  | 1558301.2284 |  | 2100781.5194 |  | 2446479.7442 | 0 |  | 10 inch to 16 inch | 3 | 53184342.2646 |  | 27889869.0835 |  | 20917401.8126 |  | 0 |  | 0 |  | 0 |  | 0 |  | 0 |  | 2021005.0061 |  | 2356066.3623 | 0
| 210805095.558 | 88493227.5755 |  | 18 inch or Greater | 3 | 88493227.5755 |  | 41582967.6377 |  | 24857747.6259 |  | 3991044.5637 |  | 7902445.2225 |  | 2592851.568 |  | 3495482.4892 |  | 4070688.4685 | 0 |  | 18 inch or Greater | 3 | 88493227.5755 |  | 46405848.5406 |  | 34804386.4054 |  | 0 |  | 0 |  | 0 |  | 0 |  | 0 |  | 3362742.6479 |  | 3920249.9816 | 0
|  | 8661959.4528 | 333 | Services | 10 | 8661959.4528 |  | 7147848.9404 |  | 965808.479 |  | 9528.1554 |  | 116070.2567 |  | 5197.1757 |  | 417506.4456 |  | 0 | 0 |  | Services | 10 | 8661959.4528 |  | 0 |  | 0 |  | 0 |  | 0 |  | 8244453.0071 |  | 0 |  | 0 |  | 417506.4456 |  | 0 | 0
|  | 8106736.3239 | 334 | Meters | 9 | 8106736.3239 |  | 6724537.7807 |  | 1047390.3331 |  | 31616.2717 |  | 188076.2827 |  | 18645.4935 |  | 96470.1623 |  | 0 | 0 |  | Meters | 9 | 8106736.3239 |  | 0 |  | 0 |  | 0 |  | 8010266.1617 |  | 0 |  | 0 |  | 0 |  | 96470.1623 |  | 0 | 0
|  | 16483562.6355 | 334 | Meter Installations | 9 | 16483562.6355 |  | 13673115.2062 |  | 2129676.2925 |  | 64285.8943 |  | 382418.6531 |  | 37912.1941 |  | 196154.3954 |  | 0 | 0 |  | Meter Installations | 9 | 16483562.6355 |  | 0 |  | 0 |  | 0 |  | 16287408.2402 |  | 0 |  | 0 |  | 0 |  | 196154.3954 |  | 0 | 0
|  | 12377146.6853 | 335 | Fire Hydrants | 8 | 12377146.6853 |  | 0 |  | 0 |  | 0 |  | 0 |  | 0 |  | 0 |  | 12377146.6853 | 0 |  | Fire Hydrants | 8 | 12377146.6853 |  | 0 |  | 0 |  | 0 |  | 0 |  | 0 |  | 0 |  | 0 |  | 0 |  | 12377146.6853 | 0
|  | 11071536.5048 | 304.5 | Office Structures | 15 | 11071536.5048 |  | 7576252.4302 |  | 2047127.0997 |  | 255752.4933 |  | 555791.1325 |  | 143929.9746 |  | 178251.7377 |  | 314431.6367 | 0 |  | Office Structures | 15 | 11071536.5048 |  | 2832099.0379 |  | 1669587.7049 |  | 356503.4755 |  | 1826803.5233 |  | 752864.4823 |  | 2346058.5854 |  | 811543.6258 |  | 161644.433 |  | 314431.6367 | 0
|  | 593316.4537 | 340.1 | Office Furniture and Equipment | 15 | 593316.4537 |  | 406006.4493 |  | 109704.2123 |  | 13705.6101 |  | 29784.486 |  | 7713.1139 |  | 9552.3949 |  | 16850.1873 | 0 |  | Office Furniture and Equipment | 15 | 593316.4537 |  | 151770.3489 |  | 89472.1212 |  | 19104.7898 |  | 97897.2149 |  | 40345.5189 |  | 125723.7565 |  | 43490.0961 |  | 8662.4202 |  | 16850.1873 | 0
|  | 2504122.0404 | 340.2 | Computer Equipment and Software | 15 | 2504122.0404 |  | 1713570.7123 |  | 463012.1653 |  | 57845.2191 |  | 125706.9264 |  | 32553.5865 |  | 40316.3649 |  | 71117.0659 | 0 |  | Computer Equipment and Software | 15 | 2504122.0404 |  | 640554.4179 |  | 377621.6037 |  | 80632.7297 |  | 413180.1367 |  | 170280.2987 |  | 530623.4604 |  | 183552.1456 |  | 36560.1818 |  | 71117.0659 | 0
| 6631623.7073 | 2090287.7073 | 340.3 | Computer Software - Special - CIS | 13 | 2090287.7073 |  | 1882931.1668 |  | 147365.2834 |  | 836.1151 |  | 12332.6975 |  | 418.0575 |  | 45777.3008 |  | 627.0863 | 0 |  | Computer Software - Special - CIS | 13 | 2090287.7073 |  | 0 |  | 0 |  | 0 |  | 0 |  | 0 |  | 2043883.3202 |  | 0 |  | 45777.3008 |  | 627.0863 | 0
|  | 4541336 | 340.3 | Computer Software - Special - Other | 15 | 4541336 |  | 3107636.2248 |  | 839693.0264 |  | 104904.8616 |  | 227975.0672 |  | 59037.368 |  | 73115.5096 |  | 128973.9424 | 0 |  | Computer Software - Special - Other | 15 | 4541336 |  | 1161673.7488 |  | 684833.4688 |  | 146231.0192 |  | 749320.44 |  | 308810.848 |  | 962309.0984 |  | 332879.9288 |  | 66303.5056 |  | 128973.9424 | 0
|  | 4634740.6262 | 341 | Transportation Equip | 15 | 4634740.6262 |  | 3171553.0105 |  | 856963.5418 |  | 107062.5085 |  | 232663.9794 |  | 60251.6281 |  | 74619.3241 |  | 131626.6338 | 0 |  | Transportation Equip | 15 | 4634740.6262 |  | 1185566.6522 |  | 698918.8864 |  | 149238.6482 |  | 764732.2033 |  | 315162.3626 |  | 982101.5387 |  | 339726.4879 |  | 67667.2131 |  | 131626.6338 | 0
|  | 70769.5125 | 342 | Stores Equipment | 15 | 70769.5125 |  | 48427.5774 |  | 13085.2829 |  | 1634.7757 |  | 3552.6295 |  | 920.0037 |  | 1139.3892 |  | 2009.8542 | 0 |  | Stores Equipment | 15 | 70769.5125 |  | 18102.8413 |  | 10672.0425 |  | 2278.7783 |  | 11676.9696 |  | 4812.3269 |  | 14996.0597 |  | 5187.4053 |  | 1033.2349 |  | 2009.8542 | 0
|  | 1662944.0777 | 343 | Tools, Shop & Garage Equipment | 15 | 1662944.0777 |  | 1137952.6324 |  | 307478.36 |  | 38414.0082 |  | 83479.7927 |  | 21618.273 |  | 26773.3997 |  | 47227.6118 | 0 |  | Tools, Shop & Garage Equipment | 15 | 1662944.0777 |  | 425381.0951 |  | 250771.9669 |  | 53546.7993 |  | 274385.7728 |  | 113080.1973 |  | 352377.8501 |  | 121893.8009 |  | 24278.9835 |  | 47227.6118 | 0
|  | 893647.2304 | 344 | Laboratory Equipment | 2 | 893647.2304 |  | 457458.0172 |  | 273545.4172 |  | 43878.079 |  | 87041.2402 |  | 28596.7114 |  | 1429.8356 |  | 1697.9297 | 0 |  | Laboratory Equipment | 2 | 893647.2304 |  | 507502.2621 |  | 383017.203 |  | 0 |  | 0 |  | 0 |  | 0 |  | 0 |  | 1429.8356 |  | 1697.9297 | 0
|  | 463633.759 | 345 | Power Operated Equipment | 15 | 463633.759 |  | 317264.5813 |  | 85725.882 |  | 10709.9398 |  | 23274.4147 |  | 6027.2389 |  | 7464.5035 |  | 13167.1988 | 0 |  | Power Operated Equipment | 15 | 463633.759 |  | 118597.5155 |  | 69915.9709 |  | 14929.007 |  | 76499.5702 |  | 31527.0956 |  | 98243.9935 |  | 33984.3545 |  | 6769.0529 |  | 13167.1988 | 0
|  | 3311376.7604 | 346 | Communication Equipment | 15 | 3311376.7604 |  | 2265975.1172 |  | 612273.563 |  | 76492.8032 |  | 166231.1134 |  | 43047.8979 |  | 53313.1658 |  | 94043.1 | 0 |  | Communication Equipment | 15 | 3311376.7604 |  | 847050.1753 |  | 499355.6155 |  | 106626.3317 |  | 546377.1655 |  | 225173.6197 |  | 701680.7355 |  | 242723.9165 |  | 48346.1007 |  | 94043.1 | 0
|  | 1021685.3145 | 347 | Miscellaneous Equipment | 15 | 1021685.3145 |  | 699139.2607 |  | 188909.6146 |  | 23600.9308 |  | 51288.6028 |  | 13281.9091 |  | 16449.1336 |  | 29015.8629 | 0 |  | Miscellaneous Equipment | 15 | 1021685.3145 |  | 261347.1034 |  | 154070.1454 |  | 32898.2671 |  | 168578.0769 |  | 69474.6014 |  | 216495.1181 |  | 74889.5336 |  | 14916.6056 |  | 29015.8629 | 0
|  | 14538.3958 | 348 | Other Tangible Property | 15 | 14538.3958 |  | 9948.6243 |  | 2688.1494 |  | 335.8369 |  | 729.8275 |  | 188.9991 |  | 234.0682 |  | 412.8904 | 0 |  | Other Tangible Property | 15 | 14538.3958 |  | 3718.9216 |  | 2192.3901 |  | 468.1363 |  | 2398.8353 |  | 988.6109 |  | 3080.6861 |  | 1065.6644 |  | 212.2606 |  | 412.8904 | 0
[21 empty] | 0 | [22 empty] | 0
|  |  |  | Total Plant in Service, Net of Accumulated | [16 empty] | 0 |  | Total Depreciable Plant Net of Accumulated Depreciation, | [20 empty] | 0
|  |  |  | Depreciation, Contributions and Advances |  | 454931083.3583 |  | 231845676.3111 |  | 118933149.3409 |  | 17715987.5771 |  | 35397847.8581 |  | 9360413.3678 |  | 13804232.8439 |  | 27873776.0593 | 0 |  | Contributions and Advances |  | 454931083.3583 |  | 193833261.0704 |  | 119662526.1504 |  | 50128756.6563 |  | 29259276.8667 |  | 10287462.9503 |  | 8386532.4606 |  | 2193350.5832 |  | 13546345.9777 |  | 27633570.6427 | 0
[21 empty] | 0 | [22 empty] | 0
|  |  |  | OTHER RATE BASE ELEMENTS | [16 empty] | 0 |  | OTHER RATE BASE ELEMENTS | [20 empty] | 0
|  |  |  | Utility Plant Acquisition Adjustments | 17 |  |  | 0 |  | 0 |  | 0 |  | 0 |  | 0 |  | 0 |  | 0 | 0 |  | Utility Plant Acquisition Adjustments | 17 | 0 |  | 0 |  | 0 |  | 0 |  | 0 |  | 0 |  | 0 |  | 0 |  | 0 |  | 0 | 0
|  | 3483151 |  | CWIP - Water Treatment Plant and Supply Mains | 2 | 3483151 |  | 1783024.9969 |  | 1066192.5211 |  | 171022.7141 |  | 339258.9074 |  | 111460.832 |  | 5573.0416 |  | 6617.9869 | 0 |  | CWIP - Water Treatment Plant and Supply Mains | 2 | 3483151 |  | 1978081.4529 |  | 1492878.5186 |  | 0 |  | 0 |  | 0 |  | 0 |  | 0 |  | 5573.0416 |  | 6617.9869 | 0
|  | 0 |  | CWIP - Transmission Mains | 3 | 0 |  | 0 |  | 0 |  | 0 |  | 0 |  | 0 |  | 0 |  | 0 | 0 |  | CWIP - Transmission Mains | 3 | 0 |  | 0 |  | 0 |  | 0 |  | 0 |  | 0 |  | 0 |  | 0 |  | 0 |  | 0 | 0
|  | 0 |  | CWIP - Reservoirs and Standpipes | 5 | 0 |  | 0 |  | 0 |  | 0 |  | 0 |  | 0 |  | 0 |  | 0 | 0 |  | CWIP - Reservoirs and Standpipes | 5 | 0 |  | 0 |  | 0 |  | 0 |  | 0 |  | 0 |  | 0 |  | 0 |  | 0 |  | 0 | 0
|  | 2168171 |  | CWIP - Distribution Mains | 4 | 2168171 |  | 1017305.8332 |  | 615977.3811 |  | 85209.1203 |  | 161095.1053 |  | 0 |  | 133342.5165 |  | 155241.0436 | 0 |  | CWIP - Distribution Mains | 4 | 2168171 |  | 749103.0805 |  | 0 |  | 1130484.3594 |  | 0 |  | 0 |  | 0 |  | 0 |  | 133342.5165 |  | 155241.0436 | 0
|  | 719327 |  | CWIP - Pumping | 6 | 719327 |  | 350743.8452 |  | 210403.1475 |  | 32513.5804 |  | 63948.1703 |  | 16328.7229 |  | 21004.3484 |  | 24385.1853 | 0 |  | CWIP - Pumping | 6 | 719327 |  | 355948.6076 |  | 219250.8696 |  | 98715.0281 |  | 0 |  | 0 |  | 0 |  | 0 |  | 20994.8533 |  | 24417.6413 | 0
|  | 31550 |  | CWIP - Meters and Meter Installations | 9 | 31550 |  | 26170.725 |  | 4076.26 |  | 123.045 |  | 731.96 |  | 72.565 |  | 375.445 |  | 0 | 0 |  | CWIP - Meters and Meter Installations | 9 | 31550 |  | 0 |  | 0 |  | 0 |  | 31174.555 |  | 0 |  | 0 |  | 0 |  | 375.445 |  | 0 | 0
|  | 217 |  | CWIP - Services | 10 | 217 |  | 179.0684 |  | 24.1955 |  | 0.2387 |  | 2.9078 |  | 0.1302 |  | 10.4594 |  | 0 | 0 |  | CWIP - Services | 10 | 217 |  | 0 |  | 0 |  | 0 |  | 0 |  | 206.5406 |  | 0 |  | 0 |  | 10.4594 |  | 0 | 0
|  | 87017 |  | CWIP - Hydrants | 8 | 87017 |  | 0 |  | 0 |  | 0 |  | 0 |  | 0 |  | 0 |  | 87017 | 0 |  | CWIP - Hydrants | 8 | 87017 |  | 0 |  | 0 |  | 0 |  | 0 |  | 0 |  | 0 |  | 0 |  | 0 |  | 87017 | 0
|  | 2704125 |  | CWIP - Other | 15 | 2704125 |  | 1850432.7375 |  | 499992.7125 |  | 62465.2875 |  | 135747.075 |  | 35153.625 |  | 43536.4125 |  | 76797.15 | 0 |  | CWIP - Other | 15 | 2704125 |  | 691715.175 |  | 407782.05 |  | 87072.825 |  | 446180.625 |  | 183880.5 |  | 573004.0875 |  | 198212.3625 |  | 39480.225 |  | 76797.15 | 0
|  | 6051037 |  | Working Capital Allowance | 15A | 6051037 |  | 3968270.0646 |  | 1234411.548 |  | 170034.1397 |  | 355800.9756 |  | 101052.3179 |  | 83504.3106 |  | 137963.6436 | 0 |  | Working Capital Allowance | 15A | 6051037 |  | 2306655.3044 |  | 729755.0622 |  | 150065.7176 |  | 815679.7876 |  | 320099.8573 |  | 1224124.7851 |  | 289844.6723 |  | 76848.1699 |  | 137963.6436 | 0
|  | 0 |  | Materials and Supplies | 17 | 0 |  | 0 |  | 0 |  | 0 |  | 0 |  | 0 |  | 0 |  | 0 | 0 |  | Materials and Supplies | 17 | 0 |  | 0 |  | 0 |  | 0 |  | 0 |  | 0 |  | 0 |  | 0 |  | 0 |  | 0 | 0
|  | -78268967 |  | Deferred Income Taxes | 17 | -78268967 |  | -39948480.7568 |  | -20459507.9738 |  | -3044662.8163 |  | -6089325.6326 |  | -1604513.8235 |  | -2363722.8034 |  | -4758753.1936 | 0 |  | Deferred Income Taxes | 17 | -78268967 |  | -33319099.2519 |  | -20537776.9408 |  | -8672201.5436 |  | -5017040.7847 |  | -1768878.6542 |  | -1510591.0631 |  | -406998.6284 |  | -2316761.4232 |  | -4719618.7101 | 0
|  | -31363 |  | Deferred Investment Tax Credits | 17 | -31363 |  | -16007.6752 |  | -8198.2882 |  | -1220.0207 |  | -2440.0414 |  | -642.9415 |  | -947.1626 |  | -1906.8704 | 0 |  | Deferred Investment Tax Credits | 17 | -31363 |  | -13351.2291 |  | -8229.6512 |  | -3475.0204 |  | -2010.3683 |  | -708.8038 |  | -605.3059 |  | -163.0876 |  | -928.3448 |  | -1891.1889 | 0
|  | 9539974 |  | Deferred Maintenance - Tank Painting | 5 | 9539974 |  | 3955273.2204 |  | 2395487.4714 |  | 331037.0978 |  | 624868.297 |  | 191753.4774 |  | 943503.4286 |  | 1098051.0074 | 0 |  | Deferred Maintenance - Tank Painting | 5 | 9539974 |  | 2988873.8542 |  | 0 |  | 4509545.7098 |  | 0 |  | 0 |  | 0 |  | 0 |  | 943503.4286 |  | 1098051.0074 | 0
|  | 1360408 |  | Deferred Debits - Source of Supply | 2 | 1360408 |  | 696392.8552 |  | 416420.8888 |  | 66796.0328 |  | 132503.7392 |  | 43533.056 |  | 2176.6528 |  | 2584.7752 | 0 |  | Source of Supply | 2 | 1360408 |  | 772575.7032 |  | 583070.8688 |  | 0 |  | 0 |  | 0 |  | 0 |  | 0 |  | 2176.6528 |  | 2584.7752 | 0
|  | 1120412 |  | Other Rate Base Elements | 17 | 1120412 |  | 571858.2848 |  | 292875.6968 |  | 43584.0268 |  | 87168.0536 |  | 22968.446 |  | 33836.4424 |  | 68121.0496 | 0 |  | Other Rate Base Elements | 17 | 1120412 |  | 476959.3884 |  | 293996.1088 |  | 124141.6496 |  | 71818.4092 |  | 25321.3112 |  | 21623.9516 |  | 5826.1424 |  | 33164.1952 |  | 67560.8436 | 0
[21 empty] | 0 | [22 empty] | 0
|  |  |  | Total Other Rate Base Elements |  | -51034941 |  | -25744836.8008 |  | -13731844.4393 |  | -2083097.5539 |  | -4190640.4828 |  | -1082833.5926 |  | -1097806.9082 |  | -3103881.2224 | 0 |  | Total Other Rate Base Elements |  | -51034941 |  | -23012537.9148 |  | -16819273.114 |  | -2575651.2745 |  | -3654197.7762 |  | -1240079.2489 |  | 307556.4552 |  | 86721.4612 |  | -1062220.7807 |  | -3065258.8074 | 0
[21 empty] | 0 | [22 empty] | 0
|  |  |  | Total Original Cost Measure of Value |  | 403896142.3583 |  | 206100839.5103 |  | 105201304.9016 |  | 15632890.0232 |  | 31207207.3753 |  | 8277579.7752 |  | 12706425.9357 |  | 24769894.8369 | 0 |  | Total Original Cost Measure of Value |  | 403896142.3583 |  | 170820723.1556 |  | 102843253.0364 |  | 47553105.3818 |  | 25605079.0905 |  | 9047383.7014 |  | 8694088.9158 |  | 2280072.0444 |  | 12484125.197 |  | 24568311.8353 | 0
0
[35 empty] | 0.2502 |  | 0.0271
|  |  |  | T&D OP BASIS FOR FACTOR 11 |  | 960284.0347 |  | 767787.3911 |  | 136395.6501 |  | 6661.0752 |  | 26608.6015 |  | 2496.2555 |  | 15030.3973 |  | 5304.6641 | 0 |  | T&D OP BASIS FOR FACTOR 11 |  | 960284.0347 |  | 30453.8846 |  | 6359.2057 |  | 33218.062 |  | 869917.8211 |  | 0 |  | 0 |  | 0 |  | 15030.3973 |  | 5304.6641 | 0
|  |  |  | FACTOR 11 |  |  |  | 0.7996 |  | 0.142 |  | 0.0069 |  | 0.0277 |  | 0.0026 |  | 0.0157 |  | 0.0055 | 1 |  | FACTOR 11 |  |  |  | 0.0317 |  | 0.0066 |  | 0.0346 |  | 0.9059 |  | 0 |  | 0 |  | 0 |  | 0.0157 |  | 0.0055 | 1
|  |  |  | T&D Mnt BASIS FOR FACTOR 12 |  | 727156.0481 |  | 439609.4155 |  | 116585.6673 |  | 10887.4162 |  | 25756.4912 |  | 1906.9798 |  | 28973.1188 |  | 103436.9593 | 0 |  | T&D Mnt BASIS FOR FACTOR 12 |  | 727156.0481 |  | 95702.6183 |  | 19984.0725 |  | 104389.1624 |  | 111683.5014 |  | 262986.6153 |  | 0 |  | 0 |  | 28973.1188 |  | 103436.9593 | 0
|  |  |  | FACTOR 12 |  |  |  | 0.6047 |  | 0.1603 |  | 0.015 |  | 0.0354 |  | 0.0026 |  | 0.0398 |  | 0.1422 | 1 |  | FACTOR 12 |  |  |  | 0.1316 |  | 0.0275 |  | 0.1436 |  | 0.1536 |  | 0.3617 |  | 0 |  | 0 |  | 0.0398 |  | 0.1422 | 1
|  |  |  | A&G BASIS FOR FACTOR 15 |  | 10789046.5637 |  | 7384255.9618 |  | 1994458.9771 |  | 249416.0234 |  | 541499.2689 |  | 139894.7482 |  | 173534.6221 |  | 305986.9622 | 0 |  | A&G BASIS FOR FACTOR 15 |  | 10789046.5637 |  | 2761290.024 |  | 1627224.691 |  | 347135.1187 |  | 1780095.2766 |  | 733135.5787 |  | 2286343.8978 |  | 790359.8088 |  | 157475.2059 |  | 305986.9622 | 0
|  |  |  | FACTOR 15 |  |  |  | 0.6843 |  | 0.1849 |  | 0.0231 |  | 0.0502 |  | 0.013 |  | 0.0161 |  | 0.0284 | 1 |  | FACTOR 15 |  |  |  | 0.2558 |  | 0.1508 |  | 0.0322 |  | 0.165 |  | 0.068 |  | 0.2119 |  | 0.0733 |  | 0.0146 |  | 0.0284 | 1
|  |  |  | CASH WORKING CAPITAL FOR FACTOR 15A |  | 34381915.1472 |  | 22548156.1779 |  | 7014722.3728 |  | 964534.216 |  | 2021242.338 |  | 575420.8031 |  | 473940.5219 |  | 783898.7175 | 0 |  | CASH WORKING CAPITAL FOR FACTOR 15A |  | 34381915.1472 |  | 13107945.0975 |  | 4147390.459 |  | 850959.4541 |  | 4635164.1036 |  | 1818557.4854 |  | 6956468.5769 |  | 1643616.4716 |  | 438001.9386 |  | 783811.5605 | 0
|  |  |  | FACTOR 15A |  |  |  | 0.6558 |  | 0.204 |  | 0.0281 |  | 0.0588 |  | 0.0167 |  | 0.0138 |  | 0.0228 | 1 |  | FACTOR 15A |  |  |  | 0.3812 |  | 0.1206 |  | 0.0248 |  | 0.1348 |  | 0.0529 |  | 0.2023 |  | 0.0479 |  | 0.0127 |  | 0.0228 | 1
|  |  |  | LABOR BASIS FOR FACTOR 16 |  | 7352130.4441 |  | 4778960.4331 |  | 1516893.4866 |  | 190824.395 |  | 416300.9374 |  | 112168.8907 |  | 104335.7772 |  | 232646.5241 | 0 |  | LABOR BASIS FOR FACTOR 16 |  | 7352130.4441 |  | 2073064.5606 |  | 1418912.4096 |  | 226260.8056 |  | 1783049.3542 |  | 576363.203 |  | 852360.0557 |  | 90966.1834 |  | 98507.348 |  | 232646.5241 | 0
|  |  |  | FACTOR 16 |  |  |  | 0.65 |  | 0.2063 |  | 0.026 |  | 0.0566 |  | 0.0153 |  | 0.0142 |  | 0.0316 | 1 |  | FACTOR 16 |  |  |  | 0.282 |  | 0.193 |  | 0.0308 |  | 0.2425 |  | 0.0784 |  | 0.1159 |  | 0.0124 |  | 0.0134 |  | 0.0316 | 1
|  |  |  | UPIS BASIS FOR FACTOR 17 |  | 463660482.9113 |  | 236636627.046 |  | 121208484.5406 |  | 18049265.7996 |  | 36062520.4567 |  | 9513913.9948 |  | 13994057.4822 |  | 28195613.5915 | 0 |  | UPIS BASIS FOR FACTOR 17 |  | 463660482.9113 |  | 197410517.1355 |  | 121660642.4121 |  | 51393600.1129 |  | 29706879.4903 |  | 10461060.01 |  | 8950578.2901 |  | 2389149.3218 |  | 13732383.4285 |  | 27955672.7102 | 0
|  |  |  | FACTOR 17 |  |  |  | 0.5104 |  | 0.2614 |  | 0.0389 |  | 0.0778 |  | 0.0205 |  | 0.0302 |  | 0.0608 | 1 |  | FACTOR 17 |  |  |  | 0.4257 |  | 0.2624 |  | 0.1108 |  | 0.0641 |  | 0.0226 |  | 0.0193 |  | 0.0052 |  | 0.0296 |  | 0.0603 | 1
|  |  |  | RATE BASE BASIS FOR FACTOR 18 |  | 403896142.3583 |  | 206100839.5103 |  | 105201304.9016 |  | 15632890.0232 |  | 31207207.3753 |  | 8277579.7752 |  | 12706425.9357 |  | 24769894.8369 | 0 |  | RATE BASE BASIS FOR FACTOR 18 |  | 403896142.3583 |  | 170820723.1556 |  | 102843253.0364 |  | 47553105.3818 |  | 25605079.0905 |  | 9047383.7014 |  | 8694088.9158 |  | 2280072.0444 |  | 12484125.197 |  | 24568311.8353 | 0
|  |  |  | FACTOR 18 |  |  |  | 0.5102 |  | 0.2605 |  | 0.0387 |  | 0.0773 |  | 0.0205 |  | 0.0315 |  | 0.0613 | 1 |  | FACTOR 18 |  |  |  | 0.4231 |  | 0.2546 |  | 0.1177 |  | 0.0634 |  | 0.0224 |  | 0.0215 |  | 0.0056 |  | 0.0309 |  | 0.0608 | 1
|  |  |  | TOTAL COS BASIS FOR FACTOR 19 |  | 101320740.2382 |  | 57752087.0286 |  | 23999074.6004 |  | 3450367.0975 |  | 7023371.049 |  | 1903271.2537 |  | 2486056.4909 |  | 4706512.7181 | 0 |  | TOTAL COS BASIS FOR FACTOR 19 |  | 101320740.2382 |  | 40280363.7626 |  | 20674840.2862 |  | 8024970.1274 |  | 9810679.9041 |  | 4450974.7447 |  | 8814439.6747 |  | 2177853.198 |  | 2410114.2121 |  | 4676504.3284 | 0
|  |  |  | FACTOR 19 |  |  |  | 0.5699 |  | 0.2369 |  | 0.0341 |  | 0.0693 |  | 0.0188 |  | 0.0245 |  | 0.0465 | 1 |  | FACTOR 19 |  |  |  | 0.3975 |  | 0.2041 |  | 0.0792 |  | 0.0968 |  | 0.0439 |  | 0.087 |  | 0.0215 |  | 0.0238 |  | 0.0462 | 1
Table of Factors - Table Name "FACTORS"
[8 empty] | 2 |  | 4 |  | 6 |  | 8 |  | 10 |  | 12 |  | 14 | 20 | [5 empty] | 2 |  | 4 |  | 6 |  | 8 |  | 10 |  | 12 |  | 14 |  | 16 |  | 18
[8 empty] | Residential |  | Commercial |  | Industrial |  | Public |  | Resale |  | Private Fire |  | Public Fire | Total | [15 empty] | Billing & |  | Uncollectible |  | private Fire |  | Public Fire
[27 empty] | Base |  | Max Day |  | Max Hour |  | Meters |  | Services |  | Collecting |  | Accounts |  | Service |  | Service
[7 empty] | 1 | 0.4911 |  | 0.3075 |  | 0.0545 |  | 0.1053 |  | 0.0355 |  | 0.0028 |  | 0.0033 | 1 | ok |  |  |  | 1 | 0.9939 |  | 0 |  | 0 |  | 0 |  | 0 |  | 0 |  |  |  | 0.0028 |  | 0.0033 | 1
[7 empty] | 2 | 0.5119 |  | 0.3061 |  | 0.0491 |  | 0.0974 |  | 0.032 |  | 0.0016 |  | 0.0019 | 1 | ok |  |  |  | 2 | 0.5679 |  | 0.4286 |  | 0 |  | 0 |  | 0 |  | 0 |  |  |  | 0.0016 |  | 0.0019 | 1
[7 empty] | 3 | 0.4699 |  | 0.2809 |  | 0.0451 |  | 0.0893 |  | 0.0293 |  | 0.0395 |  | 0.046 | 1 | ok |  |  |  | 3 | 0.5244 |  | 0.3933 |  | 0 |  | 0 |  | 0 |  | 0 |  |  |  | 0.038 |  | 0.0443 | 1
[7 empty] | 4 | 0.4692 |  | 0.2841 |  | 0.0393 |  | 0.0743 |  | 0 |  | 0.0615 |  | 0.0716 | 1 | ok |  |  |  | 4 | 0.3455 |  | 0 |  | 0.5214 |  | 0 |  | 0 |  | 0 |  |  |  | 0.0615 |  | 0.0716 | 1
[7 empty] | 5 | 0.4146 |  | 0.2511 |  | 0.0347 |  | 0.0655 |  | 0.0201 |  | 0.0989 |  | 0.1151 | 1 | ok |  |  |  | 5 | 0.3133 |  | 0 |  | 0.4727 |  | 0 |  | 0 |  | 0 |  |  |  | 0.0989 |  | 0.1151 | 1
[7 empty] | 6 | 0.4876 |  | 0.2925 |  | 0.0452 |  | 0.0889 |  | 0.0227 |  | 0.0292 |  | 0.0339 | 1 | ok |  |  |  | 6 | 0.49484 |  | 0.3048 |  | 0.13723 | [9 empty] | 0.029187 |  | 0.033945 | 1
[7 empty] | 7 | 0.4694 |  | 0.2835 |  | 0.0404 |  | 0.0774 |  | 0.0059 |  | 0.057 |  | 0.0664 | 1 | ok |  |  |  | 7 | 0.3812 |  | 0.0796 |  | 0.4158 | [9 empty] | 0.057 |  | 0.0664 | 1
[7 empty] | 8 | 0 |  | 0 |  | 0 |  | 0 |  | 0 |  | 0 |  | 1 | 1 | ok |  |  |  | 8 | 0 |  | 0 |  | 0 |  | 0 |  | 0 |  | 0 |  |  |  | 0 |  | 1 | 1
[7 empty] | 9 | 0.8295 |  | 0.1292 |  | 0.0039 |  | 0.0232 |  | 0.0023 |  | 0.0119 |  | 0 | 1 | ok |  |  |  | 9 | 0 |  | 0 |  | 0 |  | 0.9881 |  | 0 | [5 empty] | 0.0119 |  | 0 | 1
[7 empty] | 10 | 0.8252 |  | 0.1115 |  | 0.0011 |  | 0.0134 |  | 0.0006 |  | 0.0482 |  | 0 | 1 | ok |  |  |  | 10 | 0 |  | 0 |  | 0 |  | 0 |  | 0.9518 |  | 0 |  |  |  | 0.0482 |  | 0 | 1
[7 empty] | 11 | 0.7996 |  | 0.142 |  | 0.0069 |  | 0.0277 |  | 0.0026 |  | 0.0157 |  | 0.0055 | 1 | ok |  |  |  | 11 | 0.0317 | 0 | 0.0066 | 0 | 0.0346 | 0 | 0.9059 | 0 | 0 | 0 | 0 |  |  | 0 | 0.0157 | 0 | 0.0055 | 1
[7 empty] | 12 | 0.6047 |  | 0.1603 |  | 0.015 |  | 0.0354 |  | 0.0026 |  | 0.0398 |  | 0.1422 | 1 | ok |  |  |  | 12 | 0.1316 | 0 | 0.0275 | 0 | 0.1436 | 0 | 0.1536 | 0 | 0.3617 | 0 | 0 |  |  | 0 | 0.0398 | 0 | 0.1422 | 1
[7 empty] | 13 | 0.9008 |  | 0.0705 |  | 0.0004 |  | 0.0059 |  | 0.0002 |  | 0.0219 |  | 0.0003 | 1 | ok |  |  |  | 13 | 0 |  | 0 |  | 0 | 0 | 0 |  | 0 |  | 0.9778 |  |  |  | 0.0219 |  | 0.0003 | 1
[7 empty] | 14 | 0.909 |  | 0.0712 |  | 0.0004 |  | 0.006 |  | 0.0002 |  | 0.0132 |  | 0 | 1 | ok |  |  |  | 14 | 0 |  | 0 |  | 0 | 0 | 0 |  | 0 |  | 1 |  |  |  | 0 |  | 0 | 1
[7 empty] | 15 | 0.6843 | 0 | 0.1849 | 0 | 0.0231 | 0 | 0.0502 | 0 | 0.013 | 0 | 0.0161 | 0 | 0.0284 | 1 | ok |  |  |  | 15 | 0.2558 | 0 | 0.1508 | 0 | 0.0322 | 0 | 0.165 | 0 | 0.068 | 0 | 0.2119 | 0 | 0.0733 | 0 | 0.0146 | 0 | 0.0284 | 1
[7 empty] | 15A | 0.6558 |  | 0.204 |  | 0.0281 |  | 0.0588 |  | 0.0167 |  | 0.0138 |  | 0.0228 | 1 | ok |  |  |  | 15A | 0.3812 |  | 0.1206 |  | 0.0248 |  | 0.1348 |  | 0.0529 |  | 0.2023 |  | 0.0479 |  | 0.0127 |  | 0.0228 | 1
[7 empty] | 16 | 0.65 | 0 | 0.2063 | 0 | 0.026 | 0 | 0.0566 | 0 | 0.0153 | 0 | 0.0142 | 0 | 0.0316 | 1 | ok |  |  |  | 16 | 0.282 | 0 | 0.193 | 0 | 0.0308 | 0 | 0.2425 | 0 | 0.0784 | 0 | 0.1159 | 0 | 0.0124 | 0 | 0.0134 | 0 | 0.0316 | 1
[7 empty] | 17 | 0.5104 | 0 | 0.2614 | 0 | 0.0389 | 0 | 0.0778 | 0 | 0.0205 | 0 | 0.0302 | 0 | 0.0608 | 1 | ok |  |  |  | 17 | 0.4257 | 0 | 0.2624 | 0 | 0.1108 | 0 | 0.0641 | 0 | 0.0226 | 0 | 0.0193 | 0 | 0.0052 | 0 | 0.0296 | 0 | 0.0603 | 1
[7 empty] | 18 | 0.5102 |  | 0.2605 |  | 0.0387 |  | 0.0773 |  | 0.0205 |  | 0.0315 |  | 0.0613 | 1 | ok |  |  |  | 18 | 0.4231 | 0 | 0.2546 | 0 | 0.1177 | 0 | 0.0634 | 0 | 0.0224 | 0 | 0.0215 | 0 | 0.0056 | 0 | 0.0309 | 0 | 0.0608 | 1
[7 empty] | 19 | 0.5699 |  | 0.2369 |  | 0.0341 |  | 0.0693 |  | 0.0188 |  | 0.0245 |  | 0.0465 | 1 | ok |  |  |  | 19 | 0.3975 | 0 | 0.2041 | 0 | 0.0792 | 0 | 0.0968 | 0 | 0.0439 | 0 | 0.087 | 0 | 0.0215 | 0 | 0.0238 | 0 | 0.0462 | 1
[7 empty] | 20 | 0.8986 |  | 0.0556 |  | 0.0095 |  | 0.021 |  | 0 |  | 0.0153 |  | 0 | 1 | ok |  |  |  | 20 | [10 empty] | 0 |  | 1 |  |  |  |  | 1
Check
[6 empty] | 2 |  | OK |  | ok
[6 empty] | 3 |  | OK |  | OK
[6 empty] | 4 |  | <<<<?? |  | OK
[6 empty] | 5 |  | OK |  | OK
[6 empty] | 6 |  | OK
[6 empty] | 7 |  | OK
[6 empty] | Sch A |  | ok

## F 1-2
KENTUCKY AMERICAN WATER COMPANY
FACTORS FOR ALLOCATING COST OF SERVICE TO CUSTOMER CLASSIFICATIONS
FACTOR 1. ALLOCATION OF COSTS WHICH VARY WITH THE AMOUNT OF WATER
CONSUMED.
Factors are based on the pro forma test year average daily consumption for each customer classification.
Average Daily
Customer |  | Consumption, |  |  | Allocation
Classification |  | Thousand Gallons |  |  | Factor |  |  | 2015
(1) |  | (2) |  |  | (3) |  |  | 1000 gallons
Residential |  |  | 15275 |  |  | 0.4911 |  | 5575259
Commercial |  |  | 9566 |  |  | 0.3075 |  | 3491634
Industrial |  |  | 1696 |  |  | 0.0545 |  | 619086
Other Public Authority |  |  | 3277 |  |  | 0.1053 |  | 1196002
Sales for Resale |  |  | 1105 |  |  | 0.0355 |  | 403500 | 38233082.1918
Private Fire Protection |  |  | 88 |  |  | 0.0028 |  |  | 38233.0822 | 1000 gallons
Public Fire Protection |  |  | 103 |  |  | 0.0033 |  | 11285481
[8 empty] | 12167690.4189 | 191 | 1000 gallons
Total |  |  | 31110 |  |  | 1
191
FACTOR 2. ALLOCATION OF COSTS ASSOCIATED WITH FACILITIES SERVING BASE AND
MAXIMUM DAY EXTRA CAPACITY FUNCTIONS.
Factors are based on the weighting of the factors for average daily consumption (Factor 1) and the factors derived from maximum day extra capacity demand for each customer classification, as follows:
| Average Daily |  |  | Maximum Day
| Consumption |  |  | Extra Capacity
Customer | Allocation |  | Weighted | Allocation |  | Weighted | Allocation
Classification | Factor 1 |  | Factor | Factor |  | Factor | Factor
(1) | (2) |  | (3)=(2)x | (4) |  | (5)=(4)x | (6)=(3)+(5)
|  |  | 0.5714 |  |  | 0.4286
Residential | 0.4911 |  | 0.2806 | 0.5398 |  | 0.2313 | 0.5119
Commercial | 0.3075 |  | 0.1757 | 0.3042 |  | 0.1304 | 0.3061
Industrial | 0.0545 |  | 0.0311 | 0.0419 |  | 0.018 | 0.0491
Other Public Authority | 0.1053 |  | 0.0602 | 0.0868 |  | 0.0372 | 0.0974
Sales for Resale | 0.0355 |  | 0.0203 | 0.0273 |  | 0.0117 | 0.032
Private Fire Protection | 0.0028 |  | 0.0016 |  |  |  | 0.0016
Public Fire Protection | 0.0033 |  | 0.0019 |  |  |  | 0.0019
Total | 1 |  | 0.5714 | 1 |  | 0.4286 | 1
The derivation of the maximum day extra capacity factors in column 4 and the basis for the column 3 and 5 weightings are presented on the following page.
::

## F 2 B
KENTUCKY AMERICAN WATER COMPANY
FACTORS FOR ALLOCATING COST OF SERVICE TO CUSTOMER CLASSIFICATIONS, cont.
FACTOR 2. ALLOCATION OF COSTS ASSOCIATED WITH FACILITIES SERVING BASE AND
MAXIMUM DAY EXTRA CAPACITY FUNCTIONS, cont.
Maximum Day Extra Capacity
| Average Daily |  | Rate of Flow,
Customer | Consumption, |  | Thousand Gallons | Allocation
Classification | Thousand Gallons | Factor* | Per Day | Factor
(1) | (2) | (3) | (4)=(2)x(3) | (5)
Residential | 15275 | 1 | 15275 | 0.5398
Commercial | 9566 | 0.9 | 8609 | 0.3042
Industrial | 1696 | 0.7 | 1187 | 0.0419
Other Public Authority | 3277 | 0.75 | 2458 | 0.0868
Sales for Resale | 1105 | 0.7 | 774 | 0.0273
Total | 30919 |  | 28303 | 1
The weighting of the factors is based on the maximum day ratio of 1.75, based on a review of maximum day ratios experienced during the period 2000 through 2014 (see Schedule D).
Maximum
Day
|  | Ratio | Weight
| Average Day | 1 | 0.5714
Maximum Day
| Extra Capacity | 0.75 | 0.4286
| Total | 1.75 | 1
* Ratio of maximum day to average day minus 1.0.

## F 3-4
KENTUCKY AMERICAN WATER COMPANY
FACTORS FOR ALLOCATING COST OF SERVICE TO CUSTOMER CLASSIFICATIONS, cont.
FACTOR 3. ALLOCATION OF COSTS ASSOCIATED WITH FACILITIES SERVING BASE, MAXIMUM DAY EXTRA
CAPACITY AND FIRE PROTECTION FUNCTIONS.
Factors are based on the weighting of the average daily consumption, the maximum day extra capacity demand, and the fire protection demand for each customer classification.
| Average Daily |  | Maximum Day
| Consumption |  | Extra Capacity |  | Fire Protection
Customer | Allocation | Weighted | Allocation | Weighted | Allocation | Weighted | Allocation
Classification | Factor | Factor | Factor | Factor | Factor | Factor | Factor
(1) | (2) | (3)=(2) X | (4) | (5)=(4) X | (6) | (7)=(6) X | (8)=(3)+(5)+(7)
|  | 0.5244 |  | 0.3933 |  | 0.0823
Residential | 0.4911 | 0.2575 | 0.5398 | 0.2124 |  |  | 0.4699
Commercial | 0.3075 | 0.1613 | 0.3042 | 0.1196 |  |  | 0.2809
Industrial | 0.0545 | 0.0286 | 0.0419 | 0.0165 |  |  | 0.0451
Other Public Authority | 0.1053 | 0.0552 | 0.0868 | 0.0341 |  |  | 0.0893
Sales for Resale | 0.0355 | 0.0186 | 0.0273 | 0.0107 |  |  | 0.0293
Private Fire Protection | 0.0028 | 0.0015 |  |  | 0.462 | 0.038 | 0.0395
Public Fire Protection | 0.0033 | 0.0017 |  |  | 0.538 | 0.0443 | 0.046
Total | 1 | 0.5244 | 1 | 0.3933 | 1 | 0.0823 | 1
KENTUCKY AMERICAN WATER COMPANY
FACTORS FOR ALLOCATING COST OF SERVICE TO CUSTOMER CLASSIFICATIONS, cont.
FACTOR 4. ALLOCATION OF COSTS ASSOCIATED WITH FACILITIES SERVING BASE AND MAXIMUM HOUR EXTRA CAPACITY
FUNCTIONS.
Factors are based on the weighting of the average daily consumption, the maximum day extra capacity demand, and the fire protection demand for each customer classification.
Maximum Hour
| Average Hourly Consumption |  |  | Extra Capacity |  | Fire Protection
Customer | Thousand | Allocation | Weighted | Allocation | Weighted | Allocation | Weighted | Allocation
Classification | Gallons | Factor | Factor | Factor | Factor | Factor | Factor | Factor
(1) | (2) | (3) | (4)=(3) X | (5) | (6)=(5) X | (7) | (8)=(7) X | (9)=(4)+(6)+(8)
|  |  | 0.3477 |  | 0.5214 |  | 0.1309
Residential | 636.5 | 0.5092 | 0.1771 | 0.5603 | 0.2921 |  |  | 0.4692
Commercial | 398.6 | 0.3188 | 0.1108 | 0.3324 | 0.1733 |  |  | 0.2841
Industrial | 70.7 | 0.0565 | 0.0196 | 0.0377 | 0.0197 |  |  | 0.0393
Other Public Authority | 136.5 | 0.1092 | 0.038 | 0.0696 | 0.0363 |  |  | 0.0743
Sales for Resale | 0 | 0 | 0 | 0 | 0 |  |  | 0
Private Fire Protection | 3.7 | 0.003 | 0.001 |  |  | 0.462 | 0.0605 | 0.0615
Public Fire Protection | 4.3 | 0.0034 | 0.0012 |  |  | 0.538 | 0.0704 | 0.0716
Total | 1250.3 | 1.0001 | 0.3477 | 1 | 0.5214 | 1 | 0.1309 | 1
The maximum hour extra capacity factors in column 5 are determined on the next page.

## F 3B 4B
KENTUCKY AMERICAN WATER COMPANY
FACTORS FOR ALLOCATING COST OF SERVICE TO CUSTOMER CLASSIFICATIONS, cont.
FACTOR 3. ALLOCATION OF COSTS ASSOCIATED WITH FACILITIES SERVING BASE,
MAXIMUM DAY EXTRA CAPACITY AND FIRE PROTECTION FUNCTIONS, cont.
The weighting of the factors is based on the potential demand of general and fire protection service. The bases for the potential demand of general service are the maximum day ratio of 1.75 and the average daily system sendout for year ending 2014 of 38.233 MGD. The system demand for fire protection is 10,000 Gallons per minute for 10 hours.
Rate of Flow,
|  | Ratio | (GPD) | Weight
13955075000
| Average Day | 1 | 38233082.1918 | 0.5244
| Maximum Day |  |  |  |  | 38233082.1918
| Extra Capacity | 0.75 | 28674812 | 0.3933
| Subtotal | 1.75 | 66907894.1918 | 0.9177
| Fire Protection |  | 6000000 | 0.0823
| Total |  | 72907894.1918 | 1
The public and private fire protection allocation factors in column 6 on the previous page are based on the relative potential demands (see Schedule E).
KENTUCKY AMERICAN WATER COMPANY
FACTORS FOR ALLOCATING COST OF SERVICE TO CUSTOMER CLASSIFICATIONS, cont.
FACTOR 4. ALLOCATION OF COSTS ASSOCIATED WITH FACILITIES SERVING BASE AND
MAXIMUM HOUR EXTRA CAPACITY FUNCTIONS, cont.
The weighting of the factors is based on the potential demand of general and fire protection service. The bases for the potential demand of general service are the maximum hour ratio of 2.5 and the average daily system sendout for the year ending 2014 of 38.233 MGD. The system demand for fire protection is 10,000 gallons per minute.
Rate of Flow,
|  | Ratio | (GPM) | Weight
| Average Hour | 1 | 26551 | 0.3477
Maximum Hour
| Extra Capacity | 1.5 | 39827 | 0.5214
| Subtotal | 2.5 | 66378 | 0.8691
| Fire Protection |  | 10000 | 0.1309
| Total |  | 76378 | 1
The maximum hour extra capacity factors in column 5 of the previous page are determined as follows:
Average
|  | Hourly | Maximum Hour Extra Capacity
Customer |  | Consumption |  | 1,000 Gallons | Allocation
Classification |  | Thousand Gallons | Factor* | Per Hour | Factor
(1) |  | (2) | (3) | (4)=(2)x(3) | (5)
Residential |  | 636.5 | 1.9 | 1209.4 | 0.5603
Commercial |  | 398.6 | 1.8 | 717.5 | 0.3324
Industrial |  | 70.7 | 1.15 | 81.3 | 0.0377
Other Public Authority |  | 136.5 | 1.1 | 150.2 | 0.0696
Sales for Resale |  | 0 | 0.9 | 0 | 0
Total |  | 1242.3 |  | 2158.4 | 1
* Ratio of Maximum Hour To Average Hour Minus 1.0.
The public and private fire protection allocation factors in column 7 on the previous page are based on the relative potential demands (see Schedule E).

## F 5
KENTUCKY AMERICAN WATER COMPANY
FACTORS FOR ALLOCATING COST OF SERVICE TO CUSTOMER CLASSIFICATIONS, cont.
FACTOR 5. ALLOCATION OF COSTS ASSOCIATED WITH STORAGE FACILITIES.
Factors are based on the weighting of the average hourly consumption, the maximum hour extra capacity demand, and the fire protection demand for each customer classification.
Maximum Hour
| Average Hourly Consumption |  |  | Extra Capacity |  | Fire Protection
Customer | Thousand | Allocation | Weighted | Allocation | Weighted | Allocation | Weighted | Allocation
Classification | Gallons | Factor | Factor | Factor | Factor | Factor | Factor | Factor
(1) | (2) | (3) | (4)=(3) X | (5) | (6)=(5) X | (7) | (8)=(7) X | (9)=(4)+(6)+(8)
|  |  | 0.3152 |  | 0.4727 |  | 0.2121
Residential | 636.5 | 0.491 | 0.1548 | 0.5497 | 0.2598 |  |  | 0.4146
Commercial | 398.6 | 0.3075 | 0.0969 | 0.3262 | 0.1542 |  |  | 0.2511
Industrial | 70.7 | 0.0545 | 0.0172 | 0.037 | 0.0175 |  |  | 0.0347
Other Public Authority | 136.5 | 0.1053 | 0.0332 | 0.0683 | 0.0323 |  |  | 0.0655
Sales for Resale | 46 | 0.0355 | 0.0112 | 0.0188 | 0.0089 |  |  | 0.0201
Private Fire Protection | 3.7 | 0.0029 | 0.0009 |  |  | 0.462 | 0.098 | 0.0989
Public Fire Protection | 4.3 | 0.0033 | 0.001 |  |  | 0.538 | 0.1141 | 0.1151 | 0.214
Total | 1296.3 | 1 | 0.3152 | 1 | 0.4727 | 1 | 0.2121 | 1
The weighting of the factors is based on the ratio of the capacity required for a 10 hour demand of fire flow, as related to total storage capacity. The calculation is shown on the following page.

## F 5B
KENTUCKY AMERICAN WATER COMPANY
FACTORS FOR ALLOCATING COST OF SERVICE TO CUSTOMER CLASSIFICATIONS, cont.
FACTOR 5. ALLOCATION OF COSTS ASSOCIATED WITH STORAGE FACILITIES, cont.
The weighting of the factors is based on the ratio of the capacity required for a 10 hour demand of fire flow, as related to total storage capacity.
Fire Protection Weight = |  | 10000 | GPM X 60 Min. X 10 Hrs. |  | = |  | 0.2121 |  |  | Population= | 0
|  |  | 28286000 | Gallons
[10 empty] | Fire Flow | 0
General Service Weight = |  |  | 1 | - | 0.2121 | = | 0.7879
2012 updated per 2011 Water reqport to PSC
The weighting of the average hourly consumption and maximum hour extra demand for general service is based on the maximum hour ratio, as follows: | [8 empty] | Checking with Linda - sounded high on 11/13/2012
Maximum
Hour
|  |  | Ratio |  | Percent |  | Weight
| Average Hour |  | 1 |  | 40 |  | 0.3152
Extra Capacity
| Maximum Hour |  | 1.5 |  | 60 |  | 0.4727
| Total |  | 2.5 |  | 100 |  | 0.7879
Average
|  |  | Hourly |  | Maximum Hour Extra Capacity
Customer |  |  | Consumption |  |  |  | 1,000 Gallons | Allocation
Classification |  |  | Thousand Gallons |  | Factor* |  | Per Hour | Factor
(1) |  |  | (2) |  | (3) |  | (4)=(2)x(3) | (5)
Residential |  |  | 636.5 |  | 1.9 |  | 1209.4 | 0.5497
Commercial |  |  | 398.6 |  | 1.8 |  | 717.5 | 0.3262
Industrial |  |  | 70.7 |  | 1.15 |  | 81.3 | 0.037
Other Public Authority |  |  | 136.5 |  | 1.1 |  | 150.2 | 0.0683
Sales for Resale |  |  | 46 |  | 0.9 |  | 41.4 | 0.0188
Total |  |  | 1288.3 |  |  |  | 2199.8 | 1
* Ratio of Maximum Hour To Average Hour Minus 1.0.

## F6-7
KENTUCKY AMERICAN WATER COMPANY
FACTORS FOR ALLOCATING COST OF SERVICE TO CUSTOMER CLASSIFICATIONS, cont.
FACTOR 6. ALLOCATION OF COSTS ASSOCIATED WITH POWER AND PUMPING FACILITIES.
Factors are based on the weighting of the maximum daily consumption, Factor 2, the maximum daily consumption with fire, Factor 3, and the maximum hour consumption, Factor 4, for each customer classification, as follows:
|  | Maximum Daily |  | Maximum Daily |  | Maximum Hourly
|  | Consumption |  | Consumption w/ Fire |  | Consumption
Customer |  | Allocation | Weighted | Allocation | Weighted | Allocation | Weighted | Allocation
Classification |  | Factor 2 | Factor | Factor 3 | Factor | Factor 4 | Factor | Factor
(1) |  | (2) | (3)=(2)X | (4) | (5)=(4)X | (6) | (7)=(6)X | (8)=(3)+ | Factor 6 | [6 empty] | Allocation
|  |  | 0.4259 |  | 0.3109 |  | 0.2632 | (5)+(7) | Func. | factor 2 | 0.4259 | factor 3 | 0.3109 | Factor 4 | 0.2632 | Factor
Residential |  | 0.5119 | 0.218 | 0.4699 | 0.1461 | 0.4692 | 0.1235 | 0.4876 | base | 0.5679 | 0.2419 | 0.5212 | 0.162 | 0.3455 | 0.090936 | 0.49484
Commercial |  | 0.3061 | 0.1304 | 0.2809 | 0.0873 | 0.2841 | 0.0748 | 0.2925 | max day | 0.4286 | 0.1825 | 0.3933 | 0.1223 |  | 0 | 0.3048
Industrial |  | 0.0491 | 0.0209 | 0.0451 | 0.014 | 0.0393 | 0.0103 | 0.0452 | max hour |  | 0 |  | 0 | 0.5214 | 0.13723 | 0.13723
Other Public Authority |  | 0.0974 | 0.0415 | 0.0893 | 0.0278 | 0.0743 | 0.0196 | 0.0889 | private fire | 0.0016 | 0.0007 | 0.0395 | 0.0123 | 0.0615 | 0.016187 | 0.029187
Sales for Resale |  | 0.032 | 0.0136 | 0.0293 | 0.0091 | 0 | 0 | 0.0227 | public fire | 0.0019 | 0.0008 | 0.046 | 0.0143 | 0.0716 | 0.018845 | 0.033945
Private Fire Protection |  | 0.0016 | 0.0007 | 0.0395 | 0.0123 | 0.0615 | 0.0162 | 0.0292
Public Fire Protection |  | 0.0019 | 0.0008 | 0.046 | 0.0143 | 0.0716 | 0.0188 | 0.0339 |  | 1 | 0.4259 | 1 | 0.3109 | 1 | 0.2632 | 1
Total |  | 1 | 0.4259 | 1 | 0.3109 | 1 | 0.2632 | 1
The weighting of the factors is based on the horsepower of pumps associated with maximum day facilities, maximum day and fire facilities, and maximum hour facilities, as follows:
Horsepower
|  |  |  | of Pumps |  | Weight
Associated with Maximum Day |  |  |  | 10200 |  | 0.4259
Associated with Maximum Day and Fire |  |  |  | 7447 |  | 0.3109
Associated with Maximum Hour |  |  |  | 6305 |  | 0.2632
| Total |  |  | 23952 |  | 1
KENTUCKY AMERICAN WATER COMPANY
FACTORS FOR ALLOCATING COST OF SERVICE TO CUSTOMER CLASSIFICATIONS, cont.
FACTOR 7. ALLOCATION OF COSTS ASSOCIATED WITH TRANSMISSION AND DISTRIBUTION MAINS.
Factors are based on the weighting of the maximum daily consumption with fire, Factor 3, and the maximum hour consumption, Factor 5, for each customer classification, as follows:
|  |  | Maximum Daily |  | Maximum Hourly
|  |  | Consumption w/ Fire |  | Consumption
| Customer |  | Allocation | Weighted | Allocation | Weighted | Allocation
| Classification |  | Factor 3 | Factor | Factor 4 | Factor | Factor | [8 empty] | Allocation
| (1) |  | (2) | (3)=(2)X | (4) | (5)=(4)X | (6)=(3)+(5) |  |  | factor 3 | 0.2025 | factor 4 | 0.7975 |  |  | Factor
|  |  |  | 0.2025 |  | 0.7975
[9 empty] | base | 0.5212 | 0.1056 | 0.3455 | 0.2756 |  |  | 0.3812
| Residential |  | 0.4699 | 0.0952 | 0.4692 | 0.3742 | 0.4694 |  | max day | 0.3933 | 0.0796 |  | 0 |  |  | 0.0796
| Commercial |  | 0.2809 | 0.0569 | 0.2841 | 0.2266 | 0.2835 |  | max hour | 0 | 0 | 0.5214 | 0.4158 |  |  | 0.4158
| Industrial |  | 0.0451 | 0.0091 | 0.0393 | 0.0313 | 0.0404 |  | private fire | 0.0395 | 0.008 | 0.0615 | 0.049 |  |  | 0.057
| Other Public Authority |  | 0.0893 | 0.0181 | 0.0743 | 0.0593 | 0.0774 |  | public fire | 0.046 | 0.0093 | 0.0716 | 0.0571 |  |  | 0.0664
| Sales for Resale |  | 0.0293 | 0.0059 | 0 | 0 | 0.0059
| Private Fire Protection |  | 0.0395 | 0.008 | 0.0615 | 0.049 | 0.057 |  |  | 1 | 0.2025 | 1 | 0.7975 |  |  | 1
| Public Fire Protection |  | 0.046 | 0.0093 | 0.0716 | 0.0571 | 0.0664
| Total |  | 1 | 0.2025 | 1 | 0.7975 | 1
The weighting of the factors is based on the total footage of mains, designated as either transmission mains or distribution mains, as follows:
updated 11/7/2012 - 2011 PSC report
|  |  |  | Total Footage | [5 empty] | trans 10"=> |  | <10"
|  |  |  | of Mains |  |  | Weight |  |  | 256
368
Transmission Mains |  |  |  | 2111407 |  |  | 0.2025 |  |  | 61427
[10 empty] | 46152 |  | 467551
Distribution Mains |  |  |  | 8317444 |  |  | 0.7975 |  |  | 46649 |  | 802610
[10 empty] | 1789 |  | 1900191
| Total |  |  | 10428851 |  |  | 1 |  |  | 79675 |  | 1023998
[10 empty] | 253098 |  | 513474
[10 empty] | 17946 |  | 1079772
[10 empty] | 18136 |  | 589748
[10 empty] | 12116 |  | 192837
[10 empty] | 13901 |  | 387032
[10 empty] | 1481 |  | 85874
[10 empty] | 520 |  | 308277
[10 empty] | 3450 |  | 1213
[10 empty] | 16470 |  | 77504
[10 empty] | 19022 |  | 60
[10 empty] | 54283 |  | 66900
[10 empty] | 178808 |  | 396293
[10 empty] | 14381 |  | 767
[10 empty] | 527 |  | 45
[10 empty] | 269219 |  | 43160
[10 empty] | 274974 |  | 77194
[10 empty] | 693318 |  | 69353
[10 empty] | 29571 |  | 123688
[10 empty] | 1231 |  | 30668
[10 empty] | 24520 |  | 756
[10 empty] | 2 |  | 1532
11
[10 empty] | 2133290 |  | 8240508
10373798

## F8-10
KENTUCKY AMERICAN WATER COMPANY
FACTORS FOR ALLOCATING COST OF SERVICE TO CUSTOMER CLASSIFICATIONS, cont.
FACTOR 8. ALLOCATION OF COSTS ASSOCIATED WITH FIRE HYDRANTS.
Costs are assigned directly to Public Fire Protection.
Customer |  | Allocation
Classification |  | Factor
(1) |  | (3)
Public Fire Protection |  | 1
Total |  | 1
FACTOR 9. ALLOCATION OF COSTS ASSOCIATED WITH METERS.
Factors are based on the relative cost of meters by size and customer classification, as developed on the following page and summarized below.
Customer | 5/8" Dollar | Allocation
Classification | Equivalents | Factor
(1) | (2) | (3)
Residential | 118614 | 0.8295
Commercial | 18473 | 0.1292
Industrial | 552 | 0.0039
Other Public Authority | 3324 | 0.0232
Sales for Resale | 334 | 0.0023
Private Fire | 1701 | 0.0119
Total | 142998 | 1
KENTUCKY AMERICAN WATER COMPANY
FACTORS FOR ALLOCATING COST OF SERVICE TO CUSTOMER CLASSIFICATIONS, cont.
FACTOR 10. ALLOCATION OF COSTS ASSOCIATED WITH SERVICES.
Factors are based on the relative cost of services by size and customer classification, as developed on the following page and summarized below.
Customer | 3/4" Dollar | Allocation
Classification | Equivalents | Factor
(1) | (2) | (3)
Residential | 118777 | 0.8252
Commercial | 16054 | 0.1115
Industrial | 158 | 0.0011
Other Public Authority | 1933 | 0.0134
Sales for Resale | 80 | 0.0006
Private Fire Protection | 6934 | 0.0482
Total | 143936 | 1
210
old 1997 study
¦...+....1....+....2....+....3....+....4....+....5....+....6....+....7....+....8....+....9....+...10....+...11....+...12....+...13....+...14....+...15....+...16....+...17....+...18....+...19....+...20....+...21....+...22....+...23....+...
KENTUCKY-AMERICAN WATER COMPANY
BASIS FOR ALLOCATING SERVICE COSTS TO CUSTOMER CLASSIFICATIONS
|  |  |  | 3/4" | Residential |  | Commercial |  | Industrial |  | Other Public Authority |  | Other Water Utilities |  | Private Fire Protection |  | Total
|  |  | Service | Dollar | Number of |  | Number of |  | Number of |  | Number of |  | Number of |  | Number of |  | Number of
|  |  | Size | Equivalent | Services | Weighting | Services | Weighting | Services | Weighting | Services | Weighting | Services | Weighting | Services | Weighting | Services | Weighting
|  |  | -1 | -2 | -3 | (4)=(2)X(3) | -5 | (6)=(2)X(5) | -7 | (8)=(2)X(7) | -9 | (10)=(2)X(9) | -11 | (12)=(2)X(11) | -13 | (14)=(2)X(11) | -15 | -16
|  |  | 3/4 | 1 | 262484 | 262484 | 7892 | 7892 | 272 | 272 | 299 | 299 | 0 | 0 | 0 | 0 | 270947 | 270947
|  |  | 1 | 1.19 | 4546 | 5410 | 2180 | 2594 | 146 | 174 | 179 | 213 | 1 | 1 | 2 | 2 | 7054 | 8394
|  |  | 1-1/2 | 1.72 | 149 | 256 | 1409 | 2423 | 53 | 91 | 64 | 110 | 0 | 0 | 61 | 105 | 1736 | 2985
|  |  | 2 | 2.38 | 79 | 188 | 1311 | 3120 | 123 | 293 | 115 | 274 | 1 | 2 | 51 | 121 | 1680 | 3998
|  |  | 4 | 2.92 | 2 | 6 | 530 | 1548 | 82 | 239 | 123 | 359 | 6 | 18 | 622 | 1816 | 1365 | 3986
|  |  | 6 | 3.96 | 16 | 63 | 144 | 570 | 61 | 242 | 9 | 36 | 2 | 8 | 988 | 3912 | 1220 | 4831
|  |  | 8 | 6.46 | 1 | 6 | 12 | 78 | 10 | 65 | 0 | 0 | 1 | 6 | 445 | 2875 | 469 | 3030
|  |  | 10 | 8.68 | 0 | 0 | 12 | 104 | 10 | 87 | 0 | 0 | 1 | 9 | 20 | 174 | 43 | 374
|  |  | 12 | 11.11 | 0 | 0 | 0 | 0 | 0 | 0 | 0 | 0 | 1 | 11 | 0 | 0 | 1 | 11
|  |  | 16 | 15.97 | 0 | 0 | 0 | 0 | 0 | 0 | 0 | 0 | 1 | 16 | 0 | 0 | 1 | 16
|  |  | Total |  | 267277 | 268413 | 13490 | 18329 | 757 | 1463 | 789 | 1291 | 14 | 71 | 2189 | 9005 | 284516 | 298572

## Meters & Services
KENTUCKY-AMERICAN WATER COMPANY
BASIS FOR ALLOCATING METER COSTS TO CUSTOMER CLASSIFICATIONS
| 5/8" | Residential |  |  | Commercial |  | Industrial |  | Other Public Authority |  | Sales for Resale |  | Private Fire Protection |  | Total
Meter | Dollar | Number of |  |  | Number of |  | Number of |  | Number of |  | Number of |  | Number of |  | Number of
Size | Equivalent | Meters |  | Weighting | Meters | Weighting | Meters | Weighting | Meters | Weighting | Meters | Weighting | Meters | Weighting | Meters | Weighting
-1 | -2 | -3 |  | (4)=(2)X(3) | -5 | (6)=(2)X(5) | -7 | (8)=(2)X(7) | -9 | (10)=(2)X(9) | -11 | (12)=(2)X(11) | -13 | (14)=(2)X(11) | -15 | -16 | Residential |  |  |  |  | Commercial |  |  |  |  | Industrial | OPA | SFR
[17 empty] | M | TV | Elk | Owen |  | M | TV | Elk | Owen
5/8 | 1 | 114772 |  | 114772 | 4623 | 4623 | 6 | 6 | 140 | 140 | 0 | 0 | 1701 | 1701 | 121242 | 121242 | 1377268 |  |  |  |  | 55473 |  |  |  |  | 72 | 1680 | 0
3/4 | 1.4 | 1 |  | 1 | 1 | 1 | 0 | 0 | 0 | 0 | 0 | 0 | 0 | 0 | 2 | 2 | 12 |  |  |  |  | 12 |  |  |  |  | 0 | 0 | 0
1 | 1.8 | 1822 |  | 3280 | 2397 | 4315 | 2 | 4 | 172 | 310 | 0 | 0 | 0 | 0 | 4393 | 7909 | 21864 |  |  |  |  | 28762 |  |  |  |  | 24 | 2064 | 0
1-1/2 | 3 | 13 |  | 39 | 172 | 516 | 2 | 6 | 28 | 84 | 4 | 12 | 0 | 0 | 219 | 657 | 156 |  |  |  |  | 2064 |  |  |  |  | 24 | 336 | 48
2 | 4 | 98 |  | 392 | 1886 | 7544 | 24 | 96 | 367 | 1468 | 8 | 32 | 0 | 0 | 2383 | 9532 | 1176 |  |  |  |  | 22635 |  |  |  |  | 288 | 4404 | 96
3 | 12 | 0 |  | 0 | 2 | 24 | 0 | 0 | 1 | 12 | 0 | 0 | 0 | 0 | 3 | 36 | 0 |  |  |  |  | 24 |  |  |  |  | 0 | 12 | 0
4 | 20 | 0 |  | 0 | 31 | 620 | 10 | 200 | 42 | 840 | 7 | 140 | 0 | 0 | 90 | 1800 | 0 |  |  |  |  | 372 |  |  |  |  | 120 | 504 | 84
6 | 30 | 3 |  | 90 | 13 | 390 | 8 | 240 | 13 | 390 | 5 | 150 | 0 | 0 | 42 | 1260 | 36 |  |  |  |  | 156 |  |  |  |  | 96 | 156 | 60
8 | 40 | 1 |  | 40 | 11 | 440 | 0 | 0 | 2 | 80 | 0 | 0 | 0 | 0 | 14 | 560 | 12 |  |  |  |  | 132 |  |  |  |  | 0 | 24 | 0
Total |  | 116710 |  | 118614 | 9136 | 18473 | 52 | 552 | 765 | 3324 | 24 | 334 | 1701 | 1701 | 128388 | 142998 | 1400512 | 0 | 0 |  |  | 109630 |  |  |  |  | 624 | 9180 | 288
[17 empty] | 116709.3333 | 0 | 0 | 0 | 0 | 9135.8333 | 0 | 0 | 0 | 0 | 52 | 765 | 24
KENTUCKY-AMERICAN WATER COMPANY
BASIS FOR ALLOCATING SERVICE COSTS TO CUSTOMER CLASSIFICATIONS
| 3/4" | Residential |  |  | Commercial |  | Industrial |  | Other Public Authority |  | Sales for Resale |  | Private Fire Protection |  | Total
Service | Dollar | Number of |  |  | Number of |  | Number of |  | Number of |  | Number of |  | Number of |  | Number of
Size | Equivalent | Services |  | Weighting | Services | Weighting | Services | Weighting | Services | Weighting | Services | Weighting | Services | Weighting | Services | Weighting
-1 | -2 | -3 |  | (4)=(2)X(3) | -5 | (6)=(2)X(5) | -7 | (8)=(2)X(7) | -9 | (10)=(2)X(9) | -11 | (12)=(2)X(11) | -13 | (14)=(2)X(11) | -15 | -16
3/4 | 1 | 80109 | * | 80109 | 4623 | 4623 | 6 | 6 | 140 | 140 | 0 | 0 | 0 | 0 | 84878 | 84878
1 | 2 | 19154 | * | 38308 | 2397 | 4794 | 2 | 4 | 172 | 344 | 0 | 0 | 0 | 0 | 21725 | 43450
1-1/2 | 2.2 | 13 |  | 29 | 172 | 378 | 2 | 4 | 28 | 62 | 4 | 9 | 0 | 0 | 219 | 482
2 | 3.2 | 98 |  | 314 | 1886 | 6035 | 24 | 77 | 367 | 1174 | 8 | 26 | 69 | 221 | 2452 | 7847
4 | 3.5 | 0 |  | 0 | 33 | 116 | 10 | 35 | 43 | 151 | 7 | 25 | 420 | 1470 | 513 | 1797
6 | 4 | 3 |  | 12 | 13 | 52 | 8 | 32 | 13 | 52 | 5 | 20 | 912 | 3648 | 954 | 3816
8 | 5.1 | 1 |  | 5 | 11 | 56 | 0 | 0 | 2 | 10 | 0 | 0 | 285 | 1454 | 299 | 1525
10 | 8.9 | 0 |  | 0 | 0 | 0 | 0 | 0 | 0 | 0 | 0 | 0 | 9 | 80 | 9 | 80
12 | 9.5 | 0 |  | 0 | 0 | 0 | 0 | 0 | 0 | 0 | 0 | 0 | 5 | 48 | 5 | 48
>12 | 12.7 | 0 |  | 0 | 0 | 0 | 0 | 0 | 0 | 0 | 0 | 0 | 1 | 13 | 1 | 13
Total |  | 99378 |  | 118777 | 9135 | 16054 | 52 | 158 | 765 | 1933 | 24 | 80 | 1701 | 6934 | 111055 | 143936
*Adjusted to reflect that approximately 34,663 residential customers are served by 1-inch service lines each serving two residences.
|  | 2010 |  | 2015
2306
32264
|  | 34570 |  | 34664

## F11-12
KENTUCKY AMERICAN WATER COMPANY
FACTORS FOR ALLOCATING COST OF SERVICE TO CUSTOMER CLASSIFICATIONS, cont.
FACTOR 11. ALLOCATION OF TRANSMISSION AND DISTRIBUTION OPERATION
SUPERVISION AND ENGINEERING AND MISCELLANEOUS EXPENSES.
Factors are based on transmission and distribution operation expenses other than those being allocated, as follows:
Transmission
& Distribution
Customer |  | Operating | Allocation
Classification |  | Expenses | Factor
(1) |  | (2) | (3)
Residential |  | 767787.3911 | 0.7996
Commercial |  | 136395.6501 | 0.142
Industrial |  | 6661.0752 | 0.0069
Other Public Authority |  | 26608.6015 | 0.0277
Sales for Resale |  | 2496.2555 | 0.0026
Private Fire Protection |  | 15030.3973 | 0.0157
Public Fire Protection |  | 5304.6641 | 0.0055
Total |  | 960284.0347 | 1
ALTERNATE FACTOR 13. ALLOCATION OF TRANSMISSION AND DISTRIBUTION MAINTENANCE SUPERVISION
AND ENGINEERING AND MISCELLANEOUS PLANT.
Factors are based on transmission and distribution maintenance expenses other than
those being allocated, as follows:
Transmission
and
Distribution
Customer |  | Maintenance | Allocation
Classification |  | Expenses | Factor
(1) |  | (2) | (3)
Residential |  | 3511291 | 0.5907
Commercial |  | 941329 | 0.1583
Industrial |  | 191461 | 0.0322
Public |  | 42532 | 0.0072
Other Water Utilities |  | 62932 | 0.0106
Private Fire Protection |  | 229566 | 0.0386
Public Fire Protection |  | 965510 | 0.1624
Total |  | 5944621 | 1
FACTOR 12. ALLOCATION OF TRANSMISSION AND DISTRIBUTION MAINTENANCE
SUPERVISION AND ENGINEERING, STRUCTURES AND IMPROVEMENTS, AND OTHER
EXPENSES.
Factors are based on transmission and distribution maintenance expenses other than those being allocated, as follows:
Transmission
& Distribution
Customer |  | Maintenance | Allocation
Classification |  | Expenses | Factor
(1) |  | (2) | (3)
Residential |  | 439609.4155 | 0.6047
Commercial |  | 116585.6673 | 0.1603
Industrial |  | 10887.4162 | 0.015
Other Public Authority |  | 25756.4912 | 0.0354
Sales for Resale |  | 1906.9798 | 0.0026
Private Fire Protection |  | 28973.1188 | 0.0398
Public Fire Protection |  | 103436.9593 | 0.1422
Total |  | 727156.0481 | 1

## F13-14
KENTUCKY AMERICAN WATER COMPANY
FACTORS FOR ALLOCATING COST OF SERVICE TO CUSTOMER CLASSIFICATIONS, cont.
FACTOR 13. ALLOCATION OF BILLING AND COLLECTING COSTS.
Factors are based on the total number of customers.
Customer | Total | Allocation
Classification | Customers | Factor
(1) | (2) | (3)
Residential | 116710 | 0.9008
Commercial | 9136 | 0.0705
Industrial | 52 | 0.0004
Other Public Authority | 765 | 0.0059
Sales for Resale | 24 | 0.0002
Private Fire Protection | 2836 | 0.0219
Public Fire Protection | 38 | 0.0003
Total | 129561 | 1
FACTOR 14. ALLOCATION OF METER READING COSTS.
Factors are based on the number of metered customers.
Customer | Total Metered | Allocation
Classification | Customers | Factor
(1) | (2) | (3)
Residential | 116710 | 0.909
Commercial | 9136 | 0.0712
Industrial | 52 | 0.0004
Other Public Authority | 765 | 0.006
Sales for Resale | 24 | 0.0002
Private Fire Protection | 1701 | 0.0132
Total | 128388 | 1

## F 15-20
KENTUCKY AMERICAN WATER COMPANY
FACTORS FOR ALLOCATING COST OF SERVICE TO CUSTOMER CLASSIFICATIONS, cont.
FACTOR 15. ALLOCATION OF ADMINISTRATIVE AND GENERAL EXPENSES
Factors are based on the allocation of all other operation and maintenance expenses excluding purchased water, power, chemicals and waste disposal.
Operation &
Customer | Maintenance | Allocation
Classification | Expenses | Factor
(1) | (2) | (3)
Residential | 7384255.9618 | 0.6843
Commercial | 1994458.9771 | 0.1849
Industrial | 249416.0234 | 0.0231
Other Public Authority | 541499.2689 | 0.0502
Sales for Resale | 139894.7482 | 0.013
Private Fire Protection | 173534.6221 | 0.0161
Public Fire Protection | 305986.9622 | 0.0284
Total | 10789046.5637 | 1
FACTOR 15A. ALLOCATION OF CASH WORKING CAPITAL
Factors are based on the allocation of operation and maintenance expenses including purchased water, power, chemicals, waste disposal, and administrative and general expenses.
Operation &
Customer | Maintenance | Allocation
Classification | Expenses | Factor
(1) | (2) | (3)
Residential | 22548156.1779 | 0.6558
Commercial | 7014722.3728 | 0.204
Industrial | 964534.216 | 0.0281
Other Public Authority | 2021242.338 | 0.0588
Sales for Resale | 575420.8031 | 0.0167
Private Fire Protection | 473940.5219 | 0.0138
Public Fire Protection | 783898.7175 | 0.0228
Total | 34381915.1472 | 1
KENTUCKY AMERICAN WATER COMPANY
FACTORS FOR ALLOCATING COST OF SERVICE TO CUSTOMER CLASSIFICATIONS, cont.
FACTOR 16. ALLOCATION OF LABOR RELATED TAXES AND BENEFITS.
Factors are based on the allocation of direct labor expense.
Customer | Direct Labor | Allocation
Classification | Expense | Factor
(1) | (2) | (3)
Residential | 4778960.4331 | 0.65
Commercial | 1516893.4866 | 0.2063
Industrial | 190824.395 | 0.026
Other Public Authority | 416300.9374 | 0.0566
Sales for Resale | 112168.8907 | 0.0153
Private Fire Protection | 104335.7772 | 0.0142
Public Fire Protection | 232646.5241 | 0.0316
Total | 7352130.4441 | 1
FACTOR 17. ALLOCATION OF ORGANIZATION, FRANCHISES AND CONSENTS,
MISCELLANEOUS INTANGIBLE PLANT AND OTHER RATE BASE ELEMENTS.
Factors are based on the allocation of the original cost less depreciation other than those items being allocated, as follows:
Original
Customer | Cost Less | Allocation
Classification | Depreciation | Factor
(1) | (2) | (3)
Residential | 236636627.046 | 0.5104
Commercial | 121208484.5406 | 0.2614
Industrial | 18049265.7996 | 0.0389
Other Public Authority | 36062520.4567 | 0.0778
Sales for Resale | 9513913.9948 | 0.0205
Private Fire Protection | 13994057.4822 | 0.0302
Public Fire Protection | 28195613.5915 | 0.0608
Total | 463660482.9113 | 1
KENTUCKY AMERICAN WATER COMPANY
FACTORS FOR ALLOCATING COST OF SERVICE TO CUSTOMER CLASSIFICATIONS, cont.
FACTOR 18. ALLOCATION OF INCOME TAXES AND INCOME AVAILABLE FOR RETURN.
Factors are based on the allocation of the original cost measure of value rate base as shown on the following pages and summarized below.
Original
Customer | Cost Measure | Allocation
Classification | of Value | Factor
(1) | (2) | (3)
Residential | 206100839.5103 | 0.5102
Commercial | 105201304.9016 | 0.2605
Industrial | 15632890.0232 | 0.0387
Other Public Authority | 31207207.3753 | 0.0773
Sales for Resale | 8277579.7752 | 0.0205
Private Fire Protection | 12706425.9357 | 0.0315
Public Fire Protection | 24769894.8369 | 0.0613
Total | 403896142.3583 | 1
FACTOR 19. ALLOCATION OF REGULATORY COMMISSION EXPENSES, ASSESSMENTS
AND OTHER WATER REVENUES.
The factors are based on the allocation of the total cost of service, excluding those items being allocated.
Customer | Total Cost | Allocation
Classification | of Service | Factor
(1) | (2) | (3)
Residential | 57752087.0286 | 0.5699
Commercial | 23999074.6004 | 0.2369
Industrial | 3450367.0975 | 0.0341
Other Public Authority | 7023371.049 | 0.0693
Sales for Resale | 1903271.2537 | 0.0188
Private Fire Protection | 2486056.4909 | 0.0245
Public Fire Protection | 4706512.7181 | 0.0465
Total | 101320740.2382 | 1
KENTUCKY AMERICAN WATER COMPANY
FACTORS FOR ALLOCATING COST OF SERVICE TO CUSTOMER CLASSIFICATIONS, cont.
FACTOR 20. ALLOCATION OF UNCOLLECTIBLE ACCOUNTS
Factors are based on the net charge-offs by customer classification.
Customer | Net | Allocation
Classification | Charge-Offs | Factor
(1) | (2) | (3)
Residential | 1236492 | 0.8986
Commercial | 76545 | 0.0556
Industrial | 13023 | 0.0095
Other Public Authority | 28831 | 0.021
Sales for Resale | 0 | 0
Private Fire | 21077 | 0.0153
Total | 1375968 | 1

## SCH-D
KENTUCKY-AMERICAN WATER COMPANY
SUMMARY OF AVERAGE DAY AND PEAK DAY DELIVERY FOR THE YEARS 2000-2014
Annual
| Sendout | Average Day | Peak Day |  | Max Day | Max Hour | Max Hour
Year | (MG) | (MGD) | (MGD) | Date | Ratio | (MGD) | Ratio
-1 | -2 | -3 | -4 | -5 | -6
Year Ending 9/30/2012 | 14338.4833 | 39.2835
2014 | 13955.075 | 38.2331 | 56.89 | 7/12 | 1.488 | 91.8 | 2.4011
2013 | 13271.264 | 36.3596 | 52.66 | 9/29 | 1.4483 | 84.1 | 2.313
2012 | 14310.108 | 39.2058 | 68.95 | 6/30 | 1.7587 | 96.9 | 2.4716
2011 | 13785.4892 | 37.7685 | 55.824 | 6/8 | 1.4781 | 78.9 | 2.089
2010 | 14817.3788 | 40.5956 | 61.358 | 9/23 | 1.5114 | 93.65 | 2.3069
2009 | 13904.565 | 38.0947 | 53.401 | 7/17 | 1.4018 | 76.652 | 2.0121
2008 | 15644.484 | 42.8616 | 63.085 | 8/21 | 1.4718 | 96.576 | 2.2532
2007 | 15734.453 | 43.1081 | 64.299 | 6/15 | 1.4916 | 84.092 | 1.9507
2006 | 15619 | 42.7918 | 67.22 | 8/7 | 1.5709 | 82.652 | 1.9315
2005 | 16068 | 44.0219 | 69.65 | 8/2 | 1.5822 | 109.398 | 2.4851
2004 | 14931 | 40.9068 | 56.89 | 6/29 | 1.3907 | 76.75 | 1.8762
2003 | 15005 | 41.1096 | 61.37 | 7/8 | 1.4928 | 83.63 | 2.0343
2002 | 15956 | 43.7151 | 71.82 | 8/5 | 1.6429 | 107.5 | 2.4591
2001 | 14962 | 40.9918 | 56.04 | 6/19 | 1.3671 | 91.62 | 2.2351
2000 | 14565 | 39.9041 | 66.37 | 6/13 | 1.6632 | 85.076 | 2.132
1999 | 15077 | 41.3068 | 61.18 | 8/11 | 1.4811
1998 | 14799 | 40.5452 | 64.67 | 9/14 | 1.595
1997 | 14419 | 39.5041 | 60.7 | 7/18 | 1.5365
1996 | 14265 | 39.0822 | 53.7 | 6/30 | 1.374
1995 | 14549 | 39.8603 | 63.77 | 7/14 | 1.5998
1994 | 14471 | 39.6466 | 58.36 | 6/16 | 1.472
1993 | 14290 | 39.1507 | 60.39 | 7/8 | 1.5425
1992 | 13303 | 36.4466 | 47.22 | 7/13 | 1.2956
1991 | 13450 | 36.8493 | 56.42 | 8/7 | 1.5311
1990 | 12557 | 34.4027 | 58.05 | 7/9 | 1.6874

## Fire
KENTUCKY AMERICAN WATER COMPANY
BASIS FOR ALLOCATING DEMAND RELATED COSTS OF FIRE SERVICE
TO PRIVATE AND PUBLIC FIRE PROTECTION CUSTOMER CLASSIFICATIONS
Restrictive
|  | Diameters |  | Relative | Allocation
Description |  | Squared | Quantity | Demand* | Factor
(1) |  | (2) | (3) | (4)=(2)x(3) | (5)
PRIVATE FIRE PROTECTION
Fire Lines | [5 empty] | udated 2015
2 | -inch | 4 | 69 | 414 |  | 69
3 | -inch | 9 | 0 | 0 |  | 0
4 | -inch | 16 | 420 | 10080 |  | 420
6 | -inch | 36 | 912 | 49248 |  | 912
8 | -inch | 64 | 285 | 27360 |  | 285
10 | -inch | 100 | 9 | 1350 |  | 9
12 | -inch | 144 | 5 | 1080 |  | 5
14 | -inch | 196 | 0 | 0 |  | 0
16 | -inch | 256 | 1 | 384 |  | 1
Private Hydrants |  | 27.6 | 1135 | 46989 |  | 1135
Per Pete use hydrant count in bill analysis rather than email from Linda - 11/8/2012
Total Private Fire Protection |  |  | 2836 | 136905 | 0.462
PUBLIC FIRE PROTECTION
4 -1/4 inch w/ 2-2 1/2, 1-4 1/2 |  | 20.3 | 6493 | 131807.9
5 -1/4 inch w/ 2-2 1/2, 1-4 1/2 |  | 27.6 | 1000 | 27600
Total Public Fire Prorection |  |  | 7493 | 159407.9 | 0.538
Total Fire Protection |  |  | 10329 | 296312.9 | 1
* Relative Demand for Private Fire lines and hydrants are calculated at 1.5 times the Public Fire Relative
Demand.
7397.9966

## ServiceCharges
KENTUCKY-AMERICAN WATER COMPANY
CALCULATION OF MONTHLY SERVICE CHARGES
| Cost of | Number |  | Cost Per Unit
Cost Function | Service | of Units | Description | Per Month
(1) | (2) | (3) | (4) | (5)
Meters | 9796558.3276 | 141297 | 5/8-inch meter equivalents | 5.78
Services | 4448795.1424 | 137002 | 3/4-inch service equivalents | 2.71
Billing & Collecting | 9362059.3356 | 126687 | Number of customers | 6.16
Unrecovered Public Fire | 342850.6768 | 141297 | 5/8-inch meter equivalents | 0.2
Total | 23950263.4824 |  |  | 14.85
[13 empty] | Total |  | Revenues |  | Proposed | Present
| Capacity |  | Present | Proposed |  | Meters |  | Services |  | Billing and | Meter |  | Customer | Number | From Service | Capacity | Rate | Rate
Meter Size | Ratio |  | Rate | Rate |  | Ratio | Cost* | Ratio | Cost | Collecting | Reading** |  | Costs | of Bills | Charges | Ratio | Per Month | Per Month
-1 | [5 empty] | -2 | -3 | -4 | -5 | -6 | -7 |  | -8 | -9 | (10)=(8)x(9)
5/8-inch | 1 |  | 12.49 | 14.85 | 18.9% | 1 | 5.78 | 1 | 2.71 | 6.16 | #REF! |  | #REF! | 1454904 | #REF! | 1 | 14.9 | 12.49
3/4-inch | 1.5 |  | 18.74 | 22.3 | 19% | 1.4 | 8.09 | 1 | 2.71 | 6.16 | #REF! |  | #REF! | 24 | 0 | 1.5 | 22.35 | 31.23
1-inch | 2.5 |  | 31.23 | 37.1 | 18.8% | 1.8 | 10.4 | 2 | 5.42 | 6.16 | #REF! |  | #REF! | 52716 | #REF! | 2.5 | 37.25 | 99.92
1-1/2-inch | 5 |  | 62.45 | 74.3 | 18.98% | 3 | 17.34 | 2.2 | 5.96 | 6.16 | #REF! |  | #REF! | 2628 | #REF! | 5 | 74.5 | 312.25
2-inch | 8 |  | 99.92 | 118.8 | 18.9% | 4 | 23.12 | 3.2 | 8.67 | 6.16 | #REF! |  | #REF! | 28596 | #REF! | 8 | 119.2 | 999.2
3-inch | 15 |  | 187.35 | 222.8 | 18.92% | 12 | 69.36 | 3.2 | 8.67 | 6.16 | #REF! |  | #REF! | 36 | #REF! | 15 | 223.5 | #REF!
4-inch | 25 |  | 312.25 | 371.3 | 18.91% | 20 | 115.6 | 3.5 | 9.49 | 6.16 | #REF! |  | #REF! | 1080 | #REF! | 25 | 372.5 | #REF!
6-inch | 50 |  | 624.5 | 742.5 | 18.9% | 30 | 173.4 | 4 | 10.84 | 6.16 | #REF! |  | #REF! | 504 | #REF! | 50 | 745 | #REF!
8-inch | 80 |  | 999.2 | 1188 | 18.9% | 40 | 231.2 | 5.1 | 13.82 | 6.16 | #REF! |  | #REF! | 168 | #REF! | 80 | 1192 | #REF!
[13 empty] | Subtotal |  | #REF!
Private Fire Customer Costs
[13 empty] | Total |  | #REF!

## SCH-A
KENTUCKY AMERICAN WATER COMPANY
COMPARISON OF COST OF SERVICE WITH REVENUES UNDER PRESENT AND PROPOSED RATES
FOR THE TEST YEAR ENDED AUGUST 31, 2017
| Cost of Service | [7 empty] | Proposed Increase
Customer | Amount |  | Revenues, Present Rates |  |  | Revenues, Proposed Rates |  |  |  | Percent
Classification | (Schedule B) | Percent | Amount |  | Percent | Amount |  | Percent | Amount | Increase
(1) | (2) | (3) | (4) |  | (5) | (6) |  | (7) | (8) | (9)
Residential | 55923037.0863 | 56.5% | 47597938 |  | 55.6% | 55922389 |  | 56.5% | 8324451 | 17.49%
Commercial | 23691014.9043 | 23.9% | 21253039 | (a) | 24.8% | 24009706 | (a) | 24.3% | 2756667 | 12.97%
Industrial | 3421732.2542 | 3.5% | 2540483 |  | 3% | 3097546 |  | 3.1% | 557063 | 21.93%
Public Authority | 6958932.2805 | 7% | 5904766 |  | 6.9% | 6951883 |  | 7% | 1047117 | 17.73%
Sales for Resale | 1892980.3446 | 1.9% | 1774742 |  | 2.1% | 1886689 |  | 1.9% | 111947 | 6.308%
Private Fire Service | 2418314.8415 | 2.5% | 2699847 |  | 3.2% | 2780586 |  | 2.8% | 80739 | 2.991%
Public Fire Service | 4658818.6768 | 4.7% | 3740506 |  | 4.4% | 4315968 |  | 4.4% | 575462 | 15.38%
Total Sales | 98964830.3881 | 100% | 85511321 |  | 100% | 98964767 |  | 100% | 13453446 | 15.73%
Other Revenues | 2839675 |  | 2839675 |  |  | 2839675 |  |  | 0 | 0%
Total | 101804505.3881 |  | 88350996 |  |  | 101804442 |  |  | 13453446 | 15.23%
(a) Includes Miscellaneous Water Sales.

## Rate base
Kentucky-American Water Company
Cost of Service Study Data - UPIS
Forecasted TY Ended 9/2011 |  | KAWC | ACCUM DEPREC | NET ACCUM DEPR | DEV
|  | UPIS | AND COR | CIAC AND ADV | ADVANCES | TOTAL
301000 | ORGANIZATION | 37450.43 |  |  |  | 37450.43
302000 | FRANCHISE/CONSENTS | 70260.82 |  |  |  | 70260.82
339100 | OTHE P/E INTANGIBLES | 811952.3196 | -455505.1226 |  |  | 356447.197
339300 | OTHE P/E TREATMENT |  |  |  |  | 0
339600 | OTHER P/E COMPREHENSIVE STUDIES |  |  |  |  | 0
303200 | LAND AND LAND RIGHTS SS | 1117540.91 |  |  |  | 1117540.91
304100 | SS STRUCTURES & IMPROVEMENTS | 21197791.0254 | -2779696.0012 |  |  | 18418095.0242
305000 | COLL & IMPOUNDING RESERV | 851671.6133 | -291448.8119 |  |  | 560222.8014
306000 | LAKE, RIVER, & OTHER INTAKES | 1984278.4858 | -457127.3636 |  |  | 1527151.1222
307000 | WELLS & SPRINGS |  |  |  |  | 0
309000 | SUPPLY MAINS | 18571193.6867 | -4226186.7002 |  |  | 14345006.9865
303300 | PUMPING LAND & LAND RIGHTS | 277216.12 | 0 |  |  | 277216.12
304200 | PUMPING STRUCTURES & IMPROVEMENTS | 10082746.7267 | -2809595.1695 |  |  | 7273151.5571
310000 | POWER GENERATION EQUIPMENT | 3256561.4341 | -663206.8793 |  |  | 2593354.5548
311200 | ELECTRIC PUMPING EQUIPMENT | 12893361.4896 | -2721160.6673 |  |  | 10172200.8223
311300 | DIESEL PUMPING EQUIPMENT | 432759.61 | -22625.0799 |  |  | 410134.5301
311400 | Pump Equip Hydraulic | 7727.88 | -288.1069 |  |  | 7439.7731
311500 | OTHER PUMPING EQUIPMENT | -19088.1467 | -1243412.7212 |  |  | -1262500.8678
311520 | PUMPING EQUIPMENT SS | 15961789.8351 | -536542.974 |  |  | 15425246.8611
311530 | PUMPING EQUIPMENT WT |  | 242.37 |  |  | 242.37
311540 | PUMPING EQUIPMENT TD | 89060.12 | 70259.7376 |  |  | 159319.8576
303400 | LAND AND LAND RIGHTS | 800183.34 | 0 |  |  | 800183.34
304300 | WT STRUCTURES & IMPROVMNT | 42698644.2073 | -6146225.8975 |  |  | 36552418.3098
320100 | WATER TREATMENT EQUIPMENT | 46100314.7332 | -11951445.6104 |  |  | 34148869.1228
3201001 | WATER TREATMENT EQUIPMENT-STR |  |  |  |  | 0
320200 | WATER TREATMENT EQUIPMENT-FILTER MEDIA | 742339.73 | -903316.1435 |  |  | -160976.4135
303500 | T & D LAND & RIGHTS OF WAY | 7474952.32 | 0 |  |  | 7474952.32
304400 | T & D STRUCTURES & IMP | 936907.8367 | -655692.4142 |  |  | 281215.4224
330000 | DIST RES & STANDPIPES | 1771358.24 | -252469.8172 |  |  | 1518888.4228
330100 | Elevated Tanks & Standpipes | 14165130.5533 | -4435153.2504 |  |  | 9729977.3029
330200 | GROUND LEVEL FACILITIES | 3146708.7205 | -280848.533 |  |  | 2865860.1875
330400 | Clearwell | 1096315.61 | -173036.1743 |  |  | 923279.4357 | 210805095.558
331001 | T & D MAINS - NOT CLASSIFIED | 304540650.9248 | -46934885.81 | -21211635.082 | -14060794.1862 | 222333335.8467 | 4227993.4214
| T & D MAINS - 4IN OR LESS | -2967.8667 | -1106443.92 |  |  | -1109411.7867 | 7416604.0404
| T & D MAINS - 6IN TO 8IN | -515.2 | -2404205.1057 |  |  | -2404720.3057 | 57482928.2562
| T & D MAINS - 10IN TO 16 IN | 0 | -1321799.15 |  |  | -1321799.15 | 53184342.2646
| T & D MAINS - 18IN OR GREATER | -506.1867 | -6691802.8597 |  |  | -6692309.0463 | 88493227.5755
333000 | SERVICES | 51746247.2119 | -24327075.7677 | -18757211.9915 |  | 8661959.4528 | 210805095.558
334100 | METERS | 25385999.8956 | -1252559.8604 | -15553091.8602 |  | 8580348.1751
334110 | METERS - BRONZE CASE | -5450.0667 | -474414.919 |  |  | -479864.9857
334120 | METERS - PLASTIC CASE | -32037.3733 | 673394.7587 |  |  | 641357.3854
334130 | METERS - OTHER | -38012.4133 | -526500.8791 |  |  | -564513.2924
334131 | METER READING UNITS | -71.16 | -70519.7985 |  |  | -70590.9585
334200 | METER INSTALLATIONS | 23953447.2833 | -8438899.8219 |  |  | 15514547.4614
334300 | METER VAULTS | 950066.62 | 18948.5541 |  |  | 969015.1741
335000 | HYDRANTS | 19923900.268 | -4512257.6758 | -3034495.9069 |  | 12377146.6853
304500 | OFFICE STRUCTURES AG | 5167323.8631 | -673042.4524 |  |  | 4494281.4107
304600 | OFFICE STRUCTURES | 5768194.2333 | -1638285.5244 |  |  | 4129908.709
304700 | STORES, SHOP & GAR STRUCT | 1766443.66 | -492536.8828 |  |  | 1273906.7772
304800 | MISC STRUCTURES | 1343917.8833 | -170478.2754 |  |  | 1173439.6079
340100 | OFFICE FURNITURE & EQUIP | 879904.2782 | -295222.6163 |  |  | 584681.6619
340210 | MAINFRAME COMP & PERIPH EQPT | 1854567.96 | -208828.236 |  |  | 1645739.724
340220 | PERSONAL COMP & PERIPH EQPT | -185402.04 | -160842.3451 |  |  | -346244.3851
340230 | COMP & PERIPH OTHER | -24712.72 | -617888.6864 |  |  | -642601.4064
340300 | COMPUTER SOFTWARE | 1566816.8733 | 774748.7415 |  |  | 2341565.6149
340315 | COMPUTER SOFTWARE - SPECIAL | 11705720.72 | -5074097.0127 |  |  | 6631623.7073
340320 | PERSONAL COMP SOFTWARE | 0 | -117366.61 |  |  | -117366.61
340325 | COMPUTER SOFTWARE - CUSTOMIZED | -2222.2267 | -265252.5613 |  |  | -267474.7879
340330 | OTHER SOFTWARE | -2057.0533 | -107439.0557 |  |  | -109496.109
340500 | OTHER OFFICE EQUIPMENT | 5516.4067 | 3118.3851 |  |  | 8634.7918
341100 | TRANS EQUIP - LIGHT TRUCKS | 1821612.5167 | -219760.0442 |  |  | 1601852.4725
341200 | TRANS EQUIP - HEAVY TRUCKS | 2512704.1033 | -250282.6025 |  |  | 2262421.5009
341300 | TRANS EQUIP - CARS | 330851.26 | -192589.2832 |  |  | 138261.9768
341400 | OTHER TRANS EQUIP | 897299.3033 | -265094.6273 |  |  | 632204.676
342000 | STORES EQUIPMENT | 64773.85 | 5995.6625 |  |  | 70769.5125
343000 | TOOLS, SHOP, & GARAGE EQUIP | 2684721.3559 | -1021777.2782 |  |  | 1662944.0777
344000 | LABORATORY EQUIPMENT | 1238805.69 | -345158.4596 |  |  | 893647.2304
345000 | POWER OPERATED EQUIPMENT | 1365836.0867 | -902202.3277 |  |  | 463633.759
346100 | COMMUNICATION EQUIPMENT-non telephone | 247632.6733 | 31888.967 |  |  | 279521.6404
346190 | COMMUNICATION EQUIPMENT-instrumentation | 3723028.8856 | -875465.3863 |  |  | 2847563.4994
346200 | COMMUNICATION EQUIPMENT | 87870.3433 | 96421.2774 |  |  | 184291.6207
347000 | MISC EQUIPMENT | 1692272.83 | -670587.5155 |  |  | 1021685.3145
348000 | OTHER TANGIBLE PROPERTY | 135288.9235 | -120750.5276 |  |  | 14538.3958
354200 | WW STRUCTURE AND IMPROV |  |  |  |  | 0
|  | 679624591.2473 | -152076278.8623 | -58556434.8405 | -14060794.1862 | 454931083.3583
|  | 679624591.2473 | -152076278.8623 | 0
|  | 0 | 0

## Pumps
KENTUCKY-AMERICAN WATER COMPANY
DEVELOPMENT OF PUMP STATION EQUIPMENT TOTAL HORSEPOWER BY DESIGNATION
Pump Station Name |  |  | Type of Pump | Horsepower | Designation
Kentucky River Station
Kentucky River Intake
|  | Pump No. 1 | Intake - Low Service | 1250 | Maximum Day
|  | Pump No. 2 | Intake - Low Service | 1250 | Maximum Day
|  | Pump No. 3 | Intake - Low Service | 1250 | Maximum Day
|  | Pump No. 4 | Intake - Low Service | 1250 | Maximum Day
|  | Pump No. 5 | Intake - Low Service | 1250 | Maximum Day
|  | Pump No. 6 | Intake - Low Service | 1250 | Maximum Day
Raw Water Transfer Station
|  | Pump No. 8 | Raw Water Transfer Station | 1000 | Maximum Day
|  | Pump No. 9 | Raw Water Transfer Station | 1000 | Maximum Day
| Chemical Rapid Mix Basins |  | High Energy Mix Tank |  | Maximum Day
| Chemical Rapid Mix Basins |  | Low Energy Mix Tank |  | Maximum Day
| Filters |  |  |  | Maximum Day
| Clearwell Transfer Pump |  |  |  | Maximum Day
Richmond Road Station
Jacobson Reservoir - Intake
|  | L.S. Pump Unit No. 1 | Low Service | 100 | Maximum Day
|  | L.S. Pump Unit No. 2 | Low Service | 100 | Maximum Day
|  | L.S. Pump Unit No. 3 | Low Service | 400 | Maximum Day
Lake Ellerslie Reservoir - Intake
|  | L.S. Pump Unit No. 5 | Low Service | 60 | Maximum Day
|  | L.S. Pump Unit No. 4 | Low Service | 40 | Maximum Day
|  | Total Maximum Day |  | 10200
Kentucky River Station
High Service Pumps
|  | H.S. Pump No. 10 | High Service | 700 | Maximum Day and Fire
|  | H.S. Pump No. 11 | High Service | 700 | Maximum Day and Fire
|  | H.S. Pump No. 12 | High Service | 700 | Maximum Day and Fire
|  | H.S. Pump No. 13 | High Service | 800 | Maximum Day and Fire
|  | H.S. Pump No. 14 | High Service | 800 | Maximum Day and Fire
|  | H.S. Pump No. 15 | High Service | 900 | Maximum Day and Fire
Standby Equipment
|  | Standby Pump No. 15 | High Service | 765 | Maximum Day and Fire
High Service Pumps
|  | H.S. Pump No. 8, | High Service | 200 | Maximum Day and Fire
|  | H.S. Pump No. 7, | High Service | 500 | Maximum Day and Fire
|  | H.S. Pump No. 6, | High Service | 250 | Maximum Day and Fire
H. S. with Standby Diesel Equipment
|  | H.S. Diesel Driven No. 9 | High Service with Standby | 372 | Maximum Day and Fire
|  | H.S. Diesel Driven No. 11 | High Service with Standby | 180 | Maximum Day and Fire
|  | H.S. Diesel Driven No. 10 | High Service with Standby | 580 | Maximum Day and Fire
|  | Total Maximum Day and Fire |  | 7447
|  | Total Maximum Hour - see booster file |  | 6305
|  | Total Horsepower |  | 23952

## Sch G
KENTUCKY-AMERICAN WATER COMPANY
COMPARISON OF PRESENT AND PROPOSED RATES
Meter Charges, Per Month
| Meter |  | Present | Proposed
| Size |  | Rate | Rate
| 5/8 |  | 12.49 | 14.85
| 3/4 |  | 18.74 | 22.3
| 1 |  | 31.23 | 37.1
| 1-1/2 |  | 62.45 | 74.3
| 2 |  | 99.92 | 118.8
| 3 |  | 187.35 | 222.8
| 4 |  | 312.25 | 371.3
| 6 |  | 624.5 | 742.5
| 8 |  | 999.2 | 1188
|  | Per Thousand Gallons |  | Per CCF
Consumption Charges: |  | Present | Proposed | Present | Proposed
Residential |  | 5.3004 | 6.182 | 3.9647 | 4.6241 |  | 1.3369
Commercial |  | 4.828 | 5.384 | 3.6113 | 4.0272
Industrial |  | 3.8947 | 4.755 | 2.9132 | 3.5567 | 5.3
Other Public Authority |  | 4.2452 | 4.99 | 3.1754 | 3.7325 | 7.0856
Sales for Resale |  | 4.2093 | 4.451 | 3.1486 | 3.3293
Fire Protection:
|  |  | Present | Proposed
| Private Fire |  | Rate | Rate
| Line Size |  | Per Month | Per Month
| 2 |  | 8.92 | 9.37
| 4 |  | 35.9 | 37.7
| 6 |  | 80.74 | 84.78
| 8 |  | 143.54 | 150.72
| 10 |  | 224.34 | 235.56
| 12 |  | 323.5 | 339.68
| 14 |  | 439.89 | 461.88
| 16 |  | 574.42 | 603.14
| PrivateFire Hydrant |  | 79.77 | 79.77
| Public Fire Hydrant |  | 41.6 | 48