## Jurisdictional Study
1 |  |  | 0 | 1 | 2 | 3 | 4 | 5 | 6 | 7 | 8 | 9 | 10 | 11 | 12 | 13 | 14 | 15 | 16 | 17 | 18 | 19 | 20 | 21
| 2016-10-23 09:54 |  | 1: KENTUCKY UTILITIES COMPANY; 9: KENTUCKY UTILITIES COMPANY
| 2016-10-23 09:54 |  | 1: ELECTRIC COST OF SERVICE STUDY; 9: ELECTRIC COST OF SERVICE STUDY
|  |  |  | JURISDICTIONAL SEPARATION | [7 empty] | JURISDICTIONAL SEPARATION
RATE BASE: THIRTEEN MONTH AVERAGE
| ALLOCATION METHOD: AVG 12 CP (COMBINED CO SYS) |  | 1: 12 MONTHS ENDING JUNE 30, 2018
|  |  | TOTAL |  | KENTUCKY |  | VIRGINIA | FERC & |  |  | TENNESSEE | [7 empty] | INPUT COL
|  |  | KENTUCKY |  | STATE |  | STATE | TENNESSEE |  |  | STATE |  | FERC | [5 empty] | TOTAL
|  | ALLOC | 0: UTILITIES; 2: JURISDICTION; 4: JURISDICTION; 5: JURISDICTION; 8: JURISDICTION; 10: JURISDICTION; 11: PRIMARY; 12: TRANSMISSION; 13: PARIS; 16: KENTUCKY
|  |  | (1)-1 |  | (2) |  | -3 | -4 |  |  | -5 |  | (6) | (7) | (8) | (9) |  |  | UTILITIES
ALLOCATION FACTOR TABLE
DEMAND RELATED
-
PRODUCTION ALLOCATORS
1 | DEMAND (12 CP GEN LEV)-PROD | DEMPROD | 0: 3574426; 2: 3130401; 4: 144667; 5: 299358; 8: 11; 10: 299347; 11: 92905; 12: 206442; 13: 0
2 | DEMAND (12 CP GEN LEV)-FERC | DEMFERC | 0: 444014; 2: 0; 4: 144667; 5: 299347; 8: 0; 10: 299347; 11: 92905; 12: 206442; 13: 0
3 | DEMAND (12 CP GEN)-PROD VA | DPRODVA | 0: 144667; 2: 0; 4: 144667; 5: 0; 8: 0; 10: 0; 11: 0; 12: 0; 13: 0
4 | DEMAND (12 CP GEN)-PROD KY | DPRODKY | 0: 3429748; 2: 3130401; 4: 0; 5: 299347; 8: 0; 10: 299347; 11: 92905; 12: 206442; 13: 0
5 | DEM (12 CP GEN LV)-FERC POST | DEMFERCP | 0: 299347; 2: 0; 4: 0; 5: 299347; 8: 0; 10: 299347; 11: 92905; 12: 206442; 13: 0
6 | DEM (12 CP GEN LV)-NON VA | DEMPRODNV | 0: 3429759; 2: 3130401; 4: 0; 5: 299358; 8: 11; 10: 299347; 11: 92905; 12: 206442; 13: 0
TRANSMISSION ALLOCATORS
7 | DEMAND (12 CP GEN LEV)-TRAN | DEMTRAN | 0: 3574426; 2: 3130401; 4: 144667; 5: 299358; 8: 11; 10: 299347; 11: 92905; 12: 206442; 13: 0
8 | DEMAND (12 CP GEN LEV)-VA | DEMVA | 0: 144667; 2: 0; 4: 144667; 5: 0; 8: 0; 10: 0; 11: 0; 12: 0; 13: 0
9 | DEM (12 CP GEN LEV)-NON FERC | DEMTRANNF | 0: 3275079; 2: 3130401; 4: 144667; 5: 11; 8: 11; 10: 0; 11: 0; 12: 0; 13: 0
10 | DEM (12 CP GN LEV)-TRAN FERC | DEMFERCT | 0: 444014; 2: 0; 4: 144667; 5: 299347; 8: 0; 10: 299347; 11: 92905; 12: 206442; 13: 0
11 | DEM (12 CP GEN LEV)-NON VA&FERC | DEMTRANNVF | 0: 3130412; 2: 3130401; 4: 0; 5: 11; 8: 11; 10: 0; 11: 0; 12: 0; 13: 0
DISTRIBUTION ALLOCATORS
12 | DIRECT ASSIGN 360 KY | DEM360K | 0: 8379661.4015; 2: 8370504.4015; 4: 0; 5: 9157; 8: 0; 10: 9157; 11: 9157; 12: 0; 13: 0
13 | DIRECT ASSIGN 361 KY | DEM361K | 0: 13503119.5869; 2: 13150928.5869; 4: 0; 5: 352191; 8: 0; 10: 352191; 11: 352191; 12: 0; 13: 0
14 | DIRECT ASSIGN 362 KY | DEM362K | 0: 191808017.0862; 2: 188128728.0862; 4: 0; 5: 3679289; 8: 0; 10: 3679289; 11: 3679289; 12: 0; 13: 0
15 | DIRECT ASSIGN 364 KY | DEM364K | 0: 358366452.3777; 2: 358366452.3777; 4: 0; 5: 0; 8: 0; 10: 0; 11: 0; 12: 0; 13: 0
16 | DIRECT ASSIGN 365 KY | DEM365K | 0: 358797886.3792; 2: 358797886.3792; 4: 0; 5: 0; 8: 0; 10: 0; 11: 0; 12: 0; 13: 0
17 | DIRECT ASSIGN 366 KY | DEM366K | 0: 2381227.67; 2: 2381227.67; 4: 0; 5: 0; 8: 0; 10: 0; 11: 0; 12: 0; 13: 0
18 | DIRECT ASSIGN 367 KY | DEM367K | 0: 200004753.5454; 2: 200004753.5454; 4: 0; 5: 0; 8: 0; 10: 0; 11: 0; 12: 0; 13: 0
19 | DIRECT ASSIGN 368 KY | DEM368K | 0: 309061044.8885; 2: 309061044.8885; 4: 0; 5: 0; 8: 0; 10: 0; 11: 0; 12: 0; 13: 0
20 | DIRECT ASSIGN 374 KY | DEM374K | 0: 904896.86; 2: 904896.86; 4: 0; 5: 0; 8: 0; 10: 0; 11: 0; 12: 0; 13: 0
21 | DIRECT ASSIGN 360-VA | DEM360V | 0: 457132.69; 2: 0; 4: 457132.69; 5: 0; 8: 0; 10: 0; 11: 0; 12: 0; 13: 0
22 | DIRECT ASSIGN 361-VA | DEM361V | 0: 493671.52; 2: 0; 4: 493671.52; 5: 0; 8: 0; 10: 0; 11: 0; 12: 0; 13: 0
23 | DIRECT ASSIGN 362-VA | DEM362V | 0: 8233190.01; 2: 0; 4: 8233190.01; 5: 0; 8: 0; 10: 0; 11: 0; 12: 0; 13: 0
24 | DIRECT ASSIGN 360-PHFU | DIR360FU | 0: 437970.09; 2: 113882.25; 4: 324087.84; 5: 0; 8: 0; 10: 0; 11: 0; 12: 0; 13: 0
25 | DIRECT ASSIGN 364-VA | DEM364V | 0: 28832784.4615; 2: 0; 4: 28832784.4615; 5: 0; 8: 0; 10: 0; 11: 0; 12: 0; 13: 0
26 | DIRECT ASSIGN 365-VA | DEM365V | 0: 27415416.0723; 2: 0; 4: 27415416.0723; 5: 0; 8: 0; 10: 0; 11: 0; 12: 0; 13: 0
27 | DIRECT ASSIGN 367-VA | DEM367V | 0: 5574293.0185; 2: 0; 4: 5574293.0185; 5: 0; 8: 0; 10: 0; 11: 0; 12: 0; 13: 0
28 | DIRECT ASSIGN 368-VA | DEM368V | 0: 12723148.67; 2: 0; 4: 12723148.67; 5: 0; 8: 0; 10: 0; 11: 0; 12: 0; 13: 0
29 | DIRECT ASSIGN 360-TN | DEM360T | 0: 5040.23; 2: 0; 4: 0; 5: 5040.23; 8: 5040.23; 10: 0; 11: 0; 12: 0; 13: 0
30 | DIRECT ASSIGN 361-TN | DEM361T | 0: 2575.89; 2: 0; 4: 0; 5: 2575.89; 8: 2575.89; 10: 0; 11: 0; 12: 0; 13: 0
31 | DIRECT ASSIGN 362-TN | DEM362T | 0: 66887.25; 2: 0; 4: 0; 5: 66887.25; 8: 66887.25; 10: 0; 11: 0; 12: 0; 13: 0
32 | DIRECT ASSIGN 364-TN | DEM364T | 0: 47785.56; 2: 0; 4: 0; 5: 47785.56; 8: 47785.56; 10: 0; 11: 0; 12: 0; 13: 0
33 | DIRECT ASSIGN 365-TN | DEM365T | 0: 46763.22; 2: 0; 4: 0; 5: 46763.22; 8: 46763.22; 10: 0; 11: 0; 12: 0; 13: 0
34 | DIRECT ASSIGN 368-TN | DEM368T | 0: 3118.28; 2: 0; 4: 0; 5: 3118.28; 8: 3118.28; 10: 0; 11: 0; 12: 0; 13: 0
35 | DIRECT ASSIGN 369-TN | CUST369T | 0: 254.62; 2: 0; 4: 0; 5: 254.62; 8: 254.62; 10: 0; 11: 0; 12: 0; 13: 0
36 | DIRECT ASSIGN 370-TN | CUST370T | 0: 4199.21; 2: 0; 4: 0; 5: 4199.21; 8: 4199.21; 10: 0; 11: 0; 12: 0; 13: 0
37 | DIRECT ASSIGN 371-TN | CUST371T | 0: 0; 2: 0; 4: 0; 5: 0; 8: 0; 10: 0; 11: 0; 12: 0; 13: 0
38 | DIR ASSIGN ACC.DEPRC.DIST.VA&TN | DIRACDEP | 0: 42620005.168; 2: 0; 4: 42473285.8952; 5: 146719.2729; 8: 146719.2729; 10: 0; 11: 0; 12: 0; 13: 0
39 | DIR ASSIGN CWIP DIST VA & TN | DIRCWIP | 0: 0; 2: 0; 4: 0; 5: 0; 8: 0; 10: 0; 11: 0; 12: 0; 13: 0
40 | DIR ASSIGN ACC.DFDTX.DIST.VA | DIRACDFTX | 0: 8770086; 2: 0; 4: 8770086; 5: 0; 8: 0; 10: 0; 11: 0; 12: 0; 13: 0
41 | DIR ASSIGN ACC.ITC.DIST.VA | DIRACITC | 0: 0; 2: 0; 4: 0; 5: 0; 8: 0; 10: 0; 11: 0; 12: 0; 13: 0
42 | DIR ASSIGN RENT REVENUE | DIR454REV | 0: 3545605.71; 2: 3308819.11; 4: 236728.6; 5: 58; 8: 58; 10: 0; 11: 0; 12: 0; 13: 0; 18: FERC JURIS; 19: PRIMARY; 20: TRANSMISSION
43 | DIR ASSIGN EXCESS FACILITIES REV. | DIR456FAC | 31159.9134 |  | 22317.8314 |  | 2038.25 | 6803.832 |  |  | 0 |  | 6803.832 | 2763.36 | 4040.472 | 0 |  |  |  | Facilities Chrgs | 6803.832 | 2763.36 | 4040.472 | Direct Assign
44 | DIR ASSIGN OTHER MISC REV. | DIR456OTH | 17812.8826 |  | 17812.8826 |  | 0 | 0 |  |  | 0 |  | 0 | 0 | 0 | 0 |  |  |  | Refined Coal | 0 | 0 | 0 | Allocated on Revenues
45 | DIR ASSIGN RECONNECT REV | DIR451REC | 0: 2176006; 2: 2059708; 4: 116298; 5: 0; 8: 0; 10: 0; 11: 0; 12: 0; 13: 0
46 | DIR ASSIGN OTHER SERVICE REV | DIR451OTH | 0: 58860.92; 2: 58590.92; 4: 270; 5: 0; 8: 0; 10: 0; 11: 0; 12: 0; 13: 0
47 | DIR ASSIGN RETURN CHECK REV | DIR456CHK | 0: 149400; 2: 149530; 4: -130; 5: 0; 8: 0; 10: 0; 11: 0; 12: 0; 13: 0
48 | DIR ASSIGN 203(E) EXCESS | DIR203E | 0: 17604; 2: 0; 4: 17604; 5: 0; 8: 0; 10: 0; 11: 0; 12: 0; 13: 0
49 | DIR ASSIGN ITC ADJ | DIRITCADJ | 0: 0; 2: 0; 4: 0; 5: 0; 8: 0; 10: 0; 11: 0; 12: 0; 13: 0
50 | DIR ASSIGN DEFERRED FUEL-VIRGINIA | DFUELVA | 0: 1750692.31; 2: 0; 4: 1750692.31; 5: 0; 8: 0; 10: 0; 11: 0; 12: 0; 13: 0
ENERGY
-
1 | ENERGY (MWH AT GEN LEVEL) | ENERGY | 0: 21478924.125; 2: 18888188.453; 4: 783018.848; 5: 1807716.824; 8: 91.09; 10: 1807625.734; 11: 571233.973; 12: 1236391.761; 13: 0
2 | ENERGY (MWH RETAIL @ GEN LEVEL) | ENERGY1 | 0: 19671298.391; 2: 18888188.453; 4: 783018.848; 5: 91.09; 8: 91.09; 10: 0; 11: 0; 12: 0; 13: 0
3
4
CUSTOMER
-
1 | DIRECT ASSIGN 369-SERV KY | CUST369K | 0: 97262576.7; 2: 97262576.7; 4: 0; 5: 0; 8: 0; 10: 0; 11: 0; 12: 0; 13: 0
2 | DIRECT ASSIGN 370 METERS KY | CUST370K | 0: 83349160.2646; 2: 82987729.2646; 4: 0; 5: 361431; 8: 0; 10: 361431; 11: 63157; 12: 298274; 13: 0
3 | DIRECT ASSIGN 371 CUST INST KY | CUST371K | 0: 282792.2392; 2: 282792.2392; 4: 0; 5: 0; 8: 0; 10: 0; 11: 0; 12: 0; 13: 0
4 | DIRECT ASSIGN 373 ST LIGHT KY | CUST373K | 0: 114827799.3; 2: 114827799.3; 4: 0; 5: 0; 8: 0; 10: 0; 11: 0; 12: 0; 13: 0
5 | CUSTOMER ADVANCES | CUSTADV | 0: 1575372.1; 2: 1548687.19; 4: 26684.91; 5: 0; 8: 0; 10: 0; 11: 0; 12: 0; 13: 0
6 | CUSTOMER DEPOSITS | CUSTDEP | 0: 27610573.63; 2: 26251787.18; 4: 1359505.3; 5: -718.85; 8: 0; 10: -718.85; 11: -718.85; 12: 0; 13: 0
7 | DIR ASSIGN 902-METER READING | CUST902 | 0: 757621; 2: 718818; 4: 37912; 5: 891; 8: 6; 10: 885; 11: 459; 12: 426; 13: 0
8 | DIR ASSIGN 903-CUSTOMER REC | CUST903 | 0: 757621; 2: 718818; 4: 37912; 5: 891; 8: 6; 10: 885; 11: 459; 12: 426; 13: 0
9 | DIR ASSIGN 904-UNCOLL ACCTS | CUST904 | 0: 757621; 2: 718818; 4: 37912; 5: 891; 8: 6; 10: 885; 11: 459; 12: 426; 13: 0
10 | DIR ASSIGN ACCT 369-SERV VA | CUST369V | 0: 5498987.41; 2: 0; 4: 5498987.41; 5: 0; 8: 0; 10: 0; 11: 0; 12: 0; 13: 0
11 | DIR ASSIGN ACCT 370 METERS VA | CUST370V | 0: 3938073.8; 2: 0; 4: 3938073.8; 5: 0; 8: 0; 10: 0; 11: 0; 12: 0; 13: 0
12 | DIR ASSIGN ACCT 371 CUST INST VA | CUST371V | 0: 0; 2: 0; 4: 0; 5: 0; 8: 0; 10: 0; 11: 0; 12: 0; 13: 0
13 | DIR ASGN ACCT 373 ST LIGHT VA | CUST373V | 0: 3900880.5454; 2: 0; 4: 3900880.5454; 5: 0; 8: 0; 10: 0; 11: 0; 12: 0; 13: 0
14 | DIR ASSIGN 908-CUST ASSIST | CUST908 | 0: 517331; 2: 517331; 4: 0; 5: 0; 8: 0; 10: 0; 11: 0; 12: 0; 13: 0
15 | DIR ASSIGN 909-INFO & INSTRCT | CUST909 | 0: 545615; 2: 517327; 4: 28284; 5: 4; 8: 4; 10: 0; 11: 0; 12: 0; 13: 0
16 | DIR ASSIGN 912-DEM & SELLING | CUST912 | 0: 545615; 2: 517327; 4: 28284; 5: 4; 8: 4; 10: 0; 11: 0; 12: 0; 13: 0
17 | DIR ASSIGN 913-ADVERTISING | CUST913 | 0: 545615; 2: 517327; 4: 28284; 5: 4; 8: 4; 10: 0; 11: 0; 12: 0; 13: 0
18 | CUSTOMER ANNUALIZATION | CUSTANN | 0: 0; 2: 0; 4: 0; 5: 0; 8: 0; 10: 0; 11: 0; 12: 0; 13: 0
19 | CUSTOMER DEPOSITS INTEREST | CUSTDEPI | 0: 66010.96; 2: 62518.41; 4: 3492.55; 5: 0; 8: 0; 10: 0; 11: 0; 12: 0; 13: 0
20 | DIR ASSIGN LATE PAYMENT REVENUE | DIR450REV | 0: 3813250.77; 2: 3676663.1; 4: 136549.36; 5: 38.31; 8: 0; 10: 38.31; 11: 38.31; 12: 0; 13: 0
21
22
23
24
25
INTERNALLY DEVELOPED
-
1 | PROD-TRANSM-DISTR-GENL PLT | PTDGPLT | 0: 9411035828.0815; 2: 8360449589.6853; 4: 465222856.4984; 5: 585363381.8979; 8: 203679.9658; 10: 585159701.9321; 11: 184433373.3084; 12: 400726328.6237; 13: 1.2506e-11
2 | PROD-TRANSM-DISTR-GENL PLT KY | KURETPLT | 0: 8360449589.6853; 2: 8360449589.6853; 4: 0; 5: 0; 8: 0; 10: 0; 11: 0; 12: 0; 13: 0
3 | ALLOCATED O&M LABOR EXPENSE | LABOR | 0: 188407217; 2: 170265600.7443; 4: 8841043.8864; 5: 9300572.3693; 8: 4243.1654; 10: 9296329.2038; 11: 2967765.0961; 12: 6328564.1078; 13: 9.5339e-12
4 | TOTAL STEAM PROD PLANT-SYSTEM | STMSYS | 0: 5279167993.4477; 2: 4623375268.0449; 4: 213662668.1062; 5: 442130057.2966; 8: 16246.2023; 10: 442113811.0943; 11: 137213947.7587; 12: 304899863.3356; 13: 0
5 | ALLOCATED NON A&G LABOR EXPENSE | PTDCUSTLABOR | 0: 109640454; 2: 99083241.4142; 4: 5144898.8047; 5: 5412313.7811; 8: 2469.2397; 10: 5409844.5414; 11: 1727041.6584; 12: 3682802.883; 13: 0
6 | TOT HYDRAULIC PROD PLANT-SYS | HYDSYS | 0: 42479827.0808; 2: 37202866.4668; 4: 1719277.2054; 5: 3557683.4085; 8: 130.7281; 10: 3557552.6804; 11: 1104118.0696; 12: 2453434.6108; 13: 0
7 | TOTAL OTHER PROD PLANT-SYS | OTHSYS | 0: 1022068717.5785; 2: 895104538.6242; 4: 41365974.6113; 5: 85598204.343; 8: 3145.3318; 10: 85595059.0111; 11: 26565186.7479; 12: 59029872.2632; 13: 0
8 | TRANSM KENTUCKY SYSTEM PROP | KYTRPLT | 0: 918343861.1108; 2: 873403033.8933; 4: 41387411.3279; 5: 3553415.8895; 8: 3069.0743; 10: 3550346.8152; 11: 1101881.6653; 12: 2448465.1499; 13: 0
9 | TRANSM VIRGINIA PROPERTY | VATRPLT | 0: 54886258.9431; 2: 0; 4: 54886258.9431; 5: 0; 8: 0; 10: 0; 11: 0; 12: 0; 13: 0
10 | TRANSM VIRGINIA PROP TOTAL | VATRPLTT | 0: 63116688.3531; 2: 8230400.489; 4: 54886258.9431; 5: 28.921; 8: 28.921; 10: 0; 11: 0; 12: 0; 13: 0
11 | TOTAL DISTRIBUTION PLANT | DISTPLT | 0: 1836173590.7569; 2: 1734009542.3258; 4: 97067578.1977; 5: 5096470.2334; 8: 176624.26; 10: 4919845.9734; 11: 4264490.9925; 12: 655354.9809; 13: 0
12 | TOTAL DIST PLANT KY & FERC | DISTPLTKF | 0: 1738929388.2992; 2: 1734009542.3258; 4: 0; 5: 4919845.9734; 8: 0; 10: 4919845.9734; 11: 4264490.9925; 12: 655354.9809; 13: 0
13 | TOTAL GENERAL PLANT | GENPLT | 0: 207698615.2138; 2: 188738968.7545; 4: 9239698.6054; 5: 9719947.8539; 8: 4434.4956; 10: 9715513.3584; 11: 3101585.6693; 12: 6613927.6891; 13: 1.2506e-11
14 | ACCT 302-FRANCHISE | PLT302TOT | 0: 55918.83; 2: 55918.83; 4: 0; 5: 0; 8: 0; 10: 0; 11: 0; 12: 0; 13: 0
15 | ACCT 303-SOFTWARE | PLT303TOT | 0: 115922918.5592; 2: 102982045.187; 4: 5730505.3653; 5: 7210368.007; 8: 2508.8818; 10: 7207859.1252; 11: 2271806.7707; 12: 4936052.3545; 13: 1.5404e-13
16 | TOTAL PRODUCTION PLANT SYSTEM | PRODSYS | 0: 6343716538.1069; 2: 5555682673.1359; 4: 256747919.9229; 5: 531285945.0481; 8: 19522.2623; 10: 531266422.7858; 11: 164883252.5762; 12: 366383170.2097; 13: 0
17 | TOTAL PRODUCTION PLANT | PRODPLT | 0: 6385265102.5569; 2: 5555953761.9726; 4: 262317821.5842; 5: 566993519.0001; 8: 19523.2149; 10: 566973995.7852; 11: 175965414.9814; 12: 391008580.8038; 13: 0
18 | TOTAL TRANSMISSION PLANT | TRANPLT | 0: 981460549.4638; 2: 881633434.3823; 4: 96273670.271; 5: 3553444.8105; 8: 3097.9954; 10: 3550346.8152; 11: 1101881.6653; 12: 2448465.1499; 13: 0
19 | TOTAL TRANSMISSION PLANT EXCL FERC | TRANPLTXF | 0: 977910202.6487; 2: 881633434.3823; 4: 96273670.271; 5: 3097.9954; 8: 3097.9954; 10: 0; 11: 0; 12: 0; 13: 0
20 | MAT & SUPPLIES DISTRIBUTED | M_S | 0: 44048859; 2: 39006996.4007; 4: 2320071.6635; 5: 2721790.9357; 8: 684.4372; 10: 2721106.4985; 11: 853306.6117; 12: 1867799.8869; 13: 0
21 | ACCT 924 & 925 INSURANCE | EXP9245TOT | 0: 10560459; 2: 9447961.4331; 4: 511149.2862; 5: 601348.2808; 8: 232.3247; 10: 601115.9561; 11: 190326.8235; 12: 410789.1326; 13: 2.2683e-13
22 | REVENUE SALE OF ELECT-KY | REVKY | 0: 1611170006.6446; 2: 1611170006.6446; 4: 0; 5: 0; 8: 0; 10: 0; 11: 0; 12: 0; 13: 0
23 | CWIP PROD FERC-POST ALLOC | CWIPPP | 0: 18078755.018; 2: 0; 4: 0; 5: 18078755.018; 8: 0; 10: 18078755.018; 11: 5610902.1802; 12: 12467852.8377; 13: 0
24 | CWIP TRAN FERC-POST ALLOC | CWIPTP | 0: 0; 2: 0; 4: 0; 5: 0; 8: 0; 10: 0; 11: 0; 12: 0; 13: 0
25 | ACC DEF INC TX PROD FERC-POST | ADITPP | 0: 1744332.1247; 2: 0; 4: 0; 5: 1744332.1247; 8: 0; 10: 1744332.1247; 11: 541368.9666; 12: 1202963.1581; 13: 0
26 | ACC DEF INC TX TRAN FERC-POST | ADITTP | 0: 2233.5706; 2: 0; 4: 0; 5: 2233.5706; 8: 0; 10: 2233.5706; 11: 693.2085; 12: 1540.3621; 13: 0
27 | TRANSMISSION PLANT EXCL VA | TRANPLTX | 0: 918343861.1108; 2: 873403033.8933; 4: 41387411.3279; 5: 3553415.8895; 8: 3069.0743; 10: 3550346.8152; 11: 1101881.6653; 12: 2448465.1499; 13: 0
28 | TRANSM PLANT VA | TRPLTVA | 0: 63116688.3531; 2: 8230400.489; 4: 54886258.9431; 5: 28.921; 8: 28.921; 10: 0; 11: 0; 12: 0; 13: 0
29 | TOT ACCT 364 & 365-OVHD LINE | PLT3645TOT | 0: 773507088.0708; 2: 717164338.7569; 4: 56248200.5338; 5: 94548.78; 8: 94548.78; 10: 0; 11: 0; 12: 0; 13: 0
30 | TOTAL ELECTRIC PLANT | PLANT | 0: 9527059121.0508; 2: 8463527046.5532; 4: 470955559.47; 5: 592576515.0276; 8: 206189.8097; 10: 592370325.2179; 11: 186706051.3002; 12: 405664273.9177; 13: 1.266e-11
31 | TOTAL ELECTRIC PLANT KY | PLANTKY | 0: 8463527046.5532; 2: 8463527046.5532; 4: 0; 5: 0; 8: 0; 10: 0; 11: 0; 12: 0; 13: 0
32 | TOTAL ELECTRIC PLANT KY & FERC | PLANTKF | 0: 9056103561.5808; 2: 8463527046.5532; 4: 0; 5: 592576515.0276; 8: 206189.8097; 10: 592370325.2179; 11: 186706051.3002; 12: 405664273.9177; 13: 1.266e-11
33 | TOTAL ELECTRIC PLANT VA | PLANTVA | 0: 470955559.47; 2: 0; 4: 470955559.47; 5: 0; 8: 0; 10: 0; 11: 0; 12: 0; 13: 0
34 | TOTAL STEAM PROD PLANT | STMPLT | 0: 5318250786.5477; 2: 4623375268.0449; 4: 219219127.121; 5: 475656391.3818; 8: 16246.2023; 10: 475640145.1795; 11: 147619143.2949; 12: 328021001.8846; 13: 0
35 | TOTAL HYDRAULIC PROD PLANT | HYDPLT | 0: 42585983.7808; 2: 37202866.4668; 4: 1719544.3748; 5: 3663572.9392; 8: 130.7281; 10: 3663442.211; 11: 1136981.8258; 12: 2526460.3852; 13: 0
36 | TOTAL OTHER PROD PLANT | OTHPLT | 0: 1024118791.3785; 2: 895104538.6242; 4: 41366622.106; 5: 87647630.6482; 8: 3145.3318; 10: 87644485.3164; 11: 27201244.4031; 12: 60443240.9134; 13: 0
37 | TOT ACCT 360-362 SUBSTATIONS | PLT3602TOT | 0: 222949295.6646; 2: 209650161.0746; 4: 9183994.22; 5: 4115140.37; 8: 74503.37; 10: 4040637; 11: 4040637; 12: 0; 13: 0
38 | TOT ACCT 366 & 367-UG LINES | PLT3667TOT | 0: 207960274.2338; 2: 202385981.2154; 4: 5574293.0185; 5: 0; 8: 0; 10: 0; 11: 0; 12: 0; 13: 0
39 | TOT ACCT 373-STREET LIGHTING | PLT373TOT | 0: 118728679.8454; 2: 114827799.3; 4: 3900880.5454; 5: 0; 8: 0; 10: 0; 11: 0; 12: 0; 13: 0
40 | TOTAL ACCT 370-METERS | PLT370TOT | 0: 87291433.2746; 2: 82987729.2646; 4: 3938073.8; 5: 365630.21; 8: 4199.21; 10: 361431; 11: 63157; 12: 298274; 13: 0
41 | TOT ACCT 371-CUSTOMER INSTALL | PLT371TOT | 0: 282792.2392; 2: 282792.2392; 4: 0; 5: 0; 8: 0; 10: 0; 11: 0; 12: 0; 13: 0
42 | TOT ACCT 368-LINE TRANSFORMER | PLT368TOT | 0: 321787311.8385; 2: 308543266.915; 4: 12723148.67; 5: 520896.2534; 8: 3118.28; 10: 517777.9734; 11: 160696.9925; 12: 357080.9809; 13: 0
43 | TOT ACCT 902-904 CUST ACCTS | EXP9024CA | 0: 32710437.3317; 2: 31035110.0906; 4: 1636858.139; 5: 38469.1022; 8: 259.0512; 10: 38210.051; 11: 19817.4163; 12: 18392.6347; 13: 0
44 | TOT ACCT 908-909 CUST SERV | EXP9089CS | 0: 21510858; 2: 21489540.8613; 4: 21314.1244; 5: 3.0143; 8: 3.0143; 10: 0; 11: 0; 12: 0; 13: 0
45 | TOTAL TRANS & DISTRIB PLANT | TRDSPLT | 0: 2817634140.2208; 2: 2615642976.7081; 4: 193341248.4687; 5: 8649915.0439; 8: 179722.2554; 10: 8470192.7886; 11: 5366372.6578; 12: 3103820.1308; 13: 0
INTERNALLY DEVELOPED-CON'T
-
1 | TOT ACCT 912-913 SALES EXP | EXP9123SA | 0: 837646; 2: 794217.3368; 4: 43422.5222; 5: 6.1409; 8: 6.1409; 10: 0; 11: 0; 12: 0; 13: 0
2 | REVENUE SALE OF ELECT-FERC | REVFERC | 0: 115357386.7603; 2: 0; 4: 0; 5: 115357386.7603; 8: 0; 10: 115357386.7603; 11: 35884986.8264; 12: 79472399.9339; 13: 0
3 | REVENUE SALE OF ELECT-VA | REVVA | 0: 74476153.1367; 2: 0; 4: 74476153.1367; 5: 0; 8: 0; 10: 0; 11: 0; 12: 0; 13: 0
4 | REVENUE SALE OF ELECT | REVENUE | 0: 1801003609.2728; 2: 1611170006.6446; 4: 74476153.1367; 5: 115357449.4915; 8: 62.7312; 10: 115357386.7603; 11: 35884986.8264; 12: 79472399.9339; 13: 0
5 | REV SALE OF ELECT-VA NON JUR | REVNJVA | 0: 1; 2: 0; 4: 1; 5: 0; 8: 0; 10: 0; 11: 0; 12: 0; 13: 0
6 | REV SALE OF ELECT-EXCL FERC | REVENUEX | 0: 1685646222.5125; 2: 1611170006.6446; 4: 74476153.1367; 5: 62.7312; 8: 62.7312; 10: 0; 11: 0; 12: 0; 13: 0
7 | KENTUCKY DISTRIBUTION PLANT | KYDIST | 0: 1738929388.2992; 2: 1734009542.3258; 4: 0; 5: 4919845.9734; 8: 0; 10: 4919845.9734; 11: 4264490.9925; 12: 655354.9809; 13: 0
8 | VIRGINIA DISTRIBUTION PLANT | VADIST | 0: 97067578.1977; 2: 0; 4: 97067578.1977; 5: 0; 8: 0; 10: 0; 11: 0; 12: 0; 13: 0
9 | TENNESSEE DISTRIBUTION PLT | TNDIST | 0: 176624.26; 2: 0; 4: 0; 5: 176624.26; 8: 176624.26; 10: 0; 11: 0; 12: 0; 13: 0
10 | NET ELECTRIC PLANT IN SERVICE | NETPLANT | 0: 6225458640.2518; 2: 5551466851.1186; 4: 289092416.8904; 5: 384899372.2428; 8: 49153.4595; 10: 384850218.7832; 11: 121248033.7357; 12: 263602185.0475; 13: 8.4626e-12
11 | RATE BASE | RATEBASE | 0: 5384798852.519; 2: 4813674990.8033; 4: 234912477.1057; 5: 336211384.61; 8: 24781.4867; 10: 336186603.1233; 11: 105859579.0423; 12: 230327024.081; 13: 5.8315e-12
12 | TOTAL CWIP FERC-AFUDC POST | AFUDC | 0: 0; 2: 0; 4: 0; 5: 0; 8: 0; 10: 0; 11: 0; 12: 0; 13: 0
13 | TOTAL 203(E) EXCESS | TAX203E | 0: -1087307; 2: -984053; 4: -34356; 5: -68898; 8: -24; 10: -68874; 11: -21708; 12: -47166
14 | STEAM OPERATING EXP 501-507 | EXP5017STM | 0: 425830447.5871; 2: 373867723.2057; 4: 15812678.7769; 5: 36150045.6045; 8: 1731.3115; 10: 36148314.293; 11: 11391910.4495; 12: 24756403.8435; 13: 0
15 | STEAM MAINTENANCE EXP 511-514 | EXP5114STM | 0: 69199175; 2: 60808442.883; 4: 2552017.337; 5: 5838714.78; 8: 280.7667; 10: 5838434.0133; 11: 1840341.1374; 12: 3998092.8759; 13: 0
16 | HYDRO OPERATING EXP 536-540 | EXP5360HYD | 0: 9756; 2: 8522.7846; 4: 393.9295; 5: 839.2859; 8: 0.029948; 10: 839.256; 11: 260.4706; 12: 578.7854; 13: 0
17 | HYDRO MAINTENANCE EXP 542-545 | EXP5425HYD | 0: 208108; 2: 182019.3398; 4: 8255.6752; 5: 17832.985; 8: 0.68283; 10: 17832.3022; 11: 5552.2872; 12: 12280.015; 13: 0
18 | OTHER PROD OPER EXP 547-549 | EXP5479OTH | 0: 149405641.2964; 2: 131380947.9583; 4: 5449368.8636; 5: 12575324.4745; 8: 632.7965; 10: 12574691.678; 11: 3973432.7432; 12: 8601258.9348; 13: 0
19 | OTHER PROD MAINT EXP 552-554 | EXP5524OTH | 0: 13403899; 2: 11715331.201; 4: 541415.7316; 5: 1147152.0674; 8: 41.1668; 10: 1147110.9006; 11: 356016.0557; 12: 791094.8449; 13: 0
20 | TOT STEAM OPERATIONS LABOR | LABSTMOP | 0: 0; 2: 0; 4: 0; 5: 0; 8: 0; 10: 0; 11: 0; 12: 0; 13: 0
21 | TOT STEAM MAINTENANCE LABOR | LABSTMMN | 0: 0; 2: 0; 4: 0; 5: 0; 8: 0; 10: 0; 11: 0; 12: 0; 13: 0
22 | TOT HYDRO OPERATIONS LABOR | LABHYDOP | 0: 0; 2: 0; 4: 0; 5: 0; 8: 0; 10: 0; 11: 0; 12: 0; 13: 0
23 | TOT HYDRO MAINTENANCE LABOR | LABHYDMN | 0: 0; 2: 0; 4: 0; 5: 0; 8: 0; 10: 0; 11: 0; 12: 0; 13: 0
24 | TOT OTHER OPERATIONS LABOR | LABOTHOP | 0: 0; 2: 0; 4: 0; 5: 0; 8: 0; 10: 0; 11: 0; 12: 0; 13: 0
25 | TOT OTHER MAINTENANCE LABOR | LABOTHMN | 0: 0; 2: 0; 4: 0; 5: 0; 8: 0; 10: 0; 11: 0; 12: 0; 13: 0
26 | TRANSM OPER EXP 562-567 | EXP5627TX | 0: 19501339; 2: 17581402.0869; 4: 1919875.1334; 5: 61.7798; 8: 61.7798; 10: 0; 11: 0; 12: 0; 13: 0
27 | TRANSM MAINT EXP 569-573 | EXP5693TX | 0: 14294092; 2: 12894337.4513; 4: 1399709.5074; 5: 45.0413; 8: 45.0413; 10: 0; 11: 0; 12: 0; 13: 0
28 | TOT TRANSM OPERATIONS LABOR | LABTROP | 0: 7478244; 2: 6741999.34; 4: 736220.9691; 5: 23.6909; 8: 23.6909; 10: 0; 11: 0; 12: 0; 13: 0
29 | TOT TRANSM MAINTENANCE LABOR | LABTRMN | 0: 0; 2: 0; 4: 0; 5: 0; 8: 0; 10: 0; 11: 0; 12: 0; 13: 0
30 | DISTR OPER EXP 582-589 | EXP5829DIS | 0: 23189273; 2: 21854417.593; 4: 1240565.5228; 5: 94289.8842; 8: 2389.1795; 10: 91900.7046; 11: 57905.9169; 12: 33994.7877; 13: 0
31 | DISTR MAINT EXP 591-598 | EXP5918DIS | 0: 36697292; 2: 34335004.9981; 4: 2325993.1843; 5: 36293.8175; 8: 3796.8817; 10: 32496.9358; 11: 27246.3982; 12: 5250.5376; 13: 0
32 | TOT DISTR OPERATIONS LABOR | LABDISOP | 0: 21780730; 2: 20568857.895; 4: 1151417.6672; 5: 60454.4378; 8: 2095.1207; 10: 58359.3171; 11: 50585.4824; 12: 7773.8347; 13: 0
33 | TOT DISTR MAINTENANCE LABOR | LABDISMN | 0: 0; 2: 0; 4: 0; 5: 0; 8: 0; 10: 0; 11: 0; 12: 0; 13: 0
34 | CUST ACCT EXP 902, 903 & 905 | EXP9025CA | 0: 26843810; 2: 25468953.232; 4: 1343287.1115; 5: 31569.6565; 8: 212.5903; 10: 31357.0662; 11: 16263.1564; 12: 15093.9098; 13: 0
35 | TOTAL CUST ACCOUNTS LABOR | LABCA | 0: 3435472; 2: 3259517.7696; 4: 171913.9444; 5: 4040.286; 8: 27.2073; 10: 4013.0787; 11: 2081.3595; 12: 1931.7193; 13: 0
36 | CUST SERVICES & SALES EXP | EXP9080CS | 0: 24211377; 2: 24144785.1015; 4: 66582.4822; 5: 9.4163; 8: 9.4163; 10: 0; 11: 0; 12: 0; 13: 0
37 | TOTAL CUST SERVICES LABOR | LABCS | 0: 3435472; 2: 3259517.7696; 4: 171913.9444; 5: 4040.286; 8: 27.2073; 10: 4013.0787; 11: 2081.3595; 12: 1931.7193; 13: 0
38 | SALES EXPENSE 912-916 | EXP9126SA | 0: 837646; 2: 794217.3368; 4: 43422.5222; 5: 6.1409; 8: 6.1409; 10: 0; 11: 0; 12: 0; 13: 0
39 | TOTAL SALES EXP LABOR | LABSA | 0: 2206343; 2: 2200274.5897; 4: 6067.5522; 5: 0.85809; 8: 0.85809; 10: 0; 11: 0; 12: 0; 13: 0
40 | TOT ADMINISTRATIVE & GEN EXP | A_GEXP | 0: 126592022; 2: 113859772.5342; 4: 6164836.4566; 5: 6567413.0092; 8: 2920.0942; 10: 6564492.915; 11: 2093959.3915; 12: 4470533.5235; 13: 5.9571e-12
INTERNALLY DEVELOPED-CON'T
-
1 | ACCT 930-GEN MISC & ADVERTISING | EXP930A | 0: 5737713; 2: 5197262.0212; 4: 264548.7082; 5: 275902.2706; 8: 126.9674; 10: 275775.3033; 11: 88038.655; 12: 187736.6483; 13: 2.8282e-13
2 | TOTAL CUSTOMER SERVICES EXP | CUSTSER | 0: 24026953; 2: 24001993.1178; 4: 24956.3528; 5: 3.5294; 8: 3.5294; 10: 0; 11: 0; 12: 0; 13: 0
3 | DISTRIBUTION PLANT EXCL VA | DPLTXVA | 0: 1739106012.5592; 2: 1734009542.3258; 4: 0; 5: 5096470.2334; 8: 176624.26; 10: 4919845.9734; 11: 4264490.9925; 12: 655354.9809; 13: 0
4 | ACCT 926 DIR ASSIGN COMP.KY RET | LABPTDKY | 0: 80876899.174; 2: 80876899.174; 4: 0; 5: 0; 8: 0; 10: 0; 11: 0; 12: 0; 13: 0
5 | ACCT 926 DIR ASSIGN COMP.VAJ | LABPTDVAJ | 0: 4294636.9825; 2: 0; 4: 4294636.9825; 5: 0; 8: 0; 10: 0; 11: 0; 12: 0; 13: 0
6 | ACCT 926 DIR ASSIGN COMP.VANJ | LABPTDVNJ | 0: 0; 2: 0; 4: 0; 5: 0; 8: 0; 10: 0; 11: 0; 12: 0; 13: 0
7 | ACCT 926 DIR ASSIGN COMP.FERC | LABPTDFER | 0: 5390138.0651; 2: 0; 4: 0; 5: 5390138.0651; 8: 0; 10: 5390138.0651; 11: 1716821.0114; 12: 3673317.0537; 13: 0
8 | 203(E) EXCESS DEF TAXES EXCL VA | STATE203E | 0: -392308; 2: -366638; 4: 0; 5: -25670; 8: -9; 10: -25661; 11: -8088; 12: -17573; 13: 0
9 | ALLOC O&M LABOR EXPENSE EXCL FERC | LABORXF | 0: 179110887.7962; 2: 170265600.7443; 4: 8841043.8864; 5: 4243.1654; 8: 4243.1654; 10: 0; 11: 0; 12: 0; 13: 0
10 | TRANSM KENTUCKY SYS PROP XFERC | KYTRPLTXF | 0: 914793514.2956; 2: 873403033.8933; 4: 41387411.3279; 5: 3069.0743; 8: 3069.0743; 10: 0; 11: 0; 12: 0; 13: 0
11
12
13
14
15
16
17
18
19
20
21
22
23
24
25
26
27
28
29
30
31
32
33
34
35
36
37
38
39
40
REVENUES FROM ELECTRIC SALES
-
1 | 440-RESIDENTIAL |  | 0: 666571847.7877; 2: 627798768.9954; 4: 38773078.7923; 5: 0; 8: 0; 10: 0; 11: 0; 12: 0; 13: 0
2 | 442-COMMERCIAL |  | 0: 412651662.2896; 2: 395380927.9433; 4: 17270734.3463; 5: 0; 8: 0; 10: 0; 11: 0; 12: 0; 13: 0
3 | 442-LARGE COMMERCIAL |  | 0: 0; 2: 0; 4: 0; 5: 0; 8: 0; 10: 0; 11: 0; 12: 0; 13: 0
4 | 442-INDUSTRIAL |  | 0: 444219949.7447; 2: 433353219.5915; 4: 10866730.1532; 5: 0; 8: 0; 10: 0; 11: 0; 12: 0; 13: 0
5 | 442-MINE POWER |  | 0: 0; 2: 0; 4: 0; 5: 0; 8: 0; 10: 0; 11: 0; 12: 0; 13: 0
6 | 444-PUBLIC ST & HWY LIGHTING |  | 0: 12586396.6175; 2: 12175289.8736; 4: 411106.7439; 5: 0; 8: 0; 10: 0; 11: 0; 12: 0; 13: 0
7 | 445-OTHER PUBLIC AUTHORITIES |  | 0: 136069287.6803; 2: 129454027.9738; 4: 6615259.7066; 5: 0; 8: 0; 10: 0; 11: 0; 12: 0; 13: 0
8 | 445-MUNICIPAL PUMPING |  | 0: 0; 2: 0; 4: 0; 5: 0; 8: 0; 10: 0; 11: 0; 12: 0; 13: 0
9 | 447-SALES FOR RESALE-MUNICIPAL WHOLESALE |  | 0: 114112524.9807; 2: 0; 4: 0; 5: 114112524.9807; 8: 0; 10: 114112524.9807; 11: 35491593.8099; 12: 78620931.1708; 13: 0
10 | ANNUALIZATION |  | 0: 0; 2: 0; 4: 0; 5: 0; 8: 0; 10: 0; 11: 0; 12: 0; 13: 0
11 | 449-PROVISION FOR RATE REFUND |  | 0: 0; 2: 0; 4: 0; 5: 0; 8: 0; 10: 0; 11: 0; 12: 0; 13: 0
12
13
RATIO TABLE
CAPACITY RELATED
-
PRODUCTION ALLOCATORS
1 | DEMAND (12 CP GEN LEV)-PROD | DEMPROD | 0: 1; 2: 0.87578; 4: 0.040473; 5: 0.08375; 8: 3.0774e-06; 10: 0.083747; 11: 0.025992; 12: 0.057755; 13: 0
2 | DEMAND (12 CP GEN LEV)-FERC | DEMFERC | 0: 1; 2: 0; 4: 0.32582; 5: 0.67418; 8: 0; 10: 0.67418; 11: 0.20924; 12: 0.46494; 13: 0
3 | DEMAND (12 CP GEN)-PROD VA | DPRODVA | 0: 1; 2: 0; 4: 1; 5: 0; 8: 0; 10: 0; 11: 0; 12: 0; 13: 0
4 | DEMAND (12 CP GEN)-PROD KY | DPRODKY | 0: 1; 2: 0.91272; 4: 0; 5: 0.08728; 8: 0; 10: 0.08728; 11: 0.027088; 12: 0.060192; 13: 0
5 | DEM (12 CP GEN LV)-FERC POST | DEMFERCP | 0: 1; 2: 0; 4: 0; 5: 1; 8: 0; 10: 1; 11: 0.31036; 12: 0.68964; 13: 0
6 | DEM (12 CP GEN LV)-NON VA | DEMPRODNV | 0: 1; 2: 0.91272; 4: 0; 5: 0.087283; 8: 3.2072e-06; 10: 0.087279; 11: 0.027088; 12: 0.060191; 13: 0
TRANSMISSION ALLOCATORS
7 | DEMAND (12 CP GEN LEV)-TRAN | DEMTRAN | 0: 1; 2: 0.87578; 4: 0.040473; 5: 0.08375; 8: 3.0774e-06; 10: 0.083747; 11: 0.025992; 12: 0.057755; 13: 0
8 | DEMAND (12 CP GEN LEV)-VA | DEMVA | 0: 1; 2: 0; 4: 1; 5: 0; 8: 0; 10: 0; 11: 0; 12: 0; 13: 0
9 | DEM (12 CP GEN LEV)-NON FERC | DEMTRANNF | 0: 1; 2: 0.95582; 4: 0.044172; 5: 3.3587e-06; 8: 3.3587e-06; 10: 0; 11: 0; 12: 0; 13: 0
10 | DEM (12 CP GN LEV)-TRAN FERC | DEMFERCT | 0: 1; 2: 0; 4: 0.32582; 5: 0.67418; 8: 0; 10: 0.67418; 11: 0.20924; 12: 0.46494; 13: 0
11 | DEM (12 CP GEN LEV)-NON VA&FERC | DEMTRANNVF | 0: 1; 2: 1; 4: 0; 5: 3.5139e-06; 8: 3.5139e-06; 10: 0; 11: 0; 12: 0; 13: 0
DISTRIBUTION ALLOCATORS
12 | DIRECT ASSIGN 360 KY | DEM360K | 0: 1; 2: 0.99891; 4: 0; 5: 0.0010928; 8: 0; 10: 0.0010928; 11: 0.0010928; 12: 0; 13: 0
13 | DIRECT ASSIGN 361 KY | DEM361K | 0: 1; 2: 0.97392; 4: 0; 5: 0.026082; 8: 0; 10: 0.026082; 11: 0.026082; 12: 0; 13: 0
14 | DIRECT ASSIGN 362 KY | DEM362K | 0: 1; 2: 0.98082; 4: 0; 5: 0.019182; 8: 0; 10: 0.019182; 11: 0.019182; 12: 0; 13: 0
15 | DIRECT ASSIGN 364 KY | DEM364K | 0: 1; 2: 1; 4: 0; 5: 0; 8: 0; 10: 0; 11: 0; 12: 0; 13: 0
16 | DIRECT ASSIGN 365 KY | DEM365K | 0: 1; 2: 1; 4: 0; 5: 0; 8: 0; 10: 0; 11: 0; 12: 0; 13: 0
17 | DIRECT ASSIGN 366 KY | DEM366K | 0: 1; 2: 1; 4: 0; 5: 0; 8: 0; 10: 0; 11: 0; 12: 0; 13: 0
18 | DIRECT ASSIGN 367 KY | DEM367K | 0: 1; 2: 1; 4: 0; 5: 0; 8: 0; 10: 0; 11: 0; 12: 0; 13: 0
19 | DIRECT ASSIGN 368 KY | DEM368K | 0: 1; 2: 1; 4: 0; 5: 0; 8: 0; 10: 0; 11: 0; 12: 0; 13: 0
20 | DIRECT ASSIGN 374 KY | DEM374K | 0: 1; 2: 1; 4: 0; 5: 0; 8: 0; 10: 0; 11: 0; 12: 0; 13: 0
21 | DIRECT ASSIGN 360-VA | DEM360V | 0: 1; 2: 0; 4: 1; 5: 0; 8: 0; 10: 0; 11: 0; 12: 0; 13: 0
22 | DIRECT ASSIGN 361-VA | DEM361V | 0: 1; 2: 0; 4: 1; 5: 0; 8: 0; 10: 0; 11: 0; 12: 0; 13: 0
23 | DIRECT ASSIGN 362-VA | DEM362V | 0: 1; 2: 0; 4: 1; 5: 0; 8: 0; 10: 0; 11: 0; 12: 0; 13: 0
24 | DIRECT ASSIGN 360-PHFU | DIR360FU | 0: 1; 2: 0.26002; 4: 0.73998; 5: 0; 8: 0; 10: 0; 11: 0; 12: 0; 13: 0
25 | DIRECT ASSIGN 364-VA | DEM364V | 0: 1; 2: 0; 4: 1; 5: 0; 8: 0; 10: 0; 11: 0; 12: 0; 13: 0
26 | DIRECT ASSIGN 365-VA | DEM365V | 0: 1; 2: 0; 4: 1; 5: 0; 8: 0; 10: 0; 11: 0; 12: 0; 13: 0
27 | DIRECT ASSIGN 367-VA | DEM367V | 0: 1; 2: 0; 4: 1; 5: 0; 8: 0; 10: 0; 11: 0; 12: 0; 13: 0
28 | DIRECT ASSIGN 368-VA | DEM368V | 0: 1; 2: 0; 4: 1; 5: 0; 8: 0; 10: 0; 11: 0; 12: 0; 13: 0
29 | DIRECT ASSIGN 360-TN | DEM360T | 0: 1; 2: 0; 4: 0; 5: 1; 8: 1; 10: 0; 11: 0; 12: 0; 13: 0
30 | DIRECT ASSIGN 361-TN | DEM361T | 0: 1; 2: 0; 4: 0; 5: 1; 8: 1; 10: 0; 11: 0; 12: 0; 13: 0
31 | DIRECT ASSIGN 362-TN | DEM362T | 0: 1; 2: 0; 4: 0; 5: 1; 8: 1; 10: 0; 11: 0; 12: 0; 13: 0
32 | DIRECT ASSIGN 364-TN | DEM364T | 0: 1; 2: 0; 4: 0; 5: 1; 8: 1; 10: 0; 11: 0; 12: 0; 13: 0
33 | DIRECT ASSIGN 365-TN | DEM365T | 0: 1; 2: 0; 4: 0; 5: 1; 8: 1; 10: 0; 11: 0; 12: 0; 13: 0
34 | DIRECT ASSIGN 368-TN | DEM368T | 0: 1; 2: 0; 4: 0; 5: 1; 8: 1; 10: 0; 11: 0; 12: 0; 13: 0
35 | DIRECT ASSIGN 369-TN | CUST369T | 0: 1; 2: 0; 4: 0; 5: 1; 8: 1; 10: 0; 11: 0; 12: 0; 13: 0
36 | DIRECT ASSIGN 370-TN | CUST370T | 0: 1; 2: 0; 4: 0; 5: 1; 8: 1; 10: 0; 11: 0; 12: 0; 13: 0
37 | DIRECT ASSIGN 371-TN | CUST371T | 0: 0; 2: 0; 4: 0; 5: 0; 8: 0; 10: 0; 11: 0; 12: 0; 13: 0
38 | DIR ASSIGN ACCUM DEPREC.VA & TN | DIRACDEP | 0: 1; 2: 0; 4: 0.99656; 5: 0.0034425; 8: 0.0034425; 10: 0; 11: 0; 12: 0; 13: 0
39 | DIR ASSIGN CWIP VA & TN | DIRCWIP | 0: 0; 2: 0; 4: 0; 5: 0; 8: 0; 10: 0; 11: 0; 12: 0; 13: 0
40 | DIR ASSIGN ACC DFD TAX VA | DIRACDFTX | 0: 1; 2: 0; 4: 1; 5: 0; 8: 0; 10: 0; 11: 0; 12: 0; 13: 0
41 | DIR ASSIGN ACC ITC VA | DIRACITC | 0: 0; 2: 0; 4: 0; 5: 0; 8: 0; 10: 0; 11: 0; 12: 0; 13: 0
42 | DIR ASSIGN RENT REVENUE | DIR454REV | 0: 1; 2: 0.93322; 4: 0.066767; 5: 1.6358e-05; 8: 1.6358e-05; 10: 0; 11: 0; 12: 0; 13: 0
43 | DIR ASSIGN EXCESS FACILITIES REV. | DIR456FAC | 0: 1; 2: 0.71624; 4: 0.065413; 5: 0.21835; 8: 0; 10: 0.21835; 11: 0.088683; 12: 0.12967; 13: 0
44 | DIR ASSIGN OTHER MISC REV. | DIR456OTH | 0: 1; 2: 1; 4: 0; 5: 0; 8: 0; 10: 0; 11: 0; 12: 0; 13: 0
45 | DIR ASSIGN RECONNECT REV. | DIR451REC | 0: 1; 2: 0.94655; 4: 0.053446; 5: 0; 8: 0; 10: 0; 11: 0; 12: 0; 13: 0
46 | DIR ASSIGN OTHER SERVICE REV. | DIR451OTH | 0: 1; 2: 0.99541; 4: 0.0045871; 5: 0; 8: 0; 10: 0; 11: 0; 12: 0; 13: 0
47 | DIR ASSIGN RETURN CHECK REV. | DIR456CHK | 0: 1; 2: 1.0009; 4: -0.00087015; 5: 0; 8: 0; 10: 0; 11: 0; 12: 0; 13: 0
48 | DIR ASSIGN 203(E) EXCESS | DIR203E | 0: 1; 2: 0; 4: 1; 5: 0; 8: 0; 10: 0; 11: 0; 12: 0; 13: 0
49 | DIR ASSIGN ITC ADJ | DIRITCADJ | 0: 0; 2: 0; 4: 0; 5: 0; 8: 0; 10: 0; 11: 0; 12: 0; 13: 0
50 | DIR ASSIGN DEFERRED FUEL-VIRGINIA | DFUELVA | 0: 1; 2: 0; 4: 1; 5: 0; 8: 0; 10: 0; 11: 0; 12: 0; 13: 0
ENERGY
-
1 | ENERGY (MWH AT GEN LEVEL) | ENERGY | 0: 1; 2: 0.87938; 4: 0.036455; 5: 0.084162; 8: 4.2409e-06; 10: 0.084158; 11: 0.026595; 12: 0.057563; 13: 0
2 | ENERGY (MWH RETAIL @ GEN LEVEL) | ENERGY1 | 0: 1; 2: 0.96019; 4: 0.039805; 5: 4.6306e-06; 8: 4.6306e-06; 10: 0; 11: 0; 12: 0; 13: 0
3
4
CUSTOMER
-
1 | DIR ASSIGN ACCT 369-SERV KY | CUST369K | 0: 1; 2: 1; 4: 0; 5: 0; 8: 0; 10: 0; 11: 0; 12: 0; 13: 0
2 | DIR ASSIGN ACCT 370 METERS KY | CUST370K | 0: 1; 2: 0.99566; 4: 0; 5: 0.0043363; 8: 0; 10: 0.0043363; 11: 0.00075774; 12: 0.0035786; 13: 0
3 | DIR ASN ACCT 371 CUST INST KY | CUST371K | 0: 1; 2: 1; 4: 0; 5: 0; 8: 0; 10: 0; 11: 0; 12: 0; 13: 0
4 | DIR ASGN ACCT 373 ST LIGHT KY | CUST373K | 0: 1; 2: 1; 4: 0; 5: 0; 8: 0; 10: 0; 11: 0; 12: 0; 13: 0
5 | CUSTOMER ADVANCES | CUSTADV | 0: 1; 2: 0.98306; 4: 0.016939; 5: 0; 8: 0; 10: 0; 11: 0; 12: 0; 13: 0
6 | CUSTOMER DEPOSITS | CUSTDEP | 0: 1; 2: 0.95079; 4: 0.049239; 5: -2.6035e-05; 8: 0; 10: -2.6035e-05; 11: -2.6035e-05; 12: 0; 13: 0
7 | DIR ASSIGN 902-METER READING | CUST902 | 0: 1; 2: 0.94878; 4: 0.050041; 5: 0.001176; 8: 7.9195e-06; 10: 0.0011681; 11: 0.00060584; 12: 0.00056229; 13: 0
8 | DIR ASSIGN 903-CUSTOMER REC | CUST903 | 0: 1; 2: 0.94878; 4: 0.050041; 5: 0.001176; 8: 7.9195e-06; 10: 0.0011681; 11: 0.00060584; 12: 0.00056229; 13: 0
9 | DIR ASSIGN 904-UNCOLL ACCTS | CUST904 | 0: 1; 2: 0.94878; 4: 0.050041; 5: 0.001176; 8: 7.9195e-06; 10: 0.0011681; 11: 0.00060584; 12: 0.00056229; 13: 0
10 | DIR ASSIGN ACCT 369-SERV VA | CUST369V | 0: 1; 2: 0; 4: 1; 5: 0; 8: 0; 10: 0; 11: 0; 12: 0; 13: 0
11 | DIR ASSIGN ACCT 370 METERS VA | CUST370V | 0: 1; 2: 0; 4: 1; 5: 0; 8: 0; 10: 0; 11: 0; 12: 0; 13: 0
12 | DIR ASN ACCT 371 CUST INST VA | CUST371V | 0: 0; 2: 0; 4: 0; 5: 0; 8: 0; 10: 0; 11: 0; 12: 0; 13: 0
13 | DIR ASGN ACCT 373 ST LIGHT VA | CUST373V | 0: 1; 2: 0; 4: 1; 5: 0; 8: 0; 10: 0; 11: 0; 12: 0; 13: 0
14 | DIR ASSIGN 908-CUST ASSIST | CUST908 | 0: 1; 2: 1; 4: 0; 5: 0; 8: 0; 10: 0; 11: 0; 12: 0; 13: 0
15 | DIR ASSIGN 909-INFO & INSTRCT | CUST909 | 0: 1; 2: 0.94815; 4: 0.051839; 5: 7.3312e-06; 8: 7.3312e-06; 10: 0; 11: 0; 12: 0; 13: 0
16 | DIR ASSIGN 912-DEM & SELLING | CUST912 | 0: 1; 2: 0.94815; 4: 0.051839; 5: 7.3312e-06; 8: 7.3312e-06; 10: 0; 11: 0; 12: 0; 13: 0
17 | DIR ASSIGN 913-ADVERTISING | CUST913 | 0: 1; 2: 0.94815; 4: 0.051839; 5: 7.3312e-06; 8: 7.3312e-06; 10: 0; 11: 0; 12: 0; 13: 0
18 | CUSTOMER ANNUALIZATION | CUSTANN | 0: 0; 2: 0; 4: 0; 5: 0; 8: 0; 10: 0; 11: 0; 12: 0; 13: 0
19 | CUSTOMER DEPOSITS INTEREST | CUSTDEPI | 0: 1; 2: 0.94709; 4: 0.052909; 5: 0; 8: 0; 10: 0; 11: 0; 12: 0; 13: 0
20 | LATE PAYMENT REVENUES | DIR450REV | 0: 1; 2: 0.96418; 4: 0.035809; 5: 1.0047e-05; 8: 0; 10: 1.0047e-05; 11: 1.0047e-05; 12: 0; 13: 0
21
22
23
24
25
INTERNALLY DEVELOPED
-
1 | PROD-TRANSM-DISTR-GENL PLT | PTDGPLT | 0: 1; 2: 0.88837; 4: 0.049434; 5: 0.0622; 8: 2.1643e-05; 10: 0.062178; 11: 0.019598; 12: 0.04258; 13: 1.3288e-21
2 | PROD-TRANSM-DISTR-GENL PLT KY | KURETPLT | 0: 1; 2: 1; 4: 0; 5: 0; 8: 0; 10: 0; 11: 0; 12: 0; 13: 0
3 | ALLOCATED O&M LABOR EXPENSE | LABOR | 0: 1; 2: 0.90371; 4: 0.046925; 5: 0.049364; 8: 2.2521e-05; 10: 0.049342; 11: 0.015752; 12: 0.03359; 13: 5.0603e-20
4 | ALLOCATED O&M LABOR EXPENSE | PTDCUSTLABOR | 0: 1; 2: 0.90371; 4: 0.046925; 5: 0.049364; 8: 2.2521e-05; 10: 0.049342; 11: 0.015752; 12: 0.03359; 13: 0
5 | TOTAL STEAM PROD PLANT-SYSTEM | STMSYS | 0: 1; 2: 0.87578; 4: 0.040473; 5: 0.08375; 8: 3.0774e-06; 10: 0.083747; 11: 0.025992; 12: 0.057755; 13: 0
6 | TOT HYDRAULIC PROD PLANT-SYS | HYDSYS | 0: 1; 2: 0.87578; 4: 0.040473; 5: 0.08375; 8: 3.0774e-06; 10: 0.083747; 11: 0.025992; 12: 0.057755; 13: 0
7 | TOTAL OTHER PROD PLANT-SYS | OTHSYS | 0: 1; 2: 0.87578; 4: 0.040473; 5: 0.08375; 8: 3.0774e-06; 10: 0.083747; 11: 0.025992; 12: 0.057755; 13: 0
8 | TRANSM KENTUCKY SYSTEM PROP | KYTRPLT | 0: 1; 2: 0.95106; 4: 0.045067; 5: 0.0038694; 8: 3.342e-06; 10: 0.003866; 11: 0.0011999; 12: 0.0026662; 13: 0
9 | TRANSM VIRGINIA PROPERTY | VATRPLT | 0: 1; 2: 0; 4: 1; 5: 0; 8: 0; 10: 0; 11: 0; 12: 0; 13: 0
10 | TRANSM VIRGINIA PROP TOTAL | VATRPLTT | 0: 1; 2: 0.1304; 4: 0.8696; 5: 4.5822e-07; 8: 4.5822e-07; 10: 0; 11: 0; 12: 0; 13: 0
11 | TOTAL DISTRIBUTION PLANT | DISTPLT | 0: 1; 2: 0.94436; 4: 0.052864; 5: 0.0027756; 8: 9.6191e-05; 10: 0.0026794; 11: 0.0023225; 12: 0.00035691; 13: 0
12 | TOTAL DIST PLANT KY & FERC | DISTPLTKF | 0: 1; 2: 0.99717; 4: 0; 5: 0.0028292; 8: 0; 10: 0.0028292; 11: 0.0024524; 12: 0.00037687; 13: 0
13 | TOTAL GENERAL PLANT | GENPLT | 0: 1; 2: 0.90872; 4: 0.044486; 5: 0.046798; 8: 2.1351e-05; 10: 0.046777; 11: 0.014933; 12: 0.031844; 13: 6.0211e-20
14 | ACCT 302-FRANCHISE | PLT302TOT | 0: 1; 2: 1; 4: 0; 5: 0; 8: 0; 10: 0; 11: 0; 12: 0; 13: 0
15 | ACCT 303-SOFTWARE | PLT303TOT | 0: 1; 2: 0.88837; 4: 0.049434; 5: 0.0622; 8: 2.1643e-05; 10: 0.062178; 11: 0.019598; 12: 0.04258; 13: 1.3288e-21
16 | TOTAL PRODUCTION PLANT SYSTEM | PRODSYS | 0: 1; 2: 0.87578; 4: 0.040473; 5: 0.08375; 8: 3.0774e-06; 10: 0.083747; 11: 0.025992; 12: 0.057755; 13: 0
17 | TOTAL PRODUCTION PLANT | PRODPLT | 0: 1; 2: 0.87012; 4: 0.041082; 5: 0.088797; 8: 3.0575e-06; 10: 0.088794; 11: 0.027558; 12: 0.061236; 13: 0
18 | TOTAL TRANSMISSION PLANT | TRANPLT | 0: 1; 2: 0.89829; 4: 0.098092; 5: 0.0036206; 8: 3.1565e-06; 10: 0.0036174; 11: 0.0011227; 12: 0.0024947; 13: 0
19 | TOTAL TRANSMISSION PLANT EXCL FERC | TRANPLTXF | 0: 1; 2: 0.90155; 4: 0.098448; 5: 3.168e-06; 8: 3.168e-06; 10: 0; 11: 0; 12: 0; 13: 0
20 | MAT & SUPPLIES DISTRIBUTED | M_S | 0: 1; 2: 0.88554; 4: 0.05267; 5: 0.06179; 8: 1.5538e-05; 10: 0.061775; 11: 0.019372; 12: 0.042403; 13: 0
21 | ACCT 924 & 925 INSURANCE | EXP9245TOT | 0: 1; 2: 0.89465; 4: 0.048402; 5: 0.056943; 8: 2.1999e-05; 10: 0.056921; 11: 0.018023; 12: 0.038899; 13: 2.148e-20
22 | REVENUE SALE OF ELECT-KY | REVKY | 0: 1; 2: 1; 4: 0; 5: 0; 8: 0; 10: 0; 11: 0; 12: 0; 13: 0
23 | CWIP PROD FERC-POST ALLOC | CWIPPP | 0: 1; 2: 0; 4: 0; 5: 1; 8: 0; 10: 1; 11: 0.31036; 12: 0.68964; 13: 0
24 | CWIP TRAN FERC-POST ALLOC | CWIPTP | 0: 0; 2: 0; 4: 0; 5: 0; 8: 0; 10: 0; 11: 0; 12: 0; 13: 0
25 | ACC DEF INC TX PROD FERC-POST | ADITPP | 0: 1; 2: 0; 4: 0; 5: 1; 8: 0; 10: 1; 11: 0.31036; 12: 0.68964; 13: 0
26 | ACC DEF INC TX TRAN FERC-POST | ADITTP | 0: 1; 2: 0; 4: 0; 5: 1; 8: 0; 10: 1; 11: 0.31036; 12: 0.68964; 13: 0
27 | TRANSMISSION PLANT EXCL VA | TRANPLTX | 0: 1; 2: 0.95106; 4: 0.045067; 5: 0.0038694; 8: 3.342e-06; 10: 0.003866; 11: 0.0011999; 12: 0.0026662; 13: 0
28 | TRANSM PLANT VA & 500 KV | TRPLTVA | 0: 1; 2: 0.1304; 4: 0.8696; 5: 4.5822e-07; 8: 4.5822e-07; 10: 0; 11: 0; 12: 0; 13: 0
29 | TOT ACCT 364 & 365-OVHD LINE | PLT3645TOT | 0: 1; 2: 0.92716; 4: 0.072718; 5: 0.00012223; 8: 0.00012223; 10: 0; 11: 0; 12: 0; 13: 0
30 | TOTAL ELECTRIC PLANT | PLANT | 0: 1; 2: 0.88837; 4: 0.049433; 5: 0.062199; 8: 2.1643e-05; 10: 0.062178; 11: 0.019597; 12: 0.04258; 13: 1.3288e-21
31 | TOTAL ELECTRIC PLANT KY | PLANTKY | 0: 1; 2: 1; 4: 0; 5: 0; 8: 0; 10: 0; 11: 0; 12: 0; 13: 0
32 | TOTAL ELECTRIC PLANT KY & FERC | PLANTKF | 0: 1; 2: 0.93457; 4: 0; 5: 0.065434; 8: 2.2768e-05; 10: 0.065411; 11: 0.020617; 12: 0.044795; 13: 1.3979e-21
33 | TOTAL ELECTRIC PLANT VA | PLANTVA | 0: 1; 2: 0; 4: 1; 5: 0; 8: 0; 10: 0; 11: 0; 12: 0; 13: 0
34 | TOTAL STEAM PROD PLANT | STMPLT | 0: 1; 2: 0.86934; 4: 0.04122; 5: 0.089439; 8: 3.0548e-06; 10: 0.089435; 11: 0.027757; 12: 0.061678; 13: 0
35 | TOTAL HYDRAULIC PROD PLANT | HYDPLT | 0: 1; 2: 0.87359; 4: 0.040378; 5: 0.086028; 8: 3.0697e-06; 10: 0.086025; 11: 0.026698; 12: 0.059326; 13: 0
36 | TOTAL OTHER PROD PLANT | OTHPLT | 0: 1; 2: 0.87402; 4: 0.040392; 5: 0.085583; 8: 3.0713e-06; 10: 0.08558; 11: 0.026561; 12: 0.05902; 13: 0
37 | TOT ACCT 360-362 SUBSTATIONS | PLT3602TOT | 0: 1; 2: 0.94035; 4: 0.041193; 5: 0.018458; 8: 0.00033417; 10: 0.018124; 11: 0.018124; 12: 0; 13: 0
38 | TOT ACCT 366 & 367-UG LINES | PLT3667TOT | 0: 1; 2: 0.9732; 4: 0.026805; 5: 0; 8: 0; 10: 0; 11: 0; 12: 0; 13: 0
39 | TOT ACCT 373-STREET LIGHTING | PLT373TOT | 0: 1; 2: 0.96714; 4: 0.032855; 5: 0; 8: 0; 10: 0; 11: 0; 12: 0; 13: 0
40 | TOTAL ACCT 370-METERS | PLT370TOT | 0: 1; 2: 0.9507; 4: 0.045114; 5: 0.0041886; 8: 4.8106e-05; 10: 0.0041405; 11: 0.00072352; 12: 0.003417; 13: 0
41 | TOT ACCT 371-CUSTOMER INSTALL | PLT371TOT | 0: 1; 2: 1; 4: 0; 5: 0; 8: 0; 10: 0; 11: 0; 12: 0; 13: 0
42 | TOT ACCT 368-LINE TRANSFORMER | PLT368TOT | 0: 1; 2: 0.95884; 4: 0.039539; 5: 0.0016188; 8: 9.6905e-06; 10: 0.0016091; 11: 0.00049939; 12: 0.0011097; 13: 0
43 | TOT ACCT 902-904 CUST ACCTS | EXP9024CA | 0: 1; 2: 0.94878; 4: 0.050041; 5: 0.001176; 8: 7.9195e-06; 10: 0.0011681; 11: 0.00060584; 12: 0.00056229; 13: 0
44 | TOT ACCT 908-909 CUST SERV | EXP9089CS | 0: 1; 2: 0.99901; 4: 0.00099085; 5: 1.4013e-07; 8: 1.4013e-07; 10: 0; 11: 0; 12: 0; 13: 0
45 | TOTAL TRANS & DISTRIB PLANT | TRDSPLT | 0: 1; 2: 0.92831; 4: 0.068618; 5: 0.0030699; 8: 6.3785e-05; 10: 0.0030061; 11: 0.0019046; 12: 0.0011016; 13: 0
INTERNALLY DEVELOPED-CON'T
-
1 | TOT ACCT 912-913 SALES EXP | EXP9123SA | 0: 1; 2: 0.94815; 4: 0.051839; 5: 7.3312e-06; 8: 7.3312e-06; 10: 0; 11: 0; 12: 0; 13: 0
2 | REVENUE SALE OF ELECT-FERC | REVFERC | 0: 1; 2: 0; 4: 0; 5: 1; 8: 0; 10: 1; 11: 0.31108; 12: 0.68892; 13: 0
3 | REVENUE SALE OF ELECT-VA | REVVA | 0: 1; 2: 0; 4: 1; 5: 0; 8: 0; 10: 0; 11: 0; 12: 0; 13: 0
4 | REVENUE SALE OF ELECT | REVENUE | 0: 1; 2: 0.8946; 4: 0.041353; 5: 0.064052; 8: 3.4831e-08; 10: 0.064052; 11: 0.019925; 12: 0.044127; 13: 0
5 | REV SALE OF ELECT-VA NON JUR | REVNJVA | 0: 1; 2: 0; 4: 1; 5: 0; 8: 0; 10: 0; 11: 0; 12: 0; 13: 0
6 | REV SALE OF ELECT-EXCL FERC | REVENUEX | 0: 1; 2: 0.95582; 4: 0.044183; 5: 3.7215e-08; 8: 3.7215e-08; 10: 0; 11: 0; 12: 0; 13: 0
7 | KENTUCKY DISTRIBUTION PLANT | KYDIST | 0: 1; 2: 0.99717; 4: 0; 5: 0.0028292; 8: 0; 10: 0.0028292; 11: 0.0024524; 12: 0.00037687; 13: 0
8 | VIRGINIA DISTRIBUTION PLANT | VADIST | 0: 1; 2: 0; 4: 1; 5: 0; 8: 0; 10: 0; 11: 0; 12: 0; 13: 0
9 | TENNESSEE DISTRIBUTION PLT | TNDIST | 0: 1; 2: 0; 4: 0; 5: 1; 8: 1; 10: 0; 11: 0; 12: 0; 13: 0
10 | NET ELECTRIC PLANT IN SERVICE | NETPLANT | 0: 1; 2: 0.89174; 4: 0.046437; 5: 0.061827; 8: 7.8956e-06; 10: 0.061819; 11: 0.019476; 12: 0.042343; 13: 1.3594e-21
11 | RATE BASE | RATEBASE | 0: 1; 2: 0.89394; 4: 0.043625; 5: 0.062437; 8: 4.6021e-06; 10: 0.062433; 11: 0.019659; 12: 0.042774; 13: 1.083e-21
12 | TOTAL CWIP FERC-AFUDC POST | AFUDC | 0: 0; 2: 0; 4: 0; 5: 0; 8: 0; 10: 0; 11: 0; 12: 0; 13: 0
13 | TOTAL 201(E) EXCESS | TAX203E | 0: 1; 2: 0.90504; 4: 0.031597; 5: 0.063366; 8: 2.2073e-05; 10: 0.063344; 11: 0.019965; 12: 0.043379; 13: 0
14 | STEAM OPERATING EXP 501-507 | EXP5017STM | 0: 1; 2: 0.87797; 4: 0.037134; 5: 0.084893; 8: 4.0657e-06; 10: 0.084889; 11: 0.026752; 12: 0.058137; 13: 0
15 | STEAM MAINTENANCE EXP 511-514 | EXP5114STM | 0: 1; 2: 0.87875; 4: 0.036879; 5: 0.084375; 8: 4.0574e-06; 10: 0.084371; 11: 0.026595; 12: 0.057777; 13: 0
16 | HYDRO OPERATING EXP 536-540 | EXP5360HYD | 0: 1; 2: 0.87359; 4: 0.040378; 5: 0.086028; 8: 3.0697e-06; 10: 0.086025; 11: 0.026698; 12: 0.059326; 13: 0
17 | HYDRO MAINTENANCE EXP 542-545 | EXP5425HYD | 0: 1; 2: 0.87464; 4: 0.03967; 5: 0.085691; 8: 3.2811e-06; 10: 0.085688; 11: 0.02668; 12: 0.059008; 13: 0
18 | OTHER PROD OPER EXP 547-549 | EXP5479OTH | 0: 1; 2: 0.87936; 4: 0.036474; 5: 0.084169; 8: 4.2354e-06; 10: 0.084165; 11: 0.026595; 12: 0.05757; 13: 0
19 | OTHER PROD MAINT EXP 552-554 | EXP5524OTH | 0: 1; 2: 0.87402; 4: 0.040392; 5: 0.085583; 8: 3.0713e-06; 10: 0.08558; 11: 0.026561; 12: 0.05902; 13: 0
20 | TOTAL STEAM OPERATIONS LABOR | LABSTMOP | 0: 0; 2: 0; 4: 0; 5: 0; 8: 0; 10: 0; 11: 0; 12: 0; 13: 0
21 | TOTAL STEAM MAINTENANCE LABOR | LABSTMMN | 0: 0; 2: 0; 4: 0; 5: 0; 8: 0; 10: 0; 11: 0; 12: 0; 13: 0
22 | TOTAL HYDRO OPERATIONS LABOR | LABHYDOP | 0: 0; 2: 0; 4: 0; 5: 0; 8: 0; 10: 0; 11: 0; 12: 0; 13: 0
23 | TOTAL HYDRO MAINTENANCE LABOR | LABHYDMN | 0: 0; 2: 0; 4: 0; 5: 0; 8: 0; 10: 0; 11: 0; 12: 0; 13: 0
24 | TOTAL OTHER OPERATIONS LABOR | LABOTHOP | 0: 0; 2: 0; 4: 0; 5: 0; 8: 0; 10: 0; 11: 0; 12: 0; 13: 0
25 | TOTAL OTHER MAINTENANCE LABOR | LABOTHMN | 0: 0; 2: 0; 4: 0; 5: 0; 8: 0; 10: 0; 11: 0; 12: 0; 13: 0
26 | TRANSM OPER EXP 562-567 | EXP5627TX | 0: 1; 2: 0.90155; 4: 0.098448; 5: 3.168e-06; 8: 3.168e-06; 10: 0; 11: 0; 12: 0; 13: 0
27 | TRANSM MAINT EXP 569-573 | EXP5693TX | 0: 1; 2: 0.90207; 4: 0.097922; 5: 3.151e-06; 8: 3.151e-06; 10: 0; 11: 0; 12: 0; 13: 0
28 | TOT TRANSM OPERATIONS LABOR | LABTROP | 0: 1; 2: 0.90155; 4: 0.098448; 5: 3.168e-06; 8: 3.168e-06; 10: 0; 11: 0; 12: 0; 13: 0
29 | TOT TRANSM MAINTENANCE LABOR | LABTRMN | 0: 0; 2: 0; 4: 0; 5: 0; 8: 0; 10: 0; 11: 0; 12: 0; 13: 0
30 | DISTR OPER EXP 582-589 | EXP5829DIS | 0: 1; 2: 0.94244; 4: 0.053497; 5: 0.0040661; 8: 0.00010303; 10: 0.0039631; 11: 0.0024971; 12: 0.001466; 13: 0
31 | DISTR MAINT EXP 591-598 | EXP5918DIS | 0: 1; 2: 0.93563; 4: 0.063383; 5: 0.00098901; 8: 0.00010346; 10: 0.00088554; 11: 0.00074246; 12: 0.00014308; 13: 0
32 | TOT DISTR OPERATIONS LABOR | LABDISOP | 0: 1; 2: 0.94436; 4: 0.052864; 5: 0.0027756; 8: 9.6191e-05; 10: 0.0026794; 11: 0.0023225; 12: 0.00035691; 13: 0
33 | TOT DISTR MAINTENANCE LABOR | LABDISMN | 0: 0; 2: 0; 4: 0; 5: 0; 8: 0; 10: 0; 11: 0; 12: 0; 13: 0
34 | CUST ACCT EXP 902, 903 & 905 | EXP9025CA | 0: 1; 2: 0.94878; 4: 0.050041; 5: 0.001176; 8: 7.9195e-06; 10: 0.0011681; 11: 0.00060584; 12: 0.00056229; 13: 0
35 | TOTAL CUST ACCOUNTS LABOR | LABCA | 0: 1; 2: 0.94878; 4: 0.050041; 5: 0.001176; 8: 7.9195e-06; 10: 0.0011681; 11: 0.00060584; 12: 0.00056229; 13: 0
36 | CUST SERVICES EXP 908-910 | EXP9080CS | 0: 1; 2: 0.99725; 4: 0.00275; 5: 3.8892e-07; 8: 3.8892e-07; 10: 0; 11: 0; 12: 0; 13: 0
37 | TOTAL CUST SERVICES LABOR | LABCS | 0: 1; 2: 0.94878; 4: 0.050041; 5: 0.001176; 8: 7.9195e-06; 10: 0.0011681; 11: 0.00060584; 12: 0.00056229; 13: 0
38 | SALES EXPENSE 912-916 | EXP9126SA | 0: 1; 2: 0.94815; 4: 0.051839; 5: 7.3312e-06; 8: 7.3312e-06; 10: 0; 11: 0; 12: 0; 13: 0
39 | TOTAL SALES EXP LABOR | LABSA | 0: 1; 2: 0.99725; 4: 0.00275; 5: 3.8892e-07; 8: 3.8892e-07; 10: 0; 11: 0; 12: 0; 13: 0
40 | TOT ADMINISTRATIVE & GEN EXP | A_GEXP | 0: 1; 2: 0.89942; 4: 0.048698; 5: 0.051879; 8: 2.3067e-05; 10: 0.051856; 11: 0.016541; 12: 0.035314; 13: 4.7058e-20
INTERNALLY DEVELOPED-CON'T
-
1 | ACCT 930-EPRI & ADVERTISING | EXP930A | 0: 1; 2: 0.90581; 4: 0.046107; 5: 0.048086; 8: 2.2129e-05; 10: 0.048064; 11: 0.015344; 12: 0.03272; 13: 4.9292e-20
2 | TOTAL CUSTOMER SERVICES EXP | CUSTSER | 0: 1; 2: 0.99896; 4: 0.0010387; 5: 1.4689e-07; 8: 1.4689e-07; 10: 0; 11: 0; 12: 0; 13: 0
3 | DISTRIBUTION PLANT EXCL VA | DPLTXVA | 0: 1; 2: 0.99707; 4: 0; 5: 0.0029305; 8: 0.00010156; 10: 0.002829; 11: 0.0024521; 12: 0.00037683; 13: 0
4 | ACCT 926 DIR ASSIGN COMP.KY RET | LABPTDKY | 0: 1; 2: 1; 4: 0; 5: 0; 8: 0; 10: 0; 11: 0; 12: 0; 13: 0
5 | ACCT 926 DIR ASSIGN COMP.VAJ | LABPTDVAJ | 0: 1; 2: 0; 4: 1; 5: 0; 8: 0; 10: 0; 11: 0; 12: 0; 13: 0
6 | ACCT 926 DIR ASSIGN COMP.VANJ | LABPTDVNJ | 0: 0; 2: 0; 4: 0; 5: 0; 8: 0; 10: 0; 11: 0; 12: 0; 13: 0
7 | ACCT 926 DIR ASSIGN COMP.FERC | LABPTDFER | 0: 1; 2: 0; 4: 0; 5: 1; 8: 0; 10: 1; 11: 0.31851; 12: 0.68149; 13: 0
8 | 203(E) EXCESS DEF TAXES EXCL VA | STATE203E | 0: 1; 2: 0.93457; 4: 0; 5: 0.065433; 8: 2.2941e-05; 10: 0.06541; 11: 0.020616; 12: 0.044794; 13: 0
9 | ALLOC O&M LABOR EXPENSE EXCL FERC | LABORXF | 0: 1; 2: 0.95062; 4: 0.049361; 5: 2.369e-05; 8: 2.369e-05; 10: 0; 11: 0; 12: 0; 13: 0
10 | TRANSM KENTUCKY SYS PROP XFERC | KYTRPLTXF | 0: 1; 2: 0.95475; 4: 0.045242; 5: 3.3549e-06; 8: 3.3549e-06; 10: 0; 11: 0; 12: 0; 13: 0
11
12
13
14
15
16
17
18
19
20
21
22
23
24
25
26
27
28
29
30
31
32
33
34
35
36
37
38
39
40
REVENUES FROM ELECTRIC SALES
-
1 | 440-RESIDENTIAL |  | 0: 1; 2: 0.94183; 4: 0.058168; 5: 0; 8: 0; 10: 0; 11: 0; 12: 0; 13: 0
2 | 442-COMMERCIAL |  | 0: 1; 2: 0.95815; 4: 0.041853; 5: 0; 8: 0; 10: 0; 11: 0; 12: 0; 13: 0
3 | 442-LARGE COMMERCIAL |  | 0: 0; 2: 0; 4: 0; 5: 0; 8: 0; 10: 0; 11: 0; 12: 0; 13: 0
4 | 442-INDUSTRIAL |  | 0: 1; 2: 0.97554; 4: 0.024462; 5: 0; 8: 0; 10: 0; 11: 0; 12: 0; 13: 0
5 | 442-MINE POWER |  | 0: 0; 2: 0; 4: 0; 5: 0; 8: 0; 10: 0; 11: 0; 12: 0; 13: 0
6 | 444-PUBLIC ST & HWY LIGHTING |  | 0: 1; 2: 0.96734; 4: 0.032663; 5: 0; 8: 0; 10: 0; 11: 0; 12: 0; 13: 0
7 | 445-OTHER PUBLIC AUTHORITIES |  | 0: 1; 2: 0.95138; 4: 0.048617; 5: 0; 8: 0; 10: 0; 11: 0; 12: 0; 13: 0
8 | 445-MUNICIPAL PUMPING |  | 0: 0; 2: 0; 4: 0; 5: 0; 8: 0; 10: 0; 11: 0; 12: 0; 13: 0
9 | 447-SALES FOR RESALE-MUNICIPAL WHOLESALE |  | 0: 1; 2: 0; 4: 0; 5: 1; 8: 0; 10: 1; 11: 0.31102; 12: 0.68898; 13: 0
10 | ANNUALIZATION |  | 0: 0; 2: 0; 4: 0; 5: 0; 8: 0; 10: 0; 11: 0; 12: 0; 13: 0
11 | 449-PROVISION FOR RATE REFUND |  | 0: 0; 2: 0; 4: 0; 5: 0; 8: 0; 10: 0; 11: 0; 12: 0; 13: 0
12
13
14
15
16
17
18
SUMMARY OF RESULTS AS ALLOCATED
ELEMENTS OF RATE BASE
1 | PLANT IN SERVICE |  | 0: 9527059121.0508; 2: 8463527046.5532; 4: 470955559.47; 5: 592576515.0276; 8: 206189.8097; 10: 592370325.2179; 11: 186706051.3002; 12: 405664273.9177; 13: 1.266e-11
2 | LESS RESERVE FOR DEPRECIATION |  | 0: 3301600480.799; 2: 2912060195.4346; 4: 181863142.5796; 5: 207677142.7848; 8: 157036.3501; 10: 207520106.4347; 11: 65458017.5645; 12: 142062088.8702; 13: 4.1973e-12
3 | NET PLANT IN SERVICE |  | 0: 6225458640.2518; 2: 5551466851.1186; 4: 289092416.8904; 5: 384899372.2428; 8: 49153.4595; 10: 384850218.7832; 11: 121248033.7357; 12: 263602185.0475; 13: 8.4626e-12
4 | CONST WORK IN PROGRESS |  | 0: 310684174.5885; 2: 279608228.7809; 4: 11580634.5231; 5: 19495311.2844; 8: 1416.3411; 10: 19493894.9433; 11: 6062672.2052; 12: 13431222.7381; 13: 1.8216e-12
5 | NET PLANT |  | 0: 6536142814.8402; 2: 5831075079.8995; 4: 300673051.4135; 5: 404394683.5272; 8: 50569.8007; 10: 404344113.7265; 11: 127310705.9409; 12: 277033407.7856; 13: 1.0284e-11
ADD:
6 | MATERIALS & SUPPLIES |  | 0: 54563930; 2: 48318505.1654; 4: 2873904.812; 5: 3371520.0226; 8: 847.8218; 10: 3370672.2008; 11: 1057002.6849; 12: 2313669.5159; 13: 0
7 | FUEL INVENTORY |  | 0: 81295505; 2: 71489838.5918; 4: 2963645.3065; 5: 6842021.1017; 8: 344.7662; 10: 6841676.3354; 11: 2162061.4719; 12: 4679614.8635; 13: 0
8 | PREPAYMENTS |  | 0: 17200529.2325; 2: 16171253.6925; 4: 0; 5: 1029275.54; 8: 397.6499; 10: 1028877.8901; 11: 325765.8669; 12: 703112.0231; 13: 3.8825e-13
9 | WORKING CASH |  | 0: 117152089.9299; 2: 109010034.9523; 4: 0; 5: 8142054.9776; 8: 1573.8498; 10: 8140481.1278; 11: 2575361.6331; 12: 5565119.4948; 13: 7.4464e-13
10 | EMISSION ALLOWANCES |  | 0: 136560; 2: 119596.1423; 4: 5526.9645; 5: 11436.8932; 8: 0.42025; 10: 11436.473; 11: 3549.411; 12: 7887.062; 13: 0
11 | TOTAL ADDITIONS |  | 0: 270348614.1625; 2: 245109228.5443; 4: 5843077.083; 5: 19396308.5351; 8: 3164.508; 10: 19393144.0271; 11: 6123741.0677; 12: 13269402.9594; 13: 1.1329e-12
DEDUCT:
12 | RESERVE FOR DEF TAXES |  | 0: 1320499235; 2: 1179774202.626; 4: 62085394.0922; 5: 78639638.2818; 8: 28667.5423; 10: 78610970.7395; 11: 24795037.5904; 12: 53815933.149; 13: 1.8306e-12
13 | RESERVE FOR ITC |  | 0: 93303579.6277; 2: 81185411.3983; 4: 3833073.7034; 5: 8285094.526; 8: 285.2796; 10: 8284809.2464; 11: 2571264.1284; 12: 5713545.118; 13: 0
14 | CUSTOMER ADVANCES |  | 0: 1576406.04; 2: 1549703.6163; 4: 26702.4237; 5: 0; 8: 0; 10: 0; 11: 0; 12: 0; 13: 0
15 | CUSTOMER DEPOSITS-VIRGINIA |  | 0: 28000984.02; 2: 0; 4: 1378728.5513; 5: -729.0145; 8: 0; 10: -729.0145; 11: -729.0145; 12: 0; 13: 0
16 | DEFERRED FUEL-VIRGINIA |  | 0: 1421186; 2: 0; 4: 1421186; 5: 0; 8: 0; 10: 0; 11: 0; 12: 0; 13: 0
17 | OPEB UNFUNDED-VIRGINIA |  | 0: 60917532.8672; 2: 0; 4: 2858566.6203; 5: 3.0826e-12; 8: 0; 10: 3.0826e-12; 11: 0; 12: 0; 13: 3.0826e-12
18 | WORKMANS COMPENSATION-FERC |  | 0: 5727440; 2: 0; 4: 0; 5: 282601.5297; 8: 0; 10: 282601.5297; 11: 90217.8632; 12: 192383.6666; 13: 2.8982e-13
19 | VESTED VACATION-FERC |  | 0: 6375756.49; 2: 0; 4: 0; 5: 314590.5566; 8: 0; 10: 314590.5566; 11: 100430.0572; 12: 214160.4994; 13: 3.2263e-13
20 | MEDICAL AND DENTAL RESERVE-FERC |  | 0: 1183818; 2: 0; 4: 0; 5: 58411.5727; 8: 0; 10: 58411.5727; 11: 18647.3416; 12: 39764.231; 13: 5.9904e-14
21 | TOTAL DEDUCTIONS |  | 0: 1519005938.0449; 2: 1262509317.6405; 4: 71603651.3908; 5: 87579607.4523; 8: 28952.8219; 10: 87550654.6304; 11: 27574867.9663; 12: 59975786.6641; 13: 5.5856e-12
22 | NET ORIGINAL COST RATE BASE |  | 0: 5287485490.9579; 2: 4813674990.8033; 4: 234912477.1057; 5: 336211384.61; 8: 24781.4867; 10: 336186603.1233; 11: 105859579.0423; 12: 230327024.081; 13: 5.8315e-12
DEVELOPMENT OF RETURN
23 | OPERATING REVENUES |  | 0: 1834046623.6076; 2: 1642616498.3455; 4: 75952935.4837; 5: 115477189.7784; 8: 193.358; 10: 115476996.4204; 11: 35922856.2; 12: 79554140.2204; 13: 0
OPERATING EXPENSES
24 | OPERATION & MAINT EXPENSE |  | 0: 1036208025.8786; 2: 922833618.2842; 4: 43381120.845; 5: 69993286.7494; 8: 12825.9916; 10: 69980460.7577; 11: 22133693.6448; 12: 47846767.113; 13: 5.9571e-12
25 | DEPRECIATION & AMORT EXP |  | 0: 313724399.5542; 2: 278222381.5392; 4: 14819180.8555; 5: 20682837.1596; 8: 5672.8571; 10: 20677164.3025; 11: 6496147.5075; 12: 14181016.7949; 13: 2.4498e-14
26 | REGULATORY DEBITS |  | 0: 1781349.496; 2: 1629582.8909; 4: 50948.2955; 5: 100818.3095; 8: 0; 10: 100818.3095; 11: 31356.7901; 12: 69461.5195; 13: 0
27 | TAXES OTHER THAN INC TAX |  | 0: 43865520.7369; 2: 39598799.2421; 4: 1890182.1273; 5: 2376539.3674; 8: 476.7214; 10: 2376062.646; 11: 750791.8272; 12: 1625270.8188; 13: 5.8118e-13
28 | INCOME TAXES |  | 0: 131735279.9; 2: 120693069.36; 4: 4533067.4428; 5: 6509434.54; 8: -7497.58; 10: 6516932.12; 11: 1847189.98; 12: 4669742.14; 13: -8.4857e-16
29 | (GAIN) / LOSS DISPOSITION ALLOWANCES |  | 0: 0; 2: 0; 4: 0; 5: 0; 8: 0; 10: 0; 11: 0; 12: 0; 13: 0
30 | (GAIN) / LOSS DISPOSITION PROPERTY-VA |  | 0: 0; 2: 0; 4: 0; 5: 0; 8: 0; 10: 0; 11: 0; 12: 0; 13: 0
31 | CHARITABLE CONTRIBUTIONS-VA |  | 0: 957051.459; 2: 0; 4: 22454.9093; 5: 0; 8: 0; 10: 0; 11: 0; 12: 0; 13: 0
32 | INTEREST ON CUSTOMER DEPOSITS-VA |  | 0: 103603.6409; 2: 0; 4: 5481.5276; 5: 0; 8: 0; 10: 0; 11: 0; 12: 0; 13: 0
33 | ACCRETION EXPENSE |  | 0: 0; 2: 0; 4: 0; 5: 0; 8: 0; 10: 0; 11: 0; 12: 0; 13: 0
34 | TOTAL OPERATING EXPENSES |  | 0: 1528375230.6656; 2: 1362977451.3164; 4: 64702436.0031; 5: 99662916.1259; 8: 11477.9902; 10: 99651438.1358; 11: 31259179.7495; 12: 68392258.3862; 13: 6.5619e-12
Financial Statements Net Operating Income
35 | RETURN |  | 0: 305671392.942; 2: 279639047.0291; 4: 11250499.4805; 5: 15814273.6525; 8: -11284.6321; 10: 15825558.2847; 11: 4663676.4505; 12: 11161881.8342; 13: -6.5619e-12; 16: 334879007.68; 19: -28146959.6381
36 | RATE OF RETURN |  | 0: 0.05781; 2: 0.058093; 4: 0.047892; 5: 0.047037; 8: -0.45537; 10: 0.047074; 11: 0.044055; 12: 0.048461; 13: -1.1253
ELECTRIC PLANT IN SERVICE
INTANGIBLE PLANT
1 | 301-ORGANIZATION | PTDGPLT | 0: 44455.58; 2: 39492.851; 4: 2197.6063; 5: 2765.1227; 8: 0.96214; 10: 2764.1605; 11: 871.2211; 12: 1892.9395; 13: 5.9075e-17; 16: 44455.58
2 | 302-FRANCHISE | KURETPLT | 0: 55918.83; 2: 55918.83; 4: 0; 5: 0; 8: 0; 10: 0; 11: 0; 12: 0; 13: 0; 16: 55918.83
3 | 303-SOFTWARE | PTDGPLT | 0: 115922918.5592; 2: 102982045.187; 4: 5730505.3653; 5: 7210368.007; 8: 2508.8818; 10: 7207859.1252; 11: 2271806.7707; 12: 4936052.3545; 13: 1.5404e-13; 16: 115922918.5592
4 | TOTAL INTANGIBLE PLANT |  | 0: 116023292.9692; 2: 103077456.8679; 4: 5732702.9716; 5: 7213133.1297; 8: 2509.8439; 10: 7210623.2858; 11: 2272677.9918; 12: 4937945.294; 13: 1.541e-13; 17: ok
PRODUCTION PLANT
| STEAM PRODUCTION PLANT |  | 19: AFUDC component of plant
5 | 310-LAND | DEMPROD | 0: 24155712.5292; 2: 21155023.6757; 4: 977649.1287; 5: 2023039.7248; 8: 74.3372; 10: 2022965.3876; 11: 627845.2743; 12: 1395120.1133; 13: 0; 16: 24155712.5292
6 | 311-STRUCTURES AND IMPROVEMENTS | DEMPROD | 0: 336021382.2192; 2: 294279884.6362; 4: 13599723.5085; 5: 28141774.0746; 8: 1034.078; 10: 28140739.9966; 11: 8733728.5805; 12: 19407011.4161; 13: 0; 16: 336021382.2192; 19: 3559949.2
7 | 312-BOILER PLANT EQUIPMENT | DEMPROD | 0: 3987560272.7969; 2: 3492214600.4768; 4: 161387697.489; 5: 333957974.8312; 8: 12271.3865; 10: 333945703.4447; 11: 103643014.8908; 12: 230302688.5538; 13: 0; 16: 3987560272.7969; 19: 28230965
8 | 314-TURBOGENERATOR UNITS | DEMPROD | 0: 336279515.9523; 2: 294505952.289; 4: 13610170.9014; 5: 28163392.7619; 8: 1034.8724; 10: 28162357.8896; 11: 8740437.8856; 12: 19421920.004; 13: 0; 16: 336279515.9523; 19: 4147625.2
9 | 315-ACCESSORY ELECTRIC EQUIP | DEMPROD | 0: 223664979.75; 2: 195880702.6007; 4: 9052346.202; 5: 18731930.9472; 8: 688.3105; 10: 18731242.6368; 11: 5813407.5076; 12: 12917835.1292; 13: 0; 16: 223664979.75; 19: 2882424.8
10 | 316-MISC POWER PLANT EQUIP | DEMPROD | 0: 40483701.87; 2: 35454705.4038; 4: 1638488.445; 5: 3390508.0213; 8: 124.5852; 10: 3390383.436; 11: 1052235.6099; 12: 2338147.8261; 13: 0; 16: 40483701.87; 19: 261828.9
11 | 317-ARO COST STEAM EQUIP | DEMPROD | 0: 331002428.33; 2: 289884398.9627; 4: 13396592.4317; 5: 27721436.9356; 8: 1018.6326; 10: 27720418.3031; 11: 8603278.01; 12: 19117140.2931; 13: 0; 16: 331002428.33; 19: 39082793.1
12 | FERC-AFUDC PRE | DEMFERC | 0: 17053962.5; 2: 0; 4: 5556459.0148; 5: 11497503.4852; 8: 0; 10: 11497503.4852; 11: 3568352.3179; 12: 7929151.1674; 13: 0; 16: 17053962.5
13 | FERC-AFUDC POST | DEMFERCP | 0: 22028830.6; 2: 0; 4: 0; 5: 22028830.6; 8: 0; 10: 22028830.6; 11: 6836843.2184; 12: 15191987.3816; 13: 0; 16: 22028830.6
14 | TOTAL STEAM PROD PLANT |  | 0: 5318250786.5477; 2: 4623375268.0449; 4: 219219127.121; 5: 475656391.3818; 8: 16246.2023; 10: 475640145.1795; 11: 147619143.2949; 12: 328021001.8846; 13: 0; 16: 5318250786.5477; 17: ok; 18: ok; 19: Total steam plant
HYDRAULIC PRODUCTION PLANT
15 | 330-LAND RIGHTS | DEMPROD | 0: 879311.47; 2: 770080.9878; 4: 35588.1902; 5: 73642.2919; 8: 2.706; 10: 73639.5859; 11: 22854.6995; 12: 50784.8864; 13: 0; 16: 879311.47
16 | 331-STRUCTURES AND IMPROVEMENTS | DEMPROD | 0: 2930163.93; 2: 2566170.9311; 4: 118591.9153; 5: 245401.0836; 8: 9.0173; 10: 245392.0663; 11: 76159.6071; 12: 169232.4592; 13: 0; 16: 2930163.93
17 | 332-RESERVOIRS, DAMS, AND WATER | DEMPROD | 0: 21842694.07; 2: 19129334.7126; 4: 884034.8137; 5: 1829324.5437; 8: 67.2191; 10: 1829257.3246; 11: 567726.2566; 12: 1261531.068; 13: 0; 16: 21842694.07; 19: 42952.3
18 | 333-WATER WHEEL, TURBINES, GEN | DEMPROD | 0: 13988241.58; 2: 12250583.8505; 4: 566143.1918; 5: 1171514.5377; 8: 43.0477; 10: 1171471.49; 11: 363576.581; 12: 807894.9091; 13: 0; 16: 13988241.58; 19: 58500
19 | 334-ACCESSORY ELECTRIC EQUIP | DEMPROD | 0: 1358700.39; 2: 1189918.9015; 4: 54990.3983; 5: 113791.0902; 8: 4.1813; 10: 113786.9089; 11: 35314.7777; 12: 78472.1312; 13: 0; 16: 1358700.39; 19: 3884.4
20 | 335-MISC POWER PLANT EQUIP | DEMPROD | 0: 316126.74; 2: 276856.6094; 4: 12794.5318; 5: 26475.5988; 8: 0.97285; 10: 26474.6259; 11: 8216.6353; 12: 18257.9906; 13: 0; 16: 316126.74; 19: 820
21 | 336-ROADS, RAILROADS, AND BRIDGES | DEMPROD | 0: 890278.3608; 2: 779685.5414; 4: 36032.0509; 5: 74560.7685; 8: 2.7398; 10: 74558.0287; 11: 23139.7464; 12: 51418.2824; 13: 0; 16: 890278.3608; 19: 106156.7
22 | 337-ARO COST HYDRO PROD EQUIP | DEMPROD | 0: 274310.54; 2: 240234.9325; 4: 11102.1134; 5: 22973.4941; 8: 0.84417; 10: 22972.6499; 11: 7129.7659; 12: 15842.884; 13: 0; 16: 274310.54
23 | FERC-AFUDC PRE | DEMFERC | 0: 820; 2: 0; 4: 267.1694; 5: 552.8306; 8: 0; 10: 552.8306; 11: 171.5759; 12: 381.2547; 13: 0; 16: 820
24 | FERC-AFUDC POST | DEMFERCP | 0: 105336.7; 2: 0; 4: 0; 5: 105336.7; 8: 0; 10: 105336.7; 11: 32692.1804; 12: 72644.5196; 13: 0; 16: 105336.7
25 | TOTAL HYDRAULIC PROD PLANT |  | 0: 42585983.7808; 2: 37202866.4668; 4: 1719544.3748; 5: 3663572.9392; 8: 130.7281; 10: 3663442.211; 11: 1136981.8258; 12: 2526460.3852; 13: 0; 16: 42585983.7808; 17: ok; 18: ok; 19: Total hydro plant
OTHER PRODUCTION PLANT
26 | 340-LAND & LAND RIGHTS | DEMPROD | 0: 473578.52; 2: 414749.2975; 4: 19167.0449; 5: 39662.1775; 8: 1.4574; 10: 39660.7201; 11: 12309.0567; 12: 27351.6634; 13: 0; 16: 473578.52
27 | 341-STRUCTURES AND IMPROVEMENTS | DEMPROD | 0: 85199545.3362; 2: 74615824.1686; 4: 3448263.4765; 5: 7135457.691; 8: 262.1945; 10: 7135195.4965; 11: 2214471.2912; 12: 4920724.2053; 13: 0; 16: 85199545.3362; 19: 198396.9
28 | 342-FUEL HOLDERS, PRODUCERS, ACC | DEMPROD | 0: 61689624.47; 2: 54026370.1446; 4: 2496751.3394; 5: 5166502.986; 8: 189.8447; 10: 5166313.1412; 11: 1603411.1663; 12: 3562901.975; 13: 0; 16: 61689624.47; 19: 61463.5
29 | 343-PRIME MOVERS | DEMPROD | 0: 655616106.3023; 2: 574173675.6573; 4: 26534614.299; 5: 54907816.346; 8: 2017.6043; 10: 54905798.7417; 11: 17040502.2669; 12: 37865296.4748; 13: 0; 16: 655616106.3023; 19: 1328855.8
30 | 344-GENERATORS | DEMPROD | 0: 131076789.81; 2: 114794071.5231; 4: 5305043.6494; 5: 10977674.6375; 8: 403.378; 10: 10977271.2596; 11: 3406893.6264; 12: 7570377.6332; 13: 0; 16: 131076789.81; 19: 266676.1
31 | 345-ACCESSORY ELECTRIC EQUIP | DEMPROD | 0: 75753692.9269; 2: 66343361.4494; 4: 3065963.4567; 5: 6344368.0208; 8: 233.1257; 10: 6344134.8951; 11: 1968958.608; 12: 4375176.2871; 13: 0; 16: 75753692.9269; 19: 183372.2
32 | 346-MISC POWER PLANT EQUIP | DEMPROD | 0: 11856036.1231; 2: 10383246.8026; 4: 479846.8839; 5: 992942.4366; 8: 36.486; 10: 992905.9506; 11: 308157.1799; 12: 684748.7707; 13: 0; 16: 11856036.1231; 19: 11309.3
33 | 347-ARO COST OTHER PROD EQUIP | DEMPROD | 0: 403344.09; 2: 353239.581; 4: 16324.4615; 5: 33780.0475; 8: 1.2413; 10: 33778.8063; 11: 10483.5525; 12: 23295.2537; 13: 0; 16: 403344.09; 19: 2050073.8
34 | FERC-AFUDC PRE | DEMFERC | 0: 1987.3; 2: 0; 4: 647.4947; 5: 1339.8053; 8: 0; 10: 1339.8053; 11: 415.8205; 12: 923.9848; 13: 0; 16: 1987.3
35 | FERC-AFUDC POST | DEMFERCP | 0: 2048086.5; 2: 0; 4: 0; 5: 2048086.5; 8: 0; 10: 2048086.5; 11: 635641.8347; 12: 1412444.6653; 13: 0; 16: 2048086.5
36 | TOTAL OTHER PROD PLANT |  | 0: 1024118791.3785; 2: 895104538.6242; 4: 41366622.106; 5: 87647630.6482; 8: 3145.3318; 10: 87644485.3164; 11: 27201244.4031; 12: 60443240.9134; 13: 0; 16: 1024118791.3785; 17: ok; 18: ok; 19: Total other production plant
37 | TOTAL PRODUCTION PLANT |  | 0: 6384955561.7069; 2: 5555682673.1359; 4: 262305293.6018; 5: 566967594.9692; 8: 19522.2623; 10: 566948072.707; 11: 175957369.5238; 12: 390990703.1832; 13: 0
ELECTRIC PLANT IN SERVICE CON'T
TRANSMISSION PLANT
| KENTUCKY SYSTEM PROPERTY |  | 14: Input KY and TN transmission here:; 19: AFUDC component of plant
1 | 350-LAND & LAND RIGHTS | DEMTRANNF | 0: 29542336.75; 2: 28237291.5293; 4: 1304945.9969; 5: 99.2238; 8: 99.2238; 10: 0; 11: 0; 12: 0; 13: 0; 16: 29542336.75; 19: 82596.9
2 | 352-STRUCTURES AND IMPROVEMENTS | DEMTRANNF | 0: 27098118.15; 2: 25901047.3197; 4: 1196979.8159; 5: 91.0144; 8: 91.0144; 10: 0; 11: 0; 12: 0; 13: 0; 16: 27098118.15; 19: 113683.1
3 | 353-STATION EQUIPMENT | DEMTRANNF | 0: 291246029.4592; 2: 278380112.9271; 4: 12864938.3248; 5: 978.2073; 8: 978.2073; 10: 0; 11: 0; 12: 0; 13: 0; 16: 291246029.4592; 19: 1342017.1
4 | 354-TOWERS AND FIXTURES | DEMTRANNF | 0: 68226965.94; 2: 65213010.8634; 4: 3013725.9228; 5: 229.1537; 8: 229.1537; 10: 0; 11: 0; 12: 0; 13: 0; 16: 68226965.94; 19: 962965.4
5 | 355-POLES AND FIXTURES | DEMTRANNF | 0: 328873636.0438; 2: 314345504.0765; 4: 14527027.3803; 5: 1104.5871; 8: 1104.5871; 10: 0; 11: 0; 12: 0; 13: 0; 16: 328873636.0438; 19: 825743.5
6 | 356-OH CONDUCTORS AND DEVICES | DEMTRANNF | 0: 166807898.2977; 2: 159439088.84; 4: 7368249.2004; 5: 560.2573; 8: 560.2573; 10: 0; 11: 0; 12: 0; 13: 0; 16: 166807898.2977; 19: 1242945.5
7 | 357-UNDERGROUND CONDUIT | DEMTRANNF | 0: 447363.26; 2: 427600.7988; 4: 19760.9587; 5: 1.5026; 8: 1.5026; 10: 0; 11: 0; 12: 0; 13: 0; 16: 447363.26; 19: 1397
8 | 358-UG CONDUCTORS AND DEVICES | DEMTRANNF | 0: 1113375.08; 2: 1064191.2649; 4: 49180.0756; 5: 3.7395; 8: 3.7395; 10: 0; 11: 0; 12: 0; 13: 0; 16: 1113375.08; 19: 3339
9 | 359-ARO COST KY TRANS | DEMTRANNF | 0: 413450.63; 2: 395186.2736; 4: 18262.9678; 5: 1.3887; 8: 1.3887; 10: 0; 11: 0; 12: 0; 13: 0; 16: 413450.63; 19: 4574687.5
10 | FERC-AFUDC PRE | DEMFERC | 0: 3143920.9; 2: 0; 4: 1024340.6848; 5: 2119580.2152; 8: 0; 10: 2119580.2152; 11: 657830.5441; 12: 1461749.671; 13: 0; 16: 3143920.9
11 | FERC-AFUDC POST | DEMFERCP | 0: 1430766.6; 2: 0; 4: 0; 5: 1430766.6; 8: 0; 10: 1430766.6; 11: 444051.1212; 12: 986715.4788; 13: 0; 16: 1430766.6
12 | TOTAL KENTUCKY SYSTEM PROPERTY |  | 0: 918343861.1108; 2: 873403033.8933; 4: 41387411.3279; 5: 3553415.8895; 8: 3069.0743; 10: 3550346.8152; 11: 1101881.6653; 12: 2448465.1499; 13: 0; 17: ok
| VIRGINIA PROPERTY |  | 19: Input total VA transmission here:
13 | 350-LAND & LAND RIGHTS | DEMVA | 0: 1883960.97; 2: 0; 4: 1883960.97; 5: 0; 8: 0; 10: 0; 11: 0; 12: 0; 13: 0; 16: 1883960.97; 19: 2164331.72
14 | 352-STRUCTURES AND IMPROVEMENTS | DEMVA | 0: 1617917.16; 2: 0; 4: 1617917.16; 5: 0; 8: 0; 10: 0; 11: 0; 12: 0; 13: 0; 16: 1617917.16; 19: 1617917.16; 20: 3
15 | 353-STATION EQUIPMENT | DEMVA | 0: 22270941.5046; 2: 0; 4: 22270941.5046; 5: 0; 8: 0; 10: 0; 11: 0; 12: 0; 13: 0; 16: 22270941.5046; 19: 22270941.5046; 20: 1894.9
16 | 354-TOWERS AND FIXTURES | DEMVA | 0: 2411758.43; 2: 0; 4: 2411758.43; 5: 0; 8: 0; 10: 0; 11: 0; 12: 0; 13: 0; 16: 2411758.43; 19: 7181081.3
17 | 355-POLES AND FIXTURES | DEMVA | 0: 12468088.7485; 2: 0; 4: 12468088.7485; 5: 0; 8: 0; 10: 0; 11: 0; 12: 0; 13: 0; 16: 12468088.7485; 19: 12519446.7285; 20: 693.3
18 | 356-OH CONDUCTORS AND DEVICES | DEMVA | 0: 14228936.33; 2: 0; 4: 14228936.33; 5: 0; 8: 0; 10: 0; 11: 0; 12: 0; 13: 0; 16: 14228936.33; 19: 17358314.14; 20: 2064.6
19 | FERC-AFUDC PRE | DEMVA | 0: 323.9; 2: 0; 4: 323.9; 5: 0; 8: 0; 10: 0; 11: 0; 12: 0; 13: 0; 16: 323.9; 19: 323.9; 20: 4655.8
20 | FERC-AFUDC POST | DEMVA | 0: 4331.9; 2: 0; 4: 4331.9; 5: 0; 8: 0; 10: 0; 11: 0; 12: 0; 13: 0; 16: 4331.9; 19: 4331.9
21 | TOTAL VIRGINIA PROPERTY |  | 0: 54886258.9431; 2: 0; 4: 54886258.9431; 5: 0; 8: 0; 10: 0; 11: 0; 12: 0; 13: 0; 17: ok
VIRGINIA PROPERTY-500 KV LINE
22 | 350-LAND & LAND RIGHTS | DEMTRANNVF | 0: 280370.75; 2: 280369.7648; 4: 0; 5: 0.9852; 8: 0.9852; 10: 0; 11: 0; 12: 0; 13: 0; 16: 280370.75
23 | 354-TOWERS AND FIXTURES | DEMTRANNVF | 0: 4769322.87; 2: 4769306.111; 4: 0; 5: 16.759; 8: 16.759; 10: 0; 11: 0; 12: 0; 13: 0; 16: 4769322.87
24 | 355-POLES AND FIXTURES | DEMTRANNVF | 0: 51357.98; 2: 51357.7995; 4: 0; 5: 0.18047; 8: 0.18047; 10: 0; 11: 0; 12: 0; 13: 0; 16: 51357.98
25 | 356-OH CONDUCTORS AND DEVICES | DEMTRANNVF | 0: 3129377.81; 2: 3129366.8136; 4: 0; 5: 10.9964; 8: 10.9964; 10: 0; 11: 0; 12: 0; 13: 0; 16: 3129377.81
26 | FERC-AFUDC PRE | DEMFERC | 0: 0; 2: 0; 4: 0; 5: 0; 8: 0; 10: 0; 11: 0; 12: 0; 13: 0; 16: 0
27 | FERC-AFUDC POST | DEMFERCP | 0: 0; 2: 0; 4: 0; 5: 0; 8: 0; 10: 0; 11: 0; 12: 0; 13: 0; 16: 0
28 | TOTAL VIRGINIA PROPERTY-500 KV LINE |  | 0: 8230429.41; 2: 8230400.489; 4: 0; 5: 28.921; 8: 28.921; 10: 0; 11: 0; 12: 0; 13: 0; 17: ok
29 | TOTAL TRANSMISSION PLANT |  | 0: 981460549.4638; 2: 881633434.3823; 4: 96273670.271; 5: 3553444.8105; 8: 3097.9954; 10: 3550346.8152; 11: 1101881.6653; 12: 2448465.1499; 13: 0; 17: ok
ELECTRIC PLANT IN SERVICE CON'T
DISTRIBUTION PLANT
KENTUCKY DISTRIBUTION PLANT
1 | 360-LAND & LAND RIGHTS | DEM360K | 0: 8379661.4015; 2: 8370504.4015; 4: 0; 5: 9157; 8: 0; 10: 9157; 11: 9157; 12: 0; 13: 0; 16: 8379661.4015
2 | 361-STRUCTURES AND IMPROVEMENTS | DEM361K | 0: 13503119.5869; 2: 13150928.5869; 4: 0; 5: 352191; 8: 0; 10: 352191; 11: 352191; 12: 0; 13: 0; 16: 13503119.5869
3 | 362-STATION EQUIPMENT | DEM362K | 0: 191808017.0862; 2: 188128728.0862; 4: 0; 5: 3679289; 8: 0; 10: 3679289; 11: 3679289; 12: 0; 13: 0; 16: 191808017.0862
4 | 364-POLES, TOWERS, AND FIXTURES | DEM364K | 0: 358366452.3777; 2: 358366452.3777; 4: 0; 5: 0; 8: 0; 10: 0; 11: 0; 12: 0; 13: 0; 16: 358366452.3777
5 | 365-OH CONDUCTORS AND DEVICES | DEM365K | 0: 358797886.3792; 2: 358797886.3792; 4: 0; 5: 0; 8: 0; 10: 0; 11: 0; 12: 0; 13: 0; 16: 358797886.3792
6 | 366-UNDERGROUND CONDUIT | DEM366K | 0: 2381227.67; 2: 2381227.67; 4: 0; 5: 0; 8: 0; 10: 0; 11: 0; 12: 0; 13: 0; 16: 2381227.67
7 | 367-UG CONDUCTORS AND DEVICES | DEM367K | 0: 200004753.5454; 2: 200004753.5454; 4: 0; 5: 0; 8: 0; 10: 0; 11: 0; 12: 0; 13: 0; 16: 200004753.5454
368-LINE TRANSFORMERS
8 | POWER POOL | DPRODKY | 0: 5932406.1; 2: 5414628.1266; 4: 0; 5: 517777.9734; 8: 0; 10: 517777.9734; 11: 160696.9925; 12: 357080.9809; 13: 0; 16: 5932406.1; 19: Capacitors from Prop Acct Plant Detail Report Acct 368 (UOP 444-496)
9 | ALL OTHER | DEM368K | 0: 303128638.7885; 2: 303128638.7885; 4: 0; 5: 0; 8: 0; 10: 0; 11: 0; 12: 0; 13: 0; 16: 303128638.7885
10 | TOTAL 368-LINE TRANSFORMERS |  | 0: 309061044.8885; 2: 308543266.915; 4: 0; 5: 517777.9734; 8: 0; 10: 517777.9734; 11: 160696.9925; 12: 357080.9809; 13: 0; 16: 309061044.8885; 17: ok
11 | 369-SERVICES | CUST369K | 0: 97262576.7; 2: 97262576.7; 4: 0; 5: 0; 8: 0; 10: 0; 11: 0; 12: 0; 13: 0; 16: 97262576.7
12 | 370-METERS | CUST370K | 0: 83349160.2646; 2: 82987729.2646; 4: 0; 5: 361431; 8: 0; 10: 361431; 11: 63157; 12: 298274; 13: 0; 16: 83349160.2646
13 | 371-INSTALL ON CUSTOMER PREMISES | CUST371K | 0: 282792.2392; 2: 282792.2392; 4: 0; 5: 0; 8: 0; 10: 0; 11: 0; 12: 0; 13: 0; 16: 282792.2392
14 | 373-STREET LIGHTING | CUST373K | 0: 114827799.3; 2: 114827799.3; 4: 0; 5: 0; 8: 0; 10: 0; 11: 0; 12: 0; 13: 0; 16: 114827799.3
15 | 374-ARO COST KY ELEC DISTRIB | DEM374K | 0: 904896.86; 2: 904896.86; 4: 0; 5: 0; 8: 0; 10: 0; 11: 0; 12: 0; 13: 0; 16: 904896.86
16 | TOTAL KENTUCKY DISTRIB PLANT |  | 0: 1738929388.2992; 2: 1734009542.3258; 4: 0; 5: 4919845.9734; 8: 0; 10: 4919845.9734; 11: 4264490.9925; 12: 655354.9809; 13: 0; 17: ok
VIRGINIA DISTRIBUTION PLANT
17 | 360-LAND & LAND RIGHTS | DEM360V | 0: 457132.69; 2: 0; 4: 457132.69; 5: 0; 8: 0; 10: 0; 11: 0; 12: 0; 13: 0; 16: 457132.69
18 | 361-STRUCTURES AND IMPROVEMENTS | DEM361V | 0: 493671.52; 2: 0; 4: 493671.52; 5: 0; 8: 0; 10: 0; 11: 0; 12: 0; 13: 0; 16: 493671.52
19 | 362-STATION EQUIPMENT | DEM362V | 0: 8233190.01; 2: 0; 4: 8233190.01; 5: 0; 8: 0; 10: 0; 11: 0; 12: 0; 13: 0; 16: 8233190.01
20 | 364-POLES, TOWERS, AND FIXTURES | DEM364V | 0: 28832784.4615; 2: 0; 4: 28832784.4615; 5: 0; 8: 0; 10: 0; 11: 0; 12: 0; 13: 0; 16: 28832784.4615
21 | 365-OH CONDUCTORS AND DEVICES | DEM365V | 0: 27415416.0723; 2: 0; 4: 27415416.0723; 5: 0; 8: 0; 10: 0; 11: 0; 12: 0; 13: 0; 16: 27415416.0723
22 | 367-UG CONDUCTORS AND DEVICES | DEM367V | 0: 5574293.0185; 2: 0; 4: 5574293.0185; 5: 0; 8: 0; 10: 0; 11: 0; 12: 0; 13: 0; 16: 5574293.0185
368-LINE TRANSFORMERS
23 | POWER POOL | DPRODVA | 0: 128027.56; 2: 0; 4: 128027.56; 5: 0; 8: 0; 10: 0; 11: 0; 12: 0; 13: 0; 16: 128027.56; 19: Capacitors from Prop Acct Plant Detail Report Acct 368 (UOP 461-496)
24 | ALL OTHER | DEM368V | 0: 12595121.11; 2: 0; 4: 12595121.11; 5: 0; 8: 0; 10: 0; 11: 0; 12: 0; 13: 0; 16: 12595121.11
25 | TOTAL 368-LINE TRANSFORMERS |  | 0: 12723148.67; 2: 0; 4: 12723148.67; 5: 0; 8: 0; 10: 0; 11: 0; 12: 0; 13: 0; 16: 12723148.67; 17: ok
26 | 369-SERVICES | CUST369V | 0: 5498987.41; 2: 0; 4: 5498987.41; 5: 0; 8: 0; 10: 0; 11: 0; 12: 0; 13: 0; 16: 5498987.41
27 | 370-METERS | CUST370V | 0: 3938073.8; 2: 0; 4: 3938073.8; 5: 0; 8: 0; 10: 0; 11: 0; 12: 0; 13: 0; 16: 3938073.8
28 | 371-INSTALL ON CUSTOMER PREMISES | CUST371V | 0: 0; 2: 0; 4: 0; 5: 0; 8: 0; 10: 0; 11: 0; 12: 0; 13: 0; 16: 0
29 | 373-STREET LIGHTING | CUST373V | 0: 3900880.5454; 2: 0; 4: 3900880.5454; 5: 0; 8: 0; 10: 0; 11: 0; 12: 0; 13: 0; 16: 3900880.5454
30 | TOTAL VIRGINIA DISTRIB PLANT |  | 0: 97067578.1977; 2: 0; 4: 97067578.1977; 5: 0; 8: 0; 10: 0; 11: 0; 12: 0; 13: 0; 17: ok
TENNESSEE DISTRIBUTION PLANT
31 | 360-LAND & LAND RIGHTS | DEM360T | 0: 5040.23; 2: 0; 4: 0; 5: 5040.23; 8: 5040.23; 10: 0; 11: 0; 12: 0; 13: 0; 16: 5040.23; 17: ok
32 | 361-STRUCTURES AND IMPROVEMENTS | DEM361T | 0: 2575.89; 2: 0; 4: 0; 5: 2575.89; 8: 2575.89; 10: 0; 11: 0; 12: 0; 13: 0; 16: 2575.89; 17: ok
33 | 362-STATION EQUIPMENT | DEM362T | 0: 66887.25; 2: 0; 4: 0; 5: 66887.25; 8: 66887.25; 10: 0; 11: 0; 12: 0; 13: 0; 16: 66887.25; 17: ok
34 | 364-POLES, TOWERS, AND FIXTURES | DEM364T | 0: 47785.56; 2: 0; 4: 0; 5: 47785.56; 8: 47785.56; 10: 0; 11: 0; 12: 0; 13: 0; 16: 47785.56; 17: ok
35 | 365-OH CONDUCTORS AND DEVICES | DEM365T | 0: 46763.22; 2: 0; 4: 0; 5: 46763.22; 8: 46763.22; 10: 0; 11: 0; 12: 0; 13: 0; 16: 46763.22; 17: ok
36 | 368-LINE TRANSFORMERS | DEM368T | 0: 3118.28; 2: 0; 4: 0; 5: 3118.28; 8: 3118.28; 10: 0; 11: 0; 12: 0; 13: 0; 16: 3118.28; 17: ok
37 | 369-SERVICES | CUST369T | 0: 254.62; 2: 0; 4: 0; 5: 254.62; 8: 254.62; 10: 0; 11: 0; 12: 0; 13: 0; 16: 254.62; 17: ok
38 | 370-METERS | CUST370T | 0: 4199.21; 2: 0; 4: 0; 5: 4199.21; 8: 4199.21; 10: 0; 11: 0; 12: 0; 13: 0; 16: 4199.21; 17: ok
39 | 371-INSTALL ON CUSTOMER PREMISES | CUST371T | 0: 0; 2: 0; 4: 0; 5: 0; 8: 0; 10: 0; 11: 0; 12: 0; 13: 0; 16: 0; 17: ok
40 | TOTAL TENNESSEE DISTRIB PLANT |  | 0: 176624.26; 2: 0; 4: 0; 5: 176624.26; 8: 176624.26; 10: 0; 11: 0; 12: 0; 13: 0; 17: ok
41 | TOTAL DISTRIBUTION PLANT |  | 0: 1836173590.7569; 2: 1734009542.3258; 4: 97067578.1977; 5: 5096470.2334; 8: 176624.26; 10: 4919845.9734; 11: 4264490.9925; 12: 655354.9809; 13: 0
ELECTRIC PLANT IN SERVICE CON'T
GENERAL PLANT
1 | 389-LAND & LAND RIGHTS | LABOR | 0: 3987715.1469; 2: 3603740.4824; 4: 187124.2789; 5: 196850.3856; 8: 89.8083; 10: 196760.5773; 11: 62813.9517; 12: 133946.6256; 13: 2.0179e-13; 16: 3987715.1469; 17: ok
2 | 390-STRUCTURES AND IMPROVEMENTS | LABOR | 0: 72437002.8531; 2: 65462087.9353; 4: 3399119.9033; 5: 3575795.0145; 8: 1631.3716; 10: 3574163.6429; 11: 1141017.9087; 12: 2433145.7342; 13: 3.6655e-12; 16: 72437002.8531; 17: ok
3 | 391-OFFICE EQUIPMENT | LABOR | 0: 44896469.0192; 2: 40573415.3425; 4: 2106775.2035; 5: 2216278.4732; 8: 1011.1245; 10: 2215267.3488; 11: 707203.1306; 12: 1508064.2182; 13: 2.2719e-12; 16: 44896469.0192; 17: ok
4 | 392-TRANSPORTATION EQUIPMENT | LABOR | 0: 7583831.42; 2: 6853588.9083; 4: 355872.7074; 5: 374369.8043; 8: 170.7973; 10: 374199.007; 11: 119459.4907; 12: 254739.5163; 13: 3.8376e-13; 16: 7583831.42; 17: ok
5 | 393-STORES EQUIPMENT | LABOR | 0: 1513641.69; 2: 1367894.0529; 4: 71027.9193; 5: 74719.7178; 8: 34.0891; 10: 74685.6287; 11: 23842.68; 12: 50842.9487; 13: 7.6594e-14; 16: 1513641.69; 17: ok
6 | 394-TOOLS, SHOP, AND GARAGE EQUIP | LABOR | 0: 13878615.3646; 2: 12542251.938; 4: 651256.621; 5: 685106.8056; 8: 312.5637; 10: 684794.2418; 11: 218614.0792; 12: 466180.1626; 13: 7.0229e-13; 16: 13878615.3646; 17: ok
7 | 395-LABORATORY EQUIPMENT | LABOR | 0: 0; 2: 0; 4: 0; 5: 0; 8: 0; 10: 0; 11: 0; 12: 0; 13: 0; 16: 0; 17: ok
8 | 396-POWER OPERATED EQUIPMENT | LABOR | 0: 2370876.76; 2: 2142586.4798; 4: 111253.8353; 5: 117036.445; 8: 53.3951; 10: 116983.0499; 11: 37345.7313; 12: 79637.3186; 13: 1.1997e-13; 16: 2370876.76; 17: ok
397-COMMUNICATION EQUIPMENT
9 | DEMAND SIDE MANAGEMENT | LABPTDKY | 0: 10795860.0038; 2: 10795860.0038; 4: 0; 5: 0; 8: 0; 10: 0; 11: 0; 12: 0; 13: 0; 16: 10795860.0038; 17: ok
10 | ALL OTHER | LABOR | 0: 50234602.9562; 2: 45397543.6115; 4: 2357268.1367; 5: 2479791.208; 8: 1131.3459; 10: 2478659.8621; 11: 791288.6971; 12: 1687371.165; 13: 2.542e-12; 16: 50234602.9562; 17: ok
11 | TOTAL 397-COMMUNICATION EQUIPMENT |  | 0: 61030462.96; 2: 56193403.6154; 4: 2357268.1367; 5: 2479791.208; 8: 1131.3459; 10: 2478659.8621; 11: 791288.6971; 12: 1687371.165; 13: 2.542e-12; 16: 61030462.96; 17: ok
12 | 398-MISC EQUIPMENT | LABOR | 0: 0; 2: 0; 4: 0; 5: 0; 8: 0; 10: 0; 11: 0; 12: 0; 13: 0; 16: 0; 17: ok
13 | TOTAL GENERAL PLANT |  | 0: 207698615.2138; 2: 188738968.7545; 4: 9239698.6054; 5: 9719947.8539; 8: 4434.4956; 10: 9715513.3584; 11: 3101585.6693; 12: 6613927.6891; 13: 1.2506e-11; 17: ok
PLANT HELD FOR FUTURE USE
14 | PRODUCTION | DEMPROD | 0: 309540.85; 2: 271088.8367; 4: 12527.9824; 5: 25924.0308; 8: 0.95259; 10: 25923.0782; 11: 8045.4576; 12: 17877.6207; 13: 0; 16: 309540.85
15 | TRANSMISSION | DEMTRANNF | 0: 0; 2: 0; 4: 0; 5: 0; 8: 0; 10: 0; 11: 0; 12: 0; 13: 0; 16: 0
16 | DISTRIBUTION | DIR360FU | 0: 437970.09; 2: 113882.25; 4: 324087.84; 5: 0; 8: 0; 10: 0; 11: 0; 12: 0; 13: 0; 16: 437970.09; 18: Direct Assign to Virginia Juris (Pennington Gap land); 21: 324087.84
17 | GENERAL | LABOR | 0: 0; 2: 0; 4: 0; 5: 0; 8: 0; 10: 0; 11: 0; 12: 0; 13: 0; 16: 0
18 | TOTAL PLANT HELD FOR FUTURE USE |  | 0: 747510.94; 2: 384971.0867; 4: 336615.8224; 5: 25924.0308; 8: 0.95259; 10: 25923.0782; 11: 8045.4576; 12: 17877.6207; 13: 0; 16: 747510.94; 17: ok; 18: ok; 19: Total plant held for future use
19 | TOTAL ELECTRIC PLANT |  | 0: 9527059121.0508; 2: 8463527046.5532; 4: 470955559.47; 5: 592576515.0276; 8: 206189.8097; 10: 592370325.2179; 11: 186706051.3002; 12: 405664273.9177; 13: 1.266e-11; 16: 9527059121.0508; 17: ok; 18: 0
ELECTRIC PLANT IN SERVICE CON'T
ACCUMULATED PROVISION FOR DEP
PRODUCTION PLANT
STEAM PRODUCTION PLANT
1 | SYSTEM | STMSYS | 0: 1783258002.7706; 2: 1561736803.3724; 4: 72173430.2198; 5: 149347769.1784; 8: 5487.8288; 10: 149342281.3496; 11: 46349703.3502; 12: 102992577.9994; 13: 0; 16: 1783258002.7706; 18: Less Allocated RWIP
2 | FERC-AFUDC PRE | DEMFERC | 0: 17555472.3333; 2: 0; 4: 5719859.0946; 5: 11835613.2387; 8: 0; 10: 11835613.2387; 11: 3673287.6827; 12: 8162325.556; 13: 0; 16: 17555472.3333
3 | FERC-AFUDC POST | DEMFERCP | 0: 6260481.25; 2: 0; 4: 0; 5: 6260481.25; 8: 0; 10: 6260481.25; 11: 1942995.9563; 12: 4317485.2937; 13: 0; 16: 6260481.25
4 | TOTAL STEAM PROD PLT |  | 0: 1807073956.3539; 2: 1561736803.3724; 4: 77893289.3144; 5: 167443863.6671; 8: 5487.8288; 10: 167438375.8383; 11: 51965986.9892; 12: 115472388.8491; 13: 0; 17: ok
HYDRAULIC PRODUCTION PLANT
5 | SYSTEM | HYDSYS | 0: 13006228.3195; 2: 11390558.9702; 4: 526398.3734; 5: 1089270.9759; 8: 40.0256; 10: 1089230.9503; 11: 338052.4991; 12: 751178.4512; 13: 0; 16: 13006228.3195; 18: Less Allocated RWIP
6 | FERC-AFUDC PRE | DEMFERC | 0: 3367; 2: 0; 4: 1097.0235; 5: 2269.9765; 8: 0; 10: 2269.9765; 11: 704.5074; 12: 1565.4691; 13: 0; 16: 3367
7 | FERC-AFUDC POST | DEMFERCP | 0: 15331; 2: 0; 4: 0; 5: 15331; 8: 0; 10: 15331; 11: 4758.112; 12: 10572.888; 13: 0; 16: 15331
8 | TOTAL HYDRO PROD PLT |  | 0: 13024926.3195; 2: 11390558.9702; 4: 527495.3969; 5: 1106871.9524; 8: 40.0256; 10: 1106831.9268; 11: 343515.1184; 12: 763316.8084; 13: 0; 17: ok
OTHER PRODUCTION PLANT
9 | SYSTEM | OTHSYS | 0: 319150106.5783; 2: 279504405.1221; 4: 12916895.8788; 5: 26728805.5775; 8: 982.158; 10: 26727823.4195; 11: 8295217.3724; 12: 18432606.047; 13: 0; 16: 319150106.5783; 18: Less Allocated RWIP
10 | FERC-AFUDC PRE | DEMFERC | 0: 1671; 2: 0; 4: 544.439; 5: 1126.561; 8: 0; 10: 1126.561; 11: 349.6382; 12: 776.9228; 13: 0; 16: 1671
11 | FERC-AFUDC POST | DEMFERCP | 0: 1330498.75; 2: 0; 4: 0; 5: 1330498.75; 8: 0; 10: 1330498.75; 11: 412932.1034; 12: 917566.6466; 13: 0; 16: 1330498.75
12 | TOTAL OTHER PROD PLT |  | 0: 320482276.3283; 2: 279504405.1221; 4: 12917440.3178; 5: 28060430.8884; 8: 982.158; 10: 28059448.7304; 11: 8708499.1141; 12: 19350949.6163; 13: 0; 17: ok
13 | TOTAL PRODUCTION PLANT |  | 0: 2140581159.0018; 2: 1852631767.4647; 4: 91338225.0292; 5: 196611166.508; 8: 6510.0124; 10: 196604656.4955; 11: 61018001.2217; 12: 135586655.2738; 13: 0
TRANSMISSION PLANT
14 | KENTUCKY SYSTEM PROPERTY | KYTRPLTXF | 0: 318228987.0731; 2: 303830491.1863; 4: 14397428.2487; 5: 1067.6381; 8: 1067.6381; 10: 0; 11: 0; 12: 0; 13: 0; 16: 318228987.0731; 18: Less Allocated RWIP
15 | VIRGINIA PROPERTY | TRPLTVA | 0: 30789764.025; 2: 4014977.5836; 4: 26774772.3331; 5: 14.1083; 8: 14.1083; 10: 0; 11: 0; 12: 0; 13: 0; 16: 30789764.025
16 | FERC-AFUDC PRE | DEMFERC | 0: 2907903; 2: 0; 4: 947442.2052; 5: 1960460.7948; 8: 0; 10: 1960460.7948; 11: 608446.4188; 12: 1352014.376; 13: 0; 16: 2907903
17 | FERC-AFUDC POST | DEMFERCP | 0: 313073; 2: 0; 4: 0; 5: 313073; 8: 0; 10: 313073; 11: 97164.986; 12: 215908.014; 13: 0; 16: 313073
18 | TOTAL TRANSMISSION PLANT |  | 0: 352239727.0981; 2: 307845468.7699; 4: 42119642.787; 5: 2274615.5412; 8: 1081.7464; 10: 2273533.7948; 11: 705611.4048; 12: 1567922.39; 13: 0; 17: ok
19 | DISTRIBUTION PLANT-VA & TN | DIRACDEP | 0: 42620005.168; 2: 0; 4: 42473285.8952; 5: 146719.2729; 8: 146719.2729; 10: 0; 11: 0; 12: 0; 13: 0; 16: 42620005.168
20 | DISTRIBUTION PLANT-KY & FERC | DISTPLTKF | 0: 639243618.6805; 2: 637435046.0239; 4: 0; 5: 1808572.6566; 8: 0; 10: 1808572.6566; 11: 1567659.2001; 12: 240913.4565; 13: 0; 16: 639243618.6805; 18: Less Allocated RWIP
21 | TOTAL DISTRIBUTION PLANT |  | 0: 681863623.8485; 2: 637435046.0239; 4: 42473285.8952; 5: 1955291.9295; 8: 146719.2729; 10: 1808572.6566; 11: 1567659.2001; 12: 240913.4565; 13: 0; 17: ok
22 | GENERAL PLANT | GENPLT | 0: 68419347.901; 2: 62173727.795; 4: 3043709.0432; 5: 3201911.0629; 8: 1460.7959; 10: 3200450.2669; 11: 1021713.4512; 12: 2178736.8158; 13: 4.1196e-12; 16: 68419347.901; 18: Less Allocated RWIP
23 | INTANGIBLE PLANT-FRANCHISES | PLT302TOT | 0: 69345.4937; 2: 69345.4937; 4: 0; 5: 0; 8: 0; 10: 0; 11: 0; 12: 0; 13: 0; 16: 69345.4937; 18: Use franchises and consents balance only; leasehold is part of General Plant reserve
24 | INTANGIBLE PLANT-SOFTWARE | PLT303TOT | 0: 58427277.4559; 2: 51904839.8875; 4: 2888279.8251; 5: 3634157.7433; 8: 1264.5224; 10: 3632893.2208; 11: 1145032.2867; 12: 2487860.9341; 13: 7.7641e-14; 16: 58427277.4559; 18: Less Allocated RWIP
25 | TOTAL DEPRECIATION RESERVE |  | 0: 3301600480.799; 2: 2912060195.4346; 4: 181863142.5796; 5: 207677142.7848; 8: 157036.3501; 10: 207520106.4347; 11: 65458017.5645; 12: 142062088.8702; 13: 4.1973e-12; 17: ok
26 | NET ELECTRIC PLANT IN SERVICE |  | 0: 6225458640.2518; 2: 5551466851.1186; 4: 289092416.8904; 5: 384899372.2428; 8: 49153.4595; 10: 384850218.7832; 11: 121248033.7357; 12: 263602185.0475; 13: 8.4626e-12
ADDITIONS TO NET PLANT
CONSTRUCTION WORK IN PROGRESS
PRODUCTION PLANT
1 | SYSTEM | PRODSYS | 0: 215873791.9; 2: 189057357.4715; 4: 8737015.0768; 5: 18079419.3517; 8: 664.3337; 10: 18078755.018; 11: 5610902.1802; 12: 12467852.8377; 13: 0; 16: 215873791.9
2 | FERC-AFUDC PRE | DEMFERC | 0: 0; 2: 0; 4: 0; 5: 0; 8: 0; 10: 0; 11: 0; 12: 0; 13: 0; 16: 0
3 | FERC-AFUDC POST | DEMFERCP | 0: 0; 2: 0; 4: 0; 5: 0; 8: 0; 10: 0; 11: 0; 12: 0; 13: 0; 16: 0
4 | TOTAL PRODUCTION PLANT |  | 0: 215873791.9; 2: 189057357.4715; 4: 8737015.0768; 5: 18079419.3517; 8: 664.3337; 10: 18078755.018; 11: 5610902.1802; 12: 12467852.8377; 13: 0; 17: 0.083747
TRANSMISSION PLANT
5 | SYSTEM | KYTRPLTXF | 0: 31621667.9354; 2: 30190923.1755; 4: 1430638.6712; 5: 106.0887; 8: 106.0887; 10: 0; 11: 0; 12: 0; 13: 0; 16: 31621667.9354
6 | TRANS VIRGINIA-KY SYSTEM | KYTRPLTXF | 0: 0; 2: 0; 4: 0; 5: 0; 8: 0; 10: 0; 11: 0; 12: 0; 13: 0; 16: 0
7 | TRANS VIRGINIA | VATRPLT | 0: 67146.9615; 2: 0; 4: 67146.9615; 5: 0; 8: 0; 10: 0; 11: 0; 12: 0; 13: 0; 16: 67146.9615
8 | FERC-AFUDC PRE | DEMFERC | 0: 0; 2: 0; 4: 0; 5: 0; 8: 0; 10: 0; 11: 0; 12: 0; 13: 0; 16: 0
9 | FERC-AFUDC POST | DEMFERCP | 0: 0; 2: 0; 4: 0; 5: 0; 8: 0; 10: 0; 11: 0; 12: 0; 13: 0; 16: 0
10 | TOTAL TRANSMISSION PLT |  | 0: 31688814.8969; 2: 30190923.1755; 4: 1497785.6327; 5: 106.0887; 8: 106.0887; 10: 0; 11: 0; 12: 0; 13: 0
11 | DISTRIBUTION - VA & TN | DIRCWIP | 0: 0; 2: 0; 4: 0; 5: 0; 8: 0; 10: 0; 11: 0; 12: 0; 13: 0; 16: 0
12 | DISTRIBUTION - KY & FERC | PLANTKY | 0: 32868652.4815; 2: 32868652.4815; 4: 0; 5: 0; 8: 0; 10: 0; 11: 0; 12: 0; 13: 0; 16: 32868652.4815; 18: FERC MUNIS Direct Assign DISTRIBUTION CWIP
13 | TOTAL DISTRIBUTION PLT |  | 0: 32868652.4815; 2: 32868652.4815; 4: 0; 5: 0; 8: 0; 10: 0; 11: 0; 12: 0; 13: 0
14 | GENERAL | GENPLT | 0: 30252915.31; 2: 27491295.6523; 4: 1345833.8136; 5: 1415785.844; 8: 645.9187; 10: 1415139.9253; 11: 451770.025; 12: 963369.9004; 13: 1.8216e-12; 16: 30252915.31; 19: 310684174.5885; 20: 310684174.5885; 21: 0
15 | TOTAL CWIP |  | 0: 310684174.5885; 2: 279608228.7809; 4: 11580634.5231; 5: 19495311.2844; 8: 1416.3411; 10: 19493894.9433; 11: 6062672.2052; 12: 13431222.7381; 13: 1.8216e-12; 17: ok
WORKING CAPITAL
MATERIALS & SUPPLIES
16 | FUEL STOCK | ENERGY | 0: 81295505; 2: 71489838.5918; 4: 2963645.3065; 5: 6842021.1017; 8: 344.7662; 10: 6841676.3354; 11: 2162061.4719; 12: 4679614.8635; 13: 0; 16: 81295505; 18: M&S 13mo avg worksheet; 20: 81473986.2567; 21: 06/30/18 balances | M&S worksheet
PLANT MATERIAL & SUPPLIES
17 | PRODUCTION | PRODPLT | 0: 30467274.3045; 2: 26510217.5979; 4: 1251648.7408; 5: 2705407.9658; 8: 93.155; 10: 2705314.8108; 11: 839618.4779; 12: 1865696.333; 13: 0; 16: 30467274.3045; 18: M&S 13mo avg worksheet; 20: 29752807.0556; 21: 06/30/18 balances | M&S worksheet
18 | TRANSMISSION | TRANPLTXF | 0: 7687847.3613; 2: 6930966.927; 4: 756856.0794; 5: 24.3549; 8: 24.3549; 10: 0; 11: 0; 12: 0; 13: 0; 16: 7687847.3613; 18: M&S 13mo avg worksheet; 20: 7507782.9198; 21: 06/30/18 balances | M&S worksheet
19 | DISTRIBUTION | DISTPLT | 0: 5893737.3342; 2: 5565811.8758; 4: 311566.8434; 5: 16358.615; 8: 566.9273; 10: 15791.6877; 11: 13688.1338; 12: 2103.5539; 13: 0; 16: 5893737.3342; 18: M&S 13mo avg worksheet; 20: 5755410.2238; 21: 06/30/18 balances | M&S worksheet
20 | GENERAL | GENPLT | 0: 0; 2: 0; 4: 0; 5: 0; 8: 0; 10: 0; 11: 0; 12: 0; 13: 0; 16: 0; 18: M&S 13mo avg worksheet; 20: 0; 21: 06/30/18 balances | M&S worksheet
21 | STORES UNDISTRIBUTED | M_S | 0: 10515071; 2: 9311508.7646; 4: 553833.1485; 5: 649729.0869; 8: 163.3846; 10: 649565.7023; 11: 203696.0732; 12: 445869.6291; 13: 0; 16: 10515071; 18: M&S 13mo avg worksheet; 20: 10515070.84; 21: 06/30/18 balances | M&S worksheet
22 | TOTAL PLT MAT & SUPPLIES |  | 0: 54563930; 2: 48318505.1654; 4: 2873904.812; 5: 3371520.0226; 8: 847.8218; 10: 3370672.2008; 11: 1057002.6849; 12: 2313669.5159; 13: 0; 20: 53531071.0392
23 | TOTAL MATERIALS & SUPPLIES |  | 0: 135859435; 2: 119808343.7572; 4: 5837550.1186; 5: 10213541.1243; 8: 1192.588; 10: 10212348.5362; 11: 3219064.1568; 12: 6993284.3795; 13: 0
PREPAYMENTS
24 | PREPAYMENTS OTHER THAN TAXES | EXP9245TOT | 0: 17200529.2325; 2: 16171253.6925; 4: 0; 5: 1029275.54; 8: 397.6499; 10: 1028877.8901; 11: 325765.8669; 12: 703112.0231; 13: 3.8825e-13; 16: 18075419; 18: M&S 13mo avg worksheet; 20: 15802340.7179; 21: 06/30/18 balances | M&S worksheet
25 | PUBLIC SERVICE COMM TAX | REVKY | 0: 0; 2: 0; 4: 0; 5: 0; 8: 0; 10: 0; 11: 0; 12: 0; 13: 0; 16: 0; 17: Excluded from Rate Base per KPSC; 20: 2129646.46; 21: 06/30/18 balances | M&S worksheet
26 | TOTAL PREPAYMENTS |  | 0: 17200529.2325; 2: 16171253.6925; 4: 0; 5: 1029275.54; 8: 397.6499; 10: 1028877.8901; 11: 325765.8669; 12: 703112.0231; 13: 3.8825e-13; 18: Virginia 0 (zero) Prepayments (No prepayments allowed in working capital)
27 | WORKING CASH - CALC BY JURIS |  | 0: 117152089.9299; 2: 109010034.9523; 4: 0; 5: 8142054.9776; 8: 1573.8498; 10: 8140481.1278; 11: 2575361.6331; 12: 5565119.4948; 13: 7.4464e-13; 18: Virginia 0 (zero) Cash Working Capital (No formula allowed only Lead/Lag Study or Zero)
28 | TOTAL WORKING CAPITAL |  | 0: 270212054.1625; 2: 244989632.402; 4: 5837550.1186; 5: 19384871.6419; 8: 3164.0878; 10: 19381707.5541; 11: 6120191.6568; 12: 13261515.8974; 13: 1.1329e-12
29 | EMISSION ALLOWANCES | DEMPROD | 0: 136560; 2: 119596.1423; 4: 5526.9645; 5: 11436.8932; 8: 0.42025; 10: 11436.473; 11: 3549.411; 12: 7887.062; 13: 0; 16: 136560; 18: M&S 13mo avg worksheet; 20: 136559.78; 21: 06/30/18 balances | M&S worksheet
30 | TOTAL ADDITIONS TO NET PLANT |  | 0: 581032788.751; 2: 524717457.3252; 4: 17423711.6062; 5: 38891619.8195; 8: 4580.8491; 10: 38887038.9704; 11: 12186413.2729; 12: 26700625.6975; 13: 2.9545e-12
DEDUCTIONS FROM NET PLANT
ACCUMULATED DEFERRED INC TAX
PRODUCTION PLANT
1 | SYSTEM | PRODSYS | 0: 888929910; 2: 778504598.8346; 4: 35977475.3457; 5: 74447835.8197; 8: 2735.6082; 10: 74445100.2116; 11: 23104698.0098; 12: 51340402.2017; 13: 0; 16: 888929910; 18: Tax Acct workpapers
2 | FERC-AFUDC PRE | DEMFERC | 0: 18774; 2: 0; 4: 6116.8753; 5: 12657.1247; 8: 0; 10: 12657.1247; 11: 3928.2511; 12: 8728.8737; 13: 0; 16: 18774; 18: Tax Acct workpapers
3 | FERC-AFUDC POST | DEMFERCP | 0: 1731675; 2: 0; 4: 0; 5: 1731675; 8: 0; 10: 1731675; 11: 537440.7155; 12: 1194234.2845; 13: 0; 16: 1731675; 18: Tax Acct workpapers
4 | TOTAL PRODUCTION PLANT |  | 0: 890680359; 2: 778504598.8346; 4: 35983592.221; 5: 76192167.9445; 8: 2735.6082; 10: 76189432.3363; 11: 23646066.9765; 12: 52543365.3598; 13: 0
TRANSMISSION PLANT
5 | KENTUCKY SYSTEM PROPERTY | KYTRPLTXF | 0: 136065474; 2: 129909095.2686; 4: 6155922.2403; 5: 456.4911; 8: 456.4911; 10: 0; 11: 0; 12: 0; 13: 0; 16: 136065474; 18: Tax Acct workpapers
6 | VIRGINIA PROPERTY-500 KV LINE | DEMTRANNVF | 0: 0; 2: 0; 4: 0; 5: 0; 8: 0; 10: 0; 11: 0; 12: 0; 13: 0; 16: 0; 18: Tax Acct workpapers
7 | VIRGINIA PROPERTY-OTHER | VATRPLT | 0: 6858118; 2: 0; 4: 6858118; 5: 0; 8: 0; 10: 0; 11: 0; 12: 0; 13: 0; 16: 6858118; 18: Tax Acct workpapers
8 | FERC-AFUDC PRE | DEMFERC | 0: 3313; 2: 0; 4: 1079.4294; 5: 2233.5706; 8: 0; 10: 2233.5706; 11: 693.2085; 12: 1540.3621; 13: 0; 16: 3313; 18: Tax Acct workpapers
9 | FERC-AFUDC POST | DEMFERCP | 0: 305590; 2: 0; 4: 0; 5: 305590; 8: 0; 10: 305590; 11: 94842.5705; 12: 210747.4295; 13: 0; 16: 305590; 18: Tax Acct workpapers
10 | TOTAL TRANSMISSION PLANT |  | 0: 143232495; 2: 129909095.2686; 4: 13015119.6698; 5: 308280.0616; 8: 456.4911; 10: 307823.5706; 11: 95535.779; 12: 212287.7916; 13: 0
11 | DISTRIBUTION - VA | DIRACDFTX | 0: 11734152; 2: 0; 4: 11734152; 5: 0; 8: 0; 10: 0; 11: 0; 12: 0; 13: 0; 16: 11734152; 18: Tax Acct workpapers
12 | DISTRIBUTION PLT KY,FERC & TN | DPLTXVA | 0: 244448786; 2: 243732426.0125; 4: 0; 5: 716359.9875; 8: 24826.3105; 10: 691533.677; 11: 599416.9639; 12: 92116.713; 13: 0; 16: 244448786; 18: Tax Acct workpapers
13 | TOTAL DISTRIBUTION PLANT |  | 0: 256182938; 2: 243732426.0125; 4: 11734152; 5: 716359.9875; 8: 24826.3105; 10: 691533.677; 11: 599416.9639; 12: 92116.713; 13: 0
14 | GENERAL | GENPLT | 0: 30403443; 2: 27628082.5103; 4: 1352530.2015; 5: 1422830.2882; 8: 649.1326; 10: 1422181.1556; 11: 454017.8711; 12: 968163.2845; 13: 1.8306e-12; 16: 30403443; 18: Tax Acct workpapers
15 | TOTAL DEFERRED INCOME TAX |  | 0: 1320499235; 2: 1179774202.626; 4: 62085394.0922; 5: 78639638.2818; 8: 28667.5423; 10: 78610970.7395; 11: 24795037.5904; 12: 53815933.149; 13: 1.8306e-12
ACCUM DEFER INVEST TAX CREDITS
16 | PRODUCTION | PRODPLT | 0: 93303579.6277; 2: 81185411.3983; 4: 3833073.7034; 5: 8285094.526; 8: 285.2796; 10: 8284809.2464; 11: 2571264.1284; 12: 5713545.118; 13: 0; 16: 93303579.6277; 17: 93303579.6277; 18: Tax Acct workpapers
17 | TRANSMISSION | TRANPLTXF | 0: 0; 2: 0; 4: 0; 5: 0; 8: 0; 10: 0; 11: 0; 12: 0; 13: 0; 16: 0; 18: Tax Acct workpapers
18 | TRANSMISSION - VA | TRPLTVA | 0: 0; 2: 0; 4: 0; 5: 0; 8: 0; 10: 0; 11: 0; 12: 0; 13: 0; 16: 0; 18: Tax Acct workpapers
18 | DISTRIBUTION - VA | DIRACITC | 0: 0; 2: 0; 4: 0; 5: 0; 8: 0; 10: 0; 11: 0; 12: 0; 13: 0; 16: 0; 18: Tax Acct workpapers
20 | DISTRIBUTION PLT KY,FERC & TN | DPLTXVA | 0: 0; 2: 0; 4: 0; 5: 0; 8: 0; 10: 0; 11: 0; 12: 0; 13: 0; 16: 0; 18: Tax Acct workpapers
21 | GENERAL | GENPLT | 0: 0; 2: 0; 4: 0; 5: 0; 8: 0; 10: 0; 11: 0; 12: 0; 13: 0; 16: 0; 18: Tax Acct workpapers
22 | TOTAL DEFERRED INVEST CREDIT |  | 0: 93303579.6277; 2: 81185411.3983; 4: 3833073.7034; 5: 8285094.526; 8: 285.2796; 10: 8284809.2464; 11: 2571264.1284; 12: 5713545.118; 13: 0
23 | CUSTOMER ADVANCES | CUSTADV | 0: 1576406.04; 2: 1549703.6163; 4: 26702.4237; 5: 0; 8: 0; 10: 0; 11: 0; 12: 0; 13: 0; 16: 1576406.04; 18: Account 252-Balance Sheet
24 | CUSTOMER DEPOSITS-VIRGINIA | CUSTDEP | 0: 28000984.02; 2: 0; 4: 1378728.5513; 5: -729.0145; 8: 0; 10: -729.0145; 11: -729.0145; 12: 0; 13: 0; 16: 28000984.02; 18: Account 235-Balance Sheet (Virginia Only)
25 | DEFERRED FUEL-VIRGINIA | DFUELVA | 0: 1421186; 2: 0; 4: 1421186; 5: 0; 8: 0; 10: 0; 11: 0; 12: 0; 13: 0; 16: 1421186; 18: Deferred Fuel 13mo avg workpaper (Virginia Only) (Reg Asset input as negative balance)
26 | OPEB UNFUNDED-VIRGINIA | LABOR | 0: 60917532.8672; 2: 0; 4: 2858566.6203; 5: 3.0826e-12; 8: 0; 10: 3.0826e-12; 11: 0; 12: 0; 13: 3.0826e-12; 16: 60917532.8672; 18: Balance Sheet-Accum Prov Post Ret Benefits 228301,228307 (Virginia Only)
27 | WORKMANS COMPENSATION-FERC | LABOR | 0: 5727440; 2: 0; 4: 0; 5: 282601.5297; 8: 0; 10: 282601.5297; 11: 90217.8632; 12: 192383.6666; 13: 2.8982e-13; 16: 5727440; 18: 13mo avg-Workmans Compensation 228201,228202 (FERC Only)
28 | VESTED VACATION-FERC | LABOR | 0: 6375756.49; 2: 0; 4: 0; 5: 314590.5566; 8: 0; 10: 314590.5566; 11: 100430.0572; 12: 214160.4994; 13: 3.2263e-13; 16: 6375756.49; 18: 13mo avg-Vested Vacation 242002 (FERC Only)
29 | MEDICAL AND DENTAL RESERVE-FERC | LABOR | 0: 1183818; 2: 0; 4: 0; 5: 58411.5727; 8: 0; 10: 58411.5727; 11: 18647.3416; 12: 39764.231; 13: 5.9904e-14; 16: 1183818; 18: 13mo avg-IBNP Medical and Dental Reserve 242102 (FERC Only)
30 | TOTAL DEDUCTIONS FROM NET PLT |  | 0: 1519005938.0449; 2: 1262509317.6405; 4: 71603651.3908; 5: 87579607.4523; 8: 28952.8219; 10: 87550654.6304; 11: 27574867.9663; 12: 59975786.6641; 13: 5.5856e-12
31 | RATE BASE |  | 0: 5287485490.9579; 2: 4813674990.8033; 4: 234912477.1057; 5: 336211384.61; 8: 24781.4867; 10: 336186603.1233; 11: 105859579.0423; 12: 230327024.081; 13: 5.8315e-12
OPERATING REVENUES
SALES OF ELECTRICITY
1 | 440-RESIDENTIAL |  | 0: 666571847.7877; 2: 627798768.9954; 4: 38773078.7923; 5: 0; 8: 0; 10: 0; 11: 0; 12: 0; 13: 0
2 | 442-COMMERCIAL |  | 0: 412651662.2896; 2: 395380927.9433; 4: 17270734.3463; 5: 0; 8: 0; 10: 0; 11: 0; 12: 0; 13: 0
3 | 442-INDUSTRIAL |  | 0: 444219949.7447; 2: 433353219.5915; 4: 10866730.1532; 5: 0; 8: 0; 10: 0; 11: 0; 12: 0; 13: 0
4 | 444-PUBLIC ST & HWY LIGHTING |  | 0: 12586396.6175; 2: 12175289.8736; 4: 411106.7439; 5: 0; 8: 0; 10: 0; 11: 0; 12: 0; 13: 0
5 | 445-OTHER PUBLIC AUTHORITIES |  | 0: 136069287.6803; 2: 129454027.9738; 4: 6615259.7066; 5: 0; 8: 0; 10: 0; 11: 0; 12: 0; 13: 0
6 | 447-SALES FOR RESALE-MUNICIPALS |  | 0: 114112524.9807; 2: 0; 4: 0; 5: 114112524.9807; 8: 0; 10: 114112524.9807; 11: 35491593.8099; 12: 78620931.1708; 13: 0
7 | 447-SALES FOR RESALE-BORDERLINE |  | 0: 0; 2: 0; 4: 0; 5: 0; 8: 0; 10: 0; 11: 0; 12: 0; 13: 0; 16: 0; 19: AEP Borderline High Knob-Direct to Virginia
8 | 447-SALES FOR RESALE-OFF SYSTEM:
9 | DEMAND | DEMPROD | 0: 0; 2: 0; 4: 0; 5: 0; 8: 0; 10: 0; 11: 0; 12: 0; 13: 0; 16: 0
10 | ENERGY | ENERGY | 0: 14791940.1722; 2: 13007772.267; 4: 539243.3944; 5: 1244924.5108; 8: 62.7312; 10: 1244861.7796; 11: 393393.0165; 12: 851468.7631; 13: 0; 16: 14791940.1722
11 | TOTAL 447-OFF SYSTEM |  | 0: 14791940.1722; 2: 13007772.267; 4: 539243.3944; 5: 1244924.5108; 8: 62.7312; 10: 1244861.7796; 11: 393393.0165; 12: 851468.7631; 13: 0
12 | 449-PROVISION FOR RATE REFUND |  | 0: 0; 2: 0; 4: 0; 5: 0; 8: 0; 10: 0; 11: 0; 12: 0; 13: 0; 16: 0
13 | TOTAL ELECTRIC SALES REVENUES |  | 0: 1801003609.2728; 2: 1611170006.6446; 4: 74476153.1367; 5: 115357449.4915; 8: 62.7312; 10: 115357386.7603; 11: 35884986.8264; 12: 79472399.9339; 13: 0
OTHER OPERATING REVENUES
14 | 450-LATE PAYMENT CHARGES | DIR450REV | 0: 4000811.2358; 2: 3857505.2962; 4: 143265.7453; 5: 40.1943; 8: 0; 10: 40.1943; 11: 40.1943; 12: 0; 13: 0; 16: 4000811.2358
15 | 451-RECONNECT CHARGES | DIR451REC | 0: 2166769.1459; 2: 2050964.8153; 4: 115804.3306; 5: 0; 8: 0; 10: 0; 11: 0; 12: 0; 13: 0; 16: 2166769.1459
16 | 451-OTHER SERVICE CHARGES | DIR451OTH | 0: 57580.8999; 2: 57316.7715; 4: 264.1284; 5: 0; 8: 0; 10: 0; 11: 0; 12: 0; 13: 0; 16: 57580.8999
17 | 454-RENT FROM ELEC PROPERTY | DIR454REV | 0: 3367539.4774; 2: 3142644.6954; 4: 224839.6949; 5: 55.0871; 8: 55.0871; 10: 0; 11: 0; 12: 0; 13: 0; 16: 3367539.4774
18 | 456-TRANSMISSION SERVICE | DEMTRANNF | 0: 21208178.656; 2: 20271298.394; 4: 936809.0301; 5: 71.2319; 8: 71.2319; 10: 0; 11: 0; 12: 0; 13: 0; 16: 21208178.656
19 | 456-ANCILLARY SERVICES | DEMTRAN | 0: 1202902.1105; 2: 1053474.3116; 4: 48684.8069; 5: 100742.992; 8: 3.7018; 10: 100739.2902; 11: 31265.3334; 12: 69473.9568; 13: 0; 16: 1202902.1105; 19: Schedule 2,3,5,6 Ancillary Services Revenues
20 | 456-TAX REMITTANCE COMPENSATION | REVKY | 0: 600; 2: 600; 4: 0; 5: 0; 8: 0; 10: 0; 11: 0; 12: 0; 13: 0; 16: 600
21 | 456-RETURN CHECK CHARGES | DIR456CHK | 0: 153025.2212; 2: 153158.3757; 4: -133.1545; 5: 0; 8: 0; 10: 0; 11: 0; 12: 0; 13: 0; 16: 153025.2212
22 | 456-OTHER MISC REVENUES | DIR456OTH | 0: 17812.8826; 2: 17812.8826; 4: 0; 5: 0; 8: 0; 10: 0; 11: 0; 12: 0; 13: 0; 16: 17812.8826
23 | 456-EXCESS FACILITIES CHARGES | DIR456FAC | 0: 31159.9134; 2: 22317.8314; 4: 2038.25; 5: 6803.832; 8: 0; 10: 6803.832; 11: 2763.36; 12: 4040.472; 13: 0; 16: 31159.9134
24 | 456-FORFEITED REFUNDABLE ADVANCES | REVKY | 0: 0; 2: 0; 4: 0; 5: 0; 8: 0; 10: 0; 11: 0; 12: 0; 13: 0; 16: 0
25 | 456-REC REVENUES | ENERGY | 0: 142901.772; 2: 125665.3073; 4: 5209.5152; 5: 12026.9496; 8: 0.60603; 10: 12026.3435; 11: 3800.4858; 12: 8225.8577; 13: 0; 16: 142901.772
26 | 456-SOLAR SHARE-KY | REVKY | 0: 372730.96; 2: 372730.96; 4: 0; 5: 0; 8: 0; 10: 0; 11: 0; 12: 0; 13: 0; 16: 372730.96
27 | 456-EVC STATIONS-KY | REVKY | 0: 33721.1; 2: 33721.1; 4: 0; 5: 0; 8: 0; 10: 0; 11: 0; 12: 0; 13: 0; 16: 33721.1
28 | 456-REFINED COAL-KY | REVKY | 0: 287280.96; 2: 287280.96; 4: 0; 5: 0; 8: 0; 10: 0; 11: 0; 12: 0; 13: 0; 16: 287280.96
29 | TOTAL OTHER REVENUES |  | 0: 33043014.3348; 2: 31446491.7009; 4: 1476782.3469; 5: 119740.2869; 8: 130.6269; 10: 119609.6601; 11: 37869.3736; 12: 81740.2865; 13: 0
F/S Total OP Revenues
30 | TOTAL OPERATING REVENUES |  | 0: 1834046623.6076; 2: 1642616498.3455; 4: 75952935.4837; 5: 115477189.7784; 8: 193.358; 10: 115476996.4204; 11: 35922856.2; 12: 79554140.2204; 13: 0; 19: 1834046623.6076; 20: 3.8147e-06
[25 empty] | Primary | Transmission
OPERATION & MAINTENANCE EXP
| PRODUCTION EXPENSE-STEAM | [23 empty] | 0 | 0 | 0.026987 | 0.059997 | 0.086984 | STMPLT
1 | 500-SUPERV & ENGINEERING | STMPLT | 10778629 |  | 9442701.0434 |  | 421458.1644 | 914469.7921 |  |  | 31.234 |  | 914438.5581 | 283804.1278 | 630634.4303 | 0 |  |  | 10224565 | 500 |  | 10778629 | 554064 | 554064 | 0 | 0
2 | 501-FUEL | ENERGY | 363496581.5871 |  | 319657243.9483 |  | 13249915.0824 | 30589422.5564 |  |  | 1541.3866 |  | 30587881.1698 | 9666180.6466 | 20921700.5232 | 0 |  |  | 363457305.5871 | 501 |  | 363496581.5871 | 39276 | 39276 | 0 | 0
3 | 502-STEAM EXPENSES | STMPLT | 23353384 |  | 20309658.6469 |  | 960233.592 | 2083491.7611 |  |  | 71.1624 |  | 2083420.5988 | 646608.086 | 1436812.5127 | 0 |  |  | 23295244 | 502 |  | 23353384 | 58140 | 58140 | 0 | 0
4 | 504-STEAM TRANSFERRED-CREDIT | STMPLT | 0: 0; 2: 0; 4: 0; 5: 0; 8: 0; 10: 0; 11: 0; 12: 0; 13: 0; 16: 0; 17: 504; 19: 0; 20: 0
5 | 505-ELECTRIC EXPENSES | STMPLT | 8292745 |  | 7214387.5946 |  | 340199.8816 | 738157.5237 |  |  | 25.212 |  | 738132.3117 | 229085.9184 | 509046.3933 | 0 |  |  | 8253241 | 505 |  | 8292745 | 39504 | 39504 | 0 | 0
6 | 506-MISC STEAM POWER EXP | STMPLT | 30687737 |  | 26686433.0158 |  | 1262330.2209 | 2738973.7633 |  |  | 93.5506 |  | 2738880.2127 | 850035.7985 | 1888844.4143 | 0 |  |  | 30624101 | 506 |  | 30687737 | 63636 | 63636 | 0 | 0
7 | 507-RENTS | STMPLT | 0: 0; 2: 0; 4: 0; 5: 0; 8: 0; 10: 0; 11: 0; 12: 0; 13: 0; 16: 0; 17: 507; 19: 0; 20: 0 | 0 | 0 | 0.026188 | 0.055651 | 0.081839 | ENERGY
8 | 509-ALLOWANCES | STMPLT | 0: 5000; 2: 4346.7067; 4: 206.1008; 5: 447.1925; 8: 0.015274; 10: 447.1772; 11: 138.7854; 12: 308.3918; 13: 0; 16: 5000; 17: 509; 19: 5000; 20: 0 | 0 | 0
9 | TOTAL STEAM OPERATIONS |  | 0: 436614076.5871; 2: 383314770.9558; 4: 16234343.0421; 5: 37064962.5892; 8: 1762.5608; 10: 37063200.0284; 11: 11675853.3627; 12: 25387346.6656; 13: 0 | 0 | 0
10 | 510-SUPERV & ENGINEERING | STMPLT | 11797961 |  | 10261750.0428 |  | 484643.3874 | 1051567.5698 |  |  | 35.9166 |  | 1051531.6532 | 326352.1874 | 725179.4658 | 0 |  |  | 11757437 | 510 |  | 11797961 | 40524 | 40524
11 | 511-STRUCTURES | STMPLT | 6848247 |  | 5959887.1456 |  | 280259.5093 | 608100.3451 |  |  | 20.7699 |  | 608079.5752 | 188722.8966 | 419356.6786 | 0 |  |  | 6799089 | 511 |  | 6848247 | 49158 | 49158
12 | 512-BOILER PLANT | ENERGY | 50187057 |  | 44139000.4192 |  | 1827952.7115 | 4220103.8692 |  |  | 212.649 |  | 4219891.2202 | 1333542.2162 | 2886349.004 | 0 |  |  | 50142417 | 512 |  | 50187057 | 44640 | 44640
13 | 513-ELECTRIC PLANT | ENERGY | 9402969 |  | 8270033.1163 |  | 342416.3106 | 790519.5731 |  |  | 39.8339 |  | 790479.7392 | 249802.1983 | 540677.5409 | 0 |  |  | 9392793 | 513 |  | 9402969 | 10176 | 10176
14 | 514-MISC STEAM PLANT | STMPLT | 2760902 |  | 2439522.2019 |  | 101388.8055 | 219990.9926 |  |  | 7.5139 |  | 219983.4787 | 68273.8263 | 151709.6524 | 0 |  |  | 2459690 | 514 |  | 2760902 | 301212 | 301212
15 | TOTAL STEAM MAINTENANCE |  | 0: 80997136; 2: 71070192.9258; 4: 3036660.7244; 5: 6890282.3498; 8: 316.6833; 10: 6889965.6665; 11: 2166693.3248; 12: 4723272.3417; 13: 0
16 | TOTAL STEAM GENERATION |  | 0: 517611212.5871; 2: 454384963.8816; 4: 19271003.7665; 5: 43955244.939; 8: 2079.2442; 10: 43953165.6949; 11: 13842546.6875; 12: 30110619.0073; 13: 0; 19: 517611212.5871; 20: 0
PRODUCTION EXPENSE-HYDRO
17 | 535-SUPERV & ENGINEERING | HYDPLT | 0: 0; 2: 0; 4: 0; 5: 0; 8: 0; 10: 0; 11: 0; 12: 0; 13: 0; 16: 0; 17: 535; 19: 0; 20: 0
18 | 536-WATER FOR POWER | HYDPLT | 0: 0; 2: 0; 4: 0; 5: 0; 8: 0; 10: 0; 11: 0; 12: 0; 13: 0; 16: 0; 17: 536; 19: 0; 20: 0
19 | 537-HYDRAULIC EXPENSES | HYDPLT | 0: 0; 2: 0; 4: 0; 5: 0; 8: 0; 10: 0; 11: 0; 12: 0; 13: 0; 16: 0; 17: 537; 19: 0; 20: 0
20 | 538-ELECTRIC EXPENSES | HYDPLT | 0: 0; 2: 0; 4: 0; 5: 0; 8: 0; 10: 0; 11: 0; 12: 0; 13: 0; 16: 0; 17: 538; 19: 0; 20: 0
21 | 539-MISC HYDRO POWER GENER | HYDPLT | 0: 9756; 2: 8522.7846; 4: 393.9295; 5: 839.2859; 8: 0.029948; 10: 839.256; 11: 260.4706; 12: 578.7854; 13: 0; 16: 9756; 17: 539; 19: 9756; 20: 0
22 | 540-RENTS | HYDPLT | 0: 0; 2: 0; 4: 0; 5: 0; 8: 0; 10: 0; 11: 0; 12: 0; 13: 0; 16: 0; 17: 540; 19: 0; 20: 0
23 | TOTAL HYDRO OPERATIONS |  | 0: 9756; 2: 8522.7846; 4: 393.9295; 5: 839.2859; 8: 0.029948; 10: 839.256; 11: 260.4706; 12: 578.7854; 13: 0
24 | 541-SUPERV & ENGINEERING | HYDPLT | 0: 213479; 2: 186494.0064; 4: 8619.8928; 5: 18365.1009; 8: 0.65533; 10: 18364.4455; 11: 5699.5688; 12: 12664.8768; 13: 0; 16: 213479; 17: 541; 19: 213479; 20: 0
25 | 542-STRUCTURES | HYDPLT | 0: 133816; 2: 116900.8753; 4: 5403.2461; 5: 11511.8786; 8: 0.41078; 10: 11511.4678; 11: 3572.6863; 12: 7938.7816; 13: 0; 16: 133816; 17: 542; 19: 133816; 20: 0
26 | 543-RESERV, DAMS & WATERWAY | HYDPLT | 0: 25752; 2: 22496.7966; 4: 1039.8188; 5: 2215.3845; 8: 0.079052; 10: 2215.3055; 11: 687.5397; 12: 1527.7658; 13: 0; 16: 25752; 17: 543; 19: 25752; 20: 0
27 | 544-ELECTRIC PLANT | ENERGY | 0: 37560; 2: 33029.604; 4: 1369.258; 5: 3161.138; 8: 0.15929; 10: 3160.9787; 11: 998.9117; 12: 2162.0671; 13: 0; 16: 37560; 17: 544; 19: 37560; 20: 0
28 | 545-MISC HYDRAULIC PLANT | HYDPLT | 0: 10980; 2: 9592.0638; 4: 443.3524; 5: 944.5838; 8: 0.033706; 10: 944.5501; 11: 293.1495; 12: 651.4006; 13: 0; 16: 10980; 17: 545; 19: 10980; 20: 0
29 | TOTAL HYDRO MAINTENANCE |  | 0: 421587; 2: 368513.3461; 4: 16875.568; 5: 36198.0859; 8: 1.3382; 10: 36196.7477; 11: 11251.856; 12: 24944.8918; 13: 0
30 | TOTAL HYDRO GENERATION |  | 0: 431343; 2: 377036.1307; 4: 17269.4975; 5: 37037.3718; 8: 1.3681; 10: 37036.0037; 11: 11512.3265; 12: 25523.6772; 13: 0; 19: 431343; 20: 0
PRODUCTION EXPENSE-OTHER
31 | 546-SUPERV & ENGINEERING | OTHPLT | 0: 1225819; 2: 1071395.3886; 4: 49513.7788; 5: 104909.8326; 8: 3.7648; 10: 104906.0678; 11: 32558.5298; 12: 72347.538; 13: 0; 16: 1225819; 17: 546; 19: 1225819; 20: 0
32 | 547-FUEL | ENERGY | 0: 148706225.2964; 2: 130769641.4954; 4: 5421117.7685; 5: 12515466.0325; 8: 630.6484; 10: 12514835.3841; 11: 3954855.8108; 12: 8559979.5733; 13: 0; 16: 148706225.2964; 17: 547; 19: 148706225.2964; 20: 0
33 | 548-GENERATION EXPENSES | OTHPLT | 0: 699416; 2: 611306.4629; 4: 28251.0951; 5: 59858.442; 8: 2.1481; 10: 59856.2939; 11: 18576.9324; 12: 41279.3615; 13: 0; 16: 699416; 17: 548; 19: 699416; 20: 0
34 | 549-MISC OTH POWER GENER | OTHPLT | 0: 4163560; 2: 3639051.9188; 4: 168176.2063; 5: 356331.8749; 8: 12.7874; 10: 356319.0875; 11: 110586.7933; 12: 245732.2942; 13: 0; 16: 4163560; 17: 549; 19: 4163560; 20: 0
35 | 550-RENTS | OTHPLT | 0: 5058; 2: 4420.8141; 4: 204.3048; 5: 432.8811; 8: 0.015534; 10: 432.8656; 11: 134.3437; 12: 298.5219; 13: 0; 16: 5058; 17: 550; 19: 5058; 20: 0
36 | TOTAL OTHER OPERATIONS |  | 0: 154800078.2964; 2: 136095816.0798; 4: 5667263.1535; 5: 13036999.0631; 8: 649.3642; 10: 13036349.6989; 11: 4116712.4101; 12: 8919637.2888; 13: 0
37 | 551-SUPERV & ENGINEERING | OTHPLT | 0: 294270; 2: 257199.0816; 4: 11886.2733; 5: 25184.6451; 8: 0.90378; 10: 25183.7413; 11: 7815.9978; 12: 17367.7435; 13: 0; 16: 294270; 17: 551; 19: 294270; 20: 0
38 | 552-STRUCTURES | OTHPLT | 0: 1922969; 2: 1680721.3128; 4: 77673.3447; 5: 164574.3424; 8: 5.9059; 10: 164568.4365; 11: 51075.2758; 12: 113493.1607; 13: 0; 16: 1922969; 17: 552; 19: 1922969; 20: 0
39 | 553-GENERATING & ELECT PLT | OTHPLT | 0: 5600984; 2: 4895395.184; 4: 226237.2202; 5: 479351.5958; 8: 17.2021; 10: 479334.3937; 11: 148765.6861; 12: 330568.7076; 13: 0; 16: 5600984; 17: 553; 19: 5600984; 20: 0
40 | 554-MISC OTH POWER GEN PLT | OTHPLT | 0: 5879946; 2: 5139214.7042; 4: 237505.1666; 5: 503226.1292; 8: 18.0588; 10: 503208.0704; 11: 156175.0937; 12: 347032.9767; 13: 0; 16: 5879946; 17: 554; 19: 5879946; 20: 0
41 | TOTAL OTHER MAINTENANCE |  | 0: 13698169; 2: 11972530.2826; 4: 553302.0049; 5: 1172336.7125; 8: 42.0706; 10: 1172294.6419; 11: 363832.0534; 12: 808462.5884; 13: 0
42 | TOTAL OTHER GENERATION |  | 0: 168498247.2964; 2: 148068346.3623; 4: 6220565.1585; 5: 14209335.7756; 8: 691.4348; 10: 14208644.3408; 11: 4480544.4635; 12: 9728099.8773; 13: 0; 19: 168498247.2964; 20: 0
OPERATION & MAINT EXP CON'T
| 555-PURCHASED POWER |  | 17: 555; 19: 57748981.6633; 20: 0
43 | CAPACITY COMPONENT | DEMPROD | 0: 8349412.9308; 2: 7312225.9596; 4: 337924.0528; 5: 699262.9183; 8: 25.6946; 10: 699237.2237; 11: 217014.4824; 12: 482222.7413; 13: 0; 16: 8349412.9308
44 | ENERGY COMPONENT | ENERGY | 0: 49399568.7325; 2: 43441112.7059; 4: 1800872.0165; 5: 4157584.0101; 8: 209.4987; 10: 4157374.5114; 11: 1313786.0978; 12: 2843588.4136; 13: 0; 16: 49399568.7325
45 | TOTAL ACCT 555 |  | 0: 57748981.6633; 2: 50753338.6656; 4: 2138796.0693; 5: 4856846.9284; 8: 235.1933; 10: 4856611.7351; 11: 1530800.5802; 12: 3325811.1549; 13: 0; 16: 57748981.6633
46 | 556-SYSTEM CONTROL & DISP | DEMPROD | 0: 2129214; 2: 1864717.1979; 4: 86175.2353; 5: 178321.5668; 8: 6.5525; 10: 178315.0143; 11: 55341.6483; 12: 122973.366; 13: 0; 16: 2129214; 17: 556; 19: 2129214; 20: 0
47 | 557-OTHER EXPENSES | PRODPLT | 0: 46113; 2: 40123.8933; 4: 1894.4024; 5: 4094.7042; 8: 0.14099; 10: 4094.5633; 11: 1270.7841; 12: 2823.7792; 13: 0; 16: 46113; 17: 557; 19: 46113; 20: 0
48 | TOTAL PRODUCTION EXPENSES |  | 0: 746465111.5469; 2: 655488526.1315; 4: 27735704.1295; 5: 63240881.2859; 8: 3013.9339; 10: 63237867.352; 11: 19922016.4902; 12: 43315850.8618; 13: 0; 19: 746465111.5469; 20: 0
OPERATION & MAINT EXP CON'T
| TRANSMISSION EXPENSES | [24 empty] | Direct Assign to FERC | 0.025121 | 0.055848 | 0.080969 | DEMTRAN
1 | 560-SUPERV & ENGINEERING | LABTROP | 0: 2001340; 2: 1804304.9891; 4: 197028.6707; 5: 6.3402; 8: 6.3402; 10: 0; 11: 0; 12: 0; 13: 0; 16: 2001340; 17: 560; 19: 2001340; 20: 0 |  | 484145.4 | 150208.5507 | 333936.8493 | 484145.4
2 | 561-LOAD DISPATCHING | TRANPLTXF | 0: 4041992; 2: 3644051.6512; 4: 397927.5439; 5: 12.8049; 8: 12.8049; 10: 0; 11: 0; 12: 0; 13: 0; 16: 4041992; 17: 561; 19: 4041992; 20: 0
3 | 562-STATION EXPENSES | TRANPLTXF | 0: 1445622; 2: 1303298.2837; 4: 142319.1367; 5: 4.5797; 8: 4.5797; 10: 0; 11: 0; 12: 0; 13: 0; 16: 1445622; 17: 562; 19: 1445622; 20: 0
4 | 563-OVERHEAD LINE EXPENSES | TRANPLTXF | 0: 1174638; 2: 1058993.0766; 4: 115641.2022; 5: 3.7212; 8: 3.7212; 10: 0; 11: 0; 12: 0; 13: 0; 16: 1174638; 17: 563; 19: 1174638; 20: 0
5 | 564-UNDERGROUND LINE EXP | TRANPLTXF | 0: 0; 2: 0; 4: 0; 5: 0; 8: 0; 10: 0; 11: 0; 12: 0; 13: 0; 16: 0; 17: 564; 19: 0; 20: 0
6 | 565-TRANSM OF ELECT BY OTH | TRANPLTXF | 0: 3503455; 2: 3158534.4498; 4: 344909.4514; 5: 11.0989; 8: 11.0989; 10: 0; 11: 0; 12: 0; 13: 0; 16: 3503455; 17: 565; 19: 3503455; 20: 0
7 | 566-MISC TRANSMISSION EXP | TRANPLTXF | 0: 13253388; 2: 11948571.5028; 4: 1304774.5108; 5: 41.9864; 8: 41.9864; 10: 0; 11: 0; 12: 0; 13: 0; 16: 13253388; 17: 566; 19: 13253388; 20: 0
8 | 567-RENTS | TRANPLTXF | 124236 |  | 112004.7741 |  | 12230.8323 | 0.39358 |  |  | 0.39358 |  | 0 | 0 | 0 | 0 |  |  | 124236 | 567 |  | 124236 | 0 | MISO Exit Fee Amort Direct Assign to KY (END JUN17)
9 | 575-MISO DAY 1 &2 EXP | TRANPLTXF | 0 |  | 0 |  | 0 | 0 |  |  | 0 |  | 0 | 0 | 0 | 0 |  |  | 0 | 575.7 |  | 0 | 0 | 0
10 | TOTAL TRANSM OPERATIONS |  | 0: 25544671; 2: 23029758.7272; 4: 2514831.3479; 5: 80.9249; 8: 80.9249; 10: 0; 11: 0; 12: 0; 13: 0; 21: Virginia portion Juris:
11 | 568-SUPERV & ENGINEERING | TRANPLTXF | 0 |  | 0 |  | 0 | 0 |  |  | 0 |  | 0 | 0 | 0 | 0 |  |  | 0 | 568 |  | 0 | 0 | Virginia portion Non-Juris:
12 | 569-MAINT OF STRUCTURES | TRANPLTXF | 0 |  | 0 |  | 0 | 0 |  |  | 0 |  | 0 | 0 | 0 | 0 |  |  | 0 | 569 |  | 0 | 0 | Tennessee portion:
13 | 570-MAINT OF STATION EQUIP | TRANPLTXF | 2203328 |  | 1986406.9589 |  | 216914.061 | 6.9801 |  |  | 6.9801 |  | 0 | 0 | 0 | 0 |  |  | 2203328 | 570 |  | 2203328 | 0 | 2009 Winter Storm Reg Asset Amort Direct Assign to KY (Ice storm)(END JUL20)
14 | 571-MAINT OF OH LINES | TRANPLTXF | 11716853 |  | 10570831.6073 |  | 1145984.5161 | 36.8767 |  |  | 36.8767 |  | 0 | 0 | 0 | 0 |  |  | 11640461.48 | 571 |  | 11716853 | 76391.52 | 76391.52
15 | 572-MAINT OF UG LINES | TRANPLTXF | 0: 0; 2: 0; 4: 0; 5: 0; 8: 0; 10: 0; 11: 0; 12: 0; 13: 0; 16: 0; 17: 572; 19: 0; 20: 0
16 | 573-MAINT OF MISC TRAN PLT | TRANPLTXF | 0: 373911; 2: 337098.8851; 4: 36810.9303; 5: 1.1845; 8: 1.1845; 10: 0; 11: 0; 12: 0; 13: 0; 16: 373911; 17: 573; 19: 373911; 20: 0
17 | TOTAL TRANSM MAINTENANCE |  | 0: 14294092; 2: 12894337.4513; 4: 1399709.5074; 5: 45.0413; 8: 45.0413; 10: 0; 11: 0; 12: 0; 13: 0
18 | TOTAL TRANSMISSION EXPENSES |  | 0: 39838763; 2: 35924096.1785; 4: 3914540.8553; 5: 125.9662; 8: 125.9662; 10: 0; 11: 0; 12: 0; 13: 0; 19: 39838763; 20: 0
DISTRIBUTION EXPENSES
19 | 580-SUPERV & ENGINEERING | DISTPLT | 0: 1599415; 2: 1510424.1157; 4: 84551.5595; 5: 4439.3248; 8: 153.8501; 10: 4285.4747; 11: 3714.622; 12: 570.8527; 13: 0; 16: 1599415; 17: 580; 19: 1599415; 20: 0
20 | 581-DIST SYSTEM CONTROL | PLT3602TOT | 0: 362688; 2: 341053.3206; 4: 14940.2782; 5: 6694.4012; 8: 121.2001; 10: 6573.2011; 11: 6573.2011; 12: 0; 13: 0; 16: 362688; 17: 581; 19: 362688; 20: 0
21 | 582-STATION EXPENSES | PLT3602TOT | 0: 1912636; 2: 1798545.4687; 4: 78787.5912; 5: 35302.94; 8: 639.149; 10: 34663.791; 11: 34663.791; 12: 0; 13: 0; 16: 1912636; 17: 582; 19: 1912636; 20: 0
22 | 583-OVERHEAD LINES | PLT3645TOT | 0: 5076060; 2: 4706316.5542; 4: 369122.9792; 5: 620.4666; 8: 620.4666; 10: 0; 11: 0; 12: 0; 13: 0; 16: 5076060; 17: 583; 19: 5076060; 20: 0
23 | 584-UNDERGROUND LINES | PLT3667TOT | 0: 0; 2: 0; 4: 0; 5: 0; 8: 0; 10: 0; 11: 0; 12: 0; 13: 0; 16: 0; 17: 584; 19: 0; 20: 0
24 | 585-STREET LIGHTING | PLT373TOT | 0: 0; 2: 0; 4: 0; 5: 0; 8: 0; 10: 0; 11: 0; 12: 0; 13: 0; 16: 0; 17: 585; 19: 0; 20: 0
25 | 586-METERS | PLT370TOT | 0: 9202911; 2: 8749182.57; 4: 415180.9786; 5: 38547.4514; 8: 442.7119; 10: 38104.7395; 11: 6658.4799; 12: 31446.2596; 13: 0; 16: 9202911; 17: 586; 19: 9202911; 20: 0
26 | 587-CUSTOMER INSTALLATIONS | PLT371TOT | 0: -142800; 2: -142800; 4: 0; 5: 0; 8: 0; 10: 0; 11: 0; 12: 0; 13: 0; 16: -142800; 17: 587; 19: -142800; 20: 0
27 | 588-MISCELLANEOUS EXP | DISTPLT | 0: 7140466; 2: 6743173.0001; 4: 377473.9738; 5: 19819.0262; 8: 686.852; 10: 19132.1741; 11: 16583.6461; 12: 2548.5281; 13: 0; 16: 7140466; 17: 588; 19: 7140466; 20: 0
28 | 589-RENTS | DISTPLT | 0: 0; 2: 0; 4: 0; 5: 0; 8: 0; 10: 0; 11: 0; 12: 0; 13: 0; 16: 0; 17: 589; 19: 0; 20: 0
29 | TOTAL DISTR OPERATIONS |  | 0: 25151376; 2: 23705895.0294; 4: 1340057.3605; 5: 105423.6101; 8: 2664.2297; 10: 102759.3804; 11: 68193.74; 12: 34565.6404; 13: 0
30 | 590-SUPERV & ENGINEERING | DISTPLT | 0: 60834; 2: 57449.2178; 4: 3215.9318; 5: 168.8504; 8: 5.8517; 10: 162.9987; 11: 141.2862; 12: 21.7125; 13: 0; 16: 60834; 17: 590; 19: 60834; 20: 0
31 | 591-MAINT OF STRUCTURES | PLT3602TOT | 0: 0; 2: 0; 4: 0; 5: 0; 8: 0; 10: 0; 11: 0; 12: 0; 13: 0; 16: 0; 17: 591; 19: 0; 20: 0
32 | 592-MAINT OF STATION EQUIP | PLT3602TOT | 1368313 |  | 1286691.8462 |  | 56365.1867 | 25255.967 |  |  | 457.2516 |  | 24798.7154 | 24798.7154 | 0 | 0 |  |  | 1368313 | 592 |  | 1368313 | 0 | 2008 Wind Storm Reg Asset Amort Direct Assign to KY (Ike)(END JUL20)
33 | 593-MAINT OF OH LINES | PLT3645TOT | 32390401 |  | 30239214.8807 |  | 2147972.9385 | 3213.1808 |  |  | 3213.1808 |  | 0 | 0 | 0 | 0 |  |  | 26287151.9 | 593 |  | 32390401 | 6103249.1 | 219551.64
34 | 594-MAINT OF UG LINES | PLT3667TOT | 812273 |  | 790500.343 |  | 21772.657 | 0 |  |  | 0 |  | 0 | 0 | 0 | 0 |  |  | 812273 | 594 |  | 812273 | 0 | 2009 Winter Storm Reg Asset Amort Direct Assign to KY (Ice storm)(END JUL20)
35 | 595-MAINT OF LINE TRANSF | PLT368TOT | 100466 |  | 96331.0445 |  | 3972.3252 | 162.6303 |  |  | 0.97357 |  | 161.6567 | 50.1716 | 111.4851 | 0 |  |  | 100466 | 595 |  | 100466 | 0 | 5647284.24
36 | 596-MAINT OF ST LIGHTING | PLT373TOT | 0 |  | 0 |  | 0 | 0 |  |  | 0 |  | 0 | 0 | 0 | 0 |  |  | 0 | 596 |  | 0 | 0 | Mountain Storm Reg Asset Amort Direct Assign to VA (END DEC17)
37 | 597-MAINT OF METERS | PLT370TOT | 1443102 |  | 1371953.1641 |  | 65104.2372 | 6044.5987 |  |  | 69.4213 |  | 5975.1774 | 1044.1115 | 4931.0659 | 0 |  |  | 1443102 | 597 |  | 1443102 | 0 | 236413.22
38 | 598-MISCELLANEOUS | DISTPLT | 0: 582737; 2: 550313.7197; 4: 30805.8397; 5: 1617.4406; 8: 56.0543; 10: 1561.3863; 11: 1353.3996; 12: 207.9867; 13: 0; 16: 582737; 17: 598; 19: 582737; 20: 0
39 | TOTAL DISTR MAINTENANCE |  | 0: 36758126; 2: 34392454.2159; 4: 2329209.1161; 5: 36462.6679; 8: 3802.7334; 10: 32659.9345; 11: 27387.6844; 12: 5272.2501; 13: 0
40 | TOTAL DISTRIBUTION EXPENSES |  | 0: 61909502; 2: 58098349.2453; 4: 3669266.4766; 5: 141886.2781; 8: 6466.9631; 10: 135419.315; 11: 95581.4245; 12: 39837.8905; 13: 0
OPERATION & MAINT EXP CON'T
CUSTOMER ACCOUNTING EXPENSES
1 | 901-SUPERVISION | LABCA | 0: 3827591; 2: 3631553.6494; 4: 191535.9131; 5: 4501.4375; 8: 30.3127; 10: 4471.1248; 11: 2318.9223; 12: 2152.2024; 13: 0; 16: 3827591; 17: 901; 19: 3827591; 20: 0
2 | 902-METER READING | CUST902 | 0: 5587665; 2: 5301482.113; 4: 279611.5148; 5: 6571.3721; 8: 44.2517; 10: 6527.1205; 11: 3385.2523; 12: 3141.8682; 13: 0; 16: 5587665; 17: 902; 19: 5587665; 20: 0
3 | 903-CUSTOMER RECORDS | CUST903 | 0: 21256145; 2: 20167471.1189; 4: 1063675.5967; 5: 24998.2844; 8: 168.3386; 10: 24829.9457; 11: 12877.9041; 12: 11952.0417; 13: 0; 16: 21256145; 17: 903; 19: 21256145; 20: 0
4 | 904-UNCOLLECTIBLE ACCOUNTS | CUST904 | 0: 5866627.3317; 2: 5566156.8586; 4: 293571.0275; 5: 6899.4457; 8: 46.4609; 10: 6852.9848; 11: 3554.2599; 12: 3298.7249; 13: 0; 16: 5866627.3317; 17: 904; 19: 5866627.3317; 20: 0
5 | 905-MISCELLANEOUS | EXP9024CA | 0: 0; 2: 0; 4: 0; 5: 0; 8: 0; 10: 0; 11: 0; 12: 0; 13: 0; 16: 0; 17: 905; 19: 0; 20: 0
6 | TOTAL CUSTOMER ACCOUNTS |  | 0: 36538028.3317; 2: 34666663.74; 4: 1828394.0521; 5: 42970.5397; 8: 289.3639; 10: 42681.1758; 11: 22136.3386; 12: 20544.8372; 13: 0
CUSTOMER SERVICES
7 | 907-SUPERVISION | LABSA | 0: 653222; 2: 651425.3532; 4: 1796.3928; 5: 0.25405; 8: 0.25405; 10: 0; 11: 0; 12: 0; 13: 0; 16: 653222; 17: 907; 19: 653222; 20: 0
8 | 908-CUSTOMER ASSISTANCE | CUST908 | 0: 21099696; 2: 21099696; 4: 0; 5: 0; 8: 0; 10: 0; 11: 0; 12: 0; 13: 0; 16: 21099696; 17: 908; 19: 21099696; 20: 0
9 | 909-INFORMATION & INSTRUCT | CUST909 | 0: 411162; 2: 389844.8613; 4: 21314.1244; 5: 3.0143; 8: 3.0143; 10: 0; 11: 0; 12: 0; 13: 0; 16: 411162; 17: 909; 19: 411162; 20: 0
10 | 910-MISCELLANEOUS | EXP9089CS | 0: 1862873; 2: 1861026.9034; 4: 1845.8356; 5: 0.26104; 8: 0.26104; 10: 0; 11: 0; 12: 0; 13: 0; 16: 1862873; 17: 910; 19: 1862873; 20: 0
11 | TOTAL CUSTOMER SERVICE |  | 0: 24026953; 2: 24001993.1178; 4: 24956.3528; 5: 3.5294; 8: 3.5294; 10: 0; 11: 0; 12: 0; 13: 0
SALES EXPENSE
12 | 911-SUPERVISION | LABSA | 0: 0; 2: 0; 4: 0; 5: 0; 8: 0; 10: 0; 11: 0; 12: 0; 13: 0; 16: 0; 17: 911; 19: 0; 20: 0
13 | 912-DEMONSTRATING & SELLING | CUST912 | 0: 0; 2: 0; 4: 0; 5: 0; 8: 0; 10: 0; 11: 0; 12: 0; 13: 0; 16: 0; 17: 912; 19: 0; 20: 0
14 | 913-ADVERTISING | CUST913 | 0: 837646; 2: 794217.3368; 4: 43422.5222; 5: 6.1409; 8: 6.1409; 10: 0; 11: 0; 12: 0; 13: 0; 16: 837646; 17: 913; 19: 837646; 20: 0
15 | 916-MISCELLANEOUS | EXP9123SA | 0: 0; 2: 0; 4: 0; 5: 0; 8: 0; 10: 0; 11: 0; 12: 0; 13: 0; 16: 0; 17: 916; 19: 0; 20: 0
16 | TOTAL SALES EXPENSE |  | 0: 837646; 2: 794217.3368; 4: 43422.5222; 5: 6.1409; 8: 6.1409; 10: 0; 11: 0; 12: 0; 13: 0
ADMINISTRATIVE & GENERAL
PLANT COMPONENT
17 | 924-PROPERTY INSURANCE | PLANT | 0: 6240515; 2: 5543868.9753; 4: 308490.2902; 5: 388155.7345; 8: 135.0606; 10: 388020.6739; 11: 122298.1719; 12: 265722.502; 13: 8.2926e-15; 16: 6240515; 17: 924; 19: 6240515; 20: 0
18 | TOTAL NET PLT COMPONENT |  | 0: 6240515; 2: 5543868.9753; 4: 308490.2902; 5: 388155.7345; 8: 135.0606; 10: 388020.6739; 11: 122298.1719; 12: 265722.502; 13: 8.2926e-15
LABOR COMPONENT
19 | 920-ADMIN & GENERAL EXP | LABOR | 0: 37411569; 2: 33809231.7906; 4: 1755544.8706; 5: 1846792.3388; 8: 842.5552; 10: 1845949.7836; 11: 589301.994; 12: 1256647.7896; 13: 1.8931e-12; 16: 37411569; 17: 920; 19: 37411569; 20: 0
20 | 921-OFFICE SUPPLIES & EXP | LABOR | 0: 8043619; 2: 7269103.822; 4: 377448.3256; 5: 397066.8524; 8: 181.1523; 10: 396885.7001; 11: 126702.0027; 12: 270183.6974; 13: 4.0703e-13; 16: 8043619; 17: 921; 19: 8043619; 20: 0
21 | 922-ADMIN EXP TRANSF-CRED | LABOR | 0: -4884601; 2: -4414265.7426; 4: -229210.8153; 5: -241124.4421; 8: -110.0073; 10: -241014.4348; 11: -76941.5768; 12: -164072.858; 13: -2.4717e-13; 16: -4884601; 17: 922; 19: -4884601; 20: 0 | Advertising | Assoc Dues | R&D | Misc | Total
22 | 923-OUTSIDE SERVICES | LABOR | 0: 21171836; 2: 19133212.7973; 4: 993492.363; 5: 1045130.8397; 8: 476.8161; 10: 1044654.0236; 11: 333495.908; 12: 711158.1156; 13: 1.0713e-12; 16: 21171836; 17: 923; 19: 21171836; 20: 0 | 521995 | 0 | 4219983 | 0 | 4741978 | 930101 | GEN PUBLIC INFO EXP | 521995
23 | 925-INJURIES & DAMAGES | LABOR | 4319944 |  | 3904092.4578 |  | 202658.9959 | 213192.5463 |  |  | 97.264 |  | 213095.2822 | 68028.6516 | 145066.6306 | 2.1854e-13 |  |  | 4318768 | 925 |  | 4319944 | 1176 | 1176 | [5 empty] | 930191 | GEN PUBLIC INFO EXP - INDIRECT
24 | 926-PENSIONS & BENEFITS | LABOR | 0: 42916267.2444; 2: 38783885.9914; 4: 2013853.865; 5: 2118527.3881; 8: 966.5279; 10: 2117560.8602; 11: 676011.2591; 12: 1441549.6012; 13: 2.1717e-12; 16: 42916267.2444; 17: 926; 19: 43705184; 20: 0 | [5 empty] | 930201 | MISC CORPORATE EXP
25 | 926-PENSIONS EXP-DIR KY | DIRECT | 0: 128220; 2: 128220; 4: 0; 5: 0; 8: 0; 10: 0; 11: 0; 12: 0; 13: 0; 16: 128220; 20: 0; 21: Pension Direct Assignments: | [5 empty] | 930202 | ASSOCIATION DUES
26 | 926-PENSIONS EXP-DIR VA | DIRECT | 0: 321576.929; 2: 0; 4: 321576.929; 5: 0; 8: 0; 10: 0; 11: 0; 12: 0; 13: 0; 16: 321576.929; 20: 0; 21: Total Labor (KY,VA,TN,FERC) | [5 empty] | 930203 | RESEARCH WORK
27 | 926-PENSIONS EXP-DIR VNJ | DIRECT | 0: 0; 2: 0; 4: 0; 5: 0; 8: 0; 10: 0; 11: 0; 12: 0; 13: 0; 20: 0; 21: 188407217 | [5 empty] | 930207 | OTHER MISC GEN EXP
27 | 926-PENSIONS EXP-DIR FERC/TN | DIRECT | 0: 339119.8266; 2: 0; 4: 0; 5: 339119.8266; 8: 134.4913; 10: 338985.3353; 11: 108217.8593; 12: 230767.476; 13: 0; 16: 339119.8266; 20: 0 | [5 empty] | 930250
28 | 930.1-GEN ADVERTISING EXPENSE | LABORXF | 0: 46179; 2: 43898.4769; 4: 2279.4291; 5: 1.094; 8: 1.094; 10: 0; 11: 0; 12: 0; 13: 0; 16: 46179; 17: 930.1; 19: 46179 | [5 empty] | 930272 | ASSOCIATION DUES - INDIRECT
29 | 930.2-MISC GENERAL EXPENSE | LABOR | 5691534 |  | 5153363.5443 |  | 262269.2791 | 275901.1766 |  |  | 125.8734 |  | 275775.3033 | 88038.655 | 187736.6483 | 2.8282e-13 |  |  | 5589093.96 | 930.2 |  | 5691534 | 102440.04 | Ky Only portion of 930.2: | KY Cases | VA Cases | TN Cases | FERC | Total | 930274 | RESEARCH AND DEVELOPMENT EXPENSES - INDIRECT | 4219983
30 | 931-RENTS | LABOR | 2026239 |  | 1831133.6799 |  | 95081.6439 | 100023.6761 |  |  | 45.6334 |  | 99978.0427 | 31917.0437 | 68060.999 | 1.0253e-13 |  |  | 2026239 | 931 |  | 2026239 | 0 | Amortization of CMRG-Ky Only (END JUL20) | 1042686 | 0 | 0 | 0 | 1042686 | 930277 | OTHER MISC GEN EXP - INDIRECT
31 | 935-MAINTENANCE | LABOR | 0: 966814; 2: 873720.0684; 4: 45367.9277; 5: 47726.0039; 8: 21.7739; 10: 47704.2301; 11: 15229.1239; 12: 32475.1062; 13: 4.8923e-14; 16: 966814; 17: 935; 19: 966814; 20: 0 | 275687.56
32 | TOTAL LABOR COMPONENT |  | 0: 118498317; 2: 106515596.8859; 4: 5840362.8138; 5: 6142357.3004; 8: 2783.1742; 10: 6139574.1262; 11: 1960000.9205; 12: 4179573.2057; 13: 5.9488e-12 | [5 empty] | 930903 | RESEARCH WORK - INDIRECT | 0
[25 empty] | 275687.56 |  |  |  |  | 930904 | RESEARCH AND DEVELOPMENT EXPENSES | 0
| 928-REGULATORY COMMISSION | [23 empty] | 766998.44
33 | KENTUCKY JURISDICTION | DIRECT | 0: 1414752; 2: 1414752; 4: 0; 5: 0; 8: 0; 10: 0; 11: 0; 12: 0; 13: 0; 16: 1414752; 17: 0
34 | VIRGINIA JURISDICTION | DIRECT | 0: 0; 2: 0; 4: 0; 5: 0; 8: 0; 10: 0; 11: 0; 12: 0; 13: 0; 16: 0
35 | FEDERAL JURISDICTION | LABPTDFER | 0: 0; 2: 0; 4: 0; 5: 0; 8: 0; 10: 0; 11: 0; 12: 0; 13: 0; 16: 0; 21: Total 928 | Main Exp FS |  |  |  |  | 930904 | Amortization of CMRG-Ky Only END JUL-20 | 102440.04 | 930274 as of October 2012
36 | 928 ALLOCATED | ENERGY | 438438 |  | 385554.6731 |  | 15983.3526 | 36899.9743 |  |  | 1.8594 |  | 36898.115 | 11660.2991 | 25237.8158 | 0 |  |  | 438438 | 928 |  | 438438 | 0 | 1853190 |  | 1181890500.8094 | 0
37 | TOTAL ACCOUNT 928 |  | 0: 1853190; 2: 1800306.6731; 4: 15983.3526; 5: 36899.9743; 8: 1.8594; 10: 36898.115; 11: 11660.2991; 12: 25237.8158; 13: 0; 21: Ky rate case | [7 empty] | 102440.04
Ky other cases
38 | 927-FRANCHISE NJ VA | REVNJVA | 0: 0; 2: 0; 4: 0; 5: 0; 8: 0; 10: 0; 11: 0; 12: 0; 13: 0; 16: 0; 17: 927; 19: 0; 20: 0
39 | 929-DUPLICATE CHARGES-CR | REVNJVA | 0: 0; 2: 0; 4: 0; 5: 0; 8: 0; 10: 0; 11: 0; 12: 0; 13: 0; 16: 0; 17: 929; 19: 0; 20: 0
Difference
40 | TOTAL ADMINISTRATIVE & GEN |  | 0: 126592022; 2: 113859772.5342; 4: 6164836.4566; 5: 6567413.0092; 8: 2920.0942; 10: 6564492.915; 11: 2093959.3915; 12: 4470533.5235; 13: 5.9571e-12
41 | TOTAL OPERATION & MAINTENANCE |  | 0: 1036208025.8786; 2: 922833618.2842; 4: 43381120.845; 5: 69993286.7494; 8: 12825.9916; 10: 69980460.7577; 11: 22133693.6448; 12: 47846767.113; 13: 5.9571e-12
| TOTAL OPERATION |  | 0: 889072101.8786; 2: 791261869.9941; 4: 35999995.9964; 8: 8596.351; 10: 61801639.5371
| TOTAL MAINTENANCE |  | 0: 147135924; 2: 131571748.2901; 4: 7381124.8486; 8: 4229.6407; 10: 8178821.2207
| TOTAL OPERATION LESS FUEL AND PURCHASED POWER |  | 0: 319120313.3317; 2: 290081645.8848; 4: 15190167.0762; 8: 6189.1226; 10: 13842311.2481
DEPRECIATION & AMORT EXPENSE
DEPRECIATION EXPENSE
PRODUCTION PLANT
STEAM PRODUCTION PLANT
1 | SYSTEM | STMSYS | 0: 171344585.5073; 2: 150059691.211; 4: 6934793.7687; 5: 14350100.5275; 8: 527.2988; 10: 14349573.2288; 11: 4453517.4925; 12: 9896055.7363; 13: 0; 16: 171344585.5073
2 | FERC-AFUDC PRE | DEMFERC | 0: 352912; 2: 0; 4: 114984.4832; 5: 237927.5168; 8: 0; 10: 237927.5168; 11: 73842.9179; 12: 164084.5989; 13: 0; 16: 352912; 18: AFUDC expense per Prop Acct spreadsheet
3 | FERC-AFUDC POST | DEMFERCP | 0: 565414; 2: 0; 4: 0; 5: 565414; 8: 0; 10: 565414; 11: 175481.2564; 12: 389932.7436; 13: 0; 16: 565414; 18: AFUDC expense per Prop Acct spreadsheet
4 | TOTAL STEAM PROD PLT |  | 0: 172262911.5073; 2: 150059691.211; 4: 7049778.2519; 5: 15153442.0444; 8: 527.2988; 10: 15152914.7456; 11: 4702841.6668; 12: 10450073.0788; 13: 0; 16: 172262911.5073; 18: 12 month ending functional depr expense
HYDRAULIC PRODUCTION PLANT
5 | SYSTEM | HYDSYS | 0: 1277529.0552; 2: 1118830.8925; 4: 51705.1677; 5: 106992.9949; 8: 3.9315; 10: 106989.0634; 11: 33205.006; 12: 73784.0574; 13: 0; 16: 1277529.0552
6 | FERC-AFUDC PRE | DEMFERC | 0: 22; 2: 0; 4: 7.168; 5: 14.832; 8: 0; 10: 14.832; 11: 4.6033; 12: 10.2288; 13: 0; 16: 22; 18: AFUDC expense per Prop Acct spreadsheet
7 | FERC-AFUDC POST | DEMFERCP | 0: 2759; 2: 0; 4: 0; 5: 2759; 8: 0; 10: 2759; 11: 856.2802; 12: 1902.7198; 13: 0; 16: 2759; 18: AFUDC expense per Prop Acct spreadsheet
8 | TOTAL HYDRO PROD PLT |  | 0: 1280310.0552; 2: 1118830.8925; 4: 51712.3357; 5: 109766.827; 8: 3.9315; 10: 109762.8955; 11: 34065.8894; 12: 75697.006; 13: 0; 16: 1280310.0552; 18: 12 month ending functional depr expense
OTHER PRODUCTION PLANT
9 | SYSTEM | OTHSYS | 0: 40672960.9198; 2: 35620454.1754; 4: 1646148.2871; 5: 3406358.4573; 8: 125.1677; 10: 3406233.2896; 11: 1057154.7527; 12: 2349078.5369; 13: 0; 16: 40672960.9198
10 | FERC-AFUDC PRE | DEMFERC | 0: 78; 2: 0; 4: 25.4137; 5: 52.5863; 8: 0; 10: 52.5863; 11: 16.3206; 12: 36.2657; 13: 0; 16: 78; 18: AFUDC expense per Prop Acct spreadsheet
11 | FERC-AFUDC POST | DEMFERCP | 0: 77772; 2: 0; 4: 0; 5: 77772; 8: 0; 10: 77772; 11: 24137.2309; 12: 53634.7691; 13: 0; 16: 77772; 18: AFUDC expense per Prop Acct spreadsheet
12 | TOTAL OTHER PROD PLT |  | 0: 40750810.9198; 2: 35620454.1754; 4: 1646173.7008; 5: 3484183.0436; 8: 125.1677; 10: 3484057.8759; 11: 1081308.3043; 12: 2402749.5716; 13: 0; 16: 40750810.9198; 18: 12 month ending functional depr expense
13 | TOTAL PRODUCTION PLANT |  | 0: 214294032.4822; 2: 186798976.2789; 4: 8747664.2884; 5: 18747391.915; 8: 656.3979; 10: 18746735.517; 11: 5818215.8606; 12: 12928519.6565; 13: 0
TRANSMISSION PLANT
14 | KENTUCKY SYSTEM PROPERTY | KYTRPLTXF | 0: 21142539.2728; 2: 20185930.1105; 4: 956538.2305; 5: 70.9319; 8: 70.9319; 10: 0; 11: 0; 12: 0; 13: 0; 16: 21142539.2728; 18: 12 month ending KY, PP, TN depr expense
15 | VIRGINIA PROPERTY | TRPLTVA | 0: 1397348.0253; 2: 182213.8355; 4: 1215133.5495; 5: 0.64029; 8: 0.64029; 10: 0; 11: 0; 12: 0; 13: 0; 16: 1397348.0253; 18: 12 month ending functional depr expense
17 | FERC-AFUDC PRE | DEMFERC | 0: 55968; 2: 0; 4: 18235.2869; 5: 37732.7131; 8: 0; 10: 37732.7131; 11: 11710.6826; 12: 26022.0305; 13: 0; 16: 55968; 18: AFUDC expense per Prop Acct spreadsheet
18 | FERC-AFUDC POST | DEMFERCP | 0: 25545; 2: 0; 4: 0; 5: 25545; 8: 0; 10: 25545; 11: 7928.1176; 12: 17616.8824; 13: 0; 16: 25545; 18: AFUDC expense per Prop Acct spreadsheet
19 | TOTAL TRANSMISSION PLANT |  | 0: 22621400.2981; 2: 20368143.946; 4: 2189907.0668; 5: 63349.2853; 8: 71.5722; 10: 63277.7131; 11: 19638.8003; 12: 43638.9129; 13: 0; 16: 22621400.2981; 18: 12 month ending functional depr expense
DISTRIBUTION PLANT
20 | DISTRIBUTION-KENTUCKY | KYDIST | 0: 43166520.9873; 2: 43044392.6042; 4: 0; 5: 122128.3831; 8: 0; 10: 122128.3831; 11: 105860.1006; 12: 16268.2825; 13: 0; 16: 43166520.9873; 18: 12 month ending functional depr expense
21 | DISTRIBUTION-VIRGINIA | VADIST | 0: 2400859.7926; 2: 0; 4: 2400859.7926; 5: 0; 8: 0; 10: 0; 11: 0; 12: 0; 13: 0; 16: 2400859.7926; 18: 12 month ending functional depr expense
22 | DISTRIBUTION-TENNESSEE | TNDIST | 0: 4272.61; 2: 0; 4: 0; 5: 4272.61; 8: 4272.61; 10: 0; 11: 0; 12: 0; 13: 0; 16: 4272.61; 18: 12 month ending functional depr expense
23 | TOTAL DISTRIBUTION PLANT |  | 0: 45571653.39; 2: 43044392.6042; 4: 2400859.7926; 5: 126400.9931; 8: 4272.61; 10: 122128.3831; 11: 105860.1006; 12: 16268.2825; 13: 0; 16: 45571653.39; 18: 12 month ending functional depr expense | Amortization Exp FS
[25 empty] | 10501.56 | 239971068.0245 | -6.8545e-07
24 | GENERAL PLANT | GENPLT | 0: 12799499.7668; 2: 11631104.9261; 4: 569399.6564; 5: 598995.1843; 8: 273.2773; 10: 598721.9069; 11: 191136.3011; 12: 407585.6058; 13: 7.7067e-13; 16: 12799499.7668; 18: 12 month ending functional depr expense
25 | INTANGIBLE PLANT-SOFTWARE | PLT303TOT | 0: 18435783.7636; 2: 16377733.9304; 4: 911350.0513; 5: 1146699.7819; 8: 398.9996; 10: 1146300.7823; 11: 361296.4451; 12: 785004.3372; 13: 2.4498e-14; 16: 18435783.7636; 18: 12 month ending functional depr expense
26 | INTANGIBLE PLANT-FRANCHISES | PLT302TOT | 0: 2029.8535; 2: 2029.8535; 4: 0; 5: 0; 8: 0; 10: 0; 11: 0; 12: 0; 13: 0; 16: 2029.8535; 18: 12 month ending functional depr expense
27 | TOTAL DEPREC & AMORT EXP |  | 0: 313724399.5542; 2: 278222381.5392; 4: 14819180.8555; 5: 20682837.1596; 8: 5672.8571; 10: 20677164.3025; 11: 6496147.5075; 12: 14181016.7949; 13: 2.4498e-14
ARO REGULATORY DEBITS AND ACCRETION
REGULATORY DEBITS
| PRODUCTION PLANT |  | 21: Total 407.3
1 | STEAM PRODUCTION PLANT | DIRECT | 0: 1781349.496; 2: 1629582.8909; 4: 50948.2955; 5: 100818.3095; 8: 0; 10: 100818.3095; 11: 31356.7901; 12: 69461.5195; 13: 0; 16: 0; 18: Pulled off Trial Balance - Acct 407.3; 20: 2.5611e-09; 21: 1781349.496
2 | HYDRAULIC PRODUCTION PLANT | HYDSYS | 0: 0; 2: 0; 4: 0; 5: 0; 8: 0; 10: 0; 11: 0; 12: 0; 13: 0; 16: 0; 21: Revenue Allocation per Books
3 | OTHER PRODUCTION PLANT | OTHSYS | 0: 0; 2: 0; 4: 0; 5: 0; 8: 0; 10: 0; 11: 0; 12: 0; 13: 0; 16: 0
4 | TOTAL PRODUCTION PLANT |  | 0: 1781349.496; 2: 1629582.8909; 4: 50948.2955; 5: 100818.3095; 8: 0; 10: 100818.3095; 11: 31356.7901; 12: 69461.5195; 13: 0
TRANSMISSION PLANT
5 | KENTUCKY SYSTEM PROPERTY | KYTRPLTXF | 0: 0; 2: 0; 4: 0; 5: 0; 8: 0; 10: 0; 11: 0; 12: 0; 13: 0; 16: 0; 18: Pulled off Trial Balance - Acct 407.3
6 | VIRGINIA PROPERTY | TRPLTVA | 0: 0; 2: 0; 4: 0; 5: 0; 8: 0; 10: 0; 11: 0; 12: 0; 13: 0
7 | TOTAL TRANSMISSION PLANT |  | 0: 0; 2: 0; 4: 0; 5: 0; 8: 0; 10: 0; 11: 0; 12: 0; 13: 0
DISTRIBUTION PLANT
8 | KENTUCKY DISTRIBUTION PROPERTY | KYDIST | 0: 0; 2: 0; 4: 0; 5: 0; 8: 0; 10: 0; 11: 0; 12: 0; 13: 0; 16: 0; 18: Pulled off Trial Balance - Acct 407.3
9 | VIRGINIA DISTRIBUTION PROPERTY | VADIST | 0: 0; 2: 0; 4: 0; 5: 0; 8: 0; 10: 0; 11: 0; 12: 0; 13: 0
10 | TOTAL DISTRIBUTION PLANT |  | 0: 0; 2: 0; 4: 0; 5: 0; 8: 0; 10: 0; 11: 0; 12: 0; 13: 0
11 | TOTAL REGULATORY DEBITS |  | 0: 1781349.496; 2: 1629582.8909; 4: 50948.2955; 5: 100818.3095; 8: 0; 10: 100818.3095; 11: 31356.7901; 12: 69461.5195; 13: 0
ACCRETION
PRODUCTION PLANT
12 | STEAM PRODUCTION PLANT | STMSYS | 0: 0; 2: 0; 4: 0; 5: 0; 8: 0; 10: 0; 11: 0; 12: 0; 13: 0; 16: 0; 18: Pulled off Trial Balance - Acct 411
13 | HYDRAULIC PRODUCTION PLANT | HYDSYS | 0: 0; 2: 0; 4: 0; 5: 0; 8: 0; 10: 0; 11: 0; 12: 0; 13: 0; 16: 0
14 | OTHER PRODUCTION PLANT | OTHSYS | 0: 0; 2: 0; 4: 0; 5: 0; 8: 0; 10: 0; 11: 0; 12: 0; 13: 0; 16: 0
15 | TOTAL PRODUCTION PLANT |  | 0: 0; 2: 0; 4: 0; 5: 0; 8: 0; 10: 0; 11: 0; 12: 0; 13: 0
TRANSMISSION PLANT
16 | KENTUCKY SYSTEM PROPERTY | KYTRPLTXF | 0: 0; 2: 0; 4: 0; 5: 0; 8: 0; 10: 0; 11: 0; 12: 0; 13: 0; 16: 0; 18: Pulled off Trial Balance - Acct 411
17 | VIRGINIA PROPERTY | TRPLTVA | 0: 0; 2: 0; 4: 0; 5: 0; 8: 0; 10: 0; 11: 0; 12: 0; 13: 0
0
18 | TOTAL TRANSMISSION PLANT |  | 0: 0; 2: 0; 4: 0; 5: 0; 8: 0; 10: 0; 11: 0; 12: 0; 13: 0
DISTRIBUTION PLANT
19 | KENTUCKY SYSTEM PROPERTY | KYDIST | 0: 0; 2: 0; 4: 0; 5: 0; 8: 0; 10: 0; 11: 0; 12: 0; 13: 0; 16: 0; 18: Pulled off Trial Balance - Acct 411
20 | VIRGINIA PROPERTY | DPLTXVA | 0: 0; 2: 0; 4: 0; 5: 0; 8: 0; 10: 0; 11: 0; 12: 0; 13: 0
[22 empty] | Regulatory Debits FS | Accretion Exp FS
21 | TOTAL DISTRIBUTION PLANT |  | 0: 0; 2: 0; 4: 0; 5: 0; 8: 0; 10: 0; 11: 0; 12: 0; 13: 0; 19: 1781349.496; 20: 0; 21: 1781349.496
22 | TOTAL ACCRETION EXPENSE |  | 0: 0; 2: 0; 4: 0; 5: 0; 8: 0; 10: 0; 11: 0; 12: 0; 13: 0
OTHER TAXES & OTHER EXPENSES
TAXES OTHER THAN INCOME TAX
1 | PROPERTY TAXES | NETPLANT | 0: 29910218.7369; 2: 26672024.8937; 4: 1388944.6423; 5: 1849249.2009; 8: 236.1578; 10: 1849013.043; 11: 582536.2307; 12: 1266476.8124; 13: 4.0659e-14; 16: 29910218.7369; 18: See Tax Accounting workpapers
2 | PSC ASSESSMENT-KY REVENUE | REVKY | 0: 3194472; 2: 3194472; 4: 0; 5: 0; 8: 0; 10: 0; 11: 0; 12: 0; 13: 0; 16: 3194472
3 | VA GROSS RECEIPTS TAX | REVVA | 0: 0; 2: 0; 4: 0; 5: 0; 8: 0; 10: 0; 11: 0; 12: 0; 13: 0
4 | OTHER | LABOR | 0: 0; 2: 0; 4: 0; 5: 0; 8: 0; 10: 0; 11: 0; 12: 0; 13: 0; 16: 0 | 50% Limitation
5 | FICA & UNEMPLOYMENT | LABOR | 0: 10760830; 2: 9732302.3484; 4: 501237.485; 5: 527290.1666; 8: 240.5636; 10: 527049.603; 11: 168255.5965; 12: 358794.0064; 13: 5.4052e-13; 16: 10681630; 17: 10760830; 18: 79200; 19: ACCT 408 GR REG ASSET AMORT-Direct Assign to KY | 665824.1135
6 | MISCELLANEOUS | PLANT | 0: 0; 2: 0; 4: 0; 5: 0; 8: 0; 10: 0; 11: 0; 12: 0; 13: 0
7 | TOTAL OTHER TAXES |  | 0: 43865520.7369; 2: 39598799.2421; 4: 1890182.1273; 5: 2376539.3674; 8: 476.7214; 10: 2376062.646; 11: 750791.8272; 12: 1625270.8188; 13: 5.8118e-13
8 | GAIN DISPOSITION OF ALLOWANCES | DEMPROD | 0: 0; 2: 0; 4: 0; 5: 0; 8: 0; 10: 0; 11: 0; 12: 0; 13: 0; 16: 0; 18: Income Statement; 20: GAINS/LOSSES-NET OF TAXES (1-.389)
9 | GAIN/LOSS PROP DISPOSITION (NET) | PLANT | 0: 0; 2: 0; 4: 0; 5: 0; 8: 0; 10: 0; 11: 0; 12: 0; 13: 0; 16: 0; 18: Financials pg 21=; 20: 0; 21: 0
10 | CHARITABLE CONTRIBUTIONS-VA ONLY | LABOR | 957051.459 |  | 0 |  | 22454.9093 | 0 |  |  | 0 |  | 0 | 0 | 0 | 0 |  |  | 478525.7295 | Virginia | Donations Workpaper |  | Financials pg 21 | Net of Tax (1-.389)
[19 empty] | 934596.5497 | Other |  |  | 1566369 | 957051.459
957051.459
INVESTMENT TAX CREDIT ADJ
11 | PRODUCTION | PRODPLT | 0: 0; 2: 0; 4: 0; 5: 0; 8: 0; 10: 0; 11: 0; 12: 0; 13: 0; 16: 0; 18: Tax acct workpapers; 20: ITC BTL-No amortization
12 | TRANSMISSION | TRANPLTXF | 0: 0; 2: 0; 4: 0; 5: 0; 8: 0; 10: 0; 11: 0; 12: 0; 13: 0; 16: 0
13 | TRANSMISSION VA | TRPLTVA | 0: 0; 2: 0; 4: 0; 5: 0; 8: 0; 10: 0; 11: 0; 12: 0; 13: 0; 16: 0
14 | DISTRIBUTION - DIRECT | DIRITCADJ | 0: 0; 2: 0; 4: 0; 5: 0; 8: 0; 10: 0; 11: 0; 12: 0; 13: 0; 16: 0
15 | DISTRIBUTION PLT KY,FERC & TN | DPLTXVA | 0: 0; 2: 0; 4: 0; 5: 0; 8: 0; 10: 0; 11: 0; 12: 0; 13: 0; 16: 0
16 | GENERAL | GENPLT | 0: 0; 2: 0; 4: 0; 5: 0; 8: 0; 10: 0; 11: 0; 12: 0; 13: 0; 16: 0
17 | TOTAL INVEST TAX CREDIT ADJ |  | 0: 0; 2: 0; 4: 0; 5: 0; 8: 0; 10: 0; 11: 0; 12: 0; 13: 0
18 | TOTAL EXP OTHER THAN INC TAX |  | 0: 1395579295.6657; 2: 1242284381.9564; 4: 60141432.1234; 5: 93153481.5859; 8: 18975.5702; 10: 93134506.0158; 11: 29411989.7695; 12: 63722516.2462; 13: 6.5628e-12
INCOME TAXES
1 | OPERATING INC BEFORE INC TAXES |  | 0: 438467328; 2: 400332116.3891; 4: 15811503.3603; 5: 22323708.1925; 8: -18782.2121; 10: 22342490.4047; 11: 6510866.4305; 12: 15831623.9742; 13: -6.5628e-12; 16: 438467328; 17: ok; 19: 0
DEVELOPMENT OF FED INC TAX
ADDITIONS TO INCOME
2
3
4 | TOTAL ADDITIONS |  | 0: 0; 2: 0; 4: 0; 5: 0; 8: 0; 10: 0; 11: 0; 12: 0; 13: 0
DEDUCTIONS FROM INCOME
INTEREST EXPENSE
5 | LONG TERM DEBT OTHER | RATEBASE | 0: 96310062; 2: 86095200.4911; 4: 4201537.6719; 5: 6013323.8369; 8: 443.2304; 10: 6012880.6065; 11: 1893356.2609; 12: 4119524.3457; 13: 1.043e-13; 16: 96310062; 18: Tax acct workpapers; 21: Kentucky Portion Customer Deposits Interest | 0.29888
6 | INT ON CUSTOMER DEPOSITS | CUSTDEPI | 0: 0; 2: 0; 4: 5481.5276; 5: 0; 8: 0; 10: 0; 11: 0; 12: 0; 13: 0; 16: 103603.6409; 18: Total Co Int on Cust Dep; Interest deduct for Virginia only; 21: 98122.1133 | 0.70112
7 | AFUDC-INTEREST POST FERC | AFUDC | 0: 0; 2: 0; 4: 0; 5: 0; 8: 0; 10: 0; 11: 0; 12: 0; 13: 0; 16: 0; 18: Tax acct workpapers
8 | TOTAL DEDUCTIONS |  | 0: 96310062; 2: 86095200.4911; 4: 4207019.1995; 5: 6013323.8369; 8: 443.2304; 10: 6012880.6065; 11: 1893356.2609; 12: 4119524.3457; 13: 1.043e-13; 18: Tax acct workpapers
[25 empty] | FERC-Transmission | Total
| PLUS: ABOVE THE LINE DIFF: | [23 empty] | 8919654.2713 | 275343961.8287
9 | SEC. 199 DEDUCTION-STATE | DEMPRODNV | 0: -5466051; 2: -4988960.3078; 4: 0; 5: -477090.6922; 8: -17.5308; 10: -477073.1613; 11: -148063.8926; 12: -329009.2687; 13: 0; 16: -5466051; 18: Tax acct workpapers-STATE amount | 0.032395 | 270735639.4407 | 1
10 | SEC. 199 DEDUCTION-FEDERAL | STMSYS | 0: 0; 2: 0; 4: 0; 5: 0; 8: 0; 10: 0; 11: 0; 12: 0; 13: 0; 16: 0; 18: Tax acct workpapers-FEDERAL amount; 21: 257803
11 | DEPREC-EQUITY AFUDC PRE | DEMFERC | 0: 221702.9743; 2: 0; 4: 72234.4435; 5: 149468.5308; 8: 0; 10: 149468.5308; 11: 46388.886; 12: 103079.6448; 13: 0; 16: 221702.9743; 18: Tax acct workpapers; 21: 730603 | FS State Taxes
12 | DEPREC-EQUITY AFUDC POST | DEMFERCP | 0: 628297.0257; 2: 0; 4: 0; 5: 628297.0257; 8: 0; 10: 628297.0257; 11: 194997.5619; 12: 433299.4638; 13: 0; 16: 628297.0257; 18: Tax acct workpapers; 21: 988406 | 15099245 | -1.02
13 | OTHER | RATEBASE | 0: 0; 2: 0; 4: -98122.1133; 5: 0; 8: 0; 10: 0; 11: 0; 12: 0; 13: 0; 16: 0; 18: Tax acct workpapers and Direct input to Virginia Jurisdiction-Kentucky Portion Customer Deposits Interest
14 | STATE TAXABLE INCOME |  | 0: 337541215; 2: 309247956; 4: 11578596; 5: 16611059; 8: -19243; 10: 16630302; 11: 4710833; 12: 11919469; 13: 0; 16: 337541215
15 | APPORTIONED STATE TAXABLE INCOME (LINE 14-9) |  | 0: 343007266; 2: 314236916; 4: 11738874.0474; 5: 17088151; 8: -19225; 10: 17107376; 11: 4858897; 12: 12248479; 13: 0; 16: 342275365.3334
[19 empty] | 0.034297 |  | Virginia Apportionment Factor-2015
16 | STATE TAX |  | 0: 20252472.9; 2: 18554877.36; 4: 704332.4428; 5: 996663.54; 8: -1154.58; 10: 997818.12; 11: 282649.98; 12: 715168.14; 13: 0; 18: (VA Tax workpaper)
17 | STATE TAX ADJUSTMENTS | RATEBASE | 0: 106507; 2: 95211; 4: 4646; 5: 6650; 8: 0; 10: 6650; 11: 2094; 12: 4556; 13: 1.1534e-16; 16: 106507; 18: Tax acct workpapers; 21: 106506
18 | KENTUCKY TAX CREDITS | DPRODKY | 0: -1620000; 2: -1478607; 4: 0; 5: -141393; 8: 0; 10: -141393; 11: -43883; 12: -97510; 13: 0; 16: -1620000; 18: Tax acct workpapers; 21: 106506.6483
19 | 203(E) EXCESS | PLANTKF | 0: -392308; 2: -366638; 4: 0; 5: -25670; 8: -9; 10: -25661; 11: -8088; 12: -17573; 13: -5.4842e-16; 16: -392308; 18: Tax acct workpapers-203(E) STATE amount
20 | STATE TAX TOTAL |  | 0: 18346671.9; 2: 16804843.36; 4: 708978.4428; 5: 836250.54; 8: -1163.58; 10: 837414.12; 11: 232772.98; 12: 604641.14; 13: 1.1534e-16
21 | SEC. 199 DEDUCTION-FEDERAL INCREMENT | DEMPRODNV | 0: 0; 2: 0; 4: 0; 5: 0; 8: 0; 10: 0; 11: 0; 12: 0; 13: 0; 16: 0; 18: Tax acct workpapers-SEC199 FEDERAL LESS STATE amount | FS Federal Taxes
22 | STATE TAX ADJUSTS FOR FEDERAL | RATEBASE | 0: 0; 2: 0; 4: 98122.1133; 5: 0; 8: 0; 10: 0; 11: 0; 12: 0; 13: 0; 16: 0; 18: Direct input to Virginia Jurisdiction-Kentucky Portion Customer Deposits Interest | 92315007 | 1
23 | FEDERAL TAXABLE INCOME |  | 0: 324660594.1; 2: 297432072.64; 4: 10967739.6705; 5: 16251900.46; 8: -18061.42; 10: 16269961.88; 11: 4626124.02; 12: 11643837.86; 13: -1.1534e-16
[25 empty] | 107414252 | Total Income Taxes
24 | FEDERAL TAXES @ 35% |  | 0: 113631208; 2: 104101225; 4: 3838709; 5: 5688165; 8: -6321; 10: 5694486; 11: 1619143; 12: 4075343; 13: -4.037e-17 | 106293608.6627 | IS Total Income Tas Expense
25 | EXCESS DEFERRED TAXES | RATEBASE | 0: 0; 2: 0; 4: 0; 5: 0; 8: 0; 10: 0; 11: 0; 12: 0; 13: 0; 18: Tax acct workpapers | 1120643.3373 | Reconciliation for BTL
26 | 203(E) EXCESS | PLANT | 0: -694999; 2: -617415; 4: -34356; 5: -43228; 8: -15; 10: -43213; 11: -13620; 12: -29593; 13: -9.2354e-16; 16: -695000; 18: Tax acct workpapers-203(E) FEDERAL amount
27 | INVESTMENT TAX CREDIT ADJ |  | 0: 0; 2: 0; 4: 0; 5: 0; 8: 0; 10: 0; 11: 0; 12: 0; 13: 0
28 | FEDERAL TAX ADJUSTMENTS | RATEBASE | 0: 452399; 2: 404416; 4: 19736; 5: 28247; 8: 2; 10: 28245; 11: 8894; 12: 19351; 13: 0; 16: 452398; 18: Tax acct workpapers; 21: 452406
29 | FEDERAL TAX TOTAL |  | 0: 113388608; 2: 103888226; 4: 3824089; 5: 5673184; 8: -6334; 10: 5679518; 11: 1614417; 12: 4065101; 13: -9.6391e-16; 21: 452398.0045
Financial Statements Net Operating Income
30 | RETURN |  | 0: 306732048.0419; 2: 279639047.0291; 4: 11278435.9174; 5: 15814273.6525; 8: -11284.6321; 10: 15825558.2847; 11: 4663676.4505; 12: 11161881.8342; 13: -6.5619e-12; 19: 306732048.3891; 20: -0.3472
31 | RATE OF RETURN |  | 0: 0.058011; 2: 0.058093; 4: 0.048011; 5: 0.047037; 8: -0.45537; 10: 0.047074; 11: 0.044055; 12: 0.048461; 13: -1.1253
| STATE TAX RATE |  | 0: 0.06; 2: 0.06; 4: 0.06; 5: 0.06; 8: 0.06; 10: 0.06; 11: 0.06; 12: 0.06; 13: 0.06
| FEDERAL TAX RATE - CURRENT |  | 0: 0.35; 2: 0.35; 4: 0.35; 5: 0.35; 8: 0.35; 10: 0.35; 11: 0.35; 12: 0.35; 13: 0.35
| 1 - EFFECTIVE TAX RATE |  | 0: 0.611; 2: 0.611; 4: 0.611; 5: 0.611; 8: 0.611; 10: 0.611; 11: 0.611; 12: 0.611; 13: 0.611
| EFFECTIVE TAX RATE |  | 0: 0.389; 2: 0.389; 4: 0.389; 5: 0.389; 8: 0.389; 10: 0.389; 11: 0.389; 12: 0.389; 13: 0.389
| FACTOR FOR TAXABLE BASIS |  | 0: 1.6367; 2: 1.6367; 4: 1.6367; 5: 1.6367; 8: 1.6367; 10: 1.6367; 11: 1.6367; 12: 1.6367; 13: 1.6367
LABOR ALLOCATOR
LABOR EXPENSE
PRODUCTION LABOR
ENERGY RELATED
1 | FERC 501 | ENERGY | 2863709 |  | 2518295.3742 |  | 104397.1341 | 241016.4917 |  |  | 12.1447 |  | 241004.347 | 76160.6056 | 164843.7414 | 0 |  |  | 2863709 | 501 |  | 2863709 | 0 | Direct Labor plus Burdens
2 | FERC 510 | ENERGY | 8497622 |  | 7472659.4686 |  | 309782.6572 | 715179.8742 |  |  | 36.0376 |  | 715143.8366 | 225995.0428 | 489148.7938 | 0 |  |  | 8497622 | 510 |  | 8497622 | 0 | Direct Labor plus Burdens
3 | FERC 512 | ENERGY | 10477665 |  | 9213874.49 |  | 381965.5552 | 881824.9548 |  |  | 44.4347 |  | 881780.5201 | 278654.4694 | 603126.0507 | 0 |  |  | 10477665 | 512 |  | 10477665 | 0 | Direct Labor plus Burdens
4 | FERC 513 | ENERGY | 2265346 |  | 1992105.4663 |  | 82583.6809 | 190656.8529 |  |  | 9.6071 |  | 190647.2457 | 60247.0863 | 130400.1594 | 0 |  |  | 2265346 | 513 |  | 2265346 | 0 | Direct Labor plus Burdens
5 | FERC 547 | ENERGY | 0 |  | 0 |  | 0 | 0 |  |  | 0 |  | 0 | 0 | 0 | 0 |  |  | 0 | 547 |  | 0 | 0 | Direct Labor plus Burdens
6 | TOTAL ENERGY LABOR |  | 0: 24104342; 2: 21196934.7991; 4: 878729.0273; 5: 2028678.1736; 8: 102.2241; 10: 2028575.9495; 11: 641057.2041; 12: 1387518.7453; 13: 0
DEMAND RELATED
7 | FERC 500 | PRODPLT | 8247485 |  | 7176310.5488 |  | 338821.0613 | 732353.3899 |  |  | 25.217 |  | 732328.1728 | 227284.5524 | 505043.6205 | 0 |  |  | 8247485 | 500 |  | 8247485 | 0 | Direct Labor plus Burdens
8 | FERC 502 | PRODPLT | 9489635 |  | 8257131.4474 |  | 389850.7487 | 842652.804 |  |  | 29.015 |  | 842623.789 | 261515.7764 | 581108.0126 | 0 |  |  | 9489635 | 502 |  | 9489635 | 0 | Direct Labor plus Burdens
9 | FERC 505 | PRODPLT | 6769476 |  | 5890263.7627 |  | 278101.875 | 601110.3623 |  |  | 20.698 |  | 601089.6643 | 186553.5157 | 414536.1486 | 0 |  |  | 6769476 | 505 |  | 6769476 | 0 | Direct Labor plus Burdens
10 | FERC 506 | PRODPLT | 1963285 |  | 1708295.663 |  | 80655.1703 | 174334.1667 |  |  | 6.0028 |  | 174328.1639 | 54104.2939 | 120223.87 | 0 |  |  | 1963285 | 506 |  | 1963285 | 0 | Direct Labor plus Burdens
11 | FERC 509 | PRODPLT | 0 |  | 0 |  | 0 | 0 |  |  | 0 |  | 0 | 0 | 0 | 0 |  |  | 0 | 509 |  | 0 | 0 | Direct Labor plus Burdens
12 | FERC 511 | PRODPLT | 1423795 |  | 1238874.042 |  | 58491.9806 | 126428.9774 |  |  | 4.3533 |  | 126424.6241 | 39237.0049 | 87187.6192 | 0 |  |  | 1423795 | 511 |  | 1423795 | 0 | Direct Labor plus Burdens
13 | FERC 514 | PRODPLT | 456883 |  | 397543.529 |  | 18769.5501 | 40569.9209 |  |  | 1.3969 |  | 40568.5239 | 12590.8017 | 27977.7222 | 0 |  |  | 456883 | 514 |  | 456883 | 0 | Direct Labor plus Burdens
14 | FERC 535 | PRODPLT | 0 |  | 0 |  | 0 | 0 |  |  | 0 |  | 0 | 0 | 0 | 0 |  |  | 0 | 535 |  | 0 | 0 | Direct Labor plus Burdens
15 | FERC 538 | PRODPLT | 0 |  | 0 |  | 0 | 0 |  |  | 0 |  | 0 | 0 | 0 | 0 |  |  | 0 | 538 |  | 0 | 0 | Direct Labor plus Burdens
16 | FERC 539 | PRODPLT | 0 |  | 0 |  | 0 | 0 |  |  | 0 |  | 0 | 0 | 0 | 0 |  |  | 0 | 539 |  | 0 | 0 | Direct Labor plus Burdens
17 | FERC 541 | PRODPLT | 191573 |  | 166691.7055 |  | 7870.1528 | 17011.1417 |  |  | 0.58574 |  | 17010.556 | 5279.3771 | 11731.1788 | 0 |  |  | 191573 | 541 |  | 191573 | 0 | Direct Labor plus Burdens
18 | FERC 542 | PRODPLT | 54228 |  | 47184.9259 |  | 2227.7808 | 4815.2933 |  |  | 0.1658 |  | 4815.1275 | 1494.4176 | 3320.7099 | 0 |  |  | 54228 | 542 |  | 54228 | 0 | Direct Labor plus Burdens
19 | FERC 543 | PRODPLT | 0 |  | 0 |  | 0 | 0 |  |  | 0 |  | 0 | 0 | 0 | 0 |  |  | 0 | 543 |  | 0 | 0 | Direct Labor plus Burdens
20 | FERC 544 | PRODPLT | 0 |  | 0 |  | 0 | 0 |  |  | 0 |  | 0 | 0 | 0 | 0 |  |  | 0 | 544 |  | 0 | 0 | Direct Labor plus Burdens
21 | FERC 545 | PRODPLT | 0 |  | 0 |  | 0 | 0 |  |  | 0 |  | 0 | 0 | 0 | 0 |  |  | 0 | 545 |  | 0 | 0 | Direct Labor plus Burdens
22 | FERC 546 | PRODPLT | 974885 |  | 848267.9883 |  | 40049.9753 | 86567.0364 |  |  | 2.9808 |  | 86564.0557 | 26865.9235 | 59698.1322 | 0 |  |  | 974885 | 546 |  | 974885 | 0 | Direct Labor plus Burdens
23 | FERC 548 | PRODPLT | 375868 |  | 327050.6698 |  | 15441.3127 | 33376.0175 |  |  | 1.1492 |  | 33374.8683 | 10358.1868 | 23016.6815 | 0 |  |  | 375868 | 548 |  | 375868 | 0 | Direct Labor plus Burdens
24 | FERC 549 | PRODPLT | 1910954 |  | 1662761.3568 |  | 78505.3216 | 169687.3216 |  |  | 5.8428 |  | 169681.4788 | 52662.1539 | 117019.3249 | 0 |  |  | 1910954 | 549 |  | 1910954 | 0 | Direct Labor plus Burdens
25 | FERC 550 | PRODPLT | 0 |  | 0 |  | 0 | 0 |  |  | 0 |  | 0 | 0 | 0 | 0 |  |  | 0 | 550 |  | 0 | 0 | Direct Labor plus Burdens
26 | FERC 551 | PRODPLT | 231372 |  | 201321.6543 |  | 9505.1651 | 20545.1806 |  |  | 0.70743 |  | 20544.4731 | 6376.1597 | 14168.3134 | 0 |  |  | 231372 | 551 |  | 231372 | 0 | Direct Labor plus Burdens
27 | FERC 552 | PRODPLT | 0 |  | 0 |  | 0 | 0 |  |  | 0 |  | 0 | 0 | 0 | 0 |  |  | 0 | 552 |  | 0 | 0 | Direct Labor plus Burdens
28 | FERC 553 | PRODPLT | 1169573 |  | 1017670.121 |  | 48048.0977 | 103854.7813 |  |  | 3.576 |  | 103851.2053 | 32231.1439 | 71620.0614 | 0 |  |  | 1169573 | 553 |  | 1169573 | 0 | Direct Labor plus Burdens
29 | FERC 554 | PRODPLT | 1839458 |  | 1600551.1801 |  | 75568.1413 | 163338.6786 |  |  | 5.6242 |  | 163333.0544 | 50691.864 | 112641.1904 | 0 |  |  | 1839458 | 554 |  | 1839458 | 0 | Direct Labor plus Burdens
30 | FERC 555 | PRODPLT | 0 |  | 0 |  | 0 | 0 |  |  | 0 |  | 0 | 0 | 0 | 0 |  |  | 0 | 555 |  | 0 | 0 | Direct Labor plus Burdens
31 | FERC 556 | PRODPLT | 2102223 |  | 1829188.5455 |  | 86362.9856 | 186671.469 |  |  | 6.4276 |  | 186665.0413 | 57933.1534 | 128731.888 | 0 |  |  | 2102223 | 556 |  | 2102223 | 0 | Direct Labor plus Burdens
32 | FERC 557 | PRODPLT | 0 |  | 0 |  | 0 | 0 |  |  | 0 |  | 0 | 0 | 0 | 0 |  |  | 0 | 557 |  | 0 | 0 | Direct Labor plus Burdens
33 | TOTAL DEMAND |  | 0: 37200693; 2: 32369107.1399; 4: 1528269.3189; 5: 3303316.5412; 6: 0; 7: 0; 8: 113.7427; 10: 3303202.7985; 11: 1025178.3248; 12: 2278024.4737; 13: 0
34 | TOTAL PRODUCTION |  | 0: 61305035; 2: 53566041.939; 4: 2406998.3462; 5: 5331994.7148; 6: 0; 7: 0; 8: 215.9668; 10: 5331778.748; 11: 1666235.5289; 12: 3665543.2191; 13: 0
TRANSMISSION LABOR
1 | FERC 560 | TRANPLTXF | 1828692 |  | 1648654.4511 |  | 180031.7556 | 5.7933 |  |  | 5.7933 |  | 0 | 0 | 0 | 0 |  |  | 1828692 | 560 |  | 1828692 | 0 | Direct Labor plus Burdens
2 | FERC 561 | TRANPLTXF | 3400217 |  | 3065460.3902 |  | 334745.838 | 10.7718 |  |  | 10.7718 |  | 0 | 0 | 0 | 0 |  |  | 3400217 | 561 |  | 3400217 | 0 | Direct Labor plus Burdens
3 | FERC 562 | TRANPLTXF | 560297 |  | 505134.8959 |  | 55160.3291 | 1.775 |  |  | 1.775 |  | 0 | 0 | 0 | 0 |  |  | 560297 | 562 |  | 560297 | 0 | Direct Labor plus Burdens
4 | FERC 563 | TRANPLTXF | 0 |  | 0 |  | 0 | 0 |  |  | 0 |  | 0 | 0 | 0 | 0 |  |  | 0 | 563 |  | 0 | 0 | Direct Labor plus Burdens
5 | FERC 565 | TRANPLTXF | 0 |  | 0 |  | 0 | 0 |  |  | 0 |  | 0 | 0 | 0 | 0 |  |  | 0 | 565 |  | 0 | 0 | Direct Labor plus Burdens
6 | FERC 566 | TRANPLTXF | 130932 |  | 118041.5426 |  | 12890.0426 | 0.41479 |  |  | 0.41479 |  | 0 | 0 | 0 | 0 |  |  | 130932 | 566 |  | 130932 | 0 | Direct Labor plus Burdens
7 | FERC 567 | TRANPLTXF | 0 |  | 0 |  | 0 | 0 |  |  | 0 |  | 0 | 0 | 0 | 0 |  |  | 0 | 567 |  | 0 | 0 | Direct Labor plus Burdens
8 | FERC 569 | TRANPLTXF | 0 |  | 0 |  | 0 | 0 |  |  | 0 |  | 0 | 0 | 0 | 0 |  |  | 0 | 569 |  | 0 | 0 | Direct Labor plus Burdens
9 | FERC 570 | TRANPLTXF | 1040338 |  | 937915.1188 |  | 102419.5855 | 3.2958 |  |  | 3.2958 |  | 0 | 0 | 0 | 0 |  |  | 1040338 | 570 |  | 1040338 | 0 | Direct Labor plus Burdens
10 | FERC 571 | TRANPLTXF | 517768 |  | 466792.9415 |  | 50973.4182 | 1.6403 |  |  | 1.6403 |  | 0 | 0 | 0 | 0 |  |  | 517768 | 571 |  | 517768 | 0 | Direct Labor plus Burdens
11 | FERC 572 | TRANPLTXF | 0 |  | 0 |  | 0 | 0 |  |  | 0 |  | 0 | 0 | 0 | 0 |  |  | 0 | 572 |  | 0 | 0 | Direct Labor plus Burdens
12 | FERC 573 | TRANPLTXF | 0 |  | 0 |  | 0 | 0 |  |  | 0 |  | 0 | 0 | 0 | 0 |  |  | 0 | 573 |  | 0 | 0 | Direct Labor plus Burdens
13 | TOTAL TRANSMISSION LABOR | TRANPLTXF | 0: 7478244; 2: 6741999.34; 4: 736220.9691; 5: 23.6909; 6: 0; 7: 0; 8: 23.6909; 10: 0; 11: 0; 12: 0; 13: 0
DISTRIBUTION LABOR
1 | FERC 580 | DISTPLT | 1145443 |  | 1081710.9571 |  | 60552.7596 | 3179.2834 |  |  | 110.1819 |  | 3069.1015 | 2660.2775 | 408.824 | 0 |  |  | 1145443 | 580 |  | 1145443 | 0 | Direct Labor plus Burdens
2 | FERC 581 | DISTPLT | 362686 |  | 342506.2794 |  | 19173.052 | 1006.6687 |  |  | 34.8873 |  | 971.7814 | 842.3339 | 129.4475 | 0 |  |  | 362686 | 581 |  | 362686 | 0 | Direct Labor plus Burdens
3 | FERC 582 | DISTPLT | 922282 |  | 870966.5561 |  | 48755.5646 | 2559.8793 |  |  | 88.7157 |  | 2471.1636 | 2141.9888 | 329.1748 | 0 |  |  | 922282 | 582 |  | 922282 | 0 | Direct Labor plus Burdens
4 | FERC 583 | DISTPLT | 2298073 |  | 2170209.032 |  | 121485.4531 | 6378.5149 |  |  | 221.055 |  | 6157.4599 | 5337.2468 | 820.2131 | 0 |  |  | 2298073 | 583 |  | 2298073 | 0 | Direct Labor plus Burdens
5 | FERC 584 | DISTPLT | 0 |  | 0 |  | 0 | 0 |  |  | 0 |  | 0 | 0 | 0 | 0 |  |  | 0 | 584 |  | 0 | 0 | Direct Labor plus Burdens
6 | FERC 585 | DISTPLT | 0 |  | 0 |  | 0 | 0 |  |  | 0 |  | 0 | 0 | 0 | 0 |  |  | 0 | 585 |  | 0 | 0 | Direct Labor plus Burdens
7 | FERC 586 | DISTPLT | 6054447 |  | 5717579.7127 |  | 320062.6077 | 16804.6796 |  |  | 582.3862 |  | 16222.2934 | 14061.38 | 2160.9133 | 0 |  |  | 6054447 | 586 |  | 6054447 | 0 | Direct Labor plus Burdens
8 | FERC 587 | DISTPLT | 0 |  | 0 |  | 0 | 0 |  |  | 0 |  | 0 | 0 | 0 | 0 |  |  | 0 | 587 |  | 0 | 0 | Direct Labor plus Burdens
9 | FERC 588 | DISTPLT | 3343041 |  | 3157035.3825 |  | 176726.6969 | 9278.9206 |  |  | 321.5721 |  | 8957.3485 | 7764.1724 | 1193.1762 | 0 |  |  | 3343041 | 588 |  | 3343041 | 0 | Direct Labor plus Burdens
10 | FERC 589 | DISTPLT | 0 |  | 0 |  | 0 | 0 |  |  | 0 |  | 0 | 0 | 0 | 0 |  |  | 0 | 589 |  | 0 | 0 | Direct Labor plus Burdens
11 | FERC 590 | DISTPLT | 0 |  | 0 |  | 0 | 0 |  |  | 0 |  | 0 | 0 | 0 | 0 |  |  | 0 | 590 |  | 0 | 0 | Direct Labor plus Burdens
12 | FERC 591 | DISTPLT | 0 |  | 0 |  | 0 | 0 |  |  | 0 |  | 0 | 0 | 0 | 0 |  |  | 0 | 591 |  | 0 | 0 | Direct Labor plus Burdens
13 | FERC 592 | DISTPLT | 640930 |  | 605268.8817 |  | 33882.1576 | 1778.9607 |  |  | 61.652 |  | 1717.3087 | 1488.5522 | 228.7565 | 0 |  |  | 640930 | 592 |  | 640930 | 0 | Direct Labor plus Burdens
14 | FERC 593 | DISTPLT | 6521196 |  | 6158358.9636 |  | 344736.8516 | 18100.1848 |  |  | 627.2835 |  | 17472.9013 | 15145.399 | 2327.5023 | 0 |  |  | 6521196 | 593 |  | 6521196 | 0 | Direct Labor plus Burdens
15 | FERC 594 | DISTPLT | 438182 |  | 413801.7087 |  | 23164.0765 | 1216.2148 |  |  | 42.1494 |  | 1174.0654 | 1017.6724 | 156.393 | 0 |  |  | 438182 | 594 |  | 438182 | 0 | Direct Labor plus Burdens
16 | FERC 595 | DISTPLT | 54450 |  | 51420.4213 |  | 2878.4477 | 151.131 |  |  | 5.2376 |  | 145.8934 | 126.4595 | 19.4339 | 0 |  |  | 54450 | 595 |  | 54450 | 0 | Direct Labor plus Burdens
17 | FERC 596 | DISTPLT | 0 |  | 0 |  | 0 | 0 |  |  | 0 |  | 0 | 0 | 0 | 0 |  |  | 0 | 596 |  | 0 | 0 | Direct Labor plus Burdens
18 | FERC 597 | DISTPLT | 0 |  | 0 |  | 0 | 0 |  |  | 0 |  | 0 | 0 | 0 | 0 |  |  | 0 | 597 |  | 0 | 0 | Direct Labor plus Burdens
19 | FERC 598 | DISTPLT | 0 |  | 0 |  | 0 | 0 |  |  | 0 |  | 0 | 0 | 0 | 0 |  |  | 0 | 598 |  | 0 | 0 | Direct Labor plus Burdens
20 | TOTAL DISTRIBUTION LABOR | DISTPLT | 0: 21780730; 2: 20568857.895; 4: 1151417.6672; 5: 60454.4378; 8: 2095.1207; 10: 58359.3171; 11: 50585.4824; 12: 7773.8347; 13: 0
21 | TOT PROD, TRNS & DISTR LABOR |  | 0: 90564009; 2: 80876899.174; 4: 4294636.9825; 5: 5392472.8435; 8: 2334.7784; 10: 5390138.0651; 11: 1716821.0114; 12: 3673317.0537; 13: 0
CUSTOMER ACCOUNTING
1 | FERC 901 | EXP9025CA | 3435472 |  | 3259517.7696 |  | 171913.9444 | 4040.286 |  |  | 27.2073 |  | 4013.0787 | 2081.3595 | 1931.7193 | 0 |  |  | 3435472 | 901 |  | 3435472 | 0 | Direct Labor plus Burdens
2 | FERC 902 | EXP9025CA | 795102 |  | 754379.3393 |  | 39787.5812 | 935.0795 |  |  | 6.2968 |  | 928.7827 | 481.7076 | 447.0751 | 0 |  |  | 795102 | 902 |  | 795102 | 0 | Direct Labor plus Burdens
3 | FERC 903 | EXP9025CA | 12639528 |  | 11992170.5416 |  | 632492.7444 | 14864.714 |  |  | 100.0991 |  | 14764.6149 | 7657.5799 | 7107.035 | 0 |  |  | 12639528 | 903 |  | 12639528 | 0 | Direct Labor plus Burdens
4 | FERC 904 | EXP9025CA | 0 |  | 0 |  | 0 | 0 |  |  | 0 |  | 0 | 0 | 0 | 0 |  |  | 0 | 904 |  | 0 | 0 | Direct Labor plus Burdens
5 | FERC 905 | EXP9025CA | 0 |  | 0 |  | 0 | 0 |  |  | 0 |  | 0 | 0 | 0 | 0 |  |  | 0 | 905 |  | 0 | 0 | Direct Labor plus Burdens
6 | TOTAL CUSTOMER ACCOUNTING LABOR |  | 0: 16870102; 2: 16006067.6505; 4: 844194.27; 5: 19840.0795; 8: 133.6032; 10: 19706.4763; 11: 10220.647; 12: 9485.8293; 13: 0
CUSTOMER SERVICE & SALES EXP
7 | FERC 907 | EXP9080CS | 616001 |  | 614306.7273 |  | 1694.0332 | 0.23957 |  |  | 0.23957 |  | 0 | 0 | 0 | 0 |  |  | 616001 | 907 |  | 616001 | 0 | Direct Labor plus Burdens
8 | FERC 908 | EXP9080CS | 1590342 |  | 1585967.8625 |  | 4373.519 | 0.61851 |  |  | 0.61851 |  | 0 | 0 | 0 | 0 |  |  | 1590342 | 908 |  | 1590342 | 0 | Direct Labor plus Burdens
9 | FERC 909 | EXP9080CS | 0 |  | 0 |  | 0 | 0 |  |  | 0 |  | 0 | 0 | 0 | 0 |  |  | 0 | 909 |  | 0 | 0 | Direct Labor plus Burdens
10 | FERC 910 | EXP9080CS | 0 |  | 0 |  | 0 | 0 |  |  | 0 |  | 0 | 0 | 0 | 0 |  |  | 0 | 910 |  | 0 | 0 | Direct Labor plus Burdens
11 | FERC 912 | EXP9080CS | 0 |  | 0 |  | 0 | 0 |  |  | 0 |  | 0 | 0 | 0 | 0 |  |  | 0 | 912 |  | 0 | 0 | Direct Labor plus Burdens
12 | FERC 913 | EXP9080CS | 0 |  | 0 |  | 0 | 0 |  |  | 0 |  | 0 | 0 | 0 | 0 |  |  | 0 | 913 |  | 0 | 0 | Direct Labor plus Burdens
13 | FERC 916 | EXP9080CS | 0 |  | 0 |  | 0 | 0 |  |  | 0 |  | 0 | 0 | 0 | 0 |  |  | 0 | 916 |  | 0 | 0 | Direct Labor plus Burdens
14 | TOTAL CUSTOMER SERVICE AND SALES LABOR |  | 0: 2206343; 2: 2200274.5897; 4: 6067.5522; 5: 0.85809; 8: 0.85809; 10: 0; 11: 0; 12: 0; 13: 0
15 | TOTAL PROD, TRAN, DIST, CUSTOMER LABOR |  | 0: 109640454; 2: 99083241.4142; 4: 5144898.8047; 5: 5412313.7811; 8: 2469.2397; 10: 5409844.5414; 11: 1727041.6584; 12: 3682802.883
ADMIN & GENERAL LABOR
16 | FERC 920 | PTDCUSTLABOR | 37411574 |  | 33809236.3091 |  | 1755545.1052 | 1846792.5856 |  |  | 842.5553 |  | 1845950.0303 | 589302.0728 | 1256647.9576 | 0 |  |  | 37411574 | 920 |  | 37411574 | 0 | Direct Labor plus Burdens
17 | FERC 921 | PTDCUSTLABOR | 0 |  | 0 |  | 0 | 0 |  |  | 0 |  | 0 | 0 | 0 | 0 |  |  | 0 | 921 |  | 0 | 0 | Direct Labor plus Burdens
18 | FERC 922 | PTDCUSTLABOR | -3497982 |  | -3161163.4422 |  | -164143.4594 | -172675.0984 |  |  | -78.7789 |  | -172596.3195 | -55099.7411 | -117496.5784 | 0 |  |  | -3497982 | 922 |  | -3497982 | 0 | Direct Labor plus Burdens
19 | FERC 923 | PTDCUSTLABOR | 0 |  | 0 |  | 0 | 0 |  |  | 0 |  | 0 | 0 | 0 | 0 |  |  | 0 | 923 |  | 0 | 0 | Direct Labor plus Burdens
20 | FERC 924 | PTDCUSTLABOR | 0 |  | 0 |  | 0 | 0 |  |  | 0 |  | 0 | 0 | 0 | 0 |  |  | 0 | 924 |  | 0 | 0 | Direct Labor plus Burdens
21 | FERC 925 | PTDCUSTLABOR | 619974 |  | 560277.0809 |  | 29092.3959 | 30604.5233 |  |  | 13.9626 |  | 30590.5607 | 9765.7469 | 20824.8138 | 0 |  |  | 619974 | 925 |  | 619974 | 0 | Direct Labor plus Burdens
22 | FERC 926 | PTDCUSTLABOR | 43576961 |  | 39380961.9473 |  | 2044857.043 | 2151142.0097 |  |  | 981.4075 |  | 2150160.6022 | 686418.4181 | 1463742.1841 | 0 |  |  | 43576961 | 926 |  | 43576961 | 0 | Direct Labor plus Burdens
23 | FERC 927 | PTDCUSTLABOR | 0 |  | 0 |  | 0 | 0 |  |  | 0 |  | 0 | 0 | 0 | 0 |  |  | 0 | 927 |  | 0 | 0 | Direct Labor plus Burdens
24 | FERC 929 | PTDCUSTLABOR | 0 |  | 0 |  | 0 | 0 |  |  | 0 |  | 0 | 0 | 0 | 0 |  |  | 0 | 929 |  | 0 | 0 | Direct Labor plus Burdens
25 | FERC 930 | PTDCUSTLABOR | 0 |  | 0 |  | 0 | 0 |  |  | 0 |  | 0 | 0 | 0 | 0 |  |  | 0 | 930.1 | 930.2 | 0 | 0 | Direct Labor plus Burdens
26 | FERC 931 | PTDCUSTLABOR | 0 |  | 0 |  | 0 | 0 |  |  | 0 |  | 0 | 0 | 0 | 0 |  |  | 0 | 931 |  | 0 | 0 | Direct Labor plus Burdens
27 | FERC 935 | PTDCUSTLABOR | 656236 |  | 593047.435 |  | 30793.997 | 32394.568 |  |  | 14.7793 |  | 32379.7888 | 10336.9411 | 22042.8477 | 0 |  |  | 656236 | 935 |  | 656236 | 0 | Direct Labor plus Burdens
28 | TOTAL ADMIN & GENERAL LABOR |  | 0: 78766763; 2: 71182359.3301; 4: 3696145.0817; 5: 3888258.5882; 8: 1773.9257; 10: 3886484.6625; 11: 1240723.4377; 12: 2645761.2248; 13: 0
29 | TOTAL LABOR EXPENSES |  | 0: 188407217; 2: 170265600.7443; 4: 8841043.8864; 5: 9300572.3693; 8: 4243.1654; 10: 9296329.2038; 11: 2967765.0961; 12: 6328564.1078; 13: 0; 17: ok; 19: 0
0.86346

## Functional Assignment
|  |  | Functional | Total |  | Production Demand |  |  | Production Energy |  |  |  | Transmission Demand |  |  |  | Distribution Poles | Distribution Substation | Distribution Primary Lines |  |  | Distribution Sec. Lines |  | Distribution Line Trans. |  | Distribution Services | Distribution Meters | Distribution St. & Cust. Lighting |  | Customer Accounts Expense |  | Customer Service & Info. |  | Sales Expense
Description |  | Name | Vector | System |  | Base | Inter. | Peak | Base | Inter. | Peak |  | Demand |  |  |  | Specific | General | Specific | Demand | Customer | Demand | Customer | Demand | Customer | Customer | [8 empty] | Total Check | Status
Plant in Service
Intangible Plant
301 | ORGANIZATION | P301 | PT&D | 39492.851 |  | 8274.6185 | 8668.1867 | 7125.2202 | 0 | 0 | 0 |  | 5202.374 | 0 | 0 |  | 0 | 1237.6659 | 0 | 1348.6746 | 2500.9956 | 620.8708 | 949.1073 | 963.8073 | 857.6723 | 574.1879 | 489.9166 | 679.5533 |  | 0 |  | 0 |  | 0 | 39492.851 | ok
302 | FRANCHISE AND CONSENTS | P301 | PT&D | 55918.83 |  | 11716.2214 | 12273.4835 | 10088.7621 | 0 | 0 | 0 |  | 7366.1602 | 0 | 0 |  | 0 | 1752.4395 | 0 | 1909.6192 | 3541.2168 | 879.1052 | 1343.8627 | 1364.6768 | 1214.3978 | 813.0057 | 693.684 | 962.195 |  | 0 |  | 0 |  | 0 | 55918.83 | ok
303 | SOFTWARE | P302 | PT&D | 102982045.187 |  | 21576997.334 | 22603270.4088 | 18579812.0574 | 0 | 0 | 0 |  | 13565774.647 | 0 | 0 |  | 0 | 3227352.9265 | 0 | 3516820.5006 | 6521626.9716 | 1618990.4455 | 2474903.9502 | 2513235.8014 | 2236476.8166 | 1497259.3388 | 1277512.4499 | 1772011.5385 |  | 0 |  | 0 |  | 0 | 102982045.187 | ok
| Total Intangible Plant | PINT |  | 103077456.8679 | 0 | 21596988.174 | 22624212.079 | 18597026.0397 | 0 | 0 | 0 |  | 13578343.1813 | 0 | 0 |  | 0 | 3230343.0319 | 0 | 3520078.7944 | 6527669.1841 | 1620490.4215 | 2477196.9202 | 2515564.2855 | 2238548.8867 | 1498646.5324 | 1278696.0505 | 1773653.2868 |  | 0 |  | 0 |  | 0 | 103077456.8679 | ok
Steam Production Plant
| Total Steam Production Plant | PSTPR | F017 | 3145206425.0449 |  | 1081326073.265 | 1132757503.5464 | 931122848.2335 | 0 | 0 | 0 |  | 0 | 0 | 0 |  | 0 | 0 | 0 | 0 | 0 | 0 | 0 | 0 | 0 | 0 | 0 | 0 |  | 0 |  | 0 |  | 0 | 3145206425.0449 | ok
Hydraulic Production Plant
| Total Hydraulic Production Plant | PHDPR | F017 | 36962631.4668 |  | 12707800.9326 | 13312225.8086 | 10942604.7256 | 0 | 0 | 0 |  | 0 | 0 | 0 |  | 0 | 0 | 0 | 0 | 0 | 0 | 0 | 0 | 0 | 0 | 0 | 0 |  | 0 |  | 0 |  | 0 | 36962631.4668 | ok
Other Production Plant
| Total Other Production Plant | POTPR | F017 | 894751298.6242 |  | 307616664.072 | 322247926.0038 | 264886708.5485 | 0 | 0 | 0 |  | 0 | 0 | 0 |  | 0 | 0 | 0 | 0 | 0 | 0 | 0 | 0 | 0 | 0 | 0 | 0 |  | 0 |  | 0 |  | 0 | 894751298.6242 | ok
| Total Production Plant | PPRTL |  | 4076920355.1359 |  | 1401650538.2696 | 1468317655.3588 | 1206952161.5075 | 0 | 0 | 0 |  | 0 | 0 | 0 |  | 0 |  | 0 | 0 |  |  |  | 0 | 0 |  |  | 0 |  | 0 |  | 0 |  | 0 | 4076920355.1359 | ok
Transmission
| KENTUCKY SYSTEM PROPERTY | P350 | F011 | 873007847.8933 |  | 0 | 0 | 0 | 0 | 0 | 0 |  | 873007847.8933 | 0 | 0 |  | 0 | 0 | 0 | 0 | 0 | 0 | 0 | 0 | 0 | 0 | 0 | 0 |  | 0 |  | 0 |  | 0 | 873007847.8933 | ok
| VIRGINIA PROPERTY - 500 KV LINE | P352 | F011 | 8230400.489 |  | 0 | 0 | 0 | 0 | 0 | 0 |  | 8230400.489 | 0 | 0 |  | 0 | 0 | 0 | 0 | 0 | 0 | 0 | 0 | 0 | 0 | 0 | 0 |  | 0 |  | 0 |  | 0 | 8230400.489 | ok
| Total Transmission Plant | PTRAN |  | 881238248.3823 |  | 0 | 0 | 0 | 0 | 0 | 0 |  | 881238248.3823 | 0 | 0 |  | 0 | 0 | 0 | 0 | 0 | 0 | 0 | 0 | 0 | 0 | 0 | 0 |  | 0 |  | 0 |  | 0 | 881238248.3823 | ok
Distribution
| TOTAL ACCTS 360-362 | P362 | F001 | 209650161.0746 |  | 0 | 0 | 0 | 0 | 0 | 0 |  | 0 | 0 | 0 |  | 0 | 209650161.0746 | 0 | 0 | 0 | 0 | 0 | 0 | 0 | 0 | 0 | 0 |  | 0 |  | 0 |  | 0 | 209650161.0746 | ok
| 364 & 365-OVERHEAD LINES | P365 | F003 | 717117864.6869 |  | 0 | 0 | 0 | 0 | 0 | 0 |  | 0 | 0 | 0 |  | 0 | 0 | 0 | 190840847.5574 | 276791712.0049 | 101814953.0213 | 147670352.1032 | 0 | 0 | 0 | 0 | 0 |  | 0 |  | 0 |  | 0 | 717117864.6869 | ok
| 366 & 367-UNDERGROUND LINES | P367 | F004 | 200924821.2154 |  | 0 | 0 | 0 | 0 | 0 | 0 |  | 0 | 0 | 0 |  | 0 | 0 | 0 | 37613245.0772 | 146855833.2807 | 3355325.9687 | 13100416.8889 | 0 | 0 | 0 | 0 | 0 |  | 0 |  | 0 |  | 0 | 200924821.2154 | ok
| 368-TRANSFORMERS - POWER POOL | P368 | F005 | 5414628.1266 |  | 0 | 0 | 0 | 0 | 0 | 0 |  | 0 | 0 | 0 |  | 0 | 0 | 0 | 0 | 0 | 0 | 0 | 2865065.3952 | 2549562.7314 | 0 | 0 | 0 |  | 0 |  | 0 |  | 0 | 5414628.1266 | ok
| 368-TRANSFORMERS - ALL OTHER | P368a | F005 | 303128638.7885 |  | 0 | 0 | 0 | 0 | 0 | 0 |  | 0 | 0 | 0 |  | 0 | 0 | 0 | 0 | 0 | 0 | 0 | 160395756.2713 | 142732882.5172 | 0 | 0 | 0 |  | 0 |  | 0 |  | 0 | 303128638.7885 | ok
| 369-SERVICES | P369 | F006 | 97262576.7 |  | 0 | 0 | 0 | 0 | 0 | 0 |  | 0 | 0 | 0 |  | 0 | 0 | 0 | 0 | 0 | 0 | 0 | 0 | 0 | 97262576.7 | 0 | 0 |  | 0 |  | 0 |  | 0 | 97262576.7 | ok
| 370-METERS | P370 | F007 | 82987729.2646 |  | 0 | 0 | 0 | 0 | 0 | 0 |  | 0 | 0 | 0 |  | 0 | 0 | 0 | 0 | 0 | 0 | 0 | 0 | 0 | 0 | 82987729.2646 | 0 |  | 0 |  | 0 |  | 0 | 82987729.2646 | ok
| 371-CUSTOMER INSTALLATION | P371 | F008 | 282792.2392 |  | 0 | 0 | 0 | 0 | 0 | 0 |  | 0 | 0 | 0 |  | 0 | 0 | 0 | 0 | 0 | 0 | 0 | 0 | 0 | 0 | 0 | 282792.2392 |  | 0 |  | 0 |  | 0 | 282792.2392 | ok
| 373-STREET LIGHTING | P373 | F008 | 114827799.3 |  | 0 | 0 | 0 | 0 | 0 | 0 |  | 0 | 0 | 0 |  | 0 | 0 | 0 | 0 | 0 | 0 | 0 | 0 | 0 | 0 | 0 | 114827799.3 |  | 0 |  | 0 |  | 0 | 114827799.3 | ok
| Total Distribution Plant | PDIST |  | 1731597011.3958 |  | 0 | 0 | 0 | 0 | 0 | 0 |  | 0 | 0 | 0 |  | 0 | 209650161.0746 | 0 | 228454092.6346 | 423647545.2856 | 105170278.99 | 160770768.9921 | 163260821.6665 | 145282445.2486 | 97262576.7 | 82987729.2646 | 115110591.5392 |  | 0 |  | 0 |  | 0 | 1731597011.3958 | ok
| Total Prod, Trans, and Dist Plant | PT&D |  | 6689755614.914 |  | 1401650538.2696 | 1468317655.3588 | 1206952161.5075 | 0 | 0 | 0 |  | 881238248.3823 | 0 | 0 |  | 0 | 209650161.0746 | 0 | 228454092.6346 | 423647545.2856 | 105170278.99 | 160770768.9921 | 163260821.6665 | 145282445.2486 | 97262576.7 | 82987729.2646 | 115110591.5392 |  | 0 |  | 0 |  | 0 | 6689755614.914 | ok
Plant in Service (Continued)
General Plant
| Total General Plant | PGP | PT&D | 177535195.7545 |  | 37197517.6696 | 38966754.1506 | 32030540.5151 | 0 | 0 | 0 |  | 23386624.8543 | 0 | 0 |  | 0 | 5563773.1076 | 0 | 6062798.7615 | 11242914.4221 | 2791047.5573 | 4266593.8171 | 4332675.7511 | 3855558.9833 | 2581190.0446 | 2202358.8915 | 3054847.2289 |  | 0 |  | 0 |  | 0 | 177535195.7545 | ok
| TOTAL COMMON PLANT | PCOM | PT&D | 0 |  | 0 | 0 | 0 | 0 | 0 | 0 |  | 0 | 0 | 0 |  | 0 | 0 | 0 | 0 | 0 | 0 | 0 | 0 | 0 | 0 | 0 | 0 |  | 0 |  | 0 |  | 0 | 0 | ok
106 | COMPLETED CONSTR NOT CLASSIFIED | P106 | PT&D | 0 |  | 0 | 0 | 0 | 0 | 0 | 0 |  | 0 | 0 | 0 |  | 0 | 0 | 0 | 0 | 0 | 0 | 0 | 0 | 0 | 0 | 0 | 0 |  | 0 |  | 0 |  | 0 | 0 | ok
105 | PLANT HELD FOR FUTURE USE - PRODUCTION | P105 | PPRTL | 271088.8367 |  | 93200.6958 | 97633.628 | 80254.513 | 0 | 0 | 0 |  | 0 | 0 | 0 |  | 0 | 0 | 0 | 0 | 0 | 0 | 0 | 0 | 0 | 0 | 0 | 0 |  | 0 |  | 0 |  | 0 | 271088.8367 | ok
105 | PLANT HELD FOR FUTURE USE - DISTRIBUTION | P105 | PDIST | 113882.25 |  | 0 | 0 | 0 | 0 | 0 | 0 |  | 0 | 0 | 0 |  | 0 | 13788.0996 | 0 | 15024.7811 | 27862.1038 | 6916.7525 | 10573.4399 | 10737.2036 | 9554.8165 | 6396.6853 | 5457.8688 | 7570.4988 |  | 0 |  | 0 |  | 0 | 113882.25 | ok
| OTHER |  | PDIST | 0 |  | 0 | 0 | 0 | 0 | 0 | 0 |  | 0 | 0 | 0 |  | 0 | 0 | 0 | 0 | 0 | 0 | 0 | 0 | 0 | 0 | 0 | 0 |  | 0 |  | 0 |  | 0 | 0 | ok
| Total Plant in Service | TPIS |  | 6970753238.6232 |  | 1460538244.809 | 1530006255.2164 | 1257659982.5752 | 0 | 0 | 0 |  | 918203216.4179 | 0 | 0 |  | 0 | 218458065.3136 | 0 | 238051994.9716 | 441445990.9956 | 109588733.7214 | 167525133.1694 | 170119798.9067 | 151386107.935 | 101348809.9622 | 86474242.0754 | 119946662.5538 |  | 0 |  | 0 |  | 0 | 6970753238.6232 | ok
Construction Work in Progress (CWIP)
| CWIP Production | CWIP1 | F017 | 28153069.4715 |  | 9679062.0226 | 10139430.0984 | 8334577.3505 | 0 | 0 | 0 |  | 0 | 0 | 0 |  | 0 | 0 | 0 | 0 | 0 | 0 | 0 | 0 | 0 | 0 | 0 | 0 |  | 0 |  | 0 |  | 0 | 28153069.4715 | ok
| CWIP Transmission | CWIP2 | F011 | 30190923.1755 |  | 0 | 0 | 0 | 0 | 0 | 0 |  | 30190923.1755 | 0 | 0 |  | 0 | 0 | 0 | 0 | 0 | 0 | 0 | 0 | 0 | 0 | 0 | 0 |  | 0 |  | 0 |  | 0 | 30190923.1755 | ok
| CWIP Distribution Plant | CWIP3 | PDIST | 32868652.4815 |  | 0 | 0 | 0 | 0 | 0 | 0 |  | 0 | 0 | 0 |  | 0 | 3979516.1586 | 0 | 4336446.7191 | 8041549.9963 | 1996310.5323 | 3051702.2728 | 3098967.702 | 2757707.5804 | 1846208.9112 | 1575248.0603 | 2184994.5486 |  | 0 |  | 0 |  | 0 | 32868652.4815 | ok
| CWIP General Plant | CWIP4 | PT&D | 27491295.6523 |  | 5760029.449 | 6033995.425 | 4959923.8926 | 0 | 0 | 0 |  | 3621414.9845 | 0 | 0 |  | 0 | 861549.344 | 0 | 938823.3839 | 1740963.4358 | 432193.2519 | 660681.3458 | 670914.1223 | 597032.6699 | 399696.8508 | 341034.9095 | 473042.5873 |  | 0 |  | 0 |  | 0 | 27491295.6523 | ok
| RWIP | CWIP5 | F004 | 0 |  | 0 | 0 | 0 | 0 | 0 | 0 |  | 0 | 0 | 0 |  | 0 | 0 | 0 | 0 | 0 | 0 | 0 | 0 | 0 | 0 | 0 | 0 |  | 0 |  | 0 |  | 0 | 0 | ok
Total Construction Work in Progress |  | TCWIP |  | 118703940.7809 |  | 15439091.4717 | 16173425.5234 | 13294501.2431 | 0 | 0 | 0 |  | 33812338.16 | 0 | 0 |  | 0 | 4841065.5026 | 0 | 5275270.1029 | 9782513.4321 | 2428503.7842 | 3712383.6185 | 3769881.8243 | 3354740.2503 | 2245905.762 | 1916282.9698 | 2658037.1359 |  | 0 |  | 0 |  | 0 | 118703940.7809 | ok
Total Utility Plant |  |  |  | 7089457179.4041 |  | 1475977336.2807 | 1546179680.7398 | 1270954483.8184 | 0 | 0 | 0 |  | 952015554.5778 | 0 | 0 |  | 0 | 223299130.8163 | 0 | 243327265.0745 | 451228504.4277 | 112017237.5055 | 171237516.7879 | 173889680.731 | 154740848.1853 | 103594715.7242 | 88390525.0452 | 122604699.6897 |  | 0 |  | 0 |  | 0 | 7089457179.4041 | ok
Rate Base
Utility Plant
Plant in Service |  |  |  | 6970753238.6232 |  | 1460538244.809 | 1530006255.2164 | 1257659982.5752 | 0 | 0 | 0 |  | 918203216.4179 | 0 | 0 |  | 0 | 218458065.3136 | 0 | 238051994.9716 | 441445990.9956 | 109588733.7214 | 167525133.1694 | 170119798.9067 | 151386107.935 | 101348809.9622 | 86474242.0754 | 119946662.5538 |  | 0 |  | 0 |  | 0 | 6970753238.6232 | ok
Construction Work in Progress (CWIP) |  |  |  | 118703940.7809 |  | 15439091.4717 | 16173425.5234 | 13294501.2431 | 0 | 0 | 0 |  | 33812338.16 | 0 | 0 |  | 0 | 4841065.5026 | 0 | 5275270.1029 | 9782513.4321 | 2428503.7842 | 3712383.6185 | 3769881.8243 | 3354740.2503 | 2245905.762 | 1916282.9698 | 2658037.1359 |  | 0 |  | 0 |  | 0 | 118703940.7809 | ok
Total Utility Plant |  | TUP |  | 7089457179.4041 |  | 1475977336.2807 | 1546179680.7398 | 1270954483.8184 | 0 | 0 | 0 |  | 952015554.5778 | 0 | 0 |  | 0 | 223299130.8163 | 0 | 243327265.0745 | 451228504.4277 | 112017237.5055 | 171237516.7879 | 173889680.731 | 154740848.1853 | 103594715.7242 | 88390525.0452 | 122604699.6897 |  | 0 |  | 0 |  | 0 | 7089457179.4041 | ok
Less: Acummulated Provision for Depreciation
Steam Production |  | ADEPREPA | F017 | 1351527013.3724 |  | 464656750.8715 | 486757356.6722 | 400112905.8287 | 0 | 0 | 0 |  | 0 | 0 | 0 |  | 0 | 0 | 0 | 0 | 0 | 0 | 0 | 0 | 0 | 0 | 0 | 0 |  | 0 |  | 0 |  | 0 | 1351527013.3724 | ok
Hydraulic Production |  | RWIP | F017 | 11357149.9702 |  | 3904602.9803 | 4090318.761 | 3362228.2289 | 0 | 0 | 0 |  | 0 | 0 | 0 |  | 0 | 0 | 0 | 0 | 0 | 0 | 0 | 0 | 0 | 0 | 0 | 0 |  | 0 |  | 0 |  | 0 | 11357149.9702 | ok
Other Production |  |  | F017 | 279457486.1221 |  | 96077848.4066 | 100647627.3882 | 82732010.3273 | 0 | 0 | 0 |  | 0 | 0 | 0 |  | 0 | 0 | 0 | 0 | 0 | 0 | 0 | 0 | 0 | 0 | 0 | 0 |  | 0 |  | 0 |  | 0 | 279457486.1221 | ok
Transmission - Kentucky System Property |  | ADEPRTP | PTRAN | 303777627.1863 |  | 0 | 0 | 0 | 0 | 0 | 0 |  | 303777627.1863 | 0 | 0 |  | 0 | 0 | 0 | 0 | 0 | 0 | 0 | 0 | 0 | 0 | 0 | 0 |  | 0 |  | 0 |  | 0 | 303777627.1863 | ok
Transmission - Virginia Property |  | ADEPRD1 | PTRAN | 4014977.5836 |  | 0 | 0 | 0 | 0 | 0 | 0 |  | 4014977.5836 | 0 | 0 |  | 0 | 0 | 0 | 0 | 0 | 0 | 0 | 0 | 0 | 0 | 0 | 0 |  | 0 |  | 0 |  | 0 | 4014977.5836 | ok
Distribution |  | ADEPRD11 | PDIST | 637170341.0239 |  | 0 | 0 | 0 | 0 | 0 | 0 |  | 0 | 0 | 0 |  | 0 | 77144314.6116 | 0 | 84063538.5452 | 155888263.3356 | 38699178.9017 | 59158317.4556 | 60074574.3568 | 53459127.3689 | 35789406.4017 | 30536735.3999 | 42356884.6468 |  | 0 |  | 0 |  | 0 | 637170341.0239 | ok
General Plant |  | ADEPRD12 | PT&D | 60263983.795 |  | 12626626.4699 | 13227190.421 | 10872705.9237 | 0 | 0 | 0 |  | 7938545.229 | 0 | 0 |  | 0 | 1888612.1761 | 0 | 2058005.4831 | 3816385.8702 | 947415.7733 | 1448287.1386 | 1470718.5251 | 1308762.1477 | 876180.0406 | 747586.5277 | 1036962.0689 |  | 0 |  | 0 |  | 0 | 60263983.795 | ok
Intangible Plant |  | ADEPRGP | PT&D | 51974185.3812 |  | 10889731.869 | 11407683.391 | 9377077.2805 | 0 | 0 | 0 |  | 6846534.1222 | 0 | 0 |  | 0 | 1628818.2953 | 0 | 1774910.1828 | 3291411.1251 | 817091.0705 | 1249063.5282 | 1268409.2961 | 1128731.3284 | 755654.389 | 644749.954 | 894319.5489 |  | 0 |  | 0 |  | 0 | 51974185.3812 | ok
Total Accumulated Depreciation |  | TADEPR |  | 2699542764.4346 |  | 588155560.5972 | 616130176.6335 | 506456927.589 | 0 | 0 | 0 |  | 322577684.121 | 0 | 0 |  | 0 | 80661745.0831 | 0 | 87896454.2112 | 162996060.3309 | 40463685.7454 | 61855668.1225 | 62813702.178 | 55896620.845 | 37421240.8313 | 31929071.8817 | 44288166.2647 |  | 0 |  | 0 |  | 0 | 2699542764.4346 | ok
Net Utility Plant |  | NTPLANT |  | 4389914414.9695 |  | 887821775.6835 | 930049504.1064 | 764497556.2293 | 0 | 0 | 0 |  | 629437870.4568 | 0 | 0 |  | 0 | 142637385.7332 | 0 | 155430810.8633 | 288232444.0968 | 71553551.7601 | 109381848.6655 | 111075978.553 | 98844227.3403 | 66173474.8929 | 56461453.1635 | 78316533.425 |  | 0 |  | 0 |  | 0 | 4389914414.9695 | ok
Working Capital
Cash Working Capital - Operation and Maintenance Expenses |  | CWC | OMLPP | 106348559.9523 |  | 4228863.8383 | 4012925.3924 | 4067103.6369 | 71897457.4033 | 0 | 0 |  | 5301675.1423 | 0 | 0 |  | 0 | 894425.3097 | 0 | 1652866.4145 | 2645268.8328 | 836917.6539 | 1235970.1876 | 367120.8371 | 326693.2775 | 215039.8851 | 1485822.6141 | 237304.6168 |  | 6169535.4203 |  | 773569.4896 |  | 0 | 106348559.9523 | ok | 0
Materials and Supplies |  | M&S | TPIS | 119808343.7572 |  | 25102691.5047 | 26296658.209 | 21615764.3749 | 0 | 0 | 0 |  | 15781423.1584 | 0 | 0 |  | 0 | 3754701.6929 | 0 | 4091468.2057 | 7587259.4007 | 1883533.1322 | 2879302.7175 | 2923897.9849 | 2601916.6421 | 1741911.1892 | 1486257.7065 | 2061557.8386 |  | 0 |  | 0 |  | 0 | 119808343.7572 | ok
Prepayments |  | PREPAY | TPIS | 16171253.6925 |  | 3388261.4512 | 3549418.3279 | 2917609.8968 | 0 | 0 | 0 |  | 2130113.726 | 0 | 0 |  | 0 | 506794.6999 | 0 | 552250.1042 | 1024098.0949 | 254231.8103 | 388636.8281 | 394656.1199 | 351196.359 | 235116.2437 | 200609.1535 | 278260.877 |  | 0 |  | 0 |  | 0 | 16171253.6925 | ok
Total Working Capital |  | TWC |  | 242328157.402 |  | 32719816.7942 | 33859001.9293 | 28600477.9087 | 71897457.4033 | 0 | 0 |  | 23213212.0267 | 0 | 0 |  | 0 | 5155921.7024 | 0 | 6296584.7244 | 11256626.3284 | 2974682.5964 | 4503909.7332 | 3685674.9419 | 3279806.2786 | 2192067.318 | 3172689.4741 | 2577123.3324 |  | 6169535.4203 |  | 773569.4896 |  | 0 | 242328157.402 | ok | 0
Emission Allowance |  | EMALL | PROFIX | 0 |  | 0 | 0 | 0 | 0 | 0 | 0 |  | 0 | 0 | 0 |  | 0 | 0 | 0 | 0 | 0 | 0 | 0 | 0 | 0 | 0 | 0 | 0 |  | 0 |  | 0 |  | 0 | 0 | ok
Deferred Debits
Service Pension Cost |  | PENSCOST | TLB | 0 |  | 0 | 0 | 0 | 0 | 0 | 0 |  | 0 | 0 | 0 |  | 0 | 0 | 0 | 0 | 0 | 0 | 0 | 0 | 0 | 0 | 0 | 0 |  | 0 |  | 0 |  | 0 | 0 | ok
Accumulated Deferred Income Tax
Total Production Plant |  | ADITPP | F017 | 511060465.0246 |  | 175703254.7834 | 184060280.4041 | 151296929.8371 | 0 | 0 | 0 |  | 0 | 0 | 0 |  | 0 | 0 | 0 | 0 | 0 | 0 | 0 | 0 | 0 | 0 | 0 | 0 |  | 0 |  | 0 |  | 0 | 511060465.0246 | ok
Total Transmission Plant |  | ADITTP | F011 | 129909095.2686 |  | 0 | 0 | 0 | 0 | 0 | 0 |  | 129909095.2686 | 0 | 0 |  | 0 | 0 | 0 | 0 | 0 | 0 | 0 | 0 | 0 | 0 | 0 | 0 |  | 0 |  | 0 |  | 0 | 129909095.2686 | ok
Total Distribution Plant |  | ADITDP | PDIST | 241830055.1925 |  | 0 | 0 | 0 | 0 | 0 | 0 |  | 0 | 0 | 0 |  | 0 | 29279162.3514 | 0 | 31905267.4884 | 59165445.877 | 14687790.638 | 22452801.4791 | 22800555.357 | 20289744.9705 | 13583422.7807 | 11589837.0211 | 16076027.2292 |  | 0 |  | 0 |  | 0 | 241830055.1925 | ok
Total General Plant |  | ADITGP | PT&D | 27628082.5103 |  | 5788689.2962 | 6064018.4289 | 4984602.7006 | 0 | 0 | 0 |  | 3639433.8507 | 0 | 0 |  | 0 | 865836.1055 | 0 | 943494.6334 | 1749625.8474 | 434343.691 | 663968.6599 | 674252.3511 | 600003.291 | 401685.5994 | 342731.7773 | 475396.2781 |  | 0 |  | 0 |  | 0 | 27628082.5103 | ok
Total Accumulated Deferred Income Tax |  | ADITT |  | 910427697.996 |  | 181491944.0795 | 190124298.833 | 156281532.5377 | 0 | 0 | 0 |  | 133548529.1193 | 0 | 0 |  | 0 | 30144998.4569 | 0 | 32848762.1218 | 60915071.7244 | 15122134.329 | 23116770.1391 | 23474807.7081 | 20889748.2615 | 13985108.3801 | 11932568.7984 | 16551423.5073 |  | 0 |  | 0 |  | 0 | 910427697.996 | ok
Accumulated Deferred Investment Tax Credits
Production |  | ADITCP | F017 | 81185411.3983 |  | 27911650.3816 | 29239220.4237 | 24034540.593 | 0 | 0 | 0 |  | 0 | 0 | 0 |  | 0 | 0 | 0 | 0 | 0 | 0 | 0 | 0 | 0 | 0 | 0 | 0 |  | 0 |  | 0 |  | 0 | 81185411.3983 | ok
Transmission |  | ADITCT | F011 | 0 |  | 0 | 0 | 0 | 0 | 0 | 0 |  | 0 | 0 | 0 |  | 0 | 0 | 0 | 0 | 0 | 0 | 0 | 0 | 0 | 0 | 0 | 0 |  | 0 |  | 0 |  | 0 | 0 | ok
Transmission VA |  | ADITCTVA | F011 | 0 |  | 0 | 0 | 0 | 0 | 0 | 0 |  | 0 | 0 | 0 |  | 0 | 0 | 0 | 0 | 0 | 0 | 0 | 0 | 0 | 0 | 0 | 0 |  | 0 |  | 0 |  | 0 | 0 | ok
Distribution VA |  | ADITCDVA | PDIST | 0 |  | 0 | 0 | 0 | 0 | 0 | 0 |  | 0 | 0 | 0 |  | 0 | 0 | 0 | 0 | 0 | 0 | 0 | 0 | 0 | 0 | 0 | 0 |  | 0 |  | 0 |  | 0 | 0 | ok
Distribution Plant KY,FERC & TN |  | ADITCDKY | PDIST | 0 |  | 0 | 0 | 0 | 0 | 0 | 0 |  | 0 | 0 | 0 |  | 0 | 0 | 0 | 0 | 0 | 0 | 0 | 0 | 0 | 0 | 0 | 0 |  | 0 |  | 0 |  | 0 | 0 | ok
General |  | ADITCG | PT&D | 0 |  | 0 | 0 | 0 | 0 | 0 | 0 |  | 0 | 0 | 0 |  | 0 | 0 | 0 | 0 | 0 | 0 | 0 | 0 | 0 | 0 | 0 | 0 |  | 0 |  | 0 |  | 0 | 0 | ok
Total Accum. Deferred Investment Tax Credits |  | ADITCTL |  | 81185411.3983 |  | 27911650.3816 | 29239220.4237 | 24034540.593 | 0 | 0 | 0 |  | 0 | 0 | 0 |  | 0 | 0 | 0 | 0 | 0 | 0 | 0 | 0 | 0 | 0 | 0 | 0 |  | 0 |  | 0 |  | 0 | 81185411.3983 | ok
Total Deferred Debits |  |  |  | 991613109.3942 |  | 209403594.4611 | 219363519.2567 | 180316073.1307 | 0 | 0 | 0 |  | 133548529.1193 | 0 | 0 |  | 0 | 30144998.4569 | 0 | 32848762.1218 | 60915071.7244 | 15122134.329 | 23116770.1391 | 23474807.7081 | 20889748.2615 | 13985108.3801 | 11932568.7984 | 16551423.5073 |  | 0 |  | 0 |  | 0 | 991613109.3942 | ok
Less: Customer Advances |  | CSTDEP | F027 | 1549703.6163 |  | 0 | 0 | 0 | 0 | 0 | 0 |  | 0 | 0 | 0 |  | 0 | 0 | 0 | 385642.3443 | 715139.005 | 177532.8797 | 271389.3874 | 0 | 0 | 0 | 0 | 0 |  | 0 |  | 0 |  | 0 | 1549703.6163 | ok
Less: Asset Retirement Obligations |  |  | F017 |  |  | 0 | 0 | 0 | 0 | 0 | 0 |  | 0 | 0 | 0 |  | 0 | 0 | 0 | 0 | 0 | 0 | 0 | 0 | 0 | 0 | 0 | 0 |  | 0 |  | 0 |  | 0 | 0 | ok
Net Rate Base |  | RB |  | 3639079759.361 | 0 | 711137998.0166 | 744544986.779 | 612781961.0073 | 71897457.4033 | 0 | 0 | 0 | 519102553.3642 | 0 | 0 | 0 | 0 | 117648308.9787 | 0 | 128492991.1217 | 237858859.6958 | 59228567.1479 | 90497598.8722 | 91286845.7868 | 81234285.3574 | 54380433.8308 | 47701573.8392 | 64342233.2501 | 0 | 6169535.4203 | 0 | 773569.4896 | 0 | 0 | 3639079759.361 | ok | 0
Operation and Maintenance Expenses
Steam Power Generation Operation Expenses
500 | OPERATION SUPERVISION & ENGINEERING | OM500 | LBSUB1 | 9442701.0434 |  | 2799390.7471 | 2638923.3671 | 2710192.5155 | 1294194.4136 | 0 | 0 |  | 0 | 0 | 0 |  | 0 | 0 | 0 | 0 | 0 | 0 | 0 | 0 | 0 | 0 | 0 | 0 |  | 0 |  | 0 |  | 0 | 9442701.0434 | ok
501 | FUEL | OM501 | Energy | 372621658.9483 |  | 0 | 0 | 0 | 372621658.9483 | 0 | 0 |  | 0 | 0 | 0 |  | 0 | 0 | 0 | 0 | 0 | 0 | 0 | 0 | 0 | 0 | 0 | 0 |  | 0 |  | 0 |  | 0 | 372621658.9483 | ok
502 | STEAM EXPENSES | OM502 |  | 15516428.6469 |  | 2836708.4206 | 2674101.9074 | 2746321.1193 | 7259297.1996 | 0 | 0 |  | 0 | 0 | 0 |  | 0 | 0 | 0 | 0 | 0 | 0 | 0 | 0 | 0 | 0 | 0 | 0 |  | 0 |  | 0 |  | 0 | 15516428.6469 | ok
505 | ELECTRIC EXPENSES | OM505 |  | 7214387.5946 |  | 2023579.3655 | 1907583.2405 | 1959101.1568 | 1324123.832 | 0 | 0 |  | 0 | 0 | 0 |  | 0 | 0 | 0 | 0 | 0 | 0 | 0 | 0 | 0 | 0 | 0 | 0 |  | 0 |  | 0 |  | 0 | 7214387.5946 | ok
506 | MISC. STEAM POWER EXPENSES | OM506 | PROFIX | 14444590.0158 |  | 4962388.0146 | 4677932.7615 | 4804269.2397 | 0 | 0 | 0 |  | 0 | 0 | 0 |  | 0 | 0 | 0 | 0 | 0 | 0 | 0 | 0 | 0 | 0 | 0 | 0 |  | 0 |  | 0 |  | 0 | 14444590.0158 | ok
507 | RENTS | OM507 | PROFIX | 0 |  | 0 | 0 | 0 | 0 | 0 | 0 |  | 0 | 0 | 0 |  | 0 | 0 | 0 | 0 | 0 | 0 | 0 | 0 | 0 | 0 | 0 | 0 |  | 0 |  | 0 |  | 0 | 0 | ok
509 | ALLOWANCES | OM509 | PROFIX | 0 |  | 0 | 0 | 0 | 0 | 0 | 0 |  | 0 | 0 | 0 |  | 0 | 0 | 0 | 0 | 0 | 0 | 0 | 0 | 0 | 0 | 0 | 0 |  | 0 |  | 0 |  | 0 | 0 | ok
| Total Steam Power Operation Expenses |  |  | 419239766.2491 |  | 12622066.5478 | 11898541.2765 | 12219884.0313 | 382499274.3935 | 0 | 0 |  | 0 | 0 | 0 |  | 0 | 0 | 0 | 0 | 0 | 0 | 0 | 0 | 0 | 0 | 0 | 0 |  | 0 |  | 0 |  | 0 | 419239766.2491 | ok
Steam Power Generation Maintenance Expenses
510 | MAINTENANCE SUPERVISION & ENGINEERING | OM510 | LBSUB2 | 10261750.0428 |  | 340085.3904 | 320590.9302 | 329249.0984 | 9271824.6238 | 0 | 0 |  | 0 | 0 | 0 |  | 0 | 0 | 0 | 0 | 0 | 0 | 0 | 0 | 0 | 0 | 0 | 0 |  | 0 |  | 0 |  | 0 | 10261750.0428 | ok
511 | MAINTENANCE OF STRUCTURES | OM511 | PROFIX | 5959887.1456 |  | 2047498.2334 | 1930131.025 | 1982257.8872 | 0 | 0 | 0 |  | 0 | 0 | 0 |  | 0 | 0 | 0 | 0 | 0 | 0 | 0 | 0 | 0 | 0 | 0 | 0 |  | 0 |  | 0 |  | 0 | 5959887.1456 | ok
512 | MAINTENANCE OF BOILER PLANT | OM512 | Energy | 40186142.4192 |  | 0 | 0 | 0 | 40186142.4192 | 0 | 0 |  | 0 | 0 | 0 |  | 0 | 0 | 0 | 0 | 0 | 0 | 0 | 0 | 0 | 0 | 0 | 0 |  | 0 |  | 0 |  | 0 | 40186142.4192 | ok
513 | MAINTENANCE OF ELECTRIC PLANT | OM513 | Energy | 8270033.1163 |  | 0 | 0 | 0 | 8270033.1163 | 0 | 0 |  | 0 | 0 | 0 |  | 0 | 0 | 0 | 0 | 0 | 0 | 0 | 0 | 0 | 0 | 0 | 0 |  | 0 |  | 0 |  | 0 | 8270033.1163 | ok
514 | MAINTENANCE OF MISC STEAM PLANT | OM514 | Energy | 2439522.2019 |  | 0 | 0 | 0 | 2439522.2019 | 0 | 0 |  | 0 | 0 | 0 |  | 0 | 0 | 0 | 0 | 0 | 0 | 0 | 0 | 0 | 0 | 0 | 0 |  | 0 |  | 0 |  | 0 | 2439522.2019 | ok
| Total Steam Power Generation Maintenance Expense |  |  | 67117334.9258 |  | 2387583.6238 | 2250721.9552 | 2311506.9856 | 60167522.3612 | 0 | 0 |  | 0 | 0 | 0 |  | 0 | 0 | 0 | 0 | 0 | 0 | 0 | 0 | 0 | 0 | 0 | 0 |  | 0 |  | 0 |  | 0 | 67117334.9258 | ok
| Total Steam Power Generation Expense |  |  | 486357101.1749 |  | 15009650.1716 | 14149263.2317 | 14531391.017 | 442666796.7547 | 0 | 0 |  | 0 | 0 | 0 |  | 0 | 0 | 0 | 0 | 0 | 0 | 0 | 0 | 0 | 0 | 0 | 0 |  | 0 |  | 0 |  | 0 | 486357101.1749 | ok
Hydraulic Power Generation Operation Expenses
535 | OPERATION SUPERVISION & ENGINEERING | OM535 | LBSUB3 | 0 |  | 0 | 0 | 0 | 0 | 0 | 0 |  | 0 | 0 | 0 |  | 0 | 0 | 0 | 0 | 0 | 0 | 0 | 0 | 0 | 0 | 0 | 0 |  | 0 |  | 0 |  | 0 | 0 | ok
536 | WATER FOR POWER | OM536 | PROFIX | 0 |  | 0 | 0 | 0 | 0 | 0 | 0 |  | 0 | 0 | 0 |  | 0 | 0 | 0 | 0 | 0 | 0 | 0 | 0 | 0 | 0 | 0 | 0 |  | 0 |  | 0 |  | 0 | 0 | ok
537 | HYDRAULIC EXPENSES | OM537 | PROFIX | 0 |  | 0 | 0 | 0 | 0 | 0 | 0 |  | 0 | 0 | 0 |  | 0 | 0 | 0 | 0 | 0 | 0 | 0 | 0 | 0 | 0 | 0 | 0 |  | 0 |  | 0 |  | 0 | 0 | ok
538 | ELECTRIC EXPENSES | OM538 | PROFIX | 0 |  | 0 | 0 | 0 | 0 | 0 | 0 |  | 0 | 0 | 0 |  | 0 | 0 | 0 | 0 | 0 | 0 | 0 | 0 | 0 | 0 | 0 | 0 |  | 0 |  | 0 |  | 0 | 0 | ok
539 | MISC. HYDRAULIC POWER EXPENSES | OM539 | PROFIX | 8522.7846 |  | 2927.9726 | 2760.1346 | 2834.6773 | 0 | 0 | 0 |  | 0 | 0 | 0 |  | 0 | 0 | 0 | 0 | 0 | 0 | 0 | 0 | 0 | 0 | 0 | 0 |  | 0 |  | 0 |  | 0 | 8522.7846 | ok
540 | RENTS |  | PROFIX | 0 |  | 0 | 0 | 0 | 0 | 0 | 0 |  | 0 | 0 | 0 |  | 0 | 0 | 0 | 0 | 0 | 0 | 0 | 0 | 0 | 0 | 0 | 0 |  | 0 |  | 0 |  | 0 | 0 | ok
| Total Hydraulic Power Operation Expenses |  |  | 8522.7846 |  | 2927.9726 | 2760.1346 | 2834.6773 | 0 | 0 | 0 |  | 0 | 0 | 0 |  | 0 | 0 | 0 | 0 | 0 | 0 | 0 | 0 | 0 | 0 | 0 | 0 |  | 0 |  | 0 |  | 0 | 8522.7846 | ok
Hydraulic Power Generation Maintenance Expenses
541 | MAINTENANCE SUPERVISION & ENGINEERING | OM541 | LBSUB4 | 186494.0064 |  | 64069.3589 | 60396.759 | 62027.8884 | 0 | 0 | 0 |  | 0 | 0 | 0 |  | 0 | 0 | 0 | 0 | 0 | 0 | 0 | 0 | 0 | 0 | 0 | 0 |  | 0 |  | 0 |  | 0 | 186494.0064 | ok
542 | MAINTENANCE OF STRUCTURES | OM542 | PROFIX | 116900.8753 |  | 40160.8839 | 37858.7716 | 38881.2198 | 0 | 0 | 0 |  | 0 | 0 | 0 |  | 0 | 0 | 0 | 0 | 0 | 0 | 0 | 0 | 0 | 0 | 0 | 0 |  | 0 |  | 0 |  | 0 | 116900.8753 | ok
543 | MAINT. OF RESERVES, DAMS, AND WATERWAYS | OM543 | PROFIX | 22496.7966 |  | 7728.6952 | 7285.669 | 7482.4324 | 0 | 0 | 0 |  | 0 | 0 | 0 |  | 0 | 0 | 0 | 0 | 0 | 0 | 0 | 0 | 0 | 0 | 0 | 0 |  | 0 |  | 0 |  | 0 | 22496.7966 | ok
544 | MAINTENANCE OF ELECTRIC PLANT | OM544 | Energy | 33029.604 |  | 0 | 0 | 0 | 33029.604 | 0 | 0 |  | 0 | 0 | 0 |  | 0 | 0 | 0 | 0 | 0 | 0 | 0 | 0 | 0 | 0 | 0 | 0 |  | 0 |  | 0 |  | 0 | 33029.604 | ok
545 | MAINTENANCE OF MISC HYDRAULIC PLANT | OM545 | Energy | 9592.0638 |  | 0 | 0 | 0 | 9592.0638 | 0 | 0 |  | 0 | 0 | 0 |  | 0 | 0 | 0 | 0 | 0 | 0 | 0 | 0 | 0 | 0 | 0 | 0 |  | 0 |  | 0 |  | 0 | 9592.0638 | ok
| Total Hydraulic Power Generation Maint. Expense |  |  | 368513.3461 |  | 111958.938 | 105541.1996 | 108391.5406 | 42621.6678 | 0 | 0 |  | 0 | 0 | 0 |  | 0 | 0 | 0 | 0 | 0 | 0 | 0 | 0 | 0 | 0 | 0 | 0 |  | 0 |  | 0 |  | 0 | 368513.3461 | ok
| Total Hydraulic Power Generation Expense |  |  | 377036.1307 |  | 114886.9106 | 108301.3343 | 111226.218 | 42621.6678 | 0 | 0 |  | 0 | 0 | 0 |  | 0 | 0 | 0 | 0 | 0 | 0 | 0 | 0 | 0 | 0 | 0 | 0 |  | 0 |  | 0 |  | 0 | 377036.1307 | ok
Other Power Generation Operation Expense
546 | OPERATION SUPERVISION & ENGINEERING | OM546 | LBSUB5 | 1071395.3886 |  | 368074.1114 | 346975.2747 | 356346.0024 | 0 | 0 | 0 |  | 0 | 0 | 0 |  | 0 | 0 | 0 | 0 | 0 | 0 | 0 | 0 | 0 | 0 | 0 | 0 |  | 0 |  | 0 |  | 0 | 1071395.3886 | ok
547 | FUEL | OM547 | Energy | 130769641.4954 |  | 0 | 0 | 0 | 130769641.4954 | 0 | 0 |  | 0 | 0 | 0 |  | 0 | 0 | 0 | 0 | 0 | 0 | 0 | 0 | 0 | 0 | 0 | 0 |  | 0 |  | 0 |  | 0 | 130769641.4954 | ok
548 | GENERATION EXPENSE | OM548 | PROFIX | 611306.4629 |  | 210012.1818 | 197973.8108 | 203320.4703 | 0 | 0 | 0 |  | 0 | 0 | 0 |  | 0 | 0 | 0 | 0 | 0 | 0 | 0 | 0 | 0 | 0 | 0 | 0 |  | 0 |  | 0 |  | 0 | 611306.4629 | ok
549 | MISC OTHER POWER GENERATION | OM549 | PROFIX | 3639051.9188 |  | 1250183.4671 | 1178520.1361 | 1210348.3156 | 0 | 0 | 0 |  | 0 | 0 | 0 |  | 0 | 0 | 0 | 0 | 0 | 0 | 0 | 0 | 0 | 0 | 0 | 0 |  | 0 |  | 0 |  | 0 | 3639051.9188 | ok
550 | RENTS | OM550 | PROFIX | 4420.8141 |  | 1518.7551 | 1431.6966 | 1470.3623 | 0 | 0 | 0 |  | 0 | 0 | 0 |  | 0 | 0 | 0 | 0 | 0 | 0 | 0 | 0 | 0 | 0 | 0 | 0 |  | 0 |  | 0 |  | 0 | 4420.8141 | ok
| Total Other Power Generation Expenses |  |  | 136095816.0798 |  | 1829788.5154 | 1724900.9182 | 1771485.1507 | 130769641.4954 | 0 | 0 |  | 0 | 0 | 0 |  | 0 | 0 | 0 | 0 | 0 | 0 | 0 | 0 | 0 | 0 | 0 | 0 |  | 0 |  | 0 |  | 0 | 136095816.0798 | ok
Other Power Generation Maintenance Expense
551 | MAINTENANCE SUPERVISION & ENGINEERING | OM551 | PROFIX | 257199.0816 |  | 88359.8384 | 83294.8536 | 85544.3896 | 0 | 0 | 0 |  | 0 | 0 | 0 |  | 0 | 0 | 0 | 0 | 0 | 0 | 0 | 0 | 0 | 0 | 0 | 0 |  | 0 |  | 0 |  | 0 | 257199.0816 | ok
552 | MAINTENANCE OF STRUCTURES | OM552 | PROFIX | 1680721.3128 |  | 577405.8862 | 544307.6808 | 559007.7458 | 0 | 0 | 0 |  | 0 | 0 | 0 |  | 0 | 0 | 0 | 0 | 0 | 0 | 0 | 0 | 0 | 0 | 0 | 0 |  | 0 |  | 0 |  | 0 | 1680721.3128 | ok
553 | MAINTENANCE OF GENERATING & ELEC PLANT | OM553 | PROFIX | 4895395.184 |  | 1681795.77 | 1585391.4501 | 1628207.9639 | 0 | 0 | 0 |  | 0 | 0 | 0 |  | 0 | 0 | 0 | 0 | 0 | 0 | 0 | 0 | 0 | 0 | 0 | 0 |  | 0 |  | 0 |  | 0 | 4895395.184 | ok
554 | MAINTENANCE OF MISC OTHER POWER GEN PLT | OM554 | PROFIX | 5139214.7042 |  | 1765559.1072 | 1664353.2843 | 1709302.3127 | 0 | 0 | 0 |  | 0 | 0 | 0 |  | 0 | 0 | 0 | 0 | 0 | 0 | 0 | 0 | 0 | 0 | 0 | 0 |  | 0 |  | 0 |  | 0 | 5139214.7042 | ok
| Total Other Power Generation Maintenance Expense |  |  | 11972530.2826 |  | 4113120.6018 | 3877347.2688 | 3982062.4119 | 0 | 0 | 0 |  | 0 | 0 | 0 |  | 0 | 0 | 0 | 0 | 0 | 0 | 0 | 0 | 0 | 0 | 0 | 0 |  | 0 |  | 0 |  | 0 | 11972530.2826 | ok
| Total Other Power Generation Expense |  |  | 148068346.3623 |  | 5942909.1173 | 5602248.187 | 5753547.5626 | 130769641.4954 | 0 | 0 |  | 0 | 0 | 0 |  | 0 | 0 | 0 | 0 | 0 | 0 | 0 | 0 | 0 | 0 | 0 | 0 |  | 0 |  | 0 |  | 0 | 148068346.3623 | ok
| Total Station Expense |  |  | 634802483.668 |  | 21067446.1995 | 19859812.753 | 20396164.7976 | 573479059.9179 | 0 | 0 |  | 0 | 0 | 0 |  | 0 | 0 | 0 | 0 | 0 | 0 | 0 | 0 | 0 | 0 | 0 | 0 |  | 0 |  | 0 |  | 0 | 634802483.668 | ok
Other Power Supply Expenses
555 | PURCHASED POWER | OM555 | OMPP | 50619306.6656 |  | 2507313.8524 | 2626569.9591 | 2159031.6496 | 43326391.2044 | 0 | 0 |  | 0 | 0 | 0 |  | 0 | 0 | 0 | 0 | 0 | 0 | 0 | 0 | 0 | 0 | 0 | 0 |  | 0 |  | 0 |  | 0 | 50619306.6656 | ok
555 | PURCHASED POWER OPTIONS | OMO555 | OMPP |  |  | 0 | 0 | 0 | 0 | 0 | 0 |  | 0 | 0 | 0 |  | 0 | 0 | 0 | 0 | 0 | 0 | 0 | 0 | 0 | 0 | 0 | 0 |  | 0 |  | 0 |  | 0 | 0 | ok
555 | BROKERAGE FEES | OMB555 | OMPP |  |  | 0 | 0 | 0 | 0 | 0 | 0 |  | 0 | 0 | 0 |  | 0 | 0 | 0 | 0 | 0 | 0 | 0 | 0 | 0 | 0 | 0 | 0 |  | 0 |  | 0 |  | 0 | 0 | ok
555 | MISO TRANSMISSION EXPENSES | OMM555 | OMPP |  |  | 0 | 0 | 0 | 0 | 0 | 0 |  | 0 | 0 | 0 |  | 0 | 0 | 0 | 0 | 0 | 0 | 0 | 0 | 0 | 0 | 0 | 0 |  | 0 |  | 0 |  | 0 | 0 | ok
556 | SYSTEM CONTROL AND LOAD DISPATCH | OM556 | PROFIX | 1864717.1979 |  | 640617.0243 | 603895.4142 | 620204.7593 | 0 | 0 | 0 |  | 0 | 0 | 0 |  | 0 | 0 | 0 | 0 | 0 | 0 | 0 | 0 | 0 | 0 | 0 | 0 |  | 0 |  | 0 |  | 0 | 1864717.1979 | ok
557 | OTHER EXPENSES | OM557 | PROFIX | 10368.8933 |  | 3562.1968 | 3358.0036 | 3448.6929 | 0 | 0 | 0 |  | 0 | 0 | 0 |  | 0 | 0 | 0 | 0 | 0 | 0 | 0 | 0 | 0 | 0 | 0 | 0 |  | 0 |  | 0 |  | 0 | 10368.8933 | ok
| Total Other Power Supply Expenses | TPP |  | 52494392.7568 |  | 3151493.0735 | 3233823.377 | 2782685.1018 | 43326391.2044 | 0 | 0 |  | 0 | 0 | 0 |  | 0 | 0 | 0 | 0 | 0 | 0 | 0 | 0 | 0 | 0 | 0 | 0 |  | 0 |  | 0 |  | 0 | 52494392.7568 | ok
| Total Electric Power Generation Expenses |  |  | 687296876.4248 |  | 24218939.273 | 23093636.13 | 23178849.8994 | 616805451.1223 | 0 | 0 |  | 0 | 0 | 0 |  | 0 | 0 | 0 | 0 | 0 | 0 | 0 | 0 | 0 | 0 | 0 | 0 |  | 0 |  | 0 |  | 0 | 687296876.4248 | ok
Transmission Expenses
560 | OPERATION SUPERVISION AND ENG | OM560 | LBTRAN | 1804304.9891 |  | 0 | 0 | 0 | 0 | 0 | 0 |  | 1804304.9891 | 0 | 0 |  | 0 | 0 | 0 | 0 | 0 | 0 | 0 | 0 | 0 | 0 | 0 | 0 |  | 0 |  | 0 |  | 0 | 1804304.9891 | ok
561 | LOAD DISPATCHING | OM561 | LBTRAN | 3644051.6512 |  | 0 | 0 | 0 | 0 | 0 | 0 |  | 3644051.6512 | 0 | 0 |  | 0 | 0 | 0 | 0 | 0 | 0 | 0 | 0 | 0 | 0 | 0 | 0 |  | 0 |  | 0 |  | 0 | 3644051.6512 | ok
562 | STATION EXPENSES | OM562 | LBTRAN | 1303298.2837 |  | 0 | 0 | 0 | 0 | 0 | 0 |  | 1303298.2837 | 0 | 0 |  | 0 | 0 | 0 | 0 | 0 | 0 | 0 | 0 | 0 | 0 | 0 | 0 |  | 0 |  | 0 |  | 0 | 1303298.2837 | ok
563 | OVERHEAD LINE EXPENSES | OM563 | LBTRAN | 1058993.0766 |  | 0 | 0 | 0 | 0 | 0 | 0 |  | 1058993.0766 | 0 | 0 |  | 0 | 0 | 0 | 0 | 0 | 0 | 0 | 0 | 0 | 0 | 0 | 0 |  | 0 |  | 0 |  | 0 | 1058993.0766 | ok
565 | TRANSMISSION OF ELECTRICITY BY OTHERS | OM565 | LBTRAN | 2940449.4498 |  | 0 | 0 | 0 | 0 | 0 | 0 |  | 2940449.4498 | 0 | 0 |  | 0 | 0 | 0 | 0 | 0 | 0 | 0 | 0 | 0 | 0 | 0 | 0 |  | 0 |  | 0 |  | 0 | 2940449.4498 | ok
566 | MISC. TRANSMISSION EXPENSES | OM566 | PTRAN | 11948571.5028 |  | 0 | 0 | 0 | 0 | 0 | 0 |  | 11948571.5028 | 0 | 0 |  | 0 | 0 | 0 | 0 | 0 | 0 | 0 | 0 | 0 | 0 | 0 | 0 |  | 0 |  | 0 |  | 0 | 11948571.5028 | ok
567 | RENTS | OM567 | PTRAN | 112004.7741 |  | 0 | 0 | 0 | 0 | 0 | 0 |  | 112004.7741 | 0 | 0 |  | 0 | 0 | 0 | 0 | 0 | 0 | 0 | 0 | 0 | 0 | 0 | 0 |  | 0 |  | 0 |  | 0 | 112004.7741 | ok
568 | MAINTENACE SUPERVISION AND ENG | OM568 | LBTRAN | 0 |  | 0 | 0 | 0 | 0 | 0 | 0 |  | 0 | 0 | 0 |  | 0 | 0 | 0 | 0 | 0 | 0 | 0 | 0 | 0 | 0 | 0 | 0 |  | 0 |  | 0 |  | 0 | 0 | ok
569 | STRUCTURES | OM569 | LBTRAN | 0 |  | 0 | 0 | 0 | 0 | 0 | 0 |  | 0 | 0 | 0 |  | 0 | 0 | 0 | 0 | 0 | 0 | 0 | 0 | 0 | 0 | 0 | 0 |  | 0 |  | 0 |  | 0 | 0 | ok
570 | MAINT OF STATION EQUIPMENT | OM570 | LBTRAN | 1986406.9589 |  | 0 | 0 | 0 | 0 | 0 | 0 |  | 1986406.9589 | 0 | 0 |  | 0 | 0 | 0 | 0 | 0 | 0 | 0 | 0 | 0 | 0 | 0 | 0 |  | 0 |  | 0 |  | 0 | 1986406.9589 | ok
571 | MAINT OF OVERHEAD LINES | OM571 | LBTRAN | 10570831.6073 |  | 0 | 0 | 0 | 0 | 0 | 0 |  | 10570831.6073 | 0 | 0 |  | 0 | 0 | 0 | 0 | 0 | 0 | 0 | 0 | 0 | 0 | 0 | 0 |  | 0 |  | 0 |  | 0 | 10570831.6073 | ok
572 | UNDERGROUND LINES | OM572 | LBTRAN | 0 |  | 0 | 0 | 0 | 0 | 0 | 0 |  | 0 | 0 | 0 |  | 0 | 0 | 0 | 0 | 0 | 0 | 0 | 0 | 0 | 0 | 0 | 0 |  | 0 |  | 0 |  | 0 | 0 | ok
573 | MISC PLANT | OM573 | PTRAN | 337098.8851 |  | 0 | 0 | 0 | 0 | 0 | 0 |  | 337098.8851 | 0 | 0 |  | 0 | 0 | 0 | 0 | 0 | 0 | 0 | 0 | 0 | 0 | 0 | 0 |  | 0 |  | 0 |  | 0 | 337098.8851 | ok
575 | MISO DAY 1&2 EXPENSE | OM575 | PTRAN | 0 |  | 0 | 0 | 0 | 0 | 0 | 0 |  | 0 | 0 | 0 |  | 0 | 0 | 0 | 0 | 0 | 0 | 0 | 0 | 0 | 0 | 0 | 0 |  | 0 |  | 0 |  | 0 | 0 | ok
Total Transmission Expenses |  |  |  | 35706011.1785 | 0 | 0 | 0 | 0 | 0 | 0 | 0 |  | 35706011.1785 | 0 | 0 |  | 0 | 0 | 0 | 0 | 0 | 0 | 0 | 0 | 0 | 0 | 0 | 0 |  | 0 |  | 0 |  | 0 | 35706011.1785 | ok
Distribution Operation Expense
580 | OPERATION SUPERVISION AND ENGI | OM580 | LBDO | 1510424.1157 |  | 0 | 0 | 0 | 0 | 0 | 0 |  | 0 | 0 | 0 |  | 0 | 196411.7563 | 0 | 123631.8925 | 200942.176 | 62042.5071 | 91914.6333 | 38256.4971 | 34043.6694 | 22791.2946 | 713416.1143 | 26973.575 |  | 0 |  | 0 |  | 0 | 1510424.1157 | ok
581 | LOAD DISPATCHING | OM581 | P362 | 341053.3206 |  | 0 | 0 | 0 | 0 | 0 | 0 |  | 0 | 0 | 0 |  | 0 | 341053.3206 | 0 | 0 | 0 | 0 | 0 | 0 | 0 | 0 | 0 | 0 |  | 0 |  | 0 |  | 0 | 341053.3206 | ok
582 | STATION EXPENSES | OM582 | P362 | 1798545.4687 |  | 0 | 0 | 0 | 0 | 0 | 0 |  | 0 | 0 | 0 |  | 0 | 1798545.4687 | 0 | 0 | 0 | 0 | 0 | 0 | 0 | 0 | 0 | 0 |  | 0 |  | 0 |  | 0 | 1798545.4687 | ok
583 | OVERHEAD LINE EXPENSES | OM583 | P365 | 4706316.5542 |  | 0 | 0 | 0 | 0 | 0 | 0 |  | 0 | 0 | 0 |  | 0 | 0 | 0 | 1252454.4211 | 1816534.6039 | 668193.3647 | 969134.1645 | 0 | 0 | 0 | 0 | 0 |  | 0 |  | 0 |  | 0 | 4706316.5542 | ok
584 | UNDERGROUND LINE EXPENSES | OM584 | P367 | 0 |  | 0 | 0 | 0 | 0 | 0 | 0 |  | 0 | 0 | 0 |  | 0 | 0 | 0 | 0 | 0 | 0 | 0 | 0 | 0 | 0 | 0 | 0 |  | 0 |  | 0 |  | 0 | 0 | ok
585 | STREET LIGHTING EXPENSE | OM585 | P373 | 0 |  | 0 | 0 | 0 | 0 | 0 | 0 |  | 0 | 0 | 0 |  | 0 | 0 | 0 | 0 | 0 | 0 | 0 | 0 | 0 | 0 | 0 | 0 |  | 0 |  | 0 |  | 0 | 0 | ok
586 | METER EXPENSES | OM586 | P370 | 8749182.57 |  | 0 | 0 | 0 | 0 | 0 | 0 |  | 0 | 0 | 0 |  | 0 | 0 | 0 | 0 | 0 | 0 | 0 | 0 | 0 | 0 | 8749182.57 | 0 |  | 0 |  | 0 |  | 0 | 8749182.57 | ok
586 | METER EXPENSES - LOAD MANAGEMENT | OM586x | F012 | 0 |  | 0 | 0 | 0 | 0 | 0 | 0 |  | 0 | 0 | 0 |  | 0 | 0 | 0 | 0 | 0 | 0 | 0 | 0 | 0 | 0 | 0 | 0 |  | 0 |  | 0 |  | 0 | 0 | ok
587 | CUSTOMER INSTALLATIONS EXPENSE | OM587 | P371 | -142800 |  | 0 | 0 | 0 | 0 | 0 | 0 |  | 0 | 0 | 0 |  | 0 | 0 | 0 | 0 | 0 | 0 | 0 | 0 | 0 | 0 | 0 | -142800 |  | 0 |  | 0 |  | 0 | -142800 | ok
588 | MISCELLANEOUS DISTRIBUTION EXP | OM588 | PDIST | 6743173.0001 |  | 0 | 0 | 0 | 0 | 0 | 0 |  | 0 | 0 | 0 |  | 0 | 816418.1945 | 0 | 889644.3336 | 1649765.315 | 409553.3666 | 626072.4069 | 635769.1526 | 565757.8846 | 378759.2476 | 323170.2363 | 448262.8624 |  | 0 |  | 0 |  | 0 | 6743173.0001 | ok
588 | MISC DISTR EXP -- MAPPIN | OM588x | PDIST | 0 |  | 0 | 0 | 0 | 0 | 0 | 0 |  | 0 | 0 | 0 |  | 0 | 0 | 0 | 0 | 0 | 0 | 0 | 0 | 0 | 0 | 0 | 0 |  | 0 |  | 0 |  | 0 | 0 | ok
589 | RENTS | OM589 | PDIST | 0 |  | 0 | 0 | 0 | 0 | 0 | 0 |  | 0 | 0 | 0 |  | 0 | 0 | 0 | 0 | 0 | 0 | 0 | 0 | 0 | 0 | 0 | 0 |  | 0 |  | 0 |  | 0 | 0 | ok
Total Distribution Operation Expense |  | OMDO |  | 23705895.0294 | 0 | 0 | 0 | 0 | 0 | 0 | 0 |  | 0 | 0 | 0 |  | 0 | 3152428.7402 | 0 | 2265730.6472 | 3667242.0949 | 1139789.2385 | 1687121.2048 | 674025.6497 | 599801.5541 | 401550.5422 | 9785768.9206 | 332436.4374 |  | 0 |  | 0 |  | 0 | 23705895.0294 | ok
Operation and Maintenance Expenses (Continued)
Distribution Maintenance Expense
590 | MAINTENANCE SUPERVISION AND EN | OM590 | LBDM | 57449.2178 |  | 0 | 0 | 0 | 0 | 0 | 0 |  | 0 | 0 | 0 |  | 0 | 4810.2013 | 0 | 13640.1117 | 21294.0707 | 7003.5751 | 10292.6099 | 216.2302 | 192.4188 | 0 | 0 | 0 |  | 0 |  | 0 |  | 0 | 57449.2178 | ok
591 | STRUCTURES | OM591 | P362 | 0 |  | 0 | 0 | 0 | 0 | 0 | 0 |  | 0 | 0 | 0 |  | 0 | 0 | 0 | 0 | 0 | 0 | 0 | 0 | 0 | 0 | 0 | 0 |  | 0 |  | 0 |  | 0
592 | MAINTENANCE OF STATION EQUIPME | OM592 | P362 | 1286691.8462 |  | 0 | 0 | 0 | 0 | 0 | 0 |  | 0 | 0 | 0 |  | 0 | 1286691.8462 | 0 | 0 | 0 | 0 | 0 | 0 | 0 | 0 | 0 | 0 |  | 0 |  | 0 |  | 0 | 1286691.8462 | ok
593 | MAINTENANCE OF OVERHEAD LINES | OM593 | P365 | 30239214.8807 |  | 0 | 0 | 0 | 0 | 0 | 0 |  | 0 | 0 | 0 |  | 0 | 0 | 0 | 8047320.6449 | 11671671.3788 | 4293302.9479 | 6226919.909 | 0 | 0 | 0 | 0 | 0 |  | 0 |  | 0 |  | 0 | 30239214.8807 | ok
594 | MAINTENANCE OF UNDERGROUND LIN | OM594 | P367 | 790500.343 |  | 0 | 0 | 0 | 0 | 0 | 0 |  | 0 | 0 | 0 |  | 0 | 0 | 0 | 147982.1306 | 577776.2343 | 13200.8893 | 51541.0888 | 0 | 0 | 0 | 0 | 0 |  | 0 |  | 0 |  | 0 | 790500.343 | ok
595 | MAINTENANCE OF LINE TRANSFORME | OM595 | P368 | 96331.0445 |  | 0 | 0 | 0 | 0 | 0 | 0 |  | 0 | 0 | 0 |  | 0 | 0 | 0 | 0 | 0 | 0 | 0 | 50972.0586 | 45358.9859 | 0 | 0 | 0 |  | 0 |  | 0 |  | 0 | 96331.0445 | ok
596 | MAINTENANCE OF ST LIGHTS & SIG SYSTEMS | OM596 | P373 | 0 |  | 0 | 0 | 0 | 0 | 0 | 0 |  | 0 | 0 | 0 |  | 0 | 0 | 0 | 0 | 0 | 0 | 0 | 0 | 0 | 0 | 0 | 0 |  | 0 |  | 0 |  | 0 | 0 | ok
597 | MAINTENANCE OF METERS | OM597 | P370 | 1371953.1641 |  | 0 | 0 | 0 | 0 | 0 | 0 |  | 0 | 0 | 0 |  | 0 | 0 | 0 | 0 | 0 | 0 | 0 | 0 | 0 | 0 | 1371953.1641 | 0 |  | 0 |  | 0 |  | 0 | 1371953.1641 | ok
598 | MISCELLANEOUS DISTRIBUTION EXPENSES | OM598 | PDIST | 550313.7197 |  | 0 | 0 | 0 | 0 | 0 | 0 |  | 0 | 0 | 0 |  | 0 | 66628.297 | 0 | 72604.3188 | 134638.1721 | 33423.855 | 51094.0821 | 51885.4384 | 46171.7838 | 30910.7315 | 26374.0845 | 36582.9563 |  | 0 |  | 0 |  | 0 | 550313.7197 | ok
Total Distribution Maintenance Expense |  | OMDM |  | 34392454.2159 | 0 | 0 | 0 | 0 | 0 | 0 | 0 |  | 0 | 0 | 0 |  | 0 | 1358130.3446 | 0 | 8281547.206 | 12405379.856 | 4346931.2674 | 6339847.6898 | 103073.7272 | 91723.1886 | 30910.7315 | 1398327.2486 | 36582.9563 |  | 0 |  | 0 |  | 0 | 34392454.2159 | ok
Total Distribution Operation and Maintenance Expenses |  |  |  | 58098349.2453 | 0 | 0 | 0 | 0 | 0 | 0 | 0 |  | 0 | 0 | 0 |  | 0 | 4510559.0847 | 0 | 10547277.8532 | 16072621.9508 | 5486720.5058 | 8026968.8946 | 777099.3769 | 691524.7426 | 432461.2737 | 11184096.1692 | 369019.3937 |  | 0 |  | 0 |  | 0 | 58098349.2453 | ok
Transmission and Distribution Expenses |  |  |  | 93804360.4238 | 0 | 0 | 0 | 0 | 0 | 0 | 0 |  | 35706011.1785 | 0 | 0 |  | 0 | 4510559.0847 | 0 | 10547277.8532 | 16072621.9508 | 5486720.5058 | 8026968.8946 | 777099.3769 | 691524.7426 | 432461.2737 | 11184096.1692 | 369019.3937 |  | 0 |  | 0 |  | 0 | 93804360.4238 | ok
Production, Transmission and Distribution Expenses |  | OMSUB |  | 781101236.8486 | 0 | 24218939.273 | 23093636.13 | 23178849.8994 | 616805451.1223 | 0 | 0 |  | 35706011.1785 | 0 | 0 |  | 0 | 4510559.0847 | 0 | 10547277.8532 | 16072621.9508 | 5486720.5058 | 8026968.8946 | 777099.3769 | 691524.7426 | 432461.2737 | 11184096.1692 | 369019.3937 |  | 0 |  | 0 |  | 0 | 781101236.8486 | ok
Customer Accounts Expense
901 | SUPERVISION/CUSTOMER ACCTS | OM901 | F025 | 3631553.6494 |  | 0 | 0 | 0 | 0 | 0 | 0 |  | 0 | 0 | 0 |  | 0 | 0 | 0 | 0 | 0 | 0 | 0 | 0 | 0 | 0 | 0 | 0 |  | 3631553.6494 |  | 0 |  | 0 | 3631553.6494 | ok
902 | METER READING EXPENSES | OM902 | F025 | 5301482.113 |  | 0 | 0 | 0 | 0 | 0 | 0 |  | 0 | 0 | 0 |  | 0 | 0 | 0 | 0 | 0 | 0 | 0 | 0 | 0 | 0 | 0 | 0 |  | 5301482.113 |  | 0 |  | 0 | 5301482.113 | ok
903 | RECORDS AND COLLECTION | OM903 | F025 | 20167471.1189 |  | 0 | 0 | 0 | 0 | 0 | 0 |  | 0 | 0 | 0 |  | 0 | 0 | 0 | 0 | 0 | 0 | 0 | 0 | 0 | 0 | 0 | 0 |  | 20167471.1189 |  | 0 |  | 0 | 20167471.1189 | ok
904 | UNCOLLECTIBLE ACCOUNTS | OM904 | F025 | 5566156.8586 |  | 0 | 0 | 0 | 0 | 0 | 0 |  | 0 | 0 | 0 |  | 0 | 0 | 0 | 0 | 0 | 0 | 0 | 0 | 0 | 0 | 0 | 0 |  | 5566156.8586 |  | 0 |  | 0 | 5566156.8586 | ok
905 | MISC CUST ACCOUNTS | OM903 | F025 | 0 |  | 0 | 0 | 0 | 0 | 0 | 0 |  | 0 | 0 | 0 |  | 0 | 0 | 0 | 0 | 0 | 0 | 0 | 0 | 0 | 0 | 0 | 0 |  | 0 |  | 0 |  | 0 | 0 | ok
Total Customer Accounts Expense |  | OMCA |  | 34666663.74 | 0 | 0 | 0 | 0 | 0 | 0 | 0 |  | 0 | 0 | 0 |  | 0 | 0 | 0 | 0 | 0 | 0 | 0 | 0 | 0 | 0 | 0 | 0 |  | 34666663.74 |  | 0 |  | 0 | 34666663.74 | ok
Customer Service Expense
907 | SUPERVISION | OM907 | F026 | 651425.3532 |  | 0 | 0 | 0 | 0 | 0 | 0 |  | 0 | 0 | 0 |  | 0 | 0 | 0 | 0 | 0 | 0 | 0 | 0 | 0 | 0 | 0 | 0 |  | 0 |  | 651425.3532 |  | 0 | 651425.3532 | ok
908 | CUSTOMER ASSISTANCE EXPENSES | OM908 | F026 | 450051 |  | 0 | 0 | 0 | 0 | 0 | 0 |  | 0 | 0 | 0 |  | 0 | 0 | 0 | 0 | 0 | 0 | 0 | 0 | 0 | 0 | 0 | 0 |  | 0 |  | 450051 |  | 0 | 450051 | ok
908 | CUSTOMER ASSISTANCE EXP-INCENTIVES | OM908x | F026 | 0 |  | 0 | 0 | 0 | 0 | 0 | 0 |  | 0 | 0 | 0 |  | 0 | 0 | 0 | 0 | 0 | 0 | 0 | 0 | 0 | 0 | 0 | 0 |  | 0 |  | 0 |  | 0 | 0 | ok
909 | INFORMATIONAL AND INSTRUCTIONA | OM909 | F026 | 389844.8613 |  | 0 | 0 | 0 | 0 | 0 | 0 |  | 0 | 0 | 0 |  | 0 | 0 | 0 | 0 | 0 | 0 | 0 | 0 | 0 | 0 | 0 | 0 |  | 0 |  | 389844.8613 |  | 0 | 389844.8613 | ok
909 | INFORM AND INSTRUC -LOAD MGMT | OM909x | F026 | 0 |  | 0 | 0 | 0 | 0 | 0 | 0 |  | 0 | 0 | 0 |  | 0 | 0 | 0 | 0 | 0 | 0 | 0 | 0 | 0 | 0 | 0 | 0 |  | 0 |  | 0 |  | 0 | 0 | ok
910 | MISCELLANEOUS CUSTOMER SERVICE | OM910 | F026 | 1861026.9034 |  | 0 | 0 | 0 | 0 | 0 | 0 |  | 0 | 0 | 0 |  | 0 | 0 | 0 | 0 | 0 | 0 | 0 | 0 | 0 | 0 | 0 | 0 |  | 0 |  | 1861026.9034 |  | 0 | 1861026.9034 | ok
911 | DEMONSTRATION AND SELLING EXP | OM911 | F026 | 0 |  | 0 | 0 | 0 | 0 | 0 | 0 |  | 0 | 0 | 0 |  | 0 | 0 | 0 | 0 | 0 | 0 | 0 | 0 | 0 | 0 | 0 | 0 |  | 0 |  | 0 |  | 0 | 0 | ok
912 | DEMONSTRATION AND SELLING EXP | OM912 | F026 | 0 |  | 0 | 0 | 0 | 0 | 0 | 0 |  | 0 | 0 | 0 |  | 0 | 0 | 0 | 0 | 0 | 0 | 0 | 0 | 0 | 0 | 0 | 0 |  | 0 |  | 0 |  | 0 | 0 | ok
913 | ADVERTISING EXPENSES | OM913 | F026 | 794217.3368 |  | 0 | 0 | 0 | 0 | 0 | 0 |  | 0 | 0 | 0 |  | 0 | 0 | 0 | 0 | 0 | 0 | 0 | 0 | 0 | 0 | 0 | 0 |  | 0 |  | 794217.3368 |  | 0 | 794217.3368 | ok
916 | MISC SALES EXPENSE | OM916 | F026 | 0 |  | 0 | 0 | 0 | 0 | 0 | 0 |  | 0 | 0 | 0 |  | 0 | 0 | 0 | 0 | 0 | 0 | 0 | 0 | 0 | 0 | 0 | 0 |  | 0 |  | 0 |  | 0 | 0 | ok
Total Customer Service Expense |  | OMCS |  | 4146565.4547 | 0 | 0 | 0 | 0 | 0 | 0 | 0 |  | 0 | 0 | 0 |  | 0 | 0 | 0 | 0 | 0 | 0 | 0 | 0 | 0 | 0 | 0 | 0 |  | 0 |  | 4146565.4547 |  | 0 | 4146565.4547 | ok
Sub-Total Prod, Trans, Dist, Cust Acct and Cust Service |  | OMSUB2 |  | 819914466.0432 | 0 | 24218939.273 | 23093636.13 | 23178849.8994 | 616805451.1223 | 0 | 0 |  | 35706011.1785 | 0 | 0 |  | 0 | 4510559.0847 | 0 | 10547277.8532 | 16072621.9508 | 5486720.5058 | 8026968.8946 | 777099.3769 | 691524.7426 | 432461.2737 | 11184096.1692 | 369019.3937 |  | 34666663.74 |  | 4146565.4547 |  | 0 | 819914466.0432 | ok
Operation and Maintenance Expenses (Continued)
Administrative and General Expense
920 | ADMIN. & GEN. SALARIES- | OM920 | LBSUB7 | 33809231.7906 |  | 3683644.847 | 3472490.0312 | 3566271.234 | 7680250.7496 | 0 | 0 |  | 2272731.5905 | 0 | 0 |  | 0 | 847086.3772 | 0 | 923063.2053 | 1711737.6037 | 424937.9545 | 649590.3822 | 659651.3795 | 587010.1868 | 392987.0757 | 335309.9018 | 465101.5456 |  | 5395653.9825 |  | 741713.7433 |  | 0 | 33809231.7906 | ok
921 | OFFICE SUPPLIES AND EXPENSES | OM921 | LBSUB7 | 7269103.822 |  | 791996.6062 | 746597.5777 | 766760.8663 | 1651280.9408 | 0 | 0 |  | 488645.2905 | 0 | 0 |  | 0 | 182126.5523 | 0 | 198461.8377 | 368029.609 | 91363.1557 | 139664.2183 | 141827.3681 | 126209.2561 | 84493.6044 | 72092.809 | 99998.4692 |  | 1160084.5955 |  | 159471.0652 |  | 0 | 7269103.822 | ok
922 | ADMINISTRATIVE EXPENSES TRANSFERRED | OM922 | LBSUB7 | -4414265.7426 |  | -480951.1011 | -453381.9012 | -465626.3424 | -1002763.6235 | 0 | 0 |  | -296736.7394 | 0 | 0 |  | 0 | -110598.9157 | 0 | -120518.748 | -223491.1669 | -55481.5639 | -84813.0649 | -86126.6681 | -76642.3495 | -51309.932 | -43779.3743 | -60725.4797 |  | -704477.7202 |  | -96841.0518 |  | 0 | -4414265.7426 | ok
923 | OUTSIDE SERVICES EMPLOYED | OM923 | LBSUB7 | 19133212.7973 |  | 2084636.5621 | 1965140.5011 | 2018212.8608 | 4346383.0482 | 0 | 0 |  | 1286177.0247 | 0 | 0 |  | 0 | 479380.4252 | 0 | 522376.9899 | 968701.0941 | 240479.5341 | 367614.1206 | 373307.8082 | 332198.9357 | 222397.9945 | 189757.5119 | 263208.7857 |  | 3053491.3206 |  | 419748.2798 |  | 0 | 19133212.7973 | ok
924 | PROPERTY INSURANCE | OM924 | TUP | 5543868.9753 |  | 1154196.2601 | 1209093.6366 | 993870.8922 | 0 | 0 | 0 |  | 744464.5427 | 0 | 0 |  | 0 | 174617.1945 | 0 | 190278.9511 | 352855.1824 | 87596.1124 | 133905.6479 | 135979.6077 | 121005.4544 | 81009.8031 | 69120.3116 | 95875.3786 |  | 0 |  | 0 |  | 0 | 5543868.9753 | ok
925 | INJURIES AND DAMAGES - INSURAN | OM925 | LBSUB7 | 3904092.4578 |  | 425365.7745 | 400982.8506 | 411812.1557 | 886870.4622 | 0 | 0 |  | 262441.759 | 0 | 0 |  | 0 | 97816.5833 | 0 | 106589.9433 | 197661.4526 | 49069.351 | 75010.9002 | 76172.6854 | 67784.505 | 45379.8503 | 38719.6274 | 53707.2078 |  | 623058.582 |  | 85648.7674 |  | 0 | 3904092.4578 | ok
926 | EMPLOYEE BENEFITS | OM926 | LBSUB7 | 38912105.9914 |  | 4239622.4679 | 3996597.7631 | 4104533.4929 | 8839441.6371 | 0 | 0 |  | 2615758.1186 | 0 | 0 |  | 0 | 974938.2978 | 0 | 1062382.4139 | 1970092.532 | 489074.4288 | 747633.9587 | 759213.4762 | 675608.4476 | 452301.1596 | 385918.6899 | 535299.9664 |  | 6210027.5144 |  | 853661.6263 |  | 0 | 38912105.9914 | ok
928 | REGULATORY COMMISSION FEES | OM928 | TUP | 1800306.6731 |  | 374811.7494 | 392639.031 | 322747.9595 | 0 | 0 | 0 |  | 241756.1616 | 0 | 0 |  | 0 | 56704.8936 | 0 | 61790.8661 | 114585.5976 | 28445.814 | 43484.2945 | 44157.7888 | 39295.1074 | 26306.987 | 22446.0136 | 31134.4089 |  | 0 |  | 0 |  | 0 | 1800306.6731 | ok
929 | DUPLICATE CHARGES | OM929 | LBSUB7 | 0 |  | 0 | 0 | 0 | 0 | 0 | 0 |  | 0 | 0 | 0 |  | 0 | 0 | 0 | 0 | 0 | 0 | 0 | 0 | 0 | 0 | 0 | 0 |  | 0 |  | 0 |  | 0 | 0 | ok
930 | MISCELLANEOUS GENERAL EXPENSES | OM930 | LBSUB7 | 5197262.0212 |  | 566261.5342 | 533802.1482 | 548218.4912 | 1180632.4314 | 0 | 0 |  | 349371.4868 | 0 | 0 |  | 0 | 130216.7965 | 0 | 141896.1948 | 263133.7172 | 65322.8061 | 99857.0877 | 101403.696 | 90237.0621 | 60411.216 | 51544.8984 | 71496.8803 |  | 829436.9921 |  | 114018.582 |  | 0 | 5197262.0212 | ok
931 | RENTS AND LEASES | OM931 | PGP | 1831133.6799 |  | 383662.6711 | 401910.9316 | 330369.4305 | 0 | 0 | 0 |  | 241214.3477 | 0 | 0 |  | 0 | 57385.8737 | 0 | 62532.9246 | 115961.6783 | 28787.4253 | 44006.5059 | 44688.0882 | 39767.01 | 26622.9127 | 22715.5721 | 31508.3081 |  | 0 |  | 0 |  | 0 | 1831133.6799 | ok
935 | MAINTENANCE OF GENERAL PLANT | OM935 | PGP | 873720.0684 |  | 183063.519 | 191770.623 | 157634.8055 | 0 | 0 | 0 |  | 115094.719 | 0 | 0 |  | 0 | 27381.5014 | 0 | 29837.4017 | 55330.7749 | 13735.8356 | 20997.5753 | 21322.7903 | 18974.7123 | 12703.0448 | 10838.6687 | 15034.0969 |  | 0 |  | 0 |  | 0
Total Administrative and General Expense |  | OMAG |  | 113859772.5342 | 0 | 13406310.8905 | 12857643.1929 | 12754805.8462 | 23582095.6458 | 0 | 0 |  | 8320918.3018 | 0 | 0 |  | 0 | 2917055.58 | 0 | 3178691.9803 | 5894598.0751 | 1463330.8537 | 2236951.6264 | 2271598.0202 | 2021448.3281 | 1353303.7162 | 1154684.6302 | 1601639.5677 |  | 16567275.2669 |  | 2277421.0122 |  | 0 | 113859772.5342 | ok
Total Operation and Maintenance Expenses |  | TOM |  | 933774238.5775 |  | 37625250.1635 | 35951279.323 | 35933655.7456 | 640387546.7681 | 0 | 0 |  | 44026929.4803 | 0 | 0 |  | 0 | 7427614.6647 | 0 | 13725969.8335 | 21967220.0259 | 6950051.3595 | 10263920.5209 | 3048697.3971 | 2712973.0707 | 1785764.9899 | 12338780.7994 | 1970658.9614 |  | 51233939.0069 |  | 6423986.4669 |  | 0 | 933774238.5775 | ok
Operation and Maintenance Expenses Less Purchase Power |  | OMLPP |  | 883154931.9119 | 0 | 35117936.3111 | 33324709.3638 | 33774624.0961 | 597061155.5637 | 0 | 0 |  | 44026929.4803 | 0 | 0 |  | 0 | 7427614.6647 | 0 | 13725969.8335 | 21967220.0259 | 6950051.3595 | 10263920.5209 | 3048697.3971 | 2712973.0707 | 1785764.9899 | 12338780.7994 | 1970658.9614 |  | 51233939.0069 |  | 6423986.4669 |  | 0 | 883154931.9119 | ok
Labor Expenses
Steam Power Generation Operation Expenses
500 | OPERATION SUPERVISION & ENGINEERING | LB500 | F019 | 7176310.5488 |  | 2127494.798 | 2005542.0064 | 2059705.4857 | 983568.2587 | 0 | 0 |  | 0 | 0 | 0 |  | 0 | 0 | 0 | 0 | 0 | 0 | 0 | 0 | 0 | 0 | 0 | 0 |  | 0 |  | 0 |  | 0 | 7176310.5488 | ok
501 | FUEL | LB501 | Energy | 2518295.3742 |  | 0 | 0 | 0 | 2518295.3742 | 0 | 0 |  | 0 | 0 | 0 |  | 0 | 0 | 0 | 0 | 0 | 0 | 0 | 0 | 0 | 0 | 0 | 0 |  | 0 |  | 0 |  | 0 | 2518295.3742 | ok
502 | STEAM EXPENSES | LB502 | PROFIX | 8257131.4474 |  | 2836708.4206 | 2674101.9074 | 2746321.1193 | 0 | 0 | 0 |  | 0 | 0 | 0 |  | 0 | 0 | 0 | 0 | 0 | 0 | 0 | 0 | 0 | 0 | 0 | 0 |  | 0 |  | 0 |  | 0 | 8257131.4474 | ok
505 | ELECTRIC EXPENSES | LB505 | PROFIX | 5890263.7627 |  | 2023579.3655 | 1907583.2405 | 1959101.1568 | 0 | 0 | 0 |  | 0 | 0 | 0 |  | 0 | 0 | 0 | 0 | 0 | 0 | 0 | 0 | 0 | 0 | 0 | 0 |  | 0 |  | 0 |  | 0 | 5890263.7627 | ok
506 | MISC. STEAM POWER EXPENSES | LB506 | PROFIX | 1708295.663 |  | 586878.957 | 553237.7339 | 568178.972 | 0 | 0 | 0 |  | 0 | 0 | 0 |  | 0 | 0 | 0 | 0 | 0 | 0 | 0 | 0 | 0 | 0 | 0 | 0 |  | 0 |  | 0 |  | 0 | 1708295.663 | ok
507 | RENTS | LB507 | PROFIX | 0 |  | 0 | 0 | 0 | 0 | 0 | 0 |  | 0 | 0 | 0 |  | 0 | 0 | 0 | 0 | 0 | 0 | 0 | 0 | 0 | 0 | 0 | 0 |  | 0 |  | 0 |  | 0 | 0 | ok
| Total Steam Power Operation Expenses | LBSUB1 |  | 25550296.796 |  | 7574661.5411 | 7140464.8883 | 7333306.7337 | 3501863.6329 | 0 | 0 |  | 0 | 0 | 0 |  | 0 | 0 | 0 | 0 | 0 | 0 | 0 | 0 | 0 | 0 | 0 | 0 |  | 0 |  | 0 |  | 0 | 25550296.796 | ok
Steam Power Generation Maintenance Expenses
510 | MAINTENANCE SUPERVISION & ENGINEERING | LB510 | F020 | 8497622 |  | 281620.297 | 265477.1876 | 272646.9044 | 7677877.611 | 0 | 0 |  | 0 | 0 | 0 |  | 0 | 0 | 0 | 0 | 0 | 0 | 0 | 0 | 0 | 0 | 0 | 0 |  | 0 |  | 0 |  | 0 | 8497622 | ok
511 | MAINTENANCE OF STRUCTURES | LB511 | PROFIX | 1238874.042 |  | 425610.8128 | 401213.8428 | 412049.3863 | 0 | 0 | 0 |  | 0 | 0 | 0 |  | 0 | 0 | 0 | 0 | 0 | 0 | 0 | 0 | 0 | 0 | 0 | 0 |  | 0 |  | 0 |  | 0 | 1238874.042 | ok
512 | MAINTENANCE OF BOILER PLANT | LB512 | Energy | 9213874.49 |  | 0 | 0 | 0 | 9213874.49 | 0 | 0 |  | 0 | 0 | 0 |  | 0 | 0 | 0 | 0 | 0 | 0 | 0 | 0 | 0 | 0 | 0 | 0 |  | 0 |  | 0 |  | 0 | 9213874.49 | ok
513 | MAINTENANCE OF ELECTRIC PLANT | LB513 | Energy | 1992105.4663 |  | 0 | 0 | 0 | 1992105.4663 | 0 | 0 |  | 0 | 0 | 0 |  | 0 | 0 | 0 | 0 | 0 | 0 | 0 | 0 | 0 | 0 | 0 | 0 |  | 0 |  | 0 |  | 0 | 1992105.4663 | ok
514 | MAINTENANCE OF MISC STEAM PLANT | LB514 | Energy | 397543.529 |  | 0 | 0 | 0 | 397543.529 | 0 | 0 |  | 0 | 0 | 0 |  | 0 | 0 | 0 | 0 | 0 | 0 | 0 | 0 | 0 | 0 | 0 | 0 |  | 0 |  | 0 |  | 0 | 397543.529 | ok
| Total Steam Power Generation Maintenance Expense | LBSUB2 |  | 21340019.5272 |  | 707231.1099 | 666691.0304 | 684696.2907 | 19281401.0963 | 0 | 0 |  | 0 | 0 | 0 |  | 0 | 0 | 0 | 0 | 0 | 0 | 0 | 0 | 0 | 0 | 0 | 0 |  | 0 |  | 0 |  | 0 | 21340019.5272 | ok
| Total Steam Power Generation Expense |  |  | 46890316.3233 |  | 8281892.6509 | 7807155.9187 | 8018003.0244 | 22783264.7292 | 0 | 0 |  | 0 | 0 | 0 |  | 0 | 0 | 0 | 0 | 0 | 0 | 0 | 0 | 0 | 0 | 0 | 0 |  | 0 |  | 0 |  | 0 | 46890316.3233 | ok
Hydraulic Power Generation Operation Expenses
535 | OPERATION SUPERVISION & ENGINEERING | LB535 | F021 | 0 |  | 0 | 0 | 0 | 0 | 0 | 0 |  | 0 | 0 | 0 |  | 0 | 0 | 0 | 0 | 0 | 0 | 0 | 0 | 0 | 0 | 0 | 0 |  | 0 |  | 0 |  | 0 | 0 | ok
536 | WATER FOR POWER | LB536 | PROFIX | 0 |  | 0 | 0 | 0 | 0 | 0 | 0 |  | 0 | 0 | 0 |  | 0 | 0 | 0 | 0 | 0 | 0 | 0 | 0 | 0 | 0 | 0 | 0 |  | 0 |  | 0 |  | 0 | 0 | ok
537 | HYDRAULIC EXPENSES | LB537 | PROFIX | 0 |  | 0 | 0 | 0 | 0 | 0 | 0 |  | 0 | 0 | 0 |  | 0 | 0 | 0 | 0 | 0 | 0 | 0 | 0 | 0 | 0 | 0 | 0 |  | 0 |  | 0 |  | 0 | 0 | ok
538 | ELECTRIC EXPENSES | LB538 | PROFIX | 0 |  | 0 | 0 | 0 | 0 | 0 | 0 |  | 0 | 0 | 0 |  | 0 | 0 | 0 | 0 | 0 | 0 | 0 | 0 | 0 | 0 | 0 | 0 |  | 0 |  | 0 |  | 0 | 0 | ok
539 | MISC. HYDRAULIC POWER EXPENSES | LB539 | PROFIX | 0 |  | 0 | 0 | 0 | 0 | 0 | 0 |  | 0 | 0 | 0 |  | 0 | 0 | 0 | 0 | 0 | 0 | 0 | 0 | 0 | 0 | 0 | 0 |  | 0 |  | 0 |  | 0 | 0 | ok
540 | RENTS | LB540 | PROFIX | 0 |  | 0 | 0 | 0 | 0 | 0 | 0 |  | 0 | 0 | 0 |  | 0 | 0 | 0 | 0 | 0 | 0 | 0 | 0 | 0 | 0 | 0 | 0 |  | 0 |  | 0 |  | 0 | 0 | ok
| Total Hydraulic Power Operation Expenses | LBSUB3 |  | 0 |  | 0 | 0 | 0 | 0 | 0 | 0 |  | 0 | 0 | 0 |  | 0 | 0 | 0 | 0 | 0 | 0 | 0 | 0 | 0 | 0 | 0 | 0 |  | 0 |  | 0 |  | 0 | 0 | ok
Hydraulic Power Generation Maintenance Expenses
541 | MAINTENANCE SUPERVISION & ENGINEERING | LB541 | F022 | 166691.7055 |  | 57266.3482 | 53983.7122 | 55441.6451 | 0 | 0 | 0 |  | 0 | 0 | 0 |  | 0 | 0 | 0 | 0 | 0 | 0 | 0 | 0 | 0 | 0 | 0 | 0 |  | 0 |  | 0 |  | 0 | 166691.7055 | ok
542 | MAINTENANCE OF STRUCTURES | LB542 | PROFIX | 47184.9259 |  | 16210.2151 | 15281.009 | 15693.7018 | 0 | 0 | 0 |  | 0 | 0 | 0 |  | 0 | 0 | 0 | 0 | 0 | 0 | 0 | 0 | 0 | 0 | 0 | 0 |  | 0 |  | 0 |  | 0 | 47184.9259 | ok
543 | MAINT. OF RESERVES, DAMS, AND WATERWAYS | LB543 | PROFIX | 0 |  | 0 | 0 | 0 | 0 | 0 | 0 |  | 0 | 0 | 0 |  | 0 | 0 | 0 | 0 | 0 | 0 | 0 | 0 | 0 | 0 | 0 | 0 |  | 0 |  | 0 |  | 0 | 0 | ok
544 | MAINTENANCE OF ELECTRIC PLANT | LB544 | Energy | 0 |  | 0 | 0 | 0 | 0 | 0 | 0 |  | 0 | 0 | 0 |  | 0 | 0 | 0 | 0 | 0 | 0 | 0 | 0 | 0 | 0 | 0 | 0 |  | 0 |  | 0 |  | 0 | 0 | ok
545 | MAINTENANCE OF MISC HYDRAULIC PLANT | LB545 | Energy | 0 |  | 0 | 0 | 0 | 0 | 0 | 0 |  | 0 | 0 | 0 |  | 0 | 0 | 0 | 0 | 0 | 0 | 0 | 0 | 0 | 0 | 0 | 0 |  | 0 |  | 0 |  | 0 | 0 | ok
| Total Hydraulic Power Generation Maint. Expense | LBSUB4 |  | 213876.6314 |  | 73476.5633 | 69264.7212 | 71135.3469 | 0 | 0 | 0 |  | 0 | 0 | 0 |  | 0 | 0 | 0 | 0 | 0 | 0 | 0 | 0 | 0 | 0 | 0 | 0 |  | 0 |  | 0 |  | 0 | 213876.6314 | ok
| Total Hydraulic Power Generation Expense |  |  | 213876.6314 |  | 73476.5633 | 69264.7212 | 71135.3469 | 0 | 0 | 0 |  | 0 | 0 | 0 |  | 0 | 0 | 0 | 0 | 0 | 0 | 0 | 0 | 0 | 0 | 0 | 0 |  | 0 |  | 0 |  | 0 | 213876.6314 | ok
Other Power Generation Operation Expense
546 | OPERATION SUPERVISION & ENGINEERING | LB546 | PROFIX | 848267.9883 |  | 291419.4791 | 274714.6585 | 282133.8507 | 0 | 0 | 0 |  | 0 | 0 | 0 |  | 0 | 0 | 0 | 0 | 0 | 0 | 0 | 0 | 0 | 0 | 0 | 0 |  | 0 |  | 0 |  | 0 | 848267.9883 | ok
547 | FUEL | LB547 | Energy | 0 |  | 0 | 0 | 0 | 0 | 0 | 0 |  | 0 | 0 | 0 |  | 0 | 0 | 0 | 0 | 0 | 0 | 0 | 0 | 0 | 0 | 0 | 0 |  | 0 |  | 0 |  | 0 | 0 | ok
548 | GENERATION EXPENSE | LB548 | PROFIX | 327050.6698 |  | 112357.1055 | 105916.5432 | 108777.0211 | 0 | 0 | 0 |  | 0 | 0 | 0 |  | 0 | 0 | 0 | 0 | 0 | 0 | 0 | 0 | 0 | 0 | 0 | 0 |  | 0 |  | 0 |  | 0 | 327050.6698 | ok
549 | MISC OTHER POWER GENERATION | LB549 | PROFIX | 1662761.3568 |  | 571235.8066 | 538491.2841 | 553034.2662 | 0 | 0 | 0 |  | 0 | 0 | 0 |  | 0 | 0 | 0 | 0 | 0 | 0 | 0 | 0 | 0 | 0 | 0 | 0 |  | 0 |  | 0 |  | 0 | 1662761.3568 | ok
550 | RENTS | LB550 | PROFIX | 0 |  | 0 | 0 | 0 | 0 | 0 | 0 |  | 0 | 0 | 0 |  | 0 | 0 | 0 | 0 | 0 | 0 | 0 | 0 | 0 | 0 | 0 | 0 |  | 0 |  | 0 |  | 0 | 0 | ok
| Total Other Power Generation Expenses | LBSUB5 |  | 2838080.0149 |  | 975012.3911 | 919122.4858 | 943945.138 | 0 | 0 | 0 |  | 0 | 0 | 0 |  | 0 | 0 | 0 | 0 | 0 | 0 | 0 | 0 | 0 | 0 | 0 | 0 |  | 0 |  | 0 |  | 0 | 2838080.0149 | ok
Other Power Generation Maintenance Expense
551 | MAINTENANCE SUPERVISION & ENGINEERING | LB551 | PROFIX | 201321.6543 |  | 69163.3451 | 65198.7465 | 66959.5627 | 0 | 0 | 0 |  | 0 | 0 | 0 |  | 0 | 0 | 0 | 0 | 0 | 0 | 0 | 0 | 0 | 0 | 0 | 0 |  | 0 |  | 0 |  | 0 | 201321.6543 | ok
552 | MAINTENANCE OF STRUCTURES | LB552 | PROFIX | 0 |  | 0 | 0 | 0 | 0 | 0 | 0 |  | 0 | 0 | 0 |  | 0 | 0 | 0 | 0 | 0 | 0 | 0 | 0 | 0 | 0 | 0 | 0 |  | 0 |  | 0 |  | 0 | 0 | ok
553 | MAINTENANCE OF GENERATING & ELEC PLANT | LB553 | PROFIX | 1017670.121 |  | 349616.985 | 329576.1523 | 338476.9836 | 0 | 0 | 0 |  | 0 | 0 | 0 |  | 0 | 0 | 0 | 0 | 0 | 0 | 0 | 0 | 0 | 0 | 0 | 0 |  | 0 |  | 0 |  | 0 | 1017670.121 | ok
554 | MAINTENANCE OF MISC OTHER POWER GEN PLT | LB554 | PROFIX | 1600551.1801 |  | 549863.7195 | 518344.2932 | 532343.1674 | 0 | 0 | 0 |  | 0 | 0 | 0 |  | 0 | 0 | 0 | 0 | 0 | 0 | 0 | 0 | 0 | 0 | 0 | 0 |  | 0 |  | 0 |  | 0 | 1600551.1801 | ok
| Total Other Power Generation Maintenance Expense | LBSUB6 |  | 2819542.9554 |  | 968644.0497 | 913119.192 | 937779.7138 | 0 | 0 | 0 |  | 0 | 0 | 0 |  | 0 | 0 | 0 | 0 | 0 | 0 | 0 | 0 | 0 | 0 | 0 | 0 |  | 0 |  | 0 |  | 0 | 2819542.9554 | ok
| Total Other Power Generation Expense |  |  | 5657622.9702 |  | 1943656.4408 | 1832241.6777 | 1881724.8517 | 0 | 0 | 0 |  | 0 | 0 | 0 |  | 0 | 0 | 0 | 0 | 0 | 0 | 0 | 0 | 0 | 0 | 0 | 0 |  | 0 |  | 0 |  | 0 | 5657622.9702 | ok
| Total Production Expense | LPREX |  | 52761815.9249 |  | 10299025.655 | 9708662.3177 | 9970863.223 | 22783264.7292 | 0 | 0 |  | 0 | 0 | 0 |  | 0 | 0 | 0 | 0 | 0 | 0 | 0 | 0 | 0 | 0 | 0 | 0 |  | 0 |  | 0 |  | 0 | 52761815.9249 | ok
Purchased Power
555 | PURCHASED POWER | LB555 | OMPP | 0 |  | 0 | 0 | 0 | 0 | 0 | 0 |  | 0 | 0 | 0 |  | 0 | 0 | 0 | 0 | 0 | 0 | 0 | 0 | 0 | 0 | 0 | 0 |  | 0 |  | 0 |  | 0 | 0 | ok
556 | SYSTEM CONTROL AND LOAD DISPATCH | LB556 | PROFIX | 1829188.5455 |  | 628411.2809 | 592389.3315 | 608387.933 | 0 | 0 | 0 |  | 0 | 0 | 0 |  | 0 | 0 | 0 | 0 | 0 | 0 | 0 | 0 | 0 | 0 | 0 | 0 |  | 0 |  | 0 |  | 0 | 1829188.5455 | ok
557 | OTHER EXPENSES | LB557 | PROFIX | 0 |  | 0 | 0 | 0 | 0 | 0 | 0 |  | 0 | 0 | 0 |  | 0 | 0 | 0 | 0 | 0 | 0 | 0 | 0 | 0 | 0 | 0 | 0 |  | 0 |  | 0 |  | 0 | 0 | ok
| Total Purchased Power Labor | LBPP |  | 1829188.5455 |  | 628411.2809 | 592389.3315 | 608387.933 | 0 | 0 | 0 |  | 0 | 0 | 0 |  | 0 | 0 | 0 | 0 | 0 | 0 | 0 | 0 | 0 | 0 | 0 | 0 |  | 0 |  | 0 |  | 0 | 1829188.5455 | ok
Transmission Labor Expenses
560 | OPERATION SUPERVISION AND ENG | LB560 | PTRAN | 1648654.4511 |  | 0 | 0 | 0 | 0 | 0 | 0 |  | 1648654.4511 | 0 | 0 |  | 0 | 0 | 0 | 0 | 0 | 0 | 0 | 0 | 0 | 0 | 0 | 0 |  | 0 |  | 0 |  | 0 | 1648654.4511 | ok
561 | LOAD DISPATCHING | LB561 | PTRAN | 3065460.3902 |  | 0 | 0 | 0 | 0 | 0 | 0 |  | 3065460.3902 | 0 | 0 |  | 0 | 0 | 0 | 0 | 0 | 0 | 0 | 0 | 0 | 0 | 0 | 0 |  | 0 |  | 0 |  | 0 | 3065460.3902 | ok
562 | STATION EXPENSES | LB562 | PTRAN | 505134.8959 |  | 0 | 0 | 0 | 0 | 0 | 0 |  | 505134.8959 | 0 | 0 |  | 0 | 0 | 0 | 0 | 0 | 0 | 0 | 0 | 0 | 0 | 0 | 0 |  | 0 |  | 0 |  | 0 | 505134.8959 | ok
563 | OVERHEAD LINE EXPENSES | LB563 | PTRAN | 0 |  | 0 | 0 | 0 | 0 | 0 | 0 |  | 0 | 0 | 0 |  | 0 | 0 | 0 | 0 | 0 | 0 | 0 | 0 | 0 | 0 | 0 | 0 |  | 0 |  | 0 |  | 0 | 0 | ok
566 | MISC. TRANSMISSION EXPENSES | LB566 | PTRAN | 118041.5426 |  | 0 | 0 | 0 | 0 | 0 | 0 |  | 118041.5426 | 0 | 0 |  | 0 | 0 | 0 | 0 | 0 | 0 | 0 | 0 | 0 | 0 | 0 | 0 |  | 0 |  | 0 |  | 0 | 118041.5426 | ok
568 | MAINTENACE SUPERVISION AND ENG | LB568 | PTRAN | 0 |  | 0 | 0 | 0 | 0 | 0 | 0 |  | 0 | 0 | 0 |  | 0 | 0 | 0 | 0 | 0 | 0 | 0 | 0 | 0 | 0 | 0 | 0 |  | 0 |  | 0 |  | 0 | 0 | ok
570 | MAINT OF STATION EQUIPMENT | LB570 | PTRAN | 937915.1188 |  | 0 | 0 | 0 | 0 | 0 | 0 |  | 937915.1188 | 0 | 0 |  | 0 | 0 | 0 | 0 | 0 | 0 | 0 | 0 | 0 | 0 | 0 | 0 |  | 0 |  | 0 |  | 0 | 937915.1188 | ok
571 | MAINT OF OVERHEAD LINES | LB571 | PTRAN | 466792.9415 |  | 0 | 0 | 0 | 0 | 0 | 0 |  | 466792.9415 | 0 | 0 |  | 0 | 0 | 0 | 0 | 0 | 0 | 0 | 0 | 0 | 0 | 0 | 0 |  | 0 |  | 0 |  | 0 | 466792.9415 | ok
572 | UNDERGROUND LINES | LB572 | PTRAN | 0 |  | 0 | 0 | 0 | 0 | 0 | 0 |  | 0 | 0 | 0 |  | 0 | 0 | 0 | 0 | 0 | 0 | 0 | 0 | 0 | 0 | 0 | 0 |  | 0 |  | 0 |  | 0 | 0 | ok
573 | MISC PLANT | LB573 | PTRAN | 0 |  | 0 | 0 | 0 | 0 | 0 | 0 |  | 0 | 0 | 0 |  | 0 | 0 | 0 | 0 | 0 | 0 | 0 | 0 | 0 | 0 | 0 | 0 |  | 0 |  | 0 |  | 0 | 0 | ok
Total Transmission Labor Expenses |  | LBTRAN |  | 6741999.34 | 0 | 0 | 0 | 0 | 0 | 0 | 0 |  | 6741999.34 | 0 | 0 |  | 0 | 0 | 0 | 0 | 0 | 0 | 0 | 0 | 0 | 0 | 0 | 0 |  | 0 |  | 0 |  | 0 | 6741999.34 | ok
Distribution Operation Labor Expense
580 | OPERATION SUPERVISION AND ENGI | LB580 | F023 | 1081710.9571 |  | 0 | 0 | 0 | 0 | 0 | 0 |  | 0 | 0 | 0 |  | 0 | 140662.9745 | 0 | 88540.6764 | 143907.4967 | 44432.5929 | 65825.926 | 27397.9154 | 24380.841 | 16322.2984 | 510922.74 | 19317.4958 |  | 0 |  | 0 |  | 0 | 1081710.9571 | ok
581 | LOAD DISPATCHING | LB581 | P362 | 342506.2794 |  | 0 | 0 | 0 | 0 | 0 | 0 |  | 0 | 0 | 0 |  | 0 | 342506.2794 | 0 | 0 | 0 | 0 | 0 | 0 | 0 | 0 | 0 | 0 |  | 0 |  | 0 |  | 0 | 342506.2794 | ok
582 | STATION EXPENSES | LB582 | P362 | 870966.5561 |  | 0 | 0 | 0 | 0 | 0 | 0 |  | 0 | 0 | 0 |  | 0 | 870966.5561 | 0 | 0 | 0 | 0 | 0 | 0 | 0 | 0 | 0 | 0 |  | 0 |  | 0 |  | 0 | 870966.5561 | ok
583 | OVERHEAD LINE EXPENSES | LB583 | P365 | 2170209.032 |  | 0 | 0 | 0 | 0 | 0 | 0 |  | 0 | 0 | 0 |  | 0 | 0 | 0 | 577540.3897 | 837652.92 | 308121.9162 | 446893.806 | 0 | 0 | 0 | 0 | 0 |  | 0 |  | 0 |  | 0 | 2170209.032 | ok
584 | UNDERGROUND LINE EXPENSES | LB584 | P367 | 0 |  | 0 | 0 | 0 | 0 | 0 | 0 |  | 0 | 0 | 0 |  | 0 | 0 | 0 | 0 | 0 | 0 | 0 | 0 | 0 | 0 | 0 | 0 |  | 0 |  | 0 |  | 0 | 0 | ok
585 | STREET LIGHTING EXPENSE | LB585 | P371 | 0 |  | 0 | 0 | 0 | 0 | 0 | 0 |  | 0 | 0 | 0 |  | 0 | 0 | 0 | 0 | 0 | 0 | 0 | 0 | 0 | 0 | 0 | 0 |  | 0 |  | 0 |  | 0 | 0 | ok
586 | METER EXPENSES | LB586 | P370 | 5717579.7127 |  | 0 | 0 | 0 | 0 | 0 | 0 |  | 0 | 0 | 0 |  | 0 | 0 | 0 | 0 | 0 | 0 | 0 | 0 | 0 | 0 | 5717579.7127 | 0 |  | 0 |  | 0 |  | 0 | 5717579.7127 | ok
586 | METER EXPENSES - LOAD MANAGEMENT | LB586x | F012 | 0 |  | 0 | 0 | 0 | 0 | 0 | 0 |  | 0 | 0 | 0 |  | 0 | 0 | 0 | 0 | 0 | 0 | 0 | 0 | 0 | 0 | 0 | 0 |  | 0 |  | 0 |  | 0 | 0 | ok
587 | CUSTOMER INSTALLATIONS EXPENSE | LB587 | P371 | 0 |  | 0 | 0 | 0 | 0 | 0 | 0 |  | 0 | 0 | 0 |  | 0 | 0 | 0 | 0 | 0 | 0 | 0 | 0 | 0 | 0 | 0 | 0 |  | 0 |  | 0 |  | 0 | 0 | ok
588 | MISCELLANEOUS DISTRIBUTION EXP | LB588 | PDIST | 3343041 |  | 0 | 0 | 0 | 0 | 0 | 0 |  | 0 | 0 | 0 |  | 0 | 404752.9994 | 0 | 441056.0848 | 817898.7975 | 203042.9438 | 310385.8859 | 315193.21 | 280483.9509 | 187776.2433 | 160217.0595 | 222233.8249 |  | 0 |  | 0 |  | 0 | 3343041 | ok
589 | RENTS | LB589 | PDIST | 0 |  | 0 | 0 | 0 | 0 | 0 | 0 |  | 0 | 0 | 0 |  | 0 | 0 | 0 | 0 | 0 | 0 | 0 | 0 | 0 | 0 | 0 | 0 |  | 0 |  | 0 |  | 0 | 0 | ok
Total Distribution Operation Labor Expense |  | LBDO |  | 13526013.5372 | 0 | 0 | 0 | 0 | 0 | 0 | 0 |  | 0 | 0 | 0 |  | 0 | 1758888.8094 | 0 | 1107137.1509 | 1799459.2143 | 555597.4529 | 823105.6178 | 342591.1254 | 304864.7919 | 204098.5417 | 6388719.5122 | 241551.3208 |  | 0 |  | 0 |  | 0 | 13526013.5372 | ok
Labor Expenses (Continued)
Distribution Maintenance Labor Expense
590 | MAINTENANCE SUPERVISION AND EN | LB590 | F024 | 0 |  | 0 | 0 | 0 | 0 | 0 | 0 |  | 0 | 0 | 0 |  | 0 | 0 | 0 | 0 | 0 | 0 | 0 | 0 | 0 | 0 | 0 | 0 |  | 0 |  | 0 |  | 0 | 0 | ok
591 | MAINTENANCE OF STRUCTURES | LB591 | P362 | 0 |  | 0 | 0 | 0 | 0 | 0 | 0 |  | 0 | 0 | 0 |  | 0 | 0 | 0 | 0 | 0 | 0 | 0 | 0 | 0 | 0 | 0 | 0 |  | 0 |  | 0 |  | 0 | 0 | ok
592 | MAINTENANCE OF STATION EQUIPME | LB592 | P362 | 605268.8817 |  | 0 | 0 | 0 | 0 | 0 | 0 |  | 0 | 0 | 0 |  | 0 | 605268.8817 | 0 | 0 | 0 | 0 | 0 | 0 | 0 | 0 | 0 | 0 |  | 0 |  | 0 |  | 0 | 605268.8817 | ok
593 | MAINTENANCE OF OVERHEAD LINES | LB593 | P365 | 6158358.9636 |  | 0 | 0 | 0 | 0 | 0 | 0 |  | 0 | 0 | 0 |  | 0 | 0 | 0 | 1638874.8657 | 2376991.0145 | 874351.4274 | 1268141.6561 | 0 | 0 | 0 | 0 | 0 |  | 0 |  | 0 |  | 0 | 6158358.9636 | ok
594 | MAINTENANCE OF UNDERGROUND LIN | LB594 | P367 | 413801.7087 |  | 0 | 0 | 0 | 0 | 0 | 0 |  | 0 | 0 | 0 |  | 0 | 0 | 0 | 77463.924 | 302447.4247 | 6910.2444 | 26980.1155 | 0 | 0 | 0 | 0 | 0 |  | 0 |  | 0 |  | 0 | 413801.7087 | ok
595 | MAINTENANCE OF LINE TRANSFORME | LB595 | P368 | 51420.4213 |  | 0 | 0 | 0 | 0 | 0 | 0 |  | 0 | 0 | 0 |  | 0 | 0 | 0 | 0 | 0 | 0 | 0 | 27208.308 | 24212.1133 | 0 | 0 | 0 |  | 0 |  | 0 |  | 0 | 51420.4213 | ok
596 | MAINTENANCE OF ST LIGHTS & SIG SYSTEMS | LB596 | P373 | 0 |  | 0 | 0 | 0 | 0 | 0 | 0 |  | 0 | 0 | 0 |  | 0 | 0 | 0 | 0 | 0 | 0 | 0 | 0 | 0 | 0 | 0 | 0 |  | 0 |  | 0 |  | 0 | 0 | ok
597 | MAINTENANCE OF METERS | LB597 | P370 | 0 |  | 0 | 0 | 0 | 0 | 0 | 0 |  | 0 | 0 | 0 |  | 0 | 0 | 0 | 0 | 0 | 0 | 0 | 0 | 0 | 0 | 0 | 0 |  | 0 |  | 0 |  | 0 | 0 | ok
598 | MAINTENANCE OF MISC DISTR PLANT | LB598 | PDIST | 0 |  | 0 | 0 | 0 | 0 | 0 | 0 |  | 0 | 0 | 0 |  | 0 | 0 | 0 | 0 | 0 | 0 | 0 | 0 | 0 | 0 | 0 | 0 |  | 0 |  | 0 |  | 0 | 0 | ok
Total Distribution Maintenance Labor Expense |  | LBDM |  | 7228849.9753 | 0 | 0 | 0 | 0 | 0 | 0 | 0 |  | 0 | 0 | 0 |  | 0 | 605268.8817 | 0 | 1716338.7897 | 2679438.4392 | 881261.6717 | 1295121.7716 | 27208.308 | 24212.1133 | 0 | 0 | 0 |  | 0 |  | 0 |  | 0 | 7228849.9753 | ok
Total Distribution Operation and Maintenance Labor Expenses |  |  | PDIST | 20754863.5125 | 0 | 0 | 0 | 0 | 0 | 0 | 0 |  | 0 | 0 | 0 |  | 0 | 2512859.7762 | 0 | 2738243.0671 | 5077825.2226 | 1260567.4251 | 1926993.0274 | 1956838.715 | 1741350.5002 | 1165785.9716 | 994688.1305 | 1379711.6769 |  | 0 |  | 0 |  | 0 | 20754863.5125 | ok
Transmission and Distribution Labor Expenses |  |  |  | 27496862.8526 | 0 | 0 | 0 | 0 | 0 | 0 | 0 |  | 6741999.34 | 0 | 0 |  | 0 | 2512859.7762 | 0 | 2738243.0671 | 5077825.2226 | 1260567.4251 | 1926993.0274 | 1956838.715 | 1741350.5002 | 1165785.9716 | 994688.1305 | 1379711.6769 |  | 0 |  | 0 |  | 0 | 27496862.8526 | ok
Production, Transmission and Distribution Labor Expenses |  | LBSUB |  | 82087867.3229 | 0 | 10927436.9359 | 10301051.6492 | 10579251.156 | 22783264.7292 | 0 | 0 |  | 6741999.34 | 0 | 0 |  | 0 | 2512859.7762 | 0 | 2738243.0671 | 5077825.2226 | 1260567.4251 | 1926993.0274 | 1956838.715 | 1741350.5002 | 1165785.9716 | 994688.1305 | 1379711.6769 |  | 0 |  | 0 |  | 0 | 82087867.3229 | ok
Customer Accounts Expense
901 | SUPERVISION/CUSTOMER ACCTS | LB901 | F025 | 3259517.7696 |  | 0 | 0 | 0 | 0 | 0 | 0 |  | 0 | 0 | 0 |  | 0 | 0 | 0 | 0 | 0 | 0 | 0 | 0 | 0 | 0 | 0 | 0 |  | 3259517.7696 |  | 0 |  | 0 | 3259517.7696 | ok
902 | METER READING EXPENSES | LB902 | F025 | 754379.3393 |  | 0 | 0 | 0 | 0 | 0 | 0 |  | 0 | 0 | 0 |  | 0 | 0 | 0 | 0 | 0 | 0 | 0 | 0 | 0 | 0 | 0 | 0 |  | 754379.3393 |  | 0 |  | 0 | 754379.3393 | ok
903 | RECORDS AND COLLECTION | LB903 | F025 | 11992170.5416 |  | 0 | 0 | 0 | 0 | 0 | 0 |  | 0 | 0 | 0 |  | 0 | 0 | 0 | 0 | 0 | 0 | 0 | 0 | 0 | 0 | 0 | 0 |  | 11992170.5416 |  | 0 |  | 0 | 11992170.5416 | ok
904 | UNCOLLECTIBLE ACCOUNTS | LB904 | F025 | 0 |  | 0 | 0 | 0 | 0 | 0 | 0 |  | 0 | 0 | 0 |  | 0 | 0 | 0 | 0 | 0 | 0 | 0 | 0 | 0 | 0 | 0 | 0 |  | 0 |  | 0 |  | 0 | 0 | ok
905 | MISC CUST ACCOUNTS | LB903 | F025 | 0 |  | 0 | 0 | 0 | 0 | 0 | 0 |  | 0 | 0 | 0 |  | 0 | 0 | 0 | 0 | 0 | 0 | 0 | 0 | 0 | 0 | 0 | 0 |  | 0 |  | 0 |  | 0 | 0 | ok
Total Customer Accounts Labor Expense |  | LBCA |  | 16006067.6505 | 0 | 0 | 0 | 0 | 0 | 0 | 0 |  | 0 | 0 | 0 |  | 0 | 0 | 0 | 0 | 0 | 0 | 0 | 0 | 0 | 0 | 0 | 0 |  | 16006067.6505 |  | 0 |  | 0 | 16006067.6505 | ok
Customer Service Expense
907 | SUPERVISION | LB907 | F026 | 614306.7273 |  | 0 | 0 | 0 | 0 | 0 | 0 |  | 0 | 0 | 0 |  | 0 | 0 | 0 | 0 | 0 | 0 | 0 | 0 | 0 | 0 | 0 | 0 |  | 0 |  | 614306.7273 |  | 0 | 614306.7273 | ok
908 | CUSTOMER ASSISTANCE EXPENSES | LB908 | F026 | 1585967.8625 |  | 0 | 0 | 0 | 0 | 0 | 0 |  | 0 | 0 | 0 |  | 0 | 0 | 0 | 0 | 0 | 0 | 0 | 0 | 0 | 0 | 0 | 0 |  | 0 |  | 1585967.8625 |  | 0 | 1585967.8625 | ok
908 | CUSTOMER ASSISTANCE EXP-LOAD MGMT | LB908x | F026 | 0 |  | 0 | 0 | 0 | 0 | 0 | 0 |  | 0 | 0 | 0 |  | 0 | 0 | 0 | 0 | 0 | 0 | 0 | 0 | 0 | 0 | 0 | 0 |  | 0 |  | 0 |  | 0 | 0 | ok
909 | INFORMATIONAL AND INSTRUCTIONA | LB909 | F026 | 0 |  | 0 | 0 | 0 | 0 | 0 | 0 |  | 0 | 0 | 0 |  | 0 | 0 | 0 | 0 | 0 | 0 | 0 | 0 | 0 | 0 | 0 | 0 |  | 0 |  | 0 |  | 0 | 0 | ok
909 | INFORM AND INSTRUC -LOAD MGMT | LB909x | F026 | 0 |  | 0 | 0 | 0 | 0 | 0 | 0 |  | 0 | 0 | 0 |  | 0 | 0 | 0 | 0 | 0 | 0 | 0 | 0 | 0 | 0 | 0 | 0 |  | 0 |  | 0 |  | 0 | 0 | ok
910 | MISCELLANEOUS CUSTOMER SERVICE | LB910 | F026 | 0 |  | 0 | 0 | 0 | 0 | 0 | 0 |  | 0 | 0 | 0 |  | 0 | 0 | 0 | 0 | 0 | 0 | 0 | 0 | 0 | 0 | 0 | 0 |  | 0 |  | 0 |  | 0 | 0 | ok
911 | DEMONSTRATION AND SELLING EXP | LB911 | F026 | 0 |  | 0 | 0 | 0 | 0 | 0 | 0 |  | 0 | 0 | 0 |  | 0 | 0 | 0 | 0 | 0 | 0 | 0 | 0 | 0 | 0 | 0 | 0 |  | 0 |  | 0 |  | 0 | 0 | ok
912 | DEMONSTRATION AND SELLING EXP | LB912 | F026 | 0 |  | 0 | 0 | 0 | 0 | 0 | 0 |  | 0 | 0 | 0 |  | 0 | 0 | 0 | 0 | 0 | 0 | 0 | 0 | 0 | 0 | 0 | 0 |  | 0 |  | 0 |  | 0 | 0 | ok
913 | WATER HEATER - HEAT PUMP PROGRAM | LB913 | F026 | 0 |  | 0 | 0 | 0 | 0 | 0 | 0 |  | 0 | 0 | 0 |  | 0 | 0 | 0 | 0 | 0 | 0 | 0 | 0 | 0 | 0 | 0 | 0 |  | 0 |  | 0 |  | 0 | 0 | ok
916 | MISC SALES EXPENSE | LB916 | F026 | 0 |  | 0 | 0 | 0 | 0 | 0 | 0 |  | 0 | 0 | 0 |  | 0 | 0 | 0 | 0 | 0 | 0 | 0 | 0 | 0 | 0 | 0 | 0 |  | 0 |  | 0 |  | 0 | 0 | ok
Total Customer Service Labor Expense |  | LBCS |  | 2200274.5897 | 0 | 0 | 0 | 0 | 0 | 0 | 0 |  | 0 | 0 | 0 |  | 0 | 0 | 0 | 0 | 0 | 0 | 0 | 0 | 0 | 0 | 0 | 0 |  | 0 |  | 2200274.5897 |  | 0 | 2200274.5897 | ok
Sub-Total Labor Exp |  | LBSUB7 |  | 100294209.5631 |  | 10927436.9359 | 10301051.6492 | 10579251.156 | 22783264.7292 | 0 | 0 |  | 6741999.34 | 0 | 0 |  | 0 | 2512859.7762 | 0 | 2738243.0671 | 5077825.2226 | 1260567.4251 | 1926993.0274 | 1956838.715 | 1741350.5002 | 1165785.9716 | 994688.1305 | 1379711.6769 |  | 16006067.6505 |  | 2200274.5897 |  | 0 | 100294209.5631 | ok
Labor Expenses (Continued)
Administrative and General Expense
920 | ADMIN. & GEN. SALARIES- | LB920 | LBSUB7 | 33809236.3091 |  | 3683645.3393 | 3472490.4953 | 3566271.7107 | 7680251.776 | 0 | 0 |  | 2272731.8943 | 0 | 0 |  | 0 | 847086.4904 | 0 | 923063.3287 | 1711737.8325 | 424938.0113 | 649590.469 | 659651.4676 | 587010.2652 | 392987.1283 | 335309.9467 | 465101.6078 |  | 5395654.7036 |  | 741713.8424 |  | 0 | 33809236.3091 | ok
921 | OFFICE SUPPLIES AND EXPENSES | LB921 | LBSUB7 | 0 |  | 0 | 0 | 0 | 0 | 0 | 0 |  | 0 | 0 | 0 |  | 0 | 0 | 0 | 0 | 0 | 0 | 0 | 0 | 0 | 0 | 0 | 0 |  | 0 |  | 0 |  | 0 | 0 | ok
922 | ADMIN. EXPENSES TRANSFERRED - CREDIT | LB922 | LBSUB7 | -3161163.4422 |  | -344420.8226 | -324677.8456 | -333446.3888 | -718103.5064 | 0 | 0 |  | -212500.4218 | 0 | 0 |  | 0 | -79202.583 | 0 | -86306.4171 | -160047.4796 | -39731.7021 | -60736.7059 | -61677.4092 | -54885.4571 | -36744.2947 | -31351.4785 | -43486.9982 |  | -504493.6904 |  | -69350.2409 |  | 0 | -3161163.4422 | ok
923 | OUTSIDE SERVICES EMPLOYED | LB923 | LBSUB7 | 0 |  | 0 | 0 | 0 | 0 | 0 | 0 |  | 0 | 0 | 0 |  | 0 | 0 | 0 | 0 | 0 | 0 | 0 | 0 | 0 | 0 | 0 | 0 |  | 0 |  | 0 |  | 0 | 0 | ok
924 | PROPERTY INSURANCE | LB924 | TUP | 0 |  | 0 | 0 | 0 | 0 | 0 | 0 |  | 0 | 0 | 0 |  | 0 | 0 | 0 | 0 | 0 | 0 | 0 | 0 | 0 | 0 | 0 | 0 |  | 0 |  | 0 |  | 0 | 0 | ok
925 | INJURIES AND DAMAGES - INSURAN | LB925 | LBSUB7 | 560277.0809 |  | 61044.3264 | 57545.1282 | 59099.2439 | 127274.9555 | 0 | 0 |  | 37663.0687 | 0 | 0 |  | 0 | 14037.6772 | 0 | 15296.7438 | 28366.4342 | 7041.9523 | 10764.8291 | 10931.5571 | 9727.7677 | 6512.4713 | 5556.6614 | 7707.532 |  | 89415.2603 |  | 12291.4716 |  | 0 | 560277.0809 | ok
926 | EMPLOYEE BENEFITS | LB926 | LBSUB7 | 39380961.9473 |  | 4290706.1138 | 4044753.1795 | 4153989.4379 | 8945948.976 | 0 | 0 |  | 2647275.6564 | 0 | 0 |  | 0 | 986685.4294 | 0 | 1075183.1686 | 1993830.379 | 494967.3368 | 756642.2769 | 768361.3172 | 683748.9231 | 457750.9827 | 390568.6638 | 541749.8506 |  | 6284852.7728 |  | 863947.4828 |  | 0 | 39380961.9473 | ok
928 | REGULATORY COMMISSION FEES | LB928 | TUP | 0 |  | 0 | 0 | 0 | 0 | 0 | 0 |  | 0 | 0 | 0 |  | 0 | 0 | 0 | 0 | 0 | 0 | 0 | 0 | 0 | 0 | 0 | 0 |  | 0 |  | 0 |  | 0 | 0 | ok
929 | DUPLICATE CHARGES-CR | LB929 | LBSUB7 | 0 |  | 0 | 0 | 0 | 0 | 0 | 0 |  | 0 | 0 | 0 |  | 0 | 0 | 0 | 0 | 0 | 0 | 0 | 0 | 0 | 0 | 0 | 0 |  | 0 |  | 0 |  | 0 | 0 | ok
930 | MISCELLANEOUS GENERAL EXPENSES | LB930 | LBSUB7 | 0 |  | 0 | 0 | 0 | 0 | 0 | 0 |  | 0 | 0 | 0 |  | 0 | 0 | 0 | 0 | 0 | 0 | 0 | 0 | 0 | 0 | 0 | 0 |  | 0 |  | 0 |  | 0 | 0 | ok
931 | RENTS AND LEASES | LB931 | PGP | 0 |  | 0 | 0 | 0 | 0 | 0 | 0 |  | 0 | 0 | 0 |  | 0 | 0 | 0 | 0 | 0 | 0 | 0 | 0 | 0 | 0 | 0 | 0 |  | 0 |  | 0 |  | 0 | 0 | ok
935 | MAINTENANCE OF GENERAL PLANT | LB935 | PGP | 593047.435 |  | 124256.4459 | 130166.4918 | 106996.4173 | 0 | 0 | 0 |  | 78121.8497 | 0 | 0 |  | 0 | 18585.5056 | 0 | 20252.4758 | 37556.3929 | 9323.3547 | 14252.3431 | 14473.0865 | 12879.3018 | 8622.3361 | 7356.8696 | 10204.5643 |  | 0 |  | 0 |  | 0 | 593047.435 | ok
Total Administrative and General Expense |  | LBAG |  | 71182359.3301 | 0 | 7815231.4029 | 7380277.4491 | 7552910.4209 | 16035372.2011 | 0 | 0 |  | 4823292.0473 | 0 | 0 |  | 0 | 1787192.5195 | 0 | 1947489.2999 | 3611443.5589 | 896538.9529 | 1370513.2122 | 1391740.0192 | 1238480.8007 | 829128.6237 | 707440.663 | 981276.5564 |  | 11265429.0464 |  | 1548602.5559 |  | 0 | 71182359.3301 | ok
Total Operation and Maintenance Expenses |  | TLB |  | 171476568.8932 |  | 18742668.3388 | 17681329.0983 | 18132161.5769 | 38818636.9303 | 0 | 0 |  | 11565291.3873 | 0 | 0 |  | 0 | 4300052.2957 | 0 | 4685732.367 | 8689268.7815 | 2157106.378 | 3297506.2396 | 3348578.7342 | 2979831.3009 | 1994914.5952 | 1702128.7935 | 2360988.2333 |  | 27271496.6969 |  | 3748877.1456 |  | 0 | 171476568.8932 | ok
Operation and Maintenance Expenses Less Purchase Power |  | LBLPP |  | 171476568.8932 | 0 | 18742668.3388 | 17681329.0983 | 18132161.5769 | 38818636.9303 | 0 | 0 |  | 11565291.3873 | 0 | 0 |  | 0 | 4300052.2957 | 0 | 4685732.367 | 8689268.7815 | 2157106.378 | 3297506.2396 | 3348578.7342 | 2979831.3009 | 1994914.5952 | 1702128.7935 | 2360988.2333 |  | 27271496.6969 |  | 3748877.1456 |  | 0 | 171476568.8932 | ok
Other Expenses
Depreciation Expenses
Steam Production |  | DEPRTP | PPRTL | 99900146.211 |  | 34345800.6319 | 35979400.0562 | 29574945.5229 | 0 | 0 | 0 |  | 0 | 0 | 0 |  | 0 | 0 | 0 | 0 | 0 | 0 | 0 | 0 | 0 | 0 | 0 | 0 |  | 0 |  | 0 |  | 0 | 99900146.211 | ok
Hydraulic Production |  | DEPRDP1 | PPRTL | 1118830.8925 |  | 384655.5209 | 402951.0046 | 331224.367 | 0 | 0 | 0 |  | 0 | 0 | 0 |  | 0 | 0 | 0 | 0 | 0 | 0 | 0 | 0 | 0 | 0 | 0 | 0 |  | 0 |  | 0 |  | 0 | 1118830.8925 | ok
Other Production |  | DEPRDP2 | PPRTL | 35620454.1754 |  | 12246358.6284 | 12828835.7882 | 10545259.7588 | 0 | 0 | 0 |  | 0 | 0 | 0 |  | 0 | 0 | 0 | 0 | 0 | 0 | 0 | 0 | 0 | 0 | 0 | 0 |  | 0 |  | 0 |  | 0 | 35620454.1754 | ok
Transmission - Kentucky System Property |  | DEPRDP3 | PTRAN | 20185930.1105 |  | 0 | 0 | 0 | 0 | 0 | 0 |  | 20185930.1105 | 0 | 0 |  | 0 | 0 | 0 | 0 | 0 | 0 | 0 | 0 | 0 | 0 | 0 | 0 |  | 0 |  | 0 |  | 0 | 20185930.1105 | ok
Transmission - Virginia Property |  | DEPRDP4 | PTRAN | 182213.8355 |  | 0 | 0 | 0 | 0 | 0 | 0 |  | 182213.8355 | 0 | 0 |  | 0 | 0 | 0 | 0 | 0 | 0 | 0 | 0 | 0 | 0 | 0 | 0 |  | 0 |  | 0 |  | 0 | 182213.8355 | ok
Distribution |  | DEPRDP5 | PDIST | 43044392.6042 |  | 0 | 0 | 0 | 0 | 0 | 0 |  | 0 | 0 | 0 |  | 0 | 5211526.5754 | 0 | 5678958.5514 | 10531117.3126 | 2614344.3014 | 3996472.6517 | 4058370.8903 | 3611460.7329 | 2417773.0209 | 2062925.9443 | 2861442.6235 |  | 0 |  | 0 |  | 0 | 43044392.6042 | ok
General Plant |  | DEPRDP6 | PGP | 11631104.9261 |  | 2436971.6054 | 2552882.0031 | 2098460.3982 | 0 | 0 | 0 |  | 1532159.7861 | 0 | 0 |  | 0 | 364507.0406 | 0 | 397200.3875 | 736572.3555 | 182853.6976 | 279523.1681 | 283852.4838 | 252594.4835 | 169105.0167 | 144286.1357 | 200136.3645 |  | 0 |  | 0 |  | 0 | 11631104.9261 | ok
Intangible Plant |  | DEPRAADJ | PINT | 16379763.7839 |  | 3431919.7959 | 3595153.2072 | 2955203.8134 | 0 | 0 | 0 |  | 2157698.3042 | 0 | 0 |  | 0 | 513325.1965 | 0 | 559366.3339 | 1037294.5021 | 257507.8114 | 393644.7564 | 399741.6121 | 355721.8338 | 238145.9239 | 203194.1794 | 281846.5138 |  | 0 |  | 0 |  | 0 | 16379763.7839 | ok
Total Depreciation Expense |  | TDEPR |  | 228062836.5392 |  | 52845706.1824 | 55359222.0593 | 45505093.8603 | 0 | 0 | 0 |  | 24058002.0363 | 0 | 0 |  | 0 | 6089358.8125 | 0 | 6635525.2727 | 12304984.1701 | 3054705.8104 | 4669640.5762 | 4741964.9861 | 4219777.0502 | 2825023.9614 | 2410406.2593 | 3343425.5018 |  | 0 |  | 0 |  | 0 | 228062836.5392 | ok
Regulatory Credits and Accretion Expenses
Production Plant |  | ACRTPP | PPRTL | 0 |  | 0 | 0 | 0 | 0 | 0 | 0 |  | 0 | 0 | 0 |  | 0 | 0 | 0 | 0 | 0 | 0 | 0 | 0 | 0 | 0 | 0 | 0 |  | 0 |  | 0 |  | 0 | 0 | ok
Transmission Plant |  | ACRTTP | PTRAN | 0 |  | 0 | 0 | 0 | 0 | 0 | 0 |  | 0 | 0 | 0 |  | 0 | 0 | 0 | 0 | 0 | 0 | 0 | 0 | 0 | 0 | 0 | 0 |  | 0 |  | 0 |  | 0 | 0 | ok
Distribution Plant |  |  | PDIST | 0 |  | 0 | 0 | 0 | 0 | 0 | 0 |  | 0 | 0 | 0 |  | 0 | 0 | 0 | 0 | 0 | 0 | 0 | 0 | 0 | 0 | 0 | 0 |  | 0 |  | 0 |  | 0 | 0 | ok
Total Regulatory Credits and Accretion Expenses |  | TACRT |  | 0 |  | 0 | 0 | 0 | 0 | 0 | 0 |  | 0 | 0 | 0 |  | 0 | 0 | 0 | 0 | 0 | 0 | 0 | 0 | 0 | 0 | 0 | 0 |  | 0 | 0 | 0 |  | 0 | 0 | ok
Property Taxes |  | PTAX | TUP | 24894100.8937 |  | 5182784.492 | 5429294.7962 | 4462862.0148 | 0 | 0 | 0 |  | 3342931.7179 | 0 | 0 |  | 0 | 784098.2675 | 0 | 854425.5694 | 1584455.2878 | 393340.1869 | 601287.7872 | 610600.6633 | 543360.964 | 363765.129 | 310376.7458 | 430517.2719 |  | 0 |  | 0 |  | 0 | 24894100.8937 | ok
Other Taxes |  | OTAX | TUP | 12926774.3484 | 600157 | 2691267.5381 | 2819273.0881 | 2317432.9718 | 0 | 0 | 0 |  | 1735886.1107 | 0 | 0 |  | 0 | 407159.1665 | 0 | 443678.0657 | 822761.0251 | 204249.9892 | 312231.0613 | 317066.964 | 282151.3659 | 188892.5315 | 161169.5145 | 223554.9559 |  | 0 |  | 0 |  | 0 | 12926774.3484 | ok
Gain Disposition of Allowances |  | GAIN | F013 | 0 | 600157 | 0 | 0 | 0 | 0 | 0 | 0 |  | 0 | 0 | 0 |  | 0 | 0 | 0 | 0 | 0 | 0 | 0 | 0 | 0 | 0 | 0 | 0 |  | 0 |  | 0 |  | 0 | 0 | ok
Interest |  | INTLTD | TUP | 86095200.4911 |  | 17924442.0936 | 18776987.6085 | 15434620.4978 | 0 | 0 | 0 |  | 11561388.6886 | 0 | 0 |  | 0 | 2711770.8663 | 0 | 2954994.8806 | 5479771.9449 | 1360350.4863 | 2079528.512 | 2111736.7024 | 1879191.0314 | 1258066.3927 | 1073424.9157 | 1488925.8703 |  | 0 |  | 0 |  | 0 | 86095200.4911 | ok
Other Expenses |  | OT | TUP | 0 |  | 0 | 0 | 0 | 0 | 0 | 0 |  | 0 | 0 | 0 |  | 0 | 0 | 0 | 0 | 0 | 0 | 0 | 0 | 0 | 0 | 0 | 0 |  | 0 |  | 0 |  | 0 | 0 | ok
Total Other Expenses |  | TOE |  | 351978912.2724 |  | 78644200.3061 | 82384777.5521 | 67720009.3446 | 0 | 0 | 0 |  | 40698208.5535 | 0 | 0 |  | 0 | 9992387.1129 | 0 | 10888623.7884 | 20191972.4278 | 5012646.4728 | 7662687.9367 | 7781369.3159 | 6924480.4115 | 4635748.0147 | 3955377.4353 | 5486423.5999 |  | 0 |  | 0 |  | 0 | 351978912.2724 | ok
Total Cost of Service (O&M + Other Expenses) |  |  |  | 1285753150.8499 | 0 | 116269450.4696 | 118336056.875 | 103653665.0903 | 640387546.7681 | 0 | 0 |  | 84725138.0338 | 0 | 0 |  | 0 | 17420001.7775 | 0 | 24614593.6219 | 42159192.4538 | 11962697.8323 | 17926608.4577 | 10830066.713 | 9637453.4822 | 6421513.0046 | 16294158.2348 | 7457082.5614 | 0 | 51233939.0069 | 0 | 6423986.4669 | 0 | 0 | 1285753150.8499 | ok
Non-Operating Items
Non-Operating Margins - Interest |  |  |  | 0
AFUDC |  |  |  | 0
Income (Loss) from Equity Investments |  |  |  | 0
Non-Operating Margins - Other |  |  |  | 0
Generation and Transmission Capital Credits |  |  |  | 0
Other Capital Credits and Patronage Dividends |  |  |  | 0
Extraordinary Items |  |  |  | 0
Long Term Debt Service Requirements |  |  |  | 0
Functional Vectors
Station Equipment |  | F001 |  | 1 |  | 0 | 0 | 0 | 0 | 0 | 0 |  | 0 | 0 | 0 |  | 0 | 1 | 0 | 0 | 0 | 0 | 0 | 0 | 0 | 0 | 0 | 0 |  | 0 |  | 0 |  | 0 | 1 | ok
Poles, Towers and Fixtures |  | F002 |  | 1 |  | 0 | 0 | 0 | 0 | 0 | 0 |  | 0 | 0 | 0 |  | 0 | 0 | 0 | 0.26612 | 0.38598 | 0.14198 | 0.20592 | 0 | 0 | 0 | 0 | 0 |  | 0 |  | 0 |  | 0 | 1 | ok
Overhead Conductors and Devices |  | F003 |  | 1 |  | 0 | 0 | 0 | 0 | 0 | 0 |  | 0 | 0 | 0 |  | 0 | 0 | 0 | 0.26612 | 0.38598 | 0.14198 | 0.20592 | 0 | 0 | 0 | 0 | 0 |  | 0 |  | 0 |  | 0 | 1 | ok
Underground Conductors and Devices |  | F004 |  | 1 |  | 0 | 0 | 0 | 0 | 0 | 0 |  | 0 | 0 | 0 |  | 0 | 0 | 0 | 0.1872 | 0.7309 | 0.016699 | 0.065201 | 0 | 0 | 0 | 0 | 0 |  | 0 |  | 0 |  | 0 | 1 | ok
Line Transformers |  | F005 |  | 1 |  | 0 | 0 | 0 | 0 | 0 | 0 |  | 0 | 0 | 0 |  | 0 | 0 | 0 | 0 | 0 | 0 | 0 | 0.52913 | 0.47087 | 0 | 0 | 0 |  | 0 |  | 0 |  | 0 | 1 | ok
Services |  | F006 |  | 1 |  | 0 | 0 | 0 | 0 | 0 | 0 |  | 0 | 0 | 0 |  | 0 | 0 | 0 | 0 | 0 | 0 | 0 | 0 | 0 | 1 | 0 | 0 |  | 0 |  | 0 |  | 0 | 1 | ok
Meters |  | F007 |  | 1 |  | 0 | 0 | 0 | 0 | 0 | 0 |  | 0 | 0 | 0 |  | 0 | 0 | 0 | 0 | 0 | 0 | 0 | 0 | 0 | 0 | 1 | 0 |  | 0 |  | 0 |  | 0 | 1 | ok
Street Lighting |  | F008 |  | 1 |  | 0 | 0 | 0 | 0 | 0 | 0 |  | 0 | 0 | 0 |  | 0 | 0 | 0 | 0 | 0 | 0 | 0 | 0 | 0 | 0 | 0 | 1 |  | 0 |  | 0 |  | 0 | 1 | ok
Meter Reading |  | F009 |  | 1 |  | 0 | 0 | 0 | 0 | 0 | 0 |  | 0 | 0 | 0 |  | 0 | 0 | 0 | 0 | 0 | 0 | 0 | 0 | 0 | 0 | 0 | 0 |  | 0 |  | 1 |  | 0 | 1 | ok
Billing |  | F010 |  | 1 |  | 0 | 0 | 0 | 0 | 0 | 0 |  | 0 | 0 | 0 |  | 0 | 0 | 0 | 0 | 0 | 0 | 0 | 0 | 0 | 0 | 0 | 0 |  | 0 |  | 1 |  | 0 | 1 | ok
Transmission |  | F011 |  | 1 |  | 0 | 0 | 0 | 0 | 0 | 0 |  | 1 | 0 | 0 |  | 0 | 0 | 0 | 0 | 0 | 0 | 0 | 0 | 0 | 0 | 0 | 0 |  | 0 |  | 0 |  | 0 | 1 | ok
Load Management |  | F012 |  | 1 |  | 0 | 0 | 0 | 0 | 0 | 0 |  | 0 | 0 | 0 |  | 0 | 0 | 0 | 0 | 0 | 0 | 0 | 0 | 0 | 0 | 0 | 0 |  | 0 |  | 0 |  | 1 | 1 | ok
Production Plant |  | F017 |  | 1 |  | 0.3438 | 0.36015 | 0.29605 | 0 | 0 | 0 |  | 0 | 0 | 0 |  | 0 | 0 | 0 | 0 | 0 | 0 | 0 | 0 | 0 | 0 | 0 | 0 |  | 0 |  | 0 |  | 0 | 1 | ok
Provar |  | PROVAR |  | 1 |  | 0 | 0 | 0 | 1 | 0 | 0 |  | 0 | 0 | 0 |  | 0 | 0 | 0 | 0 | 0 | 0 | 0 | 0 | 0 | 0 | 0 | 0 |  | 0 |  | 0 |  | 0 | 1 | ok
Fuel |  | F018 |  | 1 |  | 0 | 0 | 0 | 1 | 0 | 0 |  | 0 | 0 | 0 |  | 0 | 0 | 0 | 0 | 0 | 0 | 0 | 0 | 0 | 0 | 0 | 0 |  | 0 |  | 0 |  | 0 | 1 | ok
Steam Generation Operation Labor |  | F019 |  | 18373986.2472 |  | 5447166.7431 | 5134922.8818 | 5273601.2481 | 2518295.3742 | 0 | 0 |  | 0 | 0 | 0 |  | 0 | 0 | 0 | 0 | 0 | 0 | 0 | 0 | 0 | 0 | 0 | 0 |  | 0 |  | 0 |  | 0 | 18373986.2472 | ok
PROFIX |  | PROFIX |  | 1 |  | 0.34355 | 0.32385 | 0.3326 | 0 | 0 | 0 |  | 0 | 0 | 0 |  | 0 | 0 | 0 | 0 | 0 | 0 | 0 | 0 | 0 | 0 | 0 | 0 |  | 0 |  | 0 |  | 0 | 1 | ok
Steam Generation Maintenance Labor |  | F020 |  | 12842397.5272 |  | 425610.8128 | 401213.8428 | 412049.3863 | 11603523.4853 | 0 | 0 |  | 0 | 0 | 0 |  | 0 | 0 | 0 | 0 | 0 | 0 | 0 | 0 | 0 | 0 | 0 | 0 |  | 0 |  | 0 |  | 0 | 12842397.5272 | ok
Hydraulic Generation Operation Labor |  | F021 |  | 0 |  | 0 | 0 | 0 | 0 | 0 | 0 |  | 0 | 0 | 0 |  | 0 | 0 | 0 | 0 | 0 | 0 | 0 | 0 | 0 | 0 | 0 | 0 |  | 0 |  | 0 |  | 0 | 0 | ok
Hydraulic Generation Maintenance Labor |  | F022 |  | 47184.9259 |  | 16210.2151 | 15281.009 | 15693.7018 | 0 | 0 | 0 |  | 0 | 0 | 0 |  | 0 | 0 | 0 | 0 | 0 | 0 | 0 | 0 | 0 | 0 | 0 | 0 |  | 0 |  | 0 |  | 0 | 47184.9259 | ok
Distribution Operation Labor |  | F023 |  | 12444302.5802 |  | 0 | 0 | 0 | 0 | 0 | 0 |  | 0 | 0 | 0 |  | 0 | 1618225.8349 | 0 | 1018596.4745 | 1655551.7176 | 511164.86 | 757279.6919 | 315193.21 | 280483.9509 | 187776.2433 | 5877796.7722 | 222233.8249 |  | 0 |  | 0 |  | 0 | 12444302.5802 | ok
Distribution Maintenance Labor |  | F024 |  | 7228849.9753 |  | 0 | 0 | 0 | 0 | 0 | 0 |  | 0 | 0 | 0 |  | 0 | 605268.8817 | 0 | 1716338.7897 | 2679438.4392 | 881261.6717 | 1295121.7716 | 27208.308 | 24212.1133 | 0 | 0 | 0 |  | 0 |  | 0 |  | 0 | 7228849.9753 | ok
Customer Accounts Expense |  | F025 |  | 1 |  | 0 | 0 | 0 | 0 | 0 | 0 |  | 0 | 0 | 0 |  | 0 | 0 | 0 | 0 | 0 | 0 | 0 | 0 | 0 | 0 | 0 | 0 |  | 1 |  | 0 |  | 0 | 1 | ok
Customer Service Expense |  | F026 |  | 1 |  | 0 | 0 | 0 | 0 | 0 | 0 |  | 0 | 0 | 0 |  | 0 | 0 | 0 | 0 | 0 | 0 | 0 | 0 | 0 | 0 | 0 | 0 |  | 0 |  | 1 |  | 0 | 1 | ok
Customer Advances |  | F027 |  | 918042685.9023 |  | 0 | 0 | 0 | 0 | 0 | 0 |  | 0 | 0 | 0 |  | 0 | 0 | 0 | 228454092.6346 | 423647545.2856 | 105170278.99 | 160770768.9921 | 0 | 0 | 0 | 0 | 0 |  | 0 |  | 0 |  | 0 | 918042685.9023 | ok
Purchase Power Demand |  |  | F017 | 7312225.9596 |  | 2513952.827 | 2633524.7052 | 2164748.4274 | 0 | 0 | 0 |  | 0 | 0 | 0 |  | 0 | 0 | 0 | 0 | 0 | 0 | 0 | 0 | 0 | 0 | 0 | 0 |  | 0 |  | 0 |  | 0 | 7312225.9596 | ok
Purchase Power Energy |  |  | F018 | 43441112.7059 |  | 0 | 0 | 0 | 43441112.7059 | 0 | 0 |  | 0 | 0 | 0 |  | 0 | 0 | 0 | 0 | 0 | 0 | 0 | 0 | 0 | 0 | 0 | 0 |  | 0 |  | 0 |  | 0 | 43441112.7059 | ok
Purchased Power Expenses |  | OMPP | F017 | 50753338.6656 |  | 2513952.827 | 2633524.7052 | 2164748.4274 | 43441112.7059 | 0 | 0 | 0 | 0 | 0 | 0 | 0 | 0 | 0 | 0 | 0 | 0 | 0 | 0 | 0 | 0 | 0 | 0 | 0 | 0 | 0 | 0 | 0 | 0 | 0 | 50753338.6656 | ok
Gain Disposition of Allowances |  | F013 |  | 1 |  | 0 | 0 | 0 | 1 | 0 | 0 |  | 0 | 0 | 0 |  | 0 | 0 | 0 | 0 | 0 | 0 | 0 | 0 | 0 | 0 | 0 | 0 |  | 0 |  | 0 |  | 0 | 1 | ok
Intallations on Customer Premises - Accum Depr |  | F014 |  | 1 |  | 0 | 0 | 0 | 0 | 0 | 0 |  | 0 | 0 | 0 |  | 0 | 0 | 0 | 0 | 0 | 0 | 0 | 0 | 0 | 0 | 0 | 0 |  | 1 |  | 0 |  | 0 | 1 | ok
Generators -Energy |  | F015 |  | 1 |  | 0 | 0 | 0 | 0 | 0 | 1 |  | 0 | 0 | 0 |  | 0 | 0 | 0 | 0 | 0 | 0 | 0 | 0 | 0 | 0 | 0 | 0 |  | 0 |  | 0 |  | 0 | 1 | ok
|  | Energy |  | 1 |  | 0 | 0 | 0 | 1 | 0 | 0 |  | 0 | 0 | 0 |  | 0 | 0 | 0 | 0 | 0 | 0 | 0 | 0 | 0 | 0 | 0 | 0 |  | 0 |  | 0 |  | 0 | 1 | ok
Internally Generated Functional Vectors
Total Prod, Trans, and Dist Plant |  |  | PT&D | 1 |  | 0.20952 | 0.21949 | 0.18042 | 0 | 0 | 0 |  | 0.13173 | 0 | 0 |  | 0 | 0.031339 | 0 | 0.03415 | 0.063328 | 0.015721 | 0.024032 | 0.024405 | 0.021717 | 0.014539 | 0.012405 | 0.017207 |  | 0 |  | 0 |  | 0 | 1 | ok
Total Distribution Plant |  |  | PDIST | 1 |  | 0 | 0 | 0 | 0 | 0 | 0 |  | 0 | 0 | 0 |  | 0 | 0.12107 | 0 | 0.13193 | 0.24466 | 0.060736 | 0.092845 | 0.094283 | 0.083901 | 0.056169 | 0.047926 | 0.066477 |  | 0 |  | 0 |  | 0 | 1 | ok
Total Transmission Plant |  |  | PTRAN | 1 |  | 0 | 0 | 0 | 0 | 0 | 0 |  | 1 | 0 | 0 |  | 0 | 0 | 0 | 0 | 0 | 0 | 0 | 0 | 0 | 0 | 0 | 0 |  | 0 |  | 0 |  | 0 | 1 | ok
Operation and Maintenance Expenses Less Purchase Power |  |  | OMLPP | 1 |  | 0.039764 | 0.037734 | 0.038243 | 0.67605 | 0 | 0 |  | 0.049852 | 0 | 0 |  | 0 | 0.0084103 | 0 | 0.015542 | 0.024874 | 0.0078696 | 0.011622 | 0.0034521 | 0.0030719 | 0.002022 | 0.013971 | 0.0022314 |  | 0.058012 |  | 0.0072739 |  | 0 | 1 | ok
Total Plant in Service |  |  | TPIS | 1 |  | 0.20952 | 0.21949 | 0.18042 | 0 | 0 | 0 |  | 0.13172 | 0 | 0 |  | 0 | 0.031339 | 0 | 0.03415 | 0.063328 | 0.015721 | 0.024033 | 0.024405 | 0.021717 | 0.014539 | 0.012405 | 0.017207 |  | 0 |  | 0 |  | 0 | 1 | ok
Total Operation and Maintenance Expenses (Labor) |  |  | TLB | 1 |  | 0.1093 | 0.10311 | 0.10574 | 0.22638 | 0 | 0 |  | 0.067445 | 0 | 0 |  | 0 | 0.025077 | 0 | 0.027326 | 0.050673 | 0.01258 | 0.01923 | 0.019528 | 0.017377 | 0.011634 | 0.0099263 | 0.013769 |  | 0.15904 |  | 0.021862 |  | 0 | 1 | ok
Sub-Total Prod, Trans, Dist, Cust Acct and Cust Service |  |  | OMSUB2 | 1 |  | 0.029538 | 0.028166 | 0.02827 | 0.75228 | 0 | 0 |  | 0.043548 | 0 | 0 |  | 0 | 0.0055013 | 0 | 0.012864 | 0.019603 | 0.0066918 | 0.00979 | 0.00094778 | 0.00084341 | 0.00052745 | 0.013641 | 0.00045007 |  | 0.042281 |  | 0.0050573 |  | 0 | 1 | ok
Total Steam Power Operation Expenses (Labor) |  |  | LBSUB1 | 1 |  | 0.29646 | 0.27947 | 0.28701 | 0.13706 | 0 | 0 |  | 0 | 0 | 0 |  | 0 | 0 | 0 | 0 | 0 | 0 | 0 | 0 | 0 | 0 | 0 | 0 |  | 0 |  | 0 |  | 0 | 1 | ok
Total Steam Power Generation Maintenance Expense (Labor) |  |  | LBSUB2 | 1 |  | 0.033141 | 0.031241 | 0.032085 | 0.90353 | 0 | 0 |  | 0 | 0 | 0 |  | 0 | 0 | 0 | 0 | 0 | 0 | 0 | 0 | 0 | 0 | 0 | 0 |  | 0 |  | 0 |  | 0 | 1 | ok
Total Hydraulic Power Operation Expenses (Labor) |  |  | LBSUB3 | 1 |  | #DIV/0! | #DIV/0! | #DIV/0! | #DIV/0! | #DIV/0! | #DIV/0! |  | #DIV/0! | #DIV/0! | #DIV/0! |  | #DIV/0! | #DIV/0! | #DIV/0! | #DIV/0! | #DIV/0! | #DIV/0! | #DIV/0! | #DIV/0! | #DIV/0! | #DIV/0! | #DIV/0! | #DIV/0! |  | #DIV/0! |  | #DIV/0! |  | #DIV/0! | #DIV/0! | #DIV/0!
Total Hydraulic Power Generation Maint. Expense (Labor) |  |  | LBSUB4 | 1 |  | 0.34355 | 0.32385 | 0.3326 | 0 | 0 | 0 |  | 0 | 0 | 0 |  | 0 | 0 | 0 | 0 | 0 | 0 | 0 | 0 | 0 | 0 | 0 | 0 |  | 0 |  | 0 |  | 0 | 1 | ok
Total Other Power Generation Expenses (Labor) |  |  | LBSUB5 | 1 |  | 0.34355 | 0.32385 | 0.3326 | 0 | 0 | 0 |  | 0 | 0 | 0 |  | 0 | 0 | 0 | 0 | 0 | 0 | 0 | 0 | 0 | 0 | 0 | 0 |  | 0 |  | 0 |  | 0 | 1 | ok
Total Transmission Labor Expenses |  |  | LBTRAN | 1 |  | 0 | 0 | 0 | 0 | 0 | 0 |  | 1 | 0 | 0 |  | 0 | 0 | 0 | 0 | 0 | 0 | 0 | 0 | 0 | 0 | 0 | 0 |  | 0 |  | 0 |  | 0 | 1 | ok
Total Distribution Operation Labor Expense |  |  | LBDO | 1 |  | 0 | 0 | 0 | 0 | 0 | 0 |  | 0 | 0 | 0 |  | 0 | 0.13004 | 0 | 0.081852 | 0.13304 | 0.041076 | 0.060854 | 0.025328 | 0.022539 | 0.015089 | 0.47233 | 0.017858 |  | 0 |  | 0 |  | 0 | 1 | ok
Total Distribution Maintenance Labor Expense |  |  | LBDM | 1 |  | 0 | 0 | 0 | 0 | 0 | 0 |  | 0 | 0 | 0 |  | 0 | 0.08373 | 0 | 0.23743 | 0.37066 | 0.12191 | 0.17916 | 0.0037639 | 0.0033494 | 0 | 0 | 0 |  | 0 |  | 0 |  | 0 | 1 | ok
Sub-Total Labor Exp |  |  | LBSUB7 | 1 |  | 0.10895 | 0.10271 | 0.10548 | 0.22716 | 0 | 0 |  | 0.067222 | 0 | 0 |  | 0 | 0.025055 | 0 | 0.027302 | 0.050629 | 0.012569 | 0.019213 | 0.019511 | 0.017362 | 0.011624 | 0.0099177 | 0.013757 |  | 0.15959 |  | 0.021938 |  | 0 | 1 | ok
Total General Plant |  |  | PGP | 1 |  | 0.20952 | 0.21949 | 0.18042 | 0 | 0 | 0 |  | 0.13173 | 0 | 0 |  | 0 | 0.031339 | 0 | 0.03415 | 0.063328 | 0.015721 | 0.024032 | 0.024405 | 0.021717 | 0.014539 | 0.012405 | 0.017207 |  | 0 |  | 0 |  | 0 | 1 | ok
Total Production Plant |  |  | PPRTL | 1 |  | 0.3438 | 0.36015 | 0.29605 | 0 | 0 | 0 |  | 0 | 0 | 0 |  | 0 | 0 | 0 | 0 | 0 | 0 | 0 | 0 | 0 | 0 | 0 | 0 |  | 0 |  | 0 |  | 0 | 1 | ok
Total Intangible Plant |  |  | PINT | 1 |  | 0.20952 | 0.21949 | 0.18042 | 0 | 0 | 0 |  | 0.13173 | 0 | 0 |  | 0 | 0.031339 | 0 | 0.03415 | 0.063328 | 0.015721 | 0.024032 | 0.024405 | 0.021717 | 0.014539 | 0.012405 | 0.017207 |  | 0 |  | 0 |  | 0 | 1 | ok

## Allocation ProForma
|  |  | 1 | 2 | 3 | 4 | 5 | 6 | 7 | 8 | 9 | 10 | 11 | 12 | 13 | 14 | 15 | 16 | 17
|  |  |  | Allocation | Total | Residential | General Service | Not Used | All Electric Schools | Not Used | Power Service | Power Service | Time of Day | Time of Day | Retail Transmission Service | Fluctuating Load Service | Outdoor Lighting | Lighting Energy | Traffic Energy
Description |  | Ref | Name | Vector | System | Rate RS | GS |  | AES |  | PS-Secondary | PS-Primary | TOD-Secondary | TOD-Primary | RTS | FLS - Transmission | ST & POL | LE | TE |  | Total Check | Status | Difference
Plant in Service
Power Production Plant
Production Demand - Base |  | TPIS | PLPPDB | PPBDA | 1460538244.809 | 539805608.5342 | 158703501.5889 | 0 | 10364259.1714 | 0 | 173380230.0004 | 13150677.7629 | 127095725.0606 | 296752781.6938 | 101585833.1289 | 39430413.0929 | 194078.1295 | 740.4621 | 74396.1834 |  | 1460538244.809 | ok
Production Demand - Inter. |  | TPIS | PLPPDI | PPWDA | 1530006255.2164 | 565480541.5699 | 166251962.945 | 0 | 10857217.4808 | 0 | 181626764.9096 | 13776167.3199 | 133140816.4388 | 310867321.5906 | 106417590.009 | 41305853.4361 | 203309.1247 | 775.6809 | 77934.711 |  | 1530006255.2164 | ok
Production Demand - Peak |  | TPIS | PLPPDP | PPSDA | 1257659982.5752 | 464823098.3584 | 136658552.9358 | 0 | 8924596.1585 | 0 | 149296588.3065 | 11323963.0834 | 109441302.1591 | 255531890.0964 | 87474900.1451 | 33953272.2403 | 167119.415 | 637.6071 | 64062.0696 |  | 1257659982.5752 | ok
Production Energy - Base |  | TPIS | PLPPEB | E01 | 0 | 0 | 0 | 0 | 0 | 0 | 0 | 0 | 0 | 0 | 0 | 0 | 0 | 0 | 0 |  | 0 | ok
Production Energy - Inter. |  | TPIS | PLPPEI | E01 | 0 | 0 | 0 | 0 | 0 | 0 | 0 | 0 | 0 | 0 | 0 | 0 | 0 | 0 | 0 |  | 0 | ok
Production Energy - Peak |  | TPIS | PLPPEP | E01 | 0 | 0 | 0 | 0 | 0 | 0 | 0 | 0 | 0 | 0 | 0 | 0 | 0 | 0 | 0 |  | 0 | ok
Total Power Production Plant |  |  | PLPPT |  | 4248204482.6006 | 1570109248.4625 | 461614017.4697 | 0 | 30146072.8106 | 0 | 504303583.2165 | 38250808.1662 | 369677843.6585 | 863151993.3808 | 295478323.283 | 114689538.7693 | 564506.6692 | 2153.7502 | 216392.964 |  | 4248204482.6006 | ok
[6 empty] | 36.96% | 10.87% | 0% | 0.7096% | 0% | 11.87% | 0.9004% | 8.702%
Transmission Plant
Transmission Demand |  | TPIS | PLTRB | NCPT | 918203216.4179 | 390548219.1054 | 98875136.7767 | 0 | 9545370.4265 | 0 | 87167957.1712 | 6854993.1042 | 67372105.2365 | 156093339.0464 | 57127324.8194 | 37772005.3727 | 6774442.9172 | 28375.7751 | 43946.6664 |  | 918203216.4179 | ok
Transmission Demand - Not Used |  | TPIS | PLTRI | PPWDA | 0 | 0 | 0 | 0 | 0 | 0 | 0 | 0 | 0 | 0 | 0 | 0 | 0 | 0 | 0 |  | 0 | ok
Transmission Demand - Not Used |  | TPIS | PLTRP | PPSDA | 0 | 0 | 0 | 0 | 0 | 0 | 0 | 0 | 0 | 0 | 0 | 0 | 0 | 0 | 0 |  | 0 | ok
Total Transmission Plant |  |  | PLTRT |  | 918203216.4179 | 390548219.1054 | 98875136.7767 | 0 | 9545370.4265 | 0 | 87167957.1712 | 6854993.1042 | 67372105.2365 | 156093339.0464 | 57127324.8194 | 37772005.3727 | 6774442.9172 | 28375.7751 | 43946.6664 |  | 918203216.4179 | ok
Distribution Poles
Specific |  | TPIS | PLDPS | NCPP | 0 | 0 | 0 | 0 | 0 | 0 | 0 | 0 | 0 | 0 | 0 | 0 | 0 | 0 | 0 |  | 0 | ok
Distribution Substation
General |  | TPIS | PLDSG | NCPP | 218458065.3136 | 103629303.5717 | 26235842.499 | 0 | 2532798.8741 | 0 | 23129422.3185 | 1818925.6195 | 17876728.1587 | 41418301.8287 | 0 | 0 | 1797552.1773 | 7529.3182 | 11660.9479 |  | 218458065.3136 | ok
Distribution Primary & Secondary Lines
Primary Specific |  | TPIS | PLDPLS | NCPP | 0 | 0 | 0 | 0 | 0 | 0 | 0 | 0 | 0 | 0 | 0 | 0 | 0 | 0 | 0 |  | 0 | ok
Primary Demand |  | TPIS | PLDPLD | NCPP | 238051994.9716 | 112924017.785 | 28588986.347 | 0 | 2759970.5416 | 0 | 25203945.286 | 1982068.6034 | 19480126.7494 | 45133190.045 | 0 | 0 | 1958778.1356 | 8204.6374 | 12706.841 |  | 238051994.9716 | ok
Primary Customer |  | TPIS | PLDPLC | Cust08 | 441445990.9956 | 352743594.945 | 68249994.249 | 0 | 485692.2151 | 0 | 3688148.473 | 141694.3562 | 506168.2781 | 226874.7784 | 0 | 0 | 15332840.0157 | 364.0189 | 70619.6663 |  | 441445990.9956 | ok
Secondary Demand |  | TPIS | PLDSLD | SICD | 109588733.7214 | 91289586.1761 | 16440796.4384 | 0 | 1154841.9865 | 0 | 0 | 0 | 0 | 0 | 0 | 0 | 696082.9424 | 2915.6483 | 4510.5297 |  | 109588733.7214 | ok
Secondary Customer |  | TPIS | PLDSLC | Cust07 | 167525133.1694 | 135261393.7839 | 26170820.6192 | 0 | 186241.2441 | 0 | 0 | 0 | 0 | 0 | 0 | 0 | 5879458.4534 | 139.585 | 27079.4839 |  | 167525133.1694 | ok
Total Distribution Primary & Secondary Lines |  |  | PLDLT |  | 956611852.8579 | 692218592.69 | 139450597.6536 | 0 | 4586745.9872 | 0 | 28892093.759 | 2123762.9596 | 19986295.0275 | 45360064.8233 | 0 | 0 | 23867159.5471 | 11623.8896 | 114916.5209 |  | 956611852.8579 | ok
Distribution Line Transformers
Demand |  | TPIS | PLDLTD | SICDT | 170119798.9067 | 118027154.1609 | 21256098.2807 | 0 | 1493080.6336 | 0 | 16689677.1834 | 0 | 11744230.5825 | 0 | 0 | 0 | 899956.8537 | 3769.6049 | 5831.6069 |  | 170119798.9067 | ok
Customer |  | TPIS | PLDLTC | Cust09 | 151386107.935 | 121068268.9502 | 23424688.0113 | 0 | 166698.7482 | 0 | 1265842.2652 | 0 | 173726.5201 | 0 | 0 | 0 | 5262520.4976 | 124.9382 | 24238.0042 |  | 151386107.935 | ok
Total Line Transformers |  |  | PLDLTT |  | 321505906.8417 | 239095423.1111 | 44680786.2921 | 0 | 1659779.3818 | 0 | 17955519.4486 | 0 | 11917957.1026 | 0 | 0 | 0 | 6162477.3513 | 3894.5431 | 30069.6112 |  | 321505906.8417 | ok
Distribution Services
Customer |  | TPIS | PLDSC | C02 | 101348809.9622 | 71077561.2783 | 27841198.8137 | 0 | 263668.7523 | 0 | 1891562.5631 | 0 | 274818.5548 | 0 | 0 | 0 | 0 | 0 | 0 |  | 101348809.9622 | ok
Distribution Meters
Customer |  | TPIS | PLDMC | C03 | 86474242.0754 | 53740504.4001 | 20028963.3698 | 0 | 424846.4336 | 0 | 5428842.4514 | 1196945.5374 | 1006794.1854 | 2659464.0126 | 1813785.098 | 76767.3505 | 0 | 499.1243 | 96830.1124 |  | 86474242.0754 | ok
Distribution Street & Customer Lighting
Customer |  | TPIS | PLDSCL | C04 | 119946662.5538 | 0 | 0 | 0 | 0 | 0 | 0 | 0 | 0 | 0 | 0 | 0 | 119946662.5538 | 0 | 0 |  | 119946662.5538 | ok
Customer Accounts Expense
Customer |  | TPIS | PLCAE | C05 | 0 | 0 | 0 | 0 | 0 | 0 | 0 | 0 | 0 | 0 | 0 | 0 | 0 | 0 | 0 |  | 0 | ok
Customer Service & Info.
Customer |  | TPIS | PLCSI | C05 | 0 | 0 | 0 | 0 | 0 | 0 | 0 | 0 | 0 | 0 | 0 | 0 | 0 | 0 | 0 |  | 0 | ok
Sales Expense
Customer |  | TPIS | PLSEC | C06 | 0 | 0 | 0 | 0 | 0 | 0 | 0 | 0 | 0 | 0 | 0 | 0 | 0 | 0 | 0 |  | 0 | ok
Total |  |  | PLT |  | 6970753238.6232 | 3120418852.6192 | 818726542.8746 | 0 | 49159282.6662 | 0 | 668768980.9283 | 50245435.3869 | 488112541.924 | 1108683163.0919 | 354419433.2003 | 152538311.4926 | 159112801.216 | 54076.4004 | 513816.8228 |  | 6970753238.6232 | ok
Net Utility Plant
Power Production Plant
Production Demand - Base |  | NTPLANT | UPPPDB | PPBDA | 887821775.6835 | 328133258.8147 | 96471574.838 | 0 | 6300153.3947 | 0 | 105393161.8802 | 7993942.0446 | 77258060.6541 | 180388005.9415 | 61751285.9203 | 23968683.8003 | 117974.8563 | 450.1069 | 45223.4318 |  | 887821775.6835 | ok
Production Demand - Inter. |  | NTPLANT | UPPPDI | PPWDA | 930049504.1064 | 343740357.5808 | 101060080.7458 | 0 | 6599809.4449 | 0 | 110406007.8583 | 8374160.2628 | 80932708.5318 | 188967853.7604 | 64688380.5074 | 25108713.3624 | 123586.1291 | 471.5155 | 47374.4072 |  | 930049504.1064 | ok
Production Demand - Peak |  | NTPLANT | UPPPDP | PPSDA | 764497556.2293 | 282553414.8318 | 83071045.5964 | 0 | 5425021.109 | 0 | 90753366.1682 | 6883531.4982 | 66526413.5064 | 155330938.5875 | 53173630.6465 | 20639277.7168 | 101587.3814 | 387.5842 | 38941.6029 |  | 764497556.2293 | ok
Production Energy - Base |  | NTPLANT | UPPPEB | E01 | 0 | 0 | 0 | 0 | 0 | 0 | 0 | 0 | 0 | 0 | 0 | 0 | 0 | 0 | 0 |  | 0 | ok
Production Energy - Inter. |  | NTPLANT | UPPPEI | E01 | 0 | 0 | 0 | 0 | 0 | 0 | 0 | 0 | 0 | 0 | 0 | 0 | 0 | 0 | 0 |  | 0 | ok
Production Energy - Peak |  | NTPLANT | UPPPEP | E01 | 0 | 0 | 0 | 0 | 0 | 0 | 0 | 0 | 0 | 0 | 0 | 0 | 0 | 0 | 0 |  | 0 | ok
Total Power Production Plant |  |  | UPPPT |  | 2582368836.0192 | 954427031.2273 | 280602701.1802 | 0 | 18324983.9487 | 0 | 306552535.9066 | 23251633.8056 | 224717182.6922 | 524686798.2894 | 179613297.0742 | 69716674.8796 | 343148.3669 | 1309.2066 | 131539.4419 |  | 2582368836.0192 | ok
Transmission Plant
Transmission Demand |  | NTPLANT | UPTRB | NCPT | 629437870.4568 | 267724872.8265 | 67779936.3159 | 0 | 6543450.8686 | 0 | 59754542.734 | 4699169.1865 | 46184280.0047 | 107003610.0561 | 39161376.3013 | 25893103.1819 | 4643951.1941 | 19451.8894 | 30125.8977 |  | 629437870.4568 | ok
Transmission Demand - Not Used |  | NTPLANT | UPTRI | PPWDA | 0 | 0 | 0 | 0 | 0 | 0 | 0 | 0 | 0 | 0 | 0 | 0 | 0 | 0 | 0 |  | 0 | ok
Transmission Demand - Not Used |  | NTPLANT | UPTRP | PPSDA | 0 | 0 | 0 | 0 | 0 | 0 | 0 | 0 | 0 | 0 | 0 | 0 | 0 | 0 | 0 |  | 0 | ok
Total Transmission Plant |  |  | UPTRT |  | 629437870.4568 | 267724872.8265 | 67779936.3159 | 0 | 6543450.8686 | 0 | 59754542.734 | 4699169.1865 | 46184280.0047 | 107003610.0561 | 39161376.3013 | 25893103.1819 | 4643951.1941 | 19451.8894 | 30125.8977 |  | 629437870.4568 | ok
Distribution Poles
Specific |  | NTPLANT | UPDPS | NCPP | 0 | 0 | 0 | 0 | 0 | 0 | 0 | 0 | 0 | 0 | 0 | 0 | 0 | 0 | 0 |  | 0 | ok
Distribution Substation
General |  | NTPLANT | UPDSG | NCPP | 142637385.7332 | 67662473.0041 | 17130115.9387 | 0 | 1653735.2808 | 0 | 15101847.2506 | 1187627.4508 | 11672216.2048 | 27043168.6094 | 0 | 0 | 1173672.1321 | 4916.1026 | 7613.7593 |  | 142637385.7332 | ok
Distribution Primary & Secondary Lines
Primary Specific |  | NTPLANT | UPDPLS | NCPP | 0 | 0 | 0 | 0 | 0 | 0 | 0 | 0 | 0 | 0 | 0 | 0 | 0 | 0 | 0 |  | 0 | ok
Primary Demand |  | NTPLANT | UPDPLD | NCPP | 155430810.8633 | 73731252.0837 | 18666549.4243 | 0 | 1802062.0213 | 0 | 16456361.3644 | 1294148.0715 | 12719120.0256 | 29468723.1097 | 0 | 0 | 1278941.0731 | 5357.0374 | 8296.6522 |  | 155430810.8633 | ok
Primary Customer |  | NTPLANT | UPDPLC | Cust08 | 288232444.0968 | 230316166.8344 | 44562331.6402 | 0 | 317122.0423 | 0 | 2408095.3735 | 92516.2113 | 330491.437 | 148132.8933 | 0 | 0 | 10011240.4299 | 237.6781 | 46109.5568 |  | 288232444.0968 | ok
Secondary Demand |  | NTPLANT | UPDSLD | SICD | 71553551.7601 | 59605526.1138 | 10734656.1913 | 0 | 754028.6583 | 0 | 0 | 0 | 0 | 0 | 0 | 0 | 454492.0372 | 1903.7084 | 2945.0511 |  | 71553551.7601 | ok
Secondary Customer |  | NTPLANT | UPDSLC | Cust07 | 109381848.6655 | 88315950.1219 | 17087661.3333 | 0 | 121602.1214 | 0 | 0 | 0 | 0 | 0 | 0 | 0 | 3838862.997 | 91.1389 | 17680.953 |  | 109381848.6655 | ok
Total Distribution Primary & Secondary Lines |  |  | UPDLT |  | 624598655.3857 | 451968895.1537 | 91051198.589 | 0 | 2994814.8433 | 0 | 18864456.7378 | 1386664.2829 | 13049611.4626 | 29616856.003 | 0 | 0 | 15583536.5373 | 7589.5629 | 75032.2131 |  | 624598655.3857 | ok
Distribution Line Transformers
Demand |  | NTPLANT | UPDLTD | SICDT | 111075978.553 | 77063232.6661 | 13878701.5499 | 0 | 974874.1387 | 0 | 10897157.3961 | 0 | 7668136.8817 | 0 | 0 | 0 | 587607.0206 | 2461.2806 | 3807.6194 |  | 111075978.553 | ok
Customer |  | NTPLANT | UPDLTC | Cust09 | 98844227.3403 | 79048861.6362 | 15294634.4863 | 0 | 108842.2788 | 0 | 826503.8473 | 0 | 113430.9078 | 0 | 0 | 0 | 3436046.9368 | 81.5756 | 15825.6714 |  | 98844227.3403 | ok
Total Line Transformers |  |  | UPDLTT |  | 209920205.8933 | 156112094.3023 | 29173336.0362 | 0 | 1083716.4175 | 0 | 11723661.2434 | 0 | 7781567.7895 | 0 | 0 | 0 | 4023653.9574 | 2542.8562 | 19633.2908 |  | 209920205.8933 | ok
Distribution Services
Customer |  | NTPLANT | UPDSC | C02 | 66173474.8929 | 46408529.3005 | 18178298.0123 | 0 | 172156.7088 | 0 | 1235054.1445 | 0 | 179436.7269 | 0 | 0 | 0 | 0 | 0 | 0 |  | 66173474.8929 | ok
Distribution Meters
Customer |  | NTPLANT | UPDMC | C03 | 56461453.1635 | 35088679.5807 | 13077470.8176 | 0 | 277394.1284 | 0 | 3544643.196 | 781519.2453 | 657364.1049 | 1736438.4953 | 1184271.0604 | 50123.552 | 0 | 325.8922 | 63223.0908 |  | 56461453.1635 | ok
Distribution Street & Customer Lighting
Customer |  | NTPLANT | UPDSCL | C04 | 78316533.425 | 0 | 0 | 0 | 0 | 0 | 0 | 0 | 0 | 0 | 0 | 0 | 78316533.425 | 0 | 0 |  | 78316533.425 | ok
Customer Accounts Expense
Customer |  | NTPLANT | UPCAE | C05 | 0 | 0 | 0 | 0 | 0 | 0 | 0 | 0 | 0 | 0 | 0 | 0 | 0 | 0 | 0 |  | 0 | ok
Customer Service & Info.
Customer |  | NTPLANT | UPCSI | C05 | 0 | 0 | 0 | 0 | 0 | 0 | 0 | 0 | 0 | 0 | 0 | 0 | 0 | 0 | 0 |  | 0 | ok
Sales Expense
Customer |  | NTPLANT | UPSEC | C06 | 0 | 0 | 0 | 0 | 0 | 0 | 0 | 0 | 0 | 0 | 0 | 0 | 0 | 0 | 0 |  | 0 | ok
Total |  |  | UPT |  | 4389914414.9695 | 1979392575.3952 | 516993056.8899 | 0 | 31050252.1961 | 0 | 416776741.2129 | 31306613.971 | 304241658.9857 | 690086871.4532 | 219958944.4358 | 95659901.6135 | 104084495.6128 | 36135.5099 | 327167.6935 |  | 4389914414.9695 | ok
Net Cost Rate Base
Power Production Plant
Production Demand - Base |  | RB | RBPPDB | PPBDA | 711137998.0166 | 262832062.8614 | 77272944.2719 | 0 | 5046371.4622 | 0 | 84419062.6958 | 6403082.35 | 61883076.186 | 144489320.858 | 49462276.1539 | 19198720.1482 | 94496.8973 | 360.532 | 36223.5998 |  | 711137998.0166 | ok
Production Demand - Inter. |  | RB | RBPPDI | PPWDA | 744544986.779 | 275179072.5767 | 80902980.057 | 0 | 5283433.854 | 0 | 88384800.2695 | 6703878.6803 | 64790145.1888 | 151276967.0415 | 51785855.6958 | 20100614.6188 | 98936.0593 | 377.4686 | 37925.2687 |  | 744544986.779 | ok
Production Demand - Peak |  | RB | RBPPDP | PPSDA | 612781961.0073 | 226480299.6676 | 66585481.94 | 0 | 4348418.1821 | 0 | 72743235.3909 | 5517485.1715 | 53324154.9238 | 124505299.4312 | 42621250.2524 | 16543384.5668 | 81427.2254 | 310.6675 | 31213.5881 |  | 612781961.0073 | ok
Production Energy - Base |  | RB | RBPPEB | E01 | 71897457.4033 | 24137272.8007 | 7201220.8471 | 0 | 601695.3059 | 0 | 8505117.265 | 656336.4702 | 6621263.0416 | 15916159.4015 | 5668280.3684 | 2092583.3498 | 489858.4253 | 1769.9734 | 5900.1546 |  | 71897457.4033 | ok
Production Energy - Inter. |  | RB | RBPPEI | E01 | 0 | 0 | 0 | 0 | 0 | 0 | 0 | 0 | 0 | 0 | 0 | 0 | 0 | 0 | 0 |  | 0 | ok
Production Energy - Peak |  | RB | RBPPEP | E01 | 0 | 0 | 0 | 0 | 0 | 0 | 0 | 0 | 0 | 0 | 0 | 0 | 0 | 0 | 0 |  | 0 | ok
Total Power Production Plant |  |  | RBPPT |  | 2140362403.2062 | 788628707.9064 | 231962627.116 | 0 | 15279918.8042 | 0 | 254052215.6211 | 19280782.6719 | 186618639.3401 | 436187746.7322 | 149537662.4706 | 57935302.6836 | 764718.6072 | 2818.6415 | 111262.6113 |  | 2140362403.2062 | ok
Transmission Plant
Transmission Demand |  | RB | RBTRB | NCPT | 519102553.3642 | 220794889.5457 | 55898667.1439 | 0 | 5396437.3818 | 0 | 49280059.5011 | 3875443.2135 | 38088552.9788 | 88246751.2783 | 32296706.9276 | 21354253.7034 | 3829904.4842 | 16042.1321 | 24845.0739 |  | 519102553.3642 | ok
Transmission Demand - Not Used |  | RB | RBTRI | PPWDA | 0 | 0 | 0 | 0 | 0 | 0 | 0 | 0 | 0 | 0 | 0 | 0 | 0 | 0 | 0 |  | 0 | ok
Transmission Demand - Not Used |  | RB | RBTRP | PPSDA | 0 | 0 | 0 | 0 | 0 | 0 | 0 | 0 | 0 | 0 | 0 | 0 | 0 | 0 | 0 |  | 0 | ok
Total Transmission Plant |  |  | RBTRT |  | 519102553.3642 | 220794889.5457 | 55898667.1439 | 0 | 5396437.3818 | 0 | 49280059.5011 | 3875443.2135 | 38088552.9788 | 88246751.2783 | 32296706.9276 | 21354253.7034 | 3829904.4842 | 16042.1321 | 24845.0739 |  | 519102553.3642 | ok
Distribution Poles
Specific |  | RB | RBDPS | NCPP | 0 | 0 | 0 | 0 | 0 | 0 | 0 | 0 | 0 | 0 | 0 | 0 | 0 | 0 | 0 |  | 0 | ok
Distribution Substation
General |  | RB | RBDSG | NCPP | 117648308.9787 | 55808478.8875 | 14129038.9083 | 0 | 1364012.3751 | 0 | 12456108.7709 | 979563.3912 | 9627325.2028 | 22305393.7785 | 0 | 0 | 968052.9472 | 4054.8357 | 6279.8817 |  | 117648308.9787 | ok
Distribution Primary & Secondary Lines
Primary Specific |  | RB | RBDPLS | NCPP | 0 | 0 | 0 | 0 | 0 | 0 | 0 | 0 | 0 | 0 | 0 | 0 | 0 | 0 | 0 |  | 0 | ok
Primary Demand |  | RB | RBDPLD | NCPP | 128492991.1217 | 60952838.5444 | 15431437.0241 | 0 | 1489745.4245 | 0 | 13604298.1629 | 1069858.3874 | 10514760.6672 | 24361478.6275 | 0 | 0 | 1057286.9243 | 4428.6056 | 6858.7538 |  | 128492991.1217 | ok
Primary Customer |  | RB | RBDPLC | Cust08 | 237858859.6958 | 190064449.4911 | 36774296.6013 | 0 | 261699.503 | 0 | 1987239.2276 | 76347.4098 | 272732.3657 | 122244.1186 | 0 | 0 | 8261603.7215 | 196.1398 | 38051.1175 |  | 237858859.6958 | ok
Secondary Demand |  | RB | RBDSLD | SICD | 59228567.1479 | 49338569.7702 | 8885628.8667 | 0 | 624148.4304 | 0 | 0 | 0 | 0 | 0 | 0 | 0 | 376206.5122 | 1575.7977 | 2437.7708 |  | 59228567.1479 | ok
Secondary Customer |  | RB | RBDSLC | Cust07 | 90497598.8722 | 73068626.3367 | 14137558.8352 | 0 | 100608.1003 | 0 | 0 | 0 | 0 | 0 | 0 | 0 | 3176101.7743 | 75.4042 | 14628.4216 |  | 90497598.8722 | ok
Total Distribution Primary & Secondary Lines |  |  | RBDLT |  | 516078016.8376 | 373424484.1423 | 75228921.3272 | 0 | 2476201.4582 | 0 | 15591537.3905 | 1146205.7972 | 10787493.0328 | 24483722.7461 | 0 | 0 | 12871198.9323 | 6275.9473 | 61976.0636 |  | 516078016.8376 | ok
Distribution Line Transformers
Demand |  | RB | RBDLTD | SICDT | 91286845.7868 | 63333760.6192 | 11406092.5198 | 0 | 801191.9978 | 0 | 8955735.8818 | 0 | 6301992.9071 | 0 | 0 | 0 | 482919.8191 | 2022.7824 | 3129.2595 |  | 91286845.7868 | ok
Customer |  | RB | RBDLTC | Cust09 | 81234285.3574 | 64965632.8561 | 12569764.9294 | 0 | 89451.0987 | 0 | 679255.139 | 0 | 93222.2243 | 0 | 0 | 0 | 2823885.8746 | 67.0422 | 13006.1931 |  | 81234285.3574 | ok
Total Line Transformers |  |  | RBDLTT |  | 172521131.1442 | 128299393.4754 | 23975857.4492 | 0 | 890643.0965 | 0 | 9634991.0208 | 0 | 6395215.1314 | 0 | 0 | 0 | 3306805.6937 | 2089.8247 | 16135.4526 |  | 172521131.1442 | ok
Distribution Services
Customer |  | RB | RBDSC | C02 | 54380433.8308 | 38137878.6726 | 14938670.4237 | 0 | 141475.9694 | 0 | 1014950.1789 | 0 | 147458.5863 | 0 | 0 | 0 | 0 | 0 | 0 |  | 54380433.8308 | ok
Distribution Meters
Customer |  | RB | RBDMC | C03 | 47701573.8392 | 29644742.4952 | 11048527.8873 | 0 | 234356.995 | 0 | 2994699.0323 | 660268.128 | 555375.4045 | 1467033.6036 | 1000533.8203 | 42346.9851 | 0 | 275.3307 | 53414.1571 |  | 47701573.8392 | ok
Distribution Street & Customer Lighting
Customer |  | RB | RBDSCL | C04 | 64342233.2501 | 0 | 0 | 0 | 0 | 0 | 0 | 0 | 0 | 0 | 0 | 0 | 64342233.2501 | 0 | 0 |  | 64342233.2501 | ok
Customer Accounts Expense
Customer |  | RB | RBCAE | C05 | 6169535.4203 | 3974831.1098 | 1538126.8676 | 0 | 54729.3999 | 0 | 207796.364 | 7983.2936 | 142591.7754 | 63912.4948 | 5537.5447 | 461.4621 | 172771.3939 | 0 | 793.7147 |  | 6169535.4203 | ok
Customer Service & Info.
Customer |  | RB | RBCSI | C05 | 773569.4896 | 498385.6747 | 192858.6084 | 0 | 6862.2661 | 0 | 26054.6243 | 1000.9882 | 17878.9227 | 8013.6919 | 694.3271 | 57.8606 | 21663.0054 | 0 | 99.5202 |  | 773569.4896 | ok
Sales Expense
Customer |  | RB | RBSEC | C06 | 0 | 0 | 0 | 0 | 0 | 0 | 0 | 0 | 0 | 0 | 0 | 0 | 0 | 0 | 0 |  | 0 | ok
Total |  |  | RBT |  | 3639079759.361 | 1639211791.9094 | 428913295.7317 | 0 | 25844637.7462 | 0 | 345258412.5037 | 25951247.4837 | 252380530.3748 | 572762574.3255 | 182841135.0902 | 79332422.6948 | 86277348.3139 | 31556.712 | 274806.4752 |  | 3639079759.361 | ok
Operation and Maintenance Expenses
Power Production Plant
Production Demand - Base |  | TOM | OMPPDB | PPBDA | 37625250.1635 | 13906052.192 | 4088396.1583 | 0 | 266995.9828 | 0 | 4466486.6191 | 338777.5311 | 3274141.2059 | 7644714.3289 | 2616975.2132 | 1015775.6306 | 4999.6898 | 19.0752 | 1916.5366 |  | 37625250.1635 | ok
Production Demand - Inter. |  | TOM | OMPPDI | PPWDA | 35951279.323 | 13287363.2591 | 3906500.8639 | 0 | 255117.165 | 0 | 4267769.8444 | 323705.1075 | 3128472.6221 | 7304596.2216 | 2500544.3541 | 970583.1394 | 4777.2505 | 18.2265 | 1831.2687 |  | 35951279.323 | ok
Production Demand - Peak |  | TOM | OMPPDP | PPSDA | 35933655.7456 | 13280849.6974 | 3904585.8689 | 0 | 254992.1048 | 0 | 4265677.7528 | 323546.4249 | 3126939.0222 | 7301015.4557 | 2499318.5692 | 970107.3526 | 4774.9086 | 18.2176 | 1830.371 |  | 35933655.7456 | ok
Production Energy - Base |  | TOM | OMPPEB | E01 | 640387546.7681 | 214989645.9873 | 64140962.9567 | 0 | 5359274.0931 | 0 | 75754712.0165 | 5845960.5828 | 58975303.8405 | 141764544.1327 | 50487128.344 | 18638549.4864 | 4363147.8294 | 15765.0765 | 52552.4223 |  | 640387546.7681 | ok
Production Energy - Inter. |  | TOM | OMPPEI | E01 | 0 | 0 | 0 | 0 | 0 | 0 | 0 | 0 | 0 | 0 | 0 | 0 | 0 | 0 | 0 |  | 0 | ok
Production Energy - Peak |  | TOM | OMPPEP | E01 | 0 | 0 | 0 | 0 | 0 | 0 | 0 | 0 | 0 | 0 | 0 | 0 | 0 | 0 | 0 |  | 0 | ok
Total Power Production Plant |  |  | OMPPT |  | 749897732.0002 | 255463911.1357 | 76040445.8479 | 0 | 6136379.3456 | 0 | 88754646.2328 | 6831989.6463 | 68504856.6907 | 164014870.1388 | 58103966.4806 | 21595015.609 | 4377699.6784 | 15820.5959 | 58130.5986 |  | 749897732.0002 | ok
[6 empty] | 34.07% | 10.14% | 0% | 0.8183% | 0% | 11.84% | 0.9111% | 9.135% | 21.87% | 7.748% | 2.88%
Transmission Plant
Transmission Demand |  | TOM | OMTRB | NCPT | 44026929.4803 | 18726398.028 | 4740964.3055 | 0 | 457691.0025 | 0 | 4179616.7065 | 328690.0902 | 3230425.3276 | 7484520.1015 | 2739198.3128 | 1811130.0278 | 324827.7889 | 1360.5901 | 2107.1989 |  | 44026929.4803 | ok
Transmission Demand - Not Used |  | TOM | OMTRI | PPWDA | 0 | 0 | 0 | 0 | 0 | 0 | 0 | 0 | 0 | 0 | 0 | 0 | 0 | 0 | 0 |  | 0 | ok
Transmission Demand - Not Used |  | TOM | OMTRP | PPSDA | 0 | 0 | 0 | 0 | 0 | 0 | 0 | 0 | 0 | 0 | 0 | 0 | 0 | 0 | 0 |  | 0 | ok
Total Transmission Plant |  |  | OMTRT |  | 44026929.4803 | 18726398.028 | 4740964.3055 | 0 | 457691.0025 | 0 | 4179616.7065 | 328690.0902 | 3230425.3276 | 7484520.1015 | 2739198.3128 | 1811130.0278 | 324827.7889 | 1360.5901 | 2107.1989 |  | 44026929.4803 | ok
Distribution Poles
Specific |  | TOM | OMDPS | NCPP | 0 | 0 | 0 | 0 | 0 | 0 | 0 | 0 | 0 | 0 | 0 | 0 | 0 | 0 | 0 |  | 0 | ok
Distribution Substation
General |  | TOM | OMDSG | NCPP | 7427614.6647 | 3523415.5067 | 892023.5021 | 0 | 86115.6306 | 0 | 786404.6409 | 61843.8078 | 607812.067 | 1408229.9301 | 0 | 0 | 61117.1068 | 255.9982 | 396.4744 |  | 7427614.6647 | ok
Distribution Primary & Secondary Lines
Primary Specific |  | TOM | OMDPLS | NCPP | 0 | 0 | 0 | 0 | 0 | 0 | 0 | 0 | 0 | 0 | 0 | 0 | 0 | 0 | 0 |  | 0 | ok
Primary Demand |  | TOM | OMDPLD | NCPP | 13725969.8335 | 6511147.5406 | 1648427.9588 | 0 | 159138.647 | 0 | 1453248.0298 | 114285.1748 | 1123215.2545 | 2602359.2246 | 0 | 0 | 112942.257 | 473.0757 | 732.6707 |  | 13725969.8335 | ok
Primary Customer |  | TOM | OMDPLC | Cust08 | 21967220.0259 | 17553214.4836 | 3396253.8363 | 0 | 24168.9991 | 0 | 183529.5158 | 7050.9896 | 25187.9282 | 11289.7348 | 0 | 0 | 762992.2507 | 18.1143 | 3514.1734 |  | 21967220.0259 | ok
Secondary Demand |  | TOM | OMDSLD | SICD | 6950051.3595 | 5789530.4651 | 1042665.3887 | 0 | 73239.3819 | 0 | 0 | 0 | 0 | 0 | 0 | 0 | 44145.1601 | 184.9087 | 286.0551 |  | 6950051.3595 | ok
Secondary Customer |  | TOM | OMDSLC | Cust07 | 10263920.5209 | 8287187.5347 | 1603432.3789 | 0 | 11410.6182 | 0 | 0 | 0 | 0 | 0 | 0 | 0 | 360222.3328 | 8.5521 | 1659.1043 |  | 10263920.5209 | ok
Total Distribution Primary & Secondary Lines |  |  | OMDLT |  | 52907161.7399 | 38141080.024 | 7690779.5627 | 0 | 267957.6461 | 0 | 1636777.5456 | 121336.1644 | 1148403.1827 | 2613648.9594 | 0 | 0 | 1280302.0007 | 684.6507 | 6192.0034 |  | 52907161.7399 | ok
Distribution Line Transformers
Demand |  | TOM | OMDLTD | SICDT | 3048697.3971 | 2115151.0876 | 380928.0984 | 0 | 26757.3267 | 0 | 299093.7899 | 0 | 210467.0088 | 0 | 0 | 0 | 16128.0235 | 67.5547 | 104.5076 |  | 3048697.3971 | ok
Customer |  | TOM | OMDLTC | Cust09 | 2712973.0707 | 2169650.5568 | 419791.1462 | 0 | 2987.3891 | 0 | 22685.014 | 0 | 3113.333 | 0 | 0 | 0 | 94309.026 | 2.239 | 434.3665 |  | 2712973.0707 | ok
Total Line Transformers |  |  | OMDLTT |  | 5761670.4678 | 4284801.6444 | 800719.2446 | 0 | 29744.7159 | 0 | 321778.8039 | 0 | 213580.3418 | 0 | 0 | 0 | 110437.0495 | 69.7937 | 538.8741 |  | 5761670.4678 | ok
Distribution Services
Customer |  | TOM | OMDSC | C02 | 1785764.9899 | 1252385.8992 | 490561.637 | 0 | 4645.8407 | 0 | 33329.3129 | 0 | 4842.3001 | 0 | 0 | 0 | 0 | 0 | 0 |  | 1785764.9899 | ok
Distribution Meters
Customer |  | TOM | OMDMC | C03 | 12338780.7994 | 7668090.3808 | 2857879.7886 | 0 | 60620.2135 | 0 | 774627.1652 | 170788.9917 | 143656.7984 | 379471.8833 | 258804.1965 | 10953.7301 | 0 | 71.2187 | 13816.4325 |  | 12338780.7994 | ok
Distribution Street & Customer Lighting
Customer |  | TOM | OMDSCL | C04 | 1970658.9614 | 0 | 0 | 0 | 0 | 0 | 0 | 0 | 0 | 0 | 0 | 0 | 1970658.9614 | 0 | 0 |  | 1970658.9614 | ok
Customer Accounts Expense
Customer |  | TOM | OMCAE | C05 | 51233939.0069 | 33008361.3701 | 12773133.2671 | 0 | 454491.7152 | 0 | 1725612.3049 | 66296.009 | 1184131.0287 | 530751.2863 | 45985.671 | 3832.1393 | 1434752.9357 | 0 | 6591.2795 |  | 51233939.0069 | ok
Customer Service & Info.
Customer |  | TOM | OMCSI | C05 | 6423986.4669 | 4138765.6473 | 1601564.0577 | 0 | 56986.6125 | 0 | 216366.5396 | 8312.5497 | 148472.7087 | 66548.4471 | 5765.9304 | 480.4942 | 179897.0296 | 0 | 826.45 |  | 6423986.4669 | ok
Sales Expense
Customer |  | TOM | OMSEC | C06 | 0 | 0 | 0 | 0 | 0 | 0 | 0 | 0 | 0 | 0 | 0 | 0 | 0 | 0 | 0 |  | 0 | ok
Total |  |  | OMT |  | 933774238.5775 | 366207209.6363 | 107888071.2131 | 0 | 7554632.7227 | 0 | 98429159.2523 | 7589257.2592 | 75186180.4457 | 176498040.7465 | 61153720.5913 | 23421412.0004 | 9739692.5511 | 18262.8473 | 88599.3114 |  | 933774238.5775 | ok
Labor Expenses
Power Production Plant
Production Demand - Base |  | TLB | LBPPDB | PPBDA | 18742668.3388 | 6927170.5306 | 2036596.5116 | 0 | 133001.5649 | 0 | 2224938.7573 | 168758.8754 | 1630982.9822 | 3808143.3237 | 1303621.8565 | 505999.1806 | 2490.549 | 9.5021 | 954.7049 |  | 18742668.3388 | ok
Production Demand - Inter. |  | TLB | LBPPDI | PPWDA | 17681329.0983 | 6534906.3248 | 1921270.3609 | 0 | 125470.0984 | 0 | 2098947.3687 | 159202.5832 | 1538625.4689 | 3592499.9654 | 1229801.7896 | 477346.0146 | 2349.5169 | 8.9641 | 900.6429 |  | 17681329.0983 | ok
Production Demand - Peak |  | TLB | LBPPDP | PPSDA | 18132161.5769 | 6701531.13 | 1970258.255 | 0 | 128669.292 | 0 | 2152465.6104 | 163261.8762 | 1577856.8146 | 3684100.3001 | 1261158.8548 | 489517.22 | 2409.4241 | 9.1926 | 923.6072 |  | 18132161.5769 | ok
Production Energy - Base |  | TLB | LBPPEB | E01 | 38818636.9303 | 13032116.3387 | 3888059.2946 | 0 | 324865.3355 | 0 | 4592054.7274 | 354367.0118 | 3574930.3983 | 8593400.0373 | 3060399.1516 | 1129820.6673 | 264482.7376 | 955.6382 | 3185.5919 |  | 38818636.9303 | ok
Production Energy - Inter. |  | TLB | LBPPEI | E01 | 0 | 0 | 0 | 0 | 0 | 0 | 0 | 0 | 0 | 0 | 0 | 0 | 0 | 0 | 0 |  | 0 | ok
Production Energy - Peak |  | TLB | LBPPEP | E01 | 0 | 0 | 0 | 0 | 0 | 0 | 0 | 0 | 0 | 0 | 0 | 0 | 0 | 0 | 0 |  | 0 | ok
Total Power Production Plant |  |  | LBPPT |  | 93374795.9444 | 33195724.3241 | 9816184.4222 | 0 | 712006.2908 | 0 | 11068406.4638 | 845590.3466 | 8322395.664 | 19678143.6265 | 6854981.6526 | 2602683.0825 | 271732.2275 | 983.297 | 5964.5469 |  | 93374795.9444 | ok
Transmission Plant
Transmission Demand |  | TLB | LBTRB | NCPT | 11565291.3873 | 4919176.7944 | 1245388.5451 | 0 | 120229.3658 | 0 | 1097929.964 | 86342.5343 | 848589.9575 | 1966084.3236 | 719551.1254 | 475759.876 | 85327.9589 | 357.409 | 553.5332 |  | 11565291.3873 | ok
Transmission Demand - Not Used |  | TLB | LBTRI | PPWDA | 0 | 0 | 0 | 0 | 0 | 0 | 0 | 0 | 0 | 0 | 0 | 0 | 0 | 0 | 0 |  | 0 | ok
Transmission Demand - Not Used |  | TLB | LBTRP | PPSDA | 0 | 0 | 0 | 0 | 0 | 0 | 0 | 0 | 0 | 0 | 0 | 0 | 0 | 0 | 0 |  | 0 | ok
Total Transmission Plant |  |  | LBTRT |  | 11565291.3873 | 4919176.7944 | 1245388.5451 | 0 | 120229.3658 | 0 | 1097929.964 | 86342.5343 | 848589.9575 | 1966084.3236 | 719551.1254 | 475759.876 | 85327.9589 | 357.409 | 553.5332 |  | 11565291.3873 | ok
Distribution Poles
Specific |  | TLB | LBDPS | NCPP | 0 | 0 | 0 | 0 | 0 | 0 | 0 | 0 | 0 | 0 | 0 | 0 | 0 | 0 | 0 |  | 0 | ok
Distribution Substation
General |  | TLB | LBDSG | NCPP | 4300052.2957 | 2039803.0353 | 516417.165 | 0 | 49854.7289 | 0 | 455271.4746 | 35803.0969 | 351879.2765 | 815263.3944 | 0 | 0 | 35382.3895 | 148.2045 | 229.53 |  | 4300052.2957 | ok
Distribution Primary & Secondary Lines
Primary Specific |  | TLB | LBDPLS | NCPP | 0 | 0 | 0 | 0 | 0 | 0 | 0 | 0 | 0 | 0 | 0 | 0 | 0 | 0 | 0 |  | 0 | ok
Primary Demand |  | TLB | LBDPLD | NCPP | 4685732.367 | 2222756.9452 | 562735.6271 | 0 | 54326.2967 | 0 | 496105.6605 | 39014.3465 | 383440.0146 | 888385.9572 | 0 | 0 | 38555.905 | 161.4972 | 250.117 |  | 4685732.367 | ok
Primary Customer |  | TLB | LBDPLC | Cust08 | 8689268.7815 | 6943281.7829 | 1343409.0613 | 0 | 9560.196 | 0 | 72596.227 | 2789.0622 | 9963.2397 | 4465.7239 | 0 | 0 | 301806.2703 | 7.1652 | 1390.0529 |  | 8689268.7815 | ok
Secondary Demand |  | TLB | LBDSLD | SICD | 2157106.378 | 1796912.3458 | 323614.8977 | 0 | 22731.5065 | 0 | 0 | 0 | 0 | 0 | 0 | 0 | 13701.4536 | 57.3906 | 88.7837 |  | 2157106.378 | ok
Secondary Customer |  | TLB | LBDSLC | Cust07 | 3297506.2396 | 2662438.0566 | 515137.297 | 0 | 3665.9076 | 0 | 0 | 0 | 0 | 0 | 0 | 0 | 115729.2077 | 2.7475 | 533.0231 |  | 3297506.2396 | ok
Total Distribution Primary & Secondary Lines |  |  | LBDLT |  | 18829613.7661 | 13625389.1305 | 2744896.8831 | 0 | 90283.9068 | 0 | 568701.8876 | 41803.4087 | 393403.2543 | 892851.6811 | 0 | 0 | 469792.8367 | 228.8006 | 2261.9767 |  | 18829613.7661 | ok
Distribution Line Transformers
Demand |  | TLB | LBDLTD | SICDT | 3348578.7342 | 2323205.3002 | 418397.6182 | 0 | 29389.278 | 0 | 328513.7794 | 0 | 231169.335 | 0 | 0 | 0 | 17714.4365 | 74.1996 | 114.7873 |  | 3348578.7342 | ok
Customer |  | TLB | LBDLTC | Cust09 | 2979831.3009 | 2383065.5421 | 461083.3814 | 0 | 3281.24 | 0 | 24916.3973 | 0 | 3419.5722 | 0 | 0 | 0 | 103585.6164 | 2.4592 | 477.0924 |  | 2979831.3009 | ok
Total Line Transformers |  |  | LBDLTT |  | 6328410.0351 | 4706270.8422 | 879480.9997 | 0 | 32670.5179 | 0 | 353430.1767 | 0 | 234588.9071 | 0 | 0 | 0 | 121300.0529 | 76.6588 | 591.8797 |  | 6328410.0351 | ok
Distribution Services
Customer |  | TLB | LBDSC | C02 | 1994914.5952 | 1399065.9036 | 548016.4383 | 0 | 5189.9637 | 0 | 37232.8572 | 0 | 5409.4325 | 0 | 0 | 0 | 0 | 0 | 0 |  | 1994914.5952 | ok
Distribution Meters
Customer |  | TLB | LBDMC | C03 | 1702128.7935 | 1057809.3282 | 394243.123 | 0 | 8362.5289 | 0 | 106859.4396 | 23560.2581 | 19817.3853 | 52347.9612 | 35701.9127 | 1511.0617 | 0 | 9.8246 | 1905.9701 |  | 1702128.7935 | ok
Distribution Street & Customer Lighting
Customer |  | TLB | LBDSCL | C04 | 2360988.2333 | 0 | 0 | 0 | 0 | 0 | 0 | 0 | 0 | 0 | 0 | 0 | 2360988.2333 | 0 | 0 |  | 2360988.2333 | ok
Customer Accounts Expense
Customer |  | TLB | LBCAE | C05 | 27271496.6969 | 17570138.7698 | 6799056.806 | 0 | 241923.0212 | 0 | 918532.3476 | 35288.9398 | 630305.3418 | 282515.5011 | 24477.8774 | 2039.8231 | 763709.7734 | 0 | 3508.4958 |  | 27271496.6969 | ok
Customer Service & Info.
Customer |  | TLB | LBCSI | C05 | 3748877.1456 | 2415279.675 | 934632.5563 | 0 | 33255.9557 | 0 | 126266.0779 | 4850.9952 | 86644.9435 | 38836.0022 | 3364.8522 | 280.4043 | 104983.3879 | 0 | 482.2955 |  | 3748877.1456 | ok
Sales Expense
Customer |  | TLB | LBSEC | C06 | 0 | 0 | 0 | 0 | 0 | 0 | 0 | 0 | 0 | 0 | 0 | 0 | 0 | 0 | 0 |  | 0 | ok
Total |  |  | LBT |  | 171476568.8932 | 80928657.8032 | 23878316.9387 | 0 | 1293776.2796 | 0 | 14732630.6889 | 1073239.5797 | 10893034.1625 | 23726042.4902 | 7638077.4202 | 3082274.2477 | 4213216.86 | 1804.1945 | 15498.2279 |  | 171476568.8932 | ok
Depreciation Expenses
Power Production Plant
Production Demand - Base |  | TDEPR | DEPPDB | PPBDA | 52845706.1824 | 19531435.5414 | 5742265.6647 | 0 | 375003.2544 | 0 | 6273304.1911 | 475822.4275 | 4598622.0268 | 10737213.0555 | 3675614.1846 | 1426685.0131 | 7022.2028 | 26.7917 | 2691.8288 |  | 52845706.1824 | ok
Production Demand - Inter. |  | TDEPR | DEPPDI | PPWDA | 55359222.0593 | 20460414.9586 | 6015386.7365 | 0 | 392839.6446 | 0 | 6571683.2047 | 498454.1097 | 4817347.6398 | 11247910.2803 | 3850438.5039 | 1494542.8523 | 7356.2019 | 28.066 | 2819.861 |  | 55359222.0593 | ok
Production Demand - Peak |  | TDEPR | DEPPDP | PPSDA | 45505093.8603 | 16818392.103 | 4944627.6134 | 0 | 322912.8632 | 0 | 5401901.4344 | 409727.5974 | 3959843.5157 | 9245744.3222 | 3165047.4665 | 1228509.185 | 6046.7732 | 23.0701 | 2317.9162 |  | 45505093.8603 | ok
Production Energy - Base |  | TDEPR | DEPPEB | E01 | 0 | 0 | 0 | 0 | 0 | 0 | 0 | 0 | 0 | 0 | 0 | 0 | 0 | 0 | 0 |  | 0 | ok
Production Energy - Inter. |  | TDEPR | DEPPEI | E01 | 0 | 0 | 0 | 0 | 0 | 0 | 0 | 0 | 0 | 0 | 0 | 0 | 0 | 0 | 0 |  | 0 | ok
Production Energy - Peak |  | TDEPR | DEPPEP | E01 | 0 | 0 | 0 | 0 | 0 | 0 | 0 | 0 | 0 | 0 | 0 | 0 | 0 | 0 | 0 |  | 0 | ok
Total Power Production Plant |  |  | DEPPT |  | 153710022.102 | 56810242.603 | 16702280.0146 | 0 | 1090755.7621 | 0 | 18246888.8303 | 1384004.1346 | 13375813.1823 | 31230867.6579 | 10691100.155 | 4149737.0504 | 20425.178 | 77.9277 | 7829.606 |  | 153710022.102 | ok
Transmission Plant
Transmission Demand |  | TDEPR | DETRB | NCPT | 24058002.0363 | 10232821.7572 | 2590644.6409 | 0 | 250099.9093 | 0 | 2283902.7937 | 179608.8656 | 1765228.237 | 4089828.7018 | 1496802.965 | 989670.8767 | 177498.3561 | 743.4786 | 1151.4542 |  | 24058002.0363 | ok
Transmission Demand - Not Used |  | TDEPR | DETRI | PPWDA | 0 | 0 | 0 | 0 | 0 | 0 | 0 | 0 | 0 | 0 | 0 | 0 | 0 | 0 | 0 |  | 0 | ok
Transmission Demand - Not Used |  | TDEPR | DETRP | PPSDA | 0 | 0 | 0 | 0 | 0 | 0 | 0 | 0 | 0 | 0 | 0 | 0 | 0 | 0 | 0 |  | 0 | ok
Total Transmission Plant |  |  | DETRT |  | 24058002.0363 | 10232821.7572 | 2590644.6409 | 0 | 250099.9093 | 0 | 2283902.7937 | 179608.8656 | 1765228.237 | 4089828.7018 | 1496802.965 | 989670.8767 | 177498.3561 | 743.4786 | 1151.4542 |  | 24058002.0363 | ok
Distribution Poles
Specific |  | TDEPR | DEDPS | NCPP | 0 | 0 | 0 | 0 | 0 | 0 | 0 | 0 | 0 | 0 | 0 | 0 | 0 | 0 | 0 |  | 0 | ok
Distribution Substation
General |  | TDEPR | DEDSG | NCPP | 6089358.8125 | 2888591.0531 | 731304.9234 | 0 | 70599.9164 | 0 | 644715.7326 | 50701.2215 | 498300.7242 | 1154504.8743 | 0 | 0 | 50105.4524 | 209.8742 | 325.0404 |  | 6089358.8125 | ok
Distribution Primary & Secondary Lines
Primary Specific |  | TDEPR | DEDPLS | NCPP | 0 | 0 | 0 | 0 | 0 | 0 | 0 | 0 | 0 | 0 | 0 | 0 | 0 | 0 | 0 |  | 0 | ok
Primary Demand |  | TDEPR | DEDPLD | NCPP | 6635525.2727 | 3147674.4146 | 796897.0873 | 0 | 76932.1605 | 0 | 702541.5432 | 55248.7128 | 542994.2873 | 1258054.6667 | 0 | 0 | 54599.5081 | 228.6983 | 354.1939 |  | 6635525.2727 | ok
Primary Customer |  | TDEPR | DEDPLC | Cust08 | 12304984.1701 | 9832469.7481 | 1902418.6786 | 0 | 13538.3153 | 0 | 102804.4415 | 3949.6266 | 14109.0706 | 6323.9685 | 0 | 0 | 427391.7026 | 10.1468 | 1968.4716 |  | 12304984.1701 | ok
Secondary Demand |  | TDEPR | DEDSLD | SICD | 3054705.8104 | 2544630.4547 | 458275.1776 | 0 | 32190.3758 | 0 | 0 | 0 | 0 | 0 | 0 | 0 | 19402.803 | 81.2716 | 125.7277 |  | 3054705.8104 | ok
Secondary Customer |  | TDEPR | DEDSLC | Cust07 | 4669640.5762 | 3770312.4352 | 729492.4861 | 0 | 5191.3385 | 0 | 0 | 0 | 0 | 0 | 0 | 0 | 163885.6047 | 3.8908 | 754.8208 |  | 4669640.5762 | ok
Total Distribution Primary & Secondary Lines |  |  | DEDLT |  | 26664855.8294 | 19295087.0526 | 3887083.4295 | 0 | 127852.1901 | 0 | 805345.9848 | 59198.3394 | 557103.3579 | 1264378.6352 | 0 | 0 | 665279.6184 | 324.0074 | 3203.214 |  | 26664855.8294 | ok
Distribution Line Transformers
Demand |  | TDEPR | DEDLTD | SICDT | 4741964.9861 | 3289920.6091 | 592498.195 | 0 | 41618.5308 | 0 | 465212.5463 | 0 | 327361.8389 | 0 | 0 | 0 | 25085.6392 | 105.075 | 162.5518 |  | 4741964.9861 | ok
Customer |  | TDEPR | DEDLTC | Cust09 | 4219777.0502 | 3374689.4599 | 652946.0479 | 0 | 4646.6057 | 0 | 35284.4274 | 0 | 4842.4997 | 0 | 0 | 0 | 146688.9104 | 3.4826 | 675.6166 |  | 4219777.0502 | ok
Total Line Transformers |  |  | DEDLTT |  | 8961742.0363 | 6664610.069 | 1245444.2429 | 0 | 46265.1365 | 0 | 500496.9738 | 0 | 332204.3386 | 0 | 0 | 0 | 171774.5496 | 108.5575 | 838.1684 |  | 8961742.0363 | ok
Distribution Services
Customer |  | TDEPR | DEDSC | C02 | 2825023.9614 | 1981235.0417 | 776053.0567 | 0 | 7349.5736 | 0 | 52725.9232 | 0 | 7660.3662 | 0 | 0 | 0 | 0 | 0 | 0 |  | 2825023.9614 | ok
Distribution Meters
Customer |  | TDEPR | DEDMC | C03 | 2410406.2593 | 1497977.2598 | 558292.7068 | 0 | 11842.2836 | 0 | 151325.0132 | 33363.9815 | 28063.6516 | 74130.6145 | 50557.9332 | 2139.8338 | 0 | 13.9127 | 2699.0686 |  | 2410406.2593 | ok
Distribution Street & Customer Lighting
Customer |  | TDEPR | DEDSCL | C04 | 3343425.5018 | 0 | 0 | 0 | 0 | 0 | 0 | 0 | 0 | 0 | 0 | 0 | 3343425.5018 | 0 | 0 |  | 3343425.5018 | ok
Customer Accounts Expense
Customer |  | TDEPR | DECAE | C05 | 0 | 0 | 0 | 0 | 0 | 0 | 0 | 0 | 0 | 0 | 0 | 0 | 0 | 0 | 0 |  | 0 | ok
Customer Service & Info.
Customer |  | TDEPR | DECSI | C05 | 0 | 0 | 0 | 0 | 0 | 0 | 0 | 0 | 0 | 0 | 0 | 0 | 0 | 0 | 0 |  | 0 | ok
Sales Expense
Customer |  | TDEPR | DESEC | C06 | 0 | 0 | 0 | 0 | 0 | 0 | 0 | 0 | 0 | 0 | 0 | 0 | 0 | 0 | 0 |  | 0 | ok
Total |  |  | DET |  | 228062836.5392 | 99370564.8365 | 26491103.0149 | 0 | 1604764.7717 | 0 | 22685401.2515 | 1706876.5426 | 16564373.858 | 37813710.4838 | 12238461.0532 | 5141547.7608 | 4428508.6562 | 1477.7583 | 16046.5516 |  | 228062836.5392 | ok
Accretion Expenses
Power Production Plant
Production Demand - Base |  | TACRT | ACPPDB | PPBDA | 0 | 0 | 0 | 0 | 0 | 0 | 0 | 0 | 0 | 0 | 0 | 0 | 0 | 0 | 0 |  | 0 | ok
Production Demand - Inter. |  | TACRT | ACPPDI | PPWDA | 0 | 0 | 0 | 0 | 0 | 0 | 0 | 0 | 0 | 0 | 0 | 0 | 0 | 0 | 0 |  | 0 | ok
Production Demand - Peak |  | TACRT | ACPPDP | PPSDA | 0 | 0 | 0 | 0 | 0 | 0 | 0 | 0 | 0 | 0 | 0 | 0 | 0 | 0 | 0 |  | 0 | ok
Production Energy - Base |  | TACRT | ACPPEB | E01 | 0 | 0 | 0 | 0 | 0 | 0 | 0 | 0 | 0 | 0 | 0 | 0 | 0 | 0 | 0 |  | 0 | ok
Production Energy - Inter. |  | TACRT | ACPPEI | E01 | 0 | 0 | 0 | 0 | 0 | 0 | 0 | 0 | 0 | 0 | 0 | 0 | 0 | 0 | 0 |  | 0 | ok
Production Energy - Peak |  | TACRT | ACPPEP | E01 | 0 | 0 | 0 | 0 | 0 | 0 | 0 | 0 | 0 | 0 | 0 | 0 | 0 | 0 | 0 |  | 0 | ok
Total Power Production Plant |  |  | ACPPT |  | 0 | 0 | 0 | 0 | 0 | 0 | 0 | 0 | 0 | 0 | 0 | 0 | 0 | 0 | 0 |  | 0 | ok
Transmission Plant
Transmission Demand |  | TACRT | ACTRB | NCPT | 0 | 0 | 0 | 0 | 0 | 0 | 0 | 0 | 0 | 0 | 0 | 0 | 0 | 0 | 0 |  | 0 | ok
Transmission Demand - Not Used |  | TACRT | ACTRI | PPWDA | 0 | 0 | 0 | 0 | 0 | 0 | 0 | 0 | 0 | 0 | 0 | 0 | 0 | 0 | 0 |  | 0 | ok
Transmission Demand - Not Used |  | TACRT | ACTRP | PPSDA | 0 | 0 | 0 | 0 | 0 | 0 | 0 | 0 | 0 | 0 | 0 | 0 | 0 | 0 | 0 |  | 0 | ok
Total Transmission Plant |  |  | ACTRT |  | 0 | 0 | 0 | 0 | 0 | 0 | 0 | 0 | 0 | 0 | 0 | 0 | 0 | 0 | 0 |  | 0 | ok
Distribution Poles
Specific |  | TACRT | ACDPS | NCPP | 0 | 0 | 0 | 0 | 0 | 0 | 0 | 0 | 0 | 0 | 0 | 0 | 0 | 0 | 0 |  | 0 | ok
Distribution Substation
General |  | TACRT | ACDSG | NCPP | 0 | 0 | 0 | 0 | 0 | 0 | 0 | 0 | 0 | 0 | 0 | 0 | 0 | 0 | 0 |  | 0 | ok
Distribution Primary & Secondary Lines
Primary Specific |  | TACRT | ACDPLS | NCPP | 0 | 0 | 0 | 0 | 0 | 0 | 0 | 0 | 0 | 0 | 0 | 0 | 0 | 0 | 0 |  | 0 | ok
Primary Demand |  | TACRT | ACDPLD | NCPP | 0 | 0 | 0 | 0 | 0 | 0 | 0 | 0 | 0 | 0 | 0 | 0 | 0 | 0 | 0 |  | 0 | ok
Primary Customer |  | TACRT | ACDPLC | Cust08 | 0 | 0 | 0 | 0 | 0 | 0 | 0 | 0 | 0 | 0 | 0 | 0 | 0 | 0 | 0 |  | 0 | ok
Secondary Demand |  | TACRT | ACDSLD | SICD | 0 | 0 | 0 | 0 | 0 | 0 | 0 | 0 | 0 | 0 | 0 | 0 | 0 | 0 | 0 |  | 0 | ok
Secondary Customer |  | TACRT | ACDSLC | Cust07 | 0 | 0 | 0 | 0 | 0 | 0 | 0 | 0 | 0 | 0 | 0 | 0 | 0 | 0 | 0 |  | 0 | ok
Total Distribution Primary & Secondary Lines |  |  | ACDLT |  | 0 | 0 | 0 | 0 | 0 | 0 | 0 | 0 | 0 | 0 | 0 | 0 | 0 | 0 | 0 |  | 0 | ok
Distribution Line Transformers
Demand |  | TACRT | ACDLTD | SICDT | 0 | 0 | 0 | 0 | 0 | 0 | 0 | 0 | 0 | 0 | 0 | 0 | 0 | 0 | 0 |  | 0 | ok
Customer |  | TACRT | ACDLTC | Cust09 | 0 | 0 | 0 | 0 | 0 | 0 | 0 | 0 | 0 | 0 | 0 | 0 | 0 | 0 | 0 |  | 0 | ok
Total Line Transformers |  |  | ACDLTT |  | 0 | 0 | 0 | 0 | 0 | 0 | 0 | 0 | 0 | 0 | 0 | 0 | 0 | 0 | 0 |  | 0 | ok
Distribution Services
Customer |  | TACRT | ACDSC | C02 | 0 | 0 | 0 | 0 | 0 | 0 | 0 | 0 | 0 | 0 | 0 | 0 | 0 | 0 | 0 |  | 0 | ok
Distribution Meters
Customer |  | TACRT | ACDMC | C03 | 0 | 0 | 0 | 0 | 0 | 0 | 0 | 0 | 0 | 0 | 0 | 0 | 0 | 0 | 0 |  | 0 | ok
Distribution Street & Customer Lighting
Customer |  | TACRT | ACDSCL | C04 | 0 | 0 | 0 | 0 | 0 | 0 | 0 | 0 | 0 | 0 | 0 | 0 | 0 | 0 | 0 |  | 0 | ok
Customer Accounts Expense
Customer |  | TACRT | ACCAE | C05 | 0 | 0 | 0 | 0 | 0 | 0 | 0 | 0 | 0 | 0 | 0 | 0 | 0 | 0 | 0 |  | 0 | ok
Customer Service & Info.
Customer |  | TACRT | ACCSI | C05 | 0 | 0 | 0 | 0 | 0 | 0 | 0 | 0 | 0 | 0 | 0 | 0 | 0 | 0 | 0 |  | 0 | ok
Sales Expense
Customer |  | TACRT | DESEC | C06 | 0 | 0 | 0 | 0 | 0 | 0 | 0 | 0 | 0 | 0 | 0 | 0 | 0 | 0 | 0 |  | 0 | ok
Total |  |  | ACT |  | 0 | 0 | 0 | 0 | 0 | 0 | 0 | 0 | 0 | 0 | 0 | 0 | 0 | 0 | 0 |  | 0 | ok
Property Taxes
Power Production Plant
Production Demand - Base |  | PTAX | PTPPDB | PPBDA | 5182784.492 | 1915524.0519 | 563166.3873 | 0 | 36778.0316 | 0 | 615247.4065 | 46665.7611 | 451004.7958 | 1053040.3571 | 360481.8172 | 139920.563 | 688.6948 | 2.6276 | 263.9981 |  | 5182784.492 | ok
Production Demand - Inter. |  | PTAX | PTPPDI | PPWDA | 5429294.7962 | 2006632.6861 | 589952.4359 | 0 | 38527.3159 | 0 | 644510.6 | 48885.3384 | 472456.0696 | 1103126.4256 | 377627.5199 | 146575.6459 | 721.4514 | 2.7525 | 276.5548 |  | 5429294.7962 | ok
Production Demand - Peak |  | PTAX | PTPPDP | PPSDA | 4462862.0148 | 1649445.3016 | 484938.913 | 0 | 31669.3238 | 0 | 529785.5399 | 40183.5833 | 388357.2961 | 906766.2021 | 310408.548 | 120484.6867 | 593.0306 | 2.2626 | 227.3271 |  | 4462862.0148 | ok
Production Energy - Base |  | PTAX | PTPPEB | E01 | 0 | 0 | 0 | 0 | 0 | 0 | 0 | 0 | 0 | 0 | 0 | 0 | 0 | 0 | 0 |  | 0 | ok
Production Energy - Inter. |  | PTAX | PTPPEI | E01 | 0 | 0 | 0 | 0 | 0 | 0 | 0 | 0 | 0 | 0 | 0 | 0 | 0 | 0 | 0 |  | 0 | ok
Production Energy - Peak |  | PTAX | PTPPEP | E01 | 0 | 0 | 0 | 0 | 0 | 0 | 0 | 0 | 0 | 0 | 0 | 0 | 0 | 0 | 0 |  | 0 | ok
Total Power Production Plant |  |  | PTPPT |  | 15074941.303 | 5571602.0396 | 1638057.7363 | 0 | 106974.6713 | 0 | 1789543.5465 | 135734.6828 | 1311818.1615 | 3062932.9848 | 1048517.8852 | 406980.8956 | 2003.1769 | 7.6427 | 767.88 |  | 15074941.303 | ok
Transmission Plant
Transmission Demand |  | PTAX | PTTRB | NCPT | 3342931.7179 | 1421881.3501 | 359977.8621 | 0 | 34752.1344 | 0 | 317355.1602 | 24957.1919 | 245283.771 | 568293.995 | 207985.2724 | 137517.744 | 24663.9303 | 103.3086 | 159.998 |  | 3342931.7179 | ok
Transmission Demand - Not Used |  | PTAX | PTTRI | PPWDA | 0 | 0 | 0 | 0 | 0 | 0 | 0 | 0 | 0 | 0 | 0 | 0 | 0 | 0 | 0 |  | 0 | ok
Transmission Demand - Not Used |  | PTAX | PTTRP | PPSDA | 0 | 0 | 0 | 0 | 0 | 0 | 0 | 0 | 0 | 0 | 0 | 0 | 0 | 0 | 0 |  | 0 | ok
Total Transmission Plant |  |  | PTTRT |  | 3342931.7179 | 1421881.3501 | 359977.8621 | 0 | 34752.1344 | 0 | 317355.1602 | 24957.1919 | 245283.771 | 568293.995 | 207985.2724 | 137517.744 | 24663.9303 | 103.3086 | 159.998 |  | 3342931.7179 | ok
Distribution Poles
Specific |  | PTAX | PTDPS | NCPP | 0 | 0 | 0 | 0 | 0 | 0 | 0 | 0 | 0 | 0 | 0 | 0 | 0 | 0 | 0 |  | 0 | ok
Distribution Substation
General |  | PTAX | PTDSG | NCPP | 784098.2675 | 371950.3662 | 94166.7163 | 0 | 9090.8212 | 0 | 83017.0309 | 6528.5593 | 64163.8548 | 148660.1955 | 0 | 0 | 6451.8449 | 27.0245 | 41.8539 |  | 784098.2675 | ok
Distribution Primary & Secondary Lines
Primary Specific |  | PTAX | PTDPLS | NCPP | 0 | 0 | 0 | 0 | 0 | 0 | 0 | 0 | 0 | 0 | 0 | 0 | 0 | 0 | 0 |  | 0 | ok
Primary Demand |  | PTAX | PTDPLD | NCPP | 854425.5694 | 405311.3195 | 102612.7126 | 0 | 9906.1947 | 0 | 90462.9903 | 7114.1185 | 69918.836 | 161993.8182 | 0 | 0 | 7030.5234 | 29.4484 | 45.6079 |  | 854425.5694 | ok
Primary Customer |  | PTAX | PTDPLC | Cust08 | 1584455.2878 | 1266081.1643 | 244965.5597 | 0 | 1743.2656 | 0 | 13237.6473 | 508.5749 | 1816.7591 | 814.3079 | 0 | 0 | 55033.2316 | 1.3066 | 253.4709 |  | 1584455.2878 | ok
Secondary Demand |  | PTAX | PTDSLD | SICD | 393340.1869 | 327660.1679 | 59009.9523 | 0 | 4145.0042 | 0 | 0 | 0 | 0 | 0 | 0 | 0 | 2498.4082 | 10.465 | 16.1894 |  | 393340.1869 | ok
Secondary Customer |  | PTAX | PTDSLC | Cust07 | 601287.7872 | 485485.5067 | 93933.3372 | 0 | 668.4644 | 0 | 0 | 0 | 0 | 0 | 0 | 0 | 21102.7832 | 0.501 | 97.1947 |  | 601287.7872 | ok
Total Distribution Primary & Secondary Lines |  |  | PTDLT |  | 3433508.8313 | 2484538.1584 | 500521.5617 | 0 | 16462.9288 | 0 | 103700.6376 | 7622.6934 | 71735.595 | 162808.1261 | 0 | 0 | 85664.9464 | 41.7209 | 412.4629 |  | 3433508.8313 | ok
Distribution Line Transformers
Demand |  | PTAX | PTDLTD | SICDT | 610600.6633 | 423627.697 | 76293.2227 | 0 | 5359.0236 | 0 | 59903.2448 | 0 | 42152.8536 | 0 | 0 | 0 | 3230.1605 | 13.53 | 20.931 |  | 610600.6633 | ok
Customer |  | PTAX | PTDLTC | Cust09 | 543360.964 | 434542.9856 | 84076.8102 | 0 | 598.3217 | 0 | 4543.4108 | 0 | 623.546 | 0 | 0 | 0 | 18888.4452 | 0.44843 | 86.996 |  | 543360.964 | ok
Total Line Transformers |  |  | PTDLTT |  | 1153961.6273 | 858170.6826 | 160370.0329 | 0 | 5957.3453 | 0 | 64446.6556 | 0 | 42776.3997 | 0 | 0 | 0 | 22118.6057 | 13.9784 | 107.927 |  | 1153961.6273 | ok
Distribution Services
Customer |  | PTAX | PTDSC | C02 | 363765.129 | 255114.3744 | 99928.7242 | 0 | 946.3702 | 0 | 6789.2706 | 0 | 986.3895 | 0 | 0 | 0 | 0 | 0 | 0 |  | 363765.129 | ok
Distribution Meters
Customer |  | PTAX | PTDMC | C03 | 310376.7458 | 192887.5289 | 71888.7419 | 0 | 1524.8755 | 0 | 19485.4145 | 4296.1239 | 3613.6252 | 9545.4527 | 6510.1087 | 275.5364 | 0 | 1.7915 | 347.5464 |  | 310376.7458 | ok
Distribution Street & Customer Lighting
Customer |  | PTAX | PTDSCL | C04 | 430517.2719 | 0 | 0 | 0 | 0 | 0 | 0 | 0 | 0 | 0 | 0 | 0 | 430517.2719 | 0 | 0 |  | 430517.2719 | ok
Customer Accounts Expense
Customer |  | PTAX | PTCAE | C05 | 0 | 0 | 0 | 0 | 0 | 0 | 0 | 0 | 0 | 0 | 0 | 0 | 0 | 0 | 0 |  | 0 | ok
Customer Service & Info.
Customer |  | PTAX | PTCSI | C05 | 0 | 0 | 0 | 0 | 0 | 0 | 0 | 0 | 0 | 0 | 0 | 0 | 0 | 0 | 0 |  | 0 | ok
Sales Expense
Customer |  | PTAX | PTSEC | C06 | 0 | 0 | 0 | 0 | 0 | 0 | 0 | 0 | 0 | 0 | 0 | 0 | 0 | 0 | 0 |  | 0 | ok
Total |  |  | PTT |  | 24894100.8937 | 11156144.5002 | 2924911.3754 | 0 | 175709.1468 | 0 | 2384337.7159 | 179139.2513 | 1740377.7968 | 3952240.7541 | 1263013.2663 | 544774.1759 | 571419.776 | 195.4666 | 1837.6683 |  | 24894100.8937 | ok
Other Taxes
Power Production Plant
Production Demand - Base |  | OTAX | OTPPDB | PPBDA | 2691267.5381 | 994675.2961 | 292435.7397 | 0 | 19097.75 | 0 | 319479.8811 | 24232.1571 | 234193.5244 | 546812.8829 | 187187.6043 | 72656.6327 | 357.619 | 1.3644 | 137.0865 |  | 2691267.5381 | ok
Production Demand - Inter. |  | OTAX | OTPPDI | PPWDA | 2819273.0881 | 1041985.33 | 306344.9469 | 0 | 20006.1019 | 0 | 334675.3967 | 25384.7183 | 245332.5399 | 572821.105 | 196090.8634 | 76112.4215 | 374.6285 | 1.4293 | 143.6068 |  | 2819273.0881 | ok
Production Demand - Peak |  | OTAX | OTPPDP | PPSDA | 2317432.9718 | 856508.4276 | 251814.5133 | 0 | 16444.9483 | 0 | 275102.0475 | 20866.1528 | 201662.5206 | 470857.0167 | 161186.0285 | 62564.1538 | 307.9434 | 1.1749 | 118.0443 |  | 2317432.9718 | ok
Production Energy - Base |  | OTAX | OTPPEB | E01 | 0 | 0 | 0 | 0 | 0 | 0 | 0 | 0 | 0 | 0 | 0 | 0 | 0 | 0 | 0 |  | 0 | ok
Production Energy - Inter. |  | OTAX | OTPPEI | E01 | 0 | 0 | 0 | 0 | 0 | 0 | 0 | 0 | 0 | 0 | 0 | 0 | 0 | 0 | 0 |  | 0 | ok
Production Energy - Peak |  | OTAX | OTPPEP | E01 | 0 | 0 | 0 | 0 | 0 | 0 | 0 | 0 | 0 | 0 | 0 | 0 | 0 | 0 | 0 |  | 0 | ok
Total Power Production Plant |  |  | OTPPT |  | 7827973.5979 | 2893169.0537 | 850595.1999 | 0 | 55548.8002 | 0 | 929257.3253 | 70483.0282 | 681188.5849 | 1590491.0046 | 544464.4962 | 211333.208 | 1040.1908 | 3.9686 | 398.7375 |  | 7827973.5979 | ok
Transmission Plant
Transmission Demand |  | OTAX | OTTRB | NCPT | 1735886.1107 | 738341.1613 | 186925.9153 | 0 | 18045.7612 | 0 | 164793.1999 | 12959.5357 | 127368.6474 | 295098.3555 | 108000.6342 | 71408.9194 | 12807.2535 | 53.6451 | 83.0823 |  | 1735886.1107 | ok
Transmission Demand - Not Used |  | OTAX | OTTRI | PPWDA | 0 | 0 | 0 | 0 | 0 | 0 | 0 | 0 | 0 | 0 | 0 | 0 | 0 | 0 | 0 |  | 0 | ok
Transmission Demand - Not Used |  | OTAX | OTTRP | PPSDA | 0 | 0 | 0 | 0 | 0 | 0 | 0 | 0 | 0 | 0 | 0 | 0 | 0 | 0 | 0 |  | 0 | ok
Total Transmission Plant |  |  | OTTRT |  | 1735886.1107 | 738341.1613 | 186925.9153 | 0 | 18045.7612 | 0 | 164793.1999 | 12959.5357 | 127368.6474 | 295098.3555 | 108000.6342 | 71408.9194 | 12807.2535 | 53.6451 | 83.0823 |  | 1735886.1107 | ok
Distribution Poles
Specific |  | OTAX | OTDPS | NCPP | 0 | 0 | 0 | 0 | 0 | 0 | 0 | 0 | 0 | 0 | 0 | 0 | 0 | 0 | 0 |  | 0 | ok
Distribution Substation
General |  | OTAX | OTDSG | NCPP | 407159.1665 | 193142.8845 | 48898.0059 | 0 | 4720.596 | 0 | 43108.3023 | 3390.0888 | 33318.4024 | 77194.8668 | 0 | 0 | 3350.2533 | 14.033 | 21.7335 |  | 407159.1665 | ok
Distribution Primary & Secondary Lines
Primary Specific |  | OTAX | OTDPLS | NCPP | 0 | 0 | 0 | 0 | 0 | 0 | 0 | 0 | 0 | 0 | 0 | 0 | 0 | 0 | 0 |  | 0 | ok
Primary Demand |  | OTAX | OTDPLD | NCPP | 443678.0657 | 210466.2462 | 53283.7633 | 0 | 5143.9955 | 0 | 46974.7699 | 3694.1525 | 36306.7949 | 84118.6248 | 0 | 0 | 3650.744 | 15.2917 | 23.6828 |  | 443678.0657 | ok
Primary Customer |  | OTAX | OTDPLC | Cust08 | 822761.0251 | 657438.7075 | 127203.4097 | 0 | 905.2265 | 0 | 6873.9209 | 264.088 | 943.3895 | 422.8461 | 0 | 0 | 28577.1384 | 0.67845 | 131.62 |  | 822761.0251 | ok
Secondary Demand |  | OTAX | OTDSLD | SICD | 204249.9892 | 170144.2873 | 30642.1325 | 0 | 2152.3788 | 0 | 0 | 0 | 0 | 0 | 0 | 0 | 1297.3499 | 5.4341 | 8.4067 |  | 204249.9892 | ok
Secondary Customer |  | OTAX | OTDSLC | Cust07 | 312231.0613 | 252098.3433 | 48776.819 | 0 | 347.1139 | 0 | 0 | 0 | 0 | 0 | 0 | 0 | 10958.0546 | 0.26016 | 50.4704 |  | 312231.0613 | ok
Total Distribution Primary & Secondary Lines |  |  | OTDLT |  | 1782920.1414 | 1290147.5844 | 259906.1245 | 0 | 8548.7147 | 0 | 53848.6908 | 3958.2405 | 37250.1844 | 84541.471 | 0 | 0 | 44483.2869 | 21.6644 | 214.1798 |  | 1782920.1414 | ok
Distribution Line Transformers
Demand |  | OTAX | OTDLTD | SICDT | 317066.964 | 219977.4023 | 39616.8264 | 0 | 2782.7833 | 0 | 31105.993 | 0 | 21888.737 | 0 | 0 | 0 | 1677.3273 | 7.0257 | 10.8689 |  | 317066.964 | ok
Customer |  | OTAX | OTDLTC | Cust09 | 282151.3659 | 225645.3906 | 43658.6144 | 0 | 310.6909 | 0 | 2359.2596 | 0 | 323.7891 | 0 | 0 | 0 | 9808.214 | 0.23286 | 45.1745 |  | 282151.3659 | ok
Total Line Transformers |  |  | OTDLTT |  | 599218.33 | 445622.7929 | 83275.4409 | 0 | 3093.4742 | 0 | 33465.2526 | 0 | 22212.5261 | 0 | 0 | 0 | 11485.5413 | 7.2586 | 56.0433 |  | 599218.33 | ok
Distribution Services
Customer |  | OTAX | OTDSC | C02 | 188892.5315 | 132473.3906 | 51890.0471 | 0 | 491.4222 | 0 | 3525.4685 | 0 | 512.2031 | 0 | 0 | 0 | 0 | 0 | 0 |  | 188892.5315 | ok
Distribution Meters
Customer |  | OTAX | OTDMC | C03 | 161169.5145 | 100160.8201 | 37329.7091 | 0 | 791.823 | 0 | 10118.2026 | 2230.8508 | 1876.4493 | 4956.6728 | 3380.508 | 143.0779 | 0 | 0.93026 | 180.4706 |  | 161169.5145 | ok
Distribution Street & Customer Lighting
Customer |  | OTAX | OTDSCL | C04 | 223554.9559 | 0 | 0 | 0 | 0 | 0 | 0 | 0 | 0 | 0 | 0 | 0 | 223554.9559 | 0 | 0 |  | 223554.9559 | ok
Customer Accounts Expense
Customer |  | OTAX | OTCAE | C05 | 0 | 0 | 0 | 0 | 0 | 0 | 0 | 0 | 0 | 0 | 0 | 0 | 0 | 0 | 0 |  | 0 | ok
Customer Service & Info.
Customer |  | OTAX | OTCSI | C05 | 0 | 0 | 0 | 0 | 0 | 0 | 0 | 0 | 0 | 0 | 0 | 0 | 0 | 0 | 0 |  | 0 | ok
Sales Expense
Customer |  | OTAX | OTSEC | C06 | 0 | 0 | 0 | 0 | 0 | 0 | 0 | 0 | 0 | 0 | 0 | 0 | 0 | 0 | 0 |  | 0 | ok
Total |  |  | OTT |  | 12926774.3484 | 5793057.6874 | 1518820.4427 | 0 | 91240.5915 | 0 | 1238116.442 | 93021.7439 | 903726.9977 | 2052282.3707 | 655845.6384 | 282885.2053 | 296721.4817 | 101.5001 | 954.2471 |  | 12926774.3484 | ok
Gain Disposition of Allowances
Power Production Plant
Production Demand - Base |  | GAIN | OTPPDB | PPBDA | 0 | 0 | 0 | 0 | 0 | 0 | 0 | 0 | 0 | 0 | 0 | 0 | 0 | 0 | 0 |  | 0 | ok
Production Demand - Inter. |  | GAIN | OTPPDI | PPWDA | 0 | 0 | 0 | 0 | 0 | 0 | 0 | 0 | 0 | 0 | 0 | 0 | 0 | 0 | 0 |  | 0 | ok
Production Demand - Peak |  | GAIN | OTPPDP | PPSDA | 0 | 0 | 0 | 0 | 0 | 0 | 0 | 0 | 0 | 0 | 0 | 0 | 0 | 0 | 0 |  | 0 | ok
Production Energy - Base |  | GAIN | OTPPEB | E01 | 0 | 0 | 0 | 0 | 0 | 0 | 0 | 0 | 0 | 0 | 0 | 0 | 0 | 0 | 0 |  | 0 | ok
Production Energy - Inter. |  | GAIN | OTPPEI | E01 | 0 | 0 | 0 | 0 | 0 | 0 | 0 | 0 | 0 | 0 | 0 | 0 | 0 | 0 | 0 |  | 0 | ok
Production Energy - Peak |  | GAIN | OTPPEP | E01 | 0 | 0 | 0 | 0 | 0 | 0 | 0 | 0 | 0 | 0 | 0 | 0 | 0 | 0 | 0 |  | 0 | ok
Total Power Production Plant |  |  | OTPPT |  | 0 | 0 | 0 | 0 | 0 | 0 | 0 | 0 | 0 | 0 | 0 | 0 | 0 | 0 | 0 |  | 0 | ok
Transmission Plant
Transmission Demand |  | GAIN | OTTRB | NCPT | 0 | 0 | 0 | 0 | 0 | 0 | 0 | 0 | 0 | 0 | 0 | 0 | 0 | 0 | 0 |  | 0 | ok
Transmission Demand - Not Used |  | GAIN | OTTRI | PPWDA | 0 | 0 | 0 | 0 | 0 | 0 | 0 | 0 | 0 | 0 | 0 | 0 | 0 | 0 | 0 |  | 0 | ok
Transmission Demand - Not Used |  | GAIN | OTTRP | PPSDA | 0 | 0 | 0 | 0 | 0 | 0 | 0 | 0 | 0 | 0 | 0 | 0 | 0 | 0 | 0 |  | 0 | ok
Total Transmission Plant |  |  | OTTRT |  | 0 | 0 | 0 | 0 | 0 | 0 | 0 | 0 | 0 | 0 | 0 | 0 | 0 | 0 | 0 |  | 0 | ok
Distribution Poles
Specific |  | GAIN | OTDPS | NCPP | 0 | 0 | 0 | 0 | 0 | 0 | 0 | 0 | 0 | 0 | 0 | 0 | 0 | 0 | 0 |  | 0 | ok
Distribution Substation
General |  | GAIN | OTDSG | NCPP | 0 | 0 | 0 | 0 | 0 | 0 | 0 | 0 | 0 | 0 | 0 | 0 | 0 | 0 | 0 |  | 0 | ok
Distribution Primary & Secondary Lines
Primary Specific |  | GAIN | OTDPLS | NCPP | 0 | 0 | 0 | 0 | 0 | 0 | 0 | 0 | 0 | 0 | 0 | 0 | 0 | 0 | 0 |  | 0 | ok
Primary Demand |  | GAIN | OTDPLD | NCPP | 0 | 0 | 0 | 0 | 0 | 0 | 0 | 0 | 0 | 0 | 0 | 0 | 0 | 0 | 0 |  | 0 | ok
Primary Customer |  | GAIN | OTDPLC | Cust08 | 0 | 0 | 0 | 0 | 0 | 0 | 0 | 0 | 0 | 0 | 0 | 0 | 0 | 0 | 0 |  | 0 | ok
Secondary Demand |  | GAIN | OTDSLD | SICD | 0 | 0 | 0 | 0 | 0 | 0 | 0 | 0 | 0 | 0 | 0 | 0 | 0 | 0 | 0 |  | 0 | ok
Secondary Customer |  | GAIN | OTDSLC | Cust07 | 0 | 0 | 0 | 0 | 0 | 0 | 0 | 0 | 0 | 0 | 0 | 0 | 0 | 0 | 0 |  | 0 | ok
Total Distribution Primary & Secondary Lines |  |  | OTDLT |  | 0 | 0 | 0 | 0 | 0 | 0 | 0 | 0 | 0 | 0 | 0 | 0 | 0 | 0 | 0 |  | 0 | ok
Distribution Line Transformers
Demand |  | GAIN | OTDLTD | SICDT | 0 | 0 | 0 | 0 | 0 | 0 | 0 | 0 | 0 | 0 | 0 | 0 | 0 | 0 | 0 |  | 0 | ok
Customer |  | GAIN | OTDLTC | Cust09 | 0 | 0 | 0 | 0 | 0 | 0 | 0 | 0 | 0 | 0 | 0 | 0 | 0 | 0 | 0 |  | 0 | ok
Total Line Transformers |  |  | OTDLTT |  | 0 | 0 | 0 | 0 | 0 | 0 | 0 | 0 | 0 | 0 | 0 | 0 | 0 | 0 | 0 |  | 0 | ok
Distribution Services
Customer |  | GAIN | OTDSC | C02 | 0 | 0 | 0 | 0 | 0 | 0 | 0 | 0 | 0 | 0 | 0 | 0 | 0 | 0 | 0 |  | 0 | ok
Distribution Meters
Customer |  | GAIN | OTDMC | C03 | 0 | 0 | 0 | 0 | 0 | 0 | 0 | 0 | 0 | 0 | 0 | 0 | 0 | 0 | 0 |  | 0 | ok
Distribution Street & Customer Lighting
Customer |  | GAIN | OTDSCL | C04 | 0 | 0 | 0 | 0 | 0 | 0 | 0 | 0 | 0 | 0 | 0 | 0 | 0 | 0 | 0 |  | 0 | ok
Customer Accounts Expense
Customer |  | GAIN | OTCAE | C05 | 0 | 0 | 0 | 0 | 0 | 0 | 0 | 0 | 0 | 0 | 0 | 0 | 0 | 0 | 0 |  | 0 | ok
Customer Service & Info.
Customer |  | GAIN | OTCSI | C05 | 0 | 0 | 0 | 0 | 0 | 0 | 0 | 0 | 0 | 0 | 0 | 0 | 0 | 0 | 0 |  | 0 | ok
Sales Expense
Customer |  | GAIN | OTSEC | C06 | 0 | 0 | 0 | 0 | 0 | 0 | 0 | 0 | 0 | 0 | 0 | 0 | 0 | 0 | 0 |  | 0 | ok
Total |  |  | OTT |  | 0 | 0 | 0 | 0 | 0 | 0 | 0 | 0 | 0 | 0 | 0 | 0 | 0 | 0 | 0 |  | 0 | ok
Interest
Power Production Plant
Production Demand - Base |  | INTLTD | INTPPDB | PPBDA | 17924442.0936 | 6624759.3354 | 1947687.2546 | 0 | 127195.2748 | 0 | 2127807.2682 | 161391.5711 | 1559781.1097 | 3641895.7672 | 1246711.197 | 483909.3798 | 2381.822 | 9.0873 | 913.0265 |  | 17924442.0936 | ok
Production Demand - Inter. |  | INTLTD | INTPPDI | PPWDA | 18776987.6085 | 6939854.7135 | 2040325.6768 | 0 | 133245.1011 | 0 | 2229012.7916 | 169067.8859 | 1633969.4377 | 3815116.3275 | 1306008.8886 | 506925.7041 | 2495.1094 | 9.5195 | 956.453 |  | 18776987.6085 | ok
Production Demand - Peak |  | INTLTD | INTPPDP | PPSDA | 15434620.4978 | 5704537.1731 | 1677140.8263 | 0 | 109527.0238 | 0 | 1832240.9984 | 138973.2321 | 1343117.368 | 3136012.7565 | 1073534.9025 | 416691.2194 | 2050.9715 | 7.825 | 786.2012 |  | 15434620.4978 | ok
Production Energy - Base |  | INTLTD | INTPPEB | E01 | 0 | 0 | 0 | 0 | 0 | 0 | 0 | 0 | 0 | 0 | 0 | 0 | 0 | 0 | 0 |  | 0 | ok
Production Energy - Inter. |  | INTLTD | INTPPEI | E01 | 0 | 0 | 0 | 0 | 0 | 0 | 0 | 0 | 0 | 0 | 0 | 0 | 0 | 0 | 0 |  | 0 | ok
Production Energy - Peak |  | INTLTD | INTPPEP | E01 | 0 | 0 | 0 | 0 | 0 | 0 | 0 | 0 | 0 | 0 | 0 | 0 | 0 | 0 | 0 |  | 0 | ok
Total Power Production Plant |  |  | INTPPT |  | 52136050.1999 | 19269151.222 | 5665153.7576 | 0 | 369967.3996 | 0 | 6189061.0582 | 469432.6892 | 4536867.9153 | 10593024.8512 | 3626254.9881 | 1407526.3032 | 6927.9029 | 26.4319 | 2655.6806 |  | 52136050.1999 | ok
Transmission Plant
Transmission Demand |  | INTLTD | INTTRB | NCPT | 11561388.6886 | 4917516.822 | 1244968.2897 | 0 | 120188.7945 | 0 | 1097559.4683 | 86313.3981 | 848303.6015 | 1965420.87 | 719308.3134 | 475599.3312 | 85299.1651 | 357.2884 | 553.3465 |  | 11561388.6886 | ok
Transmission Demand - Not Used |  | INTLTD | INTTRI | PPWDA | 0 | 0 | 0 | 0 | 0 | 0 | 0 | 0 | 0 | 0 | 0 | 0 | 0 | 0 | 0 |  | 0 | ok
Transmission Demand - Not Used |  | INTLTD | INTTRP | PPSDA | 0 | 0 | 0 | 0 | 0 | 0 | 0 | 0 | 0 | 0 | 0 | 0 | 0 | 0 | 0 |  | 0 | ok
Total Transmission Plant |  |  | INTTRT |  | 11561388.6886 | 4917516.822 | 1244968.2897 | 0 | 120188.7945 | 0 | 1097559.4683 | 86313.3981 | 848303.6015 | 1965420.87 | 719308.3134 | 475599.3312 | 85299.1651 | 357.2884 | 553.3465 |  | 11561388.6886 | ok
Distribution Poles
Specific |  | INTLTD | INTDPS | NCPP | 0 | 0 | 0 | 0 | 0 | 0 | 0 | 0 | 0 | 0 | 0 | 0 | 0 | 0 | 0 |  | 0 | ok
Distribution Substation
General |  | INTLTD | INTDSG | NCPP | 2711770.8663 | 1286374.6913 | 325671.626 | 0 | 31440.2226 | 0 | 287110.9085 | 22578.7475 | 221907.992 | 514135.0312 | 0 | 0 | 22313.434 | 93.4632 | 144.7501 |  | 2711770.8663 | ok
Distribution Primary & Secondary Lines
Primary Specific |  | INTLTD | INTDPLS | NCPP | 0 | 0 | 0 | 0 | 0 | 0 | 0 | 0 | 0 | 0 | 0 | 0 | 0 | 0 | 0 |  | 0 | ok
Primary Demand |  | INTLTD | INTDPLD | NCPP | 2954994.8806 | 1401752.1445 | 354881.7489 | 0 | 34260.1574 | 0 | 312862.4455 | 24603.8794 | 241811.3523 | 560248.8042 | 0 | 0 | 24314.7694 | 101.8461 | 157.733 |  | 2954994.8806 | ok
Primary Customer |  | INTLTD | INTDPLC | Cust08 | 5479771.9449 | 4378688.4347 | 847203.0811 | 0 | 6029.0106 | 0 | 45781.8463 | 1758.8851 | 6283.1848 | 2816.2495 | 0 | 0 | 190330.1157 | 4.5187 | 876.6184 |  | 5479771.9449 | ok
Secondary Demand |  | INTLTD | INTDSLD | SICD | 1360350.4863 | 1133198.904 | 204083.437 | 0 | 14335.3227 | 0 | 0 | 0 | 0 | 0 | 0 | 0 | 8640.6398 | 36.1926 | 55.9903 |  | 1360350.4863 | ok
Secondary Customer |  | INTLTD | INTDSLC | Cust07 | 2079528.512 | 1679031.1975 | 324864.4942 | 0 | 2311.856 | 0 | 0 | 0 | 0 | 0 | 0 | 0 | 72983.0877 | 1.7327 | 336.1439 |  | 2079528.512 | ok
Total Distribution Primary & Secondary Lines |  |  | INTDLT |  | 11874645.8238 | 8592670.6807 | 1731032.7612 | 0 | 56936.3467 | 0 | 358644.2918 | 26362.7645 | 248094.5371 | 563065.0537 | 0 | 0 | 296268.6126 | 144.29 | 1426.4855 |  | 11874645.8238 | ok
Distribution Line Transformers
Demand |  | INTLTD | INTDLTD | SICDT | 2111736.7024 | 1465098.5654 | 263856.9007 | 0 | 18533.9578 | 0 | 207172.8516 | 0 | 145783.8707 | 0 | 0 | 0 | 11171.3741 | 46.793 | 72.3891 |  | 2111736.7024 | ok
Customer |  | INTLTD | INTDLTC | Cust09 | 1879191.0314 | 1502848.6319 | 290776.1103 | 0 | 2069.2704 | 0 | 15713.195 | 0 | 2156.5078 | 0 | 0 | 0 | 65324.8931 | 1.5509 | 300.872 |  | 1879191.0314 | ok
Total Line Transformers |  |  | INTDLTT |  | 3990927.7338 | 2967947.1972 | 554633.011 | 0 | 20603.2282 | 0 | 222886.0466 | 0 | 147940.3784 | 0 | 0 | 0 | 76496.2672 | 48.3439 | 373.2611 |  | 3990927.7338 | ok
Distribution Services
Customer |  | INTLTD | INTDSC | C02 | 1258066.3927 | 882302.3295 | 345599.288 | 0 | 3272.9817 | 0 | 23480.4068 | 0 | 3411.3868 | 0 | 0 | 0 | 0 | 0 | 0 |  | 1258066.3927 | ok
Distribution Meters
Customer |  | INTLTD | INTDMC | C03 | 1073424.9157 | 667093.4029 | 248624.1891 | 0 | 5273.7178 | 0 | 67389.4863 | 14857.9638 | 12497.5708 | 33012.5465 | 22514.937 | 952.931 | 0 | 6.1957 | 1201.9747 |  | 1073424.9157 | ok
Distribution Street & Customer Lighting
Customer |  | INTLTD | INTDSCL | C04 | 1488925.8703 | 0 | 0 | 0 | 0 | 0 | 0 | 0 | 0 | 0 | 0 | 0 | 1488925.8703 | 0 | 0 |  | 1488925.8703 | ok
Customer Accounts Expense
Customer |  | INTLTD | INTCAE | C05 | 0 | 0 | 0 | 0 | 0 | 0 | 0 | 0 | 0 | 0 | 0 | 0 | 0 | 0 | 0 |  | 0 | ok
Customer Service & Info.
Customer |  | INTLTD | INTCSI | C05 | 0 | 0 | 0 | 0 | 0 | 0 | 0 | 0 | 0 | 0 | 0 | 0 | 0 | 0 | 0 |  | 0 | ok
Sales Expense
Customer |  | INTLTD | INTSEC | C06 | 0 | 0 | 0 | 0 | 0 | 0 | 0 | 0 | 0 | 0 | 0 | 0 | 0 | 0 | 0 |  | 0 | ok
Total |  |  | INTT |  | 86095200.4911 | 38583056.3455 | 10115682.9227 | 0 | 607682.691 | 0 | 8246131.6666 | 619545.5632 | 6019023.3819 | 13668658.3525 | 4368078.2386 | 1884078.5655 | 1976231.2521 | 676.0131 | 6355.4986 |  | 86095200.4911 | ok
Cost of Service Summary -- Unadjusted
Operating Revenues
Sales |  |  | REVUC | R01 | 1464489053 | 554543189 | 198233994 | 0 | 12037991 | 0 | 174459441 | 13950651 | 116879945 | 251561897 | 86711460 | 29892107 | 26032396 | 29470 | 156512 |  | 1464489053 | ok
Intercompany Sales |  |  | SFRS | E01 | 8422903.24 | 2827720.4872 | 843634.6513 | 0 | 70489.5767 | 0 | 996388.2223 | 76890.8774 | 775691.6578 | 1864603.7764 | 664048.1987 | 245149.5187 | 57387.7056 | 207.3552 | 691.2126 |  | 8422903.24 | ok
Off-System Sales |  |  |  | OSSALL | 0 | 0 | 0 | 0 | 0 | 0 | 0 | 0 | 0 | 0 | 0 | 0 | 0 | 0 | 0 |  | 0 | ok
Curtailable Service Rider |  |  |  | INTCRE | -17395776 | -6429367.7232 | -1890241.8844 | 0 | -123443.7589 | 0 | -2065049.4122 | -156631.4648 | -1513776.6995 | -3534481.1655 | -1209940.5162 | -469636.8864 | -2311.5722 | -8.8193 | -886.0975 |  | -17395776 | ok
LATE PAYMENT CHARGES |  |  |  | LPAY | 3857505.2962 | 3012898.2127 | 568302.0302 | 0 | 3750.3524 | 0 | 98651.3328 | 5534.7422 | 41764.0104 | 107885.4887 | 18685.9628 | 0 | 33.1641 | 0 | 0 |  | 3857505.2962 | ok
RECONNECT CHARGES |  |  |  | MISCSERV |  | 0 | 0 | 0 | 0 | 0 | 0 | 0 | 0 | 0 | 0 | 0 | 0 | 0 | 0 |  | 0 | ok
OTHER SERVICE CHARGES |  |  |  | MISCSERV | 2108281.5868 | 1967237.1981 | 136875.4987 | 0 | 852.8563 | 0 | 1335.3264 | 51.1553 | 981.8797 | 439.1261 | 47.6448 | 0 | 460.9013 | 0 | 0 |  | 2108281.5868 | ok
RENT FROM ELEC PROPERTY |  |  |  | RBT | 3142644.6954 | 1415594.2115 | 370401.91 | 0 | 22318.9705 | 0 | 298159.0375 | 22411.0368 | 217951.3469 | 494627.5941 | 157898.3593 | 68510.0723 | 74507.5868 | 27.2518 | 237.318 |  | 3142644.6954 | ok
TRANSMISSION SERVICE |  |  |  | PLTRT |  | 0 | 0 | 0 | 0 | 0 | 0 | 0 | 0 | 0 | 0 | 0 | 0 | 0 | 0 |  | 0 | ok
ANCILLARY SERVICES |  |  |  | PLTRT |  | 0 | 0 | 0 | 0 | 0 | 0 | 0 | 0 | 0 | 0 | 0 | 0 | 0 | 0 |  | 0 | ok
TAX REMITTANCE COMPENSATION |  |  |  | R01 |  | 0 | 0 | 0 | 0 | 0 | 0 | 0 | 0 | 0 | 0 | 0 | 0 | 0 | 0 |  | 0 | ok
RETURN CHECK CHARGES |  |  |  | MISCSERV |  | 0 | 0 | 0 | 0 | 0 | 0 | 0 | 0 | 0 | 0 | 0 | 0 | 0 | 0 |  | 0 | ok
OTHER MISC REVENUES |  |  |  | MISCSERV | 22338060.1225 | 20843640.1866 | 1450248.9322 | 0 | 9036.3426 | 0 | 14148.3009 | 542.0103 | 10403.3957 | 4652.7115 | 504.815 | 0 | 4883.4277 | 0 | 0 |  | 22338060.1225 | ok
EXCESS FACILITIES CHARGES |  |  |  | MISCSERV |  | 0 | 0 | 0 | 0 | 0 | 0 | 0 | 0 | 0 | 0 | 0 | 0 | 0 | 0 |  | 0 | ok
FORFEITED REFUNDABLE ADVANCES |  |  |  | R01 | 0 | 0 | 0 | 0 | 0 | 0 | 0 | 0 | 0 | 0 | 0 | 0 | 0 | 0 | 0 |  | 0 | ok
Unbilled Revenue |  |  | UNBREV | R01 | 0 | 0 | 0 | 0 | 0 | 0 | 0 | 0 | 0 | 0 | 0 | 0 | 0 | 0 | 0 |  | 0 | ok
Total Operating Revenues |  |  | TOR |  | 1486962671.9409 | 578180911.573 | 199713215.1381 | 0 | 12020995.3396 | 0 | 173803073.8077 | 13899449.3571 | 116412960.591 | 250499624.5314 | 86342704.4643 | 29736129.7046 | 26167357.2132 | 29695.7878 | 156554.4331 |  | 1486962671.9409 | ok
Operating Expenses
Operation and Maintenance Expenses |  |  |  |  | 933774238.5775 | 366207209.6363 | 107888071.2131 | 0 | 7554632.7227 | 0 | 98429159.2523 | 7589257.2592 | 75186180.4457 | 176498040.7465 | 61153720.5913 | 23421412.0004 | 9739692.5511 | 18262.8473 | 88599.3114 |  | 933774238.5775 | ok
Depreciation and Amortization Expenses |  |  |  |  | 228062836.5392 | 99370564.8365 | 26491103.0149 | 0 | 1604764.7717 | 0 | 22685401.2515 | 1706876.5426 | 16564373.858 | 37813710.4838 | 12238461.0532 | 5141547.7608 | 4428508.6562 | 1477.7583 | 16046.5516 |  | 228062836.5392 | ok
Regulatory Credits and Accretion Expenses |  |  |  |  | 0 | 0 | 0 | 0 | 0 | 0 | 0 | 0 | 0 | 0 | 0 | 0 | 0 | 0 | 0 |  | 0 | ok
Property Taxes |  |  |  | NPT | 24894100.8937 | 11156144.5002 | 2924911.3754 | 0 | 175709.1468 | 0 | 2384337.7159 | 179139.2513 | 1740377.7968 | 3952240.7541 | 1263013.2663 | 544774.1759 | 571419.776 | 195.4666 | 1837.6683 |  | 24894100.8937 | ok
Other Taxes |  |  |  |  | 12926774.3484 | 5793057.6874 | 1518820.4427 | 0 | 91240.5915 | 0 | 1238116.442 | 93021.7439 | 903726.9977 | 2052282.3707 | 655845.6384 | 282885.2053 | 296721.4817 | 101.5001 | 954.2471 |  | 12926774.3484 | ok
Gain Disposition of Allowances |  |  |  |  | 0 | 0 | 0 | 0 | 0 | 0 | 0 | 0 | 0 | 0 | 0 | 0 | 0 | 0 | 0 |  | 0 | ok
State and Federal Income Taxes |  |  |  | TAXINC | 84161734.36 | 23871554.8629 | 21237964.1715 | 0 | 831106.076 | 0 | 17074121.9128 | 1552488.4148 | 6692163.4077 | 6907750.1838 | 2787238.5191 | -643550.8166 | 3829254.4634 | 3757.0674 | 17886.0973 |  | 84161734.36 | ok
Specific Assignment of Curtailable Service Rider Avoided Cost | [5 empty] | 0 | 0 | 0 | 0 | 0 | 0 | 0 | 0 | 0 | 0 | 0 | 0 | 0 | 0 |  | 0 | ok
Allocation of Curtailable Service Rider Credits |  |  |  | INTCRE |  | 0 | 0 | 0 | 0 | 0 | 0 | 0 | 0 | 0 | 0 | 0 | 0 | 0 | 0 |  | 0 | ok
Total Operating Expenses |  |  | TOE |  | 1283819684.7188 | 506398531.5233 | 160060870.2176 | 0 | 10257453.3087 | 0 | 141811136.5745 | 11120783.2119 | 101086822.5059 | 227224024.5389 | 78098279.0683 | 28747068.326 | 18865596.9285 | 23794.6397 | 125323.8757 |  | 1283819684.7188 | ok
Net Operating Income (Unadjusted) |  |  | TOM |  | 203142987.2221 | 71782380.0497 | 39652344.9205 | 0 | 1763542.031 | 0 | 31991937.2332 | 2778666.1453 | 15326138.0851 | 23275599.9924 | 8244425.396 | 989061.3786 | 7301760.2847 | 5901.1481 | 31230.5574 |  | 203142987.2221 | ok
Net Cost Rate Base |  |  |  |  | 3639079759.361 | 1639211791.9094 | 428913295.7317 | 0 | 25844637.7462 | 0 | 345258412.5037 | 25951247.4837 | 252380530.3748 | 572762574.3255 | 182841135.0902 | 79332422.6948 | 86277348.3139 | 31556.712 | 274806.4752 |  | 3639079759.361 | ok
Taxable Income Unadjusted
Total Operating Revenue |  |  |  |  | 1486962671.9409 | 578180911.573 | 199713215.1381 | 0 | 12020995.3396 | 0 | 173803073.8077 | 13899449.3571 | 116412960.591 | 250499624.5314 | 86342704.4643 | 29736129.7046 | 26167357.2132 | 29695.7878 | 156554.4331 |  | 1486962671.9409 | ok
Operating Expenses |  |  |  |  | 1199657950.3588 | 482526976.6604 | 138822906.0462 | 0 | 9426347.2327 | 0 | 124737014.6617 | 9568294.797 | 94394659.0982 | 220316274.3551 | 75311040.5492 | 29390619.1425 | 15036342.4651 | 20037.5723 | 107437.7784 |  | 1199657950.3588 | ok
Interest Expense |  |  | INTEXP |  | 86095200.4911 | 38583056.3455 | 10115682.9227 | 0 | 607682.691 | 0 | 8246131.6666 | 619545.5632 | 6019023.3819 | 13668658.3525 | 4368078.2386 | 1884078.5655 | 1976231.2521 | 676.0131 | 6355.4986 |  | 86095200.4911 | ok
Taxable Income |  |  | TAXINC |  | 201209521.091 | 57070878.5671 | 50774626.1693 | 0 | 1986965.416 | 0 | 40819927.4794 | 3711608.997 | 15999278.1108 | 16514691.8237 | 6663585.6765 | -1538568.0034 | 9154783.496 | 8982.2023 | 42761.1561 |  | 201209521.091 | ok
Cost of Service Summary -- Pro-Forma
Operating Revenues
Total Operating Revenue -- Actual |  |  |  |  | 1486962671.9409 | 578180911.573 | 199713215.1381 | 0 | 12020995.3396 | 0 | 173803073.8077 | 13899449.3571 | 116412960.591 | 250499624.5314 | 86342704.4643 | 29736129.7046 | 26167357.2132 | 29695.7878 | 156554.4331 |  | 1486962671.9409 | ok
Pro-Forma Adjustments:
| Adj to reflect Additional Redundant Capacity Revenue | [19 empty] | 0 | ok
| Adj to reflect Revenue due to Metering changes | [19 empty] | 0 | ok
| Adj to reflect Lost Lighting Revenue | [19 empty] | 0 | ok
| Adj to reflect new Standby Service Customer | [19 empty] | 0 | ok
| Adj to eliminate Off System ECR revenues |  |  | ECRREV | -1635232 | -609965.4339 | -368765.5617 | 0 | -23372.7849 | 0 | -168729.6856 | -13653.2491 | -105681.7989 | -210278.7148 | -68614.1317 | -23718.8643 | -42193.7332 | -65.9347 | -192.1071 |  | -1635232 | ok
| Remove off-system ECR revenues |  |  | OSSALL | 0 | 0 | 0 | 0 | 0 | 0 | 0 | 0 | 0 | 0 | 0 | 0 | 0 | 0 | 0 |  | 0 | ok
| To adjust Off-system sales margins |  |  | OSSALL | 0 | 0 | 0 | 0 | 0 | 0 | 0 | 0 | 0 | 0 | 0 | 0 | 0 | 0 | 0 |  | 0 | ok
| Eliminate brokered sales revenues |  |  | Energy | 0 | 0 | 0 | 0 | 0 | 0 | 0 | 0 | 0 | 0 | 0 | 0 | 0 | 0 | 0 |  | 0 | ok
| Eliminate DSM revenues |  | DSMREV | DSM01 | 0 | 0 | 0 | 0 | 0 | 0 | 0 | 0 | 0 | 0 | 0 | 0 | 0 | 0 | 0 |  | 0 | ok
| Year end adjustment |  | YREND | YRE01 | 0 | 0 | 0 | 0 | 0 | 0 | 0 | 0 | 0 | 0 | 0 | 0 | 0 | 0 | 0 |  | 0 | ok
| Remove Out of Period Items |  |  | RBT | 0 | 0 | 0 | 0 | 0 | 0 | 0 | 0 | 0 | 0 | 0 | 0 | 0 | 0 | 0 |  | 0 | ok
Total Pro-Forma Operating Revenue |  |  |  |  | 1485327439.9409 | 577570946.1391 | 199344449.5764 | 0 | 11997622.5547 | 0 | 173634344.1221 | 13885796.1081 | 116307278.7921 | 250289345.8165 | 86274090.3326 | 29712410.8402 | 26125163.48 | 29629.853 | 156362.326 | 0 | 1485327439.9409 | ok
Operating Expenses
Operation and Maintenance Expenses |  |  |  |  | 933774238.5775 | 366207209.6363 | 107888071.2131 | 0 | 7554632.7227 | 0 | 98429159.2523 | 7589257.2592 | 75186180.4457 | 176498040.7465 | 61153720.5913 | 23421412.0004 | 9739692.5511 | 18262.8473 | 88599.3114 |  | 933774238.5775 | ok
Depreciation and Amortization Expenses |  |  |  |  | 228062836.5392 | 99370564.8365 | 26491103.0149 | 0 | 1604764.7717 | 0 | 22685401.2515 | 1706876.5426 | 16564373.858 | 37813710.4838 | 12238461.0532 | 5141547.7608 | 4428508.6562 | 1477.7583 | 16046.5516 |  | 228062836.5392 | ok
Regulatory Credits and Accretion Expenses |  |  |  |  | 0 | 0 | 0 | 0 | 0 | 0 | 0 | 0 | 0 | 0 | 0 | 0 | 0 | 0 | 0 |  | 0 | ok
Property Taxes |  |  |  | NPT | 24894100.8937 | 11156144.5002 | 2924911.3754 | 0 | 175709.1468 | 0 | 2384337.7159 | 179139.2513 | 1740377.7968 | 3952240.7541 | 1263013.2663 | 544774.1759 | 571419.776 | 195.4666 | 1837.6683 |  | 24894100.8937 | ok
Other Taxes |  |  |  |  | 12926774.3484 | 5793057.6874 | 1518820.4427 | 0 | 91240.5915 | 0 | 1238116.442 | 93021.7439 | 903726.9977 | 2052282.3707 | 655845.6384 | 282885.2053 | 296721.4817 | 101.5001 | 954.2471 |  | 12926774.3484 | ok
Gain Disposition of Allowances |  |  |  |  | 0 | 0 | 0 | 0 | 0 | 0 | 0 | 0 | 0 | 0 | 0 | 0 | 0 | 0 | 0 |  | 0 | ok
State and Federal Income Taxes |  |  |  | TAXINC | 84161734.36 | 23871554.8629 | 21237964.1715 | 0 | 831106.076 | 0 | 17074121.9128 | 1552488.4148 | 6692163.4077 | 6907750.1838 | 2787238.5191 | -643550.8166 | 3829254.4634 | 3757.0674 | 17886.0973 |  | 84161734.36 | ok
Specific Assignment of Curtailable Service Rider Credit |  |  |  |  | 0 | 0 | 0 | 0 | 0 | 0 | 0 | 0 | 0 | 0 | 0 | 0 | 0 | 0 | 0 |  | 0 | ok
Allocation of Curtailable Service Rider Credits |  |  |  | INTCRE | 0 | 0 | 0 | 0 | 0 | 0 | 0 | 0 | 0 | 0 | 0 | 0 | 0 | 0 | 0 |  | 0 | ok
Adjustments to Operating Expenses:
| Adj for Cane Run 7 Depreciation |  |  | DEPPT |  | 0 | 0 | 0 | 0 | 0 | 0 | 0 | 0 | 0 | 0 | 0 | 0 | 0 | 0 |  | 0 | ok
| Adj for Lighting Sale Depreciation Reduction |  |  | C04 |  | 0 | 0 | 0 | 0 | 0 | 0 | 0 | 0 | 0 | 0 | 0 | 0 | 0 | 0 |  | 0 | ok
| Adj for Lighting Sale Tax Reduction |  |  | C04 |  | 0 | 0 | 0 | 0 | 0 | 0 | 0 | 0 | 0 | 0 | 0 | 0 | 0 | 0 |  | 0 | ok
| Adj for Lighting Sale Maintenance Reduction |  |  | C04 |  | 0 | 0 | 0 | 0 | 0 | 0 | 0 | 0 | 0 | 0 | 0 | 0 | 0 | 0 |  | 0 | ok
| Year end adjustment |  |  | YREND | 0 | 0 | 0 | 0 | 0 | 0 | 0 | 0 | 0 | 0 | 0 | 0 | 0 | 0 | 0 |  | 0 | ok
| Annualized depreciation expenses under current rates |  |  | DET | 0 | 0 | 0 | 0 | 0 | 0 | 0 | 0 | 0 | 0 | 0 | 0 | 0 | 0 | 0 |  | 0 | ok
| Labor adjustment |  |  | LBT | 0 | 0 | 0 | 0 | 0 | 0 | 0 | 0 | 0 | 0 | 0 | 0 | 0 | 0 | 0 |  | 0 | ok
| Pension & post retirement expense adjustment |  |  | LBT | 0 | 0 | 0 | 0 | 0 | 0 | 0 | 0 | 0 | 0 | 0 | 0 | 0 | 0 | 0 |  | 0 | ok
| Property insurance expense adjustment |  |  | UPT | 0 | 0 | 0 | 0 | 0 | 0 | 0 | 0 | 0 | 0 | 0 | 0 | 0 | 0 | 0 |  | 0 | ok
| Remove out of period items |  |  | RBT | 0 | 0 | 0 | 0 | 0 | 0 | 0 | 0 | 0 | 0 | 0 | 0 | 0 | 0 | 0 |  | 0 | ok
| Eliminate advertising expenses |  |  | REVUC | -838116 | -317360.8696 | -113447.8143 | 0 | -6889.2511 | 0 | -99841.8176 | -7983.852 | -66889.5078 | -143966.9695 | -49624.3122 | -17107.0266 | -14898.1432 | -16.8655 | -89.5706 |  | -838116 | ok
| Adjustment for transfer of ITO functions |  |  | PLTRT | 0 | 0 | 0 | 0 | 0 | 0 | 0 | 0 | 0 | 0 | 0 | 0 | 0 | 0 | 0 |  | 0 | ok
| Amortization of rate case expenses |  |  | OMT | 0 | 0 | 0 | 0 | 0 | 0 | 0 | 0 | 0 | 0 | 0 | 0 | 0 | 0 | 0 |  | 0 | ok
| Adjustment for injuries and damages FERC account 925 |  |  | UPT | 0 | 0 | 0 | 0 | 0 | 0 | 0 | 0 | 0 | 0 | 0 | 0 | 0 | 0 | 0 |  | 0 | ok
| MISO exit fee regulatory asset amortization |  |  | PLTRT | 0 | 0 | 0 | 0 | 0 | 0 | 0 | 0 | 0 | 0 | 0 | 0 | 0 | 0 | 0 |  | 0 | ok
| General Management Audit regulatory asset amortization |  |  | OMT | 0 | 0 | 0 | 0 | 0 | 0 | 0 | 0 | 0 | 0 | 0 | 0 | 0 | 0 | 0 |  | 0 | ok
| Federal & State Income Tax Interest Adjustment |  |  | TAXINC |  | 0 | 0 | 0 | 0 | 0 | 0 | 0 | 0 | 0 | 0 | 0 | 0 | 0 | 0 |  | 0 | ok
| Adjustment for tax basis depreciation reduction |  |  | TAXINC | 0 | 0 | 0 | 0 | 0 | 0 | 0 | 0 | 0 | 0 | 0 | 0 | 0 | 0 | 0 |  | 0 | ok
| Federal & State Income Tax Adjustment |  |  | TAXINC | -164668 | -46706.276 | -41553.4816 | 0 | -1626.114 | 0 | -33406.6489 | -3037.5463 | -13093.6603 | -13515.4701 | -5453.4165 | 1259.1497 | -7492.1896 | -7.351 | -34.9953 |  | -164668 | ok
Total Expense Adjustments |  |  |  |  | -1002784 | -364067.1456 | -155001.2959 | 0 | -8515.3651 | 0 | -133248.4664 | -11021.3982 | -79983.1682 | -157482.4397 | -55077.7287 | -15847.8768 | -22390.3328 | -24.2164 | -124.566 |  | -1002784 | ok
Total Operating Expenses |  |  | TOE |  | 1282816900.7188 | 506034464.3776 | 159905868.9217 | 0 | 10248937.9435 | 0 | 141677888.1081 | 11109761.8136 | 101006839.3377 | 227066542.0993 | 78043201.3396 | 28731220.4491 | 18843206.5956 | 23770.4233 | 125199.3097 |  | 1282816900.7188 | ok
Net Operating Income (Adjusted) |  |  |  |  | 202510539.2221 | 71536481.7614 | 39438580.6547 | 0 | 1748684.6112 | 0 | 31956456.0141 | 2776034.2945 | 15300439.4544 | 23222803.7173 | 8230888.993 | 981190.3911 | 7281956.8844 | 5859.4298 | 31163.0163 |  | 202510539.2221 | ok
Net Cost Rate Base |  |  |  |  | 3639079759.361 | 1639211791.9094 | 428913295.7317 | 0 | 25844637.7462 | 0 | 345258412.5037 | 25951247.4837 | 252380530.3748 | 572762574.3255 | 182841135.0902 | 79332422.6948 | 86277348.3139 | 31556.712 | 274806.4752 |  | 3639079759.361 | ok
Not Used |  |  |  | PLPPT | 0 | 0 | 0 | 0 | 0 | 0 | 0 | 0 | 0 | 0 | 0 | 0 | 0 | 0 | 0 |  | 0 | ok
Not Used |  |  |  | DET | 0 | 0 | 0 | 0 | 0 | 0 | 0 | 0 | 0 | 0 | 0 | 0 | 0 | 0 | 0 |  | 0 | ok
Not Used |  |  |  | OMLF | 0 | 0 | 0 | 0 | 0 | 0 | 0 | 0 | 0 | 0 | 0 | 0 | 0 | 0 | 0 |  | 0 | ok
Adjusted Net Cost Rate Base |  |  |  |  | 3639079759.361 | 1639211791.9094 | 428913295.7317 | 0 | 25844637.7462 | 0 | 345258412.5037 | 25951247.4837 | 252380530.3748 | 572762574.3255 | 182841135.0902 | 79332422.6948 | 86277348.3139 | 31556.712 | 274806.4752 | 0 | 3639079759.361 | ok
Rate of Return |  |  |  |  | 5.565% | 4.364% | 9.195% | #DIV/0! | 6.766% | #DIV/0! | 9.256% | 10.7% | 6.062% | 4.055% | 4.502% | 1.237% | 8.44% | 18.57% | 11.34% |  | 5.565%
Taxable Income Pro-Forma
Total Operating Revenue |  |  |  |  | 1485327439.9409 | 577570946.1391 | 199344449.5764 | 0 | 11997622.5547 | 0 | 173634344.1221 | 13885796.1081 | 116307278.7921 | 250289345.8165 | 86274090.3326 | 29712410.8402 | 26125163.48 | 29629.853 | 156362.326 |  | 1485327439.9409 | ok
Operating Expenses |  |  |  |  | 1198655166.3588 | 482162909.5147 | 138667904.7502 | 0 | 9417831.8675 | 0 | 124603766.1953 | 9557273.3988 | 94314675.9301 | 220158791.9154 | 75255962.8205 | 29374771.2657 | 15013952.1322 | 20013.3559 | 107313.2125 |  | 1198655166.3588 | ok
Interest Expense |  |  | INTEXP |  | 86095200.4911 | 38583056.3455 | 10115682.9227 | 0 | 607682.691 | 0 | 8246131.6666 | 619545.5632 | 6019023.3819 | 13668658.3525 | 4368078.2386 | 1884078.5655 | 1976231.2521 | 676.0131 | 6355.4986 |  | 86095200.4911 | ok
Interest Syncronization Adjustment |  |  |  | INTEXP | 7411055.126 | 3321220.6473 | 870755.6676 | 0 | 52309.1868 | 0 | 709825.1239 | 53330.3401 | 518116.1532 | 1176594.9782 | 376003.1737 | 162181.0511 | 170113.5332 | 58.1911 | 547.0799 |  | 7411055.126 | ok
Taxable Income |  |  | TXINCPF |  | 193166017.965 | 53503759.6315 | 49690106.236 | 0 | 1919798.8094 | 0 | 40074621.1363 | 3655646.8061 | 15455463.3269 | 15285300.5703 | 6274046.0999 | -1708620.042 | 8964866.5624 | 8882.293 | 42146.5352 |  | 193166017.965 | ok
Cost of Service Summary -- Adjusted for Proposed Increase
Operating Revenue
Total Operating Revenue |  |  |  |  | 1485327439.9409 | 577570946.1391 | 199344449.5764 | 0 | 11997622.5547 | 0 | 173634344.1221 | 13885796.1081 | 116307278.7921 | 250289345.8165 | 86274090.3326 | 29712410.8402 | 26125163.48 | 29629.853 | 156362.326 | 0 | 1485327439.94 | ok
Proposed Increase |  |  |  |  | 94389823 | 37000062 | 12094455 |  | 777151 |  | 9478307 | 705851 | 6865949 | 17335551 | 6022823 | 2235015 | 1866484 | 0 | 8175 |  | 94389823 | ok
Proposed Reduction to CSR Credit |  |  |  | INTCRE | 8688375 | 3211167.9175 | 944087.2504 | 0 | 61654.3734 | 0 | 1031395.4196 | 78230.0774 | 756060.5305 | 1765307.7273 | 604308.5938 | 234561.619 | 1154.522 | 4.4048 | 442.5642 |  | 8688375 | ok
Increase in Miscellaneous Charges |  |  |  | MISCSERV | 19720 | 18400.7287 | 1280.2772 | 0 | 7.9773 | 0 | 12.4901 | 0.47849 | 9.1841 | 4.1074 | 0.44565 | 0 | 4.3111 | 0 | 0 |  | 19720 | ok
[6 empty] | 0 | 0 | 0 | 0 | 0 | 0 | 0 | 0 | 0 | 0 | 0 | 0 | 0 | 0 | 0 | 0 | ok
Total Pro-Forma Operating Revenue |  |  |  |  | 1588425357.9409 | 617800576.7853 | 212384272.104 | 0 | 12836435.9053 | 0 | 184144059.0318 | 14669877.6639 | 123929297.5067 | 269390208.6513 | 92901222.372 | 32181987.4593 | 27992806.3131 | 29634.2579 | 164979.8902 |  | 1588425357.94 | ok
Operating Expenses
Total Operating Expenses |  |  |  |  | 1283819684.7188 | 506398531.5233 | 160060870.2176 | 0 | 10257453.3087 | 0 | 141811136.5745 | 11120783.2119 | 101086822.5059 | 227224024.5389 | 78098279.0683 | 28747068.326 | 18865596.9285 | 23794.6397 | 125323.8757 | 0 | 1283819684.7188 | ok
Pro-Forma Adjustments |  |  |  |  | -1002784 | -364067.1456 | -155001.2959 | 0 | -8515.3651 | 0 | -133248.4664 | -11021.3982 | -79983.1682 | -157482.4397 | -55077.7287 | -15847.8768 | -22390.3328 | -24.2164 | -124.566 | 0 | -1002784 | ok
Increase in Uncollectible Expense |  |  |  | Cust01 | 362905 | 226690.2205 | 43860.7716 | 0 | 312.1295 | 0 | 2370.1839 | 91.0597 | 325.2884 | 145.8008 | 15.7907 | 0.52636 | 88682.6704 | 2.1054 | 408.4527 |  | 362905 | ok
Increase in PSC Fees |  |  |  | R01 | 200113 | 75774.7564 | 27087.399 | 0 | 1644.914 | 0 | 23838.7594 | 1906.2666 | 15970.892 | 34374.3135 | 11848.5627 | 4084.564 | 3557.1593 | 4.0269 | 21.3864 |  | 200113 | ok
Incremental Income Taxes |  |  |  | 0.38557 | 39751941.6897 | 15511524.9917 | 5027824.7594 | 0 | 323425.1482 | 0 | 4052279.4482 | 302321.9566 | 2938857.0534 | 7364808.1393 | 2555253.9907 | 952206.0936 | 720115.6962 | 1.6984 | 3322.7141 | 0 | 39751941.69 | ok
Total Pro-Forma Operating Expenses |  |  |  |  | 1323131860.4085 | 521848454.3462 | 165004641.8516 | 0 | 10574320.1351 | 0 | 145756376.4995 | 11414081.0965 | 103961992.5714 | 234465870.3529 | 80610319.6837 | 29687511.6331 | 19655562.1215 | 23778.254 | 128951.8629 |  | 1323131860.41 | ok
Net Operating Income |  |  |  |  | 265293497.5324 | 95952122.4391 | 47379630.2524 | 0 | 2262115.7702 | 0 | 38387682.5323 | 3255796.5674 | 19967304.9353 | 34924338.2984 | 12290902.6884 | 2494475.8262 | 8337244.1916 | 5856.0039 | 36028.0273 |  | 265293497.53 | ok
Net Cost Rate Base |  |  |  |  | 3639079759.361 | 1639211791.9094 | 428913295.7317 | 0 | 25844637.7462 | 0 | 345258412.5037 | 25951247.4837 | 252380530.3748 | 572762574.3255 | 182841135.0902 | 79332422.6948 | 86277348.3139 | 31556.712 | 274806.4752 | 0 | 3639079759.361 | ok
Rate of Return |  |  |  |  | 7.29% | 5.854% | 11.05% | #DIV/0! | 8.753% | #DIV/0! | 11.12% | 12.55% | 7.912% | 6.098% | 6.722% | 3.144% | 9.663% | 18.56% | 13.11%
Allocation Factors
Energy Allocation Factors
Energy Usage by Class |  |  | E01 | Energy | 1 | 0.33572 | 0.10016 | 0 | 0.0083688 | 0 | 0.1183 | 0.0091288 | 0.092093 | 0.22137 | 0.078838 | 0.029105 | 0.0068133 | 2.4618e-05 | 8.2063e-05 |  | 1 | ok
Customer Allocation Factors
Primary Distribution Plant -- Average Number of Customers |  |  | C08 | Cust08 | 1 | 0.79906 | 0.15461 | 0 | 0.0011002 | 0 | 0.0083547 | 0.00032098 | 0.0011466 | 0.00051394 | 0 | 0 | 0.034733 | 8.2461e-07 | 0.00015997 |  | 1 | ok
Customer Services -- Weighted cost of Services |  |  | C02 |  | 1 | 0.70132 | 0.27471 | 0 | 0.0026016 | 0 | 0.018664 | 0 | 0.0027116 | 0 | 0 | 0 | 0 | 0 | 0 |  | 1 | ok
Meter Costs -- Weighted Cost of Meters |  |  | C03 |  | 1 | 0.62146 | 0.23162 | 0 | 0.004913 | 0 | 0.06278 | 0.013842 | 0.011643 | 0.030754 | 0.020975 | 0.00088775 | 0 | 5.7719e-06 | 0.0011198 | 0 | 1 | ok
Lighting Systems -- Lighting Customers |  |  | C04 | Cust04 | 1 | 0 | 0 | 0 | 0 | 0 | 0 | 0 | 0 | 0 | 0 | 0 | 1 | 0 | 0 |  | 1 | ok
Meter Reading and Billing -- Weighted Cost |  |  | C05 | Cust05 | 1 | 0.64427 | 0.24931 | 0 | 0.0088709 | 0 | 0.033681 | 0.001294 | 0.023112 | 0.010359 | 0.00089756 | 7.4797e-05 | 0.028004 | 0 | 0.00012865 |  | 1 | ok
Marketing/Economic Development |  |  | C06 | Cust06 | 1 | 0.79902 | 0.1546 | 0 | 0.0011002 | 0 | 0.0083542 | 0.00032096 | 0.0011466 | 0.00051391 | 5.5658e-05 | 1.8553e-06 | 0.03473 | 0 | 0.00015955 |  | 1 | ok
Total billed revenue per Billing Determinants |  |  | R01 |  | 1464489053 | 554543189 | 198233994 | 0 | 12037991 | 0 | 174459441 | 13950651 | 116879945 | 251561897 | 86711460 | 29892107 | 26032396 | 29470 | 156512 |  | 1464489053 | ok
Energy (at the Meter) |  |  |  |  | 18343080486.869 | 6091971051 | 1817505618.5675 | 0 | 151861000 | 0 | 2146594132.2992 | 169814470.8208 | 1671130914.563 | 4118000917.4034 | 1497714279.3067 | 552917597.5526 | 123634652.9438 | 446721 | 1489131.4121 |  | 18343080486.869 | ok
Energy (Loss Adjusted)(at Source) |  |  | Energy |  | 19428782555.5962 | 6522592615.4736 | 1945979162.9023 | 0 | 162595558.7914 | 0 | 2298329870.339 | 177361189.431 | 1789257708.4766 | 4301008843.7029 | 1531734093.5238 | 565476838.1274 | 132373983.3227 | 478298.2505 | 1594393.2548 |  | 19428782555.5962 | ok
O&M Customer Allocators
Customers (Monthly Bills) |  |  |  |  | 8273588 | 5168140 | 999948 | 0 | 7118 | 0 | 54034 | 2070 | 7419 | 3318 | 360 | 12 | 2021809 | 48 | 9312 |  | 8273588 | ok
Average Customers (Bills/12) |  |  |  |  | 689466 | 430678 | 83329 | 0 | 593 | 0 | 4503 | 173 | 618 | 277 | 30 | 1 | 168484 | 4 | 776 |  | 689466 | ok
Average Customers (Lighting = Lights) |  |  |  |  | 689466 | 430678 | 83329 | 0 | 593 | 0 | 4503 | 173 | 618 | 277 | 30 | 1 | 168484 | 4 | 776 |  | 689466 | ok
Weighted Average Customers (Lighting =9 Lights per Cust) |  |  | Cust05 |  | 668477 | 430678 | 166658 | 0 | 5930 | 0 | 22515 | 865 | 15450 | 6925 | 600 | 50 | 18720 | 0 | 86 |  | 668477 | ok
Street Lighting |  |  | Cust04 |  | 114827799.3 | 0 | 0 | 0 | 0 | 0 | 0 | 0 | 0 | 0 | 0 | 0 | 114827799.3 | 0 | 0 |  | 114827799.3 | ok
Average Customers |  |  | Cust01 |  | 689466 | 430678 | 83329 | 0 | 593 | 0 | 4503 | 173 | 618 | 277 | 30 | 1 | 168484 | 4 | 776 |  | 689466 | ok
Average Customers (Lighting = 9 Lights per Cust) |  |  | Cust06 |  | 539008 | 430678 | 83329 | 0 | 593 | 0 | 4503 | 173 | 618 | 277 | 30 | 1 | 18720 | 0 | 86 |  | 539008 | ok
Average Secondary Customers |  |  | Cust07 |  | 533407.1111 | 430678 | 83329 | 0 | 593 | 0 | 0 | 0 | 0 | 0 | 0 | 0 | 18720.4444 | 0.44444 | 86.2222 |  | 533407.1111 | ok
Average Primary Customers |  |  | Cust08 |  | 538978.1111 | 430678 | 83329 | 0 | 593 | 0 | 4503 | 173 | 618 | 277 | 0 | 0 | 18720.4444 | 0.44444 | 86.2222 |  | 538978.1111 | ok
Average Transformer Customers |  |  | Cust09 |  | 538528.1111 | 430678 | 83329 | 0 | 593 | 0 | 4503 | 0 | 618 | 0 | 0 | 0 | 18720.4444 | 0.44444 | 86.2222 |  | 538528.1111 | ok
Plant Customer Allocators |  |  | 16: 0; 17: 0
Customers (Monthly Bills) |  |  |  |  | 8273588 | 5168140 | 999948 | 0 | 7118 | 0 | 54034 | 2070 | 7419 | 3318 | 360 | 12 | 2021809 | 48 | 9312 |  | 8273588 | ok
Average Customers (Bills/12) |  |  |  |  | 689466 | 430678 | 83329 | 0 | 593 | 0 | 4503 | 173 | 618 | 277 | 30 | 1 | 168484 | 4 | 776 |  | 689466 | ok
Average Customers (Lighting = Lights) |  |  |  |  | 689466 | 430678 | 83329 | 0 | 593 | 0 | 4503 | 173 | 618 | 277 | 30 | 1 | 168484 | 4 | 776 |  | 689466 | ok
Weighted Average Customers (Lighting =9 Lights per Cust) |  |  |  |  | 668477 | 430678 | 166658 | 0 | 5930 | 0 | 22515 | 865 | 15450 | 6925 | 600 | 50 | 18720 | 0 | 86 |  | 668477 | ok
Street Lighting |  |  |  |  | 114827799.3 | 0 | 0 | 0 | 0 | 0 | 0 | 0 | 0 | 0 | 0 | 0 | 114827799.3 | 0 | 0 |  | 114827799.3 | ok
Average Customers |  |  |  |  | 689466 | 430678 | 83329 | 0 | 593 | 0 | 4503 | 173 | 618 | 277 | 30 | 1 | 168484 | 4 | 776 |  | 689466 | ok
Average Customers (Lighting = 9 Lights per Cust) |  |  |  |  | 539008 | 430678 | 83329 | 0 | 593 | 0 | 4503 | 173 | 618 | 277 | 30 | 1 | 18720 | 0 | 86 |  | 539008 | ok
Average Secondary Customers |  |  |  |  | 533407.1111 | 430678 | 83329 | 0 | 593 | 0 | 0 | 0 | 0 | 0 | 0 | 0 | 18720.4444 | 0.44444 | 86.2222 |  | 533407.1111 | ok
Average Primary Customers |  |  |  |  | 538978.1111 | 430678 | 83329 | 0 | 593 | 0 | 4503 | 173 | 618 | 277 | 0 | 0 | 18720.4444 | 0.44444 | 86.2222 |  | 538978.1111 | ok
Average Transformer Customers |  |  |  |  | 538528.1111 | 430678 | 83329 | 0 | 593 | 0 | 4503 | 0 | 618 | 0 | 0 | 0 | 18720.4444 | 0.44444 | 86.2222 |  | 538528.1111 | ok
Demand Allocators
Maximum Class Non-Coincident Peak Demands (Transmission) |  |  | NCPT |  | 5021135.2979 | 2135687.8449 | 540692.3331 | 0 | 52198.2449 | 0 | 476672.3736 | 37486.0894 | 368420.0291 | 853586.3962 | 312397.1056 | 206553.7847 | 37045.6059 | 155.1711 | 240.3195 |  | 5021135.2979 | ok
Maximum Class Non-Coincident Peak Demands (Primary) |  |  | NCPP |  | 4502184.4076 | 2135687.8449 | 540692.3331 | 0 | 52198.2449 | 0 | 476672.3736 | 37486.0894 | 368420.0291 | 853586.3962 | 0 | 0 | 37045.6059 | 155.1711 | 240.3195 |  | 4502184.4076 | ok
Sum of the Individual Customer Demands (Transformer) |  |  | SICDT |  | 6459670.5724 | 4481644.9313 | 807121.7661 | 0 | 56694.2184 | 0 | 633728.8032 | 0 | 445943.7477 | 0 | 0 | 0 | 34172.5351 | 143.1368 | 221.4337 |  | 6459670.5724 | ok
Sum of the Individual Customer Demands (Secondary) |  |  | SICD |  | 5379998.0215 | 4481644.9313 | 807121.7661 | 0 | 56694.2184 | 0 | 0 | 0 | 0 | 0 | 0 | 0 | 34172.5351 | 143.1368 | 221.4337 |  | 5379998.0215 | ok
Summer Peak Period Demand Allocator |  |  | SCP |  | 45300.5758 | 16742.8035 | 4922.4045 | 0 | 321.4616 | 0 | 5377.6231 | 407.8861 | 3942.0464 | 9204.1903 | 3150.8225 | 1222.9878 | 6.0196 | 0.022966 | 2.3075 |  | 45300.5758 | ok
Winter Peak Period Demand Allocator |  |  | WCP |  | 45300.5758 | 16742.8035 | 4922.4045 | 0 | 321.4616 | 0 | 5377.6231 | 407.8861 | 3942.0464 | 9204.1903 | 3150.8225 | 1222.9878 | 6.0196 | 0.022966 | 2.3075 |  | 45300.5758 | ok
Base Demand Allocator |  |  | BDEM |  | 45300.58 | 16742.8035 | 4922.4045 | 0 | 321.4616 | 0 | 5377.6231 | 407.8861 | 3942.0464 | 9204.1903 | 3150.8225 | 1222.9878 | 6.0196 | 0.022966 | 2.3075 |  | 45300.58 | ok
Unadjusted Production Allocation
Production Residual Winter Demand Allocator |  |  | PPWDRA |  | 45300.5758 | 16742.8035 | 4922.4045 | 0 | 321.4616 | 0 | 5377.6231 | 407.8861 | 3942.0464 | 9204.1903 | 3150.8225 | 1222.9878 | 6.0196 | 0.022966 | 2.3075 |  | 45300.5758 | ok
Production Winter Demand Costs |  |  |  |  | 35951279.323 | 13287363.2591 | 3906500.8639 | 0 | 255117.165 | 0 | 4267769.8444 | 323705.1075 | 3128472.6221 | 7304596.2216 | 2500544.3541 | 970583.1394 | 4777.2505 | 18.2265 | 1831.2687 |  | 35951279.323 | ok
Customer Specific Assignment |  |  |  |  | 0 |  | 0 | 0 | 0 | 0 | 0 | 0 | 0 | 0 | 0 | 0 | 0 |  |  |  | 0 | ok
Production Winter Demand Residual |  |  |  | PPWDRA | 35951279.323 | 13287363.2591 | 3906500.8639 | 0 | 255117.165 | 0 | 4267769.8444 | 323705.1075 | 3128472.6221 | 7304596.2216 | 2500544.3541 | 970583.1394 | 4777.2505 | 18.2265 | 1831.2687 |  | 35951279.323 | ok
Production Winter Demand Total |  |  | PPWDT |  | 35951279.323 | 13287363.2591 | 3906500.8639 | 0 | 255117.165 | 0 | 4267769.8444 | 323705.1075 | 3128472.6221 | 7304596.2216 | 2500544.3541 | 970583.1394 | 4777.2505 | 18.2265 | 1831.2687 |  | 35951279.323 | ok
Production Winter Demand Allocator |  |  | PPWDA | PPWDT | 1 | 0.36959 | 0.10866 | 0 | 0.0070962 | 0 | 0.11871 | 0.009004 | 0.08702 | 0.20318 | 0.069554 | 0.026997 | 0.00013288 | 5.0698e-07 | 5.0938e-05 |  | 1 | ok
Production Residual Summer Demand Allocator |  |  | PPSDRA |  | 45300.5758 | 16742.8035 | 4922.4045 | 0 | 321.4616 | 0 | 5377.6231 | 407.8861 | 3942.0464 | 9204.1903 | 3150.8225 | 1222.9878 | 6.0196 | 0.022966 | 2.3075 |  | 45300.5758 | ok
Production Summer Demand Costs |  |  |  |  | 35933655.7456 | 13280849.6974 | 3904585.8689 | 0 | 254992.1048 | 0 | 4265677.7528 | 323546.4249 | 3126939.0222 | 7301015.4557 | 2499318.5692 | 970107.3526 | 4774.9086 | 18.2176 | 1830.371 |  | 35933655.7456 | ok
Customer Specific Assignment |  |  |  |  | 0 |  | 0 | 0 | 0 | 0 | 0 | 0 | 0 | 0 | 0 | 0 | 0 |  |  |  | 0 | ok
Production Summer Demand Residual |  |  |  | PPSDRA | 35933655.7456 | 13280849.6974 | 3904585.8689 | 0 | 254992.1048 | 0 | 4265677.7528 | 323546.4249 | 3126939.0222 | 7301015.4557 | 2499318.5692 | 970107.3526 | 4774.9086 | 18.2176 | 1830.371 |  | 35933655.7456 | ok
Production Summer Demand Total |  |  | PPSDT |  | 35933655.7456 | 13280849.6974 | 3904585.8689 | 0 | 254992.1048 | 0 | 4265677.7528 | 323546.4249 | 3126939.0222 | 7301015.4557 | 2499318.5692 | 970107.3526 | 4774.9086 | 18.2176 | 1830.371 |  | 35933655.7456 | ok
Production Summer Demand Allocator |  |  | PPSDA | PPSDT | 1 | 0.36959 | 0.10866 | 0 | 0.0070962 | 0 | 0.11871 | 0.009004 | 0.08702 | 0.20318 | 0.069554 | 0.026997 | 0.00013288 | 5.0698e-07 | 5.0938e-05 |  | 1 | ok
Production Residual Base Demand Allocator |  |  | PPBDRA |  | 45300.58 | 16742.8035 | 4922.4045 | 0 | 321.4616 | 0 | 5377.6231 | 407.8861 | 3942.0464 | 9204.1903 | 3150.8225 | 1222.9878 | 6.0196 | 0.022966 | 2.3075 | 0 | 45300.58 | ok
Production Base Demand Costs |  |  | 3: 37625250.1635 |  | 37625250.1635 | ok
Customer Specific Assignment |  |  | 3: 0 |  | 0 | ok
Production Base Demand Residual |  |  |  | PPBDRA | 37625250.1635 | 13906052.192 | 4088396.1583 | 0 | 266995.9828 | 0 | 4466486.6191 | 338777.5311 | 3274141.2059 | 7644714.3289 | 2616975.2132 | 1015775.6306 | 4999.6898 | 19.0752 | 1916.5366 |  | 37625250.1635 | ok
Production Base Demand Total |  |  | PPBDT |  | 37625250.1635 | 13906052.192 | 4088396.1583 | 0 | 266995.9828 | 0 | 4466486.6191 | 338777.5311 | 3274141.2059 | 7644714.3289 | 2616975.2132 | 1015775.6306 | 4999.6898 | 19.0752 | 1916.5366 |  | 37625250.1635 | ok
Production Base Demand Allocator |  |  | PPBDA | PPBDT | 1 | 0.36959 | 0.10866 | 0 | 0.0070962 | 0 | 0.11871 | 0.009004 | 0.08702 | 0.20318 | 0.069554 | 0.026997 | 0.00013288 | 5.0698e-07 | 5.0938e-05 |  | 1 | ok
Revenue Adjustment Allocators
Remove ECR Revenues |  |  | ECRREV |  | 183699328 | 68522534 | 41426529 | 0 | 2625661 | 0 | 18954821 | 1533784 | 11872123 | 23622372 | 7708001 | 2664539 | 4739976 | 7407 | 21581 |  | 183699328 | ok
Customer Account Changes Allocator |  |  | CustAcct |  | 0 | 0 | 0 | 0 | 0 | 0 | 0 | 0 | 0 | 0 | 0 | 0 | 0 | 0 | 0 | 0 | 0 | ok
Interruptible Credit Allocator |  |  | INTCRE |  | 2787666237.7916 | 1030303639.9284 | 302910515.8808 | 0 | 19781813.6392 | 0 | 330923353.2161 | 25100130.4033 | 242582118.5979 | 566399211.687 | 193892490.1541 | 75259125.6764 | 370428.5397 | 1413.2881 | 141996.7806 |  | 2787666237.7916 | ok
Year End Customers |  |  | YRE01 |  | 0 | 0 | 0 | 0 | 0 | 0 | 0 | 0 | 0 | 0 | 0 | 0 | 0 | 0 | 0 |  | 0 | ok
Remove DSM Revenues |  |  | DSM01 |  | 0 | 0 | 0 | 0 | 0 | 0 | 0 | 0 | 0 | 0 | 0 | 0 | 0 | 0 | 0 |  | 0 | ok
Base Rate Revenue |  |  |  |  | 1464489053 | 554543189 | 198233994 | 0 | 12037991 | 0 | 174459441 | 13950651 | 116879945 | 251561897 | 86711460 | 29892107 | 26032396 | 29470 | 156512 |  | 1464489053 | ok
Late Payment Revenue |  |  | LPAY |  | 3719777.1 | 2905325.83 | 548011.4 | 0 | 3616.45 | 0 | 95129.09 | 5337.13 | 40272.87 | 104033.55 | 18018.8 | 0 | 31.98 | 0 | 0 |  | 3719777.1 | ok
Misc Service Revenue Allocator |  |  | MISCSERV |  | 2232238.1 | 2082901 | 144923.1 | 0 | 903 | 0 | 1413.837 | 54.163 | 1039.6094 | 464.9446 | 50.4461 | 0 | 488 | 0 | 0 |  | 2232238.1 | ok
Franchise Fees and HEA |  |  | FFHEA |  | 0 | 0 | 0 | 0 | 0 | 0 | 0 | 0 | 0 | 0 | 0 | 0 | 0 | 0 | 0 |  | 0 | ok
FAC Roll-In |  |  | FAC01 |  | 0 | 0 | 0 | 0 | 0 | 0 | 0 | 0 | 0 | 0 | 0 | 0 | 0 | 0 | 0 |  | 0 | ok
Operation and Maintenance Less Fuel |  |  | OMLF |  | 293386691.8094 | 151217563.6491 | 43747108.2564 | 0 | 2195358.6296 | 0 | 22674447.2359 | 1743296.6764 | 16210876.6052 | 34733496.6139 | 10666592.2473 | 4782862.514 | 5376544.7217 | 2497.7708 | 36046.8891 |  | 293386691.8094 | ok
Off-System Sales Allocator
Off-System Sales |  |  |  | RBPPT | 0 | 0 | 0 | 0 | 0 | 0 | 0 | 0 | 0 | 0 | 0 | 0 | 0 | 0 | 0 |  | 0 | ok
Less: Adjustment to Reallocate Expenses
Costs allocated on Energy to be reallocated on RBPPT |  |  |  | Energy | 0 | 0 | 0 | 0 | 0 | 0 | 0 | 0 | 0 | 0 | 0 | 0 | 0 | 0 | 0 |  | 0 | ok
Costs allocated on Energy reallocated on RBPPT |  |  |  | RBPPT | 0 | 0 | 0 | 0 | 0 | 0 | 0 | 0 | 0 | 0 | 0 | 0 | 0 | 0 | 0 |  | 0 | ok
Net Adjustment |  |  |  |  | 0 | 0 | 0 | 0 | 0 | 0 | 0 | 0 | 0 | 0 | 0 | 0 | 0 | 0 | 0
Off-System Sales Allocator |  |  | OSSALL |  | 0 | 0 | 0 | 0 | 0 | 0 | 0 | 0 | 0 | 0 | 0 | 0 | 0 | 0 | 0 |  | 0 | ok

## Summary of Returns
Kentucky Utilities Company
Summary of Unadjusted Rates of Return by Class
|  | Operating | Operating
| Revenue | Expenses | Margin | Rate Base | ROR
Residential Rate RS | 578180911.573 | 506398531.5233 | 71782380.0497 | 1639211791.9094 | 4.379%
General Service | 199713215.1381 | 160060870.2176 | 39652344.9205 | 428913295.7317 | 9.245%
All Electric Schools Rate AES | 12020995.3396 | 10257453.3087 | 1763542.031 | 25844637.7462 | 6.824%
Power Service Secondary Rate PS | 173803073.8077 | 141811136.5745 | 31991937.2332 | 345258412.5037 | 9.266%
Power Service Primary Rate PS | 13899449.3571 | 11120783.2119 | 2778666.1453 | 25951247.4837 | 10.71%
Time of Day Secondary Rate TODS | 116412960.591 | 101086822.5059 | 15326138.0851 | 252380530.3748 | 6.073%
Time of Day Primary Rate TODP | 250499624.5314 | 227224024.5389 | 23275599.9924 | 572762574.3255 | 4.064%
Retail Transmission Service Rate RTS | 86342704.4643 | 78098279.0683 | 8244425.396 | 182841135.0902 | 4.509%
Fluctuating Load Service Rate FLS | 29736129.7046 | 28747068.326 | 989061.3786 | 79332422.6948 | 1.247%
Lighting | 26353607.4341 | 19014715.4438 | 7338891.9903 | 86583711.5011 | 8.476%
Lighting Rate ST & POL | 26167357.2132 | 18865596.9285 | 7301760.2847 | 86277348.3139 | 8.463%
Lighting Rate LE | 29695.7878 | 23794.6397 | 5901.1481 | 31556.712 | 18.7%
Lighting Rate TLE | 156554.4331 | 125323.8757 | 31230.5574 | 274806.4752 | 11.36%
| 1486962671.9409 | 1283819684.7188 | 203142987.2221 | 3639079759.361 | 5.582%
Kentucky Utilities Company
Summary of Adjusted Rates of Return by Class
|  | Operating | Operating
| Revenue | Expenses | Margin | Rate Base | ROR
Residential Rate RS | 577570946.1391 | 506034464.3776 | 71536481.7614 | 1639211791.9094 | 4.364%
General Service Rate GS | 199344449.5764 | 159905868.9217 | 39438580.6547 | 428913295.7317 | 9.195%
All Electric Schools Rate AES | 11997622.5547 | 10248937.9435 | 1748684.6112 | 25844637.7462 | 6.766%
Power Service Secondary Rate PS | 173634344.1221 | 141677888.1081 | 31956456.0141 | 345258412.5037 | 9.256%
Power Service Primary Rate PS | 13885796.1081 | 11109761.8136 | 2776034.2945 | 25951247.4837 | 10.7%
Time of Day Secondary Rate TODS | 116307278.7921 | 101006839.3377 | 15300439.4544 | 252380530.3748 | 6.062%
Time of Day Primary Rate TODP | 250289345.8165 | 227066542.0993 | 23222803.7173 | 572762574.3255 | 4.055%
Retail Transmission Service Rate RTS | 86274090.3326 | 78043201.3396 | 8230888.993 | 182841135.0902 | 4.502%
Fluctuating Load Service Rate FLS | 29712410.8402 | 28731220.4491 | 981190.3911 | 79332422.6948 | 1.237%
Lighting | 26311155.6591 | 18992176.3286 | 7318979.3305 | 86583711.5011 | 8.453%
Lighting Rate ST & POL | 26125163.48 | 18843206.5956 | 7281956.8844 | 86277348.3139 | 8.44%
Lighting Rate LE | 29629.853 | 23770.4233 | 5859.4298 | 31556.712 | 18.57%
Lighting Rate TLE | 156362.326 | 125199.3097 | 31163.0163 | 274806.4752 | 11.34%
| 1485327439.9409 | 1282816900.7188 | 202510539.2221 | 3639079759.361 | 5.565%
Kentucky Utilities Company
Summary of Rates of Return by Class w/Proposed Increase
|  | Operating | Operating
| Revenue | Expenses | Margin | Rate Base | ROR
Residential Rate RS | 617800576.7853 | 521848454.3462 | 95952122.4391 | 1639211791.9094 | 5.854%
General Service Rate GS | 212384272.104 | 165004641.8516 | 47379630.2524 | 428913295.7317 | 11.05%
All Electric Schools Rate AES | 12836435.9053 | 10574320.1351 | 2262115.7702 | 25844637.7462 | 8.753%
Power Service Secondary Rate PS | 184144059.0318 | 145756376.4995 | 38387682.5323 | 345258412.5037 | 11.12%
Power Service Primary Rate PS | 14669877.6639 | 11414081.0965 | 3255796.5674 | 25951247.4837 | 12.55%
Time of Day Secondary Rate TOD | 123929297.5067 | 103961992.5714 | 19967304.9353 | 252380530.3748 | 7.912%
Time of Day Primary Lines Rate TOD | 269390208.6513 | 234465870.3529 | 34924338.2984 | 572762574.3255 | 6.098%
Retail Transmission Service Rate RTS | 92901222.372 | 80610319.6837 | 12290902.6884 | 182841135.0902 | 6.722%
Fluctuating Load Service Rate FLS | 32181987.4593 | 29687511.6331 | 2494475.8262 | 79332422.6948 | 3.144%
Lighting | 28187420.4612 | 19808292.2384 | 8379128.2227 | 86583711.5011 | 9.677%
Lighting Rate ST & POL | 27992806.3131 | 19655562.1215 | 8337244.1916 | 86277348.3139 | 9.663%
Lighting Rate LE | 29634.2579 | 23778.254 | 5856.0039 | 31556.712 | 18.56%
Lighting Rate TLE | 164979.8902 | 128951.8629 | 36028.0273 | 274806.4752 | 13.11%
| 1588425357.9409 | 1323131860.4085 | 265293497.5324 | 3639079759.361 | 7.29%

## Billing Det
Kentucky Utilities
Summary of Billing Determinants and Demand Analysis
Forecasted
| Number |  |  | Maximum |  | (Winter) | (Summer)
| Customers as of |  | Base Revenue | Non-Coincident | Base | Intermediate | Peak | Sum of
| 2018-06-30 | Kwh | at Current Rates | Demand | Demand | Demand | Demand | Individual NCP
Residential | 430678.3333 | 6091971051 | 554543189 | 2135687.8449 | 695430.4853 | 1652086.1569 | 1347050.574 | 4481644.9313
General Service | 63656.5 | 775940502.8403 | 198233994 | 540692.3331 | 88577.683 | 444102.5567 | 403388.9381 | 807121.7661
General Service Three Phase | 19672.5 | 1041565115.7272 |  |  | 118900.1274
All Electric Schools | 338.1667 | 7122000 | 12037991 | 52198.2449 | 813.0137 | 36654.8481 | 27081.4619 | 56694.2184
All Electric Schools Three Phase | 255 | 144739000 |  |  | 16522.7169
Power Service Secondary | 4502.8333 | 2146594132.2992 | 174459441 | 476672.3736 | 245044.9923 | 416731.4 | 425406.2211 | 633728.8032
Power Service Primary | 172.5 | 169814470.8208 | 13950651 | 37486.0894 | 19385.2136 | 26376.0839 | 31910.0249 | 51194.2882
Time of Day Secondary | 618.25 | 1671130914.563 | 116879945 | 368420.0291 | 190768.3692 | 278979.266 | 313580.2825 | 445943.7477
Time of Day Primary | 276.5 | 4118000917.4034 | 251561897 | 853586.3962 | 470091.4289 | 645717.38 | 686212.7374 | 1036603.6757
Large TOD |  |  |  |  | 0
Retail Transmission Service | 30 | 1497714279.3067 | 86711460 | 312397.1056 | 170971.9497 | 223270.7184 | 255097.0335 | 361586.951
Fluctuating Load Service | 1 | 552917597.5526 | 29892107 | 206553.7847 | 63118.4472 | 83946.0765 | 96437.8343 | 199555.3884
Outdoor Lighting Rate ST & PO | 168484.0833 | 123634652.9438 | 26032396 | 37045.6059 | 14113.5449 | 0 | 0 | 34172.5351
Lighting Energy Rate LE | 4 | 446721 | 29470 | 155.1711 | 50.9955 | 0 | 0 | 143.1368
Traffic Lighting Rate TLE | 776 | 1489131.4121 | 156512 | 240.3195 | 169.9922 | 201.1808 | 170.3804 | 221.4337
| 689465.6667 | 18343080486.869 | 1464489053 | 5021135.2979 | 2093958.9597 | 3808065.6673 | 3586335.4881 | 8108610.8757

## Res Unit Costs
Kentucky Utilities Company
Unit Cost of Service Based on the Cost of Service Study
For the 12 Months Ended June 30, 2018
Rate RS
|  |  |  | Production |  | Transmission | Distribution |  | Customer Service Expenses
| Description | Reference | Reference Total | Demand-Related | Energy-Related | Demand-Related | Demand-Related | Customer-Related | Customer-Related | Total | Check
(1) | Rate Base |  | 1639211791.9094 | 764491435.1057 | 24137272.8007 | 220794889.5457 | 229433647.8213 | 395881329.8516 | 4473216.7844 | 1639211791.9094 | ok
(2) | Rate Base Adjustments |  | 0 | 0 | 0 | 0 | 0 | 0 | 0 | 0 | ok
(3) | Rate Base as Adjusted |  | 1639211791.9094 | 764491435.1057 | 24137272.8007 | 220794889.5457 | 229433647.8213 | 395881329.8516 | 4473216.7844 | 1639211791.9094 | ok
(4) | Rate of Return |  | 5.854% | 5.854% | 5.854% | 5.854% | 5.854% | 5.854% | 5.854%
(5) | Return |  | 95952122.4391 | 44749907.3317 | 1412887.9298 | 12924344.7248 | 13430018.9738 | 23173121.3872 | 261842.0919 | 95952122.4391 | ok
(6) | Interest Expenses |  | 38583056.3455 | 17994267.8926 | 568132.6605 | 5196974.3667 | 5400309.713 | 9318083.0758 | 105288.6369 | 38583056.3455 | ok
(7) | Net Income |  | 57369066.0936 | 26755639.439 | 844755.2692 | 7727370.3581 | 8029709.2608 | 13855038.3114 | 156553.4549 | 57369066.0936 | ok
(8) | Income Taxes |  | 39383079.8546 | 18367380.8263 | 579912.9477 | 5304734.1468 | 5512285.6717 | 9511294.4547 | 107471.8073 | 39383079.8546 | ok
(9) | Operation and Maintenance Expenses |  | 366207209.6363 | 40474265.1485 | 214989645.9873 | 18726398.028 | 17939244.6001 | 36930528.8552 | 37147127.0174 | 366207209.6363 | ok
(10) | Depreciation Expenses |  | 99370564.8365 | 56810242.603 | 0 | 10232821.7572 | 11870816.5315 | 20456683.9448 | 0 | 99370564.8365 | ok
(11) | Other Taxes |  | 16949202.1875 | 8464771.0933 | 0 | 2160222.5114 | 2322280.3708 | 4001928.212 | 0 | 16949202.1875 | ok
(12) | Curtailable Service Credit |  | 0 | 0 | [5 empty] | 0 | ok
(13) | Expense Adjustments - Prod. Demand |  | 0 | 0 | 0 | 0 | 0 | 0 | 0 | 0 | ok
(14) | Expense Adjustments - Energy |  | 0 | 0 | 0 | 0 | 0 | 0 | 0 | 0 | ok
(15) | Expense Adjustments - Trans. Demand |  | 0 | 0 | 0 | 0 | 0 | 0 | 0 | 0 | ok
(16) | Expense Adjustments - Distribution |  | 0 | 0 | 0 | 0 | 0 | 0 | 0 | 0 | ok
(17) | Expense Adjustments - Other |  | 548363.2652 | 255744.2678 | 8074.6087 | 73862.2106 | 76752.1225 | 132433.6365 | 1496.4191 | 548363.2652 | ok
(18) | Revenue Adjustments |  | -3229568.6462 | -3219749.6027 | -270.9494 | -2478.5003 | -2575.4734 | -4443.9071 | -50.2134 | -3229568.6462 | ok
(19) | Expense Adjustments - Total |  | -2681205.3811 | -2964005.3348 | 7803.6593 | 71383.7103 | 74176.6491 | 127989.7294 | 1446.2056 | -2681205.3811 | ok
(20) | Total Cost of Service |  | 615180973.573 | 165902561.6679 | 216990250.524 | 49419904.8786 | 51148822.797 | 94201546.5833 | 37517887.1222 | 615180973.573 | ok
(21) | Less: Misc Revenue - Prod Demand |  | 6429367.7232 | 6429367.7232 | 0 | 0 | 0 | 0 | 0 | 6429367.7232 | ok
(22) | Less: Misc Revenue - Energy |  | -2827720.4872 | 0 | -2827720.4872 | 0 | 0 | 0 | 0 | -2827720.4872 | ok
(23) | Less: Misc Revenue - Other |  | -27239369.8089 | -12703828.1566 | -401097.7125 | -3669027.8083 | -3812581.1506 | -6578501.9346 | -74333.0464 | -27239369.8089 | ok
(24) | Less: Misc Revenue - Total |  | -23637722.573 | -6274460.4334 | -3228818.1997 | -3669027.8083 | -3812581.1506 | -6578501.9346 | -74333.0464 | -23637722.573 | ok
(25) | Net Cost of Service | 591543251 | 591543251 | 159628101.2345 | 213761432.3243 | 45750877.0702 | 47336241.6465 | 87623044.6487 | 37443554.0758 | 591543251 | ok
(26) | Billing Units |  |  | 6091971051 | 6091971051 | 6091971051 | 6091971051 | 5168140 | 5168140
(27) | Unit Costs |  |  | 0.026203 | 0.035089 | 0.00751 | 0.0077703 | 16.9545 | 7.2451 | 24.1995
[9 empty] | Customer Cost | 24.1995
[9 empty] | Infrastructure Energy Cost | 0.041483
[9 empty] | Variable Energy Cost | 0.035089
[9 empty] | Actual Customer Charge | 22
[9 empty] | Difference ($) | 11367518.7245
[9 empty] | Increase in Energy Charge | 0.001866
[9 empty] | ECR Factor | 0.00677
[9 empty] | Resulting Infrastrusture Charge | 0.050119 | 0.085208

## GS Unit Costs
Kentucky Utilities Company
Unit Cost of Service Based on the Cost of Service Study
For the 12 Months Ended June 30, 2018
Rate GS
|  |  |  | Production |  | Transmission | Distribution |  | Customer Service Expenses
| Description | Reference | Reference Total | Demand-Related | Energy-Related | Demand-Related | Demand-Related | Customer-Related | Customer-Related | Total | Check
(1) | Rate Base |  | 428913295.7317 | 224761406.269 | 7201220.8471 | 55898667.1439 | 49852197.3189 | 89468818.6768 | 1730985.4761 | 428913295.7317 | ok
(2) | Rate Base Adjustments |  | 0 | 0 | 0 | 0 | 0 | 0 | 0 | 0 | ok
(3) | Rate Base as Adjusted |  | 428913295.7317 | 224761406.269 | 7201220.8471 | 55898667.1439 | 49852197.3189 | 89468818.6768 | 1730985.4761 | 428913295.7317 | ok
(4) | Rate of Return |  | 11.05% | 11.05% | 11.05% | 11.05% | 11.05% | 11.05% | 11.05%
(5) | Return |  | 47379630.2524 | 24828123.6091 | 795478.2109 | 6174810.1708 | 5506890.786 | 9883115.2828 | 191212.1929 | 47379630.2524 | ok
(6) | Interest Expenses |  | 10115682.9227 | 5300873.4905 | 169836.8119 | 1318339.1568 | 1175736.5092 | 2110072.6189 | 40824.3353 | 10115682.9227 | ok
(7) | Net Income |  | 37263947.3297 | 19527250.1186 | 625641.3989 | 4856471.014 | 4331154.2767 | 7773042.6639 | 150387.8575 | 37263947.3297 | ok
(8) | Income Taxes |  | 26265788.9308 | 13763937.1771 | 440988.3039 | 3423122.1259 | 3052848.4557 | 5478890.7936 | 106002.0746 | 26265788.9308 | ok
(9) | Operation and Maintenance Expenses |  | 107888071.2131 | 11899482.8912 | 64140962.9567 | 4740964.3055 | 3964044.948 | 8767918.7869 | 14374697.3248 | 107888071.2131 | ok
(10) | Depreciation Expenses |  | 26491103.0149 | 16702280.0146 | 0 | 2590644.6409 | 2578975.3834 | 4619202.976 | 0 | 26491103.0149 | ok
(11) | Other Taxes |  | 4443731.8181 | 2488652.9362 | 0 | 546903.7774 | 504523.332 | 903651.7725 | 0 | 4443731.8181 | ok
(12) | Curtailable Service Credit |  | 0 | 0 | [5 empty] | 0 | ok
(13) | Expense Adjustments - Prod. Demand |  | 0 | 0 | 0 | 0 | 0 | 0 | 0 | 0 | ok
(14) | Expense Adjustments - Energy |  | 0 | 0 | 0 | 0 | 0 | 0 | 0 | 0 | ok
(15) | Expense Adjustments - Trans. Demand |  | 0 | 0 | 0 | 0 | 0 | 0 | 0 | 0 | ok
(16) | Expense Adjustments - Distribution |  | 0 | 0 | 0 | 0 | 0 | 0 | 0 | 0 | ok
(17) | Expense Adjustments - Other |  | 284712.4363 | 149196.5117 | 4780.1669 | 37105.508 | 33091.8642 | 59389.3582 | 1149.0273 | 284712.4363 | ok
(18) | Revenue Adjustments |  | -945367.5276 | -944758.148 | -21.4952 | -166.8537 | -148.8054 | -267.0584 | -5.1669 | -945367.5276 | ok
(19) | Expense Adjustments - Total |  | -660655.0913 | -795561.6362 | 4758.6717 | 36938.6542 | 32943.0588 | 59122.2998 | 1143.8604 | -660655.0913 | ok
(20) | Total Cost of Service |  | 211807670.1381 | 68886914.992 | 65382188.1432 | 17513383.6748 | 15640225.9639 | 29711901.9116 | 14673055.4527 | 211807670.1381 | ok
(21) | Less: Misc Revenue - Prod Demand |  | 1890241.8844 | 1890241.8844 | 0 | 0 | 0 | 0 | 0 | 1890241.8844 | ok
(22) | Less: Misc Revenue - Energy |  | -843634.6513 | 0 | -843634.6513 | 0 | 0 | 0 | 0 | -843634.6513 | ok
(23) | Less: Misc Revenue - Other |  | -2525828.3712 | -1323597.8981 | -42407.284 | -329181.7735 | -293574.7052 | -526873.1065 | -10193.6039 | -2525828.3712 | ok
(24) | Less: Misc Revenue - Total |  | -1479221.1381 | 566643.9863 | -886041.9352 | -329181.7735 | -293574.7052 | -526873.1065 | -10193.6039 | -1479221.1381 | ok
(25) | Net Cost of Service | 210328449 | 210328449 | 69453558.9782 | 64496146.208 | 17184201.9012 | 15346651.2586 | 29185028.8051 | 14662861.8489 | 210328449 | ok
(26) | Billing Units |  |  | 1817505618.5675 | 1817505618.5675 | 1817505618.5675 | 1817505618.5675 | 999948 | 999948
(27) | Unit Costs |  |  | 0.038214 | 0.035486 | 0.0094548 | 0.0084438 | 29.1865 | 14.6636 | 43.8502
[9 empty] | Customer Cost | 43.8502
[9 empty] | Infrastructure Energy Cost | 0.056112
[9 empty] | Variable Energy Cost | 0.035486
[9 empty] | Actual Customer Charge | 35.96
[9 empty] | Difference ($) | 7889760.5739
[9 empty] | Increase in Energy Charge | 0.004341
[9 empty] | ECR Factor | 0.01023
[9 empty] | Resulting Infrastrusture Charge | 0.070683 | 0.10617

## AES Unit Costs
Kentucky Utilities Company
Unit Cost of Service Based on the Cost of Service Study
For the 12 Months Ended June 30, 2018
Rate AES
|  |  |  | Production |  | Transmission | Distribution |  | Customer Service Expenses
| Description | Reference | Reference Total | Demand-Related | Energy-Related | Demand-Related | Demand-Related | Customer-Related | Customer-Related | Total | Check
(1) | Rate Base |  | 25844637.7462 | 14678223.4984 | 601695.3059 | 5396437.3818 | 4279098.2277 | 827591.6664 | 61591.666 | 25844637.7462 | ok
(2) | Rate Base Adjustments |  | 0 | 0 | 0 | 0 | 0 | 0 | 0 | 0 | ok
(3) | Rate Base as Adjusted |  | 25844637.7462 | 14678223.4984 | 601695.3059 | 5396437.3818 | 4279098.2277 | 827591.6664 | 61591.666 | 25844637.7462 | ok
(4) | Rate of Return |  | 8.753% | 8.753% | 8.753% | 8.753% | 8.753% | 8.753% | 8.753%
(5) | Return |  | 2262115.7702 | 1284747.7756 | 52664.8682 | 472336.5142 | 374538.6443 | 72437.0052 | 5390.9627 | 2262115.7702 | ok
(6) | Interest Expenses |  | 607682.691 | 345127.7763 | 14147.6087 | 126885.9568 | 100614.0597 | 19459.09 | 1448.1994 | 607682.691 | ok
(7) | Net Income |  | 1654433.0793 | 939619.9993 | 38517.2595 | 345450.5574 | 273924.5845 | 52977.9153 | 3942.7633 | 1654433.0793 | ok
(8) | Income Taxes |  | 1154531.2241 | 655705.354 | 26878.9226 | 241069.5603 | 191155.8043 | 36970.161 | 2751.4219 | 1154531.2241 | ok
(9) | Operation and Maintenance Expenses |  | 7554632.7227 | 777105.2526 | 5359274.0931 | 457691.0025 | 345250.9862 | 103833.0606 | 511478.3277 | 7554632.7227 | ok
(10) | Depreciation Expenses |  | 1604764.7717 | 1090755.7621 | 0 | 250099.9093 | 221340.9835 | 42568.1168 | 0 | 1604764.7717 | ok
(11) | Other Taxes |  | 266949.7383 | 162523.4715 | 0 | 52797.8955 | 43300.7974 | 8327.5739 | 0 | 266949.7383 | ok
(12) | Curtailable Service Credit |  | 0 | 0 | [5 empty] | 0 | ok
(13) | Expense Adjustments - Prod. Demand |  | 0 | 0 | 0 | 0 | 0 | 0 | 0 | 0 | ok
(14) | Expense Adjustments - Energy |  | 0 | 0 | 0 | 0 | 0 | 0 | 0 | 0 | ok
(15) | Expense Adjustments - Trans. Demand |  | 0 | 0 | 0 | 0 | 0 | 0 | 0 | 0 | ok
(16) | Expense Adjustments - Distribution |  | 0 | 0 | 0 | 0 | 0 | 0 | 0 | 0 | ok
(17) | Expense Adjustments - Other |  | 16814.4633 | 9549.6192 | 391.4616 | 3510.91 | 2783.9717 | 538.4293 | 40.0714 | 16814.4633 | ok
(18) | Revenue Adjustments |  | -61662.3506 | -61658.904 | -0.18572 | -1.6657 | -1.3208 | -0.25545 | -0.019011 | -61662.3506 | ok
(19) | Expense Adjustments - Total |  | -44847.8874 | -52109.2848 | 391.2759 | 3509.2444 | 2782.6509 | 538.1738 | 40.0524 | -44847.8874 | ok
(20) | Total Cost of Service |  | 12798146.3396 | 3918728.331 | 5439209.1598 | 1477504.1262 | 1178369.8665 | 264674.0914 | 519660.7647 | 12798146.3396 | ok
(21) | Less: Misc Revenue - Prod Demand |  | 123443.7589 | 123443.7589 | 0 | 0 | 0 | 0 | 0 | 123443.7589 | ok
(22) | Less: Misc Revenue - Energy |  | -70489.5767 | 0 | -70489.5767 | 0 | 0 | 0 | 0 | -70489.5767 | ok
(23) | Less: Misc Revenue - Other |  | -35958.5218 | -20422.3106 | -837.1591 | -7508.2465 | -5953.6546 | -1151.4564 | -85.6946 | -35958.5218 | ok
(24) | Less: Misc Revenue - Total |  | 16995.6604 | 103021.4483 | -71326.7358 | -7508.2465 | -5953.6546 | -1151.4564 | -85.6946 | 16995.6604 | ok
(25) | Net Cost of Service | 12815142 | 12815142 | 4021749.7793 | 5367882.4239 | 1469995.8797 | 1172416.2119 | 263522.635 | 519575.0701 | 12815142 | ok
(26) | Billing Units |  |  | 151861000 | 151861000 | 151861000 | 151861000 | 7118 | 7118
(27) | Unit Costs |  |  | 0.026483 | 0.035347 | 0.0096799 | 0.0077203 | 37.022 | 72.9945 | 110.0165
[9 empty] | Customer Cost | 110.0165
[9 empty] | Infrastructure Energy Cost | 0.043883
[9 empty] | Variable Energy Cost | 0.035347
[9 empty] | Actual Customer Charge | 108.65
[9 empty] | Difference ($) | 9727.0051
[9 empty] | Increase in Energy Charge | 6.4052e-05
[9 empty] | ECR Factor | 0.0059
[9 empty] | Resulting Infrastrusture Charge | 0.049847 | 0.085195

## PSS Unit Costs
Kentucky Utilities Company
Unit Cost of Service Based on the Cost of Service Study
For the 12 Months Ended June 30, 2018
Rate PSS
|  |  |  | Production |  | Transmission | Distribution |  | Customer Service Expenses
| Description | Reference | Reference Total | Demand-Related | Energy-Related | Demand-Related | Demand-Related | Customer-Related | Customer-Related | Total | Check
(1) | Rate Base |  | 345258412.5037 | 245547098.3561 | 8505117.265 | 49280059.5011 | 35016142.8156 | 6676143.5777 | 233850.9882 | 345258412.5037 | ok
(2) | Rate Base Adjustments |  | 0 | 0 | 0 | 0 | 0 | 0 | 0 | 0 | ok
(3) | Rate Base as Adjusted |  | 345258412.5037 | 245547098.3561 | 8505117.265 | 49280059.5011 | 35016142.8156 | 6676143.5777 | 233850.9882 | 345258412.5037 | ok
(4) | Rate of Return |  | 11.12% | 11.12% | 11.12% | 11.12% | 11.12% | 11.12% | 11.12%
(5) | Return |  | 38387682.5323 | 27301243.6976 | 945644.5655 | 5479221.3912 | 3893282.6116 | 742289.4589 | 26000.8074 | 38387682.5323 | ok
(6) | Interest Expenses |  | 8246131.6666 | 5864632.4899 | 203135.7217 | 1177002.0497 | 836323.5005 | 159452.6215 | 5585.2833 | 8246131.6666 | ok
(7) | Net Income |  | 30141550.8657 | 21436611.2077 | 742508.8437 | 4302219.3416 | 3056959.1111 | 582836.8374 | 20415.5241 | 30141550.8657 | ok
(8) | Income Taxes |  | 21126401.361 | 15025054.7562 | 520429.0886 | 3015452.4217 | 2142641.7444 | 408513.9816 | 14309.3685 | 21126401.361 | ok
(9) | Operation and Maintenance Expenses |  | 98429159.2523 | 12999934.2163 | 75754712.0165 | 4179616.7065 | 2538746.4605 | 1014171.008 | 1941978.8445 | 98429159.2523 | ok
(10) | Depreciation Expenses |  | 22685401.2515 | 18246888.8303 | 0 | 2283902.7937 | 1812469.8222 | 342139.8054 | 0 | 22685401.2515 | ok
(11) | Other Taxes |  | 3622454.1579 | 2718800.8717 | 0 | 482148.36 | 354572.3312 | 66932.5949 | 0 | 3622454.1579 | ok
(12) | Curtailable Service Credit |  | 0 | 0 | [5 empty] | 0 | ok
(13) | Expense Adjustments - Prod. Demand |  | 0 | 0 | 0 | 0 | 0 | 0 | 0 | 0 | ok
(14) | Expense Adjustments - Energy |  | 0 | 0 | 0 | 0 | 0 | 0 | 0 | 0 | ok
(15) | Expense Adjustments - Trans. Demand |  | 0 | 0 | 0 | 0 | 0 | 0 | 0 | 0 | ok
(16) | Expense Adjustments - Distribution |  | 0 | 0 | 0 | 0 | 0 | 0 | 0 | 0 | ok
(17) | Expense Adjustments - Other |  | 61690.1624 | 43873.9212 | 1519.6793 | 8805.2739 | 6256.6225 | 1192.8815 | 41.7841 | 61690.1624 | ok
(18) | Revenue Adjustments |  | -1031407.9097 | -1031404.3025 | -0.30768 | -1.7828 | -1.2667 | -0.24152 | -0.0084598 | -1031407.9097 | ok
(19) | Expense Adjustments - Total |  | -969717.7473 | -987530.3813 | 1519.3716 | 8803.4911 | 6255.3557 | 1192.64 | 41.7756 | -969717.7473 | ok
(20) | Total Cost of Service |  | 183281380.8077 | 75304391.9908 | 77222305.0422 | 15449145.1643 | 10747968.3257 | 2575239.4887 | 1982330.796 | 183281380.8077 | ok
(21) | Less: Misc Revenue - Prod Demand |  | 2065049.4122 | 2065049.4122 | 0 | 0 | 0 | 0 | 0 | 2065049.4122 | ok
(22) | Less: Misc Revenue - Energy |  | -996388.2223 | 0 | -996388.2223 | 0 | 0 | 0 | 0 | -996388.2223 | ok
(23) | Less: Misc Revenue - Other |  | -412293.9976 | -293222.6736 | -10156.476 | -58848.3061 | -41814.8986 | -7972.3877 | -279.2556 | -412293.9976 | ok
(24) | Less: Misc Revenue - Total |  | 656367.1923 | 1771826.7386 | -1006544.6983 | -58848.3061 | -41814.8986 | -7972.3877 | -279.2556 | 656367.1923 | ok
(25) | Net Cost of Service | 183937748 | 183937748 | 77076218.7294 | 76215760.3439 | 15390296.8582 | 10706153.4271 | 2567267.101 | 1982051.5404 | 183937748 | ok
(26) | Billing Units |  |  | 6098096 | 2146594132.2992 | 6098096 | 6098096 | 54034 | 54034
(27) | Unit Costs |  |  | 12.6394 | 0.035505 | 2.5238 | 1.7557 | 47.5121 | 36.6816 | 84.1936
[9 empty] | Customer Cost | 84.1936
[9 empty] | Demand Cost | 16.9188
[9 empty] | Energy Cost | 0.035505

## PSP Unit Costs
Kentucky Utilities Company
Unit Cost of Service Based on the Cost of Service Study
For the 12 Months Ended June 30, 2018
Rate PSP
|  |  |  | Production |  | Transmission | Distribution |  | Customer Service Expenses
| Description | Reference | Reference Total | Demand-Related | Energy-Related | Demand-Related | Demand-Related | Customer-Related | Customer-Related | Total | Check
(1) | Rate Base |  | 25951247.4837 | 18624446.2018 | 656336.4702 | 3875443.2135 | 2049421.7786 | 736615.5378 | 8984.2818 | 25951247.4837 | ok
(2) | Rate Base Adjustments |  | 0 | 0 | 0 | 0 | 0 | 0 | 0 | 0 | ok
(3) | Rate Base as Adjusted |  | 25951247.4837 | 18624446.2018 | 656336.4702 | 3875443.2135 | 2049421.7786 | 736615.5378 | 8984.2818 | 25951247.4837 | ok
(4) | Rate of Return |  | 12.55% | 12.55% | 12.55% | 12.55% | 12.55% | 12.55% | 12.55%
(5) | Return |  | 3255796.5674 | 2336589.3317 | 82342.7863 | 486206.0955 | 257116.7493 | 92414.4529 | 1127.1517 | 3255796.5674 | ok
(6) | Interest Expenses |  | 619545.5632 | 444629.6086 | 15669.0097 | 92520.163 | 48926.7489 | 17585.5472 | 214.4857 | 619545.5632 | ok
(7) | Net Income |  | 2636251.0043 | 1891959.7231 | 66673.7767 | 393685.9324 | 208190.0003 | 74828.9057 | 912.666 | 2636251.0043 | ok
(8) | Income Taxes |  | 1854810.3714 | 1331142.7899 | 46910.2571 | 276989.0839 | 146478.0748 | 52648.0332 | 642.1325 | 1854810.3714 | ok
(9) | Operation and Maintenance Expenses |  | 7589257.2592 | 986029.0635 | 5845960.5828 | 328690.0902 | 176128.9826 | 177839.9814 | 74608.5588 | 7589257.2592 | ok
(10) | Depreciation Expenses |  | 1706876.5426 | 1384004.1346 | 0 | 179608.8656 | 105949.9343 | 37313.6081 | 0 | 1706876.5426 | ok
(11) | Other Taxes |  | 272160.9952 | 206217.711 | 0 | 37916.7276 | 20726.919 | 7299.6377 | 0 | 272160.9952 | ok
(12) | Curtailable Service Credit |  | 0 | 0 | [5 empty] | 0 | ok
(13) | Expense Adjustments - Prod. Demand |  | 0 | 0 | 0 | 0 | 0 | 0 | 0 | 0 | ok
(14) | Expense Adjustments - Energy |  | 0 | 0 | 0 | 0 | 0 | 0 | 0 | 0 | ok
(15) | Expense Adjustments - Trans. Demand |  | 0 | 0 | 0 | 0 | 0 | 0 | 0 | 0 | ok
(16) | Expense Adjustments - Distribution |  | 0 | 0 | 0 | 0 | 0 | 0 | 0 | 0 | ok
(17) | Expense Adjustments - Other |  | 4629.1772 | 3322.2241 | 117.0771 | 691.3006 | 365.5754 | 131.3973 | 1.6026 | 4629.1772 | ok
(18) | Revenue Adjustments |  | -78230.5559 | -78230.4208 | -0.012101 | -0.071455 | -0.037787 | -0.013582 | -0.00016565 | -78230.5559 | ok
(19) | Expense Adjustments - Total |  | -73601.3787 | -74908.1966 | 117.065 | 691.2292 | 365.5376 | 131.3837 | 1.6024 | -73601.3787 | ok
(20) | Total Cost of Service |  | 14605300.3571 | 6169074.8341 | 5975330.6913 | 1310102.0918 | 706766.1975 | 367647.097 | 76379.4454 | 14605300.3571 | ok
(21) | Less: Misc Revenue - Prod Demand |  | 156631.4648 | 156631.4648 | 0 | 0 | 0 | 0 | 0 | 156631.4648 | ok
(22) | Less: Misc Revenue - Energy |  | -76890.8774 | 0 | -76890.8774 | 0 | 0 | 0 | 0 | -76890.8774 | ok
(23) | Less: Misc Revenue - Other |  | -28538.9445 | -20481.5602 | -721.7823 | -4261.8783 | -2253.7774 | -810.0663 | -9.8801 | -28538.9445 | ok
(24) | Less: Misc Revenue - Total |  | 51201.6429 | 136149.9046 | -77612.6596 | -4261.8783 | -2253.7774 | -810.0663 | -9.8801 | 51201.6429 | ok
(25) | Net Cost of Service | 14656502 | 14656502 | 6305224.7387 | 5897718.0316 | 1305840.2135 | 704512.4202 | 366837.0307 | 76369.5653 | 14656502 | ok
(26) | Billing Units |  |  | 486738 | 169814470.8208 | 486738 | 486738 | 2070 | 2070
(27) | Unit Costs |  |  | 12.954 | 0.03473 | 2.6828 | 1.4474 | 177.216 | 36.8935 | 214.1095
[9 empty] | Customer Cost | 214.1095
[9 empty] | Demand Cost | 17.0843
[9 empty] | Energy Cost | 0.03473

## TODS Unit Costs
Kentucky Utilities Company
Unit Cost of Service Based on the Cost of Service Study
For the 12 Months Ended June 30, 2018
Rate TODS
|  |  |  | Production |  | Transmission | Distribution |  | Customer Service Expenses
| Description | Reference | Reference Total | Demand-Related | Energy-Related | Demand-Related | Demand-Related | Customer-Related | Customer-Related | Total | Check
(1) | Rate Base |  | 252380530.3748 | 179997376.2985 | 6621263.0416 | 38088552.9788 | 26444078.7771 | 1068788.5807 | 160470.6981 | 252380530.3748 | ok
(2) | Rate Base Adjustments |  | 0 | 0 | 0 | 0 | 0 | 0 | 0 | 0 | ok
(3) | Rate Base as Adjusted |  | 252380530.3748 | 179997376.2985 | 6621263.0416 | 38088552.9788 | 26444078.7771 | 1068788.5807 | 160470.6981 | 252380530.3748 | ok
(4) | Rate of Return |  | 7.912% | 7.912% | 7.912% | 7.912% | 7.912% | 7.912% | 7.912%
(5) | Return |  | 19967304.9353 | 14240648.8122 | 523846.9783 | 3013408.9612 | 2092146.2677 | 84558.1372 | 12695.7787 | 19967304.9353 | ok
(6) | Interest Expenses |  | 6019023.3819 | 4292757.5079 | 157910.5052 | 908373.917 | 630664.8466 | 25489.5393 | 3827.0658 | 6019023.3819 | ok
(7) | Net Income |  | 13948281.5534 | 9947891.3043 | 365936.473 | 2105035.0442 | 1461481.4212 | 59068.5978 | 8868.713 | 13948281.5534 | ok
(8) | Income Taxes |  | 9631020.461 | 6868827.843 | 252672.1048 | 1453486.2595 | 1009124.8457 | 40785.7321 | 6123.6759 | 9631020.461 | ok
(9) | Operation and Maintenance Expenses |  | 75186180.4457 | 9529552.8502 | 58975303.8405 | 3230425.3276 | 1941494.3303 | 176800.3598 | 1332603.7374 | 75186180.4457 | ok
(10) | Depreciation Expenses |  | 16564373.858 | 13375813.1823 | 0 | 1765228.237 | 1368656.8505 | 54675.5882 | 0 | 16564373.858 | ok
(11) | Other Taxes |  | 2644104.7945 | 1993006.7464 | 0 | 372652.4185 | 267749.4787 | 10696.1509 | 0 | 2644104.7945 | ok
(12) | Curtailable Service Credit |  | 0 | 0 | [5 empty] | 0 | ok
(13) | Expense Adjustments - Prod. Demand |  | 0 | 0 | 0 | 0 | 0 | 0 | 0 | 0 | ok
(14) | Expense Adjustments - Energy |  | 0 | 0 | 0 | 0 | 0 | 0 | 0 | 0 | ok
(15) | Expense Adjustments - Trans. Demand |  | 0 | 0 | 0 | 0 | 0 | 0 | 0 | 0 | ok
(16) | Expense Adjustments - Distribution |  | 0 | 0 | 0 | 0 | 0 | 0 | 0 | 0 | ok
(17) | Expense Adjustments - Other |  | 41994.8111 | 29950.6297 | 1101.7438 | 6337.7376 | 4400.1575 | 177.8409 | 26.7015 | 41994.8111 | ok
(18) | Revenue Adjustments |  | -756069.7146 | -756067.0806 | -0.24095 | -1.386 | -0.9623 | -0.038893 | -0.0058395 | -756069.7146 | ok
(19) | Expense Adjustments - Total |  | -714074.9036 | -726116.4509 | 1101.5029 | 6336.3516 | 4399.1952 | 177.802 | 26.6957 | -714074.9036 | ok
(20) | Total Cost of Service |  | 123278909.591 | 45281732.9831 | 59752924.4265 | 9841537.5554 | 6683570.9682 | 367693.7701 | 1351449.8877 | 123278909.591 | ok
(21) | Less: Misc Revenue - Prod Demand |  | 1513776.6995 | 1513776.6995 | 0 | 0 | 0 | 0 | 0 | 1513776.6995 | ok
(22) | Less: Misc Revenue - Energy |  | -775691.6578 | 0 | -775691.6578 | 0 | 0 | 0 | 0 | -775691.6578 | ok
(23) | Less: Misc Revenue - Other |  | -271100.6326 | -193348.5222 | -7112.3894 | -40913.7377 | -28405.5449 | -1148.065 | -172.3735 | -271100.6326 | ok
(24) | Less: Misc Revenue - Total |  | 466984.409 | 1320428.1773 | -782804.0472 | -40913.7377 | -28405.5449 | -1148.065 | -172.3735 | 466984.409 | ok
(25) | Net Cost of Service | 123745894 | 123745894 | 46602161.1604 | 58970120.3793 | 9800623.8178 | 6655165.4233 | 366545.7051 | 1351277.5142 | 123745894 | ok
(26) | Billing Units |  |  | 3908916 | 1671130914.563 | 5210823 | 5210823 | 7419 | 7419
(27) | Unit Costs |  |  | 11.922 | 0.035288 | 1.8808 | 1.2772 | 49.4063 | 182.1374 | 231.5438
[9 empty] | Customer Cost | 231.5438
[9 empty] | Demand Cost | 15.08
[9 empty] | Energy Cost | 0.035288

## TODP Unit Costs
Kentucky Utilities Company
Unit Cost of Service Based on the Cost of Service Study
For the 12 Months Ended June 30, 2018
Rate TODP
|  |  |  | Production |  | Transmission | Distribution |  | Customer Service Expenses
| Description | Reference | Reference Total | Demand-Related | Energy-Related | Demand-Related | Demand-Related | Customer-Related | Customer-Related | Total | Check
(1) | Rate Base |  | 572762574.3255 | 420271587.3308 | 15916159.4015 | 88246751.2783 | 46666872.4061 | 1589277.7222 | 71926.1867 | 572762574.3255 | ok
(2) | Rate Base Adjustments |  | 0 | 0 | 0 | 0 | 0 | 0 | 0 | 0 | ok
(3) | Rate Base as Adjusted |  | 572762574.3255 | 420271587.3308 | 15916159.4015 | 88246751.2783 | 46666872.4061 | 1589277.7222 | 71926.1867 | 572762574.3255 | ok
(4) | Rate of Return |  | 6.098% | 6.098% | 6.098% | 6.098% | 6.098% | 6.098% | 6.098%
(5) | Return |  | 34924338.2984 | 25626163.0055 | 970491.719 | 5380867.28 | 2845523.9785 | 96906.5985 | 4385.7169 | 34924338.2984 | ok
(6) | Interest Expenses |  | 13668658.3525 | 10029546.2728 | 379830.2384 | 2105959.3416 | 1113678.798 | 37927.2236 | 1716.4782 | 13668658.3525 | ok
(7) | Net Income |  | 21255679.9458 | 15596616.7328 | 590661.4806 | 3274907.9383 | 1731845.1805 | 58979.3749 | 2669.2387 | 21255679.9458 | ok
(8) | Income Taxes |  | 14272558.3231 | 10472665.3078 | 396611.6564 | 2199003.498 | 1162882.6464 | 39602.9 | 1792.3145 | 14272558.3231 | ok
(9) | Operation and Maintenance Expenses |  | 176498040.7465 | 22250326.0061 | 141764544.1327 | 7484520.1015 | 4010589.1547 | 390761.6181 | 597299.7334 | 176498040.7465 | ok
(10) | Depreciation Expenses |  | 37813710.4838 | 31230867.6579 | 0 | 4089828.7018 | 2412559.541 | 80454.583 | 0 | 37813710.4838 | ok
(11) | Other Taxes |  | 6004523.1247 | 4653423.9893 | 0 | 863392.3505 | 471967.5054 | 15739.2795 | 0 | 6004523.1247 | ok
(12) | Curtailable Service Credit |  | 0 | 0 | [5 empty] | 0 | ok
(13) | Expense Adjustments - Prod. Demand |  | 0 | 0 | 0 | 0 | 0 | 0 | 0 | 0 | ok
(14) | Expense Adjustments - Energy |  | 0 | 0 | 0 | 0 | 0 | 0 | 0 | 0 | ok
(15) | Expense Adjustments - Trans. Demand |  | 0 | 0 | 0 | 0 | 0 | 0 | 0 | 0 | ok
(16) | Expense Adjustments - Distribution |  | 0 | 0 | 0 | 0 | 0 | 0 | 0 | 0 | ok
(17) | Expense Adjustments - Other |  | 87316.3895 | 64069.4753 | 2426.3834 | 13453.0223 | 7114.2616 | 242.2819 | 10.965 | 87316.3895 | ok
(18) | Revenue Adjustments |  | -1765311.8348 | -1765310.7412 | -0.11414 | -0.63284 | -0.33466 | -0.011397 | -0.0005158 | -1765311.8348 | ok
(19) | Expense Adjustments - Total |  | -1677995.4452 | -1701241.2659 | 2426.2692 | 13452.3895 | 7113.927 | 242.2705 | 10.9645 | -1677995.4452 | ok
(20) | Total Cost of Service |  | 267835175.5314 | 92532204.7009 | 143134073.7773 | 20031064.3213 | 10910636.753 | 623707.2496 | 603488.7293 | 267835175.5314 | ok
(21) | Less: Misc Revenue - Prod Demand |  | 3534481.1655 | 3534481.1655 | 0 | 0 | 0 | 0 | 0 | 3534481.1655 | ok
(22) | Less: Misc Revenue - Energy |  | -1864603.7764 | 0 | -1864603.7764 | 0 | 0 | 0 | 0 | -1864603.7764 | ok
(23) | Less: Misc Revenue - Other |  | -607604.9204 | -445837.5875 | -16884.3727 | -93614.9858 | -49505.7159 | -1685.9568 | -76.3016 | -607604.9204 | ok
(24) | Less: Misc Revenue - Total |  | 1062272.4686 | 3088643.5779 | -1881488.1491 | -93614.9858 | -49505.7159 | -1685.9568 | -76.3016 | 1062272.4686 | ok
(25) | Net Cost of Service | 268897448 | 268897448 | 95620848.2788 | 141252585.6282 | 19937449.3355 | 10861131.037 | 622021.2928 | 603412.4277 | 268897448 | ok
(26) | Billing Units |  |  | 8969583 | 4118000917.4034 | 10909236 | 10909236 | 3318 | 3318
(27) | Unit Costs |  |  | 10.6606 | 0.034301 | 1.8276 | 0.99559 | 187.4687 | 181.8603 | 369.329
[9 empty] | Customer Cost | 369.329
[9 empty] | Demand Cost | 13.4837
[9 empty] | Energy | 0.034301

## RTS Unit Costs
Kentucky Utilities Company
Unit Cost of Service Based on the Cost of Service Study
For the 12 Months Ended June 30, 2018
Rate RTS
|  |  |  | Production |  | Transmission | Distribution |  | Customer Service Expenses
| Description | Reference | Reference Total | Demand-Related | Energy-Related | Demand-Related | Demand-Related | Customer-Related | Customer-Related | Total | Check
(1) | Rate Base |  | 182841135.0902 | 143869382.1022 | 5668280.3684 | 32296706.9276 | 0 | 1000533.8203 | 6231.8718 | 182841135.0902 | ok
(2) | Rate Base Adjustments |  | 0 | 0 | 0 | 0 | 0 | 0 | 0 | 0 | ok
(3) | Rate Base as Adjusted |  | 182841135.0902 | 143869382.1022 | 5668280.3684 | 32296706.9276 | 0 | 1000533.8203 | 6231.8718 | 182841135.0902 | ok
(4) | Rate of Return |  | 6.722% | 6.722% | 6.722% | 6.722% | 6.722% | 6.722% | 6.722%
(5) | Return |  | 12290902.6884 | 9671152.9076 | 381031.7759 | 2171041.4443 | 0 | 67257.6432 | 418.9174 | 12290902.6884 | ok
(6) | Interest Expenses |  | 4368078.2386 | 3437042.3092 | 135415.3272 | 771568.9505 | 0 | 23902.7722 | 148.8795 | 4368078.2386 | ok
(7) | Net Income |  | 7922824.4498 | 6234110.5984 | 245616.4488 | 1399472.4938 | 0 | 43354.8709 | 270.0378 | 7922824.4498 | ok
(8) | Income Taxes |  | 5342492.5098 | 4203764.6282 | 165623.263 | 943687.6158 | 0 | 29234.9117 | 182.091 | 5342492.5098 | ok
(9) | Operation and Maintenance Expenses |  | 61153720.5913 | 7616838.1365 | 50487128.344 | 2739198.3128 | 0 | 258804.1965 | 51751.6015 | 61153720.5913 | ok
(10) | Depreciation Expenses |  | 12238461.0532 | 10691100.155 | 0 | 1496802.965 | 0 | 50557.9332 | 0 | 12238461.0532 | ok
(11) | Other Taxes |  | 1918858.9046 | 1592982.3814 | 0 | 315985.9066 | 0 | 9890.6167 | 0 | 1918858.9046 | ok
(12) | Curtailable Service Credit |  | 0 | 0 | [5 empty] | 0 | ok
(13) | Expense Adjustments - Prod. Demand |  | 0 | 0 | 0 | 0 | 0 | 0 | 0 | 0 | ok
(14) | Expense Adjustments - Energy |  | 0 | 0 | 0 | 0 | 0 | 0 | 0 | 0 | ok
(15) | Expense Adjustments - Trans. Demand |  | 0 | 0 | 0 | 0 | 0 | 0 | 0 | 0 | ok
(16) | Expense Adjustments - Distribution |  | 0 | 0 | 0 | 0 | 0 | 0 | 0 | 0 | ok
(17) | Expense Adjustments - Other |  | 25400.7564 | 19986.7012 | 787.452 | 4486.7408 | 0 | 138.9967 | 0.86575 | 25400.7564 | ok
(18) | Revenue Adjustments |  | -604309.0394 | -604308.9445 | -0.013816 | -0.078719 | 0 | -0.0024387 | -1.5189e-05 | -604309.0394 | ok
(19) | Expense Adjustments - Total |  | -578908.283 | -584322.2433 | 787.4381 | 4486.6621 | 0 | 138.9943 | 0.86573 | -578908.283 | ok
(20) | Total Cost of Service |  | 92365527.4643 | 33191515.9654 | 51034570.8212 | 7671202.9067 | 0 | 415884.2955 | 52353.4756 | 92365527.4643 | ok
(21) | Less: Misc Revenue - Prod Demand |  | 1209940.5162 | 1209940.5162 | 0 | 0 | 0 | 0 | 0 | 1209940.5162 | ok
(22) | Less: Misc Revenue - Energy |  | -664048.1987 | 0 | -664048.1987 | 0 | 0 | 0 | 0 | -664048.1987 | ok
(23) | Less: Misc Revenue - Other |  | -177136.7818 | -139380.8857 | -5491.439 | -31289.1009 | 0 | -969.3188 | -6.0374 | -177136.7818 | ok
(24) | Less: Misc Revenue - Total |  | 368755.5357 | 1070559.6305 | -669539.6377 | -31289.1009 | 0 | -969.3188 | -6.0374 | 368755.5357 | ok
(25) | Net Cost of Service | 92734283 | 92734283 | 34262075.5959 | 50365031.1834 | 7639913.8058 | 0 | 414914.9768 | 52347.4381 | 92734283 | ok
(26) | Billing Units |  |  | 3234177 | 1497714279.3067 | 3609636 | 3609636 | 360 | 360
(27) | Unit Costs |  |  | 10.5938 | 0.033628 | 2.1165 | 0 | 1152.5416 | 145.4096 | 1297.9512
[9 empty] | Customer Cost | 1297.9512
[9 empty] | Demand Cost | 12.7103
[9 empty] | Energy Cost | 0.033628

## FLS Unit Costs
Kentucky Utilities Company
Unit Cost of Service Based on the Cost of Service Study
For the 12 Months Ended June 30, 2018
Rate FLS
|  |  |  | Production |  | Transmission | Distribution |  | Customer Service Expenses
| Description | Reference | Reference Total | Demand-Related | Energy-Related | Demand-Related | Demand-Related | Customer-Related | Customer-Related | Total | Check
(1) | Rate Base |  | 79332422.6948 | 55842719.3339 | 2092583.3498 | 21354253.7034 | 0 | 42346.9851 | 519.3226 | 79332422.6948 | ok
(2) | Rate Base Adjustments |  | 0 | 0 | 0 | 0 | 0 | 0 | 0 | 0 | ok
(3) | Rate Base as Adjusted |  | 79332422.6948 | 55842719.3339 | 2092583.3498 | 21354253.7034 | 0 | 42346.9851 | 519.3226 | 79332422.6948 | ok
(4) | Rate of Return |  | 3.144% | 3.144% | 3.144% | 3.144% | 3.144% | 3.144% | 3.144%
(5) | Return |  | 2494475.8262 | 1755881.249 | 65797.7962 | 671448.9214 | 0 | 1331.5304 | 16.3292 | 2494475.8262 | ok
(6) | Interest Expenses |  | 1884078.5655 | 1326217.7929 | 49697.1012 | 507145.6325 | 0 | 1005.7054 | 12.3335 | 1884078.5655 | ok
(7) | Net Income |  | 610397.2608 | 429663.4561 | 16100.695 | 164303.2889 | 0 | 325.825 | 3.9958 | 610397.2608 | ok
(8) | Income Taxes |  | 308655.2771 | 217264.889 | 8141.5249 | 83082.0851 | 0 | 164.7576 | 2.0205 | 308655.2771 | ok
(9) | Operation and Maintenance Expenses |  | 23421412.0004 | 2956466.1226 | 18638549.4864 | 1811130.0278 | 0 | 10953.7301 | 4312.6335 | 23421412.0004 | ok
(10) | Depreciation Expenses |  | 5141547.7608 | 4149737.0504 | 0 | 989670.8767 | 0 | 2139.8338 | 0 | 5141547.7608 | ok
(11) | Other Taxes |  | 827659.3813 | 618314.1036 | 0 | 208926.6634 | 0 | 418.6143 | 0 | 827659.3813 | ok
(12) | Curtailable Service Credit |  | 0 | 0 | [5 empty] | 0 | ok
(13) | Expense Adjustments - Prod. Demand |  | 0 | 0 | 0 | 0 | 0 | 0 | 0 | 0 | ok
(14) | Expense Adjustments - Energy |  | 0 | 0 | 0 | 0 | 0 | 0 | 0 | 0 | ok
(15) | Expense Adjustments - Trans. Demand |  | 0 | 0 | 0 | 0 | 0 | 0 | 0 | 0 | ok
(16) | Expense Adjustments - Distribution |  | 0 | 0 | 0 | 0 | 0 | 0 | 0 | 0 | ok
(17) | Expense Adjustments - Other |  | 11956.0778 | 8415.9777 | 315.3703 | 3218.2695 | 0 | 6.3821 | 0.078266 | 11956.0778 | ok
(18) | Revenue Adjustments |  | -234561.619 | -234561.619 | 0 | 0 | 0 | 0 | 0 | -234561.619 | ok
(19) | Expense Adjustments - Total |  | -222605.5412 | -226145.6414 | 315.3703 | 3218.2695 | 0 | 6.3821 | 0.078266 | -222605.5412 | ok
(20) | Total Cost of Service |  | 31971144.7046 | 9471517.7732 | 18712804.1778 | 3767476.8439 | 0 | 15014.8483 | 4331.0615 | 31971144.7046 | ok
(21) | Less: Misc Revenue - Prod Demand |  | 469636.8864 | 469636.8864 | 0 | 0 | 0 | 0 | 0 | 469636.8864 | ok
(22) | Less: Misc Revenue - Energy |  | -245149.5187 | 0 | -245149.5187 | 0 | 0 | 0 | 0 | -245149.5187 | ok
(23) | Less: Misc Revenue - Other |  | -68510.0723 | -48224.7813 | -1807.1178 | -18441.1545 | 0 | -36.5701 | -0.44848 | -68510.0723 | ok
(24) | Less: Misc Revenue - Total |  | 155977.2954 | 421412.105 | -246956.6365 | -18441.1545 | 0 | -36.5701 | -0.44848 | 155977.2954 | ok
(25) | Net Cost of Service | 32127122 | 32127122 | 9892929.8783 | 18465847.5412 | 3749035.6894 | 0 | 14978.2782 | 4330.613 | 32127122 | ok
(26) | Billing Units |  |  | 1625189 | 552917597.5526 | 2344641 | 2344641 | 12 | 12
(27) | Unit Costs |  |  | 6.0872 | 0.033397 | 1.599 | 0 | 1248.1898 | 360.8844 | 1609.0743
[9 empty] | Customer Cost | 1609.0743
[9 empty] | Demand Cost | 7.6862
[9 empty] | Energy Cost | 0.033397

## Meters
Kentucky Utilities Company
Meters Account 370
Determination of Meter Cost Allocation
| Meter | Forecasted | Total
| Unit | Number of | Meter | Meters
Rate Class | Cost | Customers | Cost | Allocator
Residential | 64.6152 | 35889.8611 | 2319029.4777 | 0.62146
General Service Single Phase | 74.863 | 5304.7083 | 397126.4256 | 0.10642
General Service Three Phase | 284.9687 | 1639.375 | 467170.5694 | 0.12519
All Electric Schools Single Phase | 130.8511 | 28.1806 | 3687.4575 | 0.00098818
All Electric Schools Three Phase | 689.2079 | 21.25 | 14645.6678 | 0.0039248
Power Service Secondary | 624.3198 | 375.2361 | 234267.3523 | 0.06278
Power Service Primary | 3593.1146 | 14.375 | 51651.0222 | 0.013842
Time of Day Secondary | 843.2617 | 51.5208 | 43445.543 | 0.011643
Time of Day Primary | 4980.6355 | 23.0417 | 114762.1428 | 0.030754
Retail Transmission Service | 31307.6415 | 2.5 | 78269.1036 | 0.020975
Fluctuating Load Service | 39752.3062 | 0.083333 | 3312.6922 | 0.00088775
Outdoor Lighting Rate ST & PO | 0 | 14040.3403 | 0 | 0
Lighting Energy Rate LE | 64.6152 | 0.33333 | 21.5384 | 5.7719e-06
Traffic Lighting Rate TLE | 64.6152 | 64.6667 | 4178.4477 | 0.0011198
Total |  | 57455.4722 | 3731567.4401 | 1
| Total - per Plant Accounting |  | 82987729.2646
|  |  | 90450864.1448 | 2

## Services
Kentucky Utilities Company
Services Account 369
Determination of Services Cost Allocation
| Service | Forecasted | Total |  |  | FROM PREVIOUS RATE CASE
| Unit | Number of | Service | Services |  | (From Bill Det Tab) | Allocation
Rate Class | Cost | Customers | Cost | Allocator |  | Avg No. Customers | Factor
Residential | 437.2618 | 35889.8611 | 15693265.5998 | 0.70132 | Residential - Rate RS | 225746 | 0.47764
General Service Single Phase | 766.9072 | 5304.7083 | 4068219.1326 | 0.1818
General Service Three Phase | 1268.0803 | 1639.375 | 2078859.0696 | 0.092902 | Residential - Rate FERS | 165290 | 0.34972
All Electric Schools Single Phase | 1177.7252 | 28.1806 | 33188.9513 | 0.0014832
All Electric Schools Three Phase | 1177.7252 | 21.25 | 25026.6611 | 0.0011184 | General Service - Secondary | 68565 | 0.14507
Power Service Secondary | 1113.0044 | 375.2361 | 417639.4514 | 0.018664 | General Service - Primary | 0 | 0
Power Service Primary | 0 | 14.375 | 0 | 0 | Combined Light & Power - Secondary | 12893 | 0.027279
Time of Day Secondary | 1177.7252 | 51.5208 | 60677.3853 | 0.0027116 | Combined Light & Power - Primary | 0 | 0
Time of Day Primary | 0 | 23.0417 | 0 | 0 | Combined Light & Power - Trans. | 0 | 0
Retail Transmission Service | 0 | 2.5 | 0 | 0 | High Load Factor - Secondary | 41 | 8.6748e-05
Fluctuating Load Service | 0 | 0.083333 | 0 | 0 | High Load Factor - Primary | 0 | 0
Outdoor Lighting Rate ST & PO | 0 | 14040.3403 | 0 | 0 | MP Time of Day - Primary | 0 | 0
Lighting Energy Rate LE | 0 | 0.33333 | 0 | 0
Traffic Lighting Rate TLE | 0 | 64.6667 | 0 | 0
Total |  | 57455.4722 | 22376876.2512 | 1 | MP Time of Day - Transmission | 0 | 0
[5 empty] | LMP Time of Day - Primary | 0 | 0
| Total - per Plant Accounting |  | 97262576.7 |  | LMP Time of Day - Transmission | 0 | 0
[5 empty] | WestVaCo | 0 | 0
[5 empty] | NAS | 0 | 0
[5 empty] | Cmbn. Off-Peak Water Heating | 0 | 0
[5 empty] | Rate 33 - Electric Space Heating | 0 | 0
[5 empty] | Rate M - Water Pumping | 96 | 0.00020312
[5 empty] | Curtailable Service Rider | 0 | 0
[5 empty] | Street Lighting | 0 | 0
[5 empty] | Decorative Street Lighting | 0 | 0
[5 empty] | Private Outdoor Lighting | 0 | 0
[5 empty] | Customer Outdoor Lighting | 0 | 0
[6 empty] | 472631 | 1