## Rate Code Summary -slide 4
Standard Rate/Company | LS | RLS | P.O.LT. | ST.LT. | Total
LG&E | 37 | 43 |  |  | 80
KU | 39 | 28 |  |  | 67
KU – Tenn. |  |  | 19 |  | 19
ODP – Juris. |  |  | 7 |  | 7
ODP – Non-Juris. |  |  |  | 10 | 10
Total | 76 | 71 | 26 | 10 | 183
Rate Codes
Lamp Type | Rate | LGE | KU | KU - Tenn. | ODP - Juris. | ODP - Non-Juris. | Total
High Pressure Sodium | LS | 27 | 30 | 0 | 0 | 0 | 57
| RLS | 18 | 10 | 0 | 0 | 0 | 28
| P.O.LT. | 0 | 0 | 18 | 0 | 0 | 18
| ST.LT. | 0 | 0 | 0 | 6 | 8 | 14
Total High Pressure Sodium |  | 45 | 40 | 18 | 6 | 8 | 117
Incandescent | LS | 0 | 0 | 0 | 0 | 0 | 0
| RLS | 2 | 5 | 0 | 0 | 0 | 7
| P.O.LT. | 0 | 0 | 0 | 0 | 0 | 0
| ST.LT. | 0 | 0 | 0 | 0 | 0 | 0
Total Incandescent |  | 2 | 5 | 0 | 0 | 0 | 7
Metal Halide | LS | 9 | 9 | 0 | 0 | 0 | 18
| RLS | 4 | 6 | 0 | 0 | 0 | 10
| P.O.LT. | 0 | 0 | 0 | 0 | 0 | 0
| ST.LT. | 0 | 0 | 0 | 0 | 2 | 2
Total Metal Halide |  | 13 | 15 | 0 | 0 | 2 | 30
Mercury Vapor | LS | 0 | 0 | 0 | 0 | 0 | 0
| RLS | 13 | 7 | 0 | 0 | 0 | 20
| P.O.LT. | 0 | 0 | 1 | 1 | 0 | 2
| ST.LT. | 0 | 0 | 0 | 0 | 0 | 0
Total Mercury Vapor |  | 13 | 7 | 1 | 1 | 0 | 22
Other (wood pole/base) | LS | 1 | 0 | 0 | 0 | 0 | 1
| RLS | 6 | 0 | 0 | 0 | 0 | 6
| P.O.LT. | 0 | 0 | 0 | 0 | 0 | 0
| ST.LT. | 0 | 0 | 0 | 0 | 0 | 0
Total Other (wood pole/base) |  | 7 | 0 | 0 | 0 | 0 | 7
All Rate Codes | LS | 37 | 39 | 0 | 0 | 0 | 76
| RLS | 43 | 28 | 0 | 0 | 0 | 71
| P.O.LT. | 0 | 0 | 19 | 1 | 0 | 20
| ST.LT. | 0 | 0 | 0 | 6 | 10 | 16
Total All Rate Codes |  | 80 | 67 | 19 | 7 | 10 | 183

## Revenue with Month -slide 8,22
LG&E and KU Energy LLC
1055 Billed Lights
Last Data Update:
07/19/2016 02:30:36
Dynamic Filters
Key Figures | # Lights at start of Period
# Prorated Lights
KWH Lights
Total Utility Amount
Revenue Period | 007/2015 - 006/2016
|  |  | Revenue Period | JUL 2015 | JUL 2015 | JUL 2015 | JUL 2015 | AUG 2015 | AUG 2015 | AUG 2015 | AUG 2015 | SEP 2015 | SEP 2015 | SEP 2015 | SEP 2015 | OCT 2015 | OCT 2015 | OCT 2015 | OCT 2015 | NOV 2015 | NOV 2015 | NOV 2015 | NOV 2015 | DEC 2015 | DEC 2015 | DEC 2015 | DEC 2015 | JAN 2016 | JAN 2016 | JAN 2016 | JAN 2016 | FEB 2016 | FEB 2016 | FEB 2016 | FEB 2016 | MAR 2016 | MAR 2016 | MAR 2016 | MAR 2016 | APR 2016 | APR 2016 | APR 2016 | APR 2016 | MAY 2016 | MAY 2016 | MAY 2016 | MAY 2016 | JUN 2016 | JUN 2016 | JUN 2016 | JUN 2016 | Overall Result | Overall Result | Overall Result | Overall Result
|  |  |  | # Lights at start of Period | # Prorated Lights | KWH Lights | Total Utility Amount | # Lights at start of Period | # Prorated Lights | KWH Lights | Total Utility Amount | # Lights at start of Period | # Prorated Lights | KWH Lights | Total Utility Amount | # Lights at start of Period | # Prorated Lights | KWH Lights | Total Utility Amount | # Lights at start of Period | # Prorated Lights | KWH Lights | Total Utility Amount | # Lights at start of Period | # Prorated Lights | KWH Lights | Total Utility Amount | # Lights at start of Period | # Prorated Lights | KWH Lights | Total Utility Amount | # Lights at start of Period | # Prorated Lights | KWH Lights | Total Utility Amount | # Lights at start of Period | # Prorated Lights | KWH Lights | Total Utility Amount | # Lights at start of Period | # Prorated Lights | KWH Lights | Total Utility Amount | # Lights at start of Period | # Prorated Lights | KWH Lights | Total Utility Amount | # Lights at start of Period | # Prorated Lights | KWH Lights | Total Utility Amount | # Lights at start of Period | # Prorated Lights | KWH Lights | Total Utility Amount
Group Company Code | Rate Category |  | Rate Description |  |  | KWH | $ |  |  | KWH | $ |  |  | KWH | $ |  |  | KWH | $ |  |  | KWH | $ |  |  | KWH | $ |  |  | KWH | $ |  |  | KWH | $ |  |  | KWH | $ |  |  | KWH | $ |  |  | KWH | $ |  |  | KWH | $ |  |  | KWH | $
KU | KTUM_406 | KT406 | 7,000 Lumen Open Bottom Mercury Vapor | 2 |  | 106 | 19.04 | 2 |  | 126 | 19.04 | 1 |  | 67 | 9.52 | 1 |  | 75 | 9.52 | 1 |  | 76 | 9.52 | 1 |  | 94 | 9.52 | 1 |  | 82 | 9.52 | 1 |  | 72 | 9.52 | 1 |  | 65 | 9.52 | 1 |  | 70 | 9.52 | 1 |  | 55 | 9.52 | 1 |  | 54 | 9.52 | 14 |  | 942 | 133.28
KU | KTUM_428 | KT428 | 9,500 Lumen Open Bottom HP Sodium | 1 |  | 30 | 6.9 | 1 |  | 35 | 6.9 | 2 |  | 76 | 13.8 | 2 |  | 84 | 13.8 | 2 |  | 86 | 13.8 | 2 |  | 106 | 13.8 | 2 |  | 92 | 13.8 | 2 |  | 82 | 13.8 | 2 |  | 74 | 13.8 | 2 |  | 80 | 13.8 | 2 |  | 62 | 13.8 | 2 |  | 60 | 13.8 | 22 |  | 867 | 151.8 | 6.9
KU | KUUM_360 | KU360 | RLS 360: UG HPS Granville-A 16000L | 4 |  | 182 | 258.35 | 4 |  | 193 | 265.66 | 4 |  | 250 | 265.03 | 4 |  | 238 | 267.12 | 4 |  | 259 | 266.83 | 4 |  | 304 | 267.12 | 4 |  | 298 | 267.52 | 4 |  | 289 | 278.33 | 4 |  | 233 | 278.56 | 4 |  | 231 | 267.11 | 4 |  | 201 | 269.97 | 4 |  | 211 | 271.83 | 48 |  | 2889 | 3223.43
KU | KUUM_401 | KU401 | LS 401: UG HPS Acorn 5800L Decorative | 52 |  | 1117 | 900.84 | 52 |  | 1158 | 931.23 | 52 |  | 1437 | 927.26 | 52 |  | 1437 | 932.34 | 52 |  | 1570 | 932.38 | 52 |  | 1803 | 930.52 | 52 |  | 1756 | 932.21 | 52 |  | 1692 | 954.61 | 78 | 42 | 2446 | 1556.7 | 65 |  | 1722 | 1163.81 | 65 |  | 1507 | 1163.66 | 65 |  | 1540 | 1172.5 | 689 | 42 | 19185 | 12498.06
KU | KUUM_404 | KU404 | RLS 404: OH MV Open Bottom 7000L Fixture | 6625 | 2 | 352646 | 80907.64 | 6641 | 2 | 376915 | 82850.99 | 6585 | 2 | 438302 | 82147.58 | 6616 | 0 | 453047 | 82672.94 | 6443 | 0 | 479629 | 80182.61 | 6552 | 1 | 559064 | 79743.92 | 6348 | 0 | 559467 | 77861.8 | 6390 | 4 | 489948 | 81668.01 | 6451 | 2 | 443390 | 84284.3 | 6347 | 11 | 427247 | 78839.59 | 6323 | 1 | 369572 | 78722.37 | 6300 | 0 | 359937 | 79368.95 | 77621 | 25 | 5309164 | 969250.7
KU | KUUM_409 | KU409 | RLS 409: OH HPS Cobra Head 50000L Fix | 139 |  | 16724 | 1904.56 | 133 |  | 17795 | 1877.8 | 134 |  | 19963 | 1869.46 | 138 |  | 21816 | 1932.67 | 132 |  | 22829 | 1822.36 | 134 |  | 25498 | 1772.18 | 134 |  | 27574 | 1769.81 | 136 |  | 23302 | 1918.78 | 134 |  | 20891 | 2026.05 | 134 |  | 20995 | 1927.34 | 134 |  | 18264 | 1895.23 | 133 | 15 | 16729 | 1901.67 | 1615 | 15 | 252380 | 22617.91
KU | KUUM_410 | KU410 | RLS 410: UG HPS Acorn 4000L Historic | 240 |  | 3610 | 5551.54 | 240 |  | 3935 | 5820.19 | 240 |  | 4588 | 5808.44 | 240 |  | 4713 | 5852.84 | 240 |  | 5216 | 5846.86 | 240 |  | 6002 | 5856.43 | 240 |  | 6199 | 5862.49 | 240 |  | 5447 | 5967.07 | 240 |  | 4853 | 5967.2 | 240 |  | 4692 | 5722.62 | 240 |  | 4265 | 5783.4 | 240 |  | 3980 | 5826.48 | 2880 |  | 57500 | 69865.56
KU | KUUM_411 | KU411 | LS 411: UG HPS Acorn 5800L Historic | 148 |  | 3169 | 3737.66 | 148 |  | 3340 | 3876.94 | 148 |  | 3977 | 3867.99 | 148 |  | 4039 | 3897.65 | 148 |  | 4490 | 3892.17 | 148 |  | 5101 | 3894.07 | 152 |  | 5124 | 3935.89 | 148 |  | 4746 | 3969.89 | 148 |  | 4049 | 3889.73 | 145 |  | 3895 | 3725.39 | 145 |  | 3412 | 3763.84 | 145 |  | 3398 | 3791.4 | 1771 |  | 48740 | 46242.62
KU | KUUM_412 | KU412 | RLS 412: UG HPS Coach 5800L Decorative | 29 |  | 598 | 1070.73 | 29 |  | 637 | 1146.05 | 29 |  | 743 | 1143.86 | 29 |  | 776 | 1152.57 | 29 |  | 830 | 1151.66 | 29 |  | 1018 | 1153.64 | 29 |  | 970 | 1155.33 | 29 |  | 1002 | 1171.82 | 29 |  | 824 | 1172.03 | 29 |  | 806 | 1124.12 | 29 |  | 699 | 1136.44 | 29 |  | 700 | 1144.45 | 348 |  | 9603 | 13722.7
KU | KUUM_413 | KU413 | RLS 413: UG HPS Coach 9500L Decorative | 98 |  | 2987 | 3622.69 | 98 |  | 3057 | 3810.75 | 98 |  | 3657 | 3802.1 | 98 |  | 3771 | 3831 | 98 |  | 4005 | 3826.68 | 98 |  | 4808 | 3827.97 | 98 |  | 4908 | 3833.12 | 98 |  | 4338 | 3878.62 | 98 |  | 3935 | 3883.55 | 98 |  | 3823 | 3722.09 | 98 |  | 3356 | 3760.52 | 98 |  | 3164 | 3789.21 | 1176 |  | 45809 | 45588.3
KU | KUUM_414 | KU414 | LS 414: UG HPS Victorian 5800L Historic | 21 |  | 480 | 713.27 | 21 |  | 445 | 771.87 | 21 |  | 517 | 766.45 | 21 |  | 593 | 764.95 | 21 |  | 598 | 770.84 | 21 |  | 735 | 769.78 | 21 |  | 700 | 771.94 | 21 |  | 687 | 772.9 | 21 |  | 645 | 776.89 | 21 |  | 585 | 776.49 | 21 |  | 509 | 745.06 | 21 |  | 462 | 753.22 | 252 |  | 6956 | 9153.66
KU | KUUM_415 | KU415 | LS 415: UG HPS Victorian 9500L Historic | 10 |  | 322 | 343.83 | 10 |  | 298 | 372.12 | 10 |  | 347 | 369.31 | 10 |  | 398 | 368.49 | 10 |  | 401 | 371.33 | 10 |  | 493 | 370.6 | 10 |  | 470 | 371.24 | 10 |  | 461 | 371.84 | 10 |  | 433 | 372.6 | 10 |  | 393 | 373.02 | 10 |  | 342 | 357.71 | 10 |  | 310 | 361.43 | 120 |  | 4668 | 4403.52
KU | KUUM_420 | KU420 | LS 420: UG HPS Acorn 9500L Decorative | 512 |  | 16000 | 9084.11 | 512 |  | 16118 | 9435.28 | 512 |  | 19181 | 9427.28 | 517 | 9 | 20156 | 9608.32 | 518 |  | 21402 | 9586.89 | 518 |  | 24894 | 9543.79 | 518 |  | 25383 | 9556.15 | 518 |  | 23571 | 9748.04 | 525 | 14 | 21074 | 10010.04 | 532 |  | 19877 | 9665.82 | 527 |  | 17813 | 9650.17 | 537 |  | 17406 | 9756.41 | 6246 | 23 | 242875 | 115072.3
KU | KUUM_421 | KU421 | RLS 421: OH Inc Tear Drop 1000L Fix Only | 5 |  | 142 | 19 | 5 | 2 | 130 | 19.3 | 1 | 0 | 17 | 2.17 | 3 | 0 | 113 | 15.2 | 1 |  | 35 | 4.07 | 1 |  | 43 | 3.91 | 1 |  | 45 | 3.95 | 1 |  | 39 | 4.13 | 1 |  | 35 | 4.31 | 1 |  | 34 | 4.07 | 1 |  | 32 | 4.03 | 1 |  | 28 | 4.11 | 22 | 2 | 693 | 88.25
KU | KUUM_422 | KU422 | RLS 422: OH Inc Tear Drop 2500L Fix Only | 578 | 19 | 30616 | 2982.64 | 575 | 307 | 31523 | 3014.86 | 573 | 839 | 36729 | 2930.15 | 553 | 353 | 36840 | 2853.15 | 541 | 224 | 38292 | 2767.16 | 535 | 145 | 44683 | 2597.24 | 481 | 722 | 41040 | 2304.75 | 470 | 494 | 34627 | 2394.34 | 461 | 514 | 30261 | 2471.5 | 447 | 383 | 29668 | 2297.86 | 436 |  | 25105 | 2222.01 | 436 | 258 | 24047 | 2241.17 | 6086 | 4258 | 403431 | 31076.83
KU | KUUM_424 | KU424 | RLS 424: OH Inc Tear Drop 4000L Fix Only | 29 |  | 2494 | 225.87 | 29 |  | 2544 | 231.43 | 26 |  | 2785 | 205 | 32 |  | 3380 | 252.93 | 25 | 2 | 2897 | 195.3 | 32 |  | 4161 | 236.84 | 24 |  | 3317 | 177.72 | 28 |  | 3651 | 214.57 | 32 |  | 3575 | 263.44 | 28 | 1 | 2962 | 212.29 | 26 |  | 2442 | 200.58 | 26 |  | 2359 | 203.8 | 337 | 3 | 36567 | 2619.77
KU | KUUM_425 | KU425 | RLS 425: OH Inc Tear Drop 6000L Fix Only | 2 |  | 239 | 20.34 | 2 |  | 242 | 21.02 | 2 |  | 270 | 20.77 | 2 |  | 300 | 20.82 | 2 |  | 324 | 20.43 | 2 |  | 360 | 19.2 | 2 |  | 393 | 19.36 | 2 |  | 332 | 20.46 | 2 |  | 303 | 22.03 | 2 |  | 311 | 20.39 | 2 |  | 254 | 20.18 | 2 |  | 240 | 20.61 | 24 |  | 3568 | 245.61
KU | KUUM_426 | KU426 | RLS 426: OH HPS Open Bottom 5800L Fix | 163 |  | 3462 | 1368.42 | 160 | 0 | 3606 | 1385.95 | 159 |  | 4220 | 1385.7 | 160 |  | 4380 | 1397.16 | 162 |  | 4744 | 1394.8 | 157 |  | 5450 | 1367.38 | 155 |  | 5472 | 1352.58 | 156 |  | 4747 | 1440.78 | 159 |  | 4380 | 1486.89 | 153 |  | 4193 | 1373.01 | 157 |  | 3655 | 1403.63 | 155 |  | 3522 | 1405.45 | 1896 | 0 | 51831 | 16761.75
KU | KUUM_428 | KU428 | LS 428: OH HPS Open Bottom 9500L Fixture | 36751 | 41 | 1105184 | 327020.76 | 36688 | 134 | 1179520 | 335542.53 | 36581 | 126 | 1370783 | 333281.42 | 36548 | 93 | 1414134 | 335738.92 | 36461 | 79 | 1534072 | 332558.42 | 37046 | 109 | 1788091 | 333473.13 | 36647 | 147 | 1814902 | 331400.69 | 37088 | 128 | 1604012 | 351847.34 | 37101 | 107 | 1440929 | 358082.37 | 36919 | 125 | 1400751 | 339138.61 | 36903 | 53 | 1213289 | 340447.35 | 36978 | 173 | 1192948 | 344499.37 | 441711 | 1315 | 17058615 | 4063030.91
KU | KUUM_430 | KU430 | LS 430: UG HPS Acorn 9500L Historic | 1260 |  | 38496 | 32637.47 | 1205 | 14 | 38840 | 32335.39 | 1237 |  | 45812 | 33151.42 | 1261 | 7 | 49206 | 34072.64 | 1215 |  | 60184 | 38904.24 | 1244 | 22 | 59214 | 33558.15 | 1247 |  | 62576 | 33661.8 | 1277 | 13 | 56705 | 35112.75 | 1236 | 29 | 48903 | 34114.38 | 1246 |  | 47783 | 33160.54 | 1254 |  | 42814 | 33398.23 | 1254 |  | 40574 | 33671.19 | 14936 | 85 | 591107 | 407778.2
KU | KUUM_440 | KU440 | RLS 440: UG HPS Acorn 4000L Decorative | 2 |  | 31 | 33.36 | 2 |  | 33 | 34.28 | 3 |  | 42 | 34.75 | 2 |  | 39 | 34.46 | 2 |  | 43 | 34.42 | 2 |  | 51 | 34.38 | 2 |  | 51 | 34.46 | 2 |  | 45 | 35.38 | 2 |  | 39 | 35.44 | 2 |  | 39 | 33.97 | 2 |  | 34 | 34.31 | 2 |  | 33 | 34.58 | 25 |  | 480 | 413.79
KU | KUUM_446 | KU446 | RLS 446: OH MV Cobra Head 7000L Fixture | 1097 |  | 59389 | 11988.61 | 936 |  | 52812 | 10547.31 | 1011 | 89 | 67066 | 11312.49 | 1103 |  | 75726 | 12416.23 | 936 | 68 | 68892 | 10458.54 | 1013 |  | 85611 | 11090.68 | 971 | 43 | 87691 | 10634.06 | 972 | 219 | 75481 | 11086.18 | 967 | 25 | 67075 | 11372.5 | 966 |  | 66284 | 10894.91 | 966 |  | 58161 | 10815.63 | 942 | 14 | 53555 | 10641.84 | 11880 | 458 | 817743 | 133258.98
KU | KUUM_447 | KU447 | RLS 447: OH MV Cobra Head 10000L Fixture | 692 | 657 | 58147 | 8516.16 | 691 |  | 51730 | 9048.99 | 691 |  | 61561 | 8998.18 | 691 |  | 66057 | 8941.79 | 691 |  | 68733 | 8995.08 | 691 | 1307 | 79589 | 8863.17 | 687 |  | 80557 | 8626.03 | 471 |  | 68476 | 5879.04 | 683 |  | 70259 | 9071.76 | 683 | 1287 | 63199 | 9272.44 | 673 |  | 61201 | 8721.35 | 673 | 642 | 58727 | 8674.04 | 8017 | 3893 | 788236 | 103608.03
KU | KUUM_448 | KU448 | RLS 448: OH MV Cobra Head 20000L Fixture | 1509 | 315 | 182966 | 21999.81 | 1405 |  | 171339 | 21115.61 | 1443 | 8 | 206543 | 21500.67 | 1507 |  | 227754 | 22476.68 | 1380 | 32 | 219234 | 20402.06 | 1440 |  | 264509 | 20611.7 | 1406 |  | 267507 | 19936.5 | 1462 | 370 | 258481 | 21470.16 | 1400 | 180 | 214586 | 21655.17 | 1398 | 300 | 207389 | 21162.95 | 1372 | 113 | 182153 | 20216.18 | 1381 | 392 | 173186 | 20503.81 | 17103 | 1710 | 2575647 | 253051.3
KU | KUUM_450 | KU450 | LS 450: OH MH Directional 12000L Fixture | 706 |  | 27472 | 11905.57 | 754 | 0 | 31697 | 12964.48 | 700 | 0 | 33757 | 12058.62 | 697 | 0 | 34694 | 12110.94 | 689 | 7 | 37313 | 11983.64 | 705 | 6 | 43698 | 12127.65 | 701 | 1 | 44362 | 12042.21 | 695 | 3 | 39574 | 12707.78 | 726 |  | 36048 | 13178.97 | 708 | 3 | 34715 | 12381.85 | 723 | 5 | 30505 | 12762.4 | 711 | 0 | 29202 | 12464.81 | 8515 | 25 | 423037 | 148688.92
KU | KUUM_451 | KU451 | LS 451: OH MH Directional 32000L Fixture | 5388 | 9 | 489061 | 129387.65 | 5363 | 24 | 515566 | 132683.5 | 5364 | 21 | 603060 | 132111.93 | 5413 | 41 | 631644 | 134403.87 | 5385 | 17 | 679913 | 132856.19 | 5535 | 26 | 800602 | 134422.25 | 5448 | 20 | 809643 | 132397.38 | 5559 | 60 | 728988 | 141693.81 | 5582 | 21 | 654835 | 145496.1 | 5589 | 28 | 639780 | 138212.26 | 5587 | 9 | 550605 | 138016.85 | 5639 | 25 | 547452 | 141330.06 | 65852 | 301 | 7651149 | 1633011.85
KU | KUUM_452 | KU452 | LS 452: OH MH Directional 107800L Fix | 1033 | 12 | 291836 | 52488.81 | 1016 | 6 | 299010 | 52290.4 | 1017 | 8 | 351262 | 52058.55 | 1016 | 4 | 364985 | 52417.89 | 966 | 3 | 378969 | 49791.73 | 1000 | 10 | 441258 | 49037.23 | 963 | 15 | 441556 | 48308.1 | 975 | 3 | 392798 | 50937.17 | 978 | 1 | 354106 | 53005.41 | 954 | 25 | 333339 | 48511.95 | 953 | 0 | 288307 | 48340.5 | 967 | 4 | 288194 | 49702.08 | 11838 | 91 | 4225620 | 606889.82
KU | KUUM_454 | KU454 | RLS 454: OH MH Directional 12000L Fix/Po | 151 |  | 6001 | 3325.27 | 94 |  | 3319 | 2278.97 | 150 |  | 7105 | 3349.66 | 151 |  | 7513 | 3405.28 | 149 |  | 7991 | 3358.02 | 156 |  | 9546 | 3489.11 | 151 |  | 9569 | 3372.77 | 155 |  | 8732 | 3623.31 | 154 |  | 7752 | 3606.08 | 154 |  | 7566 | 3445.81 | 154 | 0 | 6619 | 3497.39 | 154 |  | 6403 | 3525.12 | 1773 | 0 | 88116 | 40276.79
KU | KUUM_455 | KU455 | RLS 455: OH MH Directional 32000L Fix/Po | 1024 |  | 93028 | 29987.47 | 1017 | 0 | 97919 | 30766.58 | 1017 |  | 114576 | 30612.21 | 1027 | 3 | 118431 | 30954.12 | 1006 | 0 | 126927 | 30360.53 | 1033 | 3 | 148827 | 30689.01 | 1017 |  | 151206 | 30314.78 | 1023 |  | 133911 | 31628.21 | 1020 | 0 | 119093 | 32104.25 | 1028 |  | 118157 | 30857.27 | 1015 | 4 | 100026 | 30367.03 | 1012 |  | 98911 | 30997.94 | 12239 | 10 | 1421012 | 369639.4
KU | KUUM_456 | KU456 | RLS 456: OH MV Cobra 7000L Fixture/Pole | 138 |  | 7452 | 1853.97 | 138 |  | 7533 | 1927.12 | 138 |  | 9287 | 1918.74 | 138 |  | 9284 | 1930.32 | 138 |  | 9948 | 1922.25 | 138 |  | 11856 | 1888.01 | 134 |  | 11457 | 1839.82 | 134 |  | 11130 | 1884.35 | 133 |  | 9301 | 1923.72 | 133 |  | 8990 | 1846.55 | 133 |  | 8005 | 1837.47 | 133 |  | 7802 | 1854.14 | 1628 |  | 112045 | 22626.46
KU | KUUM_457 | KU457 | RLS 457: OH MV Cobra 10000L Fixture/Pole | 443 |  | 37398 | 6429.41 | 443 |  | 33080 | 6850.47 | 443 |  | 39181 | 6829.5 | 443 |  | 42459 | 6787.75 | 443 |  | 43942 | 6834.46 | 443 | 397 | 50592 | 6748.92 | 440 |  | 51660 | 6586.29 | 440 |  | 57816 | 6597.21 | 417 |  | 42948 | 6536.84 | 462 | 810 | 43268 | 7418.06 | 435 |  | 39691 | 6649.49 | 435 |  | 37916 | 6634.41 | 5287 | 1207 | 519951 | 80902.81
KU | KUUM_458 | KU458 | RLS 458: OH MV Cobra 20000L Fixture/Pole | 1425 |  | 178813 | 24135.89 | 1399 |  | 165253 | 24815.57 | 1409 | 538 | 196398 | 24803.86 | 1426 |  | 213472 | 25019.7 | 1389 |  | 216258 | 24351.3 | 1409 | 773 | 256043 | 24202.47 | 1386 | 0 | 255252 | 23367.29 | 1351 | 10 | 257851 | 23202.82 | 1358 | 8 | 212228 | 24375.8 | 1433 | 764 | 209928 | 25919.29 | 1388 | 44 | 188834 | 24163.37 | 1381 | 0 | 179591 | 24033.33 | 16754 | 2137 | 2529921 | 292390.69
KU | KUUM_459 | KU459 | RLS 459: OH MH Directional 107800L Fix/P | 216 |  | 60170 | 12113.28 | 208 | 0 | 62284 | 11738.6 | 202 |  | 70980 | 11462.28 | 208 | 0 | 74704 | 11799.5 | 183 |  | 73340 | 10428.09 | 206 | 0 | 89720 | 11180.51 | 194 | 0 | 89287 | 10746.25 | 186 | 0 | 74461 | 10721.17 | 200 |  | 71484 | 11882.63 | 189 | 0 | 65493 | 10613.96 | 186 |  | 57011 | 10524.48 | 188 |  | 56568 | 10762.91 | 2366 | 0 | 845502 | 133973.66
KU | KUUM_460 | KU460 | RLS 460: UG MH Directional 12000L Deco | 23 |  | 910 | 742.68 | 23 |  | 953 | 759.08 | 23 |  | 1058 | 771.06 | 23 |  | 1120 | 773.3 | 23 |  | 1217 | 775.07 | 23 |  | 1358 | 773.73 | 22 |  | 1393 | 740.84 | 22 |  | 1311 | 751.24 | 22 |  | 1141 | 761.99 | 22 |  | 1067 | 746.8 | 22 | 0 | 992 | 692.07 | 20 |  | 822 | 672.71 | 268 | 0 | 13342 | 8960.57
KU | KUUM_461 | KU461 | RLS 461: OH HPS Cobra Head 4000L Fixture | 7280 | 1611 | 114382 | 62457.56 | 6575 |  | 107815 | 58595.4 | 6911 | 1671 | 130582 | 61523.06 | 7296 |  | 147136 | 65294.45 | 6507 | 417 | 138437 | 58156.73 | 7953 | 962 | 200280 | 70720.2 | 5945 |  | 146671 | 53060.39 | 6972 |  | 161841 | 64331.62 | 7040 | 639 | 144350 | 66158.27 | 6974 | 2252 | 137000 | 63506.5 | 6969 | 0 | 121748 | 63103.93 | 6967 | 241 | 115561 | 63606.01 | 83389 | 7793 | 1665803 | 750514.12
KU | KUUM_462 | KU462 | LS 462: OH HPS Cobra Head 5800L Fixture | 8845 | 5233 | 199355 | 85992.31 | 8719 |  | 189356 | 89351.12 | 8802 | 1705 | 225377 | 90002.09 | 8844 | 1706 | 243297 | 90685.65 | 8548 | 3 | 246361 | 87763.29 | 8951 | 5289 | 302826 | 91350.02 | 8497 | 15 | 293692 | 86637.77 | 8891 | 256 | 296087 | 93400.47 | 8960 | 1705 | 258940 | 96954.67 | 8792 | 19 | 241362 | 93035.34 | 8793 | 1711 | 214796 | 91641.87 | 8799 | 1875 | 204176 | 92392.85 | 105441 | 19517 | 2915625 | 1089207.45
KU | KUUM_463 | KU463 | LS 463: OH HPS Cobra Head 9500L Fixture | 21295 | 1823 | 653087 | 222783.16 | 20398 | 408 | 651444 | 220720.24 | 20896 | 3634 | 779996 | 225582.2 | 21292 | 1439 | 834140 | 231002.92 | 19919 | 1268 | 828648 | 215460.63 | 21577 | 1125 | 1040924 | 230992.07 | 20419 | 4426 | 1008563 | 218884.52 | 20991 | 1397 | 944031 | 232797.38 | 21538 | 1108 | 854293 | 243892.25 | 20659 | 1314 | 791418 | 225351.12 | 21390 | 554 | 724225 | 232281.07 | 21024 | 85 | 686803 | 230276.65 | 251398 | 18581 | 9797572 | 2730024.21
KU | KUUM_464 | KU464 | LS 464: OH HPS Cobra Head 22000L Fixture | 7781 | 632 | 498554 | 126679.84 | 7621 | 36 | 495485 | 128777.53 | 7680 | 7 | 588886 | 129188.55 | 7797 | 2 | 627362 | 131902.03 | 7455 | 95 | 636792 | 125586.49 | 7897 | 1876 | 786317 | 131029.45 | 7496 | 1 | 768630 | 124500.31 | 7829 | 61 | 729913 | 135019.53 | 7842 | 819 | 646353 | 138858.4 | 7680 | 1238 | 612002 | 131167.23 | 7790 | 104 | 547361 | 132040.44 | 7722 | 449 | 520059 | 132069.82 | 92590 | 5320 | 7457714 | 1566819.62
KU | KUUM_465 | KU465 | LS 465: OH HPS Cobra Head 50000L Fixture | 2752 | 267 | 339983 | 73133.46 | 2687 | 144 | 344836 | 73658.44 | 2738 | 17 | 410929 | 74271.21 | 2716 | 2 | 425434 | 74480.88 | 2644 |  | 444702 | 71939.8 | 2743 |  | 530922 | 73139.38 | 2684 | 2 | 537919 | 71727.85 | 2694 | 6 | 482440 | 74703.1 | 2747 |  | 435631 | 78487.29 | 2722 | 4 | 422844 | 74376.85 | 2746 | 6 | 370948 | 74626.18 | 2749 | 1 | 359885 | 75467.31 | 32622 | 449 | 5106473 | 890011.75
KU | KUUM_466 | KU466 | RLS 466: UG HPS Colonial 4000L Deco | 856 |  | 13050 | 9464.63 | 856 | 1 | 13944 | 9881.88 | 855 |  | 16505 | 9849.09 | 855 |  | 16868 | 9922.5 | 714 |  | 15006 | 8264.93 | 994 |  | 24954 | 11475.52 | 713 |  | 18583 | 8250.27 | 852 |  | 19557 | 10157.42 | 993 |  | 20291 | 11966.64 | 852 |  | 16720 | 9840.47 | 852 |  | 14970 | 9920.24 | 852 |  | 14175 | 10002.44 | 10244 | 1 | 204623 | 118996.03
KU | KUUM_467 | KU467 | LS 467: UG HPS Colonial 5800L Deco | 1407 | 388 | 30689 | 17469.6 | 1400 | 398 | 31221 | 18050.85 | 1420 | 419 | 37701 | 18322.01 | 1449 | 91 | 40087 | 18754.33 | 1319 | 522 | 38686 | 17040.85 | 1586 |  | 54020 | 20301.45 | 1338 |  | 46424 | 17224.25 | 1458 |  | 47358 | 19318.23 | 1580 |  | 44836 | 21268.89 | 1460 | 434 | 39924 | 18975.2 | 1467 | 110 | 35045 | 19185.29 | 1481 | 39 | 34471 | 19413.33 | 17365 | 2401 | 480462 | 225324.28
KU | KUUM_468 | KU468 | LS 468: UG HPS Colonial 9500L Deco | 4100 |  | 126712 | 52919.97 | 4066 | 0 | 128363 | 54606.82 | 4079 |  | 150353 | 54595.96 | 4098 | 563 | 162037 | 55414.28 | 4044 | 568 | 167715 | 54323.71 | 4153 |  | 201183 | 55276.37 | 4054 | 0 | 202392 | 54135.77 | 4130 | 3 | 181988 | 56709.1 | 4149 | 57 | 164741 | 57954.12 | 4153 | 231 | 168021 | 57361.8 | 4148 | 0 | 138269 | 55417.58 | 4129 | 802 | 134668 | 56256.04 | 49303 | 2224 | 1926442 | 664971.52
KU | KUUM_469 | KU469 | RLS 469: UG MH Directional 32000L Deco | 290 |  | 26519 | 11408.62 | 290 |  | 27833 | 11812.71 | 290 |  | 32397 | 11774.4 | 290 |  | 34027 | 11854.07 | 290 | 0 | 36129 | 11811.96 | 287 |  | 41898 | 11589.59 | 290 | 0 | 42920 | 11747.96 | 288 |  | 38069 | 11975.46 | 281 |  | 32985 | 11756.99 | 283 | 12 | 32966 | 11476.58 | 294 | 4 | 28941 | 11725 | 296 |  | 28318 | 11807.08 | 3469 | 16 | 403002 | 140740.42
KU | KUUM_470 | KU470 | RLS 470: UG MH Directional 107800L Deco | 58 |  | 16673 | 3888.32 | 58 |  | 17333 | 3967.98 | 58 |  | 20055 | 3942.91 | 58 |  | 21353 | 3968.62 | 58 |  | 23124 | 3940.13 | 58 |  | 26283 | 3857.14 | 55 |  | 24751 | 3685.44 | 55 |  | 21795 | 3826.1 | 55 |  | 20453 | 3922.37 | 55 | 5 | 17921 | 3540.19 | 46 |  | 13919 | 3118.22 | 46 |  | 14004 | 3149.92 | 660 | 5 | 237664 | 44807.34
KU | KUUM_471 | KU471 | RLS 471: OH HPS Cobra Hd 4000L Fix/Pole | 3625 | 3553 | 62403 | 41250.1 | 3619 |  | 55145 | 44003.5 | 3619 |  | 65531 | 44214.8 | 3619 |  | 70622 | 44105.89 | 3619 |  | 73268 | 44436.84 | 3619 | 7131 | 84767 | 44286.74 | 3616 |  | 86407 | 44252.83 | 3616 |  | 97216 | 44279.86 | 3616 |  | 76051 | 45861.79 | 3616 | 7085 | 68688 | 45988.57 | 3611 |  | 67228 | 44006.17 | 3611 |  | 64470 | 44384.95 | 43406 | 17769 | 871796 | 531072.04
KU | KUUM_472 | KU472 | LS 472: OH HPS Cobra 5800L Ornamental | 9004 | 8807 | 214891 | 113635.37 | 9032 | 26415 | 190426 | 121385.4 | 9030 |  | 226411 | 121860.64 | 9030 |  | 243792 | 121533.84 | 9022 |  | 252745 | 122316.89 | 9039 | 8811 | 293544 | 122212.55 | 9029 |  | 298512 | 121726.73 | 9037 |  | 335765 | 121953.34 | 9046 | 8812 | 262966 | 127208.6 | 9046 |  | 238063 | 127841.04 | 9046 |  | 232739 | 122357.91 | 9046 | 8816 | 223327 | 123278.5 | 108407 | 61661 | 3013181 | 1467310.81
KU | KUUM_473 | KU473 | LS 473: OH HPS Cobra 9500L Ornamental | 3460 | 3673 | 111772 | 47598.45 | 3339 | 5501 | 102973 | 48049 | 3403 | 30 | 123755 | 49038.69 | 3467 | 6 | 134453 | 50038.86 | 3317 | 1829 | 134111 | 47911.84 | 3421 | 1831 | 160942 | 49247.18 | 3380 | 1832 | 161348 | 48551.33 | 3404 |  | 166085 | 49519.01 | 3429 |  | 137771 | 51084.93 | 3405 | 3664 | 127050 | 49491.15 | 3314 | 1831 | 115709 | 47522.38 | 3311 | 3696 | 112112 | 47864.29 | 40650 | 23893 | 1588081 | 585917.11
KU | KUUM_474 | KU474 | LS 474: OH HPS Cobra 22000L Ornamental | 5228 | 216 | 349954 | 101028.08 | 5189 | 2723 | 327992 | 105700.43 | 5208 | 2728 | 388661 | 105917.52 | 5229 |  | 418547 | 106292.2 | 5167 | 441 | 431840 | 105348.4 | 5465 |  | 533749 | 110313.63 | 4889 | 13976 | 485530 | 99025.18 | 5374 |  | 545675 | 109680.81 | 5338 | 10 | 444563 | 112411.49 | 5300 | 5946 | 416817 | 110760.16 | 5350 | 3307 | 388796 | 108656.18 | 5349 | 2855 | 373609 | 109098.71 | 63086 | 32202 | 5105733 | 1284232.79
KU | KUUM_475 | KU475 | LS 475: OH HPS Cobra 50000L Ornamental | 530 | 169 | 68473 | 14419.5 | 528 |  | 64668 | 15132.02 | 529 |  | 76972 | 15104.92 | 530 |  | 82033 | 15128.58 | 527 |  | 85238 | 15064.05 | 532 |  | 100705 | 14993.68 | 526 | 526 | 102144 | 14844.18 | 541 |  | 106705 | 15357.99 | 504 |  | 82078 | 14825.33 | 579 | 412 | 89961 | 17056.85 | 551 | 191 | 78312 | 15669.08 | 553 |  | 74481 | 15742.09 | 6430 | 1298 | 1011770 | 183338.27
KU | KUUM_476 | KU476 | LS 476: UG HPS Contemporary 5800L Deco | 4709 | 4649 | 112199 | 85870.74 | 4714 | 9319 | 99489 | 91850.22 | 4731 | 9402 | 119214 | 93136.66 | 4771 | 4710 | 128860 | 93163.94 | 65 | 0 | 1818 | 1320.11 | 65 |  | 2051 | 1317.98 | 14268 | 14213 | 445367 | 280391.93 | 4824 |  | 179299 | 94737.83 | 4824 |  | 140407 | 97489.85 | 4824 | 4760 | 126884 | 97731.07 | 4825 | 4769 | 124400 | 93750.38 | 4834 | 4772 | 119378 | 94670.28 | 57454 | 56594 | 1599366 | 1125430.99
KU | KUUM_477 | KU477 | LS 477: UG HPS Contemporary 9500L Deco | 1046 |  | 33254 | 24720.05 | 1057 |  | 32598 | 26273.61 | 1054 |  | 38117 | 26324.01 | 1054 |  | 40334 | 26371.82 | 1078 |  | 43214 | 26565.32 | 1046 |  | 49152 | 26203.34 | 1046 |  | 50807 | 26214.38 | 1046 |  | 50094 | 26465.2 | 1046 |  | 42193 | 26768.4 | 1048 |  | 39764 | 26254.5 | 1061 | 5 | 36941 | 25915.21 | 1069 | 11 | 35560 | 26609.31 | 12651 | 16 | 492028 | 314685.15
KU | KUUM_478 | KU478 | LS 478: UG HPS Contemporary 22000L Deco | 1463 |  | 95486 | 44452.23 | 1426 | 510 | 92111 | 45482.1 | 1444 | 0 | 108298 | 46075.5 | 1453 | 0 | 114683 | 46148.14 | 1393 |  | 118315 | 44631.32 | 1419 | 8 | 137838 | 45112.75 | 1427 |  | 146152 | 46040.87 | 1421 | 0 | 138811 | 45837.17 | 1435 |  | 118297 | 46955.97 | 1425 |  | 112732 | 45749.94 | 1423 |  | 102683 | 45025.48 | 1428 |  | 98179 | 45555.17 | 17157 | 518 | 1383585 | 547066.64
KU | KUUM_479 | KU479 | LS 479: UG HPS Contemporary 50000L Deco | 945 |  | 117150 | 36798.39 | 929 |  | 120238 | 37022.07 | 937 |  | 141599 | 37316.14 | 941 | 4 | 147309 | 37716.31 | 926 |  | 156234 | 36973.34 | 938 | 76 | 181627 | 36959.99 | 924 |  | 185327 | 36528.8 | 951 |  | 169559 | 38380.34 | 940 | 0 | 148362 | 38633.28 | 935 |  | 144359 | 37035.69 | 935 |  | 126550 | 36984.75 | 935 |  | 123021 | 37321.96 | 11236 | 80 | 1761335 | 447671.06
KU | KUUM_482CU | KU2CU | RETIRED: 9,500L Colonial Decor UG Co Use | 0 |  | 156 | 0 | 0 |  | 162 | 0 | 0 |  | 196 | 0 | 0 |  | 194 | 0 | 0 |  | 209 | 0 | 0 |  | 235 | 0 | 0 |  | 263 | 0 | 0 |  | 211 | 0 | 0 |  | 189 | 0 | 0 |  | 196 | 0 | 0 |  | 36 | 0 |  |  |  |  | 0 |  | 2047 | 0
KU | KUUM_487 | KU487 | LS 487: OH HPS Directional 9500L Fixture | 10927 | 9 | 327654 | 113364.09 | 10955 | 15 | 355884 | 117682.93 | 11083 | 20 | 415596 | 117460.79 | 11146 | 19 | 431489 | 118914.81 | 10847 | 18 | 457513 | 115536.21 | 11236 | 16 | 542758 | 118351.51 | 10134 | 5 | 549543 | 116890.55 | 11181 | 14 | 482160 | 122753.73 | 11165 | 16 | 433481 | 124734.02 | 11156 | 7 | 424465 | 118644.06 | 11185 | 13 | 367972 | 119538.92 | 11173 | -3 | 360076 | 120436.89 | 132188 | 149 | 5148591 | 1424308.51
KU | KUUM_488 | KU488 | LS 488: OH HPS Directional 22000L Fix | 6677 | 5 | 417590 | 106672.54 | 6659 | 0 | 443788 | 109636.73 | 6663 | 15 | 518040 | 109238.1 | 6632 | 4 | 532731 | 109433.28 | 6577 | 8 | 573122 | 107776.27 | 6713 | 25 | 669770 | 108165.38 | 6573 | 3 | 677912 | 106510.25 | 6710 | 22 | 604068 | 113729.48 | 6750 | 1 | 545439 | 116936.53 | 6669 | 1 | 527705 | 110062.18 | 6646 | 5 | 454587 | 109939.35 | 6675 | 11 | 447470 | 111470.22 | 79944 | 100 | 6412222 | 1319570.31
KU | KUUM_489 | KU489 | LS 489: OH HPS Directional 50000L Fix | 8578 | 1 | 1048268 | 197578.97 | 8076 | 88 | 1062540 | 196441.81 | 8477 | 32 | 1280953 | 199756.73 | 8622 | 17 | 1344871 | 203348.13 | 8415 | 31 | 1426982 | 196993.76 | 8452 | 47 | 1661304 | 195767.75 | 8457 | 15 | 1696641 | 193775.64 | 8630 | 35 | 1524455 | 208008.77 | 8615 | 6 | 1362354 | 214385.08 | 8647 | 18 | 1338245 | 203988.76 | 8690 | 9 | 1162396 | 203964.84 | 8626 | 21 | 1122594 | 204931.3 | 102285 | 320 | 16031603 | 2418941.54
KU | KUUM_490 | KU490 | LS 490: UG MH Contemporary 12000L Fix | 59 |  | 2229 | 1085.04 | 59 |  | 2560 | 1124.18 | 59 |  | 2754 | 1123.01 | 59 |  | 2943 | 1130.4 | 59 |  | 3259 | 1126.83 | 59 |  | 3575 | 1119.55 | 59 |  | 3862 | 1121.03 | 59 |  | 3271 | 1170.02 | 59 |  | 2939 | 1183.57 | 59 |  | 3003 | 1132.65 | 59 |  | 2535 | 1138.47 | 59 |  | 2423 | 1148.49 | 708 |  | 35353 | 13603.24
KU | KUUM_491 | KU491 | LS 491: UG MH Contemporary 32000L Fix | 312 |  | 28738 | 8249.96 | 310 |  | 29583 | 8436.42 | 310 | 0 | 33306 | 7961.58 | 283 |  | 32687 | 7741.35 | 287 |  | 36619 | 7797.16 | 293 |  | 42565 | 7868.75 | 293 | 13 | 44130 | 7909.44 | 293 |  | 38228 | 8205.2 | 302 |  | 35014 | 8515.13 | 295 |  | 33612 | 7913.93 | 305 |  | 29022 | 8019.26 | 298 |  | 28322 | 8119.27 | 3581 | 13 | 411826 | 96737.45
KU | KUUM_492 | KU492 | LS 492: UG HPS Contemporary 5800L Fix | 2 |  | 42 | 36.9 | 2 |  | 47 | 37.19 | 2 |  | 57 | 37.09 | 2 |  | 56 | 37.38 | 2 |  | 60 | 37.3 | 2 |  | 70 | 37.23 | 2 |  | 74 | 37.29 | 2 |  | 58 | 38.48 | 2 |  | 53 | 38.59 | 2 |  | 52 | 36.95 | 2 |  | 45 | 37.31 | 2 |  | 48 | 37.57 | 24 |  | 662 | 449.28
KU | KUUM_493 | KU493 | LS 493: UG MH Contemporary 107800L Fix | 43 |  | 12289 | 2339.42 | 43 |  | 12744 | 2407.16 | 43 |  | 15208 | 2387.98 | 43 |  | 15219 | 2406.1 | 43 |  | 16613 | 2385.35 | 43 |  | 18965 | 2323.18 | 43 |  | 20055 | 2335.24 | 43 |  | 17335 | 2439.07 | 43 |  | 15513 | 2519.16 | 43 |  | 15711 | 2379.86 | 43 |  | 13085 | 2383.1 | 43 |  | 12665 | 2412.6 | 516 |  | 185402 | 28718.22
KU | KUUM_494 | KU494 | LS 494: UG MH Contemporary 12000L Deco | 182 |  | 6996 | 6064.54 | 182 |  | 7659 | 6319.95 | 182 |  | 8280 | 6348.25 | 182 |  | 9031 | 6380.46 | 182 |  | 9793 | 6382.19 | 182 |  | 10849 | 6373.8 | 182 |  | 11715 | 6377.94 | 184 |  | 10739 | 6569.33 | 184 |  | 9364 | 6624.57 | 184 |  | 9253 | 6411.31 | 184 |  | 8210 | 6394.22 | 184 |  | 7630 | 6447.52 | 2194 |  | 109519 | 76694.08
KU | KUUM_495 | KU495 | LS 495: UG MH Contemporary 32000L Deco | 669 | 1 | 61452 | 28104.46 | 681 |  | 66192 | 29285.18 | 675 |  | 77302 | 29051.38 | 675 |  | 78334 | 29269.9 | 678 | 7 | 84740 | 28719.14 | 676 |  | 98182 | 29136.25 | 652 |  | 98424 | 28006.23 | 683 |  | 88150 | 30094.82 | 699 |  | 80654 | 30800.95 | 712 | 4 | 81527 | 30117.74 | 704 |  | 66790 | 29092.31 | 685 | 9 | 65798 | 29496.22 | 8189 | 21 | 947545 | 351174.58
KU | KUUM_496 | KU496 | LS 496: UG MH Contemporary 107800L Deco | 140 |  | 39523 | 9902.39 | 140 | 0 | 41710 | 10160.82 | 139 |  | 48738 | 10027.5 | 139 |  | 50184 | 10091.57 | 139 |  | 54005 | 10034.49 | 139 |  | 61447 | 9850.78 | 139 |  | 65749 | 9873.07 | 140 | 3 | 55941 | 10294.32 | 98 | 1 | 45443 | 9760.93 | 137 | 0 | 48610 | 9805.57 | 140 | 4 | 42144 | 9886.76 | 137 |  | 40902 | 9926.76 | 1627 | 8 | 594396 | 119614.96
KU | KUUM_497 | KU497 | LS 497: UG HPS Contemporary 9500L Fix | 14 |  | 423 | 252.55 | 18 |  | 572 | 315.06 | 17 |  | 625 | 313.88 | 17 |  | 672 | 315.73 | 17 |  | 746 | 315.16 | 17 |  | 805 | 313.99 | 17 |  | 870 | 314.25 | 17 |  | 721 | 321.67 | 17 |  | 653 | 324.46 | 19 |  | 654 | 322.66 | 18 |  | 609 | 324.45 | 18 |  | 558 | 333.37 | 206 |  | 7908 | 3767.23
KU | KUUM_498 | KU498 | LS 498: UG HPS Contemporary 22000L Fix | 30 |  | 1864 | 625.94 | 30 |  | 1966 | 655.74 | 30 |  | 2303 | 652.53 | 30 |  | 2346 | 657.39 | 30 |  | 2582 | 654.12 | 30 |  | 3017 | 645.55 | 30 |  | 3187 | 647.48 | 30 |  | 2705 | 672.63 | 30 |  | 2458 | 683.68 | 30 |  | 2443 | 650.68 | 30 |  | 2143 | 653.89 | 31 |  | 2081 | 683.65 | 361 |  | 29095 | 7883.28
KU | KUUM_499 | KU499 | LS 499: UG HPS Contemporary 50000L Fix | 35 |  | 4237 | 903.33 | 35 |  | 4628 | 921.75 | 35 |  | 5308 | 916.1 | 35 |  | 5620 | 921.72 | 35 |  | 5896 | 915.45 | 35 |  | 7134 | 890.9 | 35 |  | 6942 | 898.94 | 35 |  | 5978 | 938.4 | 35 |  | 5467 | 965.44 | 35 |  | 5471 | 915.83 | 35 |  | 4737 | 915.36 | 35 |  | 4398 | 927.2 | 420 |  | 65816 | 11030.42
KU | KUUM_820 | KU820 | ODL Facility Charge |  |  |  |  | 0 |  |  | -21.75 | 0 |  |  | 0 | 0 |  |  | 0 | 0 |  |  | 0 | 0 |  |  | 12.75 | 0 |  |  | -3.75 | 0 |  |  | 0 | 0 |  |  | 2.27 |  |  |  |  | 0 |  |  | 0 | 0 |  |  | 0 | 0 |  |  | -10.48
KU | KUUM_825 | KU825 | Electric Excess Facilities | 0 |  |  | 96249.49 | 0 |  |  | 83334.34 | 0 |  |  | 87183.83 | 0 |  |  | 82260.03 | 0 |  |  | 84207.53 | 0 |  |  | 84760.7 | 0 |  |  | 78608.92 | 0 |  |  | 83728.74 | 0 |  |  | 86431.31 | 0 |  |  | 84742.15 | 0 |  |  | 86678.56 | 0 |  |  | 87452.59 | 0 |  |  | 1025638.19
KU | KUUM_826 | KU826 | Electric Excess Facilities CIAC | 0 |  |  | 9490.76 | 0 |  |  | 9671.73 | 0 |  |  | 9671.73 | 0 |  |  | 9737.08 | 0 |  |  | 9737.08 | 0 |  |  | 9737.08 | 0 |  |  | 9671.73 | 0 |  |  | 9809.56 | 0 |  |  | 9737.08 | 0 |  |  | 9737.08 | 0 |  |  | 9737.08 | 0 |  |  | 9737.08 | 0 |  |  | 116475.07
KU | KUUM_827 | KU827 | Direct Assign | 0 |  |  | 35782.6 | 0 |  |  | 35384.29 | 0 |  |  | 34795.65 | 0 |  |  | 34795.65 | 0 |  |  | 34795.65 | 0 |  |  | 34795.65 | 0 |  |  | 34795.65 | 0 |  |  | 34795.65 | 0 |  |  | 34795.65 | 0 |  |  | 34795.65 | 0 |  |  | 34795.65 | 0 |  |  | 34795.65 | 0 |  |  | 419123.39
KU | KUUM_828 | KU828 | Excess Facilities ODL | 0 |  |  | 32927.41 | 0 |  |  | 32781.02 | 0 |  |  | 32852.2 | 0 |  |  | 33223.23 | 0 |  |  | 33600.05 | 0 |  |  | 33480.19 | 0 |  |  | 32720.35 | 0 |  |  | 33345.48 | 0 |  |  | 33349.45 | 0 |  |  | 33429.35 | 0 |  |  | 33410.87 | 0 |  |  | 33468.95 | 0 |  |  | 398588.55
KU | Result |  |  | 172858 | 32092 | 8207325 | 2612904.37 | 169737 | 46047 | 8296290 | 2650452.13 | 171425 | 21311 | 9805602 | 2667035.9 | 172934 | 9073 | 10326129 | 2693570.38 | 163408 | 5639 | 10659181 | 2536940.1 | 170240 | 29996 | 12689840 | 2588578.03 | 176900 | 35975 | 13093465 | 2782129.46 | 172499 | 3101 | 11915113 | 2739340.74 | 173737 | 14117 | 10506775 | 2819939.95 | 171941 | 31143 | 10104775 | 2706482.22 | 172639 | 12852 | 8917683 | 2691463.98 | 172242 | 25203 | 8641253 | 2712830.39 | 2060560 | 266549 | 123163431 | 32201667.65
LG&E | LEUM_825 | LGE825 | Electric Excess Facilities | 0 |  |  | 93431.28 | 0 |  |  | 3300 | 0 |  |  | 48365.64 | 0 |  |  | 48365.64 | 0 |  |  | 48365.64 | 0 |  |  | 48365.64 | 0 |  |  | 48365.64 | 0 |  |  | 48365.64 | 0 |  |  | 48365.64 | 0 |  |  | 48365.64 | 0 |  |  | 48365.64 | 0 |  |  | 48365.64 | 0 |  |  | 580387.68
LG&E | LEUM_826 | LGE826 | Electric Excess Facilities CIAC | 0 |  |  | 765.74 | 0 |  |  | 765.74 | 0 |  |  | 765.74 | 0 |  |  | 765.74 | 0 |  |  | 761.2 | 0 |  |  | 770.28 | 0 |  |  | 765.74 | 0 |  |  | 765.74 | 0 |  |  | 765.74 | 0 |  |  | 765.74 | 0 |  |  | 872.16 | 0 |  |  | 872.16 | 0 |  |  | 9401.72
LG&E | LEUM_828 | LGE828 | Excess Facilities ODL | 0 |  |  | 2224.28 | 0 |  |  | 2112.84 | 0 |  |  | 2181.05 | 0 |  |  | 2188.32 | 0 |  |  | 2154.56 | 0 |  |  | 2163.04 | 0 |  |  | 2221.36 | 0 |  |  | 2719.75 | 0 |  |  | 2615.18 | 0 |  |  | 2730.51 | 0 |  |  | 2776.91 | 0 |  |  | 2810.46 | 0 |  |  | 28898.26
LG&E | LEUM_829 | LGE829 | Excess Facilities ODL CIAC | 0 |  |  | 5 | 0 |  |  | 5 | 0 |  |  | 5 | 0 |  |  | 5 | 0 |  |  | 5 | 0 |  |  | 5 | 0 |  |  | 5 | 0 |  |  | 5 | 0 |  |  | 5 | 0 |  |  | 5 | 0 |  |  | 5 | 0 |  |  | 5 | 0 |  |  | 60
LG&E | LGUM_201 | LGE201 | RLS 201: OH MV Open Bottom 4000L Fixture | 74 |  | 2403 | 705.48 | 76 |  | 2588 | 712.52 | 74 |  | 3008 | 713.28 | 74 |  | 3076 | 713.61 | 75 |  | 3325 | 716.1 | 74 |  | 3673 | 699.4 | 73 |  | 3930 | 688.13 | 73 |  | 3277 | 754.39 | 74 |  | 2940 | 756.16 | 72 |  | 2980 | 721.69 | 72 |  | 2492 | 706.89 | 72 |  | 2467 | 690.74 | 883 |  | 36159 | 8578.39
LG&E | LGUM_203 | LGE203 | RLS 203: OH MV Cobra Head 13000L Fixture | 3481 | 769 | 267819 | 42273.51 | 3465 | 1330 | 294324 | 41736.2 | 3449 | 873 | 337055 | 41959.38 | 3430 | 1317 | 347044 | 41760.3 | 2831 | 742 | 328234 | 34754.68 | 3939 | 1943 | 480449 | 47178.07 | 2927 | 1574 | 402092 | 39513.85 | 3297 | 661 | 363239 | 42716.63 | 3296 | 885 | 328301 | 42838.44 | 3234 | 418 | 293646 | 40578.04 | 3212 | 436 | 261117 | 39297.51 | 3197 | 920 | 269015 | 38936.45 | 39758 | 11868 | 3972335 | 493543.06
LG&E | LGUM_204 | LGE204 | RLS 204: OH MV Cobra Head 25000L Fixture | 3492 | 861 | 413099 | 52493.18 | 3476 | 3774 | 467221 | 51599.19 | 3472 | 4399 | 536777 | 52143.92 | 3438 | 1526 | 541584 | 51796.21 | 2872 | 3097 | 535408 | 43380.73 | 3965 | 1054 | 743739 | 58353.36 | 3388 | 3213 | 626149 | 49432.36 | 3359 | 2941 | 573898 | 53640.74 | 3345 | 2934 | 516399 | 53996.77 | 3312 | 1557 | 458182 | 51342.93 | 3288 | 3166 | 407764 | 49349.46 | 3266 | 1741 | 426633 | 48834.77 | 40673 | 30263 | 6246853 | 616363.62
LG&E | LGUM_206 | LGE206 | RLS 206: UG MV Coach 4000L Decorative | 73 |  | 2443 | 1003.9 | 73 | 11 | 2482 | 990.72 | 72 |  | 2961 | 996.66 | 72 |  | 2993 | 996.95 | 72 |  | 3219 | 1000.11 | 72 |  | 3742 | 993.61 | 72 |  | 3794 | 991.8 | 72 |  | 3220 | 1055.73 | 72 |  | 3040 | 1057.15 | 72 |  | 2898 | 1014.05 | 72 |  | 2503 | 995.11 | 72 |  | 2478 | 994.18 | 866 | 11 | 35773 | 12089.97
LG&E | LGUM_207 | LGE207 | RLS 207: OH MV Directional 25000L Fix | 728 | 1 | 85980 | 13314.19 | 700 | 1 | 88559 | 12831.44 | 696 | 1 | 103107 | 12816.99 | 685 |  | 104166 | 12604.33 | 673 | 1 | 111728 | 12484.1 | 702 |  | 130991 | 12579.04 | 671 |  | 131342 | 12077.3 | 685 |  | 117237 | 13185.78 | 674 | 7 | 103752 | 13254.57 | 671 | 0 | 99698 | 12659.32 | 661 |  | 87178 | 12101.93 | 665 |  | 85022 | 12232.07 | 8211 | 11 | 1248760 | 152141.06
LG&E | LGUM_208 | LGE208 | RLS 208: UG MV Coach 8000L Decorative | 1375 | 106 | 74414 | 21647.61 | 1360 | 29 | 81709 | 21342.28 | 1367 | 40 | 94127 | 21621.94 | 1358 | 9 | 96758 | 21525.1 | 1357 | 45 | 107941 | 21561.88 | 1360 | 73 | 117455 | 21352.95 | 1350 | 195 | 116969 | 21157.11 | 1346 |  | 103134 | 22469.49 | 1345 | 51 | 93560 | 22516.68 | 1342 | 166 | 89129 | 21538.38 | 1335 | 8 | 76812 | 20988.08 | 1336 | 4 | 78048 | 20976.34 | 16231 | 726 | 1130056 | 258697.84
LG&E | LGUM_209 | LGE209 | RLS 209: OH MV Cobra Head 60000L Fixture | 41 | 1 | 11623 | 1332.4 | 40 |  | 11946 | 1313.26 | 40 |  | 14204 | 1297.67 | 39 |  | 13805 | 1266.42 | 36 |  | 14306 | 1199.77 | 38 | 5 | 16886 | 1181.06 | 36 | 2 | 16081 | 1084.26 | 34 |  | 13747 | 1159.05 | 33 |  | 12367 | 1171.26 | 29 |  | 10380 | 990.7 | 29 |  | 9362 | 954.8 | 31 |  | 9371 | 1018.74 | 426 | 8 | 154078 | 13969.39
LG&E | LGUM_210 | LGE210 | RLS 210: OH MV Directional 60000L Fix | 324 |  | 90605 | 10813.27 | 328 |  | 98162 | 10921.45 | 313 | 1 | 110818 | 10550.16 | 305 |  | 108999 | 10195.09 | 315 |  | 123472 | 10606.4 | 325 |  | 148139 | 10766.47 | 325 |  | 143909 | 10147.5 | 313 | 3 | 124244 | 10718.82 | 321 | 1 | 117957 | 11568.31 | 300 | 1 | 106717 | 10399.39 | 331 |  | 107946 | 11168.77 | 305 |  | 91603 | 10154.71 | 3805 | 6 | 1372571 | 128010.34
LG&E | LGUM_252 | LGE252 | RLS 252: OH MV Cobra/Open Bottom 8000L | 3786 | 144 | 204002 | 41384.32 | 3786 | 90 | 221726 | 41046.48 | 3783 | 284 | 254873 | 41277.11 | 3748 | 99 | 263042 | 41128.88 | 3429 | 213 | 269330 | 37799.7 | 4001 | 431 | 340043 | 43222.12 | 3650 | 308 | 319499 | 39346.67 | 3663 | 243 | 286840 | 42577.39 | 3731 | 213 | 263025 | 44010.68 | 3656 | 153 | 242320 | 41557.43 | 3639 | 207 | 215336 | 40254.27 | 3624 | 369 | 210769 | 39905.68 | 44496 | 2754 | 3090805 | 493510.73
LG&E | LGUM_266 | LGE266 | RLS 266: UG HPS Cobra/Contemp 28500L | 2080 |  | 166683 | 61986.86 | 2069 |  | 186709 | 61809.42 | 2070 |  | 214397 | 62356.57 | 2069 |  | 221134 | 62406.62 | 1850 |  | 228713 | 55924.05 | 2283 |  | 288876 | 68560.79 | 2075 |  | 263292 | 62218.35 | 2069 |  | 239368 | 65198.12 | 2067 |  | 216559 | 65455.64 | 2067 |  | 198161 | 62934.87 | 2068 | 40 | 174647 | 61609.22 | 2065 |  | 181420 | 61426.12 | 24832 | 40 | 2579959 | 751886.63
LG&E | LGUM_267 | LGE267 | RLS 267: UG HPS Cobra/Contemp 50000L | 2320 |  | 297273 | 81555.64 | 2275 |  | 319019 | 79585.49 | 2342 | 10 | 375171 | 82699.06 | 2296 | 104 | 381804 | 81008.07 | 2142 | 364 | 395577 | 75874.6 | 2465 |  | 498357 | 85941.19 | 2297 |  | 479600 | 80230.25 | 2284 | 48 | 416442 | 84156.9 | 2311 | 0 | 382784 | 85671.2 | 2292 | 76 | 364926 | 81393.71 | 2273 | 58 | 314005 | 79139.49 | 2291 | 1 | 312612 | 79140.54 | 27588 | 661 | 4537570 | 976396.14
LG&E | LGUM_274 | LGE274 | RLS 274: UG HPS Coach/Acorn 9500L Deco | 17147 | 17 | 647707 | 330241.45 | 17141 | 29 | 700145 | 328784.97 | 17148 | 17 | 801799 | 330568.08 | 17129 |  | 837461 | 331013.2 | 16965 | 16 | 897432 | 330019.24 | 17138 |  | 1029485 | 331661.28 | 17012 | 1 | 1049004 | 328849.22 | 17015 | 5 | 907062 | 353217.9 | 17026 | 1 | 818229 | 353895.44 | 17006 | 41 | 813383 | 339281.13 | 16984 |  | 687293 | 333005.01 | 16995 | 14 | 681127 | 332850.39 | 204706 | 141 | 9870127 | 4023387.31
LG&E | LGUM_275 | LGE275 | RLS 275: UG HPS Cobra/Contemp 16000L | 521 |  | 27391 | 14253.53 | 499 |  | 27126 | 13644.36 | 510 |  | 32836 | 14039.19 | 521 |  | 34362 | 14342.59 | 482 |  | 34737 | 13340.62 | 536 |  | 43941 | 14760.83 | 498 |  | 41134 | 13703.59 | 509 |  | 40015 | 14580.79 | 520 |  | 35174 | 15034.15 | 491 |  | 31686 | 13707.13 | 488 |  | 27972 | 13340.88 | 477 |  | 27103 | 13004.97 | 6052 |  | 403477 | 167752.63
LG&E | LGUM_276 | LGE276 | RLS 276: UG HPS Coach/Acorn 5800L Deco | 1347 |  | 38497 | 21241.63 | 1332 |  | 40917 | 21174.11 | 1334 |  | 47997 | 21380.21 | 1333 |  | 49305 | 21375.3 | 1328 |  | 53221 | 21380.37 | 1347 |  | 61446 | 21376.23 | 2126 |  | 90931 | 33181.52 | 1362 | 1 | 54836 | 23556.3 | 1363 |  | 50309 | 23648.85 | 1369 | 1 | 49025 | 22818.12 | 1376 |  | 42137 | 22496.21 | 1361 |  | 41723 | 22267.31 | 16978 | 2 | 620344 | 275896.16
LG&E | LGUM_277 | LGE277 | RLS 277: UG HPS Coach/Acorn 16000L Deco | 2327 | 1 | 120611 | 57724.02 | 2339 |  | 131878 | 57849.44 | 2326 |  | 152825 | 58188.18 | 2339 |  | 157791 | 58512.28 | 2334 |  | 173417 | 58544.36 | 2341 |  | 194525 | 58426.06 | 2370 |  | 197791 | 58660.62 | 2335 |  | 169829 | 60588.17 | 2348 |  | 155722 | 61884.43 | 2334 |  | 151774 | 59039.7 | 2334 |  | 129634 | 57956.92 | 2334 |  | 129461 | 57900.69 | 28061 | 1 | 1865258 | 705274.87
LG&E | LGUM_278 | LGE278 | RLS 278: UG HPS Contemporary 120000L Dec | 17 |  | 4887 | 1408.56 | 17 |  | 5083 | 1402.08 | 17 |  | 6062 | 1415.96 | 17 |  | 6299 | 1416.52 | 17 |  | 6655 | 1420.69 | 17 |  | 7934 | 1405.4 | 2 |  | 338 | -67.73 | 12 |  | 4948 | 1053.37 | 12 |  | 4549 | 1057.65 | 12 |  | 4357 | 1013.84 | 12 |  | 3831 | 992.01 | 12 |  | 3120 | 843.55 | 164 |  | 58063 | 13361.9
LG&E | LGUM_279 | LGE279 | RLS 279: UG HPS Contemporary 120000L Fix | 11 |  | 3109 | 519.47 | 11 |  | 3316 | 515.23 | 11 |  | 4008 | 521.01 | 11 |  | 4013 | 521.35 | 11 |  | 4316 | 522.68 | 11 |  | 5112 | 512.32 | 2 |  | 644 | 8.96 | 8 |  | 3296 | 411.13 | 8 |  | 2947 | 414.92 | 8 |  | 2907 | 397.16 | 8 |  | 2569 | 386.47 | 8 |  | 1854 | 299.36 | 108 |  | 38091 | 5030.06
LG&E | LGUM_280 | LGE280 | RLS 280: UG HPS Victorian 5800L Fixture | 46 |  | 1369 | 1842.52 | 46 |  | 1365 | 1841.31 | 46 |  | 1604 | 1857.08 | 46 |  | 1701 | 1857.24 | 46 |  | 1792 | 1863.62 | 46 |  | 2028 | 1861.86 | 64 |  | 2574 | 2187.4 | 46 |  | 1527 | 1569.65 | 46 |  | 1695 | 1930.53 | 46 |  | 1727 | 1853.35 | 46 |  | 1451 | 1824.76 | 46 |  | 1365 | 1824.91 | 570 |  | 20198 | 22314.23
LG&E | LGUM_281 | LGE281 | RLS 281: UG HPS Victorian 9500L Fixture | 245 |  | 9262 | 9815.56 | 245 |  | 10058 | 9804.62 | 245 |  | 11715 | 9889.89 | 245 |  | 11999 | 9890.92 | 245 |  | 12950 | 9924.74 | 245 |  | 14745 | 9906.92 | 245 |  | 15160 | 9904.87 | 245 |  | 12977 | 10301.76 | 228 | 17 | 10165 | 8913.89 | 245 |  | 11726 | 9876.42 | 245 |  | 9974 | 9719.76 | 245 |  | 9637 | 9690.58 | 2923 | 17 | 140368 | 117639.93
LG&E | LGUM_282 | LGE282 | RLS 282: UG HPS London 5800L Fixture | 106 |  | 3043 | 3455.75 | 106 |  | 3309 | 3452.3 | 106 |  | 3838 | 3482.22 | 106 |  | 3889 | 3482.54 | 106 |  | 4290 | 3494.47 | 106 |  | 4678 | 3489.3 | 106 |  | 5105 | 3488.09 | 106 |  | 4254 | 3647.19 | 106 |  | 3839 | 3642.15 | 106 |  | 3816 | 3496.32 | 106 |  | 3302 | 3441.2 | 106 |  | 3197 | 3441.01 | 1272 |  | 46560 | 42012.54
LG&E | LGUM_283 | LGE283 | RLS 283: UG HPS London 9500L Fixture | 82 |  | 3185 | 3419.53 | 82 |  | 3401 | 3415.42 | 82 |  | 4053 | 3445.07 | 82 |  | 4072 | 3445.48 | 82 |  | 4347 | 3457.22 | 82 |  | 5158 | 3450.71 | 99 |  | 5907 | 3855 | 99 |  | 5093 | 4015.27 | 99 |  | 4952 | 4010.25 | 99 |  | 4540 | 3849.62 | 99 |  | 3900 | 3788.41 | 99 |  | 4071 | 3787.09 | 1086 |  | 52679 | 43939.07
LG&E | LGUM_314 | LGE314 | RLS 314: UG MV Cobra Head 13000L Deco | 479 |  | 36485 | 10016.03 | 477 | 110 | 41519 | 9912.57 | 475 | 127 | 47689 | 9946.5 | 472 |  | 47959 | 9922.95 | 416 | 72 | 51223 | 8765.45 | 523 | 141 | 62832 | 10893.66 | 464 | 298 | 54842 | 9589.28 | 458 | 104 | 50554 | 10008.76 | 456 | 103 | 45667 | 10032.7 | 453 |  | 39883 | 9585.79 | 452 | 65 | 36386 | 9344.81 | 451 |  | 38010 | 9302.86 | 5576 | 1020 | 553049 | 117321.36
LG&E | LGUM_315 | LGE315 | RLS 315: UG MV Cobra Head 25000L Deco | 476 | 257 | 55766 | 11797.36 | 473 | 256 | 64739 | 11700.01 | 472 | 509 | 73796 | 11782.39 | 469 | 273 | 74260 | 11716.52 | 464 | 141 | 89353 | 11585.21 | 464 | 7 | 86344 | 11485.88 | 462 | 251 | 84167 | 11381.35 | 460 | 260 | 78354 | 11979.54 | 458 |  | 70898 | 12033.35 | 457 | 130 | 61906 | 11479.15 | 454 |  | 55680 | 11164.8 | 453 |  | 59367 | 11101.43 | 5562 | 2084 | 854630 | 139206.99
LG&E | LGUM_318 | LGE318 | RLS 318: UG MV Cobra Head 8000L Deco | 50 |  | 2681 | 944.54 | 50 |  | 3069 | 927.53 | 49 |  | 3500 | 930.86 | 49 |  | 3530 | 931.12 | 49 |  | 4339 | 933.91 | 49 |  | 4132 | 926.86 | 49 |  | 4055 | 925.12 | 49 | 7 | 3777 | 964.69 | 48 |  | 3386 | 956.23 | 48 |  | 2944 | 917.22 | 48 |  | 2670 | 899.3 | 48 |  | 2870 | 897.5 | 586 | 7 | 40953 | 11154.88
LG&E | LGUM_348 | LGE348 | RLS 348: UG Inc Continental Jr 6000L Dec | 39 |  | 2986 | 555.85 | 39 |  | 3470 | 551.61 | 39 |  | 3980 | 557.7 | 39 |  | 4015 | 558.04 | 39 |  | 4934 | 559.36 | 39 |  | 4700 | 550.68 | 39 |  | 4611 | 548.19 | 39 |  | 4331 | 593.35 | 39 |  | 3930 | 597.84 | 39 |  | 3418 | 572.79 | 39 |  | 3099 | 558.8 | 39 |  | 3331 | 556.59 | 468 |  | 46805 | 6760.8
LG&E | LGUM_349 | LGE349 | RLS 349: UG Inc Continental Jr 1500L Dec | 17 |  | 434 | 166.35 | 17 |  | 504 | 165.74 | 17 |  | 578 | 167.32 | 17 |  | 583 | 167.37 | 17 |  | 717 | 167.87 | 17 |  | 683 | 166.73 | 17 |  | 670 | 166.45 | 17 |  | 629 | 178.82 | 17 |  | 571 | 179.17 | 17 |  | 497 | 171.88 | 17 |  | 450 | 168.62 | 17 |  | 484 | 168.33 | 204 |  | 6800 | 2034.65
LG&E | LGUM_400 | LGE400 | LS 400: Dark Sky 4000L Decorative Smooth | 49 |  | 681 | 1412.63 | 49 |  | 651 | 1412 | 49 |  | 843 | 1423.93 | 60 |  | 840 | 1484.8 | 49 |  | 815 | 1429.01 | 49 |  | 1015 | 1428.71 | 61 |  | 1069 | 1502.66 | 51 |  | 931 | 1592.22 | 51 |  | 894 | 1588.62 | 51 |  | 838 | 1525.41 | 56 |  | 829 | 1742.19 | 56 |  | 796 | 1662.56 | 631 |  | 10202 | 18204.74
LG&E | LGUM_401 | LGE401 | LS 401: Dark Sky 9500L Decorative Smooth | 8 |  | 222 | 228.68 | 8 |  | 212 | 228.48 | 8 |  | 276 | 230.44 | 18 |  | 526 | 482.71 | 10 |  | 357 | 289.09 | 10 |  | 420 | 288.56 | 13 |  | 508 | 387.64 | 13 |  | 484 | 407.51 | 15 |  | 573 | 504.07 | 15 |  | 482 | 448.96 | 20 |  | 650 | 686.34 | 20 |  | 579 | 604.71 | 158 |  | 5289 | 4787.19
LG&E | LGUM_412 | LGE412 | LS 412: UG HPS Colonial 4-Sided 5800L | 239 |  | 5333 | 5383.1 | 198 | 0 | 4414 | 4440.76 | 217 |  | 6061 | 4926.77 | 217 |  | 5918 | 4927.7 | 219 |  | 6529 | 4987.5 | 219 |  | 7571 | 4978.27 | 217 |  | 7613 | 4932.75 | 220 |  | 6767 | 5307.44 | 221 |  | 6256 | 5326.7 | 218 |  | 5856 | 5048.09 | 224 |  | 5178 | 5061.79 | 220 |  | 5247 | 5008.86 | 2629 | 0 | 72743 | 60329.73
LG&E | LGUM_413 | LGE413 | LS 413: UG HPS Colonial 4-Sided 9500L | 2530 | 23 | 78187 | 58655.17 | 2467 | 43 | 79338 | 56050.01 | 2834 | 19 | 107759 | 65469.23 | 2563 | 24 | 100881 | 60057.05 | 2607 | 28 | 110340 | 60621.08 | 2576 | 60 | 124686 | 60328.26 | 2699 | 69 | 132131 | 62317.35 | 2619 |  | 112322 | 65102.75 | 2669 | 17 | 103258 | 65612.13 | 2856 | 55 | 109155 | 68030.1 | 2671 |  | 86592 | 62228.36 | 2664 | 4 | 86713 | 62354.85 | 31755 | 342 | 1231362 | 746826.34
LG&E | LGUM_415 | LGE415 | LS 415: UG HPS Acorn 5800L Decorative | 47 |  | 1014 | 1077.97 | 47 |  | 1097 | 1076.78 | 47 |  | 1263 | 1086.09 | 47 |  | 1334 | 1086.25 | 47 |  | 1419 | 1089.91 | 47 |  | 1593 | 1088.08 | 43 |  | 1561 | 994.07 | 51 |  | 1566 | 1247.88 | 47 |  | 1282 | 1152.91 | 47 |  | 1279 | 1106.68 | 47 |  | 1087 | 1089.2 | 47 |  | 1088 | 1089.04 | 564 |  | 15583 | 13184.86
LG&E | LGUM_416 | LGE416 | LS 416: UG HPS Acorn 9500L Decorative | 1968 | 15 | 60216 | 50726.1 | 1964 | 5 | 62879 | 50474.34 | 1961 |  | 73550 | 51038.88 | 2030 |  | 78725 | 52565.32 | 1998 | 1 | 83491 | 51681.24 | 2003 | 16 | 96934 | 52236.45 | 1982 | 3 | 98973 | 51618.78 | 2043 | 42 | 88961 | 56050.57 | 2017 | 7 | 79351 | 55488.24 | 1993 | 0 | 76665 | 52230.75 | 2011 | 1 | 66152 | 52172.6 | 2011 | 12 | 65634 | 52257.65 | 23981 | 102 | 931531 | 628540.92
LG&E | LGUM_417 | LGE417 | RLS 417: UG HPS Acorn Bronze 9500L Deco | 48 |  | 1480 | 1299.23 | 48 |  | 1589 | 1285.87 | 47 |  | 1843 | 1282.02 | 47 |  | 1870 | 1282.23 | 47 |  | 2029 | 1286.53 | 47 |  | 2259 | 1283.42 | 47 |  | 2352 | 1282.73 | 54 |  | 1999 | 1347.88 | 47 |  | 1802 | 1353.43 | 49 |  | 1912 | 1389.68 | 49 |  | 1566 | 1332.66 | 49 |  | 1615 | 1332 | 579 |  | 22316 | 15757.68
LG&E | LGUM_419 | LGE419 | RLS 419: UG HPS Acorn Bronze 16000L Deco | 119 |  | 5421 | 3241.63 | 119 |  | 6197 | 3235.54 | 119 |  | 6634 | 3265.07 | 119 |  | 7066 | 3265.61 | 119 |  | 8072 | 3276.25 | 119 |  | 8602 | 3262.9 | 119 |  | 9538 | 3257.22 | 119 |  | 7971 | 3499.17 | 119 |  | 7123 | 3499.99 | 119 |  | 7200 | 3358.27 | 119 |  | 6257 | 3299.48 | 119 |  | 5893 | 3298.47 | 1428 |  | 85974 | 39759.6
LG&E | LGUM_420 | LGE420 | LS 420: UG HPS Contemporary 16000L Deco | 61 |  | 2872 | 1999.77 | 62 |  | 3011 | 2029.59 | 62 |  | 3651 | 2046.56 | 62 |  | 3678 | 2047.74 | 62 |  | 3979 | 2054.26 | 62 |  | 4706 | 2047.8 | 62 |  | 4699 | 2046.34 | 65 |  | 4362 | 2126.85 | 62 |  | 3757 | 2134.51 | 62 |  | 3649 | 2052.55 | 62 |  | 3206 | 2015.5 | 62 |  | 3192 | 2012.84 | 746 |  | 44762 | 24614.31
LG&E | LGUM_421 | LGE421 | LS 421: UG HPS Contemporary 28500L Deco | 208 |  | 16010 | 7785.01 | 166 |  | 13528 | 6196.55 | 187 |  | 18045 | 7065.52 | 217 |  | 21183 | 8185.52 | 213 |  | 22683 | 8021.83 | 213 |  | 26556 | 8011.22 | 212 |  | 26049 | 7964.66 | 214 | 3 | 23523 | 8435.17 | 215 |  | 20830 | 8454.4 | 215 |  | 20603 | 8113.44 | 215 |  | 17423 | 7964.42 | 215 | 1 | 17683 | 7974.15 | 2490 | 4 | 244116 | 94171.89
LG&E | LGUM_422 | LGE422 | LS 422: UG HPS Contemporary 50000L Deco | 439 |  | 52571 | 18909.98 | 439 |  | 56941 | 18779.51 | 490 |  | 72594 | 21351.44 | 426 |  | 66663 | 18661 | 430 | 2 | 74440 | 18951.82 | 448 | 16 | 86848 | 19437.7 | 439 |  | 88360 | 19070.09 | 440 |  | 77217 | 19975.42 | 450 |  | 69721 | 20149.11 | 454 |  | 71379 | 19897.09 | 443 |  | 59069 | 18994.99 | 443 |  | 57369 | 18972.3 | 5341 | 18 | 833172 | 233150.45
LG&E | LGUM_423 | LGE423 | LS 423: UG HPS Cobra Head 16000L Deco | 23 |  | 1080 | 669.56 | 23 |  | 1159 | 668.31 | 24 |  | 1355 | 660.86 | 21 |  | 1261 | 616.83 | 21 |  | 1448 | 618.95 | 21 |  | 1581 | 616.43 | 21 |  | 1557 | 616.04 | 21 |  | 1432 | 645.57 | 21 |  | 1292 | 645.66 | 21 |  | 1184 | 619.62 | 21 |  | 1062 | 608.87 | 21 |  | 1080 | 608.44 | 259 |  | 15491 | 7595.14
LG&E | LGUM_424 | LGE424 | LS 424: UG HPS Cobra Head 28500L Deco | 544 | 103 | 41031 | 16889.62 | 549 | 197 | 47888 | 16956.3 | 554 | 394 | 55671 | 17326.51 | 561 | 198 | 56803 | 17520.79 | 536 | 406 | 67198 | 16962.91 | 621 | 93 | 73803 | 19287.77 | 590 | 317 | 68950 | 18331.84 | 596 | 195 | 65107 | 19440.68 | 600 | 72 | 59308 | 19566.48 | 608 | 195 | 52689 | 19060.33 | 615 | 151 | 48116 | 18853.25 | 616 |  | 51426 | 18862.72 | 6990 | 2321 | 687990 | 219059.2
LG&E | LGUM_425 | LGE425 | LS 425: UG HPS Cobra Head 50000L Deco | 32 |  | 3945 | 1217.48 | 32 |  | 4253 | 1212.8 | 32 |  | 4838 | 1223.21 | 32 |  | 5170 | 1224.62 | 27 | 2 | 4532 | 1012.49 | 37 | 2 | 7211 | 1415.56 | 31 |  | 6142 | 1174.6 | 33 |  | 5750 | 1310.31 | 32 |  | 5066 | 1280.92 | 32 |  | 4872 | 1233.22 | 32 |  | 4242 | 1205.36 | 32 |  | 4132 | 1201.6 | 384 | 4 | 60153 | 14712.17
LG&E | LGUM_426 | LGE426 | RLS 426: UG HPS London 5800L Decorative | 34 |  | 732 | 1296.05 | 34 |  | 794 | 1295.5 | 34 |  | 874 | 1306.55 | 34 |  | 907 | 1306.62 | 34 |  | 1064 | 1311.15 | 34 |  | 1140 | 1310.47 | 34 |  | 1238 | 1310.64 | 34 |  | 1039 | 1363.38 | 34 |  | 952 | 1360.68 | 34 |  | 975 | 1306.39 | 34 |  | 794 | 1286.68 | 34 |  | 755 | 1286.85 | 408 |  | 11264 | 15740.96
LG&E | LGUM_427 | LGE427 | LS 427: UG HPS London 5800L Historic | 53 |  | 1143 | 2194.01 | 53 |  | 1229 | 2193.1 | 53 |  | 1404 | 2211.69 | 53 |  | 1427 | 2211.85 | 53 |  | 1641 | 2219.51 | 53 |  | 1789 | 2218.66 | 53 |  | 1917 | 2219.18 | 53 |  | 1625 | 2302.56 | 54 |  | 1490 | 2327.28 | 54 |  | 1516 | 2250.83 | 54 |  | 1252 | 2217.11 | 54 |  | 1219 | 2217.33 | 640 |  | 17652 | 26783.11
LG&E | LGUM_428 | LGE428 | RLS 428: UG HPS London 9500L Decorative | 277 |  | 8390 | 11166.18 | 275 |  | 9094 | 11079.46 | 277 |  | 10122 | 11218.38 | 276 |  | 10567 | 11215.36 | 289 |  | 12627 | 11768.23 | 289 |  | 13725 | 11754.53 | 289 |  | 14657 | 11753.23 | 289 |  | 12558 | 12226.23 | 289 |  | 11339 | 12207.05 | 289 |  | 11542 | 11718.68 | 289 | 185 | 9722 | 11845.14 | 299 |  | 9447 | 11925.59 | 3427 | 185 | 133790 | 139878.06
LG&E | LGUM_429 | LGE429 | LS 429: UG HPS London 9500L Historic | 214 |  | 6429 | 9638.72 | 201 |  | 6832 | 9105.22 | 227 |  | 8461 | 10246.69 | 214 |  | 8719 | 9724.7 | 214 |  | 9361 | 9756.22 | 214 |  | 10219 | 9754.71 | 214 |  | 10583 | 9754.3 | 579 |  | 23411 | 25414.14 | 247 |  | 9621 | 11572.85 | 556 |  | 21199 | 25080.64 | 259 |  | 8391 | 11525.61 | 259 |  | 8229 | 11507.27 | 3398 |  | 131455 | 153081.07
LG&E | LGUM_430 | LGE430 | RLS 430: UG HPS Victorian 5800L Deco | 13 |  | 275 | 456.25 | 13 |  | 317 | 455.88 | 13 |  | 366 | 459.76 | 13 |  | 367 | 459.81 | 13 |  | 449 | 461.4 | 13 |  | 436 | 461.15 | 13 |  | 426 | 461.32 | 13 |  | 402 | 480.18 | 13 |  | 363 | 479.24 | 13 |  | 318 | 460.15 | 13 |  | 288 | 453.21 | 13 |  | 308 | 453.17 | 156 |  | 4315 | 5541.52
LG&E | LGUM_431 | LGE431 | LS 431: UG HPS Victorian 5800L Historic | 51 |  | 1132 | 2100.4 | 43 | 1 | 896 | 1718.36 | 43 | 9 | 1303 | 2078.78 | 51 |  | 1446 | 2117.48 | 51 |  | 1490 | 2124.9 | 51 |  | 1730 | 2124.12 | 81 |  | 2251 | 2677.99 | 51 |  | 1183 | 1585.69 | 51 |  | 1415 | 2199.02 | 51 |  | 1433 | 2111.38 | 51 |  | 1197 | 2079.7 | 51 |  | 1175 | 2079.9 | 626 | 10 | 16651 | 24997.72
LG&E | LGUM_432 | LGE432 | RLS 432: UG HPS Victorian 9500L Deco | 10 |  | 305 | 397.95 | 10 |  | 305 | 397.68 | 10 |  | 384 | 401.08 | 10 |  | 374 | 401.14 | 10 |  | 408 | 402.51 | 10 |  | 499 | 401.96 | 10 |  | 486 | 402.05 | 10 |  | 461 | 418.25 | 10 |  | 396 | 417.65 | 10 |  | 385 | 400.96 | 10 |  | 333 | 394.72 | 10 |  | 333 | 394.68 | 120 |  | 4669 | 4830.63
LG&E | LGUM_433 | LGE433 | LS 433: UG HPS Victorian 9500L Historic | 873 |  | 32058 | 34239.68 | 241 |  | 7702 | 10328.12 | 237 |  | 9431 | 10414.8 | 237 |  | 9395 | 10417.1 | 237 |  | 9998 | 10452.51 | 237 |  | 12001 | 10442.07 | 237 |  | 11410 | 10445.37 | 237 |  | 9938 | 10823.6 | 237 |  | 9502 | 10810.82 | 237 |  | 8910 | 10385.91 | 237 |  | 7555 | 10222.62 | 237 |  | 7738 | 10219.12 | 3484 |  | 135638 | 149201.72
LG&E | LGUM_440 | LGE440 | LS 440: UG HPS Contemporary 28500L Fix | 10 |  | 758 | 210.17 | 10 |  | 823 | 209.13 | 10 |  | 931 | 211.26 | 23 |  | 2084 | 486.12 | 23 |  | 2506 | 487.51 | 23 |  | 2926 | 481.76 | 23 |  | 2785 | 480.51 | 23 |  | 2428 | 517.8 | 23 |  | 2189 | 519.96 | 23 |  | 2295 | 498.27 | 23 |  | 1844 | 487.73 | 23 |  | 1794 | 487.03 | 237 |  | 23363 | 5077.25
LG&E | LGUM_441 | LGE441 | LS 441: UG HPS Contemporary 50000L Fix | 40 |  | 4803 | 1013.56 | 40 |  | 5381 | 1006.73 | 39 |  | 5617 | 991.9 | 41 |  | 6492 | 1043.93 | 40 |  | 6922 | 1020.85 | 44 |  | 8318 | 1102.29 | 43 |  | 8749 | 1070.02 | 44 |  | 7624 | 1178.17 | 46 |  | 10877 | 1860.36 | 44 |  | 7050 | 1137.68 | 52 |  | 6904 | 1316.61 | 51 |  | 6511 | 1287.76 | 524 |  | 85248 | 14029.86
LG&E | LGUM_444 | LGE444 | LS 444: UG HPS Colonial 4-Sided 16000L | [12 empty] | 1 |  | 137 | 52.01 | 2 | 1 | 151 | 57.82 | 3 |  | 237 | 69.02 | 7 |  | 620 | 178.69 | 7 |  | 483 | 174.19 | 9 | 1 | 537 | 230.25 | 9 |  | 527 | 214.56 | 9 | 4 | 492 | 224.64 | 10 |  | 507 | 234.3 | 57 | 6 | 3691 | 1435.48
LG&E | LGUM_445 | LGE445 | LS 445: UG HPS Acorn 16000L Decorative | [16 empty] | 4 |  | 205 | 81.39 | 12 | 3 | 677 | 321.68 | 18 |  | 1454 | 448.09 | 19 |  | 1272 | 518.57 | 19 |  | 1095 | 500.05 | 19 |  | 1077 | 479.8 | 19 |  | 1005 | 471.15 | 19 |  | 919 | 471.04 | 129 | 3 | 7704 | 3291.77
LG&E | LGUM_452 | LGE452 | LS 452: OH HPS Cobra Head 16000L Fixture | 6755 | 404 | 313640 | 96219.75 | 6765 | 466 | 350344 | 95884.25 | 6747 | 887 | 403198 | 96314.11 | 6811 | 189 | 416408 | 97449.97 | 5861 | 372 | 412643 | 84531.33 | 7662 | 783 | 568528 | 108919.7 | 6752 | 809 | 501071 | 95883.72 | 6789 | 479 | 456513 | 104892.43 | 6909 | 497 | 418804 | 107137 | 6852 | 724 | 382380 | 102073.96 | 6859 | 346 | 340104 | 99939.16 | 6855 | 751 | 349427 | 99769.6 | 81617 | 6707 | 4913060 | 1189014.98
LG&E | LGUM_453 | LGE453 | LS 453: OH HPS Cobra Head 28500L Fixture | 9849 | 1432 | 741415 | 163488.48 | 9855 | 3022 | 847874 | 162719.77 | 9904 | 5494 | 978107 | 165098.12 | 9941 | 1817 | 998871 | 165924.48 | 8121 | 3166 | 972550 | 136305.92 | 11878 | 4245 | 1422963 | 196243.35 | 9944 | 4485 | 1187204 | 165578.18 | 10191 | 5301 | 1114215 | 183100.99 | 10322 | 4881 | 1028068 | 187402.44 | 10391 | 3048 | 915306 | 179521.86 | 10407 | 3401 | 823664 | 175796.64 | 10421 | 3862 | 869031 | 175595.37 | 121224 | 44154 | 11899268 | 2056775.6
LG&E | LGUM_454 | LGE454 | LS 454: OH HPS Cobra Head 50000L Fixture | 5733 | 1460 | 700695 | 113880.11 | 5522 | 886 | 738877 | 108895.8 | 5598 | 2077 | 1057937 | 138569.07 | 5589 | 693 | 888020 | 111593.13 | 5250 | 251 | 945007 | 105335.46 | 5904 | 1438 | 1137919 | 115832.87 | 5500 | 1419 | 1068603 | 107010.24 | 5622 | 1705 | 971511 | 119046.54 | 5618 | 631 | 875891 | 119920.15 | 5548 | 2664 | 813889 | 113974.61 | 5534 | 437 | 719798 | 111150.31 | 5516 | 204 | 724364 | 110487.66 | 66934 | 13865 | 10642511 | 1375695.95
LG&E | LGUM_455 | LGE455 | LS 455: OH HPS Directional 16000L Fix | 416 |  | 19265 | 6614.95 | 412 |  | 20460 | 6544.53 | 410 |  | 23947 | 6627.99 | 415 |  | 24708 | 6631.94 | 406 |  | 26271 | 6515.43 | 415 |  | 30980 | 6600.2 | 396 |  | 30614 | 6373.74 | 411 |  | 27333 | 7059.45 | 410 |  | 24801 | 7121.55 | 405 |  | 23841 | 6760.43 | 412 | 4 | 21106 | 6710.3 | 402 |  | 20237 | 6590.94 | 4910 | 4 | 293563 | 80151.45
LG&E | LGUM_456 | LGE456 | LS 456: OH HPS Directional 50000L Fix | 13210 | 15 | 1610508 | 280046.86 | 13080 | 21 | 1692816 | 275416.96 | 13165 | 30 | 1987410 | 280241.22 | 13122 | 15 | 2060031 | 279444.72 | 12794 | 9 | 2175887 | 273675.68 | 13287 | 6 | 2585815 | 278056.87 | 12929 | 39 | 2590838 | 268940.56 | 13109 | 14 | 2276035 | 295155.16 | 13255 | 7 | 2084701 | 302974.34 | 12941 | 48 | 1987888 | 284289.51 | 12933 | 43 | 1732343 | 276108.6 | 12896 | 3 | 1678557 | 275119.11 | 156721 | 250 | 24462829 | 3369469.59
LG&E | LGUM_457 | LGE457 | LS 457: OH HPS Open Bottom 9500L Fixture | 3512 | 17 | 105005 | 43656.6 | 3492 | 6 | 112530 | 43342.13 | 3797 | 63 | 130673 | 44078.65 | 3513 | 20 | 135962 | 44123.76 | 3499 | 98 | 148147 | 43950.9 | 3549 | 26 | 170986 | 44369.58 | 3500 | 126 | 174839 | 43748.23 | 3583 | 35 | 155824 | 49369.89 | 3668 | 19 | 143235 | 50688.62 | 3600 | 53 | 137266 | 47845.21 | 3595 | 64 | 119294 | 46828.63 | 3607 | 27 | 116757 | 46964.45 | 42915 | 554 | 1650518 | 548966.65
LG&E | LGUM_458 | LGE458 | RETIRED: RLS 458: OH MV Cobra 8000L Fixt | 5 |  | 102 | 23.54 | [44 empty] | 5 |  | 102 | 23.54
LG&E | LGUM_470 | LGE470 | LS 470: OH MH Directional 12000L Fixture | 33 |  | 1284 | 475.83 | 35 |  | 1371 | 478.5 | 34 |  | 1636 | 492.76 | 34 |  | 1683 | 492.8 | 35 |  | 1928 | 516.74 | 37 |  | 2296 | 533.78 | 38 |  | 2424 | 545.34 | 41 |  | 2231 | 630.26 | 40 |  | 2000 | 629.52 | 44 |  | 2098 | 640.2 | 45 |  | 1983 | 682.95 | 42 |  | 1740 | 623.05 | 458 |  | 22674 | 6741.73
LG&E | LGUM_471 | LGE471 | RLS 471: OH MH Directional 12000L Wood | 8 |  | 307 | 133.16 | 8 |  | 336 | 132.76 | 8 |  | 404 | 134.01 | 8 |  | 400 | 134.03 | 8 |  | 436 | 134.48 | 8 |  | 503 | 133.59 | 8 |  | 508 | 133.34 | 8 |  | 453 | 144.24 | 8 |  | 391 | 144.47 | 8 |  | 382 | 138.59 | 8 |  | 330 | 136.01 | 8 |  | 345 | 135.84 | 96 |  | 4795 | 1634.52
LG&E | LGUM_473 | LGE473 | LS 473: OH MH Directional 32000L Fixture | 589 | 11 | 54025 | 12784.07 | 611 |  | 58289 | 13077.82 | 618 | 9 | 68320 | 13222.03 | 611 | 8 | 71298 | 13266.31 | 617 | 2 | 76910 | 13306.72 | 648 | 8 | 95227 | 14011.6 | 680 | 1 | 99297 | 14246.67 | 711 | 2 | 94462 | 16406.68 | 756 | 2 | 88530 | 17436.65 | 741 | 4 | 83765 | 16376.21 | 756 |  | 74596 | 16226.03 | 749 | 8 | 71807 | 16052.19 | 8087 | 55 | 936526 | 176412.98
LG&E | LGUM_474 | LGE474 | RLS 474: OH MH Directional 32000L Wood | 54 |  | 4883 | 1331.97 | 54 |  | 5219 | 1325.25 | 54 |  | 5395 | 1196.97 | 47 |  | 5490 | 1169.42 | 47 |  | 5999 | 1172.84 | 47 |  | 6811 | 1159.63 | 41 |  | 6180 | 1011.28 | 53 |  | 7018 | 1384.8 | 47 |  | 5492 | 1246.81 | 47 |  | 5341 | 1195.06 | 49 |  | 4842 | 1186.37 | 47 |  | 4451 | 1167.49 | 587 |  | 67121 | 14547.89
LG&E | LGUM_475 | LGE475 | RLS 475: OH MH Directional 32000L Metal | 2 |  | 177 | 65.33 | 2 |  | 210 | 65.06 | 2 |  | 225 | 65.72 | 2 |  | 233 | 65.74 | 2 |  | 271 | 65.94 | 2 |  | 277 | 65.42 | 2 |  | 315 | 65.16 | 2 |  | 249 | 69.02 | 2 |  | 223 | 69.22 | 2 |  | 220 | 66.36 | 2 |  | 208 | 65 | 2 |  | 187 | 64.98 | 24 |  | 2795 | 792.95
LG&E | LGUM_476 | LGE476 | LS 476: OH MH Directional 107800L Fix | 551 | 7 | 155989 | 25282.56 | 509 |  | 152217 | 23111.34 | 539 | 13 | 188233 | 24760.71 | 552 |  | 198570 | 25363.49 | 513 |  | 201649 | 23578.46 | 526 |  | 235442 | 23794.52 | 510 | 36 | 234659 | 22932.59 | 629 | 19 | 257058 | 30193.74 | 619 | 4 | 223232 | 30203.49 | 588 | 14 | 204891 | 27668.08 | 564 | 2 | 175633 | 25819.3 | 611 | 3 | 179937 | 27776.36 | 6711 | 98 | 2407510 | 310484.64
LG&E | LGUM_477 | LGE477 | RLS 477: OH MH Directional 107800L Wood | 63 |  | 17819 | 3119.57 | 61 |  | 18137 | 3002.73 | 60 |  | 20595 | 2947.69 | 63 |  | 22815 | 3130.94 | 59 |  | 22960 | 2952.12 | 54 |  | 24382 | 2651.05 | 60 |  | 27573 | 2925.1 | 69 |  | 28298 | 3589.83 | 61 |  | 22000 | 3237.5 | 63 |  | 21870 | 3163.51 | 60 |  | 18478 | 2970.04 | 58 |  | 17289 | 2870.11 | 731 |  | 262216 | 36560.19
LG&E | LGUM_480 | LGE480 | LS 480: UG MH Contemporary 12000L Deco | 20 |  | 767 | 519.4 | 20 |  | 899 | 518.32 | 20 |  | 980 | 523 | 20 |  | 1011 | 523.08 | 20 |  | 1164 | 524.81 | 20 |  | 1193 | 523.08 | 20 |  | 1346 | 522.29 | 20 |  | 1053 | 551.05 | 20 |  | 951 | 550.85 | 20 |  | 939 | 528.64 | 20 |  | 886 | 519.54 | 20 |  | 790 | 519.57 | 240 |  | 11979 | 6323.63
LG&E | LGUM_481 | LGE481 | LS 481: UG MH Contemporary 32000L Fix | 6 |  | 556 | 143.98 | 6 |  | 577 | 143.21 | 6 |  | 648 | 144.7 | 6 |  | 706 | 144.74 | 6 |  | 756 | 145.17 | 6 |  | 857 | 143.46 | 6 |  | 912 | 142.79 | 6 |  | 776 | 154.03 | 6 |  | 717 | 154.74 | 6 |  | 712 | 148.28 | 6 |  | 593 | 145.02 | 6 | 2 | 771 | 186.5 | 72 | 2 | 8581 | 1796.62
LG&E | LGUM_482 | LGE482 | LS 482: UG MH Contemporary 32000L Deco | 100 | 2 | 9329 | 3504.28 | 100 |  | 9705 | 3458.43 | 90 |  | 10146 | 3142.22 | 90 |  | 10574 | 3143.09 | 92 |  | 11683 | 3224.98 | 92 |  | 13256 | 3200.59 | 92 |  | 13956 | 3191.69 | 90 |  | 11539 | 3295.53 | 94 |  | 11024 | 3449.69 | 98 |  | 11586 | 3455.09 | 98 |  | 9674 | 3387.79 | 98 | 11 | 10525 | 3718.57 | 1134 | 13 | 132997 | 40171.95
LG&E | LGUM_483 | LGE483 | LS 483: UG MH Contemporary 107800L Fix | 4 |  | 1136 | 196.02 | 4 |  | 1141 | 194.55 | 4 |  | 1406 | 196.66 | 4 |  | 1400 | 196.8 | 5 |  | 1776 | 246.65 | 5 |  | 2222 | 242.09 | 5 |  | 2240 | 240.63 | 5 |  | 2098 | 260.02 | 5 |  | 1832 | 262.45 | 5 |  | 1785 | 251.27 | 5 |  | 1521 | 244.68 | 5 | 2 | 2064 | 330.12 | 56 | 2 | 20621 | 2861.94
LG&E | LGUM_484 | LGE484 | LS 484: UG MH Contemporary 107800L Deco | 23 |  | 6853 | 1428.88 | 23 |  | 6893 | 1365.34 | 23 |  | 8218 | 1379.74 | 23 |  | 8182 | 1380.54 | 58 |  | 19141 | 3507.44 | 58 |  | 25258 | 3456.53 | 63 |  | 27469 | 3738.68 | 63 |  | 25305 | 3987.24 | 63 |  | 22741 | 4013.93 | 63 |  | 21077 | 3845.64 | 65 |  | 19634 | 3933.22 | 65 | 2 | 20175 | 3968.08 | 590 | 2 | 210946 | 36005.26
LG&E | Result |  |  | 89507 | 5646 | 6643600 | 1877463.05 | 88172 | 10277 | 7148769 | 1736726.1 | 89208 | 15256 | 8523532 | 1844994.62 | 88613 | 6292 | 8565839 | 1812902.97 | 83001 | 9029 | 8924308 | 1724686.27 | 93838 | 10350 | 11122490 | 1889098.2 | 88523 | 13146 | 10539716 | 1798555.64 | 89255 | 12068 | 9478915 | 1948938.94 | 89544 | 10350 | 8617639 | 1960165.77 | 89278 | 9348 | 8082852 | 1887158.97 | 88741 | 8618 | 7075403 | 1829302.72 | 88658 | 7941 | 7085994 | 1826044.39 | 1066338 | 118321 | 101809057 | 22136037.64
ODP | ODUM_406 | ODP406 | POLT 406: MV Open Bottom 7,000L - Res | 1622 | 0 | 87043 | 19957 | 1611 | 3 | 91672 | 19886.68 | 1551 | 4 | 104801 | 19705.18 | 1594 | 0 | 109034 | 20230.77 | 1584 | 3 | 118929 | 20488.75 | 1578 | 1 | 134241 | 20801.26 | 1552 | 0 | 137174 | 20673.89 | 1489 | 0 | 112883 | 19367.33 | 1536 | 2 | 105015 | 20588.87 | 1514 | 1 | 101837 | 20167.7 | 1519 | 2 | 88317 | 19505.75 | 1503 |  | 85852 | 19262.58 | 18653 | 16 | 1276798 | 240635.76
ODP | ODUM_406C | ODP406 | POLT 406: MV Open Bottom 7,000L - Com | 217 |  | 11699 | 2684.87 | 224 | 1 | 12623 | 2718.94 | 218 |  | 14671 | 2783.56 | 218 |  | 15071 | 2792.3 | 216 |  | 16218 | 2792.98 | 220 | 1 | 18769 | 2915.14 | 212 | 0 | 18705 | 2837.18 | 213 | 5 | 15879 | 2747.83 | 213 |  | 14505 | 2848.74 | 204 | 0 | 13524 | 2701.37 | 209 | 1 | 12191 | 2700.13 | 203 |  | 11719 | 2629.43 | 2567 | 8 | 175574 | 33152.47
ODP | ODUM_406I | ODP406 | POLT 406: MV Open Bottom 7,000L - Ind | 3 |  | 159 | 36.96 | 3 |  | 167 | 37.14 | 3 |  | 199 | 38.09 | 3 |  | 203 | 38.22 | 3 |  | 218 | 38.67 | 3 |  | 258 | 39.88 | 3 |  | 275 | 40.39 | 3 |  | 230 | 39.18 | 3 |  | 208 | 40.14 | 3 |  | 208 | 40.55 | 5 |  | 241 | 51.92 | 1 |  | 60 | 12.97 | 36 |  | 2426 | 454.11
ODP | ODUM_406TE | ODP406 | POLT 406: MV Open Bottom 7,000L - Tax Ex | 114 |  | 6189 | 1398.85 | 114 |  | 6562 | 1407.78 | 114 | 1 | 7554 | 1431.85 | 113 |  | 7867 | 1434.37 | 113 | 7 | 8459 | 1442.43 | 112 |  | 9500 | 1470.42 | 112 |  | 9859 | 1480.66 | 112 |  | 8707 | 1461.43 | 112 |  | 7786 | 1496.44 | 116 |  | 7582 | 1502.45 | 108 |  | 6395 | 1390.76 | 107 |  | 6151 | 1372.13 | 1347 | 8 | 92611 | 17289.57
ODP | ODUM_406UE | ODP406 | POLT 406: MV Open Bottom 7,000L - Utl Ex | 1 |  | 56 | 12.39 | 1 |  | 59 | 12.48 | 1 |  | 72 | 12.87 | 1 |  | 71 | 12.84 | 1 |  | 76 | 13 | 1 |  | 94 | 13.53 | 1 |  | 82 | 13.17 | 1 |  | 72 | 13.2 | 1 |  | 72 | 13.68 | 1 |  | 63 | 13.09 | 1 |  | 55 | 12.85 | 1 |  | 59 | 12.95 | 12 |  | 831 | 156.05
ODP | ODUM_407 | ODP407 | POLT 407: HPS Cobra Head 50,000L - Res | 1 |  | 127 | 36.54 | 1 |  | 132 | 36.67 | 1 |  | 161 | 37.54 | 1 |  | 157 | 37.42 | 1 |  | 171 | 37.85 | 1 |  | 186 | 38.3 | 1 |  | 212 | 39.08 | 1 |  | 168 | 38.19 | 1 |  | 151 | 39.73 | 1 |  | 159 | 39.46 | 1 |  | 129 | 38.33 | 1 |  | 136 | 38.5 | 12 |  | 1889 | 457.61
ODP | ODUM_407TE | ODP407 | POLT 407: HPS Cobra Head 50000L - Tax Ex | 1 |  | 136 | 36.66 | 1 |  | 120 | 36.14 | 1 |  | 133 | 36.5 | 1 |  | 162 | 37.33 | 1 |  | 158 | 37.21 | 1 |  | 171 | 37.59 | 1 |  | 199 | 38.39 | 1 |  | 211 | 38.73 | 1 |  | 166 | 38.21 | 1 |  | 144 | 39.3 | 1 |  | 147 | 38.85 | 1 |  | 129 | 38.13 | 12 |  | 1876 | 453.04
ODP | ODUM_428 | ODP428 | POLT 428: HPS Yard Type 9,500L - Res | 2903 | 4 | 87284 | 34887.36 | 2925 | 15 | 95115 | 35482.22 | 2941 | 6 | 110767 | 36013.61 | 2941 | 10 | 113906 | 36193.5 | 2964 | 15 | 125783 | 36807.94 | 2963 | 14 | 143152 | 37403.34 | 2997 | 10 | 150075 | 37947.42 | 3021 | 9 | 129687 | 37822.62 | 3040 | 11 | 117913 | 39718.7 | 3039 | 9 | 115749 | 39598.48 | 3049 | 7 | 100488 | 38900.82 | 3071 | 11 | 99307 | 39130.64 | 35854 | 121 | 1389226 | 449906.65
ODP | ODUM_428C | ODP428 | POLT 428: HPS Yard Type 9,500L - Com | 169 |  | 5087 | 2040.7 | 166 |  | 5398 | 2009.08 | 169 | 2 | 6505 | 2106.05 | 171 |  | 6584 | 2098.98 | 175 |  | 7598 | 2241.71 | 177 | 2 | 8461 | 2222.93 | 180 | 5 | 8980 | 2271.94 | 178 | 1 | 7609 | 2212.76 | 177 | 0 | 6822 | 2308.43 | 172 |  | 6518 | 2241.83 | 181 |  | 6021 | 2314.08 | 177 |  | 5778 | 2267.73 | 2092 | 10 | 81361 | 26336.22
ODP | ODUM_428I | ODP428 | POLT 428: HPS Yard Type 9,500L - Ind | 2 |  | 65 | 24.28 | 2 |  | 62 | 24.17 | 2 |  | 81 | 24.74 | 2 |  | 77 | 24.62 | 2 |  | 83 | 24.81 | 2 |  | 98 | 25.26 | 2 |  | 96 | 25.2 | 2 |  | 86 | 24.89 | 2 |  | 84 | 26.42 | 5 |  | 193 | 65.27 | 5 |  | 161 | 63.93 | 5 |  | 164 | 63.99 | 33 |  | 1250 | 417.58
ODP | ODUM_428TE | ODP428 | POLT 428: HPS Yard Type 9,500L - Tax Ex | 91 |  | 2793 | 1095.53 | 92 |  | 3028 | 1112.52 | 91 |  | 3387 | 1105.32 | 92 |  | 3651 | 1130.4 | 92 |  | 4025 | 1141.03 | 92 |  | 4406 | 1151.93 | 91 |  | 4548 | 1144.9 | 94 | 4 | 4246 | 1185.3 | 95 | 2 | 3782 | 1238.46 | 96 |  | 3683 | 1249.04 | 96 |  | 3231 | 1226.19 | 95 |  | 3136 | 1211.67 | 1117 | 6 | 43916 | 13992.29
ODP | ODUM_428UE | ODP428 | POLT 428: HPS Yard Type 9,500L - Utl Ex | 4 |  | 123 | 48.35 | 4 |  | 127 | 48.42 | 4 |  | 154 | 49.23 | 4 |  | 153 | 49.22 | 4 |  | 169 | 49.7 | 4 |  | 200 | 50.63 | 4 |  | 194 | 50.46 | 4 |  | 177 | 50.29 | 4 |  | 159 | 52.31 | 4 |  | 153 | 52.26 | 4 |  | 131 | 51.19 | 4 |  | 131 | 51.19 | 48 |  | 1871 | 603.25
ODP | ODUM_429 | ODP429 | POLT 429: HPS Cobra Head 22,000L - Res | 4 |  | 248 | 86.8 | 4 |  | 270 | 87.34 | 4 |  | 295 | 88.1 | 4 |  | 314 | 88.67 | 4 |  | 352 | 89.82 | 4 |  | 389 | 90.93 | 4 |  | 426 | 92.04 | 4 |  | 363 | 90.15 | 4 |  | 330 | 93.32 | 4 |  | 340 | 95.16 | 4 |  | 277 | 91.99 | 4 |  | 262 | 91.63 | 48 |  | 3866 | 1085.95
ODP | ODUM_429C | ODP429 | POLT 429: HPS Cobra Head 22,000L - Com | 9 |  | 588 | 196.05 | 9 |  | 605 | 196.44 | 9 |  | 724 | 200.04 | 9 |  | 745 | 200.67 | 11 |  | 824 | 210.98 | 9 |  | 886 | 191.72 | 9 |  | 880 | 204.72 | 9 |  | 777 | 205.39 | 7 |  | 810 | 220 | 9 |  | 682 | 209.89 | 9 |  | 599 | 206.38 | 9 |  | 619 | 206.88 | 108 |  | 8739 | 2449.16
ODP | ODUM_429I | ODP429 | POLT 429: HPS Cobra Head 22,000L - Ind | [36 empty] | 1 |  | 82 | 23.53 | 1 |  | 66 | 22.92 | 1 |  | 66 | 22.92 | 3 |  | 214 | 69.37
ODP | ODUM_429TE | ODP429 | POLT 429: HPS Cobra Head 22000L - Tax Ex | 5 |  | 308 | 107.88 | 5 |  | 359 | 109.28 | 5 |  | 388 | 110.11 | 5 |  | 403 | 110.53 | 5 |  | 468 | 112.4 | 5 |  | 482 | 112.8 | 5 |  | 540 | 114.45 | 5 |  | 430 | 113.02 | 5 |  | 374 | 117.05 | 5 |  | 387 | 116.43 | 5 |  | 338 | 114.28 | 5 |  | 341 | 114.35 | 60 |  | 4818 | 1352.58
ODP | ODUM_446 | ODP446 | 7,000 Lumen Mercury Vapor Standard | 43 |  | 2247 | 411.08 | 43 |  | 2642 | 411.08 | 43 |  | 2836 | 411.08 | 43 |  | 3154 | 411.08 | 43 |  | 3215 | 411.08 | 43 |  | 3515 | 411.08 | 43 |  | 4005 | 411.08 | 43 |  | 3186 | 411.08 | 43 |  | 2855 | 411.08 | 43 |  | 3003 | 445.05 | 43 |  | 2444 | 445.05 | 43 |  | 2427 | 445.05 | 516 |  | 35529 | 5034.87
ODP | ODUM_456 | ODP456 | 7,000 Lumen Mercury Vapor Ornamental | 7 |  | 368 | 83.09 | 7 |  | 438 | 83.09 | 7 |  | 471 | 83.09 | 7 |  | 489 | 83.09 | 7 |  | 566 | 83.09 | 7 |  | 577 | 83.09 | 7 |  | 650 | 83.09 | 7 |  | 508 | 83.09 | 7 |  | 459 | 89.95 | 7 |  | 450 | 89.95 | 7 |  | 432 | 89.95 | 7 |  | 377 | 89.95 | 84 |  | 5785 | 1024.52
ODP | ODUM_462 | ODP462 | 5,800 Lumen HP Sodium Standard | 336 |  | 7574 | 2909.76 | 336 |  | 7539 | 2909.76 | 336 |  | 7811 | 2909.76 | 336 |  | 9513 | 2909.76 | 336 |  | 9316 | 2909.76 | 336 |  | 10100 | 2909.76 | 336 |  | 11026 | 2909.76 | 336 |  | 12541 | 2909.76 | 336 |  | 9947 | 2909.76 | 336 |  | 8928 | 3151.68 | 336 |  | 9376 | 3151.68 | 336 |  | 7630 | 3151.68 | 4032 |  | 111301 | 35642.88
ODP | ODUM_463 | ODP463 | 9,500 Lumen HP Sodium Standard | 1975 |  | 60477 | 18051.5 | 1977 |  | 66746 | 18069.78 | 1976 |  | 75954 | 18060.64 | 1976 |  | 78311 | 18060.64 | 1976 |  | 86098 | 18060.64 | 1976 | 57 | 97212 | 18054.93 | 1975 |  | 97303 | 18051.5 | 1975 |  | 82944 | 18051.5 | 1975 |  | 76870 | 19233.3 | 1938 | 0 | 72935 | 19214.13 | 1973 |  | 64988 | 19532.7 | 1973 | 2 | 62844 | 19534.02 | 23665 | 59 | 922682 | 221975.28
ODP | ODUM_464 | ODP464 | 22,000 Lumen HP Sodium Standard | 193 |  | 12278 | 2750.25 | 193 | 10 | 13198 | 2741.06 | 192 |  | 15253 | 2736 | 192 |  | 15536 | 2736 | 192 |  | 17143 | 2736 | 192 |  | 19318 | 2736 | 193 |  | 19762 | 2740.28 | 192 |  | 16879 | 2736 | 192 |  | 15658 | 2901.2 | 191 |  | 14826 | 2947.13 | 191 |  | 13093 | 2947.13 | 191 |  | 12813 | 2947.13 | 2304 | 10 | 185757 | 33654.18
ODP | ODUM_465 | ODP465 | 50,000 Lumen HP Sodium Standard | 51 |  | 6721 | 1164.84 | 51 |  | 6711 | 1164.84 | 51 |  | 7121 | 1164.84 | 51 |  | 8413 | 1164.84 | 51 |  | 8360 | 1164.84 | 51 |  | 9172 | 1164.84 | 51 |  | 9819 | 1164.84 | 51 |  | 10846 | 1164.84 | 51 |  | 8796 | 1176.18 | 51 |  | 7890 | 1261.23 | 51 |  | 8130 | 1261.23 | 51 |  | 6804 | 1261.23 | 612 |  | 98783 | 14278.59
ODP | ODUM_472 | ODP472 | 5,800 Lumen HP Sodium Ornamental | 9 |  | 203 | 104.4 | 9 |  | 202 | 104.4 | 9 |  | 209 | 104.4 | 9 |  | 255 | 104.4 | 9 |  | 249 | 104.4 | 9 |  | 271 | 104.4 | 9 |  | 295 | 104.4 | 9 |  | 336 | 104.4 | 9 |  | 266 | 104.4 | 9 |  | 239 | 113.04 | 9 |  | 251 | 113.04 | 9 |  | 204 | 113.04 | 108 |  | 2980 | 1278.72
ODP | ODUM_473 | ODP473 | 9,500 Lumen HP Sodium Ornamental | 69 |  | 2061 | 848.7 | 69 |  | 2397 | 848.7 | 69 |  | 2727 | 848.7 | 69 |  | 2784 | 848.7 | 69 |  | 3335 | 848.7 | 69 |  | 3294 | 848.7 | 69 |  | 3199 | 848.7 | 69 |  | 2962 | 848.7 | 69 |  | 2689 | 918.06 | 67 |  | 2342 | 892.44 | 67 |  | 2080 | 892.44 | 67 |  | 2206 | 892.44 | 822 |  | 32076 | 10384.98
ODP | ODUM_474 | ODP474 | 22,000 Lumen HP Sodium Ornamental | 225 |  | 14473 | 3917.25 | 225 |  | 15464 | 3917.25 | 225 |  | 16949 | 3917.25 | 225 |  | 18733 | 3917.25 | 225 |  | 19422 | 3917.25 | 225 |  | 21977 | 3917.25 | 225 |  | 22009 | 3917.25 | 225 |  | 21394 | 3917.25 | 225 |  | 18583 | 4103.01 | 225 |  | 17399 | 4241.25 | 225 |  | 16426 | 4241.25 | 225 |  | 14807 | 4241.25 | 2700 |  | 217636 | 48164.76
ODP | ODUM_475 | ODP475 | 50,000 Lumen HP Sodium Ornamental | 9 |  | 1176 | 220.14 | 9 |  | 1195 | 220.14 | 9 |  | 1245 | 220.14 | 9 |  | 1487 | 220.14 | 9 |  | 1486 | 220.14 | 9 |  | 1598 | 220.14 | 9 |  | 1751 | 220.14 | 9 |  | 1915 | 220.14 | 9 |  | 1538 | 222.17 | 9 |  | 1392 | 238.41 | 9 |  | 1449 | 238.41 | 9 |  | 1187 | 238.41 | 108 |  | 17419 | 2698.52
ODP | ODUM_487 | ODP487 | POLT 487: HPS Directional 9,500L - Res | 174 |  | 5290 | 2893.44 | 174 |  | 5711 | 2895.93 | 175 |  | 6666 | 2938.26 | 171 | 0 | 6665 | 2879.49 | 176 | 0 | 7434 | 2936.94 | 173 | 2 | 8308 | 2951.18 | 172 | 0 | 8637 | 2959.73 | 174 | 0 | 7482 | 2964.19 | 175 | 0 | 6664 | 3061.95 | 171 |  | 6564 | 3070.22 | 172 | 0 | 5880 | 3128.48 | 169 |  | 5542 | 2991.16 | 2076 | 2 | 80843 | 35670.97
ODP | ODUM_487C | ODP487 | POLT 487: HPS Directional 9,500L - Com | 29 |  | 865 | 481.43 | 29 |  | 929 | 483.08 | 29 |  | 1098 | 488.24 | 29 | 1 | 1139 | 494.74 | 30 |  | 1259 | 508.77 | 30 |  | 1459 | 514.9 | 30 |  | 1497 | 516.03 | 30 |  | 1313 | 513.7 | 30 |  | 1186 | 536.79 | 30 |  | 1138 | 538.47 | 30 |  | 1001 | 530.81 | 30 |  | 995 | 530.72 | 356 | 1 | 13879 | 6137.68
ODP | ODUM_487TE | ODP487 | POLT 487: HPS Directional 9500L - Tax Ex | 37 |  | 1117 | 612.55 | 37 |  | 1210 | 614.78 | 37 |  | 1364 | 619.21 | 37 |  | 1431 | 621.15 | 37 |  | 1568 | 625.07 | 37 |  | 1758 | 630.54 | 37 |  | 1839 | 632.84 | 37 |  | 1650 | 630.39 | 37 |  | 1455 | 657.3 | 37 |  | 1425 | 662.09 | 38 |  | 1286 | 670.75 | 38 |  | 1231 | 669.2 | 446 |  | 17334 | 7645.87
ODP | ODUM_488 | ODP488 | POLT 488: HPS Directional 22,000L - Res | 159 |  | 9911 | 3720.01 | 160 | 0 | 10733 | 3751.22 | 159 |  | 12749 | 3823.79 | 160 |  | 12910 | 3838.4 | 160 | 1 | 14216 | 3887.64 | 162 |  | 15986 | 3963.93 | 160 |  | 16747 | 3981.6 | 168 | 4 | 14842 | 4112.28 | 169 |  | 13442 | 4319.01 | 171 | 2 | 13271 | 4307.94 | 176 | 0 | 11805 | 4316.32 | 171 | 0 | 11490 | 4236.76 | 1975 | 7 | 158102 | 48258.9
ODP | ODUM_488C | ODP488 | POLT 488: HPS Directional 22,000L - Com | 150 |  | 9443 | 3531.04 | 150 |  | 10081 | 3547.49 | 150 |  | 11749 | 3587.75 | 151 |  | 12096 | 3598.23 | 146 |  | 12772 | 3528.4 | 152 |  | 15026 | 3729.41 | 146 |  | 15209 | 3618.32 | 146 |  | 13131 | 3583 | 158 |  | 12792 | 4022.56 | 150 |  | 11896 | 3821.21 | 151 |  | 10276 | 3752.12 | 151 |  | 10082 | 3714.35 | 1801 |  | 144553 | 44033.88
ODP | ODUM_488TE | ODP8TE | POLT 488: HPS Directional 22000L - TaxEx | 79 |  | 4976 | 1847.45 | 81 |  | 5236 | 1857.45 | 79 |  | 6058 | 1876.67 | 81 |  | 6417 | 1895.56 | 78 |  | 6798 | 1876.31 | 81 |  | 8042 | 1976.67 | 80 |  | 8130 | 1957.53 | 79 |  | 7347 | 1927.61 | 82 |  | 6672 | 2064.21 | 82 |  | 6462 | 2064.88 | 82 |  | 5661 | 2032.57 | 82 |  | 5577 | 2029.93 | 966 |  | 77376 | 23406.84
ODP | ODUM_489 | ODP489 | POLT 489: HPS Directional 50,000L - Res | 135 |  | 16521 | 4896.12 | 135 |  | 17926 | 4934.47 | 135 |  | 20745 | 5020.05 | 137 |  | 21141 | 5049.28 | 119 |  | 20089 | 4386.02 | 152 |  | 29158 | 5827.32 | 116 |  | 22912 | 4390.53 | 137 | 1 | 24183 | 5182.4 | 150 |  | 23688 | 5902.65 | 132 | 8 | 20148 | 5196.4 | 134 |  | 17876 | 5128.13 | 134 |  | 17618 | 5121.82 | 1616 | 9 | 252005 | 61035.19
ODP | ODUM_489C | ODP489 | POLT 489: HPS Directional 50,000L - Com | 317 |  | 38974 | 11508.44 | 317 |  | 41557 | 11575.96 | 315 | 1 | 48432 | 11688.31 | 316 | 5 | 49461 | 11774.96 | 315 |  | 53844 | 11816.32 | 320 |  | 61701 | 12212.49 | 315 |  | 63044 | 12103.77 | 315 | 0 | 54459 | 11911.99 | 316 |  | 49577 | 12498.45 | 313 | 3 | 47959 | 12335.38 | 315 | 6 | 41838 | 12062.04 | 315 |  | 41416 | 12016.6 | 3789 | 15 | 592262 | 143504.71
ODP | ODUM_489I | ODP489 | POLT 489: HPS Directional 50,000L - Ind | 2 |  | 257 | 72.88 | 2 |  | 254 | 72.7 | 2 |  | 299 | 74.05 | 2 |  | 321 | 74.72 | 20 |  | 1915 | 434.97 | 11 |  | 2193 | 423.84 | 11 |  | 2169 | 423.11 | 11 |  | 2027 | 419.27 | 11 |  | 1748 | 432.12 | 11 |  | 1714 | 434.2 | 11 |  | 1417 | 403.12 | 10 |  | 1342 | 382.61 | 104 |  | 15656 | 3647.59
ODP | ODUM_489TE | ODP489 | POLT 489: HPS Directional 50000L - TaxEx | 235 | 4 | 29337 | 8553.59 | 237 |  | 30674 | 8585.58 | 233 |  | 34971 | 8578.45 | 234 |  | 37286 | 8654.42 | 228 |  | 39597 | 8548.29 | 235 | 4 | 45764 | 8993.08 | 236 |  | 46848 | 9015.98 | 238 |  | 42079 | 9039.23 | 244 |  | 38771 | 9531.77 | 230 |  | 35437 | 8976.53 | 248 |  | 32590 | 9369.12 | 240 |  | 31029 | 9013.66 | 2838 | 8 | 444383 | 106859.7
ODP | ODUM_489UE | ODP489 | POLT 489: HPS Directional 50000L - UtlEx | 1 |  | 117 | 36.11 | 1 |  | 134 | 36.56 | 1 |  | 138 | 36.68 | 1 |  | 153 | 37.13 | 1 |  | 174 | 37.76 | 1 |  | 188 | 38.19 | 1 |  | 207 | 38.76 | 1 |  | 178 | 37.89 | 1 |  | 161 | 38.91 | 1 |  | 166 | 39.88 | 1 |  | 136 | 38.31 | 1 |  | 128 | 38.11 | 12 |  | 1880 | 454.29
ODP | ODUM_825 | ODP825 | Electric Excess Facilities | 0 |  |  | 15108.57 | 0 |  |  | 15108.57 | 0 |  |  | 15108.57 | 0 |  |  | 15108.57 | 0 |  |  | 2710.61 | 0 |  |  | 15108.57 | 0 |  |  | 12506.44 | 0 |  |  | 17702.31 | 0 |  |  | 27037.46 | 0 |  |  | 2650.37 | 0 |  |  | 26895.27 | 0 |  |  | 14772.82 | 0 |  |  | 179818.13
ODP | ODUM_828 | ODP828 | Excess Facilities ODL | 0 |  |  | 1325.51 | 0 |  |  | 1324.6 | 0 |  |  | 1324.82 | 0 |  |  | 1330.8 | 0 |  |  | 1323.91 | 0 |  |  | 1330.05 | 0 |  |  | 1338.28 | 0 |  |  | 1345.55 | 0 |  |  | 1407.2 | 0 |  |  | 1303.27 | 0 |  |  | 1363.75 | 0 |  |  | 1325.32 | 0 |  |  | 16043.06
ODP | Result |  |  | 9381 | 8 | 426291 | 147698.37 | 9404 | 29 | 457276 | 148463.79 | 9346 | 14 | 524737 | 149363.54 | 9395 | 16 | 546093 | 150293.19 | 9403 | 26 | 592387 | 138606.19 | 9443 | 81 | 677910 | 154716.02 | 9395 | 15 | 689303 | 150907.85 | 9389 | 24 | 603727 | 155226.88 | 9490 | 15 | 551994 | 172419.99 | 9379 | 23 | 526888 | 146150.96 | 9467 | 16 | 467222 | 169334.04 | 9440 | 13 | 451659 | 156284.95 | 112932 | 280 | 6515487 | 1839465.77
Overall Result |  |  |  | 271746 | 37746 | 15277216 | 4638065.79 | 267313 | 56353 | 15902335 | 4535642.02 | 269979 | 36581 | 18853871 | 4661394.06 | 270942 | 15381 | 19438061 | 4656766.54 | 255812 | 14694 | 20175876 | 4400232.56 | 273521 | 40427 | 24490240 | 4632392.25 | 274818 | 49136 | 24322484 | 4731592.95 | 271143 | 15193 | 21997755 | 4843506.56 | 272771 | 24482 | 19676408 | 4952525.71 | 270598 | 40514 | 18714515 | 4739792.15 | 270847 | 21486 | 16460308 | 4690100.74 | 270340 | 33157 | 16178906 | 4695159.73 | 3239830 | 385150 | 231487975 | 56177171.06
Check kWh figure
[53 empty] | Includes TOTALS | 456460463 |  |  | 856.2846 | kwh/year avg
[57 empty] | 4000 | hours Kilowatt-Hours Consumed By Lighting Units per tariff sheet
[51 empty] | LE Revenue | Price | kWh | Revenue |  |  | 1159.2 | Avg kw per light .2898 from tariffs
[51 empty] | KU LE | 0.07328 | 123163431 | 9025416.2237 |  |  | 240 | Min kw per light .06 per tariff
[51 empty] | LGE LE | 0.06934 | 101809057 | 7059440.0124 |  |  | 4720 | Max kw per light 1.18 per tariff
[51 empty] | ODP LE | 0.07328 | 6515487 | 477454.8874
[51 empty] | LE Revenue |  | 231487975 | 16562311.1234
[51 empty] | ODP LE rate does not exist, assume same rate as KU | [5 empty] | Average Monthly Revenue per light |  | 17.3168
[57 empty] | Average Monthly Tariff charge |  | 21.0268
[50 empty] | Option 1 | Mercury Vapor Energy |  | 32979327
[51 empty] | Incandescent |  | 497864
[51 empty] | 1000W halide |  | 8989877
42467068
[50 empty] | Option 2 | Mercury Vapor Energy |  | 32979327
[51 empty] | 1000W halide |  | 8989877
41969204
[50 empty] | Option 3 | High Pressure Sodium - RLS |  | 23657736
[51 empty] | Incandescent |  | 497864
[51 empty] | Metal Halide (excl. 1,000W) |  | 12691369
[51 empty] | Metal Halide 1,000W |  | 8989877
[51 empty] | Mercury Vapor |  | 32979327
78816173

## Slide 16 Notes
ITEM: | Source:
Current Revenue and kWh 12 ME June 2016 | BW 1055 Billed Lights
LE Revenue - ODP LE rate does not exist, assume same rate as KU | Tariff -sheet
Maintenance Contract Revnue - Sum of 2016 Budget Opex and Capex expense for Maintenance | Budgeting & Forecasting - Distribution Ops/Customer Service
Energy Costs - kWh 12 ME June 2016 times Variable Production Cost (Native Load) | Budgeting & Forecasting - Generation Operations
Property Tax - NBV times rate, for ODP assumed same rate as KU | Tax Department
Annual Depreciation - Ending Plant balance June 2016 times rate | Property Accounting
Maintenance Expense - 2016 Budget Opex expense for Maintenance | Budgeting & Forecasting - Distribution Ops/Customer Service
Maintenance Expense currently capitalized - 2016 Budget Capex expense for Maintenance | Budgeting & Forecasting - Distribution Ops/Customer Service
Recovery of stranded asset - 1/20th of NBV lighting at June 2016 | Property Accounting
One Time gain - NBV lighting at June 2016 | Property Accounting
Inventory - At June 2016 | Supply Chain, Brownstown Electric Supply Co., Inc

## Expense- slide 8,22
EDO Street Lighting Expenditures - LGE and KU
Actuals - 2013-2015
Budget - 2016-2018
($000s)
|  | Actuals |  |  | Budget |  |  | Average (3 year actual/3 year budget)
OPEX/Capital | Category | 2013 | 2014 | 2015 | 2016 | 2017 | 2018
OPEX | Maintain | 1381 | 1073 | 1234 | 1518 | 1558 | 1580 | 1390.6667
Capital | New Business | 5419 | 5709 | 6092 | 6061 | 6364 | 6681 | 6054.3333
Capital | Maintain | 6391 | 6538 | 7033 | 6702 | 6904 | 7112 | 6780
Total |  | 13191 | 13320 | 14359 | 14281 | 14826 | 15373 | 14225

## Plant Data - slide 8,22
Street Light (1373) Net Book Value at 6/30/2016
Ending
Company |  |  | NBV | Annual Depreciation | Property Tax Rates | Property Tax Expense | Balance
KU | Overhead |  | 74195926.45 | 4440699.0728 | 0.014575 | 1081398.2084 | 111017476.82
ODP | Overhead |  | 1970967.96 | 145675.0592 | 0.014575 | 28726.6609 | 3641876.48
Tenn | Overhead |  | 0 | 0
Total KU |  | 54.69% | 76166894.41 | 4586374.132 |  | 1110124.8693 | 114659353.3 | 4% | 2.139%
LG&E | Overhead | 23.1% | 32170278.76 | 1681192.8233 | 0.016765 | 539337.297 | 42347426.28 | 3.97% | 0.784%
| Underground | 22.21% | 30931067.34 | 1975336.6677 | 0.011963 | 370034.5448 | 57422577.55 | 3.44% | 0.9212%
Total |  |  | 63101346.1 | 3656529.491 |  | 909371.8418 | 99770003.83 |  | 1.705%
Total KU/LG&E |  |  | 139268240.51 | 8242903.623 |  | 2019496.7112 | 214429357.13 |  | 3.844%
1.45%
LGE’s Avg Rates.
RE 1.19632 per $100 of assessment (NBV) – rate represents both State & Local
OT 1.676508 per $100 of assessment (NBV) – rate represents both State & Local
MM .15 per $100 of assessment (NBV) – rate represents only State.
If street lighting is in CWIP-then Cost x rate – (no depr)
KU’s Avg Rates.
RE 1.080503 (same details as LGE’s above)
OT 1.45749 (same details as LGE’s above)
MM .15 (same details as LGE’s above)

## Sell Lights - slide 16
| Current | Sell lights - One Time Event, Move all customers to rate LE:
|  | Sell - No Maintenance | Sell - Offer Maintenance
| Amount | Amount | Amount
Estimated Revenue
Current Revenue - 12 Months Ending June 30, 2016 | 56177171.06 | 0 | 0
LE Tariff Revenue - Estimated | 0 | 16562311.1234 | 16562311.1234
Maintenance Contract Revenue - Estimated | 0 | 0 | 8220000
Total Estimated Revenue | 56177171.06 | 16562311.1234 | 24782311.1234
Estimated Costs
Estimated Energy Costs | -6465266.2351 | -6465266.2351 | -6465266.2351
Estimated Property Tax | -2019496.7112 | 0 | 0
Annual Depreciation Expense | -8242903.623 | 0 | 0
Maintenance Expense (2016 Budget) | -1518000 | 0 | -1518000
Maintenance Expense currently capitalized (2016 Budget) | 0 | 0 | -6702000
Total Estimated Costs | -18245666.5693 | -6465266.2351 | -14685266.2351
Estimated Contribution | 37931504.4907 | 10097044.8883 | 10097044.8883
Change from Current |  | -27834459.6024 | -27834459.6024
Sell lights - One Time Event, Move all customers to rate LE:
One Time Gain - Net Book Value | 0 | 139268240.51 | 139268240.51
Inventory write off | 0 | -1104278 | 0
| 0 | 138163962.51 | 139268240.51
Capital savings - New Business/Maint. (2016 Budget) | 0 | 12800000 | 12800000

## Eliminate Lights - slide 19-20
Option 1 | Status Quo - When burnout replace Mercury Vapor, Incandescent, and 1,000 watt Metal Halide with LS Offering (LG&E/KU/ODP).
Rate Codes
|  | Active | Inactive | Total | LS | RLS | POLT | Total
| Mercury Vapor | 27602 | 27584 | 55186 | 0 | 20 | 3 | 23
| Incandescent | 604 | 137 | 741 | 0 | 7 | 0 | 7
| Metal Halide 1,000W | 2058 | 293 | 2351 | 6 | 3 | 0 | 9
|  | 30264 | 28014 | 58278 | 6 | 30 | 3 | 39
Option 2 | Wholesale change out of lights mandated by Federal Regulation (LG&E/KU/ODP):
Rate Codes
|  | Active | Inactive | Total | LS | RLS | POLT | Total
| Mercury Vapor | 27602 | 27584 | 55186 | 0 | 20 | 3 | 23
| Metal Halide 1,000W | 2058 | 293 | 2351 | 6 | 3 | 0 | 9
|  | 29660 | 27877 | 57537 | 6 | 23 | 3 | 32
Option 3 | Wholesale change out of lights on rate RLS and mandated by Federal Regulation (LG&E/KU/ODP)
Rate Codes
|  | Active | Inactive | Total | LS | RLS | POLT | Total
| High Pressure Sodium | 38662 | 445 | 39107 | 0 | 28 | 0 | 28
| Incandescent | 604 | 137 | 741 | 0 | 7 | 0 | 7
| Metal Halide (excl. 1,000W) | 9709 | 789 | 10498 | 12 | 7 | 2 | 21
| Metal Halide 1,000W | 2058 | 293 | 2351 | 6 | 3 | 0 | 9
| Mercury Vapor | 27602 | 27584 | 55186 | 0 | 20 | 3 | 23
|  | 78635 | 29248 | 107883 | 18 | 65 | 5 | 88
Option 4 | Wholesale change out of ALL lights to LED
Rate Codes
|  | Active | Inactive | Total | LS | RLS | POLT | Total
| High Pressure Sodium | 229759 | 11268 | 241027 | 57 | 28 | 32 | 117
| Incandescent | 604 | 137 | 741 | 0 | 7 | 0 | 7
| Metal Halide | 11762 | 1080 | 12842 | 18 | 10 | 2 | 30
| Mercury Vapor | 27602 | 27584 | 55186 | 0 | 20 | 3 | 23
|  | 269727 | 40069 | 309796 | 75 | 65 | 37 | 177

## Energy Savings -slide 8,22
kWh 12 months ended June 2016 | Range | kWh | Native Load Production Costs/kWh | Savings
Option 1
42467068 | 39% | 16562156.52 | 0.027929 | 462567.2298
42467068 | 63% | 26754252.84 | 0.027929 | 747223.9866
Option 2
41969204 | 39% | 16367989.56 | 0.027929 | 457144.3084
41969204 | 63% | 26440598.52 | 0.027929 | 738463.8828
Option 3
78816173 | 39% | 30738307.47 | 0.027929 | 858495.3124
78816173 | 63% | 49654188.99 | 0.027929 | 1386800.12
Option 4
231487975 | 39% | 90280310.25 | 0.027929 | 2521453.8317
231487975 | 63% | 145837424.25 | 0.027929 | 4073117.7281
Native load production costs for 12 months ending June 2016 is $27.93/mWh

## Option costs -Savings slide-22
| Scenario 1 |  |  | Scenario 2 |  |  | Scenario 3 |  |  | Scenario 4
| MV / Incand / 1000W MH |  |  | Fed. Reg. Lights |  |  | RLS/Fed. Reg. Lights |  |  | All Lights
Number of Active Lights | 30264 |  |  | 29660 |  |  | 78635 |  |  | 269727
Percentage of total | 11.22% |  |  | 11% |  |  | 29.15% |  |  | 100%
Estimated Costs ($ in millions): | Range |  |  | Range |  |  | Range |  |  | Range
Costs | 31.1074 | - | 42.9476 | 30.8392 | - | 42.3634 | 72.8984 | - | 83.4605 | 265.7532 | - | 287.6992
Stranded Asset Costs - (Net Book Value) | 17.3084 | - | 17.3084 | 17.3084 | - | 17.3084 | 30.4647 | - | 30.4647 | 99.3118 | - | 99.3118
Inventory Costs write-off | 0.0040584 | - | 0.0040584 | 0.040447 | - | 0.040447 | 0.15257 | - | 0.15257 | 1.1 | - | 1.1
Total | 48.4199 | - | 60.2601 | 48.188 | - | 59.7122 | 103.5157 | - | 114.0778 | 366.165 | - | 388.111
Annual Energy Savings - GWh (non-peak) | 16.5622 | - | 26.7543 | 16.368 | - | 26.4406 | 30.7383 | - | 49.6542 | 90.2803 | - | 145.8374
Annual Costs/Savings ($ in millions):
Additional Depreciation Expense | 0.53045 | - | 0.9856 | 0.52014 | - | 0.96314 | 1.6312 | - | 2.0372 | 6.3982 | - | 7.2418
Additional Property Tax Expense | 0.2001 | - | 0.37179 | 0.19621 | - | 0.36332 | 0.61532 | - | 0.76848 | 2.4135 | - | 2.7318
Variable Production Costs Savings | -0.46257 | - | -0.74722 | -0.45714 | - | -0.73846 | -0.8585 | - | -1.3868 | -2.5215 | - | -4.0731
Maintenance Savings (Expense and Capital) | -0.27669 | - | -0.46115 | -0.27117 | - | -0.45195 | -0.71893 | - | -1.1982 | -2.466 | - | -4.11
Total | -0.0087138 | - | 0.14901 | -0.011972 | - | 0.13604 | 0.6691 | - | 0.22068 | 3.8243 | - | 1.7905

## LED Costs Summary
Wholesale Change out Pricing
Method | Amount ($ in millions) |  | Average Price per fixture (in dollars)
Northeast Energy Efficiency Partnership | 109.683 | 226.3838 | 405.7226 | 837.4042
-Uses replacement costs for Cobra head fixtures and retrofit kits for all decorative fixtures
-Prices fixtures in 3 groups 1) <50W ; 2) between 50W and 100W; 3) 100W and higher
Concerns:
- uses retrofit kit pricing and not full fixture pricing
Using KU/LG&E Proposed LED fixture and related labor costs
-mostly cobra head pricing, pricing for 1 decorative fixture
- Replace fixtures based on approximate lumen | 265.7532 |  | 983.0331
- Replace fixtures based on approximate watt |  | 287.6992 |  | 1064.2124
Concerns:
-Understates costs, - 39% of fixtures are higher priced decorative but priced at cheaper
cobra head pricing

## LED Costs
[7 empty] | Range of LED Costs | Number of Active Lights | Material Costs | Labor Costs (Used KU Average Labor cost to install HPS fixture- $396) | Estimated Labor and Material
396
Option 1
[7 empty] | 111 | 30264 | 3359304 | 11984544 | 15343848 | 15.3438
[7 empty] | 625 | 30264 | 18915000 | 11984544 | 30899544 | 30.8995
Northeast Energy Efficiency Partnership | [6 empty] | Option 2
Typical LED Street Light Retrofit and Replacement Costs: | [6 empty] | 111 | 29660 | 3292260 | 11745360 | 15037620 | 15.0376
Source: | [6 empty] | 625 | 29660 | 18537500 | 11745360 | 30282860 | 30.2829
Northeast Energy Efficiency Partnerships, “LED Street Lighting Assessment and Strategies for the Northeast and Mid-Atlantic”, dated January 2015.
Page 12 | [6 empty] | Option 3
LED Fixture Type | Light Output | [5 empty] | 111 | 78635 | 8728485 | 31139460 | 39867945 | 39.8679
| Low (<50W) |  | Medium (50W - 100W) |  | High (>100W) |  | 625 | 78635 | 49146875 | 31139460 | 80286335 | 80.2863
| Min | Max | Min | Max | Min | Max
Decorative retrofit kit1 | 350 | 615 | 550 | 950 | 750 | 1450 | Option 4
Cobra head fixture | 99 | 225 | 179 | 451 | 310 | 720 | 111 | 269727 | 29939697 | 106811892 | 136751589 | 136.7516
[7 empty] | 625 | 269727 | 168579375 | 106811892 | 275391267 | 275.3913
Above Costs Applied to LGE/KU/ODP Fixture Quantities:
LGE/KU/ODP Fixture Quantities | Light Output
| Low (<50W) |  | Medium (50W - 100W) |  | High (>100W)
| Min | Max | Min | Max | Min | Max
Number of Fixtures in Range:
Decorative retrofit kit1 | 0 | 0 | 36650 | 36650 | 67814 | 67814
Cobra head fixture | 0 | 0 | 97378 | 97378 | 68498 | 68498
LGE/KU/ODP Fixture Quantities | Light Output
| Low (<50W) |  | Medium (50W - 100W) |  | High (>100W)
| Min | Max | Min | Max | Min | Max
Number of Fixtures in Range
Decorative retrofit kit1 | 0 | 0 | 20157500 | 34817500 | 50860500 | 98330300
Cobra head fixture | 0 | 0 | 17430662 | 43917478 | 21234380 | 49318560
LGE/KU/ODP Estimated Install Costs | All Light Output Ranges
| Min | Max
Decorative retrofit kit1 | 71018000 | 133147800
Cobra head fixture | 38665042 | 93236038
Total | 109683042 | 226383838
LGE/KU/ODP Average Est. Install Costs | All Light Output Ranges
| Min | Max
Decorative retrofit kit1 | 679.8323 | 1274.5807
Cobra head fixture | 233.0961 | 562.0827
Total | 405.7226 | 837.4042
Note 1: Retrofit costs for existing decorative fixtures as opposed to new fixture

## LED Costs-Lumen -slide 22
LGE/KU/ODP | [5 empty] | USE LUMEN TO MATCH REPLACEMENT
Fixture/Pole | (Multiple Items) |  |  |  |  | PRICE LED WHOLESALE CHANGEOVER USING PROPOSED LED PRICING
At July 2015
Sum of QTY BILLED JUN 2016 |  | Type of Fixture1 |  |  |  | LED Proposed Price - Used Higest Price between KU and LG&E
Service Type | Approx. Lumens | Decorative | Cobra Head/Open Bottom | Grand Total |  | Watt | Lumen | Fixture/Labor Only Price | Price * Qty
Overhead | 1000 | 1 |  | 1 | 0.000465% | 50W LED | 5007 | 429.79 | 429.79 | OVERHEAD1000 | 429.79
| 2500 | 436 |  | 436 | 0.2027% | 50W LED | 5007 | 429.79 | 187388.44 | OVERHEAD2500 | 429.79
| 4000 | 26 | 10650 | 10676 | 4.964% | 50W LED | 5007 | 429.79 | 4588438.04 | OVERHEAD4000 | 429.79
| 5800 | 345 | 18000 | 18345 | 8.53% | 50W LED | 5007 | 429.79 | 7884497.55 | OVERHEAD5800 | 429.79
| 6000 | 2 |  | 2 | 0.0009299% | 134W LED | 14166 | 710.45 | 1420.9 | OVERHEAD6000 | 710.45
| 7000 | 50 | 9191 | 9241 | 4.297% | 134W LED | 14166 | 710.45 | 6565268.45 | OVERHEAD7000 | 710.45
| 8000 |  | 3624 | 3624 | 1.685% | 134W LED | 14166 | 710.45 | 2574670.8 | OVERHEAD8000 | 710.45
| 9500 | 13450 | 68274 | 81724 | 38% | 134W LED | 14166 | 710.45 | 58060815.8 | OVERHEAD9500 | 710.45
| 10000 |  | 1108 | 1108 | 0.5152% | 134W LED | 14166 | 710.45 | 787178.6 | OVERHEAD10000 | 710.45
| 12000 | 915 |  | 915 | 0.4254% | 134W LED | 14166 | 710.45 | 650061.75 | OVERHEAD12000 | 710.45
| 13000 |  | 3197 | 3197 | 1.486% | 134W LED | 14166 | 710.45 | 2271308.65 | OVERHEAD13000 | 710.45
| 16000 | 402 | 6855 | 7257 | 3.374% | 228W LED | 23214 | 1044.56 | 7580371.92 | OVERHEAD16000 | 1044.56
| 20000 |  | 2762 | 2762 | 1.284% | 228W LED | 23214 | 1044.56 | 2885074.72 | OVERHEAD20000 | 1044.56
| 22000 | 7495 | 13090 | 20585 | 9.571% | 228W LED | 23214 | 1044.56 | 21502267.6 | OVERHEAD22000 | 1044.56
| 25000 | 665 | 3266 | 3931 | 1.828% | 228W LED | 23214 | 1044.56 | 4106165.36 | OVERHEAD25000 | 1044.56
| 28500 |  | 10421 | 10421 | 4.845% | 228W LED | 23214 | 1044.56 | 10885359.76 | OVERHEAD28500 | 1044.56
| 32000 | 7449 |  | 7449 | 3.464% | 228W + 134W | 37380 | 1755.01 | 13073069.49 | OVERHEAD32000 | 1755.01
| 50000 | 22282 | 8953 | 31235 | 14.52% | 228W * 2 | 46428 | 2089.12 | 65253663.2 | OVERHEAD50000 | 2089.12
| 60000 | 305 | 31 | 336 | 0.1562% | 228W * 3 | 69642 | 3133.68 | 1052916.48 | OVERHEAD60000 | 3133.68
| 107800 | 1824 |  | 1824 | 0.8481% | 228W * 4 | 92856 | 4178.24 | 7621109.76 | OVERHEAD107800 | 4178.24
Overhead Total |  | 55647 | 159422 | 215069 |  |  |  |  | 217531477.06
Underground | 1500 | 17 |  | 17 | 0.03076% | 68W LED | 5665 | 1211.755 | 20599.835 | UNDERGROUND1500 | 1211.755
| 4000 | 1222 |  | 1222 | 2.211% | 68W LED | 5665 | 1211.755 | 1480764.61 | UNDERGROUND4000 | 1211.755
| 5800 | 8509 |  | 8509 | 15.4% | 68W LED | 5665 | 1211.755 | 10310823.295 | UNDERGROUND5800 | 1211.755
| 6000 | 39 |  | 39 | 0.07056% | 68W LED | 5665 | 1211.755 | 47258.445 | UNDERGROUND6000 | 1211.755
| 8000 | 1336 | 48 | 1384 | 2.504% | 80W LED | 8179 | 515.69 | 713714.96 | UNDERGROUND8000 | 515.69
| 9500 | 30003 |  | 30003 | 54.28% | 80W LED | 8179 | 515.69 | 15472247.07 | UNDERGROUND9500 | 515.69
| 12000 | 283 |  | 283 | 0.512% | 134W LED | 14166 | 732.67 | 207345.61 | UNDERGROUND12000 | 732.67
| 13000 |  | 451 | 451 | 0.816% | 134W LED | 14166 | 732.67 | 330434.17 | UNDERGROUND13000 | 732.67
| 16000 | 2548 | 498 | 3046 | 5.511% | 134W LED | 14166 | 732.67 | 2231712.82 | UNDERGROUND16000 | 732.67
| 22000 | 1459 |  | 1459 | 2.64% | 228W LED | 23214 | 1107.59 | 1615973.81 | UNDERGROUND22000 | 1107.59
| 25000 |  | 453 | 453 | 0.8196% | 228W LED | 23214 | 1107.59 | 501738.27 | UNDERGROUND25000 | 1107.59
| 28500 | 238 | 2681 | 2919 | 5.281% | 228W LED | 23214 | 1107.59 | 3233055.21 | UNDERGROUND28500 | 1107.59
| 32000 | 1383 |  | 1383 | 2.502% | 228W + 80W | 31393 | 1623.28 | 2244996.24 | UNDERGROUND32000 | 1623.28
| 50000 | 1464 | 2323 | 3787 | 6.852% | 228W * 2 | 46428 | 2215.18 | 8388886.66 | UNDERGROUND50000 | 2215.18
| 107800 | 296 |  | 296 | 0.5355% | 228W * 4 | 92856 | 4430.36 | 1311386.56 | UNDERGROUND107800 | 4430.36
| 120000 | 20 |  | 20 | 0.03619% | 228W * 5 | 116070 | 5537.95 | 110759 | UNDERGROUND120000 | 5537.95
Underground Total |  | 48817 | 6454 | 55271
Grand Total |  | 104464 | 165876 | 270340 |  |  |  |  | 48221696.565
265753173.625
0.38642
0.61358

## LED Costs-Watt -slide 22
LGE/KU/ODP | [5 empty] | USE WATT TO MATCH REPLACEMENT
Fixture/Pole | (Multiple Items) |  |  |  |  | PRICE LED WHOLESALE CHANGEOVER USING PROPOSED LED PRICING
At July 2015
Sum of QTY BILLED JUN 2016 |  | Type of Fixture1 |  |  |  | LED Proposed Price - Used Higest Price between KU and LG&E
Service Type | Watts | Decorative | Cobra Head/Open Bottom | Grand Total |  | Watt | Lumen | Fixture/Labor Only Price | Price * Qty
Overhead | 50 | 8 | 10578 | 10586 | 4.922% | 50W LED | 5007 | 429.79 | 4549756.94 | OVERHEAD50 | 429.79
| 70 | 345 | 17845 | 18190 | 8.458% | 134W LED | 14166 | 710.45 | 12923085.5 | OVERHEAD70 | 710.45
| 85 | 1 |  | 1 | 0.000465% | 134W LED | 14166 | 710.45 | 710.45 | OVERHEAD85 | 710.45
| 100 | 2789 | 68955 | 71744 | 33.36% | 134W LED | 14166 | 710.45 | 50970524.8 | OVERHEAD100 | 710.45
| 150 | 13577 | 6855 | 20432 | 9.5% | 134W LED | 14166 | 710.45 | 14515914.4 | OVERHEAD150 | 710.45
| 175 | 13382 | 13488 | 26870 | 12.49% | 228W LED | 23214 | 1044.56 | 28067327.2 | OVERHEAD175 | 1044.56
| 200 | 7542 | 13071 | 20613 | 9.584% | 228W LED | 23214 | 1044.56 | 21531515.28 | OVERHEAD200 | 1044.56
| 208 | 26 |  | 26 | 0.01209% | 228W LED | 23214 | 1044.56 | 27158.56 | OVERHEAD208 | 1044.56
| 250 |  | 16380 | 16380 | 7.616% | 228W LED | 23214 | 1044.56 | 17109892.8 | OVERHEAD250 | 1044.56
| 350 | 5639 |  | 5639 | 2.622% | 228W LED | 23214 | 1044.56 | 5890273.84 | OVERHEAD350 | 1044.56
| 370 | 2 |  | 2 | 0.0009299% | 228W LED | 23214 | 1044.56 | 2089.12 | OVERHEAD370 | 1044.56
| 400 | 10207 | 12219 | 22426 | 10.43% | 228W LED x 2 | 46428 | 2089.12 | 46850605.12 | OVERHEAD400 | 2089.12
| 1000 | 2129 | 31 | 2160 | 1.004% | 228W LED x 4 | 92856 | 4178.24 | 9024998.4 | OVERHEAD1000 | 4178.24
Overhead Total |  | 55647 | 159422 | 215069 |  |  |  |  | 211463852.41
Underground | 50 | 296 |  | 296 | 0.5355% | 68W LED | 5665 | 1211.75 | 358678 | underground50 | 1211.75
| 60 | 852 |  | 852 | 1.541% | 68W LED | 5665 | 1211.75 | 1032411 | underground60 | 1211.75
| 70 | 3658 |  | 3658 | 6.618% | 68W LED | 5665 | 1211.75 | 4432581.5 | underground70 | 1211.75
| 85 | 215 |  | 215 | 0.389% | 80W LED | 8179 | 515.69 | 110873.35 | underground85 | 515.69
| 100 | 28486 |  | 28486 | 51.54% | 134W LED | 14166 | 732.67 | 20870837.62 | underground100 | 732.67
| 115 | 17 |  | 17 | 0.03076% | 134W LED | 14166 | 732.67 | 12455.39 | underground115 | 732.67
| 150 | 3348 | 498 | 3846 | 6.958% | 134W LED | 14166 | 732.67 | 2817848.82 | underground150 | 732.67
| 175 | 1779 | 48 | 1827 | 3.306% | 228W LED | 14166 | 1107.59 | 2023566.93 | underground175 | 1107.59
| 200 | 1459 |  | 1459 | 2.64% | 228W LED | 23214 | 1107.59 | 1615973.81 | underground200 | 1107.59
| 208 |  | 616 | 616 | 1.115% | 228W LED | 23214 | 1107.59 | 682275.44 | underground208 | 1107.59
| 250 | 45 | 2516 | 2561 | 4.634% | 228W LED | 23214 | 1107.59 | 2836537.99 | underground250 | 1107.59
| 350 | 1087 |  | 1087 | 1.967% | 228W LED x 2 | 46428 | 2215.18 | 2407900.66 | underground350 | 2215.18
| 370 | 39 | 32 | 71 | 0.1285% | 228W LED x 2 | 46428 | 2215.18 | 157277.78 | underground370 | 2215.18
| 400 | 1021 | 2744 | 3765 | 6.812% | 228W LED x 2 | 46428 | 2215.18 | 8340152.7 | underground400 | 2215.18
| 650 | 296 |  | 296 | 0.5355% | 228W LED x 3 | 69642 | 3322.77 | 983539.92 | underground650 | 3322.77
| 1000 | 6219 |  | 6219 | 11.25% | 228W LED x 4 | 92856 | 4430.36 | 27552408.84 | underground1000 | 4430.36
Underground Total |  | 48817 | 6454 | 55271 |  |  |  |  | 76235319.75
Grand Total |  | 104464 | 165876 | 270340
287699172.16

## Maintenance Exp -slide 22
Maintenance Savings Estimate
Assume 5 Year Maintenance Cycle
Switch to all LED - Maint Savings
Savings Range per light per year* |  | 20 |  | 50 |  | 124
Number of Lights billed July 2016 |  | 270340 |  | 270340 |  | 270340
Number of light maint/year (1/5) |  | 54068 |  | 54068 |  | 54068
OPEX | Maintain/Year | 1518000 |  | 1518000 |  | 1518000
Capital | Maintain/Year | 6702000 |  | 6702000 |  | 6702000
OPEX | Maintain/Light | 28.0758 | 18.47% | 28.0758 | 18.47% | 28.0758 | 18.47%
Capital | Maintain/Light | 123.955 | 81.53% | 123.955 | 81.53% | 123.955 | 81.53%
Total Maintenance costs per light |  | 152.0308 |  | 152.0308 |  | 152.0308
LED Savings per fixture/year
OPEX | Maintain/Light | -3.6934 |  | -9.2336 |  | -22.8993
Capital | Maintain/Light | -16.3066 |  | -40.7664 |  | -101.1007
Total Maintenance costs per light |  | -20 |  | -50 |  | -124
OPEX | Maintain/Year | -199696.4088 |  | -499241.0219 |  | -1238117.7343
Capital | Maintain/Year | -881663.5912 |  | -2204158.9781 |  | -5466314.2657
Total Maintenance savings per year 54,068 fixtures |  | -1081360 |  | -2703400 |  | -6704432
Savings for all 270,340 fixtures |  | -5406800 |  | -13517000 |  | -33522160
*:
1. Northeast Energy Efficiency Partnerships, “LED Street Lighting Assessment and Strategies for the Northeast and
Mid-Atlantic”, dated January 2015.
2. New York State Energy Research and Development Authority, "Street Lighting in New York State: Opportunities and
Challenges, dated January 2015.
Maintenance Savings 50%-75% Estimate
Maintenance Costs |  | 8220000
Maintenance Savings at 30% |  | -2466000
Maintenance Savings at 50% |  | -4110000
Maintenance Savings at 75% |  | -6165000
LED and HPS/MV/INC all costs same to maintain during maintenance cycle
Maintenance cycle is 12 years for LED and 5 for all other lights
Annual
|  | Current |  | LED |  | Savings
Maintenance cost per year |  | 8220000 |  | 3425000 |  | -4795000 | -58.33%
Maintenance cycle in years |  | 5 |  | 12
Total maintenance costs per cycle |  | 41100000 |  | 41100000
LED is 1.5 times the cost of HPS/MV/INC to maintain during maintenance cycle
Maintenance cycle is 12 years for LED and 5 for all other lights
Annual
|  | Current |  | LED |  | Savings
Maintenance cost per year |  | 8220000 |  | 5137500 |  | -3082500 | -37.5%
Maintenance cycle in years |  | 5 |  | 12
Total maintenance costs per cycle |  | 41100000 |  | 61650000
LED is 2 times the cost of HPS/MV/INC to maintain during maintenance cycle
Maintenance cycle is 12 years for LED and 5 for all other lights
Annual
|  | Current |  | LED |  | Savings
Maintenance cost per year |  | 8220000 |  | 6850000 |  | -1370000 | -16.67%
Maintenance cycle in years |  | 5 |  | 12
Total maintenance costs per cycle |  | 41100000 |  | 82200000
0

## NL Prod Cost 12 Mo. Rolling
12 month rolling average of native load production costs
| Current | 12 Mo.
| Month | Rolling
June 2016 | 28 | 27.9292

## KY_PIS NVB P7 (REG)
KENTUCKY UTILITIES COMPANY
KENTUCKY - TOTAL PLANT IN SERVICE - ELECTRIC - NBV - REGULATORY ACCOUNTING
JUNE 2016
| Beginning |  |  |  |  | Transfers/ |  | Ending |  | Total Plant in Service
| Balance | Additions |  | Retirements |  | Adjustments | Net Additions | Balance | Reserve | Net Book Value
TOTAL 101 & 106
Plant in Service
Electric Distribution
E360.10-Land Rights | 2075300.07 | 0 |  | 0 |  | 0 | 0 | 2075300.07 | -1393679.15 | 681620.92
E360.20-Land | 5569266.52 | 0 |  | 0 |  | -113882.25 | -113882.25 | 5455384.27 | -7.276e-12 | 5455384.27
E361.00-Structures and Improvements | 10229968.79 | 1676540.41 |  | -9476.17 |  | 0 | 1667064.24 | 11897033.03 | -2207000.68 | 9690032.35
E362.00-Station Equipment | 165097647.8 | 5175750.42 |  | -520283.73 |  | -73544.07 | 4581922.62 | 169679570.42 | -46160707.08 | 123518863.34
E364.00-Poles, Towers, and Fixtures | 328244734.98 | 10995740.08 |  | -112782.92 |  | 0 | 10882957.16 | 339127692.14 | -144257713.24 | 194869978.9
E365.00-OH Conductors and Devices | 314153968.55 | 15442762.14 |  | -1792235.93 |  | -32249 | 13618277.21 | 327772245.76 | -113211874.1 | 214560371.66
E366.00-Underground Conduit | 2050521.69 | 125445.77 |  | -2186.06 |  | 0 | 123259.71 | 2173781.4 | -859600.13 | 1314181.27
E367.00-UG Conductors and Devices | 177441231.46 | 5138071.19 |  | -152640.18 |  | 0 | 4985431.01 | 182426662.47 | -42093465.31 | 140333197.16
E368.00-Line Transformers | 294715993.29 | 3632326.92 |  | -695493.33 |  | 0 | 2936833.59 | 297652826.88 | -136797105.52 | 160855721.36
E369.00-Services | 89656407.01 | 161339.17 |  | 0 |  | 0 | 161339.17 | 89817746.18 | -58640234.08 | 31177512.1
E370.00-Meters | 72583093.9 | 908552.35 |  | -74492.83 |  | 0 | 834059.52 | 73417153.42 | -36027544.3 | 37389609.12
E370.01-Meters AMS | 698893.34 | 147599.76 |  | 0 |  | 0 | 147599.76 | 846493.1 | -13438.83 | 833054.27
E371.00-Install on Customer Premise | 16198922.85 | 0 |  | -722.25 |  | -14643413.17 | -14644135.42 | 1554787.43 | -1530042.86 | 24744.57 | depr
E373.00-Street Lighting / Signal Sy | 93376968.5 | 3015786.1 |  | -18690.95 |  | 14643413.17 | 17640508.32 | 111017476.82 | -36821550.37 | 74195926.45 | 4440699.0728
E374.05-ARO Cost Elec Dist (L/B) | 285453.16 | 0 |  | 0 |  | 0 | 0 | 285453.16 | -20753.86 | 264699.3
E374.07-ARO Cost Elec Dist (Eqp) | 622242.23 | 0 |  | 0 |  | 0 | 0 | 622242.23 | -94084.82 | 528157.41
| 1573000614.14 | 46419914.31 |  | -3379004.35 |  | -219675.32 | 42821234.64 | 1615821848.78 | -620128794.33 | 995693054.45
Electric General Plant
E389.20-Land | 2729479.9 | 0 |  | 0 |  | 0 | 0 | 2729479.9 | 1.819e-12 | 2729479.9
E390.10-Structures and Improvements | 55642785.3 | 829058.35 |  | -24354.23 |  | 0 | 804704.12 | 56447489.42 | -11417882.19 | 45029607.23
E390.20-Improvements to Leased Property | 487774.73 | 0 |  | 0 |  | 0 | 0 | 487774.73 | -406560.01 | 81214.72
E391.10-Office Equipment | 9990361.71 | 370790.24 |  | -861565.23 |  | 0 | -490774.99 | 9499586.72 | -5003512.98 | 4496073.74
E391.20-Non PC Computer Equipment | 26955602.79 | 881063.12 |  | -2858604.47 |  | 0 | -1977541.35 | 24978061.44 | -14277712.69 | 10700348.75
E391.30-Cash Processing Equipment | 0 | 0 |  | 0 |  | 0 | 0 | 0 | 0 | 0
E391.31-Personal Computers | 7487177.86 | 237276.54 |  | -3161452.45 |  | 0 | -2924175.91 | 4563001.95 | -515144.58 | 4047857.37
E392.00-Cars and Light Trucks | 1080256.71 | 278607.6 |  | -158179.93 |  | 19403.82 | 139831.49 | 1220088.2 | -748900.89 | 471187.31
E392.10-Heavy Trucks and Other | 4496087.64 | 1456562.63 |  | -108408.86 |  | -19403.82 | 1328749.95 | 5824837.59 | -2645739.42 | 3179098.17
E393.00-Stores Equipment | 1499899.69 | 9215.78 |  | 0 |  | 0 | 9215.78 | 1509115.47 | -346615.46 | 1162500.01
E394.00-Tools, Shop, and Garage Equ | 11682646.16 | 319852.88 |  | -6628.9 |  | 0 | 313223.98 | 11995870.14 | -3665147.18 | 8330722.96
E395.00-Laboratory Equipment | 0 | 0 |  | 0 |  | 0 | 0 | 0 | -4.6566e-10 | -4.6566e-10
E396.00-Power Op Equip - Lg Mach | 2010923.02 | 77676.48 |  | 0 |  | 0 | 77676.48 | 2088599.5 | -754398.27 | 1334201.23
E397.00- Microwave, Fiber, Other | 25314389.18 | 607746.7 |  | 0 |  | 0 | 607746.7 | 25922135.88 | -9410207.58 | 16511928.3
E397.10-Comm Eq Radio and Telephone | 19627168.83 | -138456.72 |  | 0 |  | 0 | -138456.72 | 19488712.11 | -7881411.89 | 11607300.22
E397.20-DSM Communication Equipment | 5875508.03 | 767975.65 |  | 0 |  | 0 | 767975.65 | 6643483.68 | -675348.25 | 5968135.43
E398.00-Miscellaneous Equipment | 0 | 0 |  | 0 |  | 0 | 0 | 0 | 3.085e-11 | 3.085e-11
| 174880061.55 | 5697369.25 |  | -7179194.07 |  | 0 | -1481824.82 | 173398236.73 | -57748581.39 | 115649655.34
Electric Hydro Production
E330.10-Land Rights | 879311.47 | 0 |  | 0 |  | 0 | 0 | 879311.47 | -912332.6 | -33021.13
E331.00-Structures and Improvements | 827602.64 | 2174143.44 |  | -71582.15 |  | 0 | 2102561.29 | 2930163.93 | -293454.28 | 2636709.65
E332.00-Reservoirs, Dams, and Water | 21885646.37 | 0 |  | 0 |  | 0 | 0 | 21885646.37 | -8488002.41 | 13397643.96
E333.00-Water Wheels, Turbines, Gen | 14058896.32 | 685.52 |  | -12840.26 |  | 0 | -12154.74 | 14046741.58 | -1061995.17 | 12984746.41
E334.00-Accessory Electric Equipmen | 1321688.77 | 40896.02 |  | 0 |  | 0 | 40896.02 | 1362584.79 | -244267.97 | 1118316.82
E335.00-Misc Power Plant Equipment | 316946.74 | 0 |  | 0 |  | 0 | 0 | 316946.74 | -123498.72 | 193448.02
E336.00-Roads, Railroads, and Bridg | 234509.13 | 0 |  | 0 |  | 0 | 0 | 234509.13 | -75081.56 | 159427.57
E337.07-ARO Cost Hydro Prod (Eqp) | 274310.54 | 0 |  | 0 |  | 0 | 0 | 274310.54 | -30141.44 | 244169.1
| 39798911.98 | 2215724.98 |  | -84422.41 |  | 0 | 2131302.57 | 41930214.55 | -11228774.15 | 30701440.4
Electric Intangible Plant
E301.00-Organization | 39116.89 | 0 |  | 0 |  | 0 | 0 | 39116.89 | 0 | 39116.89
E302.00-Franchises and Consents | 55918.83 | 0 |  | 0 |  | 0 | 0 | 55918.83 | -57829.01 | -1910.18
E303.00-Misc Intangible Plant | 51209431.96 | 2169856.63 |  | -4091491.62 |  | 0 | -1921634.99 | 49287796.97 | -17603613.17 | 31684183.8
E303.10-CCS Software | 41045494.53 | 0 |  | 0 |  | 0 | 0 | 41045494.53 | -28626836.07 | 12418658.46
| 92349962.21 | 2169856.63 |  | -4091491.62 |  | 0 | -1921634.99 | 90428327.22 | -46288278.25 | 44140048.97
Electric Other Production
E340.10-Land Rights | 176409.31 | 0 |  | 0 |  | 0 | 0 | 176409.31 | -118508.2 | 57901.11
E340.20-Land | 135099.02 | 0 |  | 0 |  | 162070.19 | 162070.19 | 297169.21 | 0 | 297169.21
E341.00-Structures and Improvements | 83072927.45 | 1219126.85 |  | -178421.05 |  | 0 | 1040705.8 | 84113633.25 | -19578933.12 | 64534700.13
E342.00-Fuel Holders, Producers, Ac | 160050131.64 | 17441.83 |  | 0 |  | 0 | 17441.83 | 160067573.47 | -16122287.92 | 143945285.55
E342.01-AROP Fuel Holders, Prod, Ac | 0 | 0 |  | 0 |  | 0 | 0 | 0 | 2.9104e-11 | 2.9104e-11
E343.00-Prime Movers | 473814317.68 | 152746.54 |  | -4311.63 |  | 0 | 148434.91 | 473962752.59 | -169017097.23 | 304945655.36
E344.00-Generators | 172508939.62 | 12876996.71 |  | 0 |  | 0 | 12876996.71 | 185385936.33 | -35553646.08 | 149832290.25
E345.00-Accessory Electric Equipmen | 73541848.19 | 1032434.67 |  | 0 |  | 0 | 1032434.67 | 74574282.86 | -21890143.66 | 52684139.2
E345.01-AROP Accessory Electric Equipmen | 0 | 0 |  | 0 |  | 0 | 0 | 0 | 0 | 0
E346.00-Misc Power Plant Equipment | 5655608.44 | 293573.3 |  | 0 |  | 0 | 293573.3 | 5949181.74 | -3040199.72 | 2908982.02
E347.07-ARO Cost Other Prod (Eqp) | 403344.09 | 0 |  | 0 |  | 0 | 0 | 403344.09 | -22560.46 | 380783.63
| 969358625.44 | 15592319.9 |  | -182732.68 |  | 162070.19 | 15571657.41 | 984930282.85 | -265343376.39 | 719586906.46
Electric Steam Production
E310.20-Land | 22958202.42 | 0 |  | 0 |  | -265688.84 | -265688.84 | 22692513.58 | 0 | 22692513.58
E311.00-Structures and Improvements | 337599205.98 | 1092086.96 |  | -787374.61 |  | -4924909.4 | -4620197.05 | 332979008.93 | -173058103.56 | 159920905.37
E311.01-AROP Structures and Improv | 0 | 0 |  | 0 |  | 0 | 0 | 0 | 0 | 0
E312.00-Boiler Plant Equipment | 3789043791.29 | 16217194.63 |  | -6524904.57 |  | 4982726.86 | 14675016.92 | 3803718808.21 | -1068799012.39 | 2734919795.82
E312.01-AROP Boiler Plant Equipment | 0 | 0 |  | 0 |  | 0 | 0 | 0 | 0 | 0
E314.00-Turbogenerator Units | 329047128.64 | 3356860.49 |  | -505182.01 |  | 0 | 2851678.48 | 331898807.12 | -163145325.85 | 168753481.27
E314.01-AROP Turbogenerator Units | 0 | 0 |  | 0 |  | 0 | 0 | 0 | 0 | 0
E315.00-Accessory Electric Equipmen | 221412504.42 | 192664.07 |  | -89856.14 |  | 0 | 102807.93 | 221515312.35 | -102330477.31 | 119184835.04
E315.01-AROP Accessory Electric Equipmen | 0 | 0 |  | 0 |  | 0 | 0 | 0 | 0 | 0
E316.00-Misc Power Plant Equip | 36265518.9 | 374431 |  | -67320.42 |  | -57817.46 | 249293.12 | 36514812.02 | -16235918.14 | 20278893.88
E317.07-ARO Cost Steam (Eqp) | 329221435.26 | 0 |  | 0 |  | 0 | 0 | 329221435.26 | -77171748.78 | 252049686.48
| 5065547786.91 | 21233237.15 |  | -7974637.75 |  | -265688.84 | 12992910.56 | 5078540697.47 | -1600740586.03 | 3477800111.44
Electric Transmission
E350.10-Land Rights | 27309924.55 | 0 |  | 0 |  | 0 | 0 | 27309924.55 | -15269653.29 | 12040271.26
E350.20-Land | 2314569.57 | 0 |  | 0 |  | 0 | 0 | 2314569.57 | 0 | 2314569.57
E352.10-Struct & Imp-Non Sys Contro | 23696543.66 | 3344462.17 |  | -14791.43 |  | 0 | 3329670.74 | 27026214.4 | -6006841.61 | 21019372.79
E352.20-Struct & Imp-Sys Control/Co | 193226.01 | 0 |  | 0 |  | 0 | 0 | 193226.01 | -73496.67 | 119729.34
E353.10-Station Equipment - Non Sys | 235865521.25 | 12902307.47 |  | -640782.12 |  | 170157.37 | 12431682.72 | 248297203.97 | -62112557.13 | 186184646.84
E353.11-AROP Station Equip Non Sys | 0 | 0 |  | 0 |  | 0 | 0 | 0 | -1.1642e-10 | -1.1642e-10
E353.20-Station Equip-Sys Control | 6568060.27 | 0 |  | -2901.24 |  | 0 | -2901.24 | 6565159.03 | -9711828.84 | -3146669.81
E354.00-Towers and Fixtures | 69222217.34 | -7139.5 |  | -13269.12 |  | 0 | -20408.62 | 69201808.72 | -44773693.13 | 24428115.59
E355.00-Poles and Fixtures | 217460282.55 | 10657995.87 |  | -932191.31 |  | 0 | 9725804.56 | 227186087.11 | -68402347.57 | 158783739.54
E356.00-OH Conductors and Devices | 161638460.94 | 2063768.56 |  | -477511.73 |  | 0 | 1586256.83 | 163224717.77 | -104760245.57 | 58464472.2
E357.00-Underground Conduit | 448760.26 | 0 |  | 0 |  | 0 | 0 | 448760.26 | -234739.19 | 214021.07
E358.00-UG Conductors and Devices | 1173303.32 | 0 | 0 | -2412.09 | 0 | 0 | -2412.09 | 1170891.23 | -969567.1 | 201324.13
E359.15-ARO Cost Transm (L/B) | 52117.71 | 0 |  | 0 |  | 0 | 0 | 52117.71 | -4519.26 | 47598.45
E359.17-ARO Cost Transm (Eqp) | 361332.92 | 0 |  | 0 |  | 0 | 0 | 361332.92 | -43378.55 | 317954.37
| 746304320.35 | 28961394.57 |  | -2083859.04 |  | 170157.37 | 27047692.9 | 773352013.25 | -312362867.91 | 460989145.34
Total Plant in Service - KY | 8661240282.58 | 122289816.79 |  | -24975341.92 |  | -153136.6 | 97161338.27 | 8758401620.85 | -2913841258.45 | 5844560362.4

## VA_PIS NBV P9 (REG)
KENTUCKY UTILITIES COMPANY
VIRGINIA - TOTAL PLANT IN SERVICE - ELECTRIC - NBV - REGULATORY ACCOUNTING
JUNE 2016
| Beginning |  |  |  |  | Transfers/ |  | Ending |  | Total Plant in Service
| Balance | Additions |  | Retirements |  | Adjustments | Net Additions | Balance | Reserve | Net Book Value
TOTAL 101 & 106
Plant in Service
Electric Distribution
E360.10-Land Rights | 91001.83 | 0 |  | 0 |  | 0 | 0 | 91001.83 | -68270.18 | 22731.65
E360.20-Land | 102248.61 | 0 |  | 0 |  | 0 | 0 | 102248.61 | 0 | 102248.61
E361.00-Structures and Improvements | 486252.05 | 0 |  | 0 |  | 0 | 0 | 486252.05 | -124996.47 | 361255.58
E362.00-Station Equipment | 8064221.84 | 164464.55 |  | -4500.26 |  | -64364.3 | 95599.99 | 8159821.83 | -2980433.22 | 5179388.61
E364.00-Poles, Towers, and Fixtures | 26504719.78 | 644543.07 |  | -8607.23 |  | 0 | 635935.84 | 27140655.62 | -11849662.22 | 15290993.4
E365.00-OH Conductors and Devices | 23736912.5 | 797638.22 |  | -122917.56 |  | 0 | 674720.66 | 24411633.16 | -9104029.74 | 15307603.42
E366.00-Underground Conduit | 0 | 0 |  | 0 |  | 0 | 0 | 0 | 0 | 0
E367.00-UG Conductors and Devices | 3952429.33 | 220573.61 |  | 0 |  | 0 | 220573.61 | 4173002.94 | -524724.78 | 3648278.16
E368.00-Line Transformers | 13334888.54 | 2571.03 |  | -608244.16 |  | 0 | -605673.13 | 12729215.41 | -6847986.61 | 5881228.8
E369.00-Services | 5218706.42 | 0 |  | 0 |  | 0 | 0 | 5218706.42 | -4160113.1 | 1058593.32
E370.00-Meters | 4042189.43 | 93791.85 | 0 | -1491.67 | 0 | 0 | 92300.18 | 4134489.61 | -2713710.25 | 1420779.36
E371.00-Install on Customer Premise | 855168.89 | 0 |  | 0 |  | -855168.89 | -855168.89 | 0 | 0 | 0 | Est Depr
E373.00-Street Lighting / Signal Sy | 2620853.8 | 167660.43 |  | -1806.64 |  | 855168.89 | 1021022.68 | 3641876.48 | -1670908.52 | 1970967.96 | 145675.0592
| 89009593.02 | 2091242.76 |  | -747567.52 |  | -64364.3 | 1279310.94 | 90288903.96 | -40044835.09 | 50244068.87
Electric General Plant
E389.20-Land | 80601.7 | 0 |  | 0 |  | 0 | 0 | 80601.7 | 0 | 80601.7
E390.10-Structures and Improvements | 1033575.84 | 3154.62 |  | -1358.41 |  | 0 | 1796.21 | 1035372.05 | -274745.48 | 760626.57
E390.20-Structures and Improvements | 40883.6 | 0 |  | 0 |  | 0 | 0 | 40883.6 | -43830.36 | -2946.76
E391.10-Office Equipment | 7397.76 | 0 |  | -7397.76 |  | 0 | -7397.76 | 0 | -1141.25 | -1141.25
E391.20-Non PC Computer Equipmen | 0 | 0 |  | 0 |  | 0 | 0 | 0 | 308.65 | 308.65
E392.00-Cars and Light Trucks | 0 | 0 |  | 0 |  | 0 | 0 | 0 | -7.276e-12 | -7.276e-12
E393.00-Stores Equipment | 4526.22 | 0 |  | 0 |  | 0 | 0 | 4526.22 | -3377.53 | 1148.69
E394.00-Tools, Shop, and Garage Equ | 464251.89 | 13144.79 |  | -3924.21 |  | 0 | 9220.58 | 473472.47 | -174239.06 | 299233.41
E395.00-Laboratory Equipment | 0 | 0 |  | 0 |  | 0 | 0 | 0 | 0 | 0
E396.00-Power Op Equip - Lg Mach | 282277.26 | 0 |  | 0 |  | 0 | 0 | 282277.26 | -81200.34 | 201076.92
E397.00- Microwave, Fiber, Other | 542762.69 | 0 |  | 0 |  | 0 | 0 | 542762.69 | -215599.71 | 327162.98
E397.10-Comm Eq Radio and Telephone | 382484.28 | 0 |  | 0 |  | 0 | 0 | 382484.28 | -337298.16 | 45186.12
E398.00-Miscellaneous Equipment | 0 | 0 |  | 0 |  | 0 | 0 | 0 | 0 | 0
| 2838761.24 | 16299.41 |  | -12680.38 |  | 0 | 3619.03 | 2842380.27 | -1131123.24 | 1711257.03
Electric Intangible Plant
E301.00-Organization | 5338.69 | 0 |  | 0 |  | 0 | 0 | 5338.69 | 0 | 5338.69
| 5338.69 | 0 |  | 0 |  | 0 | 0 | 5338.69 | 0 | 5338.69
Electric Transmission
E350.10-Land Rights | 2118631.22 | 0 |  | 0 |  | 0 | 0 | 2118631.22 | -1915300.67 | 203330.55
E350.20-Land | 45700.5 | 0 |  | 0 |  | 0 | 0 | 45700.5 | 0 | 45700.5
E352.10-Struct & Imp-Non Sys Contro | 1617920.16 | 0 |  | 0 |  | 0 | 0 | 1617920.16 | -793579.47 | 824340.69
E353.10-Station Equipment - Non Sys | 21870116.02 | 92256.55 |  | -16050.78 |  | 0 | 76205.77 | 21946321.79 | -7572014.62 | 14374307.17
E354.00-Towers and Fixtures | 7181081.3 | 0 |  | 0 |  | 0 | 0 | 7181081.3 | -4876219.21 | 2304862.09
E355.00-Poles and Fixtures | 11213584.19 | 122788.29 |  | -138698.67 |  | 0 | -15910.38 | 11197673.81 | -4333583.41 | 6864090.4
E356.00-OH Conductors and Devices | 16826191.55 | -37291.69 |  | -10021.35 |  | 0 | -47313.04 | 16778878.51 | -10133949.73 | 6644928.78
E357.00-Underground Conduit | 0 | 0 |  | 0 |  | 0 | 0 | 0 | 0 | 0
E358.00-Underground Conductors a | 0 | 0 |  | 0 |  | 0 | 0 | 0 | 0 | 0
| 60873224.94 | 177753.15 |  | -164770.8 |  | 0 | 12982.35 | 60886207.29 | -29624647.11 | 31261560.18
Total Plant in Service - Electric - VA | 152726917.89 | 2285295.32 |  | -925018.7 |  | -64364.3 | 1295912.32 | 154022830.21 | -70800605.44 | 83222224.77
0

## TN_PIS NBV P11 (REG)
KENTUCKY UTILITIES COMPANY
TENNESSEE - TOTAL PLANT IN SERVICE - ELECTRIC - NBV - REGULATORY ACCOUNTING
JUNE 2016
| Beginning |  |  | Transfers/ |  | Ending |  | Total Plant in Service
| Balance | Additions | Retirements | Adjustments | Net Additions | Balance | Reserve | Net Book Value
TOTAL 101 & 106
Plant in Service
Electric Distribution
E360.10-Land Rights | 2627.41 | 0 | 0 | 0 | 0 | 2627.41 | -2445.51 | 181.9
E360.20-Land | 2412.82 | 0 | 0 | 0 | 0 | 2412.82 | 0 | 2412.82
E361.00-Structures and Improvements | 2575.89 | 0 | 0 | 0 | 0 | 2575.89 | -2589.56 | -13.67
E362.00-Station Equipment | 66887.25 | 0 | 0 | 0 | 0 | 66887.25 | -32211.77 | 34675.48
E364.00-Poles, Towers, and Fixtures | 47785.56 | 0 | 0 | 0 | 0 | 47785.56 | -45892.21 | 1893.35
E365.00-OH Conductors and Devices | 46763.22 | 0 | 0 | 0 | 0 | 46763.22 | -50575.28 | -3812.06
E366.00-Underground Conduit | 0 | 0 | 0 | 0 | 0 | 0 | 0 | 0
E367.00-Underground Conductors a | 0 | 0 | 0 | 0 | 0 | 0 | 0 | 0
E368.00-Line Transformers | 3118.28 | 0 | 0 | 0 | 0 | 3118.28 | -5094.89 | -1976.61
E369.00-Services | 254.62 | 0 | 0 | 0 | 0 | 254.62 | -1141.89 | -887.27
E370.00-Meters | 4199.21 | 0 | 0 | 0 | 0 | 4199.21 | -245.23 | 3953.98
E371.00-Install on Customer Premise | 0 | 0 | 0 | 0 | 0 | 0 | 0 | 0
| 176624.26 | 0 | 0 | 0 | 0 | 176624.26 | -140196.34 | 36427.92
Electric Transmission
E350.10-Land Rights | 439.53 | 0 | 0 | 0 | 0 | 439.53 | -363.16 | 76.37
E355.00-Poles and Fixtures | 125979 | 0 | 0 | 0 | 0 | 125979 | -84721.65 | 41257.35
E356.00-OH Conductors and Devices | 78061.73 | 0 | 0 | 0 | 0 | 78061.73 | -51312.45 | 26749.28
| 204480.26 | 0 | 0 | 0 | 0 | 204480.26 | -136397.26 | 68083
Total Plant in Service - Electric - TN | 381104.52 | 0 | 0 | 0 | 0 | 381104.52 | -276593.6 | 104510.92

## Total Elec PIS_NBV-P11 (Reg)
LOUISVILLE GAS & ELECTRIC COMPANY
TOTAL COMPANY PLANT IN SERVICE - ELECTRIC - NBV -REGULATORY ACCOUNTING
JUNE 2016
| Beginning | [5 empty] | Transfers/ |  | Total | Ending |  | Total Plant in Service
KENTUCKY & INDIANA | Balance |  | Additions |  | Retirements |  | Adjustments |  | Net Additions | Balance | Reserve | Net Book Value
Total 101 & 106
Plant in Service
Distribution
E360.10-Land Rights | 0 |  | 0 |  | 0 |  | 0 |  | 0 | 0 | 0 | 0
E360.20-Land | 4100654.47 |  | 0 |  | 0 |  | 0 |  | 0 | 4100654.47 | -31.34 | 4100623.13
E361.00-Structures and Improvements | 7496623.44 |  | 69996.18 |  | -9879.88 |  | 0 |  | 60116.3 | 7556739.74 | -2210085.42 | 5346654.32
E362.00-Station Equipment | 130844529.68 |  | 1251216.82 |  | -299532.64 |  | -309281.22 |  | 642402.96 | 131486932.64 | -42756094.95 | 88730837.69
E364.00-Poles, Towers, and Fixtures | 180739747.03 |  | 7429979.65 |  | -890239.88 |  | 0 |  | 6539739.77 | 187279486.8 | -78139544.58 | 109139942.22
E365.00-OH Conductors and Devices | 294631650.78 |  | 8639343.72 |  | -868275.64 |  | 0 |  | 7771068.08 | 302402718.86 | -114900393.4 | 187502325.46
E366.00-Underground Conduit | 83283012.96 |  | -4181948.55 |  | -124305.78 |  | 0 |  | -4306254.33 | 78976758.63 | -30733972.17 | 48242786.46
E367.00-UG Conductors and Devices | 201672612.01 |  | 7557582.29 |  | -627531.65 |  | 0 |  | 6930050.64 | 208602662.65 | -58038252.96 | 150564409.69
E368.00-Line Transformers | 158614043.71 |  | 2550734.61 |  | -283991.82 |  | 0 |  | 2266742.79 | 160880786.5 | -75528523.47 | 85352263.03
E369.10-Underground Services | 7721903.52 |  | -82333.94 |  | 0 |  | 0 |  | -82333.94 | 7639569.58 | -1762621.44 | 5876948.14
E369.20-Overhead Services | 22546422.62 |  | 0 |  | 0 |  | 0 |  | 0 | 22546422.62 | -23287853.04 | -741430.42
E370.00-Meters | 41770460.54 |  | 353403.79 |  | -55423.93 |  | 0 |  | 297979.86 | 42068440.4 | -24954866.13 | 17113574.27
E370.01-AMS Meters | 1195968.08 | 0 | 417585.85 | 0 | 0 | 0 | 0 |  | 417585.85 | 1613553.93 | -29956.56 | 1583597.37 | Est Depr
E373.10-Overhead Street Lighting | 41270079.16 |  | 2899881.43 |  | -1822534.31 |  | 0 |  | 1077347.12 | 42347426.28 | -10177147.52 | 32170278.76 | 1681192.8233
E373.20-Underground Street Lighting | 56446011.69 |  | 1287859.05 |  | -311293.19 |  | 0 |  | 976565.86 | 57422577.55 | -26491510.21 | 30931067.34 | 1975336.6677
E373.40-Street Lighting Transformer | 0 |  | 0 |  | 0 |  | 0 |  | 0 | 0 | 0 | 0 | 3656529.491
E374.05-ARO Cost Elec Dist (L/B) | 414554.36 |  | 0 |  | 0 |  | 0 |  | 0 | 414554.36 | -31774.59 | 382779.77
E374.07-ARO Cost Elect Dist (Eqp) | 107736.77 |  | 0 |  | 0 |  | 0 |  | 0 | 107736.77 | -14435.58 | 93301.19
| 1232856010.82 |  | 28193300.9 |  | -5293008.72 |  | -309281.22 |  | 22591010.96 | 1255447021.78 | -489057063.36 | 766389958.42
General
E392.00-Cars and Light Trucks | 740166.03 |  | 70151.52 |  | -27381.54 |  | 0 |  | 42769.98 | 782936.01 | -440773.94 | 342162.07
E392.10-Heavy Trucks and Other | 3030111.14 |  | 1648766.84 |  | -48978.5 |  | 0 |  | 1599788.34 | 4629899.48 | -1803657.96 | 2826241.52
E392.20-Transportation - Trailers | 499404.83 |  | 0 |  | 0 |  | 0 |  | 0 | 499404.83 | -132587.97 | 366816.86
E394.00-Tools, Shop, and Garage Equ | 6352111.78 |  | 54789.13 |  | -92166.14 |  | 0 |  | -37377.01 | 6314734.77 | -2373836.3 | 3940898.47
E395.00-Laboratory Equipment | 0 |  | 0 |  | 0 |  | 0 |  | 0 | 0 | -41.54 | -41.54
E396.10-Power Op Equip-Lg Mach | 1877867.31 |  | 186441.95 |  | 0 |  | 0 |  | 186441.95 | 2064309.26 | -1779881.33 | 284427.93
E396.20-Power Op Equip-Other | 204508.94 |  | -8260.7 |  | 0 |  | 0 |  | -8260.7 | 196248.24 | -86990.41 | 109257.83
E397.20-DSM Communication Equipment | 4947585.72 |  | 707534.06 |  | 0 |  | 0 |  | 707534.06 | 5655119.78 | -1345786.61 | 4309333.17
| 17651755.75 |  | 2659422.8 |  | -168526.18 |  | 0 |  | 2490896.62 | 20142652.37 | -7963556.06 | 12179096.31
Hydro
E330.20-Land | 6.5 |  | 0 |  | 0 |  | 0 |  | 0 | 6.5 | 0 | 6.5
E331.00-Structures and Improvements | 7872008.13 |  | 1590236.36 |  | -3671.55 |  | 0 |  | 1586564.81 | 9458572.94 | -4325856.18 | 5132716.76
E332.00-Reservoirs, Dams, and Water | 17038183 |  | 2384636.6 |  | -73001.94 |  | 0 |  | 2311634.66 | 19349817.66 | -3127874.52 | 16221943.14
E333.00-Water Wheels, Turbines, Gen | 62117401.34 |  | 9532458.7 |  | -56881.6 |  | 0 |  | 9475577.1 | 71592978.44 | -4766629.46 | 66826348.98
E334.00-Accessory Electric Equipmen | 8220468.78 |  | 1590001.63 |  | 0 |  | 0 |  | 1590001.63 | 9810470.41 | -2659063.24 | 7151407.17
E335.00-Misc Power Plant Equipment | 1189821.85 |  | 795120.38 |  | 0 |  | 0 |  | 795120.38 | 1984942.23 | -168719.3 | 1816222.93
E336.00-Roads, Railroads, and Bridg | 29930.61 |  | 0 |  | 0 |  | 0 |  | 0 | 29930.61 | -20083.87 | 9846.74
E337.07-ARO Cost Hydro Prod (Eqp) | 257804.55 |  | 0 |  | 0 |  | 0 |  | 0 | 257804.55 | -7711.61 | 250092.94
| 96725624.76 |  | 15892453.67 |  | -133555.09 |  | 0 |  | 15758898.58 | 112484523.34 | -15075938.18 | 97408585.16
Intangible
E301.00-Organization | 2240.29 |  | 0 |  | 0 |  | 0 |  | 0 | 2240.29 | 0 | 2240.29
E302.00-Franchises and Consents | 0 |  | 0 |  | 0 |  | 0 |  | 0 | 0 | 0 | 0
| 2240.29 |  | 0 |  | 0 |  | 0 |  | 0 | 2240.29 | 0 | 2240.29
Other Production
E340.20-Land | 20260.01 |  | 103618.65 |  | 0 |  | 0 |  | 103618.65 | 123878.66 | 0 | 123878.66
E341.00-Structures and Improvements | 31992977.92 |  | 9776816 | 0 | -188219.46 | 0 | 0 |  | 9588596.54 | 41581574.46 | -10802047.65 | 30779526.81
E342.00-Fuel Holders, Producers, Ac | 46113785.38 |  | 4847.15 |  | 0 |  | 0 |  | 4847.15 | 46118632.53 | -4656172.35 | 41462460.18
E343.00-Prime Movers | 188283662.82 |  | 37207.31 |  | 0 |  | 0 |  | 37207.31 | 188320870.13 | -64858244.7 | 123462625.43
E344.00-Generators | 65440190.82 |  | 8197.05 |  | 0 |  | 0 |  | 8197.05 | 65448387.87 | -21897470.94 | 43550916.93
E345.00-Accessory Electric Equipmen | 29546423.14 |  | 45451.72 |  | 0 |  | 0 |  | 45451.72 | 29591874.86 | -9879974.21 | 19711900.65
E346.00-Misc Power Plant Equipment | 3802291.09 |  | 179.66 |  | 0 |  | 0 |  | 179.66 | 3802470.75 | -1874131.94 | 1928338.81
E347.05-ARO Cost Other Prod (L/B) | 21719.7 |  | 0 |  | 0 |  | 0 |  | 0 | 21719.7 | -4491.97 | 17227.73
E347.07-ARO Cost Other Prod (Eqp) | 62543.96 |  | 0 |  | 0 |  | 0 |  | 0 | 62543.96 | -2870.27 | 59673.69
| 365283854.84 |  | 9976317.54 |  | -188219.46 |  | 0 |  | 9788098.08 | 375071952.92 | -113975404.03 | 261096548.89
Steam Production
E310.20-Land | 6427075.15 |  | 0 |  | 0 |  | 839535.3 |  | 839535.3 | 7266610.45 | 0 | 7266610.45
E310.25-Land ECR 2005 | 0 |  | 0 |  | 0 |  | 0 |  | 0 | 0 | 0 | 0
E310.26-Land ECR 2011 | 360851.26 |  | 0 |  | 0 |  | 0 |  | 0 | 360851.26 | 0 | 360851.26
E311.00-Structures and Improvements | 291794739.31 |  | 10625353.95 |  | -407583.28 |  | -3933806.74 |  | 6283963.93 | 298078703.24 | -178636269 | 119442434.24
E311.01-AROP Structures and Improv | 0 |  | 0 |  | 0 |  | 0 |  | 0 | 0 | 7.858e-10 | 7.858e-10
E312.00-Boiler Plant Equipment | 1923575414.36 |  | 271676152.26 |  | -63403581.66 |  | 6855563.48 |  | 215128134.08 | 2138703548.44 | -442681414.52 | 1696022133.92
E312.01-AROP Boiler Plant Equipment | 0 |  | 0 |  | 0 |  | 0 |  | 0 | 0 | 0 | 0
E314.00-Turbogenerator Units | 223874142.22 |  | 568204.93 |  | 889076.12 |  | 0 |  | 1457281.05 | 225331423.27 | -100698468.72 | 124632954.55
E315.00-Accessory Electric Equipmen | 141648985.57 |  | 24474209.81 |  | -1485705.47 |  | 0 |  | 22988504.34 | 164637489.91 | -82558000.45 | 82079489.46
E315.01-AROP Accessory Electric Equipmen | 0 |  | 0 |  | 0 |  | 0 |  | 0 | 0 | 0 | 0
E316.00-Misc Power Plant Equip | 18258219.76 |  | 54744.59 | 0 | -101282.24 | 0 | -149103.37 |  | -195641.02 | 18062578.74 | -6316344.51 | 11746234.23
E317.07-ARO Cost Steam (Eqp) | 137737820.99 |  | 0 |  | -213481.77 |  | 0 |  | -213481.77 | 137524339.22 | -31051134.4 | 106473204.82
| 2743677248.62 |  | 307398665.54 |  | -64722558.3 |  | 3612188.67 |  | 246288295.91 | 2989965544.53 | -841941631.6 | 2148023912.93
Electric Transmission
E350.10-Land Rights | 8587652.59 |  | 0 |  | 0 |  | 0 |  | 0 | 8587652.59 | -3029412.62 | 5558239.97
E350.20-Land | 2560181.12 |  | 0 |  | 0 |  | -3671.69 |  | -3671.69 | 2556509.43 | 0 | 2556509.43
E352.10-Struct & Imp-Non Sys Contro | 12348843.04 |  | 4816303.97 |  | -22795.69 |  | 0 |  | 4793508.28 | 17142351.32 | -2044549.51 | 15097801.81
E353.10-Station Equipment - Non Sys | 177220906.5 |  | 18828198.54 |  | -293396.01 |  | 309281.22 |  | 18844083.75 | 196064990.25 | -68612867.81 | 127452122.44
E353.11-AROP Station Equip Non Sys | 0 |  | 0 |  | 0 |  | 0 |  | 0 | 0 | -3.588e-10 | -3.588e-10
E353.20-Station Equip-Sys Control | 0 | 0 | 0 | 0 | 0 | 0 | 0 | 0 | 0 | 0 | -9.8225e-11 | -9.8225e-11
E354.00-Towers and Fixtures | 43937509.41 |  | 9565.83 |  | -15094.58 |  | 0 |  | -5528.75 | 43931980.66 | -24878789.53 | 19053191.13
E355.00-Poles and Fixtures | 72622298.38 |  | 12916464.93 |  | -164876.21 |  | 0 |  | 12751588.72 | 85373887.1 | -23369889.27 | 62003997.83
E356.00-OH Conductors and Devices | 55070079.07 |  | 4183624.23 |  | -185223.87 |  | 0 |  | 3998400.36 | 59068479.43 | -27055292.39 | 32013187.04
E357.00-Underground Conduit | 2278627.52 |  | 0 |  | 0 |  | 0 |  | 0 | 2278627.52 | -666657.08 | 1611970.44
E358.00-UG Conductors and Devices | 7425136.3 |  | 0 |  | 0 |  | 0 |  | 0 | 7425136.3 | -3027666.91 | 4397469.39
E359.15-ARO Cost Transm (L/B) | 9342.47 |  | 0 |  | 0 |  | 0 |  | 0 | 9342.47 | -788.32 | 8554.15
E359.17-ARO Cost Transm (Eqp) | 208742.63 |  | 0 |  | 0 |  | 0 |  | 0 | 208742.63 | -26433.83 | 182308.8
| 382269319.03 |  | 40754157.5 |  | -681386.36 |  | 305609.53 |  | 40378380.67 | 422647699.7 | -152712347.27 | 269935352.43
0
Total Electric Plant in Service | 4838466054.11 |  | 404874317.95 |  | -71187254.11 |  | 3608516.98 |  | 337295580.82 | 5175761634.93 | -1620725940.5 | 3555035694.43

## Rate Code Detail-Code Count
LGE/KU/ODP
Rate Code Count
At July 2015
Count of Rate Code |  | Type of Light
Company | Rate | Base | High Pressure Sodium | Incandescent | Mercury Vapor | Metal Halide | Pole | Metal Halide-1000 | Grand Total
KU | LS |  | 30 |  |  | 6 |  | 3 | 39
| RLS |  | 10 | 5 | 7 | 4 |  | 2 | 28
KU Total |  |  | 40 | 5 | 7 | 10 |  | 5 | 67
KU- TENN | POLT |  | 18 |  | 1 |  |  |  | 19
KU- TENN Total |  |  | 18 |  | 1 |  |  |  | 19
LGE | LS |  | 28 |  |  | 6 |  | 3 | 37
| RLS | 2 | 18 | 2 | 13 | 3 | 4 | 1 | 43
LGE Total |  | 2 | 46 | 2 | 13 | 9 | 4 | 4 | 80
ODP | POLT |  | 6 |  | 1 |  |  |  | 7
ODP Total |  |  | 6 |  | 1 |  |  |  | 7
ODP-Non-Jur | POLT |  | 8 |  | 2 |  |  |  | 10
ODP-Non-Jur Total |  |  | 8 |  | 2 |  |  |  | 10
Grand Total |  | 2 | 118 | 7 | 24 | 19 | 4 | 9 | 183

## Rate Code Detail-Qty
LGE/KU/ODP Light Count
(Does not include count on ODP Non-Jurs light quantity)
At July 2015
Sum of Quantity | [5 empty] | Type of Light
Company | Rate | Service Type | Type of Fixture | Approx. Lumens | Fixture/Pole | Base | High Pressure Sodium | Incandescent | Mercury Vapor | Metal Halide | Pole | Metal Halide-1000 | Grand Total
KU | LS | Overhead | Cobra Head | 5800 | Fixture Only |  | 8845 | [5 empty] | 8845
[5 empty] | Ornamental |  | 9004 | [5 empty] | 9004
|  |  |  | 9500 | Fixture Only |  | 21295 | [5 empty] | 21295
[5 empty] | Ornamental |  | 3460 | [5 empty] | 3460
|  |  |  | 22000 | Fixture Only |  | 7781 | [5 empty] | 7781
[5 empty] | Ornamental |  | 5228 | [5 empty] | 5228
|  |  |  | 50000 | Fixture Only |  | 2752 | [5 empty] | 2752
[5 empty] | Ornamental |  | 530 | [5 empty] | 530
|  |  | Directional | 9500 | Fixture Only |  | 10927 | [5 empty] | 10927
|  |  |  | 12000 | Fixture Only |  |  |  |  | 706 |  |  | 706
|  |  |  | 22000 | Fixture Only |  | 6677 | [5 empty] | 6677
|  |  |  | 32000 | Fixture Only |  |  |  |  | 5388 |  |  | 5388
|  |  |  | 50000 | Fixture Only |  | 8578 | [5 empty] | 8578
|  |  |  | 107800 | Fixture Only | [6 empty] | 1033 | 1033
|  |  | Open Bottom | 9500 | Fixture Only |  | 36751 | [5 empty] | 36751
|  | Overhead Total |  |  |  |  | 121828 |  |  | 6094 |  | 1033 | 128955
|  | Underground | Acorn | 5800 | Decorative Smooth |  | 52 | [5 empty] | 52
[5 empty] | Historic Fluted |  | 148 | [5 empty] | 148
|  |  |  | 9500 | Decorative Smooth |  | 512 | [5 empty] | 512
[5 empty] | Historic Fluted |  | 1260 | [5 empty] | 1260
|  |  | Colonial | 5800 | Decorative Smooth |  | 1407 | [5 empty] | 1407
|  |  |  | 9500 | Decorative Smooth |  | 4100 | [5 empty] | 4100
|  |  | Contemporary | 5800 | Decorative Smooth |  | 4709 | [5 empty] | 4709
[5 empty] | Fixture Only |  | 2 | [5 empty] | 2
|  |  |  | 9500 | Decorative Smooth |  | 1046 | [5 empty] | 1046
[5 empty] | Fixture Only |  | 14 | [5 empty] | 14
|  |  |  | 12000 | Decorative Smooth |  |  |  |  | 182 |  |  | 182
[5 empty] | Fixture Only |  |  |  |  | 59 |  |  | 59
|  |  |  | 22000 | Decorative Smooth |  | 1463 | [5 empty] | 1463
[5 empty] | Fixture Only |  | 30 | [5 empty] | 30
|  |  |  | 32000 | Decorative Smooth |  |  |  |  | 669 |  |  | 669
[5 empty] | Fixture Only |  |  |  |  | 312 |  |  | 312
|  |  |  | 50000 | Decorative Smooth |  | 945 | [5 empty] | 945
[5 empty] | Fixture Only |  | 35 | [5 empty] | 35
|  |  |  | 107800 | Decorative Smooth | [6 empty] | 140 | 140
[5 empty] | Fixture Only | [6 empty] | 43 | 43
|  |  | Dark Sky | 4000 | Decorative Smooth |  | 0 | [5 empty] | 0
|  |  |  | 9500 | Decorative Smooth |  | 0 | [5 empty] | 0
|  |  | Victorian | 5800 | Historic Fluted |  | 21 | [5 empty] | 21
|  |  |  | 9500 | Historic Fluted |  | 10 | [5 empty] | 10
|  | Underground Total |  |  |  |  | 15754 |  |  | 1222 |  | 183 | 17159
| LS Total | [5 empty] | 137582 |  |  | 7316 |  | 1216 | 146114
| RLS | Overhead | Cobra Head | 4000 | Fixture and Pole |  | 3625 | [5 empty] | 3625
[5 empty] | Fixture Only |  | 7280 | [5 empty] | 7280
|  |  |  | 7000 | Fixture and Pole |  |  |  | 138 |  |  |  | 138
[5 empty] | Fixture Only |  |  |  | 1097 |  |  |  | 1097
|  |  |  | 10000 | Fixture and Pole |  |  |  | 443 |  |  |  | 443
[5 empty] | Fixture Only |  |  |  | 692 |  |  |  | 692
|  |  |  | 20000 | Fixture and Pole |  |  |  | 1425 |  |  |  | 1425
[5 empty] | Fixture Only |  |  |  | 1509 |  |  |  | 1509
|  |  |  | 50000 | Fixture Only |  | 139 | [5 empty] | 139
|  |  | Directional | 12000 | Fixture and Pole |  |  |  |  | 151 |  |  | 151
|  |  |  | 32000 | Fixture and Pole |  |  |  |  | 1024 |  |  | 1024
|  |  |  | 107800 | Fixture and Pole | [6 empty] | 216 | 216
|  |  | Open Bottom | 5800 | Fixture Only |  | 163 | [5 empty] | 163
|  |  |  | 7000 | Fixture Only |  |  |  | 6625 |  |  |  | 6625
|  |  | Tear Drop | 1000 | Fixture Only |  |  | 5 |  |  |  |  | 5
|  |  |  | 2500 | Fixture Only |  |  | 578 |  |  |  |  | 578
|  |  |  | 4000 | Fixture and Pole |  |  | 0 |  |  |  |  | 0
[5 empty] | Fixture Only |  |  | 29 |  |  |  |  | 29
|  |  |  | 6000 | Fixture Only |  |  | 2 |  |  |  |  | 2
|  | Overhead Total |  |  |  |  | 11207 | 614 | 11929 | 1175 |  | 216 | 25141
|  | Underground | Acorn | 4000 | Decorative Smooth |  | 2 | [5 empty] | 2
[5 empty] | Historic Fluted |  | 240 | [5 empty] | 240
|  |  | Coach | 5800 | Decorative Smooth |  | 29 | [5 empty] | 29
|  |  |  | 9500 | Decorative Smooth |  | 98 | [5 empty] | 98
|  |  | Colonial | 4000 | Decorative Smooth |  | 856 | [5 empty] | 856
|  |  | Directional | 12000 | Decorative Smooth |  |  |  |  | 23 |  |  | 23
|  |  |  | 32000 | Decorative Smooth |  |  |  |  | 290 |  |  | 290
|  |  |  | 107800 | Decorative Smooth | [6 empty] | 58 | 58
|  |  | Granville | 16000 | Decorative Smooth |  | 4 | [5 empty] | 4
|  | Underground Total |  |  |  |  | 1229 |  |  | 313 |  | 58 | 1600
| RLS Total | [5 empty] | 12436 | 614 | 11929 | 1488 |  | 274 | 26741
KU Total | [6 empty] | 150018 | 614 | 11929 | 8804 |  | 1490 | 172855
KU- TENN | POLT | Overhead | Directional | 9500 | (blank) |  | 0 | [5 empty] | 0
|  |  | Open Bottom | 5800 | Fixture |  | 0 | [5 empty] | 0
|  |  |  | 7000 | Fixture |  |  |  | 0 |  |  |  | 0
|  |  |  | 9500 | Fixture |  | 0 | [5 empty] | 0
|  | Overhead Total |  |  |  |  | 0 |  | 0 |  |  |  | 0
|  | Underground | Acorn Decorative | 4000 | (blank) |  | 0 | [5 empty] | 0
|  |  |  | 5800 | (blank) |  | 0 | [5 empty] | 0
|  |  |  | 9500 | (blank) |  | 0 | [5 empty] | 0
|  |  | Acorn Historic | 4000 | (blank) |  | 0 | [5 empty] | 0
|  |  |  | 5800 | (blank) |  | 0 | [5 empty] | 0
|  |  |  | 9500 | (blank) |  | 0 | [5 empty] | 0
|  |  | Coach | 5800 | (blank) |  | 0 | [5 empty] | 0
|  |  |  | 9500 | (blank) |  | 0 | [5 empty] | 0
|  |  | Colonial | 4000 | (blank) |  | 0 | [5 empty] | 0
|  |  |  | 5800 | (blank) |  | 0 | [5 empty] | 0
|  |  |  | 9500 | (blank) |  | 0 | [5 empty] | 0
|  |  | Contemporary | 5800 | (blank) |  | 0 | [5 empty] | 0
|  |  |  | 9500 | (blank) |  | 0 | [5 empty] | 0
|  |  | Contemporary - Additional Fixture | 5800 | (blank) |  | 0 | [5 empty] | 0
|  |  |  | 9500 | (blank) |  | 0 | [5 empty] | 0
|  | Underground Total |  |  |  |  | 0 | [5 empty] | 0
| POLT Total | [5 empty] | 0 |  | 0 |  |  |  | 0
KU- TENN Total | [6 empty] | 0 |  | 0 |  |  |  | 0
LGE | LS | Overhead | Cobra Head | 16000 | Fixture Only |  | 6755 | [5 empty] | 6755
|  |  |  | 28500 | Fixture Only |  | 9849 | [5 empty] | 9849
|  |  |  | 50000 | Fixture Only |  | 5733 | [5 empty] | 5733
|  |  | Directional | 12000 | Fixture Only |  |  |  |  | 33 |  |  | 33
|  |  |  | 16000 | Fixture Only |  | 416 | [5 empty] | 416
|  |  |  | 32000 | Fixture Only |  |  |  |  | 589 |  |  | 589
|  |  |  | 50000 | Fixture Only |  | 13210 | [5 empty] | 13210
|  |  |  | 107800 | Fixture Only | [6 empty] | 551 | 551
|  |  | Open Bottom | 9500 | Fixture Only |  | 3512 | [5 empty] | 3512
|  | Overhead Total |  |  |  |  | 39475 |  |  | 622 |  | 551 | 40648
|  | Underground | Acorn | 5800 | Decorative Smooth |  | 47 | [5 empty] | 47
|  |  |  | 9500 | Decorative Smooth |  | 1968 | [5 empty] | 1968
|  |  |  | 16000 | Decorative Smooth |  | 0 | [5 empty] | 0
|  |  | Cobra Head | 16000 | Decorative Smooth |  | 23 | [5 empty] | 23
|  |  |  | 28500 | Decorative Smooth |  | 544 | [5 empty] | 544
|  |  |  | 50000 | Decorative Smooth |  | 32 | [5 empty] | 32
|  |  | Colonial, 4-Sided | 5800 | Decorative Smooth |  | 239 | [5 empty] | 239
|  |  |  | 9500 | Decorative Smooth |  | 2530 | [5 empty] | 2530
|  |  |  | 16000 | Decorative Smooth |  | 0 | [5 empty] | 0
|  |  | Contemporary | 12000 | Decorative Smooth |  |  |  |  | 20 |  |  | 20
[5 empty] | Fixture Only |  |  |  |  | 0 |  |  | 0
|  |  |  | 16000 | Decorative Smooth |  | 61 | [5 empty] | 61
[5 empty] | Fixture Only |  | 0 | [5 empty] | 0
|  |  |  | 28500 | Decorative Smooth |  | 208 | [5 empty] | 208
[5 empty] | Fixture Only |  | 10 | [5 empty] | 10
|  |  |  | 32000 | Decorative Smooth |  |  |  |  | 100 |  |  | 100
[5 empty] | Fixture Only |  |  |  |  | 6 |  |  | 6
|  |  |  | 50000 | Decorative Smooth |  | 439 | [5 empty] | 439
[5 empty] | Fixture Only |  | 40 | [5 empty] | 40
|  |  |  | 107800 | Decorative Smooth | [6 empty] | 23 | 23
[5 empty] | Fixture Only | [6 empty] | 4 | 4
|  |  | Dark Sky | 4000 | Decorative Smooth |  | 49 | [5 empty] | 49
|  |  |  | 9500 | Decorative Smooth |  | 8 | [5 empty] | 8
|  |  | London | 5800 | Historic Fluted |  | 53 | [5 empty] | 53
|  |  |  | 9500 | Historic Fluted |  | 214 | [5 empty] | 214
|  |  | Victorian | 5800 | Historic Fluted |  | 51 | [5 empty] | 51
|  |  |  | 9500 | Historic Fluted |  | 873 | [5 empty] | 873
|  |  | Victorian/London Bases | Base | Pole |  | 0 | [5 empty] | 0
|  | Underground Total |  |  |  |  | 7389 |  |  | 126 |  | 27 | 7542
| LS Total | [5 empty] | 46864 |  |  | 748 |  | 578 | 48190
| RLS | Overhead | Cobra Head | 13000 | Fixture Only |  |  |  | 3481 |  |  |  | 3481
|  |  |  | 25000 | Fixture Only |  |  |  | 3492 |  |  |  | 3492
|  |  |  | 60000 | Fixture Only |  |  |  | 41 |  |  |  | 41
|  |  | Cobra/Open Bottom | 8000 | Fixture Only |  |  |  | 3786 |  |  |  | 3786
|  |  | Directional | 12000 | Fixture & Wood Pole |  |  |  |  | 8 |  |  | 8
|  |  |  | 25000 | Fixture Only |  |  |  | 728 |  |  |  | 728
|  |  |  | 32000 | Fixture & Orn. Pole |  |  |  |  | 2 |  |  | 2
[5 empty] | Fixture & Wood Pole |  |  |  |  | 54 |  |  | 54
|  |  |  | 60000 | Fixture Only |  |  |  | 324 |  |  |  | 324
|  |  |  | 107800 | Fixture & Wood Pole | [6 empty] | 63 | 63
|  |  | Open Bottom | 4000 | Fixture Only |  |  |  | 74 |  |  |  | 74
|  |  | Wood Pole Installed Before 3/1/2010 | Pole | Pole | [5 empty] | 0 |  | 0
|  |  | Wood Pole Installed Before 7/1/2004 | Pole | Pole | [5 empty] | 0 |  | 0
|  | Overhead Total | [6 empty] | 11926 | 64 | 0 | 63 | 12053
|  | Underground | 10” Fluted Pole | Pole | Pole | [5 empty] | 0 |  | 0
|  |  | 10” Smooth Pole | Pole | Pole | [5 empty] | 0 |  | 0
|  |  | Acorn, Bronze | 9500 | Decorative Smooth |  | 48 | [5 empty] | 48
|  |  |  | 16000 | Decorative Smooth |  | 119 | [5 empty] | 119
|  |  | Coach | 4000 | Decorative Smooth |  |  |  | 73 |  |  |  | 73
|  |  |  | 8000 | Decorative Smooth |  |  |  | 1375 |  |  |  | 1375
|  |  | Coach/Acorn | 5800 | Decorative Smooth |  | 1347 | [5 empty] | 1347
|  |  |  | 9500 | Decorative Smooth |  | 17147 | [5 empty] | 17147
|  |  |  | 16000 | Decorative Smooth |  | 2327 | [5 empty] | 2327
|  |  | Cobra (State of KY Pole) | 25000 | Fixture Only |  |  |  | 0 |  |  |  | 0
|  |  | Cobra Head | 8000 | Decorative Smooth |  |  |  | 50 |  |  |  | 50
|  |  |  | 13000 | Decorative Smooth |  |  |  | 479 |  |  |  | 479
|  |  |  | 25000 | Decorative Smooth |  |  |  | 476 |  |  |  | 476
|  |  | Cobra/Contemporary | 16000 | Decorative Smooth |  | 521 | [5 empty] | 521
|  |  |  | 28500 | Decorative Smooth |  | 2080 | [5 empty] | 2080
|  |  |  | 50000 | Decorative Smooth |  | 2320 | [5 empty] | 2320
|  |  | Contemporary | 120000 | Decorative Smooth |  | 17 | [5 empty] | 17
[5 empty] | Fixture Only |  | 11 | [5 empty] | 11
|  |  | Continental Jr. | 1500 | Decorative Smooth |  |  | 17 |  |  |  |  | 17
|  |  |  | 6000 | Decorative Smooth |  |  | 39 |  |  |  |  | 39
|  |  | London | 5800 | Decorative Smooth |  | 34 | [5 empty] | 34
[5 empty] | Fixture Only |  | 106 | [5 empty] | 106
|  |  |  | 9500 | Decorative Smooth |  | 277 | [5 empty] | 277
[5 empty] | Fixture Only |  | 82 | [5 empty] | 82
|  |  | Victorian | 5800 | Decorative Smooth |  | 13 | [5 empty] | 13
[5 empty] | Fixture Only |  | 46 | [5 empty] | 46
|  |  |  | 9500 | Decorative Smooth |  | 10 | [5 empty] | 10
[5 empty] | Fixture Only |  | 245 | [5 empty] | 245
|  |  | Victorian/London Bases Chesapeake | Base | Pole | 0 | [6 empty] | 0
|  |  | Victorian/London Bases Old Town | Base | Pole | 0 | [6 empty] | 0
|  | Underground Total |  |  |  | 0 | 26750 | 56 | 2453 |  | 0 |  | 29259
| RLS Total |  |  |  |  | 0 | 26750 | 56 | 14379 | 64 | 0 | 63 | 41312
LGE Total | [5 empty] | 0 | 73614 | 56 | 14379 | 812 | 0 | 641 | 89502
ODP | POLT | Overhead | Cobra Head | 22000 | Fixture Only |  | 4 | [5 empty] | 4
|  |  |  | 50000 | Fixture Only |  | 1 | [5 empty] | 1
|  |  | Directional | 9500 | Fixture Only |  | 174 | [5 empty] | 174
|  |  |  | 22000 | Fixture Only |  | 159 | [5 empty] | 159
|  |  |  | 50000 | Fixture Only |  | 135 | [5 empty] | 135
|  |  | Open Bottom | 7000 | Fixture Only |  |  |  | 1622 |  |  |  | 1622
|  |  | Yard Type | 9500 | Fixture Only |  | 2903 | [5 empty] | 2903
|  | Overhead Total |  |  |  |  | 3376 |  | 1622 |  |  |  | 4998
| POLT Total | [5 empty] | 3376 |  | 1622 |  |  |  | 4998
ODP Total | [6 empty] | 3376 |  | 1622 |  |  |  | 4998
ODP-Non-Jur | POLT | Overhead | Ornamental | 5800 | Ornamental |  | 0 | [5 empty] | 0
|  |  |  | 7000 | Ornamental |  |  |  | 0 |  |  |  | 0
|  |  |  | 9500 | Ornamental |  | 0 | [5 empty] | 0
|  |  |  | 22000 | Ornamental |  | 0 | [5 empty] | 0
|  |  |  | 50000 | Ornamental |  | 0 | [5 empty] | 0
|  |  | Standard | 5800 | Standard |  | 0 | [5 empty] | 0
|  |  |  | 7000 | Standard |  |  |  | 0 |  |  |  | 0
|  |  |  | 9500 | Standard |  | 0 | [5 empty] | 0
|  |  |  | 22000 | Standard |  | 0 | [5 empty] | 0
|  |  |  | 50000 | Standard |  | 0 | [5 empty] | 0
|  | Overhead Total |  |  |  |  | 0 |  | 0 |  |  |  | 0
| POLT Total | [5 empty] | 0 |  | 0 |  |  |  | 0
ODP-Non-Jur Total | [6 empty] | 0 |  | 0 |  |  |  | 0
Grand Total | [5 empty] | 0 | 227008 | 670 | 27930 | 9616 | 0 | 2131 | 267355

## Rate Code Detail
Company | Rate | Service Type | Type of Light | Sort1 (Lumens/Unique) | Sort2 (Fixture/Pole) | Sort3 | Sort4 | Rate Code | Code | Type of Fixture | Type of Fixture1 | Fixture/Pole | Approx. Lumens | Watts | Approx. Lumens Note | kW Per Light | Monthly Charge | Quantity | Revenue | Notes | Pole Only-Restricted | QTY BILLED JUN 2016 | COST - 60*Monthly costs | LUMEN RPL | WATT RPL | Scenario1 | Scenario2 | Scenario3
ODP | POLT | Overhead | High Pressure Sodium | Group 1 - < 12,000 Lumens | Without Pole |  |  | 428 | ODP428 | Yard Type | Cobra Head/Open Bottom | Fixture Only | 9500 | 100 |  | 0.117 | 11.15 | 2903 | 32163.64 |  |  | 3352 | 2242488 | 2381428.4 | 2381428.4
LGE | RLS | Overhead | Pole | Group 4 - Pole only or Restricted Class | With Pole |  |  | 900 | LGE900 | Wood Pole Installed Before 7/1/2004 | Decorative | Pole | Pole | 0 |  |  | 2.06 |  |  |  | PO-R | [6 empty] | 3
LGE | RLS | Overhead | Pole | Group 4 - Pole only or Restricted Class | With Pole |  |  | 958 | LGE958 | Wood Pole Installed Before 3/1/2010 | Decorative | Pole | Pole | 0 |  |  | 11.32 |  |  |  | PO-R | [6 empty] | 3
LGE | RLS | Underground | Base | Group 4 - Pole only or Restricted Class | With Pole |  |  | 950 | LGE950 | Victorian/London Bases Old Town | Decorative | Pole | Base | 0 |  |  | 3.47 |  |  |  | PO-R | [6 empty] | 3
LGE | RLS | Underground | Base | Group 4 - Pole only or Restricted Class | With Pole |  |  | 951 | LGE951 | Victorian/London Bases Chesapeake | Decorative | Pole | Base | 0 |  |  | 3.73 |  |  |  | PO-R | [6 empty] | 3
LGE | LS | Underground | High Pressure Sodium | Group 4 - Pole only or Restricted Class | With Pole |  |  | 956 | LGE956 | Victorian/London Bases | Decorative | Pole | Base | 0 |  |  | 3.56 |  |  | Westchester/Norfolk | PO-R
KU | LS | Underground | High Pressure Sodium | Group 1 - < 12,000 Lumens | With Pole |  |  | 414 | KU414 | Victorian | Decorative | Historic Fluted | 5800 | 70 |  | 0.083 | 33.39 | 21 | 647.64 |  |  | 21 | 42071.4 | 25446.855 | 25446.75
KU | LS | Underground | High Pressure Sodium | Group 1 - < 12,000 Lumens | With Pole |  |  | 415 | KU415 | Victorian | Decorative | Historic Fluted | 9500 | 70 |  | 0.117 | 33.81 | 10 | 312.2 |  |  | 10 | 20286 | 5156.9 | 12117.5
LGE | LS | Underground | High Pressure Sodium | Group 1 - < 12,000 Lumens | With Pole |  |  | 431 | LGE431 | Victorian | Decorative | Historic Fluted | 5800 | 70 |  | 0.083 | 32.95 | 51 | 1679.8 |  |  | 51 | 100827 | 61799.505 | 61799.25
LGE | LS | Underground | High Pressure Sodium | Group 1 - < 12,000 Lumens | With Pole |  |  | 433 | LGE433 | Victorian | Decorative | Historic Fluted | 9500 | 100 |  | 0.117 | 35.01 | 873 | 30041.32 |  |  | 237 | 497842.2 | 122218.53 | 173642.79
LGE | RLS | Underground | High Pressure Sodium | Group 1 - < 12,000 Lumens | Without Pole |  |  | 280 | LGE280 | Victorian | Decorative | Fixture Only | 5800 | 70 |  | 0.083 | 19.39 | 46 | 891.63 |  |  | 46 | 53516.4 | 55740.73 | 55740.5 |  |  | 3
LGE | RLS | Underground | High Pressure Sodium | Group 1 - < 12,000 Lumens | Without Pole |  |  | 281 | LGE281 | Victorian | Decorative | Fixture Only | 9500 | 100 |  | 0.117 | 20.36 | 245 | 4987.18 |  |  | 245 | 299292 | 126344.05 | 179504.15 |  |  | 3
LGE | RLS | Underground | High Pressure Sodium | Group 1 - < 12,000 Lumens | With Pole |  |  | 430 | LGE430 | Victorian | Decorative | Decorative Smooth | 5800 | 100 |  | 0.083 | 32.28 | 13 | 419.62 |  |  | 13 | 25178.4 | 15752.815 | 9524.71 |  |  | 3
LGE | RLS | Underground | High Pressure Sodium | Group 1 - < 12,000 Lumens | With Pole |  |  | 432 | LGE432 | Victorian | Decorative | Decorative Smooth | 9500 | 100 |  | 0.117 | 34.35 | 10 | 343.35 |  |  | 10 | 20610 | 5156.9 | 7326.7 |  |  | 3
KU | RLS | Overhead | Incandescent | Group 1 - < 12,000 Lumens | Without Pole |  |  | 421 | KU421 | Tear Drop | Decorative | Fixture Only | 1000 | 85 |  | 0.102 | 3.67 | 5 | 17.14 |  |  | 1 | 220.2 | 429.79 | 710.45 | 1 |  | 3
KU | RLS | Overhead | Incandescent | Group 1 - < 12,000 Lumens | Without Pole |  |  | 422 | KU422 | Tear Drop | Decorative | Fixture Only | 2500 | 175 |  | 0.201 | 4.92 | 578 | 2714.83 |  |  | 436 | 128707.2 | 187388.44 | 455428.16 | 1 |  | 3
KU | RLS | Overhead | Incandescent | Group 1 - < 12,000 Lumens | Without Pole |  |  | 424 | KU424 | Tear Drop | Decorative | Fixture Only | 4000 | 208 |  | 0.327 | 7.34 | 29 | 201.95 |  |  | 26 | 11450.4 | 11174.54 | 27158.56 | 1 |  | 3
KU | RLS | Overhead | Incandescent | Group 1 - < 12,000 Lumens | With Pole |  |  | 434 | KU434 | Tear Drop | Decorative | Fixture and Pole | 4000 | 208 |  | 0.327 | 8.38 | [8 empty] | 1 |  | 3
KU | RLS | Overhead | Incandescent | Group 1 - < 12,000 Lumens | Without Pole |  |  | 425 | KU425 | Tear Drop | Decorative | Fixture Only | 6000 | 370 |  | 0.447 | 9.81 | 2 | 18.51 |  |  | 2 | 1177.2 | 1420.9 | 2089.12 | 1 |  | 3
ODP-Non-Jur | POLT | Overhead | Mercury Vapor | Group 1 - < 12,000 Lumens | With Pole |  |  | 446 | ODP446 | Standard | Decorative | Standard | 7000 | 175 |  | 0.207 | 9.56 |  |  |  |  | 43 | 24664.8 | 30549.35 | 44916.08 | 1 | 2
ODP-Non-Jur | POLT | Overhead | High Pressure Sodium | Group 1 - < 12,000 Lumens | With Pole |  |  | 462 | ODP462 | Standard | Decorative | Standard | 5800 | 70 |  | 0.083 | 8.66 |  |  |  |  | 336 | 174585.6 | 144409.44 | 238711.2
ODP-Non-Jur | POLT | Overhead | High Pressure Sodium | Group 1 - < 12,000 Lumens | With Pole |  |  | 463 | ODP463 | Standard | Decorative | Standard | 9500 | 100 |  | 0.117 | 9.14 |  |  |  |  | 1973 | 1081993.2 | 1401717.85 | 1401717.85
ODP-Non-Jur | POLT | Overhead | High Pressure Sodium | Group 2 - Between 12,000 and 100,000 Lumens | With Pole |  |  | 464 | ODP464 | Standard | Decorative | Standard | 22000 | 200 |  | 0.242 | 14.25 |  |  |  |  | 191 | 163305 | 199510.96 | 199510.96
ODP-Non-Jur | POLT | Overhead | High Pressure Sodium | Group 2 - Between 12,000 and 100,000 Lumens | With Pole |  |  | 465 | ODP465 | Standard | Decorative | Standard | 50000 | 400 |  | 0.471 | 22.84 |  |  |  |  | 51 | 69890.4 | 106545.12 | 106545.12
ODP-Non-Jur | POLT | Overhead | Mercury Vapor | Group 1 - < 12,000 Lumens | With Pole |  |  | 456 | ODP456 | Ornamental | Decorative | Ornamental | 7000 | 175 |  | 0.207 | 11.87 |  |  |  |  | 7 | 4985.4 | 4973.15 | 7311.92 | 1 | 2
ODP-Non-Jur | POLT | Overhead | High Pressure Sodium | Group 1 - < 12,000 Lumens | With Pole |  |  | 472 | ODP472 | Ornamental | Decorative | Ornamental | 5800 | 70 |  | 0.083 | 11.6 |  |  |  |  | 9 | 6264 | 3868.11 | 6394.05
ODP-Non-Jur | POLT | Overhead | High Pressure Sodium | Group 1 - < 12,000 Lumens | With Pole |  |  | 473 | ODP473 | Ornamental | Decorative | Ornamental | 9500 | 100 |  | 0.117 | 12.3 |  |  |  |  | 67 | 49446 | 47600.15 | 47600.15
ODP-Non-Jur | POLT | Overhead | High Pressure Sodium | Group 2 - Between 12,000 and 100,000 Lumens | With Pole |  |  | 474 | ODP474 | Ornamental | Decorative | Ornamental | 22000 | 200 |  | 0.242 | 17.41 |  |  |  |  | 225 | 235035 | 235026 | 235026
ODP-Non-Jur | POLT | Overhead | High Pressure Sodium | Group 2 - Between 12,000 and 100,000 Lumens | With Pole |  |  | 475 | ODP475 | Ornamental | Decorative | Ornamental | 50000 | 400 |  | 0.471 | 24.46 |  |  |  |  | 9 | 13208.4 | 18802.08 | 18802.08
KU | LS | Overhead | High Pressure Sodium | Group 1 - < 12,000 Lumens | Without Pole |  |  | 428 | KU428 | Open Bottom | Cobra Head/Open Bottom | Fixture Only | 9500 | 100 |  | 0.117 | 8.49 | 36751 | 296815.31 |  |  | 36978 | 18836593.2 | 26271020.1 | 26271020.1
KU | RLS | Overhead | High Pressure Sodium | Group 1 - < 12,000 Lumens | Without Pole |  |  | 426 | KU426 | Open Bottom | Cobra Head/Open Bottom | Fixture Only | 5800 | 100 |  | 0.083 | 8.06 | 163 | 1233.81 |  |  | 155 | 74958 | 66617.45 | 110119.75 |  |  | 3
KU | RLS | Overhead | Mercury Vapor | Group 1 - < 12,000 Lumens | Without Pole |  |  | 404 | KU404 | Open Bottom | Cobra Head/Open Bottom | Fixture Only | 7000 | 175 |  | 0.207 | 11.45 | 6625 | 72239.54 |  |  | 6300 | 4328100 | 4475835 | 6580728 | 1 | 2 | 3
ODP | POLT | Overhead | Mercury Vapor | Group 1 - < 12,000 Lumens | Without Pole |  |  | 406 | ODP406 | Open Bottom | Cobra Head/Open Bottom | Fixture Only | 7000 | 175 | * | 0.207 | 10.7 | 1622 | 17272.9 | Restricted to fixtures in service 08-01-07. Upon failure, existing fixtures will either be removed from service or replaced, at Customer’s option, with available lighting fixtures shown above. |  | 1815 | 1165230 | 1289466.75 | 1895876.4 | 1 | 2
LGE | LS | Overhead | High Pressure Sodium | Group 1 - < 12,000 Lumens | Without Pole |  |  | 457 | LGE457 | Open Bottom | Cobra Head/Open Bottom | Fixture Only | 9500 | 100 |  | 0.117 | 10.87 | 3512 | 37926.21 |  |  | 3607 | 2352485.4 | 2562593.15 | 2562593.15
LGE | RLS | Overhead | Mercury Vapor | Group 1 - < 12,000 Lumens | Without Pole |  |  | 201 | LGE201 | Open Bottom | Cobra Head/Open Bottom | Fixture Only | 4000 | 100 |  | 0.1 | 8.15 | 74 | 598.12 |  |  | 72 | 35208 | 30944.88 | 51152.4 | 1 | 2 | 3
KU- TENN | POLT | Overhead | Mercury Vapor |  | With Pole |  |  | KT406 | KT406 | Open Bottom | Cobra Head/Open Bottom | Fixture | 7000 | 175 |  | 0.207 | 9.52 | 0 |  | 7,000 Lumen Open Bottom Mercury Vapor |  | 1 | 571.2 | 710.45 | 1044.56 | 1 | 2
KU- TENN | POLT | Overhead | High Pressure Sodium |  |  |  |  | 2 | KU- TENN2 | Open Bottom | Cobra Head/Open Bottom | Fixture | 5800 | 70 |  | 0.083 | 6.36 | 0
KU- TENN | POLT | Overhead | High Pressure Sodium |  |  |  |  | KT428 | KT428 | Open Bottom | Cobra Head/Open Bottom | Fixture | 9500 | 100 |  | 0.117 | 6.9 | 0 |  |  |  | 2 | 828 | 1420.9 | 1420.9
LGE | LS | Underground | High Pressure Sodium | Group 1 - < 12,000 Lumens | With Pole |  |  | 427 | LGE427 | London | Decorative | Historic Fluted | 5800 | 70 |  | 0.083 | 35.22 | 53 | 1866.03 |  |  | 54 | 114112.8 | 65434.77 | 65434.5
LGE | LS | Underground | High Pressure Sodium | Group 1 - < 12,000 Lumens | With Pole |  |  | 429 | LGE429 | London | Decorative | Historic Fluted | 9500 | 100 |  | 0.117 | 36.09 | 214 | 7721.56 |  |  | 259 | 560838.6 | 133563.71 | 189761.53
LGE | RLS | Underground | High Pressure Sodium | Group 1 - < 12,000 Lumens | Without Pole |  |  | 282 | LGE282 | London | Decorative | Fixture Only | 5800 | 70 |  | 0.083 | 19.54 | 106 | 2070.74 |  |  | 106 | 124274.4 | 128446.03 | 128445.5 |  |  | 3
LGE | RLS | Underground | High Pressure Sodium | Group 1 - < 12,000 Lumens | Without Pole |  |  | 283 | LGE283 | London | Decorative | Fixture Only | 9500 | 100 |  | 0.117 | 20.83 | 82 | 1707.84 |  |  | 99 | 123730.2 | 51053.31 | 72534.33 |  |  | 3
LGE | RLS | Underground | High Pressure Sodium | Group 1 - < 12,000 Lumens | With Pole |  |  | 426 | LGE426 | London | Decorative | Decorative Smooth | 5800 | 100 |  | 0.083 | 33.24 | 34 | 1129.71 |  |  | 34 | 67809.6 | 41199.67 | 24910.78 |  |  | 3
LGE | RLS | Underground | High Pressure Sodium | Group 1 - < 12,000 Lumens | With Pole |  |  | 428 | LGE428 | London | Decorative | Decorative Smooth | 9500 | 100 |  | 0.117 | 34.11 | 277 | 9445.12 |  |  | 299 | 611933.4 | 154191.31 | 219068.33 |  |  | 3
KU | RLS | Underground | High Pressure Sodium | Group 4 - Pole only or Restricted Class | With Pole |  |  | 360 | KU360 | Granville | Decorative | Decorative Smooth | 16000 | 150 |  | 0.181 | 59.91 | 4 | 230.79 | Granville units are restricted to installations for the City of London. | PO-R | 4 | 14378.4 | 2930.68 | 2930.68 |  |  | 3
KU | LS | Overhead | High Pressure Sodium | Group 1 - < 12,000 Lumens | Without Pole |  |  | 487 | KU487 | Directional | Decorative | Fixture Only | 9500 | 150 |  | 0.117 | 9.75 | 10927 | 101709.2 |  |  | 11173 | 6536205 | 7937857.85 | 7937857.85
KU | LS | Overhead | High Pressure Sodium | Group 2 - Between 12,000 and 100,000 Lumens | Without Pole |  |  | 488 | KU488 | Directional | Decorative | Fixture Only | 22000 | 200 | * | 0.242 | 14.77 | 6677 | 93836.08 | Not available for use in residential neighborhoods except by municipal authorities. |  | 6675 | 5915385 | 6972438 | 6972438
KU | LS | Overhead | High Pressure Sodium | Group 2 - Between 12,000 and 100,000 Lumens | Without Pole |  |  | 489 | KU489 | Directional | Decorative | Fixture Only | 50000 | 400 | * | 0.471 | 21.07 | 8578 | 172159.01 | Not available for use in residential neighborhoods except by municipal authorities. |  | 8626 | 10904989.2 | 18020749.12 | 18020749.12
KU | LS | Overhead | Metal Halide | Group 1 - < 12,000 Lumens | Without Pole |  |  | 450 | KU450 | Directional | Decorative | Fixture Only | 12000 | 150 | * | 0.15 | 15.43 | 706 | 10416.3 | Not available for use in residential neighborhoods except by municipal authorities. |  | 711 | 658243.8 | 505129.95 | 505129.95 |  |  | 3
KU | LS | Overhead | Metal Halide | Group 2 - Between 12,000 and 100,000 Lumens | Without Pole |  |  | 451 | KU451 | Directional | Decorative | Fixture Only | 32000 | 350 | * | 0.35 | 21.87 | 5388 | 112158.42 | Not available for use in residential neighborhoods except by municipal authorities. |  | 5639 | 7399495.8 | 9896501.39 | 5890273.84 |  |  | 3
KU | LS | Overhead | Metal Halide-1000 | Group 3 - > 100,000 Lumens | Without Pole |  |  | 452 | KU452 | Directional | Decorative | Fixture Only | 107800 | 1000 | * | 1.08 | 45.86 | 1033 | 45524.21 | Not available for use in residential neighborhoods except by municipal authorities. |  | 967 | 2660797.2 | 4040358.08 | 4040358.08 | 1 | 2 | 3
KU | RLS | Overhead | Metal Halide | Group 1 - < 12,000 Lumens | With Pole |  |  | 454 | KU454 | Directional | Decorative | Fixture and Pole | 12000 | 400 |  | 0.15 | 20.19 | 151 | 2932.38 |  |  | 154 | 186555.6 | 109409.3 | 321724.48 |  |  | 3
KU | RLS | Overhead | Metal Halide | Group 2 - Between 12,000 and 100,000 Lumens | With Pole |  |  | 455 | KU455 | Directional | Decorative | Fixture and Pole | 32000 | 150 |  | 0.35 | 26.63 | 1024 | 25979.68 |  |  | 1012 | 1616973.6 | 1776070.12 | 718975.4 |  |  | 3
KU | RLS | Overhead | Metal Halide-1000 | Group 3 - > 100,000 Lumens | With Pole |  |  | 459 | KU459 | Directional | Decorative | Fixture and Pole | 107800 | 1000 |  | 1.08 | 50.61 | 216 | 10533.88 |  |  | 188 | 570880.8 | 785509.12 | 785509.12 | 1 | 2 | 3
KU | RLS | Underground | Metal Halide | Group 1 - < 12,000 Lumens | With Pole |  |  | 460 | KU460 | Directional | Decorative | Decorative Smooth | 12000 | 250 |  | 0.15 | 29.4 | 23 | 643.44 |  |  | 20 | 35280 | 14653.4 | 22151.8 |  |  | 3
KU | RLS | Underground | Metal Halide | Group 2 - Between 12,000 and 100,000 Lumens | With Pole |  |  | 469 | KU469 | Directional | Decorative | Decorative Smooth | 32000 | 650 |  | 0.35 | 35.84 | 290 | 9903.92 |  |  | 296 | 636518.4 | 480490.88 | 983539.92 |  |  | 3
KU | RLS | Underground | Metal Halide-1000 | Group 3 - > 100,000 Lumens | With Pole |  |  | 470 | KU470 | Directional | Decorative | Decorative Smooth | 107800 | 1000 |  | 1.08 | 59.82 | 58 | 3342.61 |  |  | 46 | 165103.2 | 203796.56 | 203796.56 | 1 | 2 | 3
ODP | POLT | Overhead | High Pressure Sodium | Group 1 - < 12,000 Lumens | Without Pole |  |  | 487 | ODP487 | Directional | Decorative | Fixture Only | 9500 | 150 |  | 0.117 | 15.68 | 174 | 2728.32 |  |  | 237 | 222969.6 | 168376.65 | 168376.65
ODP | POLT | Overhead | High Pressure Sodium | Group 2 - Between 12,000 and 100,000 Lumens | Without Pole |  |  | 488 | ODP488 | Directional | Decorative | Fixture Only | 22000 | 200 | * | 0.242 | 21.56 | 159 | 3410.79 | Not available for urban residential use. |  | 404 | 522614.4 | 422002.24 | 422002.24
ODP | POLT | Overhead | High Pressure Sodium | Group 2 - Between 12,000 and 100,000 Lumens | Without Pole |  |  | 489 | ODP489 | Directional | Decorative | Fixture Only | 50000 | 400 | * | 0.471 | 32.52 | 135 | 4390.2 | Not available for urban residential use. |  | 700 | 1365840 | 1462384 | 1462384
LGE | LS | Overhead | High Pressure Sodium | Group 2 - Between 12,000 and 100,000 Lumens | Without Pole |  |  | 455 | LGE455 | Directional | Decorative | Fixture Only | 16000 | 150 |  | 0.181 | 13.78 | 416 | 5661.26 |  |  | 402 | 332373.6 | 419913.12 | 285600.9
LGE | LS | Overhead | High Pressure Sodium | Group 2 - Between 12,000 and 100,000 Lumens | Without Pole |  |  | 456 | LGE456 | Directional | Decorative | Fixture Only | 50000 | 175 | * | 0.471 | 18.22 | 13210 | 239431.41 | not available for use in residential neighborhoods except by municipal authorities. |  | 12896 | 14097907.2 | 26941291.52 | 13470645.76
LGE | LS | Overhead | Metal Halide | Group 1 - < 12,000 Lumens | Without Pole |  |  | 470 | LGE470 | Directional | Decorative | Fixture Only | 12000 | 150 |  | 0.15 | 12.8 | 33 | 422.17 |  |  | 42 | 32256 | 29838.9 | 29838.9 |  |  | 3
LGE | LS | Overhead | Metal Halide | Group 2 - Between 12,000 and 100,000 Lumens | Without Pole |  |  | 473 | LGE473 | Directional | Decorative | Fixture Only | 32000 | 100 |  | 0.35 | 18.69 | 589 | 11081.14 |  |  | 749 | 839928.6 | 1314502.49 | 532127.05 |  |  | 3
LGE | LS | Overhead | Metal Halide-1000 | Group 3 - > 100,000 Lumens | Without Pole |  |  | 476 | LGE476 | Directional | Decorative | Fixture Only | 107800 | 1000 | * | 1.08 | 39.62 | 551 | 21871.56 | not available for use in residential neighborhoods except by municipal authorities. |  | 611 | 1452469.2 | 2552904.64 | 2552904.64 | 1 | 2 | 3
LGE | RLS | Overhead | Mercury Vapor | Group 2 - Between 12,000 and 100,000 Lumens | Without Pole |  |  | 207 | LGE207 | Directional | Decorative | Fixture Only | 25000 | 400 |  | 0.462 | 15.55 | 728 | 11136.91 |  |  | 665 | 620445 | 694632.4 | 1389264.8 | 1 | 2 | 3
LGE | RLS | Overhead | Mercury Vapor | Group 2 - Between 12,000 and 100,000 Lumens | Without Pole |  |  | 210 | LGE210 | Directional | Decorative | Fixture Only | 60000 | 1000 |  | 1.18 | 28.91 | 324 | 9218.64 |  |  | 305 | 529053 | 955772.4 | 1274363.2 | 1 | 2 | 3
LGE | RLS | Overhead | Metal Halide | Group 1 - < 12,000 Lumens | With Pole |  |  | 471 | LGE471 | Directional | Decorative | Fixture & Wood Pole | 12000 | 50 |  | 0.15 | 15.08 | 8 | 120.61 |  |  | 8 | 7238.4 | 5683.6 | 3438.32 |  |  | 3
LGE | RLS | Overhead | Metal Halide | Group 2 - Between 12,000 and 100,000 Lumens | With Pole |  |  | 474 | LGE474 | Directional | Decorative | Fixture & Wood Pole | 32000 | 200 |  | 0.35 | 20.98 | 54 | 1132.63 |  |  | 47 | 59163.6 | 82485.47 | 49094.32 |  |  | 3
LGE | RLS | Overhead | Metal Halide | Group 2 - Between 12,000 and 100,000 Lumens | With Pole |  |  | 475 | LGE475 | Directional | Decorative | Fixture & Orn. Pole | 32000 | 400 |  | 0.35 | 28.44 | 2 | 56.87 |  |  | 2 | 3412.8 | 3510.02 | 4178.24 |  |  | 3
LGE | RLS | Overhead | Metal Halide-1000 | Group 3 - > 100,000 Lumens | With Pole |  |  | 477 | LGE477 | Directional | Decorative | Fixture & Wood Pole | 107800 | 1000 |  | 1.08 | 42.81 | 63 | 2696.02 |  |  | 58 | 148978.8 | 242337.92 | 242337.92 | 1 | 2 | 3
KU- TENN | POLT | Overhead | High Pressure Sodium |  |  |  |  | 4 | KU- TENN4 | Directional | Decorative |  | 9500 | 100 |  | 0.117 | 8.01 | 0
KU | LS | Underground | High Pressure Sodium | Group 1 - < 12,000 Lumens | With Pole |  |  | 300 | KU300 | Dark Sky | Decorative | Decorative Smooth | 4000 | 50 |  | 0.06 | 24.35
KU | LS | Underground | High Pressure Sodium | Group 1 - < 12,000 Lumens | With Pole |  |  | 301 | KU301 | Dark Sky | Decorative | Decorative Smooth | 9500 | 100 |  | 0.117 | 25.45
LGE | LS | Underground | High Pressure Sodium | Group 1 - < 12,000 Lumens | With Pole |  |  | 400 | LGE400 | Dark Sky | Decorative | Decorative Smooth | 4000 | 50 |  | 0.06 | 23.9 | 49 | 1170.82 |  |  | 56 | 80304 | 67858.28 | 67858
LGE | LS | Underground | High Pressure Sodium | Group 1 - < 12,000 Lumens | With Pole |  |  | 401 | LGE401 | Dark Sky | Decorative | Decorative Smooth | 9500 | 70 |  | 0.117 | 24.92 | 8 | 199.28 |  |  | 20 | 29904 | 10313.8 | 24235
LGE | RLS | Underground | Incandescent | Group 1 - < 12,000 Lumens | With Pole |  |  | 349 | LGE349 | Continental Jr. | Decorative | Decorative Smooth | 1500 | 115 |  | 0.102 | 9.03 | 17 | 153.51 |  |  | 17 | 9210.6 | 20599.835 | 12455.39 | 1 |  | 3
LGE | RLS | Underground | Incandescent | Group 1 - < 12,000 Lumens | With Pole |  |  | 348 | LGE348 | Continental Jr. | Decorative | Decorative Smooth | 6000 | 370 |  | 0.447 | 13.13 | 39 | 512.05 |  |  | 39 | 30724.2 | 47258.445 | 86392.02 | 1 |  | 3
KU- TENN | POLT | Underground | High Pressure Sodium |  |  |  |  | 17 | KU- TENN17 | Contemporary - Additional Fixture | Decorative |  | 5800 | 70 |  | 0.083 | 13.99 | 0
KU- TENN | POLT | Underground | High Pressure Sodium |  |  |  |  | 19 | KU- TENN19 | Contemporary - Additional Fixture | Decorative |  | 9500 | #N/A |  | 0.117 | 14.12 | 0
KU | LS | Underground | High Pressure Sodium | Group 1 - < 12,000 Lumens | Without Pole |  |  | 492 | KU492 | Contemporary | Decorative | Fixture Only | 5800 | 70 |  | 0.083 | 16.64 | 2 | 32.67 |  |  | 2 | 1996.8 | 2423.51 | 2423.5
KU | LS | Underground | High Pressure Sodium | Group 1 - < 12,000 Lumens | With Pole |  |  | 476 | KU476 | Contemporary | Decorative | Decorative Smooth | 5800 | 1000 |  | 0.083 | 18.18 | 4709 | 79075.5 |  |  | 4834 | 5272927.2 | 5857623.67 | 21416360.24
KU | LS | Underground | High Pressure Sodium | Group 1 - < 12,000 Lumens | Without Pole |  |  | 497 | KU497 | Contemporary | Decorative | Fixture Only | 9500 | 100 |  | 0.117 | 16.62 | 14 | 226.11 |  |  | 18 | 17949.6 | 9282.42 | 13188.06
KU | LS | Underground | High Pressure Sodium | Group 1 - < 12,000 Lumens | With Pole |  |  | 477 | KU477 | Contemporary | Decorative | Decorative Smooth | 9500 | 1000 |  | 0.117 | 22.71 | 1046 | 22230.04 |  |  | 1069 | 1456619.4 | 551272.61 | 4736054.84
KU | LS | Underground | High Pressure Sodium | Group 2 - Between 12,000 and 100,000 Lumens | Without Pole |  |  | 498 | KU498 | Contemporary | Decorative | Fixture Only | 22000 | 200 | * | 0.242 | 19.19 | 30 | 541.88 | Not available for use in residential neighborhoods except by municipal authorities. |  | 31 | 35693.4 | 34335.29 | 34335.29
KU | LS | Underground | High Pressure Sodium | Group 2 - Between 12,000 and 100,000 Lumens | With Pole |  |  | 478 | KU478 | Contemporary | Decorative | Decorative Smooth | 22000 | 200 | * | 0.242 | 29.08 | 1463 | 39933.72 | Not available for use in residential neighborhoods except by municipal authorities. |  | 1428 | 2491574.4 | 1581638.52 | 1581638.52
KU | LS | Underground | High Pressure Sodium | Group 2 - Between 12,000 and 100,000 Lumens | Without Pole |  |  | 499 | KU499 | Contemporary | Decorative | Fixture Only | 50000 | 400 | * | 0.471 | 23.27 | 35 | 782.91 | Not available for use in residential neighborhoods except by municipal authorities. |  | 35 | 48867 | 77531.3 | 77531.3
KU | LS | Underground | High Pressure Sodium | Group 2 - Between 12,000 and 100,000 Lumens | With Pole |  |  | 479 | KU479 | Contemporary | Decorative | Decorative Smooth | 50000 | 400 | * | 0.471 | 35.86 | 945 | 32485.5 | Not available for use in residential neighborhoods except by municipal authorities. |  | 935 | 2011746 | 2071193.3 | 2071193.3
KU | LS | Underground | Metal Halide | Group 1 - < 12,000 Lumens | Without Pole |  |  | 490 | KU490 | Contemporary | Decorative | Fixture Only | 12000 | 150 | * | 0.15 | 16.75 | 59 | 940.19 | Not available for use in residential neighborhoods except by municipal authorities. |  | 59 | 59295 | 43227.53 | 43227.53 |  |  | 3
KU | LS | Underground | Metal Halide | Group 1 - < 12,000 Lumens | With Pole |  |  | 494 | KU494 | Contemporary | Decorative | Decorative Smooth | 12000 | 150 | * | 0.15 | 30.72 | 182 | 5274.24 | Not available for use in residential neighborhoods except by municipal authorities. |  | 184 | 339148.8 | 134811.28 | 134811.28 |  |  | 3
KU | LS | Underground | Metal Halide | Group 2 - Between 12,000 and 100,000 Lumens | Without Pole |  |  | 491 | KU491 | Contemporary | Decorative | Fixture Only | 32000 | 350 | * | 0.35 | 23.75 | 312 | 7067.48 | Not available for use in residential neighborhoods except by municipal authorities. |  | 298 | 424650 | 483737.44 | 660123.64 |  |  | 3
KU | LS | Underground | Metal Halide | Group 2 - Between 12,000 and 100,000 Lumens | With Pole |  |  | 495 | KU495 | Contemporary | Decorative | Decorative Smooth | 32000 | 350 | * | 0.35 | 37.71 | 669 | 24275.83 | Not available for use in residential neighborhoods except by municipal authorities. |  | 685 | 1549881 | 1111946.8 | 1517398.3 |  |  | 3
KU | LS | Underground | Metal Halide-1000 | Group 3 - > 100,000 Lumens | Without Pole |  |  | 493 | KU493 | Contemporary | Decorative | Fixture Only | 107800 | 1000 | * | 1.08 | 49.48 | 43 | 2030.14 | Not available for use in residential neighborhoods except by municipal authorities. |  | 43 | 127658.4 | 190505.48 | 190505.48 | 1 | 2 | 3
KU | LS | Underground | Metal Halide-1000 | Group 3 - > 100,000 Lumens | With Pole |  |  | 496 | KU496 | Contemporary | Decorative | Decorative Smooth | 107800 | 1000 | * | 1.08 | 63.44 | 140 | 8517.87 | Not available for use in residential neighborhoods except by municipal authorities. |  | 137 | 521476.8 | 606959.32 | 606959.32 | 1 | 2 | 3
LGE | LS | Underground | High Pressure Sodium | Group 2 - Between 12,000 and 100,000 Lumens | Without Pole |  |  | 439 | LGE439 | Contemporary | Decorative | Fixture Only | 16000 | 150 |  | 0.181 | 16.47
LGE | LS | Underground | High Pressure Sodium | Group 2 - Between 12,000 and 100,000 Lumens | With Pole |  |  | 420 | LGE420 | Contemporary | Decorative | Decorative Smooth | 16000 | 150 |  | 0.181 | 29.91 | 61 | 1823.77 |  |  | 62 | 111265.2 | 45425.54 | 45425.54
LGE | LS | Underground | High Pressure Sodium | Group 2 - Between 12,000 and 100,000 Lumens | Without Pole |  |  | 440 | LGE440 | Contemporary | Decorative | Fixture Only | 28500 | 250 | * | 0.294 | 18.29 | 10 | 182.82 | not available for use in residential neighborhoods except by municipal authorities. |  | 23 | 25240.2 | 25474.57 | 25474.57
LGE | LS | Underground | High Pressure Sodium | Group 2 - Between 12,000 and 100,000 Lumens | With Pole |  |  | 421 | LGE421 | Contemporary | Decorative | Decorative Smooth | 28500 | 85 | * | 0.294 | 32.88 | 208 | 6837.05 | not available for use in residential neighborhoods except by municipal authorities. |  | 215 | 424152 | 238131.85 | 110873.35
LGE | LS | Underground | High Pressure Sodium | Group 2 - Between 12,000 and 100,000 Lumens | Without Pole |  |  | 441 | LGE441 | Contemporary | Decorative | Fixture Only | 50000 | 400 | * | 0.471 | 22.33 | 40 | 892.95 | not available for use in residential neighborhoods except by municipal authorities. |  | 51 | 68329.8 | 112974.18 | 112974.18
LGE | LS | Underground | High Pressure Sodium | Group 2 - Between 12,000 and 100,000 Lumens | With Pole |  |  | 422 | LGE422 | Contemporary | Decorative | Decorative Smooth | 50000 | 175 | * | 0.471 | 38.41 | 439 | 16677.23 | not available for use in residential neighborhoods except by municipal authorities. |  | 443 | 1020937.8 | 981324.74 | 490662.37
LGE | LS | Underground | Metal Halide | Group 1 - < 12,000 Lumens | Without Pole |  |  | 479 | LGE479 | Contemporary | Decorative | Fixture Only | 12000 | 400 |  | 0.15 | 14.07 | [10 empty] | 3
LGE | LS | Underground | Metal Halide | Group 1 - < 12,000 Lumens | With Pole |  |  | 480 | LGE480 | Contemporary | Decorative | Decorative Smooth | 12000 | 150 |  | 0.15 | 23.84 | 20 | 476.76 |  |  | 20 | 28608 | 14653.4 | 14653.4 |  |  | 3
LGE | LS | Underground | Metal Halide | Group 2 - Between 12,000 and 100,000 Lumens | Without Pole |  |  | 481 | LGE481 | Contemporary | Decorative | Fixture Only | 32000 | 350 |  | 0.35 | 20.47 | 6 | 122.78 |  |  | 6 | 7369.2 | 9739.68 | 13291.08 |  |  | 3
LGE | LS | Underground | Metal Halide | Group 2 - Between 12,000 and 100,000 Lumens | With Pole |  |  | 482 | LGE482 | Contemporary | Decorative | Decorative Smooth | 32000 | 350 |  | 0.35 | 30.23 | 100 | 3052.21 |  |  | 98 | 177752.4 | 159081.44 | 217087.64 |  |  | 3
LGE | LS | Underground | Metal Halide-1000 | Group 3 - > 100,000 Lumens | Without Pole |  |  | 483 | LGE483 | Contemporary | Decorative | Fixture Only | 107800 | 1000 | * | 1.08 | 42.59 | 4 | 170.26 | not available for use in residential neighborhoods except by municipal authorities. |  | 5 | 12777 | 22151.8 | 22151.8 | 1 | 2 | 3
LGE | LS | Underground | Metal Halide-1000 | Group 3 - > 100,000 Lumens | With Pole |  |  | 484 | LGE484 | Contemporary | Decorative | Decorative Smooth | 107800 | 1000 | * | 1.08 | 52.34 | 23 | 1252.28 | not available for use in residential neighborhoods except by municipal authorities. |  | 65 | 204126 | 287973.4 | 287973.4 | 1 | 2 | 3
LGE | RLS | Underground | High Pressure Sodium | Group 3 - > 100,000 Lumens | Without Pole |  |  | 279 | LGE279 | Contemporary | Decorative | Fixture Only | 120000 | 1000 |  | 1 | 41.46 | 11 | 455.89 |  |  | 8 | 19900.8 | 44303.6 | 35442.88 |  |  | 3
LGE | RLS | Underground | High Pressure Sodium | Group 3 - > 100,000 Lumens | With Pole |  |  | 278 | LGE278 | Contemporary | Decorative | Decorative Smooth | 120000 | 1000 |  | 1 | 72.59 | 17 | 1233.65 |  |  | 12 | 52264.8 | 66455.4 | 53164.32 |  |  | 3
KU- TENN | POLT | Underground | High Pressure Sodium |  |  |  |  | 16 | KU- TENN16 | Contemporary | Decorative |  | 5800 | #N/A |  | 0.083 | 21.45 | 0
KU- TENN | POLT | Underground | High Pressure Sodium |  |  |  |  | 18 | KU- TENN18 | Contemporary | Decorative |  | 9500 | #N/A |  | 0.117 | 21.59 | 0
LGE | LS | Underground | High Pressure Sodium | Group 1 - < 12,000 Lumens | With Pole |  |  | 412 | LGE412 | Colonial, 4-Sided | Decorative | Decorative Smooth | 5800 | 70 |  | 0.083 | 19.8 | 239 | 4730.9 |  |  | 220 | 261360 | 266586.1 | 266585
LGE | LS | Underground | High Pressure Sodium | Group 1 - < 12,000 Lumens | With Pole |  |  | 413 | LGE413 | Colonial, 4-Sided | Decorative | Decorative Smooth | 9500 | 100 |  | 0.117 | 20.5 | 2530 | 51737.7 |  |  | 2664 | 3276720 | 1373798.16 | 1951832.88
LGE | LS | Underground | High Pressure Sodium | Group 2 - Between 12,000 and 100,000 Lumens | With Pole |  |  | 444 | LGE444 | Colonial, 4-Sided | Decorative | Decorative Smooth | 16000 | 150 |  | 0.181 | 20.74 |  |  |  |  | 10 | 12444 | 7326.7 | 7326.7
KU | LS | Underground | High Pressure Sodium | Group 1 - < 12,000 Lumens | With Pole |  |  | 467 | KU467 | Colonial | Decorative | Decorative Smooth | 5800 | 70 |  | 0.083 | 11.66 | 1407 | 15613.59 |  |  | 1481 | 1036107.6 | 1794609.155 | 1794601.75
KU | LS | Underground | High Pressure Sodium | Group 1 - < 12,000 Lumens | With Pole |  |  | 468 | KU468 | Colonial | Decorative | Decorative Smooth | 9500 | 100 |  | 0.117 | 12.08 | 4100 | 46980.94 |  |  | 4129 | 2992699.2 | 2129284.01 | 3025194.43
KU | RLS | Underground | High Pressure Sodium | Group 1 - < 12,000 Lumens | With Pole |  |  | 466 | KU466 | Colonial | Decorative | Decorative Smooth | 4000 | 60 |  | 0.06 | 10.42 | 856 | 8443.91 |  |  | 852 | 532670.4 | 1032415.26 | 1032411 |  |  | 3
KU- TENN | POLT | Underground | High Pressure Sodium |  |  |  |  | 11 | KU- TENN11 | Colonial | Decorative |  | 4000 | #N/A |  | 0.06 | 8.67 | 0
KU- TENN | POLT | Underground | High Pressure Sodium |  |  |  |  | 12 | KU- TENN12 | Colonial | Decorative |  | 5800 | #N/A |  | 0.083 | 9.57 | 0
KU- TENN | POLT | Underground | High Pressure Sodium |  |  |  |  | 13 | KU- TENN13 | Colonial | Decorative |  | 9500 | #N/A |  | 0.117 | 10.09 | 0
LGE | RLS | Overhead | Mercury Vapor | Group 1 - < 12,000 Lumens | Without Pole |  |  | 252 | LGE252 | Cobra/Open Bottom | Cobra Head/Open Bottom | Fixture Only | 8000 | 175 |  | 0.21 | 9.59 | 3786 | 36136.99 |  |  | 3624 | 2085249.6 | 2574670.8 | 3785485.44 | 1 | 2 | 3
LGE | RLS | Underground | High Pressure Sodium | Group 2 - Between 12,000 and 100,000 Lumens | With Pole |  |  | 275 | LGE275 | Cobra/Contemporary | Cobra Head/Open Bottom | Decorative Smooth | 16000 | 150 |  | 0.181 | 24.91 | 521 | 12971.94 |  |  | 477 | 712924.2 | 349483.59 | 349483.59 |  |  | 3
LGE | RLS | Underground | High Pressure Sodium | Group 2 - Between 12,000 and 100,000 Lumens | With Pole |  |  | 266 | LGE266 | Cobra/Contemporary | Cobra Head/Open Bottom | Decorative Smooth | 28500 | 250 |  | 0.294 | 27.36 | 2080 | 56603.12 |  |  | 2065 | 3389904 | 2287173.35 | 2287173.35 |  |  | 3
LGE | RLS | Underground | High Pressure Sodium | Group 2 - Between 12,000 and 100,000 Lumens | With Pole |  |  | 267 | LGE267 | Cobra/Contemporary | Cobra Head/Open Bottom | Decorative Smooth | 50000 | 400 |  | 0.471 | 31.42 | 2320 | 72819.76 |  |  | 2291 | 4318993.2 | 5074977.38 | 5074977.38 |  |  | 3
KU | LS | Overhead | High Pressure Sodium | Group 1 - < 12,000 Lumens | Without Pole |  |  | 462 | KU462 | Cobra Head | Cobra Head/Open Bottom | Fixture Only | 5800 | 70 |  | 0.083 | 9.38 | 8845 | 77745.43 |  |  | 8799 | 4952077.2 | 3781722.21 | 6251249.55
KU | LS | Overhead | High Pressure Sodium | Group 1 - < 12,000 Lumens | With Pole |  |  | 472 | KU472 | Cobra Head | Cobra Head/Open Bottom | Ornamental | 5800 | 70 |  | 0.083 | 12.56 | 9004 | 104673.3 |  |  | 9046 | 6817065.6 | 3887880.34 | 6426730.7
KU | LS | Overhead | High Pressure Sodium | Group 1 - < 12,000 Lumens | Without Pole |  |  | 463 | KU463 | Cobra Head | Cobra Head/Open Bottom | Fixture Only | 9500 | 100 |  | 0.117 | 9.9 | 21295 | 200832.28 |  |  | 21024 | 12488256 | 14936500.8 | 14936500.8
KU | LS | Overhead | High Pressure Sodium | Group 1 - < 12,000 Lumens | With Pole |  |  | 473 | KU473 | Cobra Head | Cobra Head/Open Bottom | Ornamental | 9500 | 100 |  | 0.117 | 13.32 | 3460 | 43380.83 |  |  | 3311 | 2646151.2 | 2352299.95 | 2352299.95
KU | LS | Overhead | High Pressure Sodium | Group 2 - Between 12,000 and 100,000 Lumens | Without Pole |  |  | 464 | KU464 | Cobra Head | Cobra Head/Open Bottom | Fixture Only | 22000 | 200 | * | 0.242 | 15.43 | 7781 | 113733.65 | Not available for use in residential neighborhoods except by municipal authorities. |  | 7722 | 7149027.6 | 8066092.32 | 8066092.32
KU | LS | Overhead | High Pressure Sodium | Group 2 - Between 12,000 and 100,000 Lumens | With Pole |  |  | 474 | KU474 | Cobra Head | Cobra Head/Open Bottom | Ornamental | 22000 | 200 | * | 0.242 | 18.85 | 5228 | 92176.53 | Not available for use in residential neighborhoods except by municipal authorities. |  | 5349 | 6049719 | 5587351.44 | 5587351.44
KU | LS | Overhead | High Pressure Sodium | Group 2 - Between 12,000 and 100,000 Lumens | Without Pole |  |  | 465 | KU465 | Cobra Head | Cobra Head/Open Bottom | Fixture Only | 50000 | 400 | * | 0.471 | 24.73 | 2752 | 64755.52 | Not available for use in residential neighborhoods except by municipal authorities. |  | 2749 | 4078966.2 | 5742990.88 | 5742990.88
KU | LS | Overhead | High Pressure Sodium | Group 2 - Between 12,000 and 100,000 Lumens | With Pole |  |  | 475 | KU475 | Cobra Head | Cobra Head/Open Bottom | Ornamental | 50000 | 400 | * | 0.471 | 26.49 | 530 | 13111.45 | Not available for use in residential neighborhoods except by municipal authorities. |  | 553 | 878938.2 | 1155283.36 | 1155283.36
KU | RLS | Overhead | High Pressure Sodium | Group 1 - < 12,000 Lumens | Without Pole |  |  | 461 | KU461 | Cobra Head | Cobra Head/Open Bottom | Fixture Only | 4000 | 50 |  | 0.06 | 8.16 | 7280 | 56449.1 |  |  | 6967 | 3411043.2 | 2994346.93 | 2994346.93 |  |  | 3
KU | RLS | Overhead | High Pressure Sodium | Group 1 - < 12,000 Lumens | With Pole |  |  | 471 | KU471 | Cobra Head | Cobra Head/Open Bottom | Fixture and Pole | 4000 | 50 |  | 0.06 | 11.36 | 3625 | 37995.88 |  |  | 3611 | 2461257.6 | 1551971.69 | 1551971.69 |  |  | 3
KU | RLS | Overhead | High Pressure Sodium | Group 2 - Between 12,000 and 100,000 Lumens | Without Pole |  |  | 409 | KU409 | Cobra Head | Cobra Head/Open Bottom | Fixture Only | 50000 | 400 |  | 0.471 | 12.68 | 139 | 1667.78 |  |  | 133 | 101186.4 | 277852.96 | 277852.96 |  |  | 3
KU | RLS | Overhead | Mercury Vapor | Group 1 - < 12,000 Lumens | Without Pole |  |  | 446 | KU446 | Cobra Head | Cobra Head/Open Bottom | Fixture Only | 7000 | 175 |  | 0.207 | 10.35 | 1097 | 10816.32 |  |  | 942 | 584982 | 669243.9 | 983975.52 | 1 | 2 | 3
KU | RLS | Overhead | Mercury Vapor | Group 1 - < 12,000 Lumens | With Pole |  |  | 456 | KU456 | Cobra Head | Cobra Head/Open Bottom | Fixture and Pole | 7000 | 175 |  | 0.207 | 12.85 | 138 | 1677.04 |  |  | 133 | 102543 | 94489.85 | 138926.48 | 1 | 2 | 3
KU | RLS | Overhead | Mercury Vapor | Group 1 - < 12,000 Lumens | Without Pole |  |  | 447 | KU447 | Cobra Head | Cobra Head/Open Bottom | Fixture Only | 10000 | 175 |  | 0.294 | 12.26 | 692 | 7841.14 |  |  | 673 | 495058.8 | 478132.85 | 702988.88 | 1 | 2 | 3
KU | RLS | Overhead | Mercury Vapor | Group 1 - < 12,000 Lumens | With Pole |  |  | 457 | KU457 | Cobra Head | Cobra Head/Open Bottom | Fixture and Pole | 10000 | 100 |  | 0.294 | 14.47 | 443 | 5918.56 |  |  | 435 | 377667 | 309045.75 | 309045.75 | 1 | 2 | 3
KU | RLS | Overhead | Mercury Vapor | Group 2 - Between 12,000 and 100,000 Lumens | Without Pole |  |  | 448 | KU448 | Cobra Head | Cobra Head/Open Bottom | Fixture Only | 20000 | 250 |  | 0.453 | 13.87 | 1509 | 19818.07 |  |  | 1381 | 1149268.2 | 1442537.36 | 1442537.36 | 1 | 2 | 3
KU | RLS | Overhead | Mercury Vapor | Group 2 - Between 12,000 and 100,000 Lumens | With Pole |  |  | 458 | KU458 | Cobra Head | Cobra Head/Open Bottom | Fixture and Pole | 20000 | 250 |  | 0.453 | 16.33 | 1425 | 21767.39 |  |  | 1381 | 1353103.8 | 1442537.36 | 1442537.36 | 1 | 2 | 3
ODP | POLT | Overhead | High Pressure Sodium | Group 2 - Between 12,000 and 100,000 Lumens | Without Pole |  |  | 429 | ODP429 | Cobra Head | Cobra Head/Open Bottom | Fixture Only | 22000 | 100 | * | 0.242 | 19.8 | 4 | 79.2 | Not available for urban residential use. |  | 19 | 22572 | 19846.64 | 13498.55
ODP | POLT | Overhead | High Pressure Sodium | Group 2 - Between 12,000 and 100,000 Lumens | Without Pole |  |  | 407 | ODP407 | Cobra Head | Cobra Head/Open Bottom | Fixture Only | 50000 | 400 | * | 0.471 | 32.69 | 1 | 32.69 | Not available for urban residential use. |  | 2 | 3922.8 | 4178.24 | 4178.24
LGE | LS | Overhead | High Pressure Sodium | Group 2 - Between 12,000 and 100,000 Lumens | Without Pole |  |  | 452 | LGE452 | Cobra Head | Cobra Head/Open Bottom | Fixture Only | 16000 | 150 |  | 0.181 | 12.83 | 6755 | 86537.94 |  |  | 6855 | 5276979 | 7160458.8 | 4870134.75
LGE | LS | Overhead | High Pressure Sodium | Group 2 - Between 12,000 and 100,000 Lumens | Without Pole |  |  | 453 | LGE453 | Cobra Head | Cobra Head/Open Bottom | Fixture Only | 28500 | 250 |  | 0.294 | 15.09 | 9849 | 148560.83 |  |  | 10421 | 9435173.4 | 10885359.76 | 10885359.76
LGE | LS | Overhead | High Pressure Sodium | Group 2 - Between 12,000 and 100,000 Lumens | Without Pole |  |  | 454 | LGE454 | Cobra Head | Cobra Head/Open Bottom | Fixture Only | 50000 | 400 | * | 0.471 | 17.39 | 5733 | 99460.6 | not available for use in residential neighborhoods except by municipal authorities. |  | 5516 | 5755394.4 | 11523585.92 | 11523585.92
LGE | LS | Underground | High Pressure Sodium | Group 2 - Between 12,000 and 100,000 Lumens | With Pole |  |  | 423 | LGE423 | Cobra Head | Cobra Head/Open Bottom | Decorative Smooth | 16000 | 150 |  | 0.181 | 26.37 | 23 | 606.31 |  |  | 21 | 33226.2 | 15386.07 | 15386.07
LGE | LS | Underground | High Pressure Sodium | Group 2 - Between 12,000 and 100,000 Lumens | With Pole |  |  | 424 | LGE424 | Cobra Head | Cobra Head/Open Bottom | Decorative Smooth | 28500 | 208 |  | 0.294 | 28.47 | 544 | 15569.56 |  |  | 616 | 1052251.2 | 682275.44 | 682275.44
LGE | LS | Underground | High Pressure Sodium | Group 2 - Between 12,000 and 100,000 Lumens | With Pole |  |  | 425 | LGE425 | Cobra Head | Cobra Head/Open Bottom | Decorative Smooth | 50000 | 370 | * | 0.471 | 34.05 | 32 | 1089.34 | not available for use in residential neighborhoods except by municipal authorities. |  | 32 | 65376 | 70885.76 | 70885.76
LGE | RLS | Overhead | Mercury Vapor | Group 2 - Between 12,000 and 100,000 Lumens | Without Pole |  |  | 203 | LGE203 | Cobra Head | Cobra Head/Open Bottom | Fixture Only | 13000 | 250 |  | 0.298 | 10.97 | 3481 | 38059.43 |  |  | 3197 | 2104265.4 | 2271308.65 | 3339458.32 | 1 | 2 | 3
LGE | RLS | Overhead | Mercury Vapor | Group 2 - Between 12,000 and 100,000 Lumens | Without Pole |  |  | 204 | LGE204 | Cobra Head | Cobra Head/Open Bottom | Fixture Only | 25000 | 400 |  | 0.462 | 13.52 | 3492 | 47120.04 |  |  | 3266 | 2649379.2 | 3411532.96 | 6823065.92 | 1 | 2 | 3
LGE | RLS | Overhead | Mercury Vapor | Group 2 - Between 12,000 and 100,000 Lumens | Without Pole |  |  | 209 | LGE209 | Cobra Head | Cobra Head/Open Bottom | Fixture Only | 60000 | 1000 |  | 1.18 | 27.71 | 41 | 1110.78 |  |  | 31 | 51540.6 | 97144.08 | 129525.44 | 1 | 2 | 3
LGE | RLS | Underground | Mercury Vapor | Group 1 - < 12,000 Lumens | With Pole |  |  | 318 | LGE318 | Cobra Head | Cobra Head/Open Bottom | Decorative Smooth | 8000 | 175 |  | 0.21 | 17.43 | 50 | 871.49 |  |  | 48 | 50198.4 | 24753.12 | 53164.32 | 1 | 2 | 3
LGE | RLS | Underground | Mercury Vapor | Group 2 - Between 12,000 and 100,000 Lumens | With Pole |  |  | 314 | LGE314 | Cobra Head | Cobra Head/Open Bottom | Decorative Smooth | 13000 | 250 |  | 0.298 | 19.21 | 479 | 9201.05 |  |  | 451 | 519822.6 | 330434.17 | 499523.09 | 1 | 2 | 3
LGE | RLS | Underground | Mercury Vapor | Group 2 - Between 12,000 and 100,000 Lumens | With Pole |  |  | 315 | LGE315 | Cobra Head | Cobra Head/Open Bottom | Decorative Smooth | 25000 | 400 |  | 0.462 | 22.96 | 476 | 10862.23 |  |  | 453 | 624052.8 | 501738.27 | 1003476.54 | 1 | 2 | 3
LGE | RLS | Underground | Mercury Vapor | Group 4 - Pole only or Restricted Class | Without Pole |  |  | 347 | LGE347 | Cobra (State of KY Pole) | Cobra Head/Open Bottom | Fixture Only | 25000 | 400 |  | 0.462 | 22.95 |  |  |  | PO-R |  |  |  |  | 1 | 2 | 3
LGE | RLS | Underground | High Pressure Sodium | Group 1 - < 12,000 Lumens | With Pole |  |  | 276 | LGE276 | Coach/Acorn | Decorative | Decorative Smooth | 5800 | 70 |  | 0.083 | 14.18 | 1347 | 18881.89 |  |  | 1361 | 1157938.8 | 1649198.555 | 1649191.75 |  |  | 3
LGE | RLS | Underground | High Pressure Sodium | Group 1 - < 12,000 Lumens | With Pole |  |  | 274 | LGE274 | Coach/Acorn | Decorative | Decorative Smooth | 9500 | 100 |  | 0.117 | 17.2 | 17147 | 294765.83 |  |  | 16995 | 17538840 | 8764151.55 | 12451726.65 |  |  | 3
LGE | RLS | Underground | High Pressure Sodium | Group 2 - Between 12,000 and 100,000 Lumens | With Pole |  |  | 277 | LGE277 | Coach/Acorn | Decorative | Decorative Smooth | 16000 | 150 |  | 0.181 | 22.16 | 2327 | 51446.05 |  |  | 2334 | 3103286.4 | 1710051.78 | 1710051.78 |  |  | 3
KU | RLS | Underground | High Pressure Sodium | Group 1 - < 12,000 Lumens | With Pole |  |  | 412 | KU412 | Coach | Decorative | Decorative Smooth | 5800 | 70 |  | 0.083 | 33.39 | 29 | 896.29 |  |  | 29 | 58098.6 | 35140.895 | 35140.75 |  |  | 3
KU | RLS | Underground | High Pressure Sodium | Group 1 - < 12,000 Lumens | With Pole |  |  | 413 | KU413 | Coach | Decorative | Decorative Smooth | 9500 | 100 |  | 0.117 | 33.81 | 98 | 3117.94 |  |  | 98 | 198802.8 | 50537.62 | 71801.66 |  |  | 3
LGE | RLS | Underground | Mercury Vapor | Group 1 - < 12,000 Lumens | With Pole |  |  | 206 | LGE206 | Coach | Decorative | Decorative Smooth | 4000 | 100 |  | 0.1 | 12.46 | 73 | 909.26 |  |  | 72 | 53827.2 | 87246.36 | 52752.24 | 1 | 2 | 3
LGE | RLS | Underground | Mercury Vapor | Group 1 - < 12,000 Lumens | With Pole |  |  | 208 | LGE208 | Coach | Decorative | Decorative Smooth | 8000 | 175 |  | 0.21 | 14.25 | 1375 | 19555.3 |  |  | 1336 | 1142280 | 688961.84 | 1479740.24 | 1 | 2 | 3
KU- TENN | POLT | Underground | High Pressure Sodium |  |  |  |  | 14 | KU- TENN14 | Coach | Decorative |  | 5800 | 70 |  | 0.083 | 28.88 | 0
KU- TENN | POLT | Underground | High Pressure Sodium |  |  |  |  | 15 | KU- TENN15 | Coach | Decorative |  | 9500 | 100 |  | 0.117 | 29.39 | 0
LGE | RLS | Underground | High Pressure Sodium | Group 1 - < 12,000 Lumens | With Pole |  |  | 417 | LGE417 | Acorn, Bronze | Decorative | Decorative Smooth | 9500 | 100 |  | 0.117 | 23.69 | 48 | 1136.97 |  |  | 49 | 69648.6 | 25268.81 | 35900.83 |  |  | 3
LGE | RLS | Underground | High Pressure Sodium | Group 2 - Between 12,000 and 100,000 Lumens | With Pole |  |  | 419 | LGE419 | Acorn, Bronze | Decorative | Decorative Smooth | 16000 | 150 |  | 0.18 | 24.79 | 119 | 2948.43 |  |  | 119 | 177000.6 | 87187.73 | 87187.73 |  |  | 3
KU- TENN | POLT | Underground | High Pressure Sodium |  |  |  |  | 6 | KU- TENN6 | Acorn Historic | Decorative |  | 4000 | 50 |  | 0.06 | 18.9 | 0
KU- TENN | POLT | Underground | High Pressure Sodium |  |  |  |  | 8 | KU- TENN8 | Acorn Historic | Decorative |  | 5800 | 70 |  | 0.083 | 19.78 | 0
KU- TENN | POLT | Underground | High Pressure Sodium |  |  |  |  | 10 | KU- TENN10 | Acorn Historic | Decorative |  | 9500 | 100 |  | 0.117 | 20.52 | 0
KU- TENN | POLT | Underground | High Pressure Sodium |  |  |  |  | 5 | KU- TENN5 | Acorn Decorative | Decorative |  | 4000 | 50 |  | 0.06 | 12.51 | 0
KU- TENN | POLT | Underground | High Pressure Sodium |  |  |  |  | 7 | KU- TENN7 | Acorn Decorative | Decorative |  | 5800 | 70 |  | 0.083 | 13.5 | 0
KU- TENN | POLT | Underground | High Pressure Sodium |  |  |  |  | 9 | KU- TENN9 | Acorn Decorative | Decorative |  | 9500 | 100 |  | 0.117 | 14.13 | 0
KU | LS | Underground | High Pressure Sodium | Group 1 - < 12,000 Lumens | With Pole |  |  | 401 | KU401 | Acorn | Decorative | Decorative Smooth | 5800 | 70 |  | 0.083 | 16.09 | 52 | 802.12 |  |  | 65 | 62751 | 78764.075 | 78763.75
KU | LS | Underground | High Pressure Sodium | Group 1 - < 12,000 Lumens | With Pole |  |  | 411 | KU411 | Acorn | Decorative | Historic Fluted | 5800 | 70 |  | 0.083 | 23.15 | 148 | 3268.57 |  |  | 145 | 201405 | 175704.475 | 175703.75
KU | LS | Underground | High Pressure Sodium | Group 1 - < 12,000 Lumens | With Pole |  |  | 420 | KU420 | Acorn | Decorative | Decorative Smooth | 9500 | 150 |  | 0.117 | 16.63 | 512 | 8089.75 |  |  | 537 | 535818.6 | 276925.53 | 393443.79
KU | LS | Underground | High Pressure Sodium | Group 1 - < 12,000 Lumens | With Pole |  |  | 430 | KU430 | Acorn | Decorative | Historic Fluted | 9500 | 100 |  | 0.117 | 23.82 | 1260 | 28579.75 |  |  | 1254 | 1792216.8 | 646675.26 | 918768.18
KU | RLS | Underground | High Pressure Sodium | Group 1 - < 12,000 Lumens | With Pole |  |  | 440 | KU440 | Acorn | Decorative | Decorative Smooth | 4000 | 250 |  | 0.06 | 14.74 | 2 | 28.37 |  |  | 2 | 1768.8 | 2423.51 | 2215.18 |  |  | 3
KU | RLS | Underground | High Pressure Sodium | Group 1 - < 12,000 Lumens | With Pole |  |  | 410 | KU410 | Acorn | Decorative | Historic Fluted | 4000 | 50 |  | 0.06 | 21.94 | 240 | 4976.62 |  |  | 240 | 315936 | 290821.2 | 290820 |  |  | 3
LGE | LS | Underground | High Pressure Sodium | Group 1 - < 12,000 Lumens | With Pole |  |  | 415 | LGE415 | Acorn | Decorative | Decorative Smooth | 5800 | 70 |  | 0.083 | 20.19 | 47 | 948.77 |  |  | 47 | 56935.8 | 56952.485 | 56952.25
LGE | LS | Underground | High Pressure Sodium | Group 1 - < 12,000 Lumens | With Pole |  |  | 416 | LGE416 | Acorn | Decorative | Decorative Smooth | 9500 | 100 |  | 0.117 | 22.57 | 1968 | 44309.41 |  |  | 2011 | 2723296.2 | 1037052.59 | 1473399.37
LGE | LS | Underground | High Pressure Sodium | Group 2 - Between 12,000 and 100,000 Lumens | With Pole |  |  | 445 | LGE445 | Acorn | Decorative | Decorative Smooth | 16000 | 150 |  | 0.181 | 22.68 |  |  |  |  | 19 | 25855.2 | 13920.73 | 13920.73
LGE | RLS | Underground | Pole | Group 4 - Pole only or Restricted Class | With Pole |  |  | 901 | LGE901 | 10” Smooth Pole | Decorative | Pole | Pole | 0 |  |  | 10.82 |  |  |  | PO-R
LGE | RLS | Underground | Pole | Group 4 - Pole only or Restricted Class | With Pole |  |  | 902 | LGE902 | 10” Fluted Pole | Decorative | Pole | Pole | 0 |  |  | 12.91 |  |  |  | PO-R
[18 empty] | 267355 | 3810043.47 |  |  | 270340 | 238436766.6 | 265753173.625 | 287699172.16
269716
624
[21 empty] | Total | 269996
[21 empty] | Less Unmetered | 280
269716

## Pivot-RC
Row Labels | Sum of # Lights at start of Period
KT406 | 1 | KT406
KT428 | 2 | KT428
KU360 | 4 | KU360
KU401 | 65 | KU401
KU404 | 6300 | KU404
KU409 | 133 | KU409
KU410 | 240 | KU410
KU411 | 145 | KU411
KU412 | 29 | KU412
KU413 | 98 | KU413
KU414 | 21 | KU414
KU415 | 10 | KU415
KU420 | 537 | KU420
KU421 | 1 | KU421
KU422 | 436 | KU422
KU424 | 26 | KU424
KU425 | 2 | KU425
KU426 | 155 | KU426
KU428 | 36978 | KU428
KU430 | 1254 | KU430
KU440 | 2 | KU440
KU446 | 942 | KU446
KU447 | 673 | KU447
KU448 | 1381 | KU448
KU450 | 711 | KU450
KU451 | 5639 | KU451
KU452 | 967 | KU452
KU454 | 154 | KU454
KU455 | 1012 | KU455
KU456 | 133 | KU456
KU457 | 435 | KU457
KU458 | 1381 | KU458
KU459 | 188 | KU459
KU460 | 20 | KU460
KU461 | 6967 | KU461
KU462 | 8799 | KU462
KU463 | 21024 | KU463
KU464 | 7722 | KU464
KU465 | 2749 | KU465
KU466 | 852 | KU466
KU467 | 1481 | KU467
KU468 | 4129 | KU468
KU469 | 296 | KU469
KU470 | 46 | KU470
KU471 | 3611 | KU471
KU472 | 9046 | KU472
KU473 | 3311 | KU473
KU474 | 5349 | KU474
KU475 | 553 | KU475
KU476 | 4834 | KU476
KU477 | 1069 | KU477
KU478 | 1428 | KU478
KU479 | 935 | KU479
KU487 | 11173 | KU487
KU488 | 6675 | KU488
KU489 | 8626 | KU489
KU490 | 59 | KU490
KU491 | 298 | KU491
KU492 | 2 | KU492
KU493 | 43 | KU493
KU494 | 184 | KU494
KU495 | 685 | KU495
KU496 | 137 | KU496
KU497 | 18 | KU497
KU498 | 31 | KU498
KU499 | 35 | KU499
KU820 | 0 | #N/A
KU825 | 0 | #N/A
KU826 | 0 | #N/A
KU827 | 0 | #N/A
KU828 | 0 | #N/A
LGE201 | 72 | LGE201
LGE203 | 3197 | LGE203
LGE204 | 3266 | LGE204
LGE206 | 72 | LGE206
LGE207 | 665 | LGE207
LGE208 | 1336 | LGE208
LGE209 | 31 | LGE209
LGE210 | 305 | LGE210
LGE252 | 3624 | LGE252
LGE266 | 2065 | LGE266
LGE267 | 2291 | LGE267
LGE274 | 16995 | LGE274
LGE275 | 477 | LGE275
LGE276 | 1361 | LGE276
LGE277 | 2334 | LGE277
LGE278 | 12 | LGE278
LGE279 | 8 | LGE279
LGE280 | 46 | LGE280
LGE281 | 245 | LGE281
LGE282 | 106 | LGE282
LGE283 | 99 | LGE283
LGE314 | 451 | LGE314
LGE315 | 453 | LGE315
LGE318 | 48 | LGE318
LGE348 | 39 | LGE348
LGE349 | 17 | LGE349
LGE400 | 56 | LGE400
LGE401 | 20 | LGE401
LGE412 | 220 | LGE412
LGE413 | 2664 | LGE413
LGE415 | 47 | LGE415
LGE416 | 2011 | LGE416
LGE417 | 49 | LGE417
LGE419 | 119 | LGE419
LGE420 | 62 | LGE420
LGE421 | 215 | LGE421
LGE422 | 443 | LGE422
LGE423 | 21 | LGE423
LGE424 | 616 | LGE424
LGE425 | 32 | LGE425
LGE426 | 34 | LGE426
LGE427 | 54 | LGE427
LGE428 | 299 | LGE428
LGE429 | 259 | LGE429
LGE430 | 13 | LGE430
LGE431 | 51 | LGE431
LGE432 | 10 | LGE432
LGE433 | 237 | LGE433
LGE440 | 23 | LGE440
LGE441 | 51 | LGE441
LGE444 | 10 | LGE444
LGE445 | 19 | LGE445
LGE452 | 6855 | LGE452
LGE453 | 10421 | LGE453
LGE454 | 5516 | LGE454
LGE455 | 402 | LGE455
LGE456 | 12896 | LGE456
LGE457 | 3607 | LGE457
LGE458 |  | #N/A
LGE470 | 42 | LGE470
LGE471 | 8 | LGE471
LGE473 | 749 | LGE473
LGE474 | 47 | LGE474
LGE475 | 2 | LGE475
LGE476 | 611 | LGE476
LGE477 | 58 | LGE477
LGE480 | 20 | LGE480
LGE481 | 6 | LGE481
LGE482 | 98 | LGE482
LGE483 | 5 | LGE483
LGE484 | 65 | LGE484
LGE825 | 0 | #N/A
LGE826 | 0 | #N/A
LGE828 | 0 | #N/A
LGE829 | 0 | #N/A
ODP406 | 1815 | ODP406
ODP407 | 2 | ODP407
ODP428 | 3352 | ODP428
ODP429 | 19 | ODP429
ODP446 | 43 | ODP446
ODP456 | 7 | ODP456
ODP462 | 336 | ODP462
ODP463 | 1973 | ODP463
ODP464 | 191 | ODP464
ODP465 | 51 | ODP465
ODP472 | 9 | ODP472
ODP473 | 67 | ODP473
ODP474 | 225 | ODP474
ODP475 | 9 | ODP475
ODP487 | 237 | ODP487
ODP488 | 404 | ODP488
ODP489 | 700 | ODP489
ODP825 | 0 | #N/A
ODP828 | 0 | #N/A
KU482 |  | #N/A
Grand Total | 270340

## Revenue with Month (2)
|  |  | Revenue Period | JUN 2016 | JUN 2016 | JUN 2016 | JUN 2016 | Overall Result | Overall Result | Overall Result | Overall Result
Group Company Code | Rate Category | RC | Rate Description | # Lights at start of Period | # Prorated Lights | KWH Lights | Total Utility Amount | # Lights at start of Period | # Prorated Lights | KWH Lights | Total Utility Amount
KU | KTUM_406 | KT406 | 7,000 Lumen Open Bottom Mercury Vapor | 1 |  | 54 | 9.52 | 14 |  | 942 | 133.28
KU | KTUM_428 | KT428 | 9,500 Lumen Open Bottom HP Sodium | 2 |  | 60 | 13.8 | 22 |  | 867 | 151.8
KU | KUUM_360 | KU360 | RLS 360: UG HPS Granville-A 16000L | 4 |  | 211 | 271.83 | 48 |  | 2889 | 3223.43
KU | KUUM_401 | KU401 | LS 401: UG HPS Acorn 5800L Decorative | 65 |  | 1540 | 1172.5 | 689 | 42 | 19185 | 12498.06
KU | KUUM_404 | KU404 | RLS 404: OH MV Open Bottom 7000L Fixture | 6300 | 0 | 359937 | 79368.95 | 77621 | 25 | 5309164 | 969250.7
KU | KUUM_409 | KU409 | RLS 409: OH HPS Cobra Head 50000L Fix | 133 | 15 | 16729 | 1901.67 | 1615 | 15 | 252380 | 22617.91
KU | KUUM_410 | KU410 | RLS 410: UG HPS Acorn 4000L Historic | 240 |  | 3980 | 5826.48 | 2880 |  | 57500 | 69865.56
KU | KUUM_411 | KU411 | LS 411: UG HPS Acorn 5800L Historic | 145 |  | 3398 | 3791.4 | 1771 |  | 48740 | 46242.62
KU | KUUM_412 | KU412 | RLS 412: UG HPS Coach 5800L Decorative | 29 |  | 700 | 1144.45 | 348 |  | 9603 | 13722.7
KU | KUUM_413 | KU413 | RLS 413: UG HPS Coach 9500L Decorative | 98 |  | 3164 | 3789.21 | 1176 |  | 45809 | 45588.3
KU | KUUM_414 | KU414 | LS 414: UG HPS Victorian 5800L Historic | 21 |  | 462 | 753.22 | 252 |  | 6956 | 9153.66
KU | KUUM_415 | KU415 | LS 415: UG HPS Victorian 9500L Historic | 10 |  | 310 | 361.43 | 120 |  | 4668 | 4403.52
KU | KUUM_420 | KU420 | LS 420: UG HPS Acorn 9500L Decorative | 537 |  | 17406 | 9756.41 | 6246 | 23 | 242875 | 115072.3
KU | KUUM_421 | KU421 | RLS 421: OH Inc Tear Drop 1000L Fix Only | 1 |  | 28 | 4.11 | 22 | 2 | 693 | 88.25
KU | KUUM_422 | KU422 | RLS 422: OH Inc Tear Drop 2500L Fix Only | 436 | 258 | 24047 | 2241.17 | 6086 | 4258 | 403431 | 31076.83
KU | KUUM_424 | KU424 | RLS 424: OH Inc Tear Drop 4000L Fix Only | 26 |  | 2359 | 203.8 | 337 | 3 | 36567 | 2619.77
KU | KUUM_425 | KU425 | RLS 425: OH Inc Tear Drop 6000L Fix Only | 2 |  | 240 | 20.61 | 24 |  | 3568 | 245.61
KU | KUUM_426 | KU426 | RLS 426: OH HPS Open Bottom 5800L Fix | 155 |  | 3522 | 1405.45 | 1896 | 0 | 51831 | 16761.75
KU | KUUM_428 | KU428 | LS 428: OH HPS Open Bottom 9500L Fixture | 36978 | 173 | 1192948 | 344499.37 | 441711 | 1315 | 17058615 | 4063030.91
KU | KUUM_430 | KU430 | LS 430: UG HPS Acorn 9500L Historic | 1254 |  | 40574 | 33671.19 | 14936 | 85 | 591107 | 407778.2
KU | KUUM_440 | KU440 | RLS 440: UG HPS Acorn 4000L Decorative | 2 |  | 33 | 34.58 | 25 |  | 480 | 413.79
KU | KUUM_446 | KU446 | RLS 446: OH MV Cobra Head 7000L Fixture | 942 | 14 | 53555 | 10641.84 | 11880 | 458 | 817743 | 133258.98
KU | KUUM_447 | KU447 | RLS 447: OH MV Cobra Head 10000L Fixture | 673 | 642 | 58727 | 8674.04 | 8017 | 3893 | 788236 | 103608.03
KU | KUUM_448 | KU448 | RLS 448: OH MV Cobra Head 20000L Fixture | 1381 | 392 | 173186 | 20503.81 | 17103 | 1710 | 2575647 | 253051.3
KU | KUUM_450 | KU450 | LS 450: OH MH Directional 12000L Fixture | 711 | 0 | 29202 | 12464.81 | 8515 | 25 | 423037 | 148688.92
KU | KUUM_451 | KU451 | LS 451: OH MH Directional 32000L Fixture | 5639 | 25 | 547452 | 141330.06 | 65852 | 301 | 7651149 | 1633011.85
KU | KUUM_452 | KU452 | LS 452: OH MH Directional 107800L Fix | 967 | 4 | 288194 | 49702.08 | 11838 | 91 | 4225620 | 606889.82
KU | KUUM_454 | KU454 | RLS 454: OH MH Directional 12000L Fix/Po | 154 |  | 6403 | 3525.12 | 1773 | 0 | 88116 | 40276.79
KU | KUUM_455 | KU455 | RLS 455: OH MH Directional 32000L Fix/Po | 1012 |  | 98911 | 30997.94 | 12239 | 10 | 1421012 | 369639.4
KU | KUUM_456 | KU456 | RLS 456: OH MV Cobra 7000L Fixture/Pole | 133 |  | 7802 | 1854.14 | 1628 |  | 112045 | 22626.46
KU | KUUM_457 | KU457 | RLS 457: OH MV Cobra 10000L Fixture/Pole | 435 |  | 37916 | 6634.41 | 5287 | 1207 | 519951 | 80902.81
KU | KUUM_458 | KU458 | RLS 458: OH MV Cobra 20000L Fixture/Pole | 1381 | 0 | 179591 | 24033.33 | 16754 | 2137 | 2529921 | 292390.69
KU | KUUM_459 | KU459 | RLS 459: OH MH Directional 107800L Fix/P | 188 |  | 56568 | 10762.91 | 2366 | 0 | 845502 | 133973.66
KU | KUUM_460 | KU460 | RLS 460: UG MH Directional 12000L Deco | 20 |  | 822 | 672.71 | 268 | 0 | 13342 | 8960.57
KU | KUUM_461 | KU461 | RLS 461: OH HPS Cobra Head 4000L Fixture | 6967 | 241 | 115561 | 63606.01 | 83389 | 7793 | 1665803 | 750514.12
KU | KUUM_462 | KU462 | LS 462: OH HPS Cobra Head 5800L Fixture | 8799 | 1875 | 204176 | 92392.85 | 105441 | 19517 | 2915625 | 1089207.45
KU | KUUM_463 | KU463 | LS 463: OH HPS Cobra Head 9500L Fixture | 21024 | 85 | 686803 | 230276.65 | 251398 | 18581 | 9797572 | 2730024.21
KU | KUUM_464 | KU464 | LS 464: OH HPS Cobra Head 22000L Fixture | 7722 | 449 | 520059 | 132069.82 | 92590 | 5320 | 7457714 | 1566819.62
KU | KUUM_465 | KU465 | LS 465: OH HPS Cobra Head 50000L Fixture | 2749 | 1 | 359885 | 75467.31 | 32622 | 449 | 5106473 | 890011.75
KU | KUUM_466 | KU466 | RLS 466: UG HPS Colonial 4000L Deco | 852 |  | 14175 | 10002.44 | 10244 | 1 | 204623 | 118996.03
KU | KUUM_467 | KU467 | LS 467: UG HPS Colonial 5800L Deco | 1481 | 39 | 34471 | 19413.33 | 17365 | 2401 | 480462 | 225324.28
KU | KUUM_468 | KU468 | LS 468: UG HPS Colonial 9500L Deco | 4129 | 802 | 134668 | 56256.04 | 49303 | 2224 | 1926442 | 664971.52
KU | KUUM_469 | KU469 | RLS 469: UG MH Directional 32000L Deco | 296 |  | 28318 | 11807.08 | 3469 | 16 | 403002 | 140740.42
KU | KUUM_470 | KU470 | RLS 470: UG MH Directional 107800L Deco | 46 |  | 14004 | 3149.92 | 660 | 5 | 237664 | 44807.34
KU | KUUM_471 | KU471 | RLS 471: OH HPS Cobra Hd 4000L Fix/Pole | 3611 |  | 64470 | 44384.95 | 43406 | 17769 | 871796 | 531072.04
KU | KUUM_472 | KU472 | LS 472: OH HPS Cobra 5800L Ornamental | 9046 | 8816 | 223327 | 123278.5 | 108407 | 61661 | 3013181 | 1467310.81
KU | KUUM_473 | KU473 | LS 473: OH HPS Cobra 9500L Ornamental | 3311 | 3696 | 112112 | 47864.29 | 40650 | 23893 | 1588081 | 585917.11
KU | KUUM_474 | KU474 | LS 474: OH HPS Cobra 22000L Ornamental | 5349 | 2855 | 373609 | 109098.71 | 63086 | 32202 | 5105733 | 1284232.79
KU | KUUM_475 | KU475 | LS 475: OH HPS Cobra 50000L Ornamental | 553 |  | 74481 | 15742.09 | 6430 | 1298 | 1011770 | 183338.27
KU | KUUM_476 | KU476 | LS 476: UG HPS Contemporary 5800L Deco | 4834 | 4772 | 119378 | 94670.28 | 57454 | 56594 | 1599366 | 1125430.99
KU | KUUM_477 | KU477 | LS 477: UG HPS Contemporary 9500L Deco | 1069 | 11 | 35560 | 26609.31 | 12651 | 16 | 492028 | 314685.15
KU | KUUM_478 | KU478 | LS 478: UG HPS Contemporary 22000L Deco | 1428 |  | 98179 | 45555.17 | 17157 | 518 | 1383585 | 547066.64
KU | KUUM_479 | KU479 | LS 479: UG HPS Contemporary 50000L Deco | 935 |  | 123021 | 37321.96 | 11236 | 80 | 1761335 | 447671.06
KU | KUUM_482CU | KU482 | RETIRED: 9,500L Colonial Decor UG Co Use |  |  |  |  | 0 |  | 2047 | 0
KU | KUUM_487 | KU487 | LS 487: OH HPS Directional 9500L Fixture | 11173 | -3 | 360076 | 120436.89 | 132188 | 149 | 5148591 | 1424308.51
KU | KUUM_488 | KU488 | LS 488: OH HPS Directional 22000L Fix | 6675 | 11 | 447470 | 111470.22 | 79944 | 100 | 6412222 | 1319570.31
KU | KUUM_489 | KU489 | LS 489: OH HPS Directional 50000L Fix | 8626 | 21 | 1122594 | 204931.3 | 102285 | 320 | 16031603 | 2418941.54
KU | KUUM_490 | KU490 | LS 490: UG MH Contemporary 12000L Fix | 59 |  | 2423 | 1148.49 | 708 |  | 35353 | 13603.24
KU | KUUM_491 | KU491 | LS 491: UG MH Contemporary 32000L Fix | 298 |  | 28322 | 8119.27 | 3581 | 13 | 411826 | 96737.45
KU | KUUM_492 | KU492 | LS 492: UG HPS Contemporary 5800L Fix | 2 |  | 48 | 37.57 | 24 |  | 662 | 449.28
KU | KUUM_493 | KU493 | LS 493: UG MH Contemporary 107800L Fix | 43 |  | 12665 | 2412.6 | 516 |  | 185402 | 28718.22
KU | KUUM_494 | KU494 | LS 494: UG MH Contemporary 12000L Deco | 184 |  | 7630 | 6447.52 | 2194 |  | 109519 | 76694.08
KU | KUUM_495 | KU495 | LS 495: UG MH Contemporary 32000L Deco | 685 | 9 | 65798 | 29496.22 | 8189 | 21 | 947545 | 351174.58
KU | KUUM_496 | KU496 | LS 496: UG MH Contemporary 107800L Deco | 137 |  | 40902 | 9926.76 | 1627 | 8 | 594396 | 119614.96
KU | KUUM_497 | KU497 | LS 497: UG HPS Contemporary 9500L Fix | 18 |  | 558 | 333.37 | 206 |  | 7908 | 3767.23
KU | KUUM_498 | KU498 | LS 498: UG HPS Contemporary 22000L Fix | 31 |  | 2081 | 683.65 | 361 |  | 29095 | 7883.28
KU | KUUM_499 | KU499 | LS 499: UG HPS Contemporary 50000L Fix | 35 |  | 4398 | 927.2 | 420 |  | 65816 | 11030.42
KU | KUUM_820 | KU820 | ODL Facility Charge | 0 |  |  | 0 | 0 |  |  | -10.48
KU | KUUM_825 | KU825 | Electric Excess Facilities | 0 |  |  | 87452.59 | 0 |  |  | 1025638.19
KU | KUUM_826 | KU826 | Electric Excess Facilities CIAC | 0 |  |  | 9737.08 | 0 |  |  | 116475.07
KU | KUUM_827 | KU827 | Direct Assign | 0 |  |  | 34795.65 | 0 |  |  | 419123.39
KU | KUUM_828 | KU828 | Excess Facilities ODL | 0 |  |  | 33468.95 | 0 |  |  | 398588.55
LG&E | LEUM_825 | LGE825 | Electric Excess Facilities | 0 |  |  | 48365.64 | 0 |  |  | 580387.68
LG&E | LEUM_826 | LGE826 | Electric Excess Facilities CIAC | 0 |  |  | 872.16 | 0 |  |  | 9401.72
LG&E | LEUM_828 | LGE828 | Excess Facilities ODL | 0 |  |  | 2810.46 | 0 |  |  | 28898.26
LG&E | LEUM_829 | LGE829 | Excess Facilities ODL CIAC | 0 |  |  | 5 | 0 |  |  | 60
LG&E | LGUM_201 | LGE201 | RLS 201: OH MV Open Bottom 4000L Fixture | 72 |  | 2467 | 690.74 | 883 |  | 36159 | 8578.39
LG&E | LGUM_203 | LGE203 | RLS 203: OH MV Cobra Head 13000L Fixture | 3197 | 920 | 269015 | 38936.45 | 39758 | 11868 | 3972335 | 493543.06
LG&E | LGUM_204 | LGE204 | RLS 204: OH MV Cobra Head 25000L Fixture | 3266 | 1741 | 426633 | 48834.77 | 40673 | 30263 | 6246853 | 616363.62
LG&E | LGUM_206 | LGE206 | RLS 206: UG MV Coach 4000L Decorative | 72 |  | 2478 | 994.18 | 866 | 11 | 35773 | 12089.97
LG&E | LGUM_207 | LGE207 | RLS 207: OH MV Directional 25000L Fix | 665 |  | 85022 | 12232.07 | 8211 | 11 | 1248760 | 152141.06
LG&E | LGUM_208 | LGE208 | RLS 208: UG MV Coach 8000L Decorative | 1336 | 4 | 78048 | 20976.34 | 16231 | 726 | 1130056 | 258697.84
LG&E | LGUM_209 | LGE209 | RLS 209: OH MV Cobra Head 60000L Fixture | 31 |  | 9371 | 1018.74 | 426 | 8 | 154078 | 13969.39
LG&E | LGUM_210 | LGE210 | RLS 210: OH MV Directional 60000L Fix | 305 |  | 91603 | 10154.71 | 3805 | 6 | 1372571 | 128010.34
LG&E | LGUM_252 | LGE252 | RLS 252: OH MV Cobra/Open Bottom 8000L | 3624 | 369 | 210769 | 39905.68 | 44496 | 2754 | 3090805 | 493510.73
LG&E | LGUM_266 | LGE266 | RLS 266: UG HPS Cobra/Contemp 28500L | 2065 |  | 181420 | 61426.12 | 24832 | 40 | 2579959 | 751886.63
LG&E | LGUM_267 | LGE267 | RLS 267: UG HPS Cobra/Contemp 50000L | 2291 | 1 | 312612 | 79140.54 | 27588 | 661 | 4537570 | 976396.14
LG&E | LGUM_274 | LGE274 | RLS 274: UG HPS Coach/Acorn 9500L Deco | 16995 | 14 | 681127 | 332850.39 | 204706 | 141 | 9870127 | 4023387.31
LG&E | LGUM_275 | LGE275 | RLS 275: UG HPS Cobra/Contemp 16000L | 477 |  | 27103 | 13004.97 | 6052 |  | 403477 | 167752.63
LG&E | LGUM_276 | LGE276 | RLS 276: UG HPS Coach/Acorn 5800L Deco | 1361 |  | 41723 | 22267.31 | 16978 | 2 | 620344 | 275896.16
LG&E | LGUM_277 | LGE277 | RLS 277: UG HPS Coach/Acorn 16000L Deco | 2334 |  | 129461 | 57900.69 | 28061 | 1 | 1865258 | 705274.87
LG&E | LGUM_278 | LGE278 | RLS 278: UG HPS Contemporary 120000L Dec | 12 |  | 3120 | 843.55 | 164 |  | 58063 | 13361.9
LG&E | LGUM_279 | LGE279 | RLS 279: UG HPS Contemporary 120000L Fix | 8 |  | 1854 | 299.36 | 108 |  | 38091 | 5030.06
LG&E | LGUM_280 | LGE280 | RLS 280: UG HPS Victorian 5800L Fixture | 46 |  | 1365 | 1824.91 | 570 |  | 20198 | 22314.23
LG&E | LGUM_281 | LGE281 | RLS 281: UG HPS Victorian 9500L Fixture | 245 |  | 9637 | 9690.58 | 2923 | 17 | 140368 | 117639.93
LG&E | LGUM_282 | LGE282 | RLS 282: UG HPS London 5800L Fixture | 106 |  | 3197 | 3441.01 | 1272 |  | 46560 | 42012.54
LG&E | LGUM_283 | LGE283 | RLS 283: UG HPS London 9500L Fixture | 99 |  | 4071 | 3787.09 | 1086 |  | 52679 | 43939.07
LG&E | LGUM_314 | LGE314 | RLS 314: UG MV Cobra Head 13000L Deco | 451 |  | 38010 | 9302.86 | 5576 | 1020 | 553049 | 117321.36
LG&E | LGUM_315 | LGE315 | RLS 315: UG MV Cobra Head 25000L Deco | 453 |  | 59367 | 11101.43 | 5562 | 2084 | 854630 | 139206.99
LG&E | LGUM_318 | LGE318 | RLS 318: UG MV Cobra Head 8000L Deco | 48 |  | 2870 | 897.5 | 586 | 7 | 40953 | 11154.88
LG&E | LGUM_348 | LGE348 | RLS 348: UG Inc Continental Jr 6000L Dec | 39 |  | 3331 | 556.59 | 468 |  | 46805 | 6760.8
LG&E | LGUM_349 | LGE349 | RLS 349: UG Inc Continental Jr 1500L Dec | 17 |  | 484 | 168.33 | 204 |  | 6800 | 2034.65
LG&E | LGUM_400 | LGE400 | LS 400: Dark Sky 4000L Decorative Smooth | 56 |  | 796 | 1662.56 | 631 |  | 10202 | 18204.74
LG&E | LGUM_401 | LGE401 | LS 401: Dark Sky 9500L Decorative Smooth | 20 |  | 579 | 604.71 | 158 |  | 5289 | 4787.19
LG&E | LGUM_412 | LGE412 | LS 412: UG HPS Colonial 4-Sided 5800L | 220 |  | 5247 | 5008.86 | 2629 | 0 | 72743 | 60329.73
LG&E | LGUM_413 | LGE413 | LS 413: UG HPS Colonial 4-Sided 9500L | 2664 | 4 | 86713 | 62354.85 | 31755 | 342 | 1231362 | 746826.34
LG&E | LGUM_415 | LGE415 | LS 415: UG HPS Acorn 5800L Decorative | 47 |  | 1088 | 1089.04 | 564 |  | 15583 | 13184.86
LG&E | LGUM_416 | LGE416 | LS 416: UG HPS Acorn 9500L Decorative | 2011 | 12 | 65634 | 52257.65 | 23981 | 102 | 931531 | 628540.92
LG&E | LGUM_417 | LGE417 | RLS 417: UG HPS Acorn Bronze 9500L Deco | 49 |  | 1615 | 1332 | 579 |  | 22316 | 15757.68
LG&E | LGUM_419 | LGE419 | RLS 419: UG HPS Acorn Bronze 16000L Deco | 119 |  | 5893 | 3298.47 | 1428 |  | 85974 | 39759.6
LG&E | LGUM_420 | LGE420 | LS 420: UG HPS Contemporary 16000L Deco | 62 |  | 3192 | 2012.84 | 746 |  | 44762 | 24614.31
LG&E | LGUM_421 | LGE421 | LS 421: UG HPS Contemporary 28500L Deco | 215 | 1 | 17683 | 7974.15 | 2490 | 4 | 244116 | 94171.89
LG&E | LGUM_422 | LGE422 | LS 422: UG HPS Contemporary 50000L Deco | 443 |  | 57369 | 18972.3 | 5341 | 18 | 833172 | 233150.45
LG&E | LGUM_423 | LGE423 | LS 423: UG HPS Cobra Head 16000L Deco | 21 |  | 1080 | 608.44 | 259 |  | 15491 | 7595.14
LG&E | LGUM_424 | LGE424 | LS 424: UG HPS Cobra Head 28500L Deco | 616 |  | 51426 | 18862.72 | 6990 | 2321 | 687990 | 219059.2
LG&E | LGUM_425 | LGE425 | LS 425: UG HPS Cobra Head 50000L Deco | 32 |  | 4132 | 1201.6 | 384 | 4 | 60153 | 14712.17
LG&E | LGUM_426 | LGE426 | RLS 426: UG HPS London 5800L Decorative | 34 |  | 755 | 1286.85 | 408 |  | 11264 | 15740.96
LG&E | LGUM_427 | LGE427 | LS 427: UG HPS London 5800L Historic | 54 |  | 1219 | 2217.33 | 640 |  | 17652 | 26783.11
LG&E | LGUM_428 | LGE428 | RLS 428: UG HPS London 9500L Decorative | 299 |  | 9447 | 11925.59 | 3427 | 185 | 133790 | 139878.06
LG&E | LGUM_429 | LGE429 | LS 429: UG HPS London 9500L Historic | 259 |  | 8229 | 11507.27 | 3398 |  | 131455 | 153081.07
LG&E | LGUM_430 | LGE430 | RLS 430: UG HPS Victorian 5800L Deco | 13 |  | 308 | 453.17 | 156 |  | 4315 | 5541.52
LG&E | LGUM_431 | LGE431 | LS 431: UG HPS Victorian 5800L Historic | 51 |  | 1175 | 2079.9 | 626 | 10 | 16651 | 24997.72
LG&E | LGUM_432 | LGE432 | RLS 432: UG HPS Victorian 9500L Deco | 10 |  | 333 | 394.68 | 120 |  | 4669 | 4830.63
LG&E | LGUM_433 | LGE433 | LS 433: UG HPS Victorian 9500L Historic | 237 |  | 7738 | 10219.12 | 3484 |  | 135638 | 149201.72
LG&E | LGUM_440 | LGE440 | LS 440: UG HPS Contemporary 28500L Fix | 23 |  | 1794 | 487.03 | 237 |  | 23363 | 5077.25
LG&E | LGUM_441 | LGE441 | LS 441: UG HPS Contemporary 50000L Fix | 51 |  | 6511 | 1287.76 | 524 |  | 85248 | 14029.86
LG&E | LGUM_444 | LGE444 | LS 444: UG HPS Colonial 4-Sided 16000L | 10 |  | 507 | 234.3 | 57 | 6 | 3691 | 1435.48
LG&E | LGUM_445 | LGE445 | LS 445: UG HPS Acorn 16000L Decorative | 19 |  | 919 | 471.04 | 129 | 3 | 7704 | 3291.77
LG&E | LGUM_452 | LGE452 | LS 452: OH HPS Cobra Head 16000L Fixture | 6855 | 751 | 349427 | 99769.6 | 81617 | 6707 | 4913060 | 1189014.98
LG&E | LGUM_453 | LGE453 | LS 453: OH HPS Cobra Head 28500L Fixture | 10421 | 3862 | 869031 | 175595.37 | 121224 | 44154 | 11899268 | 2056775.6
LG&E | LGUM_454 | LGE454 | LS 454: OH HPS Cobra Head 50000L Fixture | 5516 | 204 | 724364 | 110487.66 | 66934 | 13865 | 10642511 | 1375695.95
LG&E | LGUM_455 | LGE455 | LS 455: OH HPS Directional 16000L Fix | 402 |  | 20237 | 6590.94 | 4910 | 4 | 293563 | 80151.45
LG&E | LGUM_456 | LGE456 | LS 456: OH HPS Directional 50000L Fix | 12896 | 3 | 1678557 | 275119.11 | 156721 | 250 | 24462829 | 3369469.59
LG&E | LGUM_457 | LGE457 | LS 457: OH HPS Open Bottom 9500L Fixture | 3607 | 27 | 116757 | 46964.45 | 42915 | 554 | 1650518 | 548966.65
LG&E | LGUM_458 | LGE458 | RETIRED: RLS 458: OH MV Cobra 8000L Fixt |  |  |  |  | 5 |  | 102 | 23.54
LG&E | LGUM_470 | LGE470 | LS 470: OH MH Directional 12000L Fixture | 42 |  | 1740 | 623.05 | 458 |  | 22674 | 6741.73
LG&E | LGUM_471 | LGE471 | RLS 471: OH MH Directional 12000L Wood | 8 |  | 345 | 135.84 | 96 |  | 4795 | 1634.52
LG&E | LGUM_473 | LGE473 | LS 473: OH MH Directional 32000L Fixture | 749 | 8 | 71807 | 16052.19 | 8087 | 55 | 936526 | 176412.98
LG&E | LGUM_474 | LGE474 | RLS 474: OH MH Directional 32000L Wood | 47 |  | 4451 | 1167.49 | 587 |  | 67121 | 14547.89
LG&E | LGUM_475 | LGE475 | RLS 475: OH MH Directional 32000L Metal | 2 |  | 187 | 64.98 | 24 |  | 2795 | 792.95
LG&E | LGUM_476 | LGE476 | LS 476: OH MH Directional 107800L Fix | 611 | 3 | 179937 | 27776.36 | 6711 | 98 | 2407510 | 310484.64
LG&E | LGUM_477 | LGE477 | RLS 477: OH MH Directional 107800L Wood | 58 |  | 17289 | 2870.11 | 731 |  | 262216 | 36560.19
LG&E | LGUM_480 | LGE480 | LS 480: UG MH Contemporary 12000L Deco | 20 |  | 790 | 519.57 | 240 |  | 11979 | 6323.63
LG&E | LGUM_481 | LGE481 | LS 481: UG MH Contemporary 32000L Fix | 6 | 2 | 771 | 186.5 | 72 | 2 | 8581 | 1796.62
LG&E | LGUM_482 | LGE482 | LS 482: UG MH Contemporary 32000L Deco | 98 | 11 | 10525 | 3718.57 | 1134 | 13 | 132997 | 40171.95
LG&E | LGUM_483 | LGE483 | LS 483: UG MH Contemporary 107800L Fix | 5 | 2 | 2064 | 330.12 | 56 | 2 | 20621 | 2861.94
LG&E | LGUM_484 | LGE484 | LS 484: UG MH Contemporary 107800L Deco | 65 | 2 | 20175 | 3968.08 | 590 | 2 | 210946 | 36005.26
ODP | ODUM_406 | ODP406 | POLT 406: MV Open Bottom 7,000L - Res | 1503 |  | 85852 | 19262.58 | 18653 | 16 | 1276798 | 240635.76
ODP | ODUM_406C | ODP406 | POLT 406: MV Open Bottom 7,000L - Com | 203 |  | 11719 | 2629.43 | 2567 | 8 | 175574 | 33152.47
ODP | ODUM_406I | ODP406 | POLT 406: MV Open Bottom 7,000L - Ind | 1 |  | 60 | 12.97 | 36 |  | 2426 | 454.11
ODP | ODUM_406TE | ODP406 | POLT 406: MV Open Bottom 7,000L - Tax Ex | 107 |  | 6151 | 1372.13 | 1347 | 8 | 92611 | 17289.57
ODP | ODUM_406UE | ODP406 | POLT 406: MV Open Bottom 7,000L - Utl Ex | 1 |  | 59 | 12.95 | 12 |  | 831 | 156.05
ODP | ODUM_407 | ODP407 | POLT 407: HPS Cobra Head 50,000L - Res | 1 |  | 136 | 38.5 | 12 |  | 1889 | 457.61
ODP | ODUM_407TE | ODP407 | POLT 407: HPS Cobra Head 50000L - Tax Ex | 1 |  | 129 | 38.13 | 12 |  | 1876 | 453.04
ODP | ODUM_428 | ODP428 | POLT 428: HPS Yard Type 9,500L - Res | 3071 | 11 | 99307 | 39130.64 | 35854 | 121 | 1389226 | 449906.65
ODP | ODUM_428C | ODP428 | POLT 428: HPS Yard Type 9,500L - Com | 177 |  | 5778 | 2267.73 | 2092 | 10 | 81361 | 26336.22
ODP | ODUM_428I | ODP428 | POLT 428: HPS Yard Type 9,500L - Ind | 5 |  | 164 | 63.99 | 33 |  | 1250 | 417.58
ODP | ODUM_428TE | ODP428 | POLT 428: HPS Yard Type 9,500L - Tax Ex | 95 |  | 3136 | 1211.67 | 1117 | 6 | 43916 | 13992.29
ODP | ODUM_428UE | ODP428 | POLT 428: HPS Yard Type 9,500L - Utl Ex | 4 |  | 131 | 51.19 | 48 |  | 1871 | 603.25
ODP | ODUM_429 | ODP429 | POLT 429: HPS Cobra Head 22,000L - Res | 4 |  | 262 | 91.63 | 48 |  | 3866 | 1085.95
ODP | ODUM_429C | ODP429 | POLT 429: HPS Cobra Head 22,000L - Com | 9 |  | 619 | 206.88 | 108 |  | 8739 | 2449.16
ODP | ODUM_429I | ODP429 | POLT 429: HPS Cobra Head 22,000L - Ind | 1 |  | 66 | 22.92 | 3 |  | 214 | 69.37
ODP | ODUM_429TE | ODP429 | POLT 429: HPS Cobra Head 22000L - Tax Ex | 5 |  | 341 | 114.35 | 60 |  | 4818 | 1352.58
ODP | ODUM_446 | ODP446 | 7,000 Lumen Mercury Vapor Standard | 43 |  | 2427 | 445.05 | 516 |  | 35529 | 5034.87
ODP | ODUM_456 | ODP456 | 7,000 Lumen Mercury Vapor Ornamental | 7 |  | 377 | 89.95 | 84 |  | 5785 | 1024.52
ODP | ODUM_462 | ODP462 | 5,800 Lumen HP Sodium Standard | 336 |  | 7630 | 3151.68 | 4032 |  | 111301 | 35642.88
ODP | ODUM_463 | ODP463 | 9,500 Lumen HP Sodium Standard | 1973 | 2 | 62844 | 19534.02 | 23665 | 59 | 922682 | 221975.28
ODP | ODUM_464 | ODP464 | 22,000 Lumen HP Sodium Standard | 191 |  | 12813 | 2947.13 | 2304 | 10 | 185757 | 33654.18
ODP | ODUM_465 | ODP465 | 50,000 Lumen HP Sodium Standard | 51 |  | 6804 | 1261.23 | 612 |  | 98783 | 14278.59
ODP | ODUM_472 | ODP472 | 5,800 Lumen HP Sodium Ornamental | 9 |  | 204 | 113.04 | 108 |  | 2980 | 1278.72
ODP | ODUM_473 | ODP473 | 9,500 Lumen HP Sodium Ornamental | 67 |  | 2206 | 892.44 | 822 |  | 32076 | 10384.98
ODP | ODUM_474 | ODP474 | 22,000 Lumen HP Sodium Ornamental | 225 |  | 14807 | 4241.25 | 2700 |  | 217636 | 48164.76
ODP | ODUM_475 | ODP475 | 50,000 Lumen HP Sodium Ornamental | 9 |  | 1187 | 238.41 | 108 |  | 17419 | 2698.52
ODP | ODUM_487 | ODP487 | POLT 487: HPS Directional 9,500L - Res | 169 |  | 5542 | 2991.16 | 2076 | 2 | 80843 | 35670.97
ODP | ODUM_487C | ODP487 | POLT 487: HPS Directional 9,500L - Com | 30 |  | 995 | 530.72 | 356 | 1 | 13879 | 6137.68
ODP | ODUM_487TE | ODP487 | POLT 487: HPS Directional 9500L - Tax Ex | 38 |  | 1231 | 669.2 | 446 |  | 17334 | 7645.87
ODP | ODUM_488 | ODP488 | POLT 488: HPS Directional 22,000L - Res | 171 | 0 | 11490 | 4236.76 | 1975 | 7 | 158102 | 48258.9
ODP | ODUM_488C | ODP488 | POLT 488: HPS Directional 22,000L - Com | 151 |  | 10082 | 3714.35 | 1801 |  | 144553 | 44033.88
ODP | ODUM_488TE | ODP488 | POLT 488: HPS Directional 22000L - TaxEx | 82 |  | 5577 | 2029.93 | 966 |  | 77376 | 23406.84
ODP | ODUM_489 | ODP489 | POLT 489: HPS Directional 50,000L - Res | 134 |  | 17618 | 5121.82 | 1616 | 9 | 252005 | 61035.19
ODP | ODUM_489C | ODP489 | POLT 489: HPS Directional 50,000L - Com | 315 |  | 41416 | 12016.6 | 3789 | 15 | 592262 | 143504.71
ODP | ODUM_489I | ODP489 | POLT 489: HPS Directional 50,000L - Ind | 10 |  | 1342 | 382.61 | 104 |  | 15656 | 3647.59
ODP | ODUM_489TE | ODP489 | POLT 489: HPS Directional 50000L - TaxEx | 240 |  | 31029 | 9013.66 | 2838 | 8 | 444383 | 106859.7
ODP | ODUM_489UE | ODP489 | POLT 489: HPS Directional 50000L - UtlEx | 1 |  | 128 | 38.11 | 12 |  | 1880 | 454.29
ODP | ODUM_825 | ODP825 | Electric Excess Facilities | 0 |  |  | 14772.82 | 0 |  |  | 179818.13
ODP | ODUM_828 | ODP828 | Excess Facilities ODL | 0 |  |  | 1325.32 | 0 |  |  | 16043.06
270340

## watt
Fixture Style | Type | RC | Wattage | Lumens | LS Code | LS Code | LS Code | LS Code | RLS Code | RLS Code | RLS Code | RLS Code | RLS Code | RLS Code
Open Bottom | MV | 201 | 100w | 4000 |  |  |  |  | 201
Cobra | MV | 203 | 250w | 13000 |  |  |  |  | 203
Cobra | MV | 204 | 400w | 25000 |  |  |  |  | 204
Coach | MV | 206 | 100w | 4000 | [6 empty] | 206
Directional | MV | 207 | 400w | 25000 |  |  |  |  | 207
Coach | MV | 208 | 175w | 8000 | [6 empty] | 208
Cobra | MV | 209 | 1000w | 60000 |  |  |  |  | 209
Directional | MV | 210 | 1000w | 60000 |  |  |  |  | 210
Open Bottom | MV | 252 | 175w | 8000 |  |  |  |  | 252
Cobra | MV | 252 | 175w | 8000 |  |  |  |  | 252
Cobra | HPS | 266 | 250w | 28500 | [6 empty] | 266
Contemporary | HPS | 266 | 250w | 28500 | [6 empty] | 266
Cobra | HPS | 267 | 400w | 50000 | [6 empty] | 267
Contemporary | HPS | 267 | 400w | 50000 | [6 empty] | 267
Coach | HPS | 274 | 100w | 9500 | [6 empty] | 274
Acorn (On Smooth pole) | HPS | 274 | 100w | 9500 | [6 empty] | 274
Cobra | HPS | 275 | 150w | 16000 | [6 empty] | 275
Contemporary | HPS | 275 | 150w | 16000 | [6 empty] | 275
Coach | HPS | 276 | 70w | 5800 | [6 empty] | 276
Acorn (On Smooth pole) | HPS | 276 | 70w | 5800 | [6 empty] | 276
Coach | HPS | 277 | 150w | 16000 | [6 empty] | 277
Acorn (On Smooth pole) | HPS | 277 | 150w | 16000 | [6 empty] | 277
Contemporary | HPS | 278 | 1000w | 120000 | [6 empty] | 278
Contemporary | HPS | 279 | 1000w | 120000 |  |  |  |  | 279
Victorian Fixture only | HPS | 280 | 70w | 5800 |  |  |  |  | 280
Victorian Fixture only | HPS | 281 | 100w | 9500 |  |  |  |  | 281
London Fixture only | HPS | 282 | 70w | 5800 |  |  |  |  | 282
London Fixture only | HPS | 283 | 100w | 9500 |  |  |  |  | 283
Dark Sky | HPS | 300 | 50w | 4000 |  |  |  | 300
Dark Sky | HPS | 301 | 100w | 9500 |  |  |  | 301
Cobra | MV | 314 | 250w | 13000 | [6 empty] | 314
Cobra | MV | 315 | 400w | 25000 | [6 empty] | 315
Cobra | MV | 318 | 175w | 8000 | [6 empty] | 318
Cobra | MV | 347 | 400w | 25000 |  |  |  |  | 347
Continental Jr. | INC | 348 | 370w | 6000 | [6 empty] | 348
Continental Jr. | INC | 349 | 115w | 1500 | [6 empty] | 349
Granville (City of London) | HPS | 360 | 150w | 16000 | [9 empty] | 360
Dark Sky | HPS | 400 | 50w | 4000 |  | 400
Acorn (On Smooth pole) | HPS | 401 | 70w | 5800 |  |  |  | 401
Dark Sky | HPS | 401 | 100w | 9500 |  | 401
Open Bottom | MV | 404 | 175w | 7000 | [7 empty] | 404
Cobra | HPS | 409 | 400w | 50000 | [7 empty] | 409
Acorn (On Fluted Pole) | HPS | 410 | 50w | 4000 | [9 empty] | 410
Acorn (On Fluted Pole) | HPS | 411 | 70w | 5800 |  |  |  | 411
Coach | HPS | 412 | 70w | 5800 |  | 412
Coach | HPS | 412 | 70w | 5800 | [9 empty] | 412
Coach | HPS | 413 | 100w | 9500 |  | 413
Coach | HPS | 413 | 100w | 9500 | [9 empty] | 413
Victorian (On Fluted pole) | HPS | 414 | 70w | 5800 |  |  |  | 414
Acorn (On Smooth pole) | HPS | 415 | 70w | 5800 |  | 415
Victorian (On Fluted pole) | HPS | 415 | 100w | 9500 |  |  |  | 415
Acorn (On Smooth pole) | HPS | 416 | 100w | 9500 |  | 416
Acorn (Bronze) | HPS | 417 | 100w | 9500 | [6 empty] | 417
Acorn (Bronze) | HPS | 419 | 150w | 16000 | [6 empty] | 419
Contemporary | HPS | 420 | 150w | 16000 |  | 420
Acorn (On Smooth pole) | HPS | 420 | 100w | 9500 |  |  |  | 420
Tear Drop | INC | 421 | 85w | 1000 | [7 empty] | 421
Contemporary | HPS | 421 | 250w | 28500 |  | 421
Tear Drop | INC | 422 | 175w | 2500 | [7 empty] | 422
Contemporary | HPS | 422 | 400w | 50000 |  | 422
Cobra | HPS | 423 | 150w | 16000 |  | 423
Tear Drop | INC | 424 | 208w | 4000 | [7 empty] | 424
Cobra | HPS | 424 | 250w | 28500 |  | 424
Tear Drop | INC | 425 | 370w | 6000 | [7 empty] | 425
Cobra | HPS | 425 | 400w | 50000 |  | 425
Open Bottom | HPS | 426 | 100w | 5800 | [7 empty] | 426
London (On Smooth pole) | HPS | 426 | 70w | 5800 | [6 empty] | 426
London (On Fluted pole) | HPS | 427 | 70w | 5800 |  | 427
Open Bottom | HPS | 428 | 100w | 9500 |  |  | 428
London (On Smooth pole) | HPS | 428 | 100w | 9500 | [6 empty] | 428
London (On Fluted pole) | HPS | 429 | 100w | 9500 |  | 429
Acorn (On Fluted Pole) | HPS | 430 | 100w | 9500 |  |  |  | 430
Victorian (On Smooth pole) | HPS | 430 | 70w | 5800 | [6 empty] | 430
Victorian (On Fluted pole) | HPS | 431 | 70w | 5800 |  | 431
Victorian (On Smooth pole) | HPS | 432 | 100w | 9500 | [6 empty] | 432
Victorian (On Fluted pole) | HPS | 433 | 100w | 9500 |  | 433
Tear Drop | INC | 434 | 208w | 4000 | [8 empty] | 434
Contemporary | HPS | 439 | 150w | 16000 | 439
Contemporary | HPS | 440 | 250w | 28500 | 440
Acorn (On Smooth pole) | HPS | 440 | 50w | 4000 | [9 empty] | 440
Contemporary | HPS | 441 | 400w | 50000 | 441
Coach | HPS | 444 | 150w | 16000 |  | 444
Acorn (On Smooth pole) | HPS | 445 | 150w | 16000 |  | 445
Cobra | MV | 446 | 175w | 7000 | [7 empty] | 446
Cobra | MV | 447 | 175w | 10000 | [7 empty] | 447
Cobra | MV | 448 | 250w | 20000 | [7 empty] | 448
Directional | MH | 450 | 150w | 12000 |  |  | 450
Directional | MH | 451 | 350w | 32000 |  |  | 451
Cobra | HPS | 452 | 150w | 16000 | 452
Directional | MH | 452 | 1000w | 107800 |  |  | 452
Cobra | HPS | 453 | 250w | 28500 | 453
Cobra | HPS | 454 | 400w | 50000 | 454
Directional | MH | 454 | 150w | 12000 | [8 empty] | 454
Directional | HPS | 455 | 150w | 16000 | 455
Directional | MH | 455 | 350w | 32000 | [8 empty] | 455
Cobra | MV | 456 | 175w | 7000 | [8 empty] | 456
Directional | HPS | 456 | 400w | 50000 | 456
Open Bottom | HPS | 457 | 100w | 9500 | 457
Cobra | MV | 457 | 175w | 10000 | [8 empty] | 457
Cobra | MV | 458 | 250w | 20000 | [8 empty] | 458
Directional | MH | 459 | 1000w | 107800 | [8 empty] | 459
Directional | MH | 460 | 250w | 12000 | [9 empty] | 460
Cobra | HPS | 461 | 50w | 4000 | [7 empty] | 461
Cobra | HPS | 462 | 70w | 5800 |  |  | 462
Cobra | HPS | 463 | 100w | 9500 |  |  | 463
Cobra | HPS | 464 | 200w | 22000 |  |  | 464
Cobra | HPS | 465 | 400w | 50000 |  |  | 465
Colonial | HPS | 466 | 60w | 4000 | [9 empty] | 466
Colonial | HPS | 467 | 70w | 5800 |  |  |  | 467
Colonial | HPS | 468 | 100w | 9500 |  |  |  | 468
Directional | MH | 469 | 650w | 32000 | [9 empty] | 469
Directional | MH | 470 | 150w | 12000 | 470
Directional | MH | 470 | 1000w | 107800 | [9 empty] | 470
Cobra | HPS | 471 | 50w | 4000 | [8 empty] | 471
Directional | MH | 471 | 150w | 12000 | [5 empty] | 471
Cobra | HPS | 472 | 70w | 5800 |  |  |  | 472
Cobra | HPS | 473 | 100w | 9500 |  |  |  | 473
Directional | MH | 473 | 350w | 32000 | 473
Cobra | HPS | 474 | 200w | 22000 |  |  |  | 474
Directional | MH | 474 | 350w | 32000 | [5 empty] | 474
Cobra | HPS | 475 | 400w | 50000 |  |  |  | 475
Directional | MH | 475 | 350w | 32000 | [6 empty] | 475
Directional | MH | 476 | 1000w | 107800 | 476
Contemporary | HPS | 476 | 70w | 5800 |  |  |  | 476
Directional | MH | 477 | 1000w | 107800 | [5 empty] | 477
Contemporary | HPS | 477 | 100w | 9500 |  |  |  | 477
Contemporary | HPS | 478 | 200w | 22000 |  |  |  | 478
Contemporary | HPS | 479 | 400w | 50000 |  |  |  | 479
Contemporary | MH | 479 | 150w | 12000 | 479
Contemporary | MH | 480 | 150w | 12000 |  | 480
Contemporary | MH | 481 | 350w | 32000 | 481
Contemporary | MH | 482 | 350w | 32000 |  | 482
Contemporary | MH | 483 | 1000w | 107800 | 483
Contemporary | MH | 484 | 1000w | 107800 |  | 484
Directional | HPS | 487 | 150w | 9500 |  |  | 487
Directional | HPS | 488 | 200w | 22000 |  |  | 488
Directional | HPS | 489 | 400w | 50000 |  |  | 489
Contemporary | MH | 490 | 150w | 12000 |  |  | 490
Contemporary | MH | 491 | 350w | 32000 |  |  | 491
Contemporary | HPS | 492 | 70w | 5800 |  |  | 492
Contemporary | MH | 493 | 1000w | 107800 |  |  | 493
Contemporary | MH | 494 | 150w | 12000 |  |  |  | 494
Contemporary | MH | 495 | 350w | 32000 |  |  |  | 495
Contemporary | MH | 496 | 1000w | 107800 |  |  |  | 496
Contemporary | HPS | 497 | 100w | 9500 |  |  | 497
Contemporary | HPS | 498 | 200w | 22000 |  |  | 498
Contemporary | HPS | 499 | 400w | 50000 |  |  | 499
Wood Pole (Before 7/1/04) |  | 900 | [6 empty] | 900
10' Smooth Pole only |  | 901 | [6 empty] | 901
10' Fluted Pole only |  | 902 | [6 empty] | 902
Oldtown Base |  | 950 | [6 empty] | 950
Chesapeake Base |  | 951 | [6 empty] | 951
Westchester or Norfolk Base |  | 956 |  |  |  | 956
Wood Pole (7/1/04 3/1/10) |  | 958 | [6 empty] | 958