## SUMMARY
[33 empty] | TODS |  |  | PS |  | TODS |  |  | PS
AES #1 |  | GS 3- P Current | GS 3-P Proposed |  | AES 3-P Current | AES 3-P Proposed |  | PS Sec Current | PS Proposed |  | TODS Current | TODS Proposed |  |  | 250 | [7 empty] | 50 |  |  | 50 |  | Metered KW |  |  |  |  | Minimum Increment |  |  | Minimum Increment |  | Minimum Increment |  |  | Minimum Increment |  | TODS Ratchet Billing | [5 empty] | PS Ratchet Billing
School |  |  |  | % Increase |  |  | % Increase |  |  | % Increase |  |  | % Increase | Avg KW | <250 | KWH | Max KW | Load Factor | Current Rate | Best Avail Current | Best Avail Proposed | AES ov TODS Savings | AES ov PS Savings | TODS - PS Savings | AES ov TODS Savings | AES ov PS Savings | TODS - PS Savings | Peak | Inter | Base | Summer | Winter | Peak | Inter | Base | Summer | Winter | Peak | Inter | Base | Summer | Winter | Peak | Inter | Base | Peak | Inter | Base | Summer | Winter | Summer | Winter
[22 empty] | Proposed |  |  | Current |  |  | TODS |  |  | PS |  | Current KW |  |  |  |  | Proposed KW |  |  |  |  | Current |  |  | Proposed |  |  | Current |  | Proposed
0 | AA | 62122.6824 | 63778.794 | 2.666% | 49960.8756 | 52047.7356 | 4.177% | 64965.3678 | 68696.1778 | 5.743% | 64442.1048 | 66475.4844 | 3.155% | 199.9583 | YES | 591240 | 252 | 26.78% | AES | AES | AES |  | 16648.4422 |  |  | 15004.4922 |  | 2399.5 | 2399.5 | 2399.5 | 997.5 | 1402 | 0 | 0 | 602.5 | 0 | 0 | 0 | 0 | 624.5 | 0 | 0 | 0 | 0 | 3133 | 0 | 0 | 2023.38 | 0 | 0 | 0 | 0
0 | AB | 75015.474 | 76991.865 | 2.635% | 60309.981 | 62582.331 | 3.768% | 76853.5305 | 81236.4495 | 5.703% | 74241.324 | 79787.895 | 7.471% | 233.625 | YES | 714900 | 327.3 | 24.93% | AES | AES | AES |  | 18654.1185 |  |  | 16543.5495 |  | 2803.5 | 2803.5 | 2803.5 | 1037.1 | 1766.4 | 28.35 | 28.35 | 357.9 | 28.35 | 0 | 28.35 | 28.35 | 1124.1 | 28.35 | 0 | 173.7855 | 128.4255 | 1861.08 | 221.4135 | 173.2185 | 3642.084 | 28.35 | 0 | 28.35 | 0
0 | AC | 10230.3952 | 10597.412 | 3.588% | 8306.6888 | 9646.9688 | 16.13% | 18066.1694 | 19256.6274 | 6.589% | 29480.0004 | 26105.7912 | -11.45% | 61.8167 | YES | 93520 | 88 | 12.13% | AES | AES | AES |  | 9609.6586 |  |  | 9759.4806 |  | 741.8 | 741.8 | 741.8 | 277.4 | 464.4 | 25.7 | 25.7 | 2258.2 | 25.7 | 0 | 25.7 | 25.7 | 2258.2 | 25.7 | 0 | 157.541 | 116.421 | 11742.64 | 200.717 | 157.027 | 7316.568 | 25.7 | 0 | 25.7 | 0
0 | AD | 73107.516 | 75036.51 | 2.639% | 58778.454 | 61023.354 | 3.819% | 71734.182 | 75727.789 | 5.567% | 71009.156 | 76806.354 | 8.164% | 198.7 | YES | 696600 | 353.5 | 22.5% | AES | AES | AES |  | 14704.435 |  |  | 12955.728 |  | 2384.4 | 2384.4 | 2384.4 | 709.1 | 1675.3 | 206.5 | 206.5 | 773.5 | 174.65 | 31.85 | 206.5 | 206.5 | 1857.6 | 174.65 | 31.85 | 1265.845 | 935.445 | 4022.2 | 1612.765 | 1261.715 | 6018.624 | 174.65 | 31.85 | 174.65 | 31.85
0 | AE | 80301.456 | 82409.16 | 2.625% | 64553.064 | 66901.464 | 3.638% | 90148.3875 | 95533.7101 | 5.974% | 86470.6606 | 95240.3232 | 10.14% | 286.9342 |  | 765600 | 440.3 | 19.85% | AES | AES | AES | 28338.8592 | 28632.2461 | 293.3869 | 21917.5966 | 25595.3235 | 3677.7269 | 3443.21 | 3443.21 | 3443.21 | 1105.01 | 2338.2 | 54.5 | 54.5 | 361.09 | 54.5 | 0 | 54.5 | 54.5 | 1840.39 | 54.5 | 0 | 334.085 | 246.885 | 1877.668 | 425.645 | 332.995 | 5962.8636 | 54.5 | 0 | 54.5 | 0
0 | AF | 60454.5224 | 62069.194 | 2.671% | 48621.8356 | 50684.6956 | 4.243% | 64350.7228 | 68077.8228 | 5.792% | 63862.0548 | 65825.8044 | 3.075% | 199.9167 | YES | 575240 | 232 | 28.3% | AES | AES | AES |  | 17393.1272 |  |  | 15728.8872 |  | 2399 | 2399 | 2399 | 981 | 1418 | 0 | 0 | 601 | 0 | 0 | 0 | 0 | 601 | 0 | 0 | 0 | 0 | 3125.2 | 0 | 0 | 1947.24 | 0 | 0 | 0 | 0
0 | AG | 60454.5224 | 62069.194 | 2.671% | 48621.8356 | 50684.6956 | 4.243% | 64350.7228 | 68077.8228 | 5.792% | 63862.0548 | 65825.8044 | 3.075% | 199.9167 | YES | 575240 | 232 | 28.3% | AES | AES | AES |  | 17393.1272 |  |  | 15728.8872 |  | 2399 | 2399 | 2399 | 981 | 1418 | 0 | 0 | 601 | 0 | 0 | 0 | 0 | 601 | 0 | 0 | 0 | 0 | 3125.2 | 0 | 0 | 1947.24 | 0 | 0 | 0 | 0
0 | AH | 6368.6048 | 6639.688 | 4.257% | 5206.8112 | 6491.5312 | 24.67% | 13001.6656 | 13865.9056 | 6.647% | 26004.2896 | 21965.1888 | -15.53% | 44.9167 | YES | 56480 | 62 | 10.4% | AES | AES | AES | [6 empty] | 539 | 539 | 539 | 139 | 400 | 25 | 25 | 2461 | 25 | 0 | 25 | 25 | 2461 | 25 | 0 | 153.25 | 113.25 | 12797.2 | 195.25 | 152.75 | 7973.64 | 25 | 0 | 25 | 0
0 | AI | 14867.88 | 15350.1 | 3.243% | 12029.22 | 13436.22 | 11.7% | 15425.76 | 16247.32 | 5.326% | 28538.38 | 24398.22 | -14.51% | 44.3333 | YES | 138000 | 61 | 25.83% | AES | AES | AES | [6 empty] | 532 | 532 | 532 | 190 | 342 | 0 | 0 | 2468 | 0 | 0 | 0 | 0 | 2468 | 0 | 0 | 0 | 0 | 12833.6 | 0 | 0 | 7996.32 | 0 | 0 | 0 | 0
0 | AJ | 56179.8624 | 57688.344 | 2.685% | 45190.5456 | 47191.9056 | 4.429% | 48264.0678 | 50715.4898 | 5.079% | 53637.4748 | 52914.9744 | -1.347% | 131.2917 | YES | 534240 | 178.5 | 34.17% | AES | AES | AES |  | 3523.5842 |  |  | 3073.5222 |  | 1575.5 | 1575.5 | 1575.5 | 664.9 | 910.6 | 0 | 0 | 1424.5 | 0 | 0 | 0 | 0 | 1424.5 | 0 | 0 | 0 | 0 | 7407.4 | 0 | 0 | 4615.38 | 0 | 0 | 0 | 0
0 | AK | 39765.168 | 40865.88 | 2.768% | 32014.392 | 33779.592 | 5.514% | 33581.466 | 35242.722 | 4.947% | 42706.596 | 40333.128 | -5.558% | 89.25 | YES | 376800 | 102.4 | 42.01% | AES | AES | AES |  | 1463.13 |  |  | 1567.074 |  | 1071 | 1071 | 1071 | 423.2 | 647.8 | 0 | 0 | 1929 | 0 | 0 | 0 | 0 | 1929 | 0 | 0 | 0 | 0 | 10030.8 | 0 | 0 | 6249.96 | 0 | 0 | 0 | 0
0 | AL | 39765.168 | 40865.88 | 2.768% | 73223.348 | 75727.148 | 3.419% | 33581.466 | 35242.722 | 4.947% | 42706.596 | 40333.128 | -5.558% | 249.5667 | YES | 869200 | 303.6 | 42.01% | AES | PS | PS |  | -40484.426 |  |  | -39641.882 |  | 2994.8 | 2994.8 | 2994.8 | 1152.4 | 1842.4 | 0 | 0 | 160.6 | 0 | 0 | 0 | 0 | 648.4 | 0 | 0 | 0 | 0 | 835.12 | 0 | 0 | 2100.816 | 0 | 0 | 0 | 0
0 | AM | 141512.502 | 145140.795 | 2.564% | 113687.463 | 116916.513 | 2.84% | 139280.994 | 147122.094 | 5.63% | 130512.909 | 139802.397 | 7.118% | 420.25 |  | 1352700 | 500 | 30.88% | AES | AES | AES | 22885.884 | 30205.581 | 7319.697 | 16825.446 | 25593.531 | 8768.085 | 5043 | 5043 | 5043 | 2097 | 2946 | 0 | 0 | 81 | 0 | 0 | 0 | 0 | 957 | 0 | 0 | 0 | 0 | 421.2 | 0 | 0 | 3100.68 | 0 | 0 | 0 | 0
0 | AN | 34190.1773 | 35152.3968 | 2.814% | 27539.3203 | 29224.3123 | 6.118% | 47364.9412 | 50395.5572 | 6.398% | 50480.0806 | 52008.3437 | 3.027% | 136.05 | YES | 323328 | 279.6 | 13.2% | AES | AES | AES |  | 21171.2448 |  |  | 19825.6208 |  | 1632.6 | 1632.6 | 1632.6 | 472.5 | 1160.1 | 330.1 | 330.1 | 1397 | 226.5 | 103.6 | 330.1 | 330.1 | 1722.6 | 226.5 | 103.6 | 2023.513 | 1495.353 | 7264.4 | 2578.081 | 2016.911 | 5581.224 | 226.5 | 103.6 | 226.5 | 103.6
0 | AO | 96128.124 | 98628.99 | 2.602% | 77257.206 | 79833.306 | 3.334% | 106649.448 | 113000.07 | 5.955% | 99478.966 | 107204.946 | 7.766% | 339.65 |  | 917400 | 403.2 | 25.97% | AES | AES | AES | 27371.64 | 33166.764 | 5795.124 | 22221.76 | 29392.242 | 7170.482 | 4075.8 | 4075.8 | 4075.8 | 1769.1 | 2306.7 | 0 | 0 | 15.4 | 0 | 0 | 0 | 0 | 762.6 | 0 | 0 | 0 | 0 | 80.08 | 0 | 0 | 2470.824 | 0 | 0 | 0 | 0
0 | AP | 93062.88 | 95487.6 | 2.605% | 74796.72 | 77328.72 | 3.385% | 119427.78 | 126985.476 | 6.328% | 112161.24 | 121824.096 | 8.615% | 406.5 |  | 888000 | 518.7 | 19.54% | AES | AES | AES | 44495.376 | 49656.756 | 5161.38 | 37364.52 | 44631.06 | 7266.54 | 4878 | 4878 | 4878 | 1879.2 | 2998.8 | 0 | 0 | 207 | 0 | 0 | 0 | 0 | 1346.4 | 0 | 0 | 0 | 0 | 1076.4 | 0 | 0 | 4362.336 | 0 | 0 | 0 | 0
0 | AQ | 23364.7572 | 24058.0544 | 2.967% | 18849.7039 | 20378.9494 | 8.113% | 25280.5128 | 26707.4918 | 5.645% | 35436.9292 | 32530.6791 | -8.201% | 62.6167 | YES | 219497 | 128.9 | 19.44% | AES | AES | AES |  | 6328.5424 |  |  | 6430.8089 |  | 751.4 | 751.4 | 751.4 | 422.9 | 328.5 | 158.1 | 158.1 | 2248.6 | 26.65 | 131.45 | 158.1 | 158.1 | 2248.6 | 26.65 | 131.45 | 969.153 | 716.193 | 11692.72 | 1234.761 | 965.991 | 7285.464 | 26.65 | 131.45 | 26.65 | 131.45
0 | AR | 11064.4752 | 11452.212 | 3.504% | 8976.2088 | 10328.4888 | 15.07% | 12990.8094 | 13713.5294 | 5.563% | 26536.4444 | 22176.0792 | -16.43% | 38.7417 | YES | 101520 | 50.4 | 22.99% | AES | AES | AES | [6 empty] | 464.9 | 464.9 | 464.9 | 192.6 | 272.3 | 0 | 0 | 2535.1 | 0 | 0 | 0 | 0 | 2535.1 | 0 | 0 | 0 | 0 | 13182.52 | 0 | 0 | 8213.724 | 0 | 0 | 0 | 0
0 | AS | 9938.4672 | 10298.232 | 3.62% | 8072.3568 | 9408.4368 | 16.55% | 18807.0834 | 20070.8534 | 6.72% | 29865.2084 | 26638.8912 | -10.8% | 65.925 | YES | 90720 | 98.6 | 10.5% | AES | AES | AES |  | 10662.4166 |  |  | 10734.7266 |  | 791.1 | 791.1 | 791.1 | 328.4 | 462.7 | 21.8 | 21.8 | 2208.9 | 8.7 | 13.1 | 21.8 | 21.8 | 2208.9 | 8.7 | 13.1 | 133.634 | 98.754 | 11486.28 | 170.258 | 133.198 | 7156.836 | 8.7 | 13.1 | 8.7 | 13.1
0 | AT | 71376.8 | 73262.8 | 2.642% | 57389.2 | 59609.2 | 3.868% | 85373.92 | 90609.064 | 6.132% | 80816.784 | 86659.824 | 7.23% | 282.1833 |  | 680000 | 337.2 | 23.02% | AES | AES | AES | 27050.624 | 30999.864 | 3949.24 | 23427.584 | 27984.72 | 4557.136 | 3386.2 | 3386.2 | 3386.2 | 1240.2 | 2146 | 0.2 | 0.2 | 139.6 | 0.2 | 0 | 0.2 | 0.2 | 660.2 | 0.2 | 0 | 1.226 | 0.906 | 725.92 | 1.562 | 1.222 | 2139.048 | 0.2 | 0 | 0.2 | 0
0 | AU | 92093.262 | 94493.895 | 2.607% | 74018.403 | 76536.453 | 3.402% | 132898.704 | 141660.848 | 6.593% | 128075.845 | 140537.745 | 9.73% | 455.8417 |  | 878700 | 727.2 | 13.79% | AES | AES | AES | 64001.292 | 65124.395 | 1123.103 | 54057.442 | 58880.301 | 4822.859 | 5470.1 | 5470.1 | 5470.1 | 1932.3 | 3537.8 | 193.5 | 193.5 | 1128 | 178.9 | 14.6 | 193.5 | 193.5 | 3256.3 | 178.9 | 14.6 | 1186.155 | 876.555 | 5865.6 | 1511.235 | 1182.285 | 10550.412 | 178.9 | 14.6 | 178.9 | 14.6
0 | AV | 75964.24 | 77964.2 | 2.633% | 61071.56 | 63357.56 | 3.743% | 93577.04 | 99390.864 | 6.213% | 88850.568 | 96700.056 | 8.834% | 310.8667 |  | 724000 | 420 | 19.68% | AES | AES | AES | 33342.496 | 36033.304 | 2690.808 | 27779.008 | 32505.48 | 4726.472 | 3730.4 | 3730.4 | 3730.4 | 1309.6 | 2420.8 | 34.4 | 34.4 | 266.2 | 34.4 | 0 | 34.4 | 34.4 | 1309.6 | 34.4 | 0 | 210.872 | 155.832 | 1384.24 | 268.664 | 210.184 | 4243.104 | 34.4 | 0 | 34.4 | 0
0 | AW | 70667.832 | 72536.22 | 2.644% | 56820.108 | 59029.908 | 3.889% | 97815.024 | 104155.836 | 6.482% | 91044.652 | 98037.06 | 7.68% | 338.9 |  | 673200 | 392.4 | 19.58% | AES | AES | AES | 39007.152 | 45125.928 | 6118.776 | 34224.544 | 40994.916 | 6770.372 | 4066.8 | 4066.8 | 4066.8 | 1788.6 | 2278.2 | 0 | 0 | 77.2 | 0 | 0 | 0 | 0 | 642 | 0 | 0 | 0 | 0 | 401.44 | 0 | 0 | 2080.08 | 0 | 0 | 0 | 0
0 | AX | 302705.2389 | 310337.8403 | 2.521% | 243077.6429 | 248625.7903 | 2.282% | 253750.7883 | 266760.3003 | 5.127% | 239039.6166 | 253161.7202 | 5.908% | 693.725 |  | 2898765 | 820.1 | 40.35% | AES | TODS | AES | 4535.9298 | 18134.5099 | 13598.5801 | -4038.0263 | 10673.1454 | 14711.1717 | 8324.7 | 8324.7 | 8324.7 | 3448.9 | 4875.8 | 46.05 | 46.05 | 361.45 | 0 | 46.05 | 46.05 | 46.05 | 1516.5 | 0 | 46.05 | 282.2865 | 208.6065 | 1879.54 | 359.6505 | 281.3655 | 4913.46 | 0 | 46.05 | 0 | 46.05
0 | AY | 101220.1824 | 103847.544 | 2.596% | 81344.6256 | 83993.9856 | 3.257% | 96820.3728 | 102161.9228 | 5.517% | 91466.6328 | 98189.2944 | 7.35% | 287.3167 |  | 966240 | 351.8 | 31.35% | AES | AES | AES | 14195.3088 | 18167.9372 | 3972.6284 | 10122.0072 | 15475.7472 | 5353.74 | 3447.8 | 3447.8 | 3447.8 | 1326.7 | 2121.1 | 0 | 0 | 58.7 | 0 | 0 | 0 | 0 | 773.8 | 0 | 0 | 0 | 0 | 305.24 | 0 | 0 | 2507.112 | 0 | 0 | 0 | 0
0 | AZ | 69361.6627 | 71197.6032 | 2.647% | 55771.6397 | 57962.6477 | 3.929% | 66658.6838 | 70321.2318 | 5.494% | 66557.5734 | 68427.5923 | 2.81% | 193.05 | YES | 660672 | 243.3 | 31% | AES | AES | AES |  | 12358.5842 |  |  | 10887.0442 |  | 2316.6 | 2316.6 | 2316.6 | 814.8 | 1501.8 | 52.6 | 52.6 | 683.4 | 52.6 | 0 | 52.6 | 52.6 | 683.4 | 52.6 | 0 | 322.438 | 238.278 | 3553.68 | 410.806 | 321.386 | 2214.216 | 52.6 | 0 | 52.6 | 0
0 | BA | 89472.1656 | 91807.686 | 2.61% | 71914.4364 | 74394.7764 | 3.449% | 95954.9532 | 101572.2312 | 5.854% | 90652.1892 | 97157.7636 | 7.176% | 302.4 |  | 853560 | 362.8 | 26.86% | AES | AES | AES | 22762.9872 | 27177.4548 | 4414.4676 | 18737.7528 | 24040.5168 | 5302.764 | 3628.8 | 3628.8 | 3628.8 | 1370.3 | 2258.5 | 0 | 0 | 114.3 | 0 | 0 | 0 | 0 | 724.8 | 0 | 0 | 0 | 0 | 594.36 | 0 | 0 | 2348.352 | 0 | 0 | 0 | 0
0 | BB | 151965.6096 | 155853.576 | 2.558% | 122078.2224 | 125457.6624 | 2.768% | 117365.5212 | 122982.7992 | 4.786% | 111793.0272 | 118322.5776 | 5.841% | 302.4 |  | 1452960 | 362.8 | 45.72% | AES | TODS | TODS | -7135.0848 | -2474.8632 | 4660.2216 | -10285.1952 | -4712.7012 | 5572.494 | 3628.8 | 3628.8 | 3628.8 | 1370.3 | 2258.5 | 0 | 0 | 114.3 | 0 | 0 | 0 | 0 | 724.8 | 0 | 0 | 0 | 0 | 594.36 | 0 | 0 | 2348.352 | 0 | 0 | 0 | 0
0 | BC | 41596.8077 | 42743.0208 | 2.756% | 33484.6579 | 35276.2099 | 5.35% | 54262.81 | 57673.454 | 6.285% | 55300.5974 | 56589.7901 | 2.331% | 182.8583 | YES | 394368 | 220.1 | 20.45% | AES | AES | AES |  | 22397.244 |  |  | 20778.152 |  | 2194.3 | 2194.3 | 2194.3 | 906 | 1288.3 | 0 | 0 | 805.7 | 0 | 0 | 0 | 0 | 805.7 | 0 | 0 | 0 | 0 | 4189.64 | 0 | 0 | 2610.468 | 0 | 0 | 0 | 0
0 | BD | 61787.9035 | 63435.6986 | 2.667% | 49692.147 | 51774.1905 | 4.19% | 66468.0909 | 70340.3489 | 5.826% | 65529.9488 | 68527.384 | 4.574% | 205.3833 | YES | 588029 | 270.6 | 24.81% | AES | AES | AES |  | 18566.1584 |  |  | 16775.9439 |  | 2464.6 | 2464.6 | 2464.6 | 893 | 1571.6 | 38.5 | 38.5 | 556 | 38.5 | 0 | 38.5 | 38.5 | 782.6 | 38.5 | 0 | 236.005 | 174.405 | 2891.2 | 300.685 | 235.235 | 2535.624 | 38.5 | 0 | 38.5 | 0
0 | BE | 65321.4835 | 67057.0589 | 2.657% | 52528.5685 | 54661.45 | 4.06% | 68629.0231 | 72584.0391 | 5.763% | 67129.8797 | 69591.3425 | 3.667% | 212.5917 | YES | 621921 | 249 | 28.51% | AES | AES | AES |  | 17922.5891 |  |  | 16100.4546 |  | 2551.1 | 2551.1 | 2551.1 | 996.6 | 1554.5 | 0 | 0 | 448.9 | 0 | 0 | 0 | 0 | 448.9 | 0 | 0 | 0 | 0 | 2334.28 | 0 | 0 | 1454.436 | 0 | 0 | 0 | 0
0 | BF | 52276.368 | 53687.88 | 2.7% | 42057.192 | 44002.392 | 4.625% | 68844.2235 | 73207.6955 | 6.338% | 66796.431 | 74140.992 | 11% | 195.275 | YES | 496800 | 389.3 | 14.57% | AES | AES | AES |  | 29205.3035 |  |  | 26787.0315 |  | 2343.3 | 2343.3 | 2343.3 | 871.7 | 1471.6 | 462.95 | 462.95 | 918.175 | 296.2 | 166.75 | 462.95 | 462.95 | 2328.3 | 296.2 | 166.75 | 2837.8835 | 2097.1635 | 4774.51 | 3615.6395 | 2828.6245 | 7543.692 | 296.2 | 166.75 | 296.2 | 166.75
0 | BG | 38976.9624 | 40058.094 | 2.774% | 31381.6956 | 33135.5556 | 5.589% | 46985.5053 | 49839.9793 | 6.075% | 50747.8258 | 50914.7364 | 0.3289% | 154.075 | YES | 369240 | 235.1 | 17.93% | AES | AES | AES |  | 16704.4237 |  |  | 15603.8097 |  | 1848.9 | 1848.9 | 1848.9 | 644.2 | 1204.7 | 1.45 | 1.45 | 1151.1 | 0 | 1.45 | 1.45 | 1.45 | 1151.1 | 0 | 1.45 | 8.8885 | 6.5685 | 5985.72 | 11.3245 | 8.8595 | 3729.564 | 0 | 1.45 | 0 | 1.45
0 | BH | 53329.2897 | 54766.9581 | 2.696% | 42902.3773 | 44862.7258 | 4.569% | 58286.4673 | 61697.6593 | 5.852% | 59348.4497 | 60666.2677 | 2.22% | 183.475 | YES | 506899 | 222.2 | 26.04% | AES | AES | AES |  | 16834.9335 |  |  | 15384.09 |  | 2201.7 | 2201.7 | 2201.7 | 848.2 | 1353.5 | 0 | 0 | 798.3 | 0 | 0 | 0 | 0 | 798.3 | 0 | 0 | 0 | 0 | 4151.16 | 0 | 0 | 2586.492 | 0 | 0 | 0 | 0
0 | BI | 103290.786 | 105969.585 | 2.593% | 83006.709 | 85685.859 | 3.228% | 117397.722 | 124473.372 | 6.027% | 113263.495 | 122710.551 | 8.341% | 376.9 |  | 986100 | 553.8 | 20.33% | AES | AES | AES | 37024.692 | 38787.513 | 1762.821 | 30256.786 | 34391.013 | 4134.227 | 4522.8 | 4522.8 | 4522.8 | 1457.7 | 3065.1 | 72 | 72 | 689.35 | 72 | 0 | 72 | 72 | 2122.8 | 72 | 0 | 441.36 | 326.16 | 3584.62 | 562.32 | 439.92 | 6877.872 | 72 | 0 | 72 | 0
0 | BJ | 80276.4336 | 82383.516 | 2.625% | 64532.9784 | 66881.0184 | 3.639% | 139435.8042 | 149120.6622 | 6.946% | 133594.7332 | 144802.4136 | 8.389% | 487.875 |  | 765360 | 737 | 11.85% | AES | AES | AES | 77921.3952 | 82239.6438 | 4318.2486 | 69061.7548 | 74902.8258 | 5841.071 | 5854.5 | 5854.5 | 5855.62 | 2339.7 | 3514.8 | 375.6 | 375.6 | 1411.23 | 239.8 | 135.8 | 375.6 | 375.6 | 2988.38 | 239.8 | 135.8 | 2302.428 | 1701.468 | 7338.396 | 2933.436 | 2294.916 | 9682.3512 | 239.8 | 135.8 | 239.8 | 135.8
0 | BK | 31946.6063 | 32853.0917 | 2.838% | 25738.3952 | 27391.1087 | 6.421% | 33276.8975 | 35145.0795 | 5.614% | 41409.0874 | 39444.6838 | -4.744% | 99.7833 | YES | 301809 | 128.4 | 26.83% | AES | AES | AES |  | 7753.9708 |  |  | 7538.5023 |  | 1197.4 | 1197.4 | 1197.4 | 533.5 | 663.9 | 0 | 0 | 1802.6 | 0 | 0 | 0 | 0 | 1802.6 | 0 | 0 | 0 | 0 | 9373.52 | 0 | 0 | 5840.424 | 0 | 0 | 0 | 0
0 | BL | 83740.9934 | 85934.1415 | 2.619% | 67313.9971 | 69711.8821 | 3.562% | 85345.4848 | 90208.6048 | 5.698% | 81327.8893 | 87545.8929 | 7.646% | 257.6667 |  | 798590 | 338 | 26.97% | AES | AES | AES | 17834.0108 | 20496.7227 | 2662.7119 | 14013.8922 | 18031.4877 | 4017.5955 | 3092 | 3092 | 3092 | 1087 | 2005 | 55 | 55 | 218.5 | 55 | 0 | 55 | 55 | 964 | 55 | 0 | 337.15 | 249.15 | 1136.2 | 429.55 | 336.05 | 3123.36 | 55 | 0 | 55 | 0
0 | BM | 101211.4246 | 103838.5686 | 2.596% | 81337.5956 | 83986.8296 | 3.257% | 102169.1923 | 107977.6723 | 5.685% | 96549.3221 | 103683.7684 | 7.389% | 308 |  | 966156 | 385 | 28.65% | AES | AES | AES | 19696.9387 | 23990.8427 | 4293.904 | 15211.7265 | 20831.5967 | 5619.8702 | 3696 | 3696 | 3696 | 1382 | 2314 | 54 | 54 | 169 | 54 | 0 | 54 | 54 | 924 | 54 | 0 | 331.02 | 244.62 | 878.8 | 421.74 | 329.94 | 2993.76 | 54 | 0 | 54 | 0
0 | BN | 68561.9885 | 70378.0637 | 2.649% | 55129.7374 | 57309.2404 | 3.953% | 50780.0314 | 53081.1714 | 4.532% | 56914.7805 | 55918.3006 | -1.751% | 123.9167 | YES | 653002 | 178 | 41.88% | AES | PS | PS |  | -4228.0689 |  |  | -4349.7059 |  | 1487 | 1487 | 1487 | 533 | 954 | 3 | 3 | 1513 | 0 | 3 | 3 | 3 | 1513 | 0 | 3 | 18.39 | 13.59 | 7867.6 | 23.43 | 18.33 | 4902.12 | 0 | 3 | 0 | 3
0 | BO | 82433.3645 | 84594.0288 | 2.621% | 66264.3571 | 68643.4291 | 3.59% | 82981.0096 | 87677.1596 | 5.659% | 80227.863 | 87700.8749 | 9.315% | 240.3333 | YES | 786048 | 389 | 23.07% | AES | AES | AES |  | 19033.7304 |  |  | 16716.6524 |  | 2884 | 2884 | 2884 | 890 | 1994 | 163.5 | 163.5 | 504 | 142.5 | 21 | 163.5 | 163.5 | 1784 | 142.5 | 21 | 1002.255 | 740.655 | 2620.8 | 1276.935 | 998.985 | 5780.16 | 142.5 | 21 | 142.5 | 21
0 | BP | 48493.0854 | 49810.614 | 2.717% | 39020.333 | 40911.1025 | 4.846% | 70310.9244 | 74915.9844 | 6.55% | 68120.8135 | 75333.354 | 10.59% | 206.5 | YES | 460513 | 390 | 13.48% | AES | AES | AES |  | 34004.8819 |  |  | 31290.5914 |  | 2478 | 2478 | 2478 | 781 | 1697 | 504 | 504 | 924 | 284 | 220 | 504 | 504 | 2202 | 284 | 220 | 3089.52 | 2283.12 | 4804.8 | 3936.24 | 3079.44 | 7134.48 | 284 | 220 | 284 | 220
0 | BQ | 172759.224 | 177163.74 | 2.55% | 138769.356 | 142447.956 | 2.651% | 159206.778 | 167852.538 | 5.431% | 150268.608 | 160844.964 | 7.038% | 464.25 |  | 1652400 | 580 | 32.52% | AES | AES | AES | 18397.008 | 25404.582 | 7007.574 | 11499.252 | 20437.422 | 8938.17 | 5571 | 5571 | 5571 | 2226 | 3345 | 0 | 0 | 237 | 0 | 0 | 0 | 0 | 1389 | 0 | 0 | 0 | 0 | 1232.4 | 0 | 0 | 4500.36 | 0 | 0 | 0 | 0
0 | BR | 97641.9792 | 100180.452 | 2.6% | 78472.3848 | 81070.2648 | 3.311% | 97110.1824 | 102583.8824 | 5.637% | 91743.4184 | 98090.5752 | 6.918% | 294.1667 |  | 931920 | 351 | 30.31% | AES | AES | AES | 17020.3104 | 21513.6176 | 4493.3072 | 13271.0336 | 18637.7976 | 5366.764 | 3530 | 3530 | 3530 | 1385 | 2145 | 0 | 0 | 94 | 0 | 0 | 0 | 0 | 682 | 0 | 0 | 0 | 0 | 488.8 | 0 | 0 | 2209.68 | 0 | 0 | 0 | 0
0 | BS | 45220.0512 | 46456.272 | 2.734% | 36393.0528 | 38236.7328 | 5.066% | 41749.7664 | 43960.8264 | 5.296% | 48421.5024 | 47233.5072 | -2.453% | 116.25 | YES | 429120 | 186 | 26.34% | AES | AES | AES |  | 5724.0936 |  |  | 5356.7136 |  | 1395 | 1395 | 1395 | 454 | 941 | 39 | 39 | 1605 | 39 | 0 | 39 | 39 | 1605 | 39 | 0 | 239.07 | 176.67 | 8346 | 304.59 | 238.29 | 5200.2 | 39 | 0 | 39 | 0
0 | BT | 91457.276 | 93842.11 | 2.608% | 73507.894 | 76016.794 | 3.413% | 90188.722 | 95243.202 | 5.604% | 85049.462 | 90362.706 | 6.247% | 270.9167 |  | 872600 | 306 | 32.55% | AES | AES | AES | 14345.912 | 19226.408 | 4880.496 | 11541.568 | 16680.828 | 5139.26 | 3251 | 3251 | 3251 | 1350 | 1901 | 0 | 0 | 60 | 0 | 0 | 0 | 0 | 421 | 0 | 0 | 0 | 0 | 312 | 0 | 0 | 1364.04 | 0 | 0 | 0 | 0
0 | BU | 124265.8128 | 127465.668 | 2.575% | 99843.4632 | 102824.3832 | 2.986% | 107233.9416 | 112795.1816 | 5.186% | 101285.5656 | 107398.2168 | 6.035% | 299.1667 |  | 1187280 | 337 | 40.22% | AES | AES | AES | 4573.8336 | 9970.7984 | 5396.9648 | 1442.1024 | 7390.4784 | 5948.376 | 3590 | 3590 | 3590 | 1378 | 2212 | 0 | 0 | 14 | 0 | 0 | 0 | 0 | 454 | 0 | 0 | 0 | 0 | 72.8 | 0 | 0 | 1470.96 | 0 | 0 | 0 | 0
0 | BV | 41716.9152 | 42866.112 | 2.755% | 33581.0688 | 35374.3488 | 5.34% | 44774.7744 | 47354.4544 | 5.761% | 49773.5104 | 49360.0512 | -0.8307% | 130.6667 | YES | 395520 | 232 | 19.46% | AES | AES | AES |  | 11980.1056 |  |  | 11193.7056 |  | 1568 | 1568 | 1568 | 516 | 1052 | 104 | 104 | 1432 | 68 | 36 | 104 | 104 | 1432 | 68 | 36 | 637.52 | 471.12 | 7446.4 | 812.24 | 635.44 | 4639.68 | 68 | 36 | 68 | 36
0 | BW | 64517.3261 | 66232.9248 | 2.659% | 51883.0675 | 54004.3795 | 4.089% | 56778.5098 | 59724.0898 | 5.188% | 60066.3562 | 60450.5645 | 0.6396% | 153.0833 | YES | 614208 | 246 | 28.5% | AES | AES | AES |  | 5719.7102 |  |  | 4895.4422 |  | 1837 | 1837 | 1837 | 564 | 1273 | 77 | 77 | 1163 | 63 | 14 | 77 | 77 | 1163 | 63 | 14 | 472.01 | 348.81 | 6047.6 | 601.37 | 470.47 | 3768.12 | 63 | 14 | 63 | 14
0 | BX | 145922.7 | 149660.55 | 2.562% | 117227.55 | 120520.05 | 2.809% | 124936.725 | 131394.635 | 5.169% | 117962.1 | 126684.09 | 7.394% | 341.8333 |  | 1395000 | 443 | 35.95% | AES | AES | AES | 6164.04 | 10874.585 | 4710.545 | 734.55 | 7709.175 | 6974.625 | 4102 | 4102 | 4102 | 1684 | 2418 | 50.5 | 50.5 | 147 | 50.5 | 0 | 50.5 | 50.5 | 1214 | 50.5 | 0 | 309.565 | 228.765 | 764.4 | 394.405 | 308.555 | 3933.36 | 50.5 | 0 | 50.5 | 0
0 | BY | 128381.9976 | 131684.106 | 2.572% | 103147.5444 | 106187.6844 | 2.947% | 123921.0672 | 130815.0552 | 5.563% | 116612.3092 | 124531.9836 | 6.791% | 370.7 |  | 1226760 | 434.5 | 32.23% | AES | AES | AES | 18344.2992 | 24627.3708 | 6283.0716 | 13464.7648 | 20773.5228 | 7308.758 | 4448.4 | 4448.4 | 4448.4 | 1724.2 | 2724.2 | 0 | 0 | 75.55 | 0 | 0 | 0 | 0 | 765.6 | 0 | 0 | 0 | 0 | 392.86 | 0 | 0 | 2480.544 | 0 | 0 | 0 | 0
0 | BZ | 57531.072 | 59073.12 | 2.68% | 46275.168 | 48295.968 | 4.367% | 63038.709 | 66739.079 | 5.87% | 63633.714 | 68575.536 | 7.766% | 165.9333 | YES | 547200 | 347.8 | 17.96% | AES | AES | AES |  | 18443.111 |  |  | 16763.541 |  | 1991.2 | 1991.2 | 1991.2 | 647.4 | 1343.8 | 403.3 | 403.3 | 1164.3 | 222.1 | 181.2 | 403.3 | 403.3 | 2182.4 | 222.1 | 181.2 | 2472.229 | 1826.949 | 6054.36 | 3149.773 | 2464.163 | 7070.976 | 222.1 | 181.2 | 222.1 | 181.2
0 | CA | 61909.992 | 63560.82 | 2.666% | 49790.148 | 51873.948 | 4.185% | 48951.174 | 51291.414 | 4.781% | 54867.024 | 53929.932 | -1.708% | 125.75 | YES | 589200 | 141 | 47.7% | AES | PS | PS |  | -582.534 |  |  | -838.974 |  | 1509 | 1509 | 1509 | 594 | 915 | 0 | 0 | 1491 | 0 | 0 | 0 | 0 | 1491 | 0 | 0 | 0 | 0 | 7753.2 | 0 | 0 | 4830.84 | 0 | 0 | 0 | 0
0 | CB | 54428.2944 | 55893.264 | 2.692% | 43784.5536 | 45760.7136 | 4.513% | 69347.0568 | 73690.0428 | 6.263% | 66309.1768 | 70706.7744 | 6.632% | 232.65 | YES | 517440 | 287.4 | 20.55% | AES | AES | AES |  | 27929.3292 |  |  | 25562.5032 |  | 2791.8 | 2791.8 | 2791.8 | 1172.9 | 1618.9 | 0 | 0 | 265.6 | 0 | 0 | 0 | 0 | 657 | 0 | 0 | 0 | 0 | 1381.12 | 0 | 0 | 2128.68 | 0 | 0 | 0 | 0
0 | CC | 112687.2185 | 115599.4413 | 2.584% | 90549.2703 | 93363.6077 | 3.108% | 114989.617 | 121573.117 | 5.725% | 107670.4018 | 115254.5767 | 7.044% | 352.8 |  | 1076225 | 409.5 | 30% | AES | AES | AES | 21890.969 | 28209.5092 | 6318.5402 | 17121.1315 | 24440.3468 | 7319.2152 | 4233.6 | 4233.6 | 4233.6 | 1765.4 | 2468.2 | 0 | 0 | 32.125 | 0 | 0 | 0 | 0 | 680.4 | 0 | 0 | 0 | 0 | 167.05 | 0 | 0 | 2204.496 | 0 | 0 | 0 | 0
0 | CD | 85631.2272 | 87871.332 | 2.616% | 68831.2968 | 71256.3768 | 3.523% | 96174.4884 | 101925.6084 | 5.98% | 90514.5744 | 97047.8232 | 7.218% | 309.25 |  | 816720 | 364 | 25.61% | AES | AES | AES | 25791.4464 | 30669.2316 | 4877.7852 | 21683.2776 | 27343.1916 | 5659.914 | 3711 | 3711 | 3711 | 1438 | 2273 | 0 | 0 | 87 | 0 | 0 | 0 | 0 | 657 | 0 | 0 | 0 | 0 | 452.4 | 0 | 0 | 2128.68 | 0 | 0 | 0 | 0
0 | CE | 80418.2272 | 82528.832 | 2.625% | 64646.7968 | 66996.8768 | 3.635% | 85627.9709 | 90614.7279 | 5.824% | 79314.6474 | 83946.3792 | 5.84% | 266.3333 |  | 766720 | 315.9 | 27.71% | AES | AES | AES | 16949.5024 | 23617.8511 | 6668.3487 | 14667.8506 | 20981.1741 | 6313.3235 | 3196 | 3196 | 0 | 1250.3 | 1945.7 | 19.05 | 19.05 | 3000 | 19.05 | 0 | 19.05 | 19.05 | 3000 | 19.05 | 0 | 116.7765 | 86.2965 | 15600 | 148.7805 | 116.3955 | 9720 | 19.05 | 0 | 19.05 | 0
0 | CF | 96440.904 | 98949.54 | 2.601% | 77508.276 | 80088.876 | 3.329% | 103886.448 | 109987.24 | 5.873% | 97732.38 | 104545.02 | 6.971% | 327.9333 |  | 920400 | 382.4 | 27.48% | AES | AES | AES | 24456.144 | 29898.364 | 5442.22 | 20224.104 | 26378.172 | 6154.068 | 3935.2 | 3935.2 | 3935.2 | 1537.2 | 2398 | 0 | 0 | 88 | 0 | 0 | 0 | 0 | 653.6 | 0 | 0 | 0 | 0 | 457.6 | 0 | 0 | 2117.664 | 0 | 0 | 0 | 0
0 | CG | 87933.288 | 90230.58 | 2.613% | 70679.172 | 73137.372 | 3.478% | 91768.356 | 97066.1 | 5.773% | 86336.02 | 92271.276 | 6.875% | 284.3667 |  | 838800 | 328 | 29.19% | AES | AES | AES | 19133.904 | 23928.728 | 4794.824 | 15656.848 | 21089.184 | 5432.336 | 3412.4 | 3412.4 | 3412.4 | 1374.4 | 2038 | 0 | 0 | 44.4 | 0 | 0 | 0 | 0 | 523.6 | 0 | 0 | 0 | 0 | 230.88 | 0 | 0 | 1696.464 | 0 | 0 | 0 | 0
0 | CH | 55862.912 | 57363.52 | 2.686% | 44936.128 | 46932.928 | 4.444% | 58535.914 | 61892.806 | 5.735% | 59736.74 | 61117.536 | 2.311% | 177.1333 | YES | 531200 | 256.4 | 23.65% | AES | AES | AES |  | 14959.878 |  |  | 13599.786 |  | 2125.6 | 2125.6 | 2125.6 | 904.8 | 1220.8 | 29 | 29 | 880.8 | 29 | 0 | 29 | 29 | 951.2 | 29 | 0 | 177.77 | 131.37 | 4580.16 | 226.49 | 177.19 | 3081.888 | 29 | 0 | 29 | 0
0 | CI | 127894.0608 | 131184.048 | 2.572% | 102755.8752 | 105788.9952 | 2.952% | 137529.6276 | 145624.7116 | 5.886% | 128318.4816 | 138725.7888 | 8.111% | 420.0083 |  | 1222080 | 535.8 | 26.04% | AES | AES | AES | 32936.7936 | 39835.7164 | 6898.9228 | 25562.6064 | 34773.7524 | 9211.146 | 5040.1 | 5040.1 | 5040.1 | 2241.8 | 2798.3 | 156.9 | 156.9 | 232.15 | 0 | 156.9 | 156.9 | 156.9 | 1389.5 | 0 | 156.9 | 961.797 | 710.757 | 1207.18 | 1225.389 | 958.659 | 4501.98 | 0 | 156.9 | 0 | 156.9
0 | CJ | 55412.5088 | 56901.928 | 2.688% | 44574.5872 | 46564.9072 | 4.465% | 59751.5536 | 63228.0576 | 5.818% | 60410.2896 | 61838.1168 | 2.364% | 186.2667 | YES | 526880 | 214.2 | 28.08% | AES | AES | AES |  | 16663.1504 |  |  | 15176.9664 |  | 2235.2 | 2235.2 | 2235.2 | 935.6 | 1299.6 | 0 | 0 | 764.8 | 0 | 0 | 0 | 0 | 764.8 | 0 | 0 | 0 | 0 | 3976.96 | 0 | 0 | 2477.952 | 0 | 0 | 0 | 0
0 | CK | 98734.624 | 101300.24 | 2.598% | 79349.456 | 81963.056 | 3.294% | 98352.518 | 103901.806 | 5.642% | 92773.396 | 99513.552 | 7.265% | 295.65 |  | 942400 | 362.4 | 29.69% | AES | AES | AES | 17550.496 | 21938.75 | 4388.254 | 13423.94 | 19003.062 | 5579.122 | 3547.8 | 3547.8 | 3547.8 | 1418.8 | 2129 | 26 | 26 | 113.4 | 26 | 0 | 26 | 26 | 801 | 26 | 0 | 159.38 | 117.78 | 589.68 | 203.06 | 158.86 | 2595.24 | 26 | 0 | 26 | 0
|  | 4812732.7358 | 4939400.5855 |  | 3910378.7187 | 4055523.5637 |  | 5023367.1706 | 5312732.1852 |  | 4964790.1517 | 5225390.4825 |  | 15396.3842 |  | 46363230 | 20375.4
[5 empty] | 63 |  |  | 0 |  |  | 0 | [16 empty] | 184756.61 | 184756.61 | 181561.73 | 71146.41 | 113610.2 | 3811.55 | 3811.55 | 50535.42 | 2534.8 | 1276.75 | 3811.55 | 3811.55 | 83403.07 | 2534.8 | 1276.75 | 23364.8015 | 17266.3215 | 262784.184 | 29768.2055 | 23288.5705 | 270225.9468 | 2534.8 | 1276.75 | 2534.8 | 1276.75
[5 empty] | 3910378.7187 | 4055523.5637 |  | 0 | 0 |  | 0 | 0 |  | 184756.61
[33 empty] | 188568.16 | 188568.16 | 232097.15 | 73681.21 | 114886.95 | 188568.16 | 188568.16 | 264964.8 | 73681.21 | 114886.95 |  |  | 303415.307 |  |  | 323282.7228
[6 empty] | 145144.845 | 3.712% |  | 0 | #DIV/0! |  | 0 | #DIV/0!
[11 empty] | 3910378.7187 | 4055523.5637
[12 empty] | 145144.845 | 3.712% | [13 empty] | GS 3-P | 0 | 0 | 0 | 0 | 0 | 0 | 0 | 0 | 0 | 0 | 0 | 0 | 0 | 0 | 0
|  |  |  | AES | 3910378.7187 | 4055523.5637 | AES | 5023367.1706 | 5312732.1852 | AES | 4964790.1517 | 5225390.4825 |  | 15396.3842 |  | 46363230 | 20375.4 | [9 empty] | AES | 184756.61 | 184756.61 | 181561.73 | 71146.41 | 113610.2 | 3811.55 | 3811.55 | 50535.42 | 2534.8 | 1276.75 | 3811.55 | 3811.55 | 83403.07 | 2534.8 | 1276.75
|  |  |  | PS | 0 | 0 | PS | 0 | 0 | PS | 0 | 0 |  | 0 |  | 0 | 0 | [9 empty] | PS | 0 | 0 | 0 | 0 | 0 | 0 | 0 | 0 | 0 | 0 | 0 | 0 | 0 | 0 | 0
|  |  |  | TODS | 0 | 0 | TODS | 0 | 0 | TODS | 0 | 0 |  | 0 |  | 0 | 0 | [9 empty] | TODS | 0 | 0 | 0 | 0 | 0 | 0 | 0 | 0 | 0 | 0 | 0 | 0 | 0 | 0 | 0
|  | Bill All Each Rate | [11 empty] | NCP's |  | kwh | SID
|  |  | Total |  | 3910378.7187 | 4055523.5637 | 3.712% | 5023367.1706 | 5312732.1852 | 5.76% | 4964790.1517 | 5225390.4825 | 5.249% | 184756.61 |  | 46363230 | 20375.4
|  |  | Less AES |  | 3910378.7187 | 4055523.5637 | 3.712% | 5023367.1706 | 5312732.1852 | 5.76% | 4964790.1517 | 5225390.4825 | 5.249% | 184756.61 |  | 46363230 | 20375.4
|  |  | SUm of non AES |  | 0 | 0 | #DIV/0! | 0 | 0 | #DIV/0! | 0 | 0 | #DIV/0! | 0 |  | 0 | 0
|  |  | Total Acct |  | 63 | 63 |  | 63 | 63 |  | 63 | 63
|  |  | Less AES |  |  |  |  | 63 | 63 |  | 63 | 63
|  |  | Net Accounts |  | 63 | 63 |  | 0 | 0 |  | 0 | 0
Note on T57: PS

## Rate Comparison
RATE COMPARISON TEMPLATE | [9 empty] | FACILITY NAME
Rates current as of 7/1/2017
Rate 1
Metered Usage |  |  |  | July | August | September | October | November | December | January | February | March | April | May | June | TOTAL |  |  | Rate 2
Energy | [18 empty] | Rate 3
|  |  | On Peak | [12 empty] | 0 | #DIV/0! |  | Rate 4
|  |  | Off Peak | [12 empty] | 0 |  |  | Rate 5
Demand | Max KW | [17 empty] | Rate 6
| 0 |  | Peak | [12 empty] | 0 |  | 0 | Rate 7
| 0 |  | Intermediate | [12 empty] | 0 |  | 0 | Rate 8
| 0 |  | Base | [12 empty] | 0
|  |  | PF | 90 | 90 | 90 | 90 | 90 | 90 | 90 | 90 | 90 | 90 | 90 | 90
COMPARISON | Service |  |  | July | August | September | October | November | December | January | February | March | April | May | June | TOTAL
| CURRENT | GS 3- P Current | Rate 1 | 0 | 0 | 0 | 0 | 0 | 0 | 0 | 0 | 0 | 0 | 0 | 0 | 0
| POTENTIAL | GS 3- P Current | Rate 1 | 0 | 0 | 0 | 0 | 0 | 0 | 0 | 0 | 0 | 0 | 0 | 0 | 0
| Savings |  |  | 0 | 0 | 0 | 0 | 0 | 0 | 0 | 0 | 0 | 0 | 0 | 0 | 0
Rate Code
Base Charges
1 | GS 3- P Current
| Service Charge |  | 40 | 0 | 0 | 0 | 0 | 0 | 0 | 0 | 0 | 0 | 0 | 0 | 0 | 0
| Energy Charge |  | 0.10426 | 0 | 0 | 0 | 0 | 0 | 0 | 0 | 0 | 0 | 0 | 0 | 0 | 0
|  |  | TOTAL: | 0 | 0 | 0 | 0 | 0 | 0 | 0 | 0 | 0 | 0 | 0 | 0 | 0
2 | GS 3-P Proposed
| Service Charge |  | 50.4 | 0 | 0 | 0 | 0 | 0 | 0 | 0 | 0 | 0 | 0 | 0 | 0 | 0
| Energy Charge |  | 0.10685 | 0 | 0 | 0 | 0 | 0 | 0 | 0 | 0 | 0 | 0 | 0 | 0 | 0
|  |  | TOTAL: | 0 | 0 | 0 | 0 | 0 | 0 | 0 | 0 | 0 | 0 | 0 | 0 | 0
3 | AES 3-P Current
| Service Charge |  | 40 | 0 | 0 | 0 | 0 | 0 | 0 | 0 | 0 | 0 | 0 | 0 | 0 | 0
| Energy Charge |  | 0.08369 | 0 | 0 | 0 | 0 | 0 | 0 | 0 | 0 | 0 | 0 | 0 | 0 | 0
|  |  | TOTAL: | 0 | 0 | 0 | 0 | 0 | 0 | 0 | 0 | 0 | 0 | 0 | 0 | 0
4 | AES 3-P Proposed
| Service Charge |  | 140 | 0 | 0 | 0 | 0 | 0 | 0 | 0 | 0 | 0 | 0 | 0 | 0 | 0
| Energy Charge |  | 0.08519 | 0 | 0 | 0 | 0 | 0 | 0 | 0 | 0 | 0 | 0 | 0 | 0 | 0
5 | PS Sec Current
| Service Charge |  | 90 | 0 | 0 | 0 | 0 | 0 | 0 | 0 | 0 | 0 | 0 | 0 | 0 | 0
| Energy Charge |  | 0.03572 | 0 | 0 | 0 | 0 | 0 | 0 | 0 | 0 | 0 | 0 | 0 | 0 | 0
| Demand Charge (May through September) |  | 19.05 | July: 0; August: 0; September: 0; May: 0; June: 0 | 0
| Min Applied |  |  | July: 0; August: 0; September: 0; May: 0; June: 0 | 0 | 0
| Demand Charge (October through April) |  | 16.95 | October: 0; November: 0; December: 0; January: 0; February: 0; March: 0; April: 0 | 0
| Min Applied |  |  | October: 0; November: 0; December: 0; January: 0; February: 0; March: 0; April: 0 | 0 | 0
| PF Penalty |  |  | 0 | 0 | 0 | 0 | 0 | 0 | 0 | 0 | 0 | 0 | 0 | 0 | 0
|  |  | TOTAL: | 0 | 0 | 0 | 0 | 0 | 0 | 0 | 0 | 0 | 0 | 0 | 0 | 0
6 | PS Proposed
| Service Charge |  | 90 | 0 | 0 | 0 | 0 | 0 | 0 | 0 | 0 | 0 | 0 | 0 | 0 | 0
| Energy Charge |  | 0.03572 | 0 | 0 | 0 | 0 | 0 | 0 | 0 | 0 | 0 | 0 | 0 | 0 | 0
| Demand Charge (May through September) |  | 20.71 | July: 0; August: 0; September: 0; May: 0; June: 0 | 0
| Min Applied |  |  | July: 0; August: 0; September: 0 | 0 | 0
| Demand Charge (October through April) |  | 18.43 | October: 0; November: 0; December: 0; January: 0; February: 0; March: 0; April: 0 | 0
| Min Applied |  |  | October: 0; November: 0; December: 0; January: 0; February: 0; March: 0; April: 0 | 0 | 0
| PF Penalty |  |  | 0 | 0 | 0 | 0 | 0 | 0 | 0 | 0 | 0 | 0 | 0 | 0 | 0
|  |  | TOTAL: | 0 | 0 | 0 | 0 | 0 | 0 | 0 | 0 | 0 | 0 | 0 | 0 | 0
7 | TODS Current
| Service Charge |  | 200 | 0 | 0 | 0 | 0 | 0 | 0 | 0 | 0 | 0 | 0 | 0 | 0 | 0
| Energy Charge |  | 0.03527 | 0 | 0 | 0 | 0 | 0 | 0 | 0 | 0 | 0 | 0 | 0 | 0 | 0
| Peak Demand |  | 6.13 | 0 | 0 | 0 | 0 | 0 | 0 | 0 | 0 | 0 | 0 | 0 | 0 | 0
| Min Applied |  |  | 0 | 0 | 0 | 0 | 0 | 0 | 0 | 0 | 0 | 0 | 0 | 0 | 0 | 0
| Intermediate Demand |  | 4.53 | 0 | 0 | 0 | 0 | 0 | 0 | 0 | 0 | 0 | 0 | 0 | 0 | 0
| Min Applied |  |  | 0 | 0 | 0 | 0 | 0 | 0 | 0 | 0 | 0 | 0 | 0 | 0 | 0 | 0
| Base Demand |  | 5.2 | 0 | 0 | 0 | 0 | 0 | 0 | 0 | 0 | 0 | 0 | 0 | 0 | 0
| Min Applied |  |  | 0 | 0 | 0 | 0 | 0 | 0 | 0 | 0 | 0 | 0 | 0 | 0 | 0 | 0
| PF Penalty |  |  | 0 | 0 | 0 | 0 | 0 | 0 | 0 | 0 | 0 | 0 | 0 | 0 | 0
|  |  | TOTAL: | 0 | 0 | 0 | 0 | 0 | 0 | 0 | 0 | 0 | 0 | 0 | 0 | 0
8 | TODS Proposed
| Service Charge |  | 200 | 0 | 0 | 0 | 0 | 0 | 0 | 0 | 0 | 0 | 0 | 0 | 0 | 0
| Energy Charge |  | 0.03531 | 0 | 0 | 0 | 0 | 0 | 0 | 0 | 0 | 0 | 0 | 0 | 0 | 0
| Peak Demand |  | 7.81 | 0 | 0 | 0 | 0 | 0 | 0 | 0 | 0 | 0 | 0 | 0 | 0 | 0
| Min Applied |  |  | 0 | 0 | 0 | 0 | 0 | 0 | 0 | 0 | 0 | 0 | 0 | 0 | 0 | 0
| Intermediate Demand |  | 6.11 | 0 | 0 | 0 | 0 | 0 | 0 | 0 | 0 | 0 | 0 | 0 | 0 | 0
| Min Applied |  |  | 0 | 0 | 0 | 0 | 0 | 0 | 0 | 0 | 0 | 0 | 0 | 0 | 0 | 0
| Base Demand |  | 3.24 | 0 | 0 | 0 | 0 | 0 | 0 | 0 | 0 | 0 | 0 | 0 | 0 | 0
| Min Applied |  |  | 0 | 0 | 0 | 0 | 0 | 0 | 0 | 0 | 0 | 0 | 0 | 0 | 0 | 0
| PF Penalty |  |  | 0 | 0 | 0 | 0 | 0 | 0 | 0 | 0 | 0 | 0 | 0 | 0 | 0
|  |  | TOTAL: | 0 | 0 | 0 | 0 | 0 | 0 | 0 | 0 | 0 | 0 | 0 | 0 | 0
Rate data from KU Tariff effective Proposed July 1, 2017
.
****CHANGING THE RATES ON THIS SHEET WILL CHANGE IT ON ALL SHEETS. DO NOT ALTER THIS SHEET EXCEPT IN THE CASE OF RATE CHANGES!!!

## Example
RATE COMPARISON TEMPLATE | [9 empty] | FACILITY NAME
Rates current as of 7/1/2017
Rate 1
Metered Usage |  |  |  | July | August | September | October | November | December | January | February | March | April | May | June | TOTAL |  |  | Rate 2
Energy | [18 empty] | Rate 3
|  |  | On Peak | 113640 | 124920 | 127920 | 83520 | 63600 | 70680 | 74880 | 67800 | 76800 | 64440 | 84120 | 108120 | 1060440 | 29.6% |  | Rate 4
|  |  | Off Peak | [12 empty] | 0 |  |  | Rate 5
Demand | Max KW | [17 empty] | Rate 6
| 409 |  | Peak | 254 | 272 | 321 | 323 | 351 | 409 | 409 | 341 | 351 | 325 | 325 | 325 | 4006 |  | 1497 | Rate 7
| 409 |  | Intermediate | 254 | 272 | 321 | 323 | 351 | 409 | 409 | 341 | 351 | 325 | 325 | 325 | 4006 |  | 2509 | Rate 8
| 409 |  | Base | 254 | 272 | 321 | 323 | 351 | 409 | 409 | 341 | 351 | 325 | 325 | 325 | 4006
|  |  | PF | 90 | 90 | 90 | 90 | 90 | 90 | 90 | 90 | 90 | 90 | 90 | 90
COMPARISON | Service |  |  | July | August | September | October | November | December | January | February | March | April | May | June | TOTAL
| CURRENT | TODS Proposed | Rate 8 | 9073.4684 | 9722.3252 | 10510.3352 | 8970.4112 | 8656.796 | 9714.1508 | 9862.4528 | 8665.898 | 9122.888 | 8324.5364 | 9019.4372 | 9866.8772 | 111509.5764
| POTENTIAL | TODS Proposed | Rate 8 | 9073.4684 | 9722.3252 | 10510.3352 | 8970.4112 | 8656.796 | 9714.1508 | 9862.4528 | 8665.898 | 9122.888 | 8324.5364 | 9019.4372 | 9866.8772 | 111509.5764
| Savings |  |  | 0 | 0 | 0 | 0 | 0 | 0 | 0 | 0 | 0 | 0 | 0 | 0 | 0
Rate Code
Base Charges
1 | GS 3- P Current
| Service Charge |  | 40 | 40 | 40 | 40 | 40 | 40 | 40 | 40 | 40 | 40 | 40 | 40 | 40 | 480
| Energy Charge |  | 0.10426 | 11848.1064 | 13024.1592 | 13336.9392 | 8707.7952 | 6630.936 | 7369.0968 | 7806.9888 | 7068.828 | 8007.168 | 6718.5144 | 8770.3512 | 11272.5912 | 110561.4744
|  |  | TOTAL: | 11888.1064 | 13064.1592 | 13376.9392 | 8747.7952 | 6670.936 | 7409.0968 | 7846.9888 | 7108.828 | 8047.168 | 6758.5144 | 8810.3512 | 11312.5912 | 111041.4744
2 | GS 3-P Proposed
| Service Charge |  | 31.5 | 31.5 | 31.5 | 31.5 | 31.5 | 31.5 | 31.5 | 31.5 | 31.5 | 31.5 | 31.5 | 31.5 | 31.5 | 378
| Energy Charge |  | 0.10685 | 12142.434 | 13347.702 | 13668.252 | 8924.112 | 6795.66 | 7552.158 | 8000.928 | 7244.43 | 8206.08 | 6885.414 | 8988.222 | 11552.622 | 113308.014
|  |  | TOTAL: | 12173.934 | 13379.202 | 13699.752 | 8955.612 | 6827.16 | 7583.658 | 8032.428 | 7275.93 | 8237.58 | 6916.914 | 9019.722 | 11584.122 | 113686.014
3 | AES 3-P Current
| Service Charge |  | 40 | 40 | 40 | 40 | 40 | 40 | 40 | 40 | 40 | 40 | 40 | 40 | 40 | 480
| Energy Charge |  | 0.08369 | 9510.5316 | 10454.5548 | 10705.6248 | 6989.7888 | 5322.684 | 5915.2092 | 6266.7072 | 5674.182 | 6427.392 | 5392.9836 | 7040.0028 | 9048.5628 | 88748.2236
|  |  | TOTAL: | 9550.5316 | 10494.5548 | 10745.6248 | 7029.7888 | 5362.684 | 5955.2092 | 6306.7072 | 5714.182 | 6467.392 | 5432.9836 | 7080.0028 | 9088.5628 | 89228.2236
4 | AES 3-P Proposed
| Service Charge |  | 85 | 85 | 85 | 85 | 85 | 85 | 85 | 85 | 85 | 85 | 85 | 85 | 85 | 1020
| Energy Charge |  | 0.08519 | 9680.9916 | 10641.9348 | 10897.5048 | 7115.0688 | 5418.084 | 6021.2292 | 6379.0272 | 5775.882 | 6542.592 | 5489.6436 | 7166.1828 | 9210.7428 | 90338.8836
|  |  | TOTAL: | 9765.9916 | 10726.9348 | 10982.5048 | 7200.0688 | 5503.084 | 6106.2292 | 6464.0272 | 5860.882 | 6627.592 | 5574.6436 | 7251.1828 | 9295.7428 | 91358.8836
5 | PS Sec Current
| Service Charge |  | 90 | 90 | 90 | 90 | 90 | 90 | 90 | 90 | 90 | 90 | 90 | 90 | 90 | 1080
| Energy Charge |  | 0.03572 | 4059.2208 | 4462.1424 | 4569.3024 | 2983.3344 | 2271.792 | 2524.6896 | 2674.7136 | 2421.816 | 2743.296 | 2301.7968 | 3004.7664 | 3862.0464 | 37878.9168
| Demand Charge (May through September) |  | 19.05 | July: 4838.7; August: 5181.6; September: 6115.05; May: 6191.25; June: 6191.25 | 28517.85
| Min Applied |  |  | July: 0; August: 0; September: 0; May: 0; June: 0 | 0 | 0
| Demand Charge (October through April) |  | 16.95 | October: 5474.85; November: 5949.45; December: 6932.55; January: 6932.55; February: 5779.95; March: 5949.45; April: 5508.75 | 42527.55
| Min Applied |  |  | October: 0; November: 0; December: 0; January: 0; February: 0; March: 0; April: 0 | 0 | 0
| PF Penalty |  |  | 0 | 0 | 0 | 0 | 0 | 0 | 0 | 0 | 0 | 0 | 0 | 0 | 0
|  |  | TOTAL: | 8987.9208 | 9733.7424 | 10774.3524 | 8548.1844 | 8311.242 | 9547.2396 | 9697.2636 | 8291.766 | 8782.746 | 7900.5468 | 9286.0164 | 10143.2964 | 110004.3168
6 | PS Proposed
| Service Charge |  | 90 | 90 | 90 | 90 | 90 | 90 | 90 | 90 | 90 | 90 | 90 | 90 | 90 | 1080
| Energy Charge |  | 0.03572 | 4059.2208 | 4462.1424 | 4569.3024 | 2983.3344 | 2271.792 | 2524.6896 | 2674.7136 | 2421.816 | 2743.296 | 2301.7968 | 3004.7664 | 3862.0464 | 37878.9168
| Demand Charge (May through September) |  | 20.71 | July: 5260.34; August: 5633.12; September: 6647.91; May: 6730.75; June: 6730.75 | 31002.87
| Min Applied |  |  | July: 0; August: 0; September: 0; May: 0; June: 0 | 0 | 0
| Demand Charge (October through April) |  | 18.43 | October: 5952.89; November: 6468.93; December: 7537.87; January: 7537.87; February: 6284.63; March: 6468.93; April: 5989.75 | 46240.87
| Min Applied |  |  | October: 0; November: 0; December: 0; January: 0; February: 0; March: 0; April: 0 | 0 | 0
| PF Penalty |  |  | 0 | 0 | 0 | 0 | 0 | 0 | 0 | 0 | 0 | 0 | 0 | 0 | 0
|  |  | TOTAL: | 9409.5608 | 10185.2624 | 11307.2124 | 9026.2244 | 8830.722 | 10152.5596 | 10302.5836 | 8796.446 | 9302.226 | 8381.5468 | 9825.5164 | 10682.7964 | 116202.6568
7 | TODS Current
| Service Charge |  | 200 | 200 | 200 | 200 | 200 | 200 | 200 | 200 | 200 | 200 | 200 | 200 | 200 | 2400
| Energy Charge |  | 0.03527 | 4008.0828 | 4405.9284 | 4511.7384 | 2945.7504 | 2243.172 | 2492.8836 | 2641.0176 | 2391.306 | 2708.736 | 2272.7988 | 2966.9124 | 3813.3924 | 37401.7188
| Peak Demand |  | 6.13 | 1557.02 | 1667.36 | 1967.73 | 1979.99 | 2151.63 | 2507.17 | 2507.17 | 2090.33 | 2151.63 | 1992.25 | 1992.25 | 1992.25 | 24556.78
| Min Applied |  |  | 0 | 0 | 0 | 0 | 0 | 0 | 0 | 0 | 0 | 0 | 0 | 0 | 0 | 0
| Intermediate Demand |  | 4.53 | 1150.62 | 1232.16 | 1454.13 | 1463.19 | 1590.03 | 1852.77 | 1852.77 | 1544.73 | 1590.03 | 1472.25 | 1472.25 | 1472.25 | 18147.18
| Min Applied |  |  | 0 | 0 | 0 | 0 | 0 | 0 | 0 | 0 | 0 | 0 | 0 | 0 | 0 | 0
| Base Demand |  | 5.2 | 1320.8 | 1414.4 | 1669.2 | 1679.6 | 1825.2 | 2126.8 | 2126.8 | 1773.2 | 1825.2 | 1690 | 1690 | 1690 | 20831.2
| Min Applied |  |  | 274.3 | 180.7 | 0 | 0 | 0 | 0 | 0 | 0 | 0 | 0 | 0 | 0 | 455 | 87.5
| PF Penalty |  |  | 0 | 0 | 0 | 0 | 0 | 0 | 0 | 0 | 0 | 0 | 0 | 0 | 0
|  |  | TOTAL: | 8510.8228 | 9100.5484 | 9802.7984 | 8268.5304 | 8010.032 | 9179.6236 | 9327.7576 | 7999.566 | 8475.596 | 7627.2988 | 8321.4124 | 9167.8924 | 103791.8788
8 | TODS Proposed
| Service Charge |  | 200 | 200 | 200 | 200 | 200 | 200 | 200 | 200 | 200 | 200 | 200 | 200 | 200 | 2400
| Energy Charge |  | 0.03531 | 4012.6284 | 4410.9252 | 4516.8552 | 2949.0912 | 2245.716 | 2495.7108 | 2644.0128 | 2394.018 | 2711.808 | 2275.3764 | 2970.2772 | 3817.7172 | 37444.1364
| Peak Demand |  | 7.81 | 1983.74 | 2124.32 | 2507.01 | 2522.63 | 2741.31 | 3194.29 | 3194.29 | 2663.21 | 2741.31 | 2538.25 | 2538.25 | 2538.25 | 31286.86
| Min Applied |  |  | 0 | 0 | 0 | 0 | 0 | 0 | 0 | 0 | 0 | 0 | 0 | 0 | 0 | 0
| Intermediate Demand |  | 6.11 | 1551.94 | 1661.92 | 1961.31 | 1973.53 | 2144.61 | 2498.99 | 2498.99 | 2083.51 | 2144.61 | 1985.75 | 1985.75 | 1985.75 | 24476.66
| Min Applied |  |  | 0 | 0 | 0 | 0 | 0 | 0 | 0 | 0 | 0 | 0 | 0 | 0 | 0 | 0
| Base Demand |  | 3.24 | 822.96 | 881.28 | 1040.04 | 1046.52 | 1137.24 | 1325.16 | 1325.16 | 1104.84 | 1137.24 | 1053 | 1053 | 1053 | 12979.44
| Min Applied |  |  | 502.2 | 443.88 | 285.12 | 278.64 | 187.92 | 0 | 0 | 220.32 | 187.92 | 272.16 | 272.16 | 272.16 | 2922.48 | 902
| PF Penalty |  |  | 0 | 0 | 0 | 0 | 0 | 0 | 0 | 0 | 0 | 0 | 0 | 0 | 0
|  |  | TOTAL: | 9073.4684 | 9722.3252 | 10510.3352 | 8970.4112 | 8656.796 | 9714.1508 | 9862.4528 | 8665.898 | 9122.888 | 8324.5364 | 9019.4372 | 9866.8772 | 111509.5764

## AA
RATE COMPARISON TEMPLATE
Rates current as of 7/1/2017
Rate 1
Metered Usage |  |  |  | July | August | September | October | November | December | January | February | March | April | May | June | TOTAL |  |  | Rate 2
Energy | [18 empty] | Rate 3
|  |  | On Peak | 50400 | 58320 | 65880 | 49920 | 46080 | 51000 | 62640 | 55800 | 48960 | 48960 | 4800 | 48480 | 591240 | 26.78% |  | Rate 4
|  |  | Off Peak | [12 empty] | 0 |  |  | Rate 5
Demand | Max KW | [17 empty] | Rate 6
| 252 |  | Peak | 177.5 | 213 | 228 | 218 | 178 | 177 | 252 | 214 | 189 | 174 | 180 | 199 | 2399.5 | 199.9583 | 997.5 | Rate 7
| 252 |  | Intermediate | 177.5 | 213 | 228 | 218 | 178 | 177 | 252 | 214 | 189 | 174 | 180 | 199 | 2399.5 |  | 1402 | Rate 8
| 252 |  | Base | 177.5 | 213 | 228 | 218 | 178 | 177 | 252 | 214 | 189 | 174 | 180 | 199 | 2399.5
|  |  | PF | 90 | 90 | 90 | 90 | 90 | 90 | 90 | 90 | 90 | 90 | 90 | 90
COMPARISON | Service |  |  | July | August | September | October | November | December | January | February | March | April | May | June | TOTAL
| CURRENT | AES 3-P Current | Rate 3 | 4257.976 | 4920.8008 | 5553.4972 | 4217.8048 | 3896.4352 | 4308.19 | 5282.3416 | 4709.902 | 4137.4624 | 4137.4624 | 441.712 | 4097.2912 | 49960.8756
| POTENTIAL | AES 3-P Proposed | Rate 4 | 4433.576 | 5108.2808 | 5752.3172 | 4392.6848 | 4065.5552 | 4484.69 | 5476.3016 | 4893.602 | 4310.9024 | 4310.9024 | 548.912 | 4270.0112 | 52047.7356
| Savings |  |  | -175.6 | -187.48 | -198.82 | -174.88 | -169.12 | -176.5 | -193.96 | -183.7 | -173.44 | -173.44 | -107.2 | -172.72 | -2086.86 | -4.177%
Rate Code
Base Charges
1 | GS 3- P Current
| Service Charge |  | 40 | 40 | 40 | 40 | 40 | 40 | 40 | 40 | 40 | 40 | 40 | 40 | 40 | 480
| Energy Charge |  | 0.10426 | 5254.704 | 6080.4432 | 6868.6488 | 5204.6592 | 4804.3008 | 5317.26 | 6530.8464 | 5817.708 | 5104.5696 | 5104.5696 | 500.448 | 5054.5248 | 61642.6824
|  |  | TOTAL: | 5294.704 | 6120.4432 | 6908.6488 | 5244.6592 | 4844.3008 | 5357.26 | 6570.8464 | 5857.708 | 5144.5696 | 5144.5696 | 540.448 | 5094.5248 | 62122.6824
2 | GS 3-P Proposed
| Service Charge |  | 50.4 | 50.4 | 50.4 | 50.4 | 50.4 | 50.4 | 50.4 | 50.4 | 50.4 | 50.4 | 50.4 | 50.4 | 50.4 | 604.8
| Energy Charge |  | 0.10685 | 5385.24 | 6231.492 | 7039.278 | 5333.952 | 4923.648 | 5449.35 | 6693.084 | 5962.23 | 5231.376 | 5231.376 | 512.88 | 5180.088 | 63173.994
|  |  | TOTAL: | 5435.64 | 6281.892 | 7089.678 | 5384.352 | 4974.048 | 5499.75 | 6743.484 | 6012.63 | 5281.776 | 5281.776 | 563.28 | 5230.488 | 63778.794
3 | AES 3-P Current
| Service Charge |  | 40 | 40 | 40 | 40 | 40 | 40 | 40 | 40 | 40 | 40 | 40 | 40 | 40 | 480
| Energy Charge |  | 0.08369 | 4217.976 | 4880.8008 | 5513.4972 | 4177.8048 | 3856.4352 | 4268.19 | 5242.3416 | 4669.902 | 4097.4624 | 4097.4624 | 401.712 | 4057.2912 | 49480.8756
|  |  | TOTAL: | 4257.976 | 4920.8008 | 5553.4972 | 4217.8048 | 3896.4352 | 4308.19 | 5282.3416 | 4709.902 | 4137.4624 | 4137.4624 | 441.712 | 4097.2912 | 49960.8756
4 | AES 3-P Proposed
| Service Charge |  | 140 | 140 | 140 | 140 | 140 | 140 | 140 | 140 | 140 | 140 | 140 | 140 | 140 | 1680
| Energy Charge |  | 0.08519 | 4293.576 | 4968.2808 | 5612.3172 | 4252.6848 | 3925.5552 | 4344.69 | 5336.3016 | 4753.602 | 4170.9024 | 4170.9024 | 408.912 | 4130.0112 | 50367.7356
|  |  | TOTAL: | 4433.576 | 5108.2808 | 5752.3172 | 4392.6848 | 4065.5552 | 4484.69 | 5476.3016 | 4893.602 | 4310.9024 | 4310.9024 | 548.912 | 4270.0112 | 52047.7356
5 | PS Sec Current
| Service Charge |  | 90 | 90 | 90 | 90 | 90 | 90 | 90 | 90 | 90 | 90 | 90 | 90 | 90 | 1080
| Energy Charge |  | 0.03572 | 1800.288 | 2083.1904 | 2353.2336 | 1783.1424 | 1645.9776 | 1821.72 | 2237.5008 | 1993.176 | 1748.8512 | 1748.8512 | 171.456 | 1731.7056 | 21119.0928
| Demand Charge (May through September) |  | 19.05 | July: 3381.375; August: 4057.65; September: 4343.4; May: 3429; June: 3790.95 | 19002.375
| Min Applied |  |  | July: 0; August: 0; September: 0; May: 0; June: 0 | 0 | 0
| Demand Charge (October through April) |  | 16.95 | October: 3695.1; November: 3017.1; December: 3000.15; January: 4271.4; February: 3627.3; March: 3203.55; April: 2949.3 | 23763.9
| Min Applied |  |  | October: 0; November: 0; December: 0; January: 0; February: 0; March: 0; April: 0 | 0 | 0
| PF Penalty |  |  | 0 | 0 | 0 | 0 | 0 | 0 | 0 | 0 | 0 | 0 | 0 | 0 | 0
|  |  | TOTAL: | 5271.663 | 6230.8404 | 6786.6336 | 5568.2424 | 4753.0776 | 4911.87 | 6598.9008 | 5710.476 | 5042.4012 | 4788.1512 | 3690.456 | 5612.6556 | 64965.3678
6 | PS Proposed
| Service Charge |  | 90 | 90 | 90 | 90 | 90 | 90 | 90 | 90 | 90 | 90 | 90 | 90 | 90 | 1080
| Energy Charge |  | 0.03572 | 1800.288 | 2083.1904 | 2353.2336 | 1783.1424 | 1645.9776 | 1821.72 | 2237.5008 | 1993.176 | 1748.8512 | 1748.8512 | 171.456 | 1731.7056 | 21119.0928
| Demand Charge (May through September) |  | 20.71 | July: 3676.025; August: 4411.23; September: 4721.88; May: 3727.8; June: 4121.29 | 20658.225
| Min Applied |  |  | July: 0; August: 0; September: 0; May: 0; June: 0 | 0 | 0
| Demand Charge (October through April) |  | 18.43 | October: 4017.74; November: 3280.54; December: 3262.11; January: 4644.36; February: 3944.02; March: 3483.27; April: 3206.82 | 25838.86
| Min Applied |  |  | October: 0; November: 0; December: 0; January: 0; February: 0; March: 0; April: 0 | 0 | 0
| PF Penalty |  |  | 0 | 0 | 0 | 0 | 0 | 0 | 0 | 0 | 0 | 0 | 0 | 0 | 0
|  |  | TOTAL: | 5566.313 | 6584.4204 | 7165.1136 | 5890.8824 | 5016.5176 | 5173.83 | 6971.8608 | 6027.196 | 5322.1212 | 5045.6712 | 3989.256 | 5942.9956 | 68696.1778
7 | TODS Current
| Service Charge |  | 200 | 200 | 200 | 200 | 200 | 200 | 200 | 200 | 200 | 200 | 200 | 200 | 200 | 2400
| Energy Charge |  | 0.03527 | 1777.608 | 2056.9464 | 2323.5876 | 1760.6784 | 1625.2416 | 1798.77 | 2209.3128 | 1968.066 | 1726.8192 | 1726.8192 | 169.296 | 1709.8896 | 20853.0348
| Peak Demand |  | 6.13 | 1088.075 | 1305.69 | 1397.64 | 1336.34 | 1091.14 | 1085.01 | 1544.76 | 1311.82 | 1158.57 | 1066.62 | 1103.4 | 1219.87 | 14708.935
| Min Applied |  |  | 0 | 0 | 0 | 0 | 0 | 0 | 0 | 0 | 0 | 0 | 0 | 0 | 0 | 0
| Intermediate Demand |  | 4.53 | 804.075 | 964.89 | 1032.84 | 987.54 | 806.34 | 801.81 | 1141.56 | 969.42 | 856.17 | 788.22 | 815.4 | 901.47 | 10869.735
| Min Applied |  |  | 0 | 0 | 0 | 0 | 0 | 0 | 0 | 0 | 0 | 0 | 0 | 0 | 0 | 0
| Base Demand |  | 5.2 | 923 | 1107.6 | 1185.6 | 1133.6 | 925.6 | 920.4 | 1310.4 | 1112.8 | 982.8 | 904.8 | 936 | 1034.8 | 12477.4
| Min Applied |  |  | 377 | 192.4 | 114.4 | 166.4 | 374.4 | 379.6 | 0 | 187.2 | 317.2 | 395.2 | 364 | 265.2 | 3133 | 602.5
| PF Penalty |  |  | 0 | 0 | 0 | 0 | 0 | 0 | 0 | 0 | 0 | 0 | 0 | 0 | 0
|  |  | TOTAL: | 5169.758 | 5827.5264 | 6254.0676 | 5584.5584 | 5022.7216 | 5185.59 | 6406.0328 | 5749.306 | 5241.5592 | 5081.6592 | 3588.096 | 5331.2296 | 64442.1048
8 | TODS Proposed
| Service Charge |  | 200 | 200 | 200 | 200 | 200 | 200 | 200 | 200 | 200 | 200 | 200 | 200 | 200 | 2400
| Energy Charge |  | 0.03531 | 1779.624 | 2059.2792 | 2326.2228 | 1762.6752 | 1627.0848 | 1800.81 | 2211.8184 | 1970.298 | 1728.7776 | 1728.7776 | 169.488 | 1711.8288 | 20876.6844
| Peak Demand |  | 7.81 | 1386.275 | 1663.53 | 1780.68 | 1702.58 | 1390.18 | 1382.37 | 1968.12 | 1671.34 | 1476.09 | 1358.94 | 1405.8 | 1554.19 | 18740.095
| Min Applied |  |  | 0 | 0 | 0 | 0 | 0 | 0 | 0 | 0 | 0 | 0 | 0 | 0 | 0 | 0
| Intermediate Demand |  | 6.11 | 1084.525 | 1301.43 | 1393.08 | 1331.98 | 1087.58 | 1081.47 | 1539.72 | 1307.54 | 1154.79 | 1063.14 | 1099.8 | 1215.89 | 14660.945
| Min Applied |  |  | 0 | 0 | 0 | 0 | 0 | 0 | 0 | 0 | 0 | 0 | 0 | 0 | 0 | 0
| Base Demand |  | 3.24 | 575.1 | 690.12 | 738.72 | 706.32 | 576.72 | 573.48 | 816.48 | 693.36 | 612.36 | 563.76 | 583.2 | 644.76 | 7774.38
| Min Applied |  |  | 241.38 | 126.36 | 77.76 | 110.16 | 239.76 | 243 | 0 | 123.12 | 204.12 | 252.72 | 233.28 | 171.72 | 2023.38 | 624.5
| PF Penalty |  |  | 0 | 0 | 0 | 0 | 0 | 0 | 0 | 0 | 0 | 0 | 0 | 0 | 0
|  |  | TOTAL: | 5266.904 | 6040.7192 | 6516.4628 | 5813.7152 | 5121.3248 | 5281.13 | 6736.1384 | 5965.658 | 5376.1376 | 5167.3376 | 3691.568 | 5498.3888 | 66475.4844

## AB
RATE COMPARISON TEMPLATE
Rates current as of 7/1/2017
Rate 1
Metered Usage |  |  |  | July | August | September | October | November | December | January | February | March | April | May | June | TOTAL |  |  | Rate 2
Energy | [18 empty] | Rate 3
|  |  | On Peak | 43500 | 66000 | 73500 | 55200 | 50400 | 54000 | 83700 | 84600 | 58500 | 48900 | 50400 | 46200 | 714900 | 24.93% |  | Rate 4
|  |  | Off Peak | [12 empty] | 0 |  |  | Rate 5
Demand | Max KW | [17 empty] | Rate 6
| 327.3 |  | Peak | 135.3 | 229.2 | 240.9 | 203.4 | 183.9 | 241.8 | 322.8 | 327.3 | 225.9 | 261.3 | 216.9 | 214.8 | 2803.5 |  | 1037.1 | Rate 7
| 327.3 |  | Intermediate | 135.3 | 229.2 | 240.9 | 203.4 | 183.9 | 241.8 | 322.8 | 327.3 | 225.9 | 261.3 | 216.9 | 214.8 | 2803.5 |  | 1766.4 | Rate 8
| 327.3 |  | Base | 135.3 | 229.2 | 240.9 | 203.4 | 183.9 | 241.8 | 322.8 | 327.3 | 225.9 | 261.3 | 216.9 | 214.8 | 2803.5
|  |  | PF | 90 | 90 | 90 | 90 | 90 | 90 | 90 | 90 | 90 | 90 | 90 | 90
COMPARISON | Service |  |  | July | August | September | October | November | December | January | February | March | April | May | June | TOTAL
| CURRENT | AES 3-P Current | Rate 3 | 3680.515 | 5563.54 | 6191.215 | 4659.688 | 4257.976 | 4559.26 | 7044.853 | 7120.174 | 4935.865 | 4132.441 | 4257.976 | 3906.478 | 60309.981
| POTENTIAL | AES 3-P Proposed | Rate 4 | 3845.765 | 5762.54 | 6401.465 | 4842.488 | 4433.576 | 4740.26 | 7270.403 | 7347.074 | 5123.615 | 4305.791 | 4433.576 | 4075.778 | 62582.331
| Savings |  |  | -165.25 | -199 | -210.25 | -182.8 | -175.6 | -181 | -225.55 | -226.9 | -187.75 | -173.35 | -175.6 | -169.3 | -2272.35
Rate Code
Base Charges
1 | GS 3- P Current
| Service Charge |  | 40 | 40 | 40 | 40 | 40 | 40 | 40 | 40 | 40 | 40 | 40 | 40 | 40 | 480
| Energy Charge |  | 0.10426 | 4535.31 | 6881.16 | 7663.11 | 5755.152 | 5254.704 | 5630.04 | 8726.562 | 8820.396 | 6099.21 | 5098.314 | 5254.704 | 4816.812 | 74535.474
|  |  | TOTAL: | 4575.31 | 6921.16 | 7703.11 | 5795.152 | 5294.704 | 5670.04 | 8766.562 | 8860.396 | 6139.21 | 5138.314 | 5294.704 | 4856.812 | 75015.474
2 | GS 3-P Proposed
| Service Charge |  | 50.4 | 50.4 | 50.4 | 50.4 | 50.4 | 50.4 | 50.4 | 50.4 | 50.4 | 50.4 | 50.4 | 50.4 | 50.4 | 604.8
| Energy Charge |  | 0.10685 | 4647.975 | 7052.1 | 7853.475 | 5898.12 | 5385.24 | 5769.9 | 8943.345 | 9039.51 | 6250.725 | 5224.965 | 5385.24 | 4936.47 | 76387.065
|  |  | TOTAL: | 4698.375 | 7102.5 | 7903.875 | 5948.52 | 5435.64 | 5820.3 | 8993.745 | 9089.91 | 6301.125 | 5275.365 | 5435.64 | 4986.87 | 76991.865
3 | AES 3-P Current
| Service Charge |  | 40 | 40 | 40 | 40 | 40 | 40 | 40 | 40 | 40 | 40 | 40 | 40 | 40 | 480
| Energy Charge |  | 0.08369 | 3640.515 | 5523.54 | 6151.215 | 4619.688 | 4217.976 | 4519.26 | 7004.853 | 7080.174 | 4895.865 | 4092.441 | 4217.976 | 3866.478 | 59829.981
|  |  | TOTAL: | 3680.515 | 5563.54 | 6191.215 | 4659.688 | 4257.976 | 4559.26 | 7044.853 | 7120.174 | 4935.865 | 4132.441 | 4257.976 | 3906.478 | 60309.981
4 | AES 3-P Proposed
| Service Charge |  | 140 | 140 | 140 | 140 | 140 | 140 | 140 | 140 | 140 | 140 | 140 | 140 | 140 | 1680
| Energy Charge |  | 0.08519 | 3705.765 | 5622.54 | 6261.465 | 4702.488 | 4293.576 | 4600.26 | 7130.403 | 7207.074 | 4983.615 | 4165.791 | 4293.576 | 3935.778 | 60902.331
|  |  | TOTAL: | 3845.765 | 5762.54 | 6401.465 | 4842.488 | 4433.576 | 4740.26 | 7270.403 | 7347.074 | 5123.615 | 4305.791 | 4433.576 | 4075.778 | 62582.331
5 | PS Sec Current
| Service Charge |  | 90 | 90 | 90 | 90 | 90 | 90 | 90 | 90 | 90 | 90 | 90 | 90 | 90 | 1080
| Energy Charge |  | 0.03572 | 1553.82 | 2357.52 | 2625.42 | 1971.744 | 1800.288 | 1928.88 | 2989.764 | 3021.912 | 2089.62 | 1746.708 | 1800.288 | 1650.264 | 25536.228
| Demand Charge (May through September) |  | 19.05 | July: 2577.465; August: 4366.26; September: 4589.145; May: 4131.945; June: 4091.94 | 19756.755
| Min Applied |  |  | July: 540.0675; August: 0; September: 0; May: 0; June: 0 | 540.0675 | 28.35
| Demand Charge (October through April) |  | 16.95 | October: 3447.63; November: 3117.105; December: 4098.51; January: 5471.46; February: 5547.735; March: 3829.005; April: 4429.035 | 29940.48
| Min Applied |  |  | October: 0; November: 0; December: 0; January: 0; February: 0; March: 0; April: 0 | 0 | 0
| PF Penalty |  |  | 0 | 0 | 0 | 0 | 0 | 0 | 0 | 0 | 0 | 0 | 0 | 0 | 0
|  |  | TOTAL: | 4761.3525 | 6813.78 | 7304.565 | 5509.374 | 5007.393 | 6117.39 | 8551.224 | 8659.647 | 6008.625 | 6265.743 | 6022.233 | 5832.204 | 76853.5305
6 | PS Proposed
| Service Charge |  | 90 | 90 | 90 | 90 | 90 | 90 | 90 | 90 | 90 | 90 | 90 | 90 | 90 | 1080
| Energy Charge |  | 0.03572 | 1553.82 | 2357.52 | 2625.42 | 1971.744 | 1800.288 | 1928.88 | 2989.764 | 3021.912 | 2089.62 | 1746.708 | 1800.288 | 1650.264 | 25536.228
| Demand Charge (May through September) |  | 20.71 | July: 2802.063; August: 4746.732; September: 4989.039; May: 4491.999; June: 4448.508 | 21478.341
| Min Applied |  |  | July: 587.1285; August: 0; September: 0; May: 0; June: 0 | 587.1285 | 28.35
| Demand Charge (October through April) |  | 18.43 | October: 3748.662; November: 3389.277; December: 4456.374; January: 5949.204; February: 6032.139; March: 4163.337; April: 4815.759 | 32554.752
| Min Applied |  |  | October: 0; November: 0; December: 0; January: 0; February: 0; March: 0; April: 0 | 0 | 0
| PF Penalty |  |  | 0 | 0 | 0 | 0 | 0 | 0 | 0 | 0 | 0 | 0 | 0 | 0 | 0
|  |  | TOTAL: | 5033.0115 | 7194.252 | 7704.459 | 5810.406 | 5279.565 | 6475.254 | 9028.968 | 9144.051 | 6342.957 | 6652.467 | 6382.287 | 6188.772 | 81236.4495
7 | TODS Current
| Service Charge |  | 200 | 200 | 200 | 200 | 200 | 200 | 200 | 200 | 200 | 200 | 200 | 200 | 200 | 2400
| Energy Charge |  | 0.03527 | 1534.245 | 2327.82 | 2592.345 | 1946.904 | 1777.608 | 1904.58 | 2952.099 | 2983.842 | 2063.295 | 1724.703 | 1777.608 | 1629.474 | 25214.523
| Peak Demand |  | 6.13 | 829.389 | 1404.996 | 1476.717 | 1246.842 | 1127.307 | 1482.234 | 1978.764 | 2006.349 | 1384.767 | 1601.769 | 1329.597 | 1316.724 | 17185.455
| Min Applied |  |  | 173.7855 | 0 | 0 | 0 | 0 | 0 | 0 | 0 | 0 | 0 | 0 | 0 | 173.7855 | 28.35
| Intermediate Demand |  | 4.53 | 612.909 | 1038.276 | 1091.277 | 921.402 | 833.067 | 1095.354 | 1462.284 | 1482.669 | 1023.327 | 1183.689 | 982.557 | 973.044 | 12699.855
| Min Applied |  |  | 128.4255 | 0 | 0 | 0 | 0 | 0 | 0 | 0 | 0 | 0 | 0 | 0 | 128.4255 | 28.35
| Base Demand |  | 5.2 | 703.56 | 1191.84 | 1252.68 | 1057.68 | 956.28 | 1257.36 | 1678.56 | 1701.96 | 1174.68 | 1358.76 | 1127.88 | 1116.96 | 14578.2
| Min Applied |  |  | 596.44 | 108.16 | 47.32 | 242.32 | 343.72 | 42.64 | 0 | 0 | 125.32 | 0 | 172.12 | 183.04 | 1861.08 | 357.9
| PF Penalty |  |  | 0 | 0 | 0 | 0 | 0 | 0 | 0 | 0 | 0 | 0 | 0 | 0 | 0
|  |  | TOTAL: | 4778.754 | 6271.092 | 6660.339 | 5615.148 | 5237.982 | 5982.168 | 8271.707 | 8374.82 | 5971.389 | 6068.921 | 5589.762 | 5419.242 | 74241.324
8 | TODS Proposed
| Service Charge |  | 200 | 200 | 200 | 200 | 200 | 200 | 200 | 200 | 200 | 200 | 200 | 200 | 200 | 2400
| Energy Charge |  | 0.03531 | 1535.985 | 2330.46 | 2595.285 | 1949.112 | 1779.624 | 1906.74 | 2955.447 | 2987.226 | 2065.635 | 1726.659 | 1779.624 | 1631.322 | 25243.119
| Peak Demand |  | 7.81 | 1056.693 | 1790.052 | 1881.429 | 1588.554 | 1436.259 | 1888.458 | 2521.068 | 2556.213 | 1764.279 | 2040.753 | 1693.989 | 1677.588 | 21895.335
| Min Applied |  |  | 221.4135 | 0 | 0 | 0 | 0 | 0 | 0 | 0 | 0 | 0 | 0 | 0 | 221.4135 | 28.35
| Intermediate Demand |  | 6.11 | 826.683 | 1400.412 | 1471.899 | 1242.774 | 1123.629 | 1477.398 | 1972.308 | 1999.803 | 1380.249 | 1596.543 | 1325.259 | 1312.428 | 17129.385
| Min Applied |  |  | 173.2185 | 0 | 0 | 0 | 0 | 0 | 0 | 0 | 0 | 0 | 0 | 0 | 173.2185 | 28.35
| Base Demand |  | 3.24 | 438.372 | 742.608 | 780.516 | 659.016 | 595.836 | 783.432 | 1045.872 | 1060.452 | 731.916 | 846.612 | 702.756 | 695.952 | 9083.34
| Min Applied |  |  | 622.08 | 317.844 | 279.936 | 401.436 | 464.616 | 277.02 | 14.58 | 0 | 328.536 | 213.84 | 357.696 | 364.5 | 3642.084 | 1124.1
| PF Penalty |  |  | 0 | 0 | 0 | 0 | 0 | 0 | 0 | 0 | 0 | 0 | 0 | 0 | 0
|  |  | TOTAL: | 5074.445 | 6781.376 | 7209.065 | 6040.892 | 5599.964 | 6533.048 | 8709.275 | 8803.694 | 6470.615 | 6624.407 | 6059.324 | 5881.79 | 79787.895

## AC
RATE COMPARISON TEMPLATE
Rates current as of 7/1/2017
Rate 1
Metered Usage |  |  |  | July | August | September | October | November | December | January | February | March | April | May | June | TOTAL |  |  | Rate 2
Energy | [18 empty] | Rate 3
|  |  | On Peak | 3280 | 4560 | 4880 | 8720 | 6000 | 7120 | 16400 | 13600 | 11680 | 5520 | 7040 | 4720 | 93520 | 12.13% |  | Rate 4
|  |  | Off Peak | [12 empty] | 0 |  |  | Rate 5
Demand | Max KW | [17 empty] | Rate 6
| 88 |  | Peak | 87.7 | 29 | 33.3 | 45.7 | 51.4 | 80.4 | 88 | 74.8 | 66.7 | 57.4 | 63.7 | 63.7 | 741.8 |  | 277.4 | Rate 7
| 88 |  | Intermediate | 87.7 | 29 | 33.3 | 45.7 | 51.4 | 80.4 | 88 | 74.8 | 66.7 | 57.4 | 63.7 | 63.7 | 741.8 |  | 464.4 | Rate 8
| 88 |  | Base | 87.7 | 29 | 33.3 | 45.7 | 51.4 | 80.4 | 88 | 74.8 | 66.7 | 57.4 | 63.7 | 63.7 | 741.8
|  |  | PF | 90 | 90 | 90 | 90 | 90 | 90 | 90 | 90 | 90 | 90 | 90 | 90
COMPARISON | Service |  |  | July | August | September | October | November | December | January | February | March | April | May | June | TOTAL
| CURRENT | AES 3-P Current | Rate 3 | 314.5032 | 421.6264 | 448.4072 | 769.7768 | 542.14 | 635.8728 | 1412.516 | 1178.184 | 1017.4992 | 501.9688 | 629.1776 | 435.0168 | 8306.6888
| POTENTIAL | AES 3-P Proposed | Rate 4 | 419.4232 | 528.4664 | 555.7272 | 882.8568 | 651.14 | 746.5528 | 1537.116 | 1298.584 | 1135.0192 | 610.2488 | 739.7376 | 542.0968 | 9646.9688
| Savings |  |  | -104.92 | -106.84 | -107.32 | -113.08 | -109 | -110.68 | -124.6 | -120.4 | -117.52 | -108.28 | -110.56 | -107.08 | -1340.28
Rate Code
Base Charges
1 | GS 3- P Current
| Service Charge |  | 40 | 40 | 40 | 40 | 40 | 40 | 40 | 40 | 40 | 40 | 40 | 40 | 40 | 480
| Energy Charge |  | 0.10426 | 341.9728 | 475.4256 | 508.7888 | 909.1472 | 625.56 | 742.3312 | 1709.864 | 1417.936 | 1217.7568 | 575.5152 | 733.9904 | 492.1072 | 9750.3952
|  |  | TOTAL: | 381.9728 | 515.4256 | 548.7888 | 949.1472 | 665.56 | 782.3312 | 1749.864 | 1457.936 | 1257.7568 | 615.5152 | 773.9904 | 532.1072 | 10230.3952
2 | GS 3-P Proposed
| Service Charge |  | 50.4 | 50.4 | 50.4 | 50.4 | 50.4 | 50.4 | 50.4 | 50.4 | 50.4 | 50.4 | 50.4 | 50.4 | 50.4 | 604.8
| Energy Charge |  | 0.10685 | 350.468 | 487.236 | 521.428 | 931.732 | 641.1 | 760.772 | 1752.34 | 1453.16 | 1248.008 | 589.812 | 752.224 | 504.332 | 9992.612
|  |  | TOTAL: | 400.868 | 537.636 | 571.828 | 982.132 | 691.5 | 811.172 | 1802.74 | 1503.56 | 1298.408 | 640.212 | 802.624 | 554.732 | 10597.412
3 | AES 3-P Current
| Service Charge |  | 40 | 40 | 40 | 40 | 40 | 40 | 40 | 40 | 40 | 40 | 40 | 40 | 40 | 480
| Energy Charge |  | 0.08369 | 274.5032 | 381.6264 | 408.4072 | 729.7768 | 502.14 | 595.8728 | 1372.516 | 1138.184 | 977.4992 | 461.9688 | 589.1776 | 395.0168 | 7826.6888
|  |  | TOTAL: | 314.5032 | 421.6264 | 448.4072 | 769.7768 | 542.14 | 635.8728 | 1412.516 | 1178.184 | 1017.4992 | 501.9688 | 629.1776 | 435.0168 | 8306.6888
4 | AES 3-P Proposed
| Service Charge |  | 140 | 140 | 140 | 140 | 140 | 140 | 140 | 140 | 140 | 140 | 140 | 140 | 140 | 1680
| Energy Charge |  | 0.08519 | 279.4232 | 388.4664 | 415.7272 | 742.8568 | 511.14 | 606.5528 | 1397.116 | 1158.584 | 995.0192 | 470.2488 | 599.7376 | 402.0968 | 7966.9688
|  |  | TOTAL: | 419.4232 | 528.4664 | 555.7272 | 882.8568 | 651.14 | 746.5528 | 1537.116 | 1298.584 | 1135.0192 | 610.2488 | 739.7376 | 542.0968 | 9646.9688
5 | PS Sec Current
| Service Charge |  | 90 | 90 | 90 | 90 | 90 | 90 | 90 | 90 | 90 | 90 | 90 | 90 | 90 | 1080
| Energy Charge |  | 0.03572 | 117.1616 | 162.8832 | 174.3136 | 311.4784 | 214.32 | 254.3264 | 585.808 | 485.792 | 417.2096 | 197.1744 | 251.4688 | 168.5984 | 3340.5344
| Demand Charge (May through September) |  | 19.05 | July: 1670.685; August: 552.45; September: 634.365; May: 1213.485; June: 1213.485 | 5284.47
| Min Applied |  |  | July: 0; August: 285.75; September: 203.835; May: 0; June: 0 | 489.585 | 25.7
| Demand Charge (October through April) |  | 16.95 | October: 774.615; November: 871.23; December: 1362.78; January: 1491.6; February: 1267.86; March: 1130.565; April: 972.93 | 7871.58
| Min Applied |  |  | October: 0; November: 0; December: 0; January: 0; February: 0; March: 0; April: 0 | 0 | 0
| PF Penalty |  |  | 0 | 0 | 0 | 0 | 0 | 0 | 0 | 0 | 0 | 0 | 0 | 0 | 0
|  |  | TOTAL: | 1877.8466 | 1091.0832 | 1102.5136 | 1176.0934 | 1175.55 | 1707.1064 | 2167.408 | 1843.652 | 1637.7746 | 1260.1044 | 1554.9538 | 1472.0834 | 18066.1694
6 | PS Proposed
| Service Charge |  | 90 | 90 | 90 | 90 | 90 | 90 | 90 | 90 | 90 | 90 | 90 | 90 | 90 | 1080
| Energy Charge |  | 0.03572 | 117.1616 | 162.8832 | 174.3136 | 311.4784 | 214.32 | 254.3264 | 585.808 | 485.792 | 417.2096 | 197.1744 | 251.4688 | 168.5984 | 3340.5344
| Demand Charge (May through September) |  | 20.71 | July: 1816.267; August: 600.59; September: 689.643; May: 1319.227; June: 1319.227 | 5744.954
| Min Applied |  |  | July: 0; August: 310.65; September: 221.597; May: 0; June: 0 | 532.247 | 25.7
| Demand Charge (October through April) |  | 18.43 | October: 842.251; November: 947.302; December: 1481.772; January: 1621.84; February: 1378.564; March: 1229.281; April: 1057.882 | 8558.892
| Min Applied |  |  | October: 0; November: 0; December: 0; January: 0; February: 0; March: 0; April: 0 | 0 | 0
| PF Penalty |  |  | 0 | 0 | 0 | 0 | 0 | 0 | 0 | 0 | 0 | 0 | 0 | 0 | 0
|  |  | TOTAL: | 2023.4286 | 1164.1232 | 1175.5536 | 1243.7294 | 1251.622 | 1826.0984 | 2297.648 | 1954.356 | 1736.4906 | 1345.0564 | 1660.6958 | 1577.8254 | 19256.6274
7 | TODS Current
| Service Charge |  | 200 | 200 | 200 | 200 | 200 | 200 | 200 | 200 | 200 | 200 | 200 | 200 | 200 | 2400
| Energy Charge |  | 0.03527 | 115.6856 | 160.8312 | 172.1176 | 307.5544 | 211.62 | 251.1224 | 578.428 | 479.672 | 411.9536 | 194.6904 | 248.3008 | 166.4744 | 3298.4504
| Peak Demand |  | 6.13 | 537.601 | 177.77 | 204.129 | 280.141 | 315.082 | 492.852 | 539.44 | 458.524 | 408.871 | 351.862 | 390.481 | 390.481 | 4547.234
| Min Applied |  |  | 0 | 91.95 | 65.591 | 0 | 0 | 0 | 0 | 0 | 0 | 0 | 0 | 0 | 157.541 | 25.7
| Intermediate Demand |  | 4.53 | 397.281 | 131.37 | 150.849 | 207.021 | 232.842 | 364.212 | 398.64 | 338.844 | 302.151 | 260.022 | 288.561 | 288.561 | 3360.354
| Min Applied |  |  | 0 | 67.95 | 48.471 | 0 | 0 | 0 | 0 | 0 | 0 | 0 | 0 | 0 | 116.421 | 25.7
| Base Demand |  | 5.2 | 456.04 | 150.8 | 173.16 | 237.64 | 267.28 | 418.08 | 457.6 | 388.96 | 346.84 | 298.48 | 331.24 | 331.24 | 3857.36
| Min Applied |  |  | 843.96 | 1149.2 | 1126.84 | 1062.36 | 1032.72 | 881.92 | 842.4 | 911.04 | 953.16 | 1001.52 | 968.76 | 968.76 | 11742.64 | 2258.2
| PF Penalty |  |  | 0 | 0 | 0 | 0 | 0 | 0 | 0 | 0 | 0 | 0 | 0 | 0 | 0
|  |  | TOTAL: | 2550.5676 | 2129.8712 | 2141.1576 | 2294.7164 | 2259.544 | 2608.1864 | 3016.508 | 2777.04 | 2622.9756 | 2306.5744 | 2427.3428 | 2345.5164 | 29480.0004
8 | TODS Proposed
| Service Charge |  | 200 | 200 | 200 | 200 | 200 | 200 | 200 | 200 | 200 | 200 | 200 | 200 | 200 | 2400
| Energy Charge |  | 0.03531 | 115.8168 | 161.0136 | 172.3128 | 307.9032 | 211.86 | 251.4072 | 579.084 | 480.216 | 412.4208 | 194.9112 | 248.5824 | 166.6632 | 3302.1912
| Peak Demand |  | 7.81 | 684.937 | 226.49 | 260.073 | 356.917 | 401.434 | 627.924 | 687.28 | 584.188 | 520.927 | 448.294 | 497.497 | 497.497 | 5793.458
| Min Applied |  |  | 0 | 117.15 | 83.567 | 0 | 0 | 0 | 0 | 0 | 0 | 0 | 0 | 0 | 200.717 | 25.7
| Intermediate Demand |  | 6.11 | 535.847 | 177.19 | 203.463 | 279.227 | 314.054 | 491.244 | 537.68 | 457.028 | 407.537 | 350.714 | 389.207 | 389.207 | 4532.398
| Min Applied |  |  | 0 | 91.65 | 65.377 | 0 | 0 | 0 | 0 | 0 | 0 | 0 | 0 | 0 | 157.027 | 25.7
| Base Demand |  | 3.24 | 284.148 | 93.96 | 107.892 | 148.068 | 166.536 | 260.496 | 285.12 | 242.352 | 216.108 | 185.976 | 206.388 | 206.388 | 2403.432
| Min Applied |  |  | 525.852 | 716.04 | 702.108 | 661.932 | 643.464 | 549.504 | 524.88 | 567.648 | 593.892 | 624.024 | 603.612 | 603.612 | 7316.568 | 2258.2
| PF Penalty |  |  | 0 | 0 | 0 | 0 | 0 | 0 | 0 | 0 | 0 | 0 | 0 | 0 | 0
|  |  | TOTAL: | 2346.6008 | 1783.4936 | 1794.7928 | 1954.0472 | 1937.348 | 2380.5752 | 2814.044 | 2531.432 | 2350.8848 | 2003.9192 | 2145.2864 | 2063.3672 | 26105.7912

## AF
RATE COMPARISON TEMPLATE
Rates current as of 7/1/2017
Rate 1
Metered Usage |  |  |  | July | August | September | October | November | December | January | February | March | April | May | June | TOTAL |  |  | Rate 2
Energy | [18 empty] | Rate 3
|  |  | On Peak | 35976 | 57471 | 52501 | 43949 | 48121 | 46075 | 51112 | 47548 | 47131 | 46563 | 50633 | 48160 | 575240 | 28.3% |  | Rate 4
|  |  | Off Peak | [12 empty] | 0 |  |  | Rate 5
Demand | Max KW | [17 empty] | Rate 6
| 232 |  | Peak | 132 | 225 | 226 | 195 | 203 | 214 | 220 | 195 | 194 | 197 | 232 | 166 | 2399 |  | 981 | Rate 7
| 232 |  | Intermediate | 132 | 225 | 226 | 195 | 203 | 214 | 220 | 195 | 194 | 197 | 232 | 166 | 2399 |  | 1418 | Rate 8
| 232 |  | Base | 132 | 225 | 226 | 195 | 203 | 214 | 220 | 195 | 194 | 197 | 232 | 166 | 2399
|  |  | PF | 90 | 90 | 90 | 90 | 90 | 90 | 90 | 90 | 90 | 90 | 90 | 90
COMPARISON | Service |  |  | July | August | September | October | November | December | January | February | March | April | May | June | TOTAL
| CURRENT | AES 3-P Current | Rate 3 | 3050.8314 | 4849.748 | 4433.8087 | 3718.0918 | 4067.2465 | 3896.0167 | 4317.5633 | 4019.2921 | 3984.3934 | 3936.8575 | 4277.4758 | 4070.5104 | 48621.8356
| POTENTIAL | AES 3-P Proposed | Rate 4 | 3204.7954 | 5035.9545 | 4612.5602 | 3884.0153 | 4239.428 | 4065.1292 | 4494.2313 | 4190.6141 | 4155.0899 | 4106.702 | 4453.4253 | 4242.7504 | 50684.6956
| Savings |  |  | -153.964 | -186.2065 | -178.7515 | -165.9235 | -172.1815 | -169.1125 | -176.668 | -171.322 | -170.6965 | -169.8445 | -175.9495 | -172.24 | -2062.86
Rate Code
Base Charges
1 | GS 3- P Current
| Service Charge |  | 40 | 40 | 40 | 40 | 40 | 40 | 40 | 40 | 40 | 40 | 40 | 40 | 40 | 480
| Energy Charge |  | 0.10426 | 3750.8578 | 5991.9265 | 5473.7543 | 4582.1227 | 5017.0955 | 4803.7795 | 5328.9371 | 4957.3545 | 4913.8781 | 4854.6584 | 5278.9966 | 5021.1616 | 59974.5224
|  |  | TOTAL: | 3790.8578 | 6031.9265 | 5513.7543 | 4622.1227 | 5057.0955 | 4843.7795 | 5368.9371 | 4997.3545 | 4953.8781 | 4894.6584 | 5318.9966 | 5061.1616 | 60454.5224
2 | GS 3-P Proposed
| Service Charge |  | 50.4 | 50.4 | 50.4 | 50.4 | 50.4 | 50.4 | 50.4 | 50.4 | 50.4 | 50.4 | 50.4 | 50.4 | 50.4 | 604.8
| Energy Charge |  | 0.10685 | 3844.0356 | 6140.7764 | 5609.7319 | 4695.9506 | 5141.7289 | 4923.1138 | 5461.3172 | 5080.5038 | 5035.9474 | 4975.2566 | 5410.1361 | 5145.896 | 61464.394
|  |  | TOTAL: | 3894.4356 | 6191.1763 | 5660.1318 | 4746.3507 | 5192.1289 | 4973.5138 | 5511.7172 | 5130.9038 | 5086.3474 | 5025.6565 | 5460.536 | 5196.296 | 62069.194
3 | AES 3-P Current
| Service Charge |  | 40 | 40 | 40 | 40 | 40 | 40 | 40 | 40 | 40 | 40 | 40 | 40 | 40 | 480
| Energy Charge |  | 0.08369 | 3010.8314 | 4809.748 | 4393.8087 | 3678.0918 | 4027.2465 | 3856.0167 | 4277.5633 | 3979.2921 | 3944.3934 | 3896.8575 | 4237.4758 | 4030.5104 | 48141.8356
|  |  | TOTAL: | 3050.8314 | 4849.748 | 4433.8087 | 3718.0918 | 4067.2465 | 3896.0167 | 4317.5633 | 4019.2921 | 3984.3934 | 3936.8575 | 4277.4758 | 4070.5104 | 48621.8356
4 | AES 3-P Proposed
| Service Charge |  | 140 | 140 | 140 | 140 | 140 | 140 | 140 | 140 | 140 | 140 | 140 | 140 | 140 | 1680
| Energy Charge |  | 0.08519 | 3064.7954 | 4895.9545 | 4472.5602 | 3744.0153 | 4099.428 | 3925.1292 | 4354.2313 | 4050.6141 | 4015.0899 | 3966.702 | 4313.4253 | 4102.7504 | 49004.6956
|  |  | TOTAL: | 3204.7954 | 5035.9545 | 4612.5602 | 3884.0153 | 4239.428 | 4065.1292 | 4494.2313 | 4190.6141 | 4155.0899 | 4106.702 | 4453.4253 | 4242.7504 | 50684.6956
5 | PS Sec Current
| Service Charge |  | 90 | 90 | 90 | 90 | 90 | 90 | 90 | 90 | 90 | 90 | 90 | 90 | 90 | 1080
| Energy Charge |  | 0.03572 | 1285.0627 | 2052.8641 | 1875.3357 | 1569.8583 | 1718.8821 | 1645.799 | 1825.7206 | 1698.4146 | 1683.5193 | 1663.2304 | 1808.6108 | 1720.2752 | 20547.5728
| Demand Charge (May through September) |  | 19.05 | July: 2514.6; August: 4286.25; September: 4305.3; May: 4419.6; June: 3162.3 | 18688.05
| Min Applied |  |  | July: 0; August: 0; September: 0; May: 0; June: 0 | 0 | 0
| Demand Charge (October through April) |  | 16.95 | October: 3305.25; November: 3440.85; December: 3627.3; January: 3729; February: 3305.25; March: 3288.3; April: 3339.15 | 24035.1
| Min Applied |  |  | October: 0; November: 0; December: 0; January: 0; February: 0; March: 0; April: 0 | 0 | 0
| PF Penalty |  |  | 0 | 0 | 0 | 0 | 0 | 0 | 0 | 0 | 0 | 0 | 0 | 0 | 0
|  |  | TOTAL: | 3889.6627 | 6429.1141 | 6270.6357 | 4965.1083 | 5249.7321 | 5363.099 | 5644.7206 | 5093.6646 | 5061.8193 | 5092.3804 | 6318.2108 | 4972.5752 | 64350.7228
6 | PS Proposed
| Service Charge |  | 90 | 90 | 90 | 90 | 90 | 90 | 90 | 90 | 90 | 90 | 90 | 90 | 90 | 1080
| Energy Charge |  | 0.03572 | 1285.0627 | 2052.8641 | 1875.3357 | 1569.8583 | 1718.8821 | 1645.799 | 1825.7206 | 1698.4146 | 1683.5193 | 1663.2304 | 1808.6108 | 1720.2752 | 20547.5728
| Demand Charge (May through September) |  | 20.71 | July: 2733.72; August: 4659.75; September: 4680.46; May: 4804.72; June: 3437.86 | 20316.51
| Min Applied |  |  | July: 0; August: 0; September: 0; May: 0; June: 0 | 0 | 0
| Demand Charge (October through April) |  | 18.43 | October: 3593.85; November: 3741.29; December: 3944.02; January: 4054.6; February: 3593.85; March: 3575.42; April: 3630.71 | 26133.74
| Min Applied |  |  | October: 0; November: 0; December: 0; January: 0; February: 0; March: 0; April: 0 | 0 | 0
| PF Penalty |  |  | 0 | 0 | 0 | 0 | 0 | 0 | 0 | 0 | 0 | 0 | 0 | 0 | 0
|  |  | TOTAL: | 4108.7827 | 6802.6141 | 6645.7957 | 5253.7083 | 5550.1721 | 5679.819 | 5970.3206 | 5382.2646 | 5348.9393 | 5383.9404 | 6703.3308 | 5248.1352 | 68077.8228
7 | TODS Current
| Service Charge |  | 200 | 200 | 200 | 200 | 200 | 200 | 200 | 200 | 200 | 200 | 200 | 200 | 200 | 2400
| Energy Charge |  | 0.03527 | 1268.8735 | 2027.0022 | 1851.7103 | 1550.0812 | 1697.2277 | 1625.0653 | 1802.7202 | 1677.018 | 1662.3104 | 1642.277 | 1785.8259 | 1698.6032 | 20288.7148
| Peak Demand |  | 6.13 | 809.16 | 1379.25 | 1385.38 | 1195.35 | 1244.39 | 1311.82 | 1348.6 | 1195.35 | 1189.22 | 1207.61 | 1422.16 | 1017.58 | 14705.87
| Min Applied |  |  | 0 | 0 | 0 | 0 | 0 | 0 | 0 | 0 | 0 | 0 | 0 | 0 | 0 | 0
| Intermediate Demand |  | 4.53 | 597.96 | 1019.25 | 1023.78 | 883.35 | 919.59 | 969.42 | 996.6 | 883.35 | 878.82 | 892.41 | 1050.96 | 751.98 | 10867.47
| Min Applied |  |  | 0 | 0 | 0 | 0 | 0 | 0 | 0 | 0 | 0 | 0 | 0 | 0 | 0 | 0
| Base Demand |  | 5.2 | 686.4 | 1170 | 1175.2 | 1014 | 1055.6 | 1112.8 | 1144 | 1014 | 1008.8 | 1024.4 | 1206.4 | 863.2 | 12474.8
| Min Applied |  |  | 613.6 | 130 | 124.8 | 286 | 244.4 | 187.2 | 156 | 286 | 291.2 | 275.6 | 93.6 | 436.8 | 3125.2 | 601
| PF Penalty |  |  | 0 | 0 | 0 | 0 | 0 | 0 | 0 | 0 | 0 | 0 | 0 | 0 | 0
|  |  | TOTAL: | 4175.9935 | 5925.5022 | 5760.8703 | 5128.7812 | 5361.2077 | 5406.3053 | 5647.9202 | 5255.718 | 5230.3504 | 5242.297 | 5758.9459 | 4968.1632 | 63862.0548
8 | TODS Proposed
| Service Charge |  | 200 | 200 | 200 | 200 | 200 | 200 | 200 | 200 | 200 | 200 | 200 | 200 | 200 | 2400
| Energy Charge |  | 0.03531 | 1270.3126 | 2029.301 | 1853.8103 | 1551.8392 | 1699.1525 | 1626.9082 | 1804.7647 | 1678.9199 | 1664.1956 | 1644.1395 | 1787.8512 | 1700.5296 | 20311.7244
| Peak Demand |  | 7.81 | 1030.92 | 1757.25 | 1765.06 | 1522.95 | 1585.43 | 1671.34 | 1718.2 | 1522.95 | 1515.14 | 1538.57 | 1811.92 | 1296.46 | 18736.19
| Min Applied |  |  | 0 | 0 | 0 | 0 | 0 | 0 | 0 | 0 | 0 | 0 | 0 | 0 | 0 | 0
| Intermediate Demand |  | 6.11 | 806.52 | 1374.75 | 1380.86 | 1191.45 | 1240.33 | 1307.54 | 1344.2 | 1191.45 | 1185.34 | 1203.67 | 1417.52 | 1014.26 | 14657.89
| Min Applied |  |  | 0 | 0 | 0 | 0 | 0 | 0 | 0 | 0 | 0 | 0 | 0 | 0 | 0 | 0
| Base Demand |  | 3.24 | 427.68 | 729 | 732.24 | 631.8 | 657.72 | 693.36 | 712.8 | 631.8 | 628.56 | 638.28 | 751.68 | 537.84 | 7772.76
| Min Applied |  |  | 382.32 | 81 | 77.76 | 178.2 | 152.28 | 116.64 | 97.2 | 178.2 | 181.44 | 171.72 | 58.32 | 272.16 | 1947.24 | 601
| PF Penalty |  |  | 0 | 0 | 0 | 0 | 0 | 0 | 0 | 0 | 0 | 0 | 0 | 0 | 0
|  |  | TOTAL: | 4117.7526 | 6171.301 | 6009.7303 | 5276.2392 | 5534.9125 | 5615.7882 | 5877.1647 | 5403.3199 | 5374.6756 | 5396.3795 | 6027.2912 | 5021.2496 | 65825.8044

## AD
RATE COMPARISON TEMPLATE
Rates current as of 7/1/2017
Rate 1
Metered Usage |  |  |  | July | August | September | October | November | December | January | February | March | April | May | June | TOTAL |  |  | Rate 2
Energy | [18 empty] | Rate 3
|  |  | On Peak | 42600 | 55200 | 62400 | 36600 | 37500 | 66000 | 121200 | 86700 | 58800 | 43500 | 41100 | 45000 | 696600 | 22.5% |  | Rate 4
|  |  | Off Peak | 42600 | 55200 | 62400 | 36600 | 37500 | 66000 | 121200 | 86700 | 58800 | 43500 | 41100 | 45000 | 696600 |  |  | Rate 5
Demand | Max KW | [17 empty] | Rate 6
| 353.5 |  | Peak | 111.1 | 157.7 | 176 | 144.9 | 188.6 | 229 | 353.5 | 304.4 | 232.6 | 222.3 | 147.1 | 117.2 | 2384.4 |  | 709.1 | Rate 7
| 353.5 |  | Intermediate | 111.1 | 157.7 | 176 | 144.9 | 188.6 | 229 | 353.5 | 304.4 | 232.6 | 222.3 | 147.1 | 117.2 | 2384.4 |  | 1675.3 | Rate 8
| 353.5 |  | Base | 111.1 | 157.7 | 176 | 144.9 | 188.6 | 229 | 353.5 | 304.4 | 232.6 | 222.3 | 147.1 | 117.2 | 2384.4
|  |  | PF | 90 | 90 | 90 | 90 | 90 | 90 | 90 | 90 | 90 | 90 | 90 | 90
COMPARISON | Service |  |  | July | August | September | October | November | December | January | February | March | April | May | June | TOTAL
| CURRENT | AES 3-P Current | Rate 3 | 3605.194 | 4659.688 | 5262.256 | 3103.054 | 3178.375 | 5563.54 | 10183.228 | 7295.923 | 4960.972 | 3680.515 | 3479.659 | 3806.05 | 58778.454
| POTENTIAL | AES 3-P Proposed | Rate 4 | 3769.094 | 4842.488 | 5455.856 | 3257.954 | 3334.625 | 5762.54 | 10465.028 | 7525.973 | 5149.172 | 3845.765 | 3641.309 | 3973.55 | 61023.354
| Savings |  |  | -163.9 | -182.8 | -193.6 | -154.9 | -156.25 | -199 | -281.8 | -230.05 | -188.2 | -165.25 | -161.65 | -167.5 | -2244.9
Rate Code
Base Charges
1 | GS 3- P Current
| Service Charge |  | 40 | 40 | 40 | 40 | 40 | 40 | 40 | 40 | 40 | 40 | 40 | 40 | 40 | 480
| Energy Charge |  | 0.10426 | 4441.476 | 5755.152 | 6505.824 | 3815.916 | 3909.75 | 6881.16 | 12636.312 | 9039.342 | 6130.488 | 4535.31 | 4285.086 | 4691.7 | 72627.516
|  |  | TOTAL: | 4481.476 | 5795.152 | 6545.824 | 3855.916 | 3949.75 | 6921.16 | 12676.312 | 9079.342 | 6170.488 | 4575.31 | 4325.086 | 4731.7 | 73107.516
2 | GS 3-P Proposed
| Service Charge |  | 50.4 | 50.4 | 50.4 | 50.4 | 50.4 | 50.4 | 50.4 | 50.4 | 50.4 | 50.4 | 50.4 | 50.4 | 50.4 | 604.8
| Energy Charge |  | 0.10685 | 4551.81 | 5898.12 | 6667.44 | 3910.71 | 4006.875 | 7052.1 | 12950.22 | 9263.895 | 6282.78 | 4647.975 | 4391.535 | 4808.25 | 74431.71
|  |  | TOTAL: | 4602.21 | 5948.52 | 6717.84 | 3961.11 | 4057.275 | 7102.5 | 13000.62 | 9314.295 | 6333.18 | 4698.375 | 4441.935 | 4858.65 | 75036.51
3 | AES 3-P Current
| Service Charge |  | 40 | 40 | 40 | 40 | 40 | 40 | 40 | 40 | 40 | 40 | 40 | 40 | 40 | 480
| Energy Charge |  | 0.08369 | 3565.194 | 4619.688 | 5222.256 | 3063.054 | 3138.375 | 5523.54 | 10143.228 | 7255.923 | 4920.972 | 3640.515 | 3439.659 | 3766.05 | 58298.454
|  |  | TOTAL: | 3605.194 | 4659.688 | 5262.256 | 3103.054 | 3178.375 | 5563.54 | 10183.228 | 7295.923 | 4960.972 | 3680.515 | 3479.659 | 3806.05 | 58778.454
4 | AES 3-P Proposed
| Service Charge |  | 140 | 140 | 140 | 140 | 140 | 140 | 140 | 140 | 140 | 140 | 140 | 140 | 140 | 1680
| Energy Charge |  | 0.08519 | 3629.094 | 4702.488 | 5315.856 | 3117.954 | 3194.625 | 5622.54 | 10325.028 | 7385.973 | 5009.172 | 3705.765 | 3501.309 | 3833.55 | 59343.354
|  |  | TOTAL: | 3769.094 | 4842.488 | 5455.856 | 3257.954 | 3334.625 | 5762.54 | 10465.028 | 7525.973 | 5149.172 | 3845.765 | 3641.309 | 3973.55 | 61023.354
5 | PS Sec Current
| Service Charge |  | 90 | 90 | 90 | 90 | 90 | 90 | 90 | 90 | 90 | 90 | 90 | 90 | 90 | 1080
| Energy Charge |  | 0.03572 | 1521.672 | 1971.744 | 2228.928 | 1307.352 | 1339.5 | 2357.52 | 4329.264 | 3096.924 | 2100.336 | 1553.82 | 1468.092 | 1607.4 | 24882.552
| Demand Charge (May through September) |  | 19.05 | July: 2116.455; August: 3004.185; September: 3352.8; May: 2802.255; June: 2232.66 | 13508.355
| Min Applied |  |  | July: 1250.6325; August: 362.9025; September: 14.2875; May: 564.8325; June: 1134.4275 | 3327.0825 | 174.65
| Demand Charge (October through April) |  | 16.95 | October: 2456.055; November: 3196.77; December: 3881.55; January: 5991.825; February: 5159.58; March: 3942.57; April: 3767.985 | 28396.335
| Min Applied |  |  | October: 539.8575; November: 0; December: 0; January: 0; February: 0; March: 0; April: 0 | 539.8575 | 31.85
| PF Penalty |  |  | 0 | 0 | 0 | 0 | 0 | 0 | 0 | 0 | 0 | 0 | 0 | 0 | 0
|  |  | TOTAL: | 4978.7595 | 5428.8315 | 5686.0155 | 4393.2645 | 4626.27 | 6329.07 | 10411.089 | 8346.504 | 6132.906 | 5411.805 | 4925.1795 | 5064.4875 | 71734.182
6 | PS Proposed
| Service Charge |  | 90 | 90 | 90 | 90 | 90 | 90 | 90 | 90 | 90 | 90 | 90 | 90 | 90 | 1080
| Energy Charge |  | 0.03572 | 1521.672 | 1971.744 | 2228.928 | 1307.352 | 1339.5 | 2357.52 | 4329.264 | 3096.924 | 2100.336 | 1553.82 | 1468.092 | 1607.4 | 24882.552
| Demand Charge (May through September) |  | 20.71 | July: 2300.881; August: 3265.967; September: 3644.96; May: 3046.441; June: 2427.212 | 14685.461
| Min Applied |  |  | July: 1359.6115; August: 394.5255; September: 15.5325; May: 614.0515; June: 1233.2805 | 3617.0015 | 174.65
| Demand Charge (October through April) |  | 18.43 | October: 2670.507; November: 3475.898; December: 4220.47; January: 6515.005; February: 5610.092; March: 4286.818; April: 4096.989 | 30875.779
| Min Applied |  |  | October: 586.9955; November: 0; December: 0; January: 0; February: 0; March: 0; April: 0 | 586.9955 | 31.85
| PF Penalty |  |  | 0 | 0 | 0 | 0 | 0 | 0 | 0 | 0 | 0 | 0 | 0 | 0 | 0
|  |  | TOTAL: | 5272.1645 | 5722.2365 | 5979.4205 | 4654.8545 | 4905.398 | 6667.99 | 10934.269 | 8797.016 | 6477.154 | 5740.809 | 5218.5845 | 5357.8925 | 75727.789
7 | TODS Current
| Service Charge |  | 200 | 200 | 200 | 200 | 200 | 200 | 200 | 200 | 200 | 200 | 200 | 200 | 200 | 2400
| Energy Charge |  | 0.03527 | 1502.502 | 1946.904 | 2200.848 | 1290.882 | 1322.625 | 2327.82 | 4274.724 | 3057.909 | 2073.876 | 1534.245 | 1449.597 | 1587.15 | 24569.082
| Peak Demand |  | 6.13 | 681.043 | 966.701 | 1078.88 | 888.237 | 1156.118 | 1403.77 | 2166.955 | 1865.972 | 1425.838 | 1362.699 | 901.723 | 718.436 | 14616.372
| Min Applied |  |  | 402.4345 | 116.7765 | 4.5975 | 195.2405 | 0 | 0 | 0 | 0 | 0 | 0 | 181.7545 | 365.0415 | 1265.845 | 206.5
| Intermediate Demand |  | 4.53 | 503.283 | 714.381 | 797.28 | 656.397 | 854.358 | 1037.37 | 1601.355 | 1378.932 | 1053.678 | 1007.019 | 666.363 | 530.916 | 10801.332
| Min Applied |  |  | 297.3945 | 86.2965 | 3.3975 | 144.2805 | 0 | 0 | 0 | 0 | 0 | 0 | 134.3145 | 269.7615 | 935.445 | 206.5
| Base Demand |  | 5.2 | 577.72 | 820.04 | 915.2 | 753.48 | 980.72 | 1190.8 | 1838.2 | 1582.88 | 1209.52 | 1155.96 | 764.92 | 609.44 | 12398.88
| Min Applied |  |  | 722.28 | 479.96 | 384.8 | 546.52 | 319.28 | 109.2 | 0 | 0 | 90.48 | 144.04 | 535.08 | 690.56 | 4022.2 | 773.5
| PF Penalty |  |  | 0 | 0 | 0 | 0 | 0 | 0 | 0 | 0 | 0 | 0 | 0 | 0 | 0
|  |  | TOTAL: | 4886.657 | 5331.059 | 5585.003 | 4675.037 | 4833.101 | 6268.96 | 10081.234 | 8085.693 | 6053.392 | 5403.963 | 4833.752 | 4971.305 | 71009.156
8 | TODS Proposed
| Service Charge |  | 200 | 200 | 200 | 200 | 200 | 200 | 200 | 200 | 200 | 200 | 200 | 200 | 200 | 2400
| Energy Charge |  | 0.03531 | 1504.206 | 1949.112 | 2203.344 | 1292.346 | 1324.125 | 2330.46 | 4279.572 | 3061.377 | 2076.228 | 1535.985 | 1451.241 | 1588.95 | 24596.946
| Peak Demand |  | 7.81 | 867.691 | 1231.637 | 1374.56 | 1131.669 | 1472.966 | 1788.49 | 2760.835 | 2377.364 | 1816.606 | 1736.163 | 1148.851 | 915.332 | 18622.164
| Min Applied |  |  | 512.7265 | 148.7805 | 5.8575 | 248.7485 | 0 | 0 | 0 | 0 | 0 | 0 | 231.5665 | 465.0855 | 1612.765 | 206.5
| Intermediate Demand |  | 6.11 | 678.821 | 963.547 | 1075.36 | 885.339 | 1152.346 | 1399.19 | 2159.885 | 1859.884 | 1421.186 | 1358.253 | 898.781 | 716.092 | 14568.684
| Min Applied |  |  | 401.1215 | 116.3955 | 4.5825 | 194.6035 | 0 | 0 | 0 | 0 | 0 | 0 | 181.1615 | 363.8505 | 1261.715 | 206.5
| Base Demand |  | 3.24 | 359.964 | 510.948 | 570.24 | 469.476 | 611.064 | 741.96 | 1145.34 | 986.256 | 753.624 | 720.252 | 476.604 | 379.728 | 7725.456
| Min Applied |  |  | 785.376 | 634.392 | 575.1 | 675.864 | 534.276 | 403.38 | 0 | 159.084 | 391.716 | 425.088 | 668.736 | 765.612 | 6018.624 | 1857.6
| PF Penalty |  |  | 0 | 0 | 0 | 0 | 0 | 0 | 0 | 0 | 0 | 0 | 0 | 0 | 0
|  |  | TOTAL: | 5309.906 | 5754.812 | 6009.044 | 5098.046 | 5294.777 | 6863.48 | 10545.632 | 8643.965 | 6659.36 | 5975.741 | 5256.941 | 5394.65 | 76806.354
AD

## AE
RATE COMPARISON TEMPLATE
Rates current as of 7/1/2017
Rate 1
Metered Usage |  |  |  | July | August | September | October | November | December | January | February | March | April | May | June | TOTAL |  |  | Rate 2
Energy | [18 empty] | Rate 3
|  |  | On Peak | 51600 | 74400 | 46200 | 56700 | 64200 | 76800 | 87000 | 69900 | 65100 | 60000 | 59400 | 54300 | 765600 | 19.85% |  | Rate 4
|  |  | Off Peak | [12 empty] | 0 |  |  | Rate 5
Demand | Max KW | [17 empty] | Rate 6
| 440.3 |  | Peak | 168.5 | 259.2 | 217.3 | 244.1 | 370.8 | 440.3 | 422.3 | 277.7 | 325.1 | 257.9 | 235.01 | 225 | 3443.21 |  | 1105.01 | Rate 7
| 440.3 |  | Intermediate | 168.5 | 259.2 | 217.3 | 244.1 | 370.8 | 440.3 | 422.3 | 277.7 | 325.1 | 257.9 | 235.01 | 225 | 3443.21 |  | 2338.2 | Rate 8
| 440.3 |  | Base | 168.5 | 259.2 | 217.3 | 244.1 | 370.8 | 440.3 | 422.3 | 277.7 | 325.1 | 257.9 | 235.01 | 225 | 3443.21
|  |  | PF | 90 | 90 | 90 | 90 | 90 | 90 | 90 | 90 | 90 | 90 | 90 | 90
COMPARISON | Service |  |  | July | August | September | October | November | December | January | February | March | April | May | June | TOTAL
| CURRENT | AES 3-P Current | Rate 3 | 4358.404 | 6266.536 | 3906.478 | 4785.223 | 5412.898 | 6467.392 | 7321.03 | 5889.931 | 5488.219 | 5061.4 | 5011.186 | 4584.367 | 64553.064
| POTENTIAL | AES 3-P Proposed | Rate 4 | 4535.804 | 6478.136 | 4075.778 | 4970.273 | 5609.198 | 6682.592 | 7551.53 | 6094.781 | 5685.869 | 5251.4 | 5200.286 | 4765.817 | 66901.464
| Savings |  |  | -177.4 | -211.6 | -169.3 | -185.05 | -196.3 | -215.2 | -230.5 | -204.85 | -197.65 | -190 | -189.1 | -181.45 | -2348.4
Rate Code
Base Charges
1 | GS 3- P Current
| Service Charge |  | 40 | 40 | 40 | 40 | 40 | 40 | 40 | 40 | 40 | 40 | 40 | 40 | 40 | 480
| Energy Charge |  | 0.10426 | 5379.816 | 7756.944 | 4816.812 | 5911.542 | 6693.492 | 8007.168 | 9070.62 | 7287.774 | 6787.326 | 6255.6 | 6193.044 | 5661.318 | 79821.456
|  |  | TOTAL: | 5419.816 | 7796.944 | 4856.812 | 5951.542 | 6733.492 | 8047.168 | 9110.62 | 7327.774 | 6827.326 | 6295.6 | 6233.044 | 5701.318 | 80301.456
2 | GS 3-P Proposed
| Service Charge |  | 50.4 | 50.4 | 50.4 | 50.4 | 50.4 | 50.4 | 50.4 | 50.4 | 50.4 | 50.4 | 50.4 | 50.4 | 50.4 | 604.8
| Energy Charge |  | 0.10685 | 5513.46 | 7949.64 | 4936.47 | 6058.395 | 6859.77 | 8206.08 | 9295.95 | 7468.815 | 6955.935 | 6411 | 6346.89 | 5801.955 | 81804.36
|  |  | TOTAL: | 5563.86 | 8000.04 | 4986.87 | 6108.795 | 6910.17 | 8256.48 | 9346.35 | 7519.215 | 7006.335 | 6461.4 | 6397.29 | 5852.355 | 82409.16
3 | AES 3-P Current
| Service Charge |  | 40 | 40 | 40 | 40 | 40 | 40 | 40 | 40 | 40 | 40 | 40 | 40 | 40 | 480
| Energy Charge |  | 0.08369 | 4318.404 | 6226.536 | 3866.478 | 4745.223 | 5372.898 | 6427.392 | 7281.03 | 5849.931 | 5448.219 | 5021.4 | 4971.186 | 4544.367 | 64073.064
|  |  | TOTAL: | 4358.404 | 6266.536 | 3906.478 | 4785.223 | 5412.898 | 6467.392 | 7321.03 | 5889.931 | 5488.219 | 5061.4 | 5011.186 | 4584.367 | 64553.064
4 | AES 3-P Proposed
| Service Charge |  | 140 | 140 | 140 | 140 | 140 | 140 | 140 | 140 | 140 | 140 | 140 | 140 | 140 | 1680
| Energy Charge |  | 0.08519 | 4395.804 | 6338.136 | 3935.778 | 4830.273 | 5469.198 | 6542.592 | 7411.53 | 5954.781 | 5545.869 | 5111.4 | 5060.286 | 4625.817 | 65221.464
|  |  | TOTAL: | 4535.804 | 6478.136 | 4075.778 | 4970.273 | 5609.198 | 6682.592 | 7551.53 | 6094.781 | 5685.869 | 5251.4 | 5200.286 | 4765.817 | 66901.464
5 | PS Sec Current
| Service Charge |  | 90 | 90 | 90 | 90 | 90 | 90 | 90 | 90 | 90 | 90 | 90 | 90 | 90 | 1080
| Energy Charge |  | 0.03572 | 1843.152 | 2657.568 | 1650.264 | 2025.324 | 2293.224 | 2743.296 | 3107.64 | 2496.828 | 2325.372 | 2143.2 | 2121.768 | 1939.596 | 27347.232
| Demand Charge (May through September) |  | 19.05 | July: 3209.925; August: 4937.76; September: 4139.565; May: 4476.9405; June: 4286.25 | 21050.4405
| Min Applied |  |  | July: 983.9325; August: 0; September: 54.2925; May: 0; June: 0 | 1038.225 | 54.5
| Demand Charge (October through April) |  | 16.95 | October: 4137.495; November: 6285.06; December: 7463.085; January: 7157.985; February: 4707.015; March: 5510.445; April: 4371.405 | 39632.49
| Min Applied |  |  | October: 0; November: 0; December: 0; January: 0; February: 0; March: 0; April: 0 | 0 | 0
| PF Penalty |  |  | 0 | 0 | 0 | 0 | 0 | 0 | 0 | 0 | 0 | 0 | 0 | 0 | 0
|  |  | TOTAL: | 6127.0095 | 7685.328 | 5934.1215 | 6252.819 | 8668.284 | 10296.381 | 10355.625 | 7293.843 | 7925.817 | 6604.605 | 6688.7085 | 6315.846 | 90148.3875
6 | PS Proposed
| Service Charge |  | 90 | 90 | 90 | 90 | 90 | 90 | 90 | 90 | 90 | 90 | 90 | 90 | 90 | 1080
| Energy Charge |  | 0.03572 | 1843.152 | 2657.568 | 1650.264 | 2025.324 | 2293.224 | 2743.296 | 3107.64 | 2496.828 | 2325.372 | 2143.2 | 2121.768 | 1939.596 | 27347.232
| Demand Charge (May through September) |  | 20.71 | July: 3489.635; August: 5368.032; September: 4500.283; May: 4867.0571; June: 4659.75 | 22884.7571
| Min Applied |  |  | July: 1069.6715; August: 0; September: 59.0235; May: 0; June: 0 | 1128.695 | 54.5
| Demand Charge (October through April) |  | 18.43 | October: 4498.763; November: 6833.844; December: 8114.729; January: 7782.989; February: 5118.011; March: 5991.593; April: 4753.097 | 43093.026
| Min Applied |  |  | October: 0; November: 0; December: 0; January: 0; February: 0; March: 0; April: 0 | 0 | 0
| PF Penalty |  |  | 0 | 0 | 0 | 0 | 0 | 0 | 0 | 0 | 0 | 0 | 0 | 0 | 0
|  |  | TOTAL: | 6492.4585 | 8115.6 | 6299.5705 | 6614.087 | 9217.068 | 10948.025 | 10980.629 | 7704.839 | 8406.965 | 6986.297 | 7078.8251 | 6689.346 | 95533.7101
7 | TODS Current
| Service Charge |  | 200 | 200 | 200 | 200 | 200 | 200 | 200 | 200 | 200 | 200 | 200 | 200 | 200 | 2400
| Energy Charge |  | 0.03527 | 1819.932 | 2624.088 | 1629.474 | 1999.809 | 2264.334 | 2708.736 | 3068.49 | 2465.373 | 2296.077 | 2116.2 | 2095.038 | 1915.161 | 27002.712
| Peak Demand |  | 6.13 | 1032.905 | 1588.896 | 1332.049 | 1496.333 | 2273.004 | 2699.039 | 2588.699 | 1702.301 | 1992.863 | 1580.927 | 1440.6113 | 1379.25 | 21106.8773
| Min Applied |  |  | 316.6145 | 0 | 17.4705 | 0 | 0 | 0 | 0 | 0 | 0 | 0 | 0 | 0 | 334.085 | 54.5
| Intermediate Demand |  | 4.53 | 763.305 | 1174.176 | 984.369 | 1105.773 | 1679.724 | 1994.559 | 1913.019 | 1257.981 | 1472.703 | 1168.287 | 1064.5953 | 1019.25 | 15597.7413
| Min Applied |  |  | 233.9745 | 0 | 12.9105 | 0 | 0 | 0 | 0 | 0 | 0 | 0 | 0 | 0 | 246.885 | 54.5
| Base Demand |  | 5.2 | 876.2 | 1347.84 | 1129.96 | 1269.32 | 1928.16 | 2289.56 | 2195.96 | 1444.04 | 1690.52 | 1341.08 | 1222.052 | 1170 | 17904.692
| Min Applied |  |  | 423.8 | 369.33 | 170.04 | 30.68 | 0 | 0 | 0 | 273.13 | 26.65 | 376.09 | 77.948 | 130 | 1877.668 | 361.09
| PF Penalty |  |  | 0 | 0 | 0 | 0 | 0 | 0 | 0 | 0 | 0 | 0 | 0 | 0 | 0
|  |  | TOTAL: | 5666.731 | 7304.33 | 5476.273 | 6101.915 | 8345.222 | 9891.894 | 9966.168 | 7342.825 | 7678.813 | 6782.584 | 6100.2446 | 5813.661 | 86470.6606
8 | TODS Proposed
| Service Charge |  | 200 | 200 | 200 | 200 | 200 | 200 | 200 | 200 | 200 | 200 | 200 | 200 | 200 | 2400
| Energy Charge |  | 0.03531 | 1821.996 | 2627.064 | 1631.322 | 2002.077 | 2266.902 | 2711.808 | 3071.97 | 2468.169 | 2298.681 | 2118.6 | 2097.414 | 1917.333 | 27033.336
| Peak Demand |  | 7.81 | 1315.985 | 2024.352 | 1697.113 | 1906.421 | 2895.948 | 3438.743 | 3298.163 | 2168.837 | 2539.031 | 2014.199 | 1835.4281 | 1757.25 | 26891.4701
| Min Applied |  |  | 403.3865 | 0 | 22.2585 | 0 | 0 | 0 | 0 | 0 | 0 | 0 | 0 | 0 | 425.645 | 54.5
| Intermediate Demand |  | 6.11 | 1029.535 | 1583.712 | 1327.703 | 1491.451 | 2265.588 | 2690.233 | 2580.253 | 1696.747 | 1986.361 | 1575.769 | 1435.9111 | 1374.75 | 21038.0131
| Min Applied |  |  | 315.5815 | 0 | 17.4135 | 0 | 0 | 0 | 0 | 0 | 0 | 0 | 0 | 0 | 332.995 | 54.5
| Base Demand |  | 3.24 | 545.94 | 839.808 | 704.052 | 790.884 | 1201.392 | 1426.572 | 1368.252 | 899.748 | 1053.324 | 835.596 | 761.4324 | 729 | 11156.0004
| Min Applied |  |  | 880.632 | 586.764 | 722.52 | 635.688 | 225.18 | 0 | 58.32 | 526.824 | 373.248 | 590.976 | 665.1396 | 697.572 | 5962.8636 | 1840.39
| PF Penalty |  |  | 0 | 0 | 0 | 0 | 0 | 0 | 0 | 0 | 0 | 0 | 0 | 0 | 0
|  |  | TOTAL: | 6513.056 | 7861.7 | 6322.382 | 7026.521 | 9055.01 | 10467.356 | 10576.958 | 7960.325 | 8450.645 | 7335.14 | 6995.3252 | 6675.905 | 95240.3232
AE

## AG
RATE COMPARISON TEMPLATE
Rates current as of 7/1/2017
Rate 1
Metered Usage |  |  |  | July | August | September | October | November | December | January | February | March | April | May | June | TOTAL |  |  | Rate 2
Energy | [18 empty] | Rate 3
|  |  | On Peak | 35976 | 57471 | 52501 | 43949 | 48121 | 46075 | 51112 | 47548 | 47131 | 46563 | 50633 | 48160 | 575240 | 28.3% |  | Rate 4
|  |  | Off Peak | [12 empty] | 0 |  |  | Rate 5
Demand | Max KW | [17 empty] | Rate 6
| 232 |  | Peak | 132 | 225 | 226 | 195 | 203 | 214 | 220 | 195 | 194 | 197 | 232 | 166 | 2399 |  | 981 | Rate 7
| 232 |  | Intermediate | 132 | 225 | 226 | 195 | 203 | 214 | 220 | 195 | 194 | 197 | 232 | 166 | 2399 |  | 1418 | Rate 8
| 232 |  | Base | 132 | 225 | 226 | 195 | 203 | 214 | 220 | 195 | 194 | 197 | 232 | 166 | 2399
|  |  | PF | 90 | 90 | 90 | 90 | 90 | 90 | 90 | 90 | 90 | 90 | 90 | 90
COMPARISON | Service |  |  | July | August | September | October | November | December | January | February | March | April | May | June | TOTAL
| CURRENT | AES 3-P Current | Rate 3 | 3050.8314 | 4849.748 | 4433.8087 | 3718.0918 | 4067.2465 | 3896.0167 | 4317.5633 | 4019.2921 | 3984.3934 | 3936.8575 | 4277.4758 | 4070.5104 | 48621.8356
| POTENTIAL | AES 3-P Proposed | Rate 4 | 3204.7954 | 5035.9545 | 4612.5602 | 3884.0153 | 4239.428 | 4065.1292 | 4494.2313 | 4190.6141 | 4155.0899 | 4106.702 | 4453.4253 | 4242.7504 | 50684.6956
| Savings |  |  | -153.964 | -186.2065 | -178.7515 | -165.9235 | -172.1815 | -169.1125 | -176.668 | -171.322 | -170.6965 | -169.8445 | -175.9495 | -172.24 | -2062.86
Rate Code
Base Charges
1 | GS 3- P Current
| Service Charge |  | 40 | 40 | 40 | 40 | 40 | 40 | 40 | 40 | 40 | 40 | 40 | 40 | 40 | 480
| Energy Charge |  | 0.10426 | 3750.8578 | 5991.9265 | 5473.7543 | 4582.1227 | 5017.0955 | 4803.7795 | 5328.9371 | 4957.3545 | 4913.8781 | 4854.6584 | 5278.9966 | 5021.1616 | 59974.5224
|  |  | TOTAL: | 3790.8578 | 6031.9265 | 5513.7543 | 4622.1227 | 5057.0955 | 4843.7795 | 5368.9371 | 4997.3545 | 4953.8781 | 4894.6584 | 5318.9966 | 5061.1616 | 60454.5224
2 | GS 3-P Proposed
| Service Charge |  | 50.4 | 50.4 | 50.4 | 50.4 | 50.4 | 50.4 | 50.4 | 50.4 | 50.4 | 50.4 | 50.4 | 50.4 | 50.4 | 604.8
| Energy Charge |  | 0.10685 | 3844.0356 | 6140.7764 | 5609.7319 | 4695.9506 | 5141.7289 | 4923.1138 | 5461.3172 | 5080.5038 | 5035.9474 | 4975.2566 | 5410.1361 | 5145.896 | 61464.394
|  |  | TOTAL: | 3894.4356 | 6191.1763 | 5660.1318 | 4746.3507 | 5192.1289 | 4973.5138 | 5511.7172 | 5130.9038 | 5086.3474 | 5025.6565 | 5460.536 | 5196.296 | 62069.194
3 | AES 3-P Current
| Service Charge |  | 40 | 40 | 40 | 40 | 40 | 40 | 40 | 40 | 40 | 40 | 40 | 40 | 40 | 480
| Energy Charge |  | 0.08369 | 3010.8314 | 4809.748 | 4393.8087 | 3678.0918 | 4027.2465 | 3856.0167 | 4277.5633 | 3979.2921 | 3944.3934 | 3896.8575 | 4237.4758 | 4030.5104 | 48141.8356
|  |  | TOTAL: | 3050.8314 | 4849.748 | 4433.8087 | 3718.0918 | 4067.2465 | 3896.0167 | 4317.5633 | 4019.2921 | 3984.3934 | 3936.8575 | 4277.4758 | 4070.5104 | 48621.8356
4 | AES 3-P Proposed
| Service Charge |  | 140 | 140 | 140 | 140 | 140 | 140 | 140 | 140 | 140 | 140 | 140 | 140 | 140 | 1680
| Energy Charge |  | 0.08519 | 3064.7954 | 4895.9545 | 4472.5602 | 3744.0153 | 4099.428 | 3925.1292 | 4354.2313 | 4050.6141 | 4015.0899 | 3966.702 | 4313.4253 | 4102.7504 | 49004.6956
|  |  | TOTAL: | 3204.7954 | 5035.9545 | 4612.5602 | 3884.0153 | 4239.428 | 4065.1292 | 4494.2313 | 4190.6141 | 4155.0899 | 4106.702 | 4453.4253 | 4242.7504 | 50684.6956
5 | PS Sec Current
| Service Charge |  | 90 | 90 | 90 | 90 | 90 | 90 | 90 | 90 | 90 | 90 | 90 | 90 | 90 | 1080
| Energy Charge |  | 0.03572 | 1285.0627 | 2052.8641 | 1875.3357 | 1569.8583 | 1718.8821 | 1645.799 | 1825.7206 | 1698.4146 | 1683.5193 | 1663.2304 | 1808.6108 | 1720.2752 | 20547.5728
| Demand Charge (May through September) |  | 19.05 | July: 2514.6; August: 4286.25; September: 4305.3; May: 4419.6; June: 3162.3 | 18688.05
| Min Applied |  |  | July: 0; August: 0; September: 0; May: 0; June: 0 | 0 | 0
| Demand Charge (October through April) |  | 16.95 | October: 3305.25; November: 3440.85; December: 3627.3; January: 3729; February: 3305.25; March: 3288.3; April: 3339.15 | 24035.1
| Min Applied |  |  | October: 0; November: 0; December: 0; January: 0; February: 0; March: 0; April: 0 | 0 | 0
| PF Penalty |  |  | 0 | 0 | 0 | 0 | 0 | 0 | 0 | 0 | 0 | 0 | 0 | 0 | 0
|  |  | TOTAL: | 3889.6627 | 6429.1141 | 6270.6357 | 4965.1083 | 5249.7321 | 5363.099 | 5644.7206 | 5093.6646 | 5061.8193 | 5092.3804 | 6318.2108 | 4972.5752 | 64350.7228
6 | PS Proposed
| Service Charge |  | 90 | 90 | 90 | 90 | 90 | 90 | 90 | 90 | 90 | 90 | 90 | 90 | 90 | 1080
| Energy Charge |  | 0.03572 | 1285.0627 | 2052.8641 | 1875.3357 | 1569.8583 | 1718.8821 | 1645.799 | 1825.7206 | 1698.4146 | 1683.5193 | 1663.2304 | 1808.6108 | 1720.2752 | 20547.5728
| Demand Charge (May through September) |  | 20.71 | July: 2733.72; August: 4659.75; September: 4680.46; May: 4804.72; June: 3437.86 | 20316.51
| Min Applied |  |  | July: 0; August: 0; September: 0; May: 0; June: 0 | 0 | 0
| Demand Charge (October through April) |  | 18.43 | October: 3593.85; November: 3741.29; December: 3944.02; January: 4054.6; February: 3593.85; March: 3575.42; April: 3630.71 | 26133.74
| Min Applied |  |  | October: 0; November: 0; December: 0; January: 0; February: 0; March: 0; April: 0 | 0 | 0
| PF Penalty |  |  | 0 | 0 | 0 | 0 | 0 | 0 | 0 | 0 | 0 | 0 | 0 | 0 | 0
|  |  | TOTAL: | 4108.7827 | 6802.6141 | 6645.7957 | 5253.7083 | 5550.1721 | 5679.819 | 5970.3206 | 5382.2646 | 5348.9393 | 5383.9404 | 6703.3308 | 5248.1352 | 68077.8228
7 | TODS Current
| Service Charge |  | 200 | 200 | 200 | 200 | 200 | 200 | 200 | 200 | 200 | 200 | 200 | 200 | 200 | 2400
| Energy Charge |  | 0.03527 | 1268.8735 | 2027.0022 | 1851.7103 | 1550.0812 | 1697.2277 | 1625.0653 | 1802.7202 | 1677.018 | 1662.3104 | 1642.277 | 1785.8259 | 1698.6032 | 20288.7148
| Peak Demand |  | 6.13 | 809.16 | 1379.25 | 1385.38 | 1195.35 | 1244.39 | 1311.82 | 1348.6 | 1195.35 | 1189.22 | 1207.61 | 1422.16 | 1017.58 | 14705.87
| Min Applied |  |  | 0 | 0 | 0 | 0 | 0 | 0 | 0 | 0 | 0 | 0 | 0 | 0 | 0 | 0
| Intermediate Demand |  | 4.53 | 597.96 | 1019.25 | 1023.78 | 883.35 | 919.59 | 969.42 | 996.6 | 883.35 | 878.82 | 892.41 | 1050.96 | 751.98 | 10867.47
| Min Applied |  |  | 0 | 0 | 0 | 0 | 0 | 0 | 0 | 0 | 0 | 0 | 0 | 0 | 0 | 0
| Base Demand |  | 5.2 | 686.4 | 1170 | 1175.2 | 1014 | 1055.6 | 1112.8 | 1144 | 1014 | 1008.8 | 1024.4 | 1206.4 | 863.2 | 12474.8
| Min Applied |  |  | 613.6 | 130 | 124.8 | 286 | 244.4 | 187.2 | 156 | 286 | 291.2 | 275.6 | 93.6 | 436.8 | 3125.2 | 601
| PF Penalty |  |  | 0 | 0 | 0 | 0 | 0 | 0 | 0 | 0 | 0 | 0 | 0 | 0 | 0
|  |  | TOTAL: | 4175.9935 | 5925.5022 | 5760.8703 | 5128.7812 | 5361.2077 | 5406.3053 | 5647.9202 | 5255.718 | 5230.3504 | 5242.297 | 5758.9459 | 4968.1632 | 63862.0548
8 | TODS Proposed
| Service Charge |  | 200 | 200 | 200 | 200 | 200 | 200 | 200 | 200 | 200 | 200 | 200 | 200 | 200 | 2400
| Energy Charge |  | 0.03531 | 1270.3126 | 2029.301 | 1853.8103 | 1551.8392 | 1699.1525 | 1626.9082 | 1804.7647 | 1678.9199 | 1664.1956 | 1644.1395 | 1787.8512 | 1700.5296 | 20311.7244
| Peak Demand |  | 7.81 | 1030.92 | 1757.25 | 1765.06 | 1522.95 | 1585.43 | 1671.34 | 1718.2 | 1522.95 | 1515.14 | 1538.57 | 1811.92 | 1296.46 | 18736.19
| Min Applied |  |  | 0 | 0 | 0 | 0 | 0 | 0 | 0 | 0 | 0 | 0 | 0 | 0 | 0 | 0
| Intermediate Demand |  | 6.11 | 806.52 | 1374.75 | 1380.86 | 1191.45 | 1240.33 | 1307.54 | 1344.2 | 1191.45 | 1185.34 | 1203.67 | 1417.52 | 1014.26 | 14657.89
| Min Applied |  |  | 0 | 0 | 0 | 0 | 0 | 0 | 0 | 0 | 0 | 0 | 0 | 0 | 0 | 0
| Base Demand |  | 3.24 | 427.68 | 729 | 732.24 | 631.8 | 657.72 | 693.36 | 712.8 | 631.8 | 628.56 | 638.28 | 751.68 | 537.84 | 7772.76
| Min Applied |  |  | 382.32 | 81 | 77.76 | 178.2 | 152.28 | 116.64 | 97.2 | 178.2 | 181.44 | 171.72 | 58.32 | 272.16 | 1947.24 | 601
| PF Penalty |  |  | 0 | 0 | 0 | 0 | 0 | 0 | 0 | 0 | 0 | 0 | 0 | 0 | 0
|  |  | TOTAL: | 4117.7526 | 6171.301 | 6009.7303 | 5276.2392 | 5534.9125 | 5615.7882 | 5877.1647 | 5403.3199 | 5374.6756 | 5396.3795 | 6027.2912 | 5021.2496 | 65825.8044

## AH
RATE COMPARISON TEMPLATE
Rates current as of 7/1/2017
Rate 1
Metered Usage |  |  |  | July | August | September | October | November | December | January | February | March | April | May | June | TOTAL |  |  | Rate 2
Energy | [18 empty] | Rate 3
|  |  | On Peak | 4320 | 5760 | 4960 | 3840 | 4480 | 4560 | 7520 | 5840 | 4160 | 3600 | 3760 | 3680 | 56480 | 10.4% |  | Rate 4
|  |  | Off Peak | [12 empty] | 0 |  |  | Rate 5
Demand | Max KW | [17 empty] | Rate 6
| 62 |  | Peak | 23 | 26 | 26 | 42 | 61 | 62 | 60 | 60 | 61 | 54 | 40 | 24 | 539 |  | 139 | Rate 7
| 62 |  | Intermediate | 23 | 26 | 26 | 42 | 61 | 62 | 60 | 60 | 61 | 54 | 40 | 24 | 539 |  | 400 | Rate 8
| 62 |  | Base | 23 | 26 | 26 | 42 | 61 | 62 | 60 | 60 | 61 | 54 | 40 | 24 | 539
|  |  | PF | 90 | 90 | 90 | 90 | 90 | 90 | 90 | 90 | 90 | 90 | 90 | 90
COMPARISON | Service |  |  | July | August | September | October | November | December | January | February | March | April | May | June | TOTAL
| CURRENT | AES 3-P Current | Rate 3 | 401.5408 | 522.0544 | 455.1024 | 361.3696 | 414.9312 | 421.6264 | 669.3488 | 528.7496 | 388.1504 | 341.284 | 354.6744 | 347.9792 | 5206.8112
| POTENTIAL | AES 3-P Proposed | Rate 4 | 508.0208 | 630.6944 | 562.5424 | 467.1296 | 521.6512 | 528.4664 | 780.6288 | 637.5096 | 494.3904 | 446.684 | 460.3144 | 453.4992 | 6491.5312
| Savings |  |  | -106.48 | -108.64 | -107.44 | -105.76 | -106.72 | -106.84 | -111.28 | -108.76 | -106.24 | -105.4 | -105.64 | -105.52 | -1284.72
Rate Code
Base Charges
1 | GS 3- P Current
| Service Charge |  | 40 | 40 | 40 | 40 | 40 | 40 | 40 | 40 | 40 | 40 | 40 | 40 | 40 | 480
| Energy Charge |  | 0.10426 | 450.4032 | 600.5376 | 517.1296 | 400.3584 | 467.0848 | 475.4256 | 784.0352 | 608.8784 | 433.7216 | 375.336 | 392.0176 | 383.6768 | 5888.6048
|  |  | TOTAL: | 490.4032 | 640.5376 | 557.1296 | 440.3584 | 507.0848 | 515.4256 | 824.0352 | 648.8784 | 473.7216 | 415.336 | 432.0176 | 423.6768 | 6368.6048
2 | GS 3-P Proposed
| Service Charge |  | 50.4 | 50.4 | 50.4 | 50.4 | 50.4 | 50.4 | 50.4 | 50.4 | 50.4 | 50.4 | 50.4 | 50.4 | 50.4 | 604.8
| Energy Charge |  | 0.10685 | 461.592 | 615.456 | 529.976 | 410.304 | 478.688 | 487.236 | 803.512 | 624.004 | 444.496 | 384.66 | 401.756 | 393.208 | 6034.888
|  |  | TOTAL: | 511.992 | 665.856 | 580.376 | 460.704 | 529.088 | 537.636 | 853.912 | 674.404 | 494.896 | 435.06 | 452.156 | 443.608 | 6639.688
3 | AES 3-P Current
| Service Charge |  | 40 | 40 | 40 | 40 | 40 | 40 | 40 | 40 | 40 | 40 | 40 | 40 | 40 | 480
| Energy Charge |  | 0.08369 | 361.5408 | 482.0544 | 415.1024 | 321.3696 | 374.9312 | 381.6264 | 629.3488 | 488.7496 | 348.1504 | 301.284 | 314.6744 | 307.9792 | 4726.8112
|  |  | TOTAL: | 401.5408 | 522.0544 | 455.1024 | 361.3696 | 414.9312 | 421.6264 | 669.3488 | 528.7496 | 388.1504 | 341.284 | 354.6744 | 347.9792 | 5206.8112
4 | AES 3-P Proposed
| Service Charge |  | 140 | 140 | 140 | 140 | 140 | 140 | 140 | 140 | 140 | 140 | 140 | 140 | 140 | 1680
| Energy Charge |  | 0.08519 | 368.0208 | 490.6944 | 422.5424 | 327.1296 | 381.6512 | 388.4664 | 640.6288 | 497.5096 | 354.3904 | 306.684 | 320.3144 | 313.4992 | 4811.5312
|  |  | TOTAL: | 508.0208 | 630.6944 | 562.5424 | 467.1296 | 521.6512 | 528.4664 | 780.6288 | 637.5096 | 494.3904 | 446.684 | 460.3144 | 453.4992 | 6491.5312
5 | PS Sec Current
| Service Charge |  | 90 | 90 | 90 | 90 | 90 | 90 | 90 | 90 | 90 | 90 | 90 | 90 | 90 | 1080
| Energy Charge |  | 0.03572 | 154.3104 | 205.7472 | 177.1712 | 137.1648 | 160.0256 | 162.8832 | 268.6144 | 208.6048 | 148.5952 | 128.592 | 134.3072 | 131.4496 | 2017.4656
| Demand Charge (May through September) |  | 19.05 | July: 438.15; August: 495.3; September: 495.3; May: 762; June: 457.2 | 2647.95
| Min Applied |  |  | July: 152.4; August: 95.25; September: 95.25; May: 0; June: 133.35 | 476.25 | 25
| Demand Charge (October through April) |  | 16.95 | October: 711.9; November: 1033.95; December: 1050.9; January: 1017; February: 1017; March: 1033.95; April: 915.3 | 6780
| Min Applied |  |  | October: 0; November: 0; December: 0; January: 0; February: 0; March: 0; April: 0 | 0 | 0
| PF Penalty |  |  | 0 | 0 | 0 | 0 | 0 | 0 | 0 | 0 | 0 | 0 | 0 | 0 | 0
|  |  | TOTAL: | 834.8604 | 886.2972 | 857.7212 | 939.0648 | 1283.9756 | 1303.7832 | 1375.6144 | 1315.6048 | 1272.5452 | 1133.892 | 986.3072 | 811.9996 | 13001.6656
6 | PS Proposed
| Service Charge |  | 90 | 90 | 90 | 90 | 90 | 90 | 90 | 90 | 90 | 90 | 90 | 90 | 90 | 1080
| Energy Charge |  | 0.03572 | 154.3104 | 205.7472 | 177.1712 | 137.1648 | 160.0256 | 162.8832 | 268.6144 | 208.6048 | 148.5952 | 128.592 | 134.3072 | 131.4496 | 2017.4656
| Demand Charge (May through September) |  | 20.71 | July: 476.33; August: 538.46; September: 538.46; May: 828.4; June: 497.04 | 2878.69
| Min Applied |  |  | July: 165.68; August: 103.55; September: 103.55; May: 0; June: 144.97 | 517.75 | 25
| Demand Charge (October through April) |  | 18.43 | October: 774.06; November: 1124.23; December: 1142.66; January: 1105.8; February: 1105.8; March: 1124.23; April: 995.22 | 7372
| Min Applied |  |  | October: 0; November: 0; December: 0; January: 0; February: 0; March: 0; April: 0 | 0 | 0
| PF Penalty |  |  | 0 | 0 | 0 | 0 | 0 | 0 | 0 | 0 | 0 | 0 | 0 | 0 | 0
|  |  | TOTAL: | 886.3204 | 937.7572 | 909.1812 | 1001.2248 | 1374.2556 | 1395.5432 | 1464.4144 | 1404.4048 | 1362.8252 | 1213.812 | 1052.7072 | 863.4596 | 13865.9056
7 | TODS Current
| Service Charge |  | 200 | 200 | 200 | 200 | 200 | 200 | 200 | 200 | 200 | 200 | 200 | 200 | 200 | 2400
| Energy Charge |  | 0.03527 | 152.3664 | 203.1552 | 174.9392 | 135.4368 | 158.0096 | 160.8312 | 265.2304 | 205.9768 | 146.7232 | 126.972 | 132.6152 | 129.7936 | 1992.0496
| Peak Demand |  | 6.13 | 140.99 | 159.38 | 159.38 | 257.46 | 373.93 | 380.06 | 367.8 | 367.8 | 373.93 | 331.02 | 245.2 | 147.12 | 3304.07
| Min Applied |  |  | 49.04 | 30.65 | 30.65 | 0 | 0 | 0 | 0 | 0 | 0 | 0 | 0 | 42.91 | 153.25 | 25
| Intermediate Demand |  | 4.53 | 104.19 | 117.78 | 117.78 | 190.26 | 276.33 | 280.86 | 271.8 | 271.8 | 276.33 | 244.62 | 181.2 | 108.72 | 2441.67
| Min Applied |  |  | 36.24 | 22.65 | 22.65 | 0 | 0 | 0 | 0 | 0 | 0 | 0 | 0 | 31.71 | 113.25 | 25
| Base Demand |  | 5.2 | 119.6 | 135.2 | 135.2 | 218.4 | 317.2 | 322.4 | 312 | 312 | 317.2 | 280.8 | 208 | 124.8 | 2802.8
| Min Applied |  |  | 1180.4 | 1164.8 | 1164.8 | 1081.6 | 982.8 | 977.6 | 988 | 988 | 982.8 | 1019.2 | 1092 | 1175.2 | 12797.2 | 2461
| PF Penalty |  |  | 0 | 0 | 0 | 0 | 0 | 0 | 0 | 0 | 0 | 0 | 0 | 0 | 0
|  |  | TOTAL: | 1982.8264 | 2033.6152 | 2005.3992 | 2083.1568 | 2308.2696 | 2321.7512 | 2404.8304 | 2345.5768 | 2296.9832 | 2202.612 | 2059.0152 | 1960.2536 | 26004.2896
8 | TODS Proposed
| Service Charge |  | 200 | 200 | 200 | 200 | 200 | 200 | 200 | 200 | 200 | 200 | 200 | 200 | 200 | 2400
| Energy Charge |  | 0.03531 | 152.5392 | 203.3856 | 175.1376 | 135.5904 | 158.1888 | 161.0136 | 265.5312 | 206.2104 | 146.8896 | 127.116 | 132.7656 | 129.9408 | 1994.3088
| Peak Demand |  | 7.81 | 179.63 | 203.06 | 203.06 | 328.02 | 476.41 | 484.22 | 468.6 | 468.6 | 476.41 | 421.74 | 312.4 | 187.44 | 4209.59
| Min Applied |  |  | 62.48 | 39.05 | 39.05 | 0 | 0 | 0 | 0 | 0 | 0 | 0 | 0 | 54.67 | 195.25 | 25
| Intermediate Demand |  | 6.11 | 140.53 | 158.86 | 158.86 | 256.62 | 372.71 | 378.82 | 366.6 | 366.6 | 372.71 | 329.94 | 244.4 | 146.64 | 3293.29
| Min Applied |  |  | 48.88 | 30.55 | 30.55 | 0 | 0 | 0 | 0 | 0 | 0 | 0 | 0 | 42.77 | 152.75 | 25
| Base Demand |  | 3.24 | 74.52 | 84.24 | 84.24 | 136.08 | 197.64 | 200.88 | 194.4 | 194.4 | 197.64 | 174.96 | 129.6 | 77.76 | 1746.36
| Min Applied |  |  | 735.48 | 725.76 | 725.76 | 673.92 | 612.36 | 609.12 | 615.6 | 615.6 | 612.36 | 635.04 | 680.4 | 732.24 | 7973.64 | 2461
| PF Penalty |  |  | 0 | 0 | 0 | 0 | 0 | 0 | 0 | 0 | 0 | 0 | 0 | 0 | 0
|  |  | TOTAL: | 1594.0592 | 1644.9056 | 1616.6576 | 1730.2304 | 2017.3088 | 2034.0536 | 2110.7312 | 2051.4104 | 2006.0096 | 1888.796 | 1699.5656 | 1571.4608 | 21965.1888

## AI
RATE COMPARISON TEMPLATE
Rates current as of 7/1/2017
Rate 1
Metered Usage |  |  |  | July | August | September | October | November | December | January | February | March | April | May | June | TOTAL |  |  | Rate 2
Energy | [18 empty] | Rate 3
|  |  | On Peak | 8640 | 13560 | 12840 | 10880 | 12080 | 11200 | 16360 | 13240 | 11480 | 10400 | 9160 | 8160 | 138000 | 25.83% |  | Rate 4
|  |  | Off Peak | [12 empty] | 0 |  |  | Rate 5
Demand | Max KW | [17 empty] | Rate 6
| 61 |  | Peak | 31 | 44 | 50 | 41 | 52 | 50 | 61 | 52 | 50 | 36 | 34 | 31 | 532 |  | 190 | Rate 7
| 61 |  | Intermediate | 31 | 44 | 50 | 41 | 52 | 50 | 61 | 52 | 50 | 36 | 34 | 31 | 532 |  | 342 | Rate 8
| 61 |  | Base | 31 | 44 | 50 | 41 | 52 | 50 | 61 | 52 | 50 | 36 | 34 | 31 | 532
|  |  | PF | 90 | 90 | 90 | 90 | 90 | 90 | 90 | 90 | 90 | 90 | 90 | 90
COMPARISON | Service |  |  | July | August | September | October | November | December | January | February | March | April | May | June | TOTAL
| CURRENT | AES 3-P Current | Rate 3 | 763.0816 | 1174.8364 | 1114.5796 | 950.5472 | 1050.9752 | 977.328 | 1409.1684 | 1148.0556 | 1000.7612 | 910.376 | 806.6004 | 722.9104 | 12029.22
| POTENTIAL | AES 3-P Proposed | Rate 4 | 876.0416 | 1295.1764 | 1233.8396 | 1066.8672 | 1169.0952 | 1094.128 | 1533.7084 | 1267.9156 | 1117.9812 | 1025.976 | 920.3404 | 835.1504 | 13436.22
| Savings |  |  | -112.96 | -120.34 | -119.26 | -116.32 | -118.12 | -116.8 | -124.54 | -119.86 | -117.22 | -115.6 | -113.74 | -112.24 | -1407
Rate Code
Base Charges
1 | GS 3- P Current
| Service Charge |  | 40 | 40 | 40 | 40 | 40 | 40 | 40 | 40 | 40 | 40 | 40 | 40 | 40 | 480
| Energy Charge |  | 0.10426 | 900.8064 | 1413.7656 | 1338.6984 | 1134.3488 | 1259.4608 | 1167.712 | 1705.6936 | 1380.4024 | 1196.9048 | 1084.304 | 955.0216 | 850.7616 | 14387.88
|  |  | TOTAL: | 940.8064 | 1453.7656 | 1378.6984 | 1174.3488 | 1299.4608 | 1207.712 | 1745.6936 | 1420.4024 | 1236.9048 | 1124.304 | 995.0216 | 890.7616 | 14867.88
2 | GS 3-P Proposed
| Service Charge |  | 50.4 | 50.4 | 50.4 | 50.4 | 50.4 | 50.4 | 50.4 | 50.4 | 50.4 | 50.4 | 50.4 | 50.4 | 50.4 | 604.8
| Energy Charge |  | 0.10685 | 923.184 | 1448.886 | 1371.954 | 1162.528 | 1290.748 | 1196.72 | 1748.066 | 1414.694 | 1226.638 | 1111.24 | 978.746 | 871.896 | 14745.3
|  |  | TOTAL: | 973.584 | 1499.286 | 1422.354 | 1212.928 | 1341.148 | 1247.12 | 1798.466 | 1465.094 | 1277.038 | 1161.64 | 1029.146 | 922.296 | 15350.1
3 | AES 3-P Current
| Service Charge |  | 40 | 40 | 40 | 40 | 40 | 40 | 40 | 40 | 40 | 40 | 40 | 40 | 40 | 480
| Energy Charge |  | 0.08369 | 723.0816 | 1134.8364 | 1074.5796 | 910.5472 | 1010.9752 | 937.328 | 1369.1684 | 1108.0556 | 960.7612 | 870.376 | 766.6004 | 682.9104 | 11549.22
|  |  | TOTAL: | 763.0816 | 1174.8364 | 1114.5796 | 950.5472 | 1050.9752 | 977.328 | 1409.1684 | 1148.0556 | 1000.7612 | 910.376 | 806.6004 | 722.9104 | 12029.22
4 | AES 3-P Proposed
| Service Charge |  | 140 | 140 | 140 | 140 | 140 | 140 | 140 | 140 | 140 | 140 | 140 | 140 | 140 | 1680
| Energy Charge |  | 0.08519 | 736.0416 | 1155.1764 | 1093.8396 | 926.8672 | 1029.0952 | 954.128 | 1393.7084 | 1127.9156 | 977.9812 | 885.976 | 780.3404 | 695.1504 | 11756.22
|  |  | TOTAL: | 876.0416 | 1295.1764 | 1233.8396 | 1066.8672 | 1169.0952 | 1094.128 | 1533.7084 | 1267.9156 | 1117.9812 | 1025.976 | 920.3404 | 835.1504 | 13436.22
5 | PS Sec Current
| Service Charge |  | 90 | 90 | 90 | 90 | 90 | 90 | 90 | 90 | 90 | 90 | 90 | 90 | 90 | 1080
| Energy Charge |  | 0.03572 | 308.6208 | 484.3632 | 458.6448 | 388.6336 | 431.4976 | 400.064 | 584.3792 | 472.9328 | 410.0656 | 371.488 | 327.1952 | 291.4752 | 4929.36
| Demand Charge (May through September) |  | 19.05 | July: 590.55; August: 838.2; September: 952.5; May: 647.7; June: 590.55 | 3619.5
| Min Applied |  |  | July: 0; August: 0; September: 0; May: 0; June: 0 | 0 | 0
| Demand Charge (October through April) |  | 16.95 | October: 694.95; November: 881.4; December: 847.5; January: 1033.95; February: 881.4; March: 847.5; April: 610.2 | 5796.9
| Min Applied |  |  | October: 0; November: 0; December: 0; January: 0; February: 0; March: 0; April: 0 | 0 | 0
| PF Penalty |  |  | 0 | 0 | 0 | 0 | 0 | 0 | 0 | 0 | 0 | 0 | 0 | 0 | 0
|  |  | TOTAL: | 989.1708 | 1412.5632 | 1501.1448 | 1173.5836 | 1402.8976 | 1337.564 | 1708.3292 | 1444.3328 | 1347.5656 | 1071.688 | 1064.8952 | 972.0252 | 15425.76
6 | PS Proposed
| Service Charge |  | 90 | 90 | 90 | 90 | 90 | 90 | 90 | 90 | 90 | 90 | 90 | 90 | 90 | 1080
| Energy Charge |  | 0.03572 | 308.6208 | 484.3632 | 458.6448 | 388.6336 | 431.4976 | 400.064 | 584.3792 | 472.9328 | 410.0656 | 371.488 | 327.1952 | 291.4752 | 4929.36
| Demand Charge (May through September) |  | 20.71 | July: 642.01; August: 911.24; September: 1035.5; May: 704.14; June: 642.01 | 3934.9
| Min Applied |  |  | July: 0; August: 0; September: 0; May: 0; June: 0 | 0 | 0
| Demand Charge (October through April) |  | 18.43 | October: 755.63; November: 958.36; December: 921.5; January: 1124.23; February: 958.36; March: 921.5; April: 663.48 | 6303.06
| Min Applied |  |  | October: 0; November: 0; December: 0; January: 0; February: 0; March: 0; April: 0 | 0 | 0
| PF Penalty |  |  | 0 | 0 | 0 | 0 | 0 | 0 | 0 | 0 | 0 | 0 | 0 | 0 | 0
|  |  | TOTAL: | 1040.6308 | 1485.6032 | 1584.1448 | 1234.2636 | 1479.8576 | 1411.564 | 1798.6092 | 1521.2928 | 1421.5656 | 1124.968 | 1121.3352 | 1023.4852 | 16247.32
7 | TODS Current
| Service Charge |  | 200 | 200 | 200 | 200 | 200 | 200 | 200 | 200 | 200 | 200 | 200 | 200 | 200 | 2400
| Energy Charge |  | 0.03527 | 304.7328 | 478.2612 | 452.8668 | 383.7376 | 426.0616 | 395.024 | 577.0172 | 466.9748 | 404.8996 | 366.808 | 323.0732 | 287.8032 | 4867.26
| Peak Demand |  | 6.13 | 190.03 | 269.72 | 306.5 | 251.33 | 318.76 | 306.5 | 373.93 | 318.76 | 306.5 | 220.68 | 208.42 | 190.03 | 3261.16
| Min Applied |  |  | 0 | 0 | 0 | 0 | 0 | 0 | 0 | 0 | 0 | 0 | 0 | 0 | 0 | 0
| Intermediate Demand |  | 4.53 | 140.43 | 199.32 | 226.5 | 185.73 | 235.56 | 226.5 | 276.33 | 235.56 | 226.5 | 163.08 | 154.02 | 140.43 | 2409.96
| Min Applied |  |  | 0 | 0 | 0 | 0 | 0 | 0 | 0 | 0 | 0 | 0 | 0 | 0 | 0 | 0
| Base Demand |  | 5.2 | 161.2 | 228.8 | 260 | 213.2 | 270.4 | 260 | 317.2 | 270.4 | 260 | 187.2 | 176.8 | 161.2 | 2766.4
| Min Applied |  |  | 1138.8 | 1071.2 | 1040 | 1086.8 | 1029.6 | 1040 | 982.8 | 1029.6 | 1040 | 1112.8 | 1123.2 | 1138.8 | 12833.6 | 2468
| PF Penalty |  |  | 0 | 0 | 0 | 0 | 0 | 0 | 0 | 0 | 0 | 0 | 0 | 0 | 0
|  |  | TOTAL: | 2135.1928 | 2447.3012 | 2485.8668 | 2320.7976 | 2480.3816 | 2428.024 | 2727.2772 | 2521.2948 | 2437.8996 | 2250.568 | 2185.5132 | 2118.2632 | 28538.38
8 | TODS Proposed
| Service Charge |  | 200 | 200 | 200 | 200 | 200 | 200 | 200 | 200 | 200 | 200 | 200 | 200 | 200 | 2400
| Energy Charge |  | 0.03531 | 305.0784 | 478.8036 | 453.3804 | 384.1728 | 426.5448 | 395.472 | 577.6716 | 467.5044 | 405.3588 | 367.224 | 323.4396 | 288.1296 | 4872.78
| Peak Demand |  | 7.81 | 242.11 | 343.64 | 390.5 | 320.21 | 406.12 | 390.5 | 476.41 | 406.12 | 390.5 | 281.16 | 265.54 | 242.11 | 4154.92
| Min Applied |  |  | 0 | 0 | 0 | 0 | 0 | 0 | 0 | 0 | 0 | 0 | 0 | 0 | 0 | 0
| Intermediate Demand |  | 6.11 | 189.41 | 268.84 | 305.5 | 250.51 | 317.72 | 305.5 | 372.71 | 317.72 | 305.5 | 219.96 | 207.74 | 189.41 | 3250.52
| Min Applied |  |  | 0 | 0 | 0 | 0 | 0 | 0 | 0 | 0 | 0 | 0 | 0 | 0 | 0 | 0
| Base Demand |  | 3.24 | 100.44 | 142.56 | 162 | 132.84 | 168.48 | 162 | 197.64 | 168.48 | 162 | 116.64 | 110.16 | 100.44 | 1723.68
| Min Applied |  |  | 709.56 | 667.44 | 648 | 677.16 | 641.52 | 648 | 612.36 | 641.52 | 648 | 693.36 | 699.84 | 709.56 | 7996.32 | 2468
| PF Penalty |  |  | 0 | 0 | 0 | 0 | 0 | 0 | 0 | 0 | 0 | 0 | 0 | 0 | 0
|  |  | TOTAL: | 1746.5984 | 2101.2836 | 2159.3804 | 1964.8928 | 2160.3848 | 2101.472 | 2436.7916 | 2201.3444 | 2111.3588 | 1878.344 | 1806.7196 | 1729.6496 | 24398.22

## AJ
RATE COMPARISON TEMPLATE
Rates current as of 7/1/2017
Rate 1
Metered Usage |  |  |  | July | August | September | October | November | December | January | February | March | April | May | June | TOTAL |  |  | Rate 2
Energy | [18 empty] | Rate 3
|  |  | On Peak | 43440 | 60640 | 57840 | 29200 | 27680 | 40400 | 62560 | 49040 | 30160 | 38800 | 38320 | 56160 | 534240 | 34.17% |  | Rate 4
|  |  | Off Peak | [12 empty] | 0 |  |  | Rate 5
Demand | Max KW | [17 empty] | Rate 6
| 178.5 |  | Peak | 96.6 | 150 | 146.1 | 115 | 97 | 123.5 | 178.5 | 167.2 | 135.8 | 93.6 | 124 | 148.2 | 1575.5 |  | 664.9 | Rate 7
| 178.5 |  | Intermediate | 96.6 | 150 | 146.1 | 115 | 97 | 123.5 | 178.5 | 167.2 | 135.8 | 93.6 | 124 | 148.2 | 1575.5 |  | 910.6 | Rate 8
| 178.5 |  | Base | 96.6 | 150 | 146.1 | 115 | 97 | 123.5 | 178.5 | 167.2 | 135.8 | 93.6 | 124 | 148.2 | 1575.5
|  |  | PF | 90 | 90 | 90 | 90 | 90 | 90 | 90 | 90 | 90 | 90 | 90 | 90
COMPARISON | Service |  |  | July | August | September | October | November | December | January | February | March | April | May | June | TOTAL
| CURRENT | AES 3-P Current | Rate 3 | 3675.4936 | 5114.9616 | 4880.6296 | 2483.748 | 2356.5392 | 3421.076 | 5275.6464 | 4144.1576 | 2564.0904 | 3287.172 | 3247.0008 | 4740.0304 | 45190.5456
| POTENTIAL | AES 3-P Proposed | Rate 4 | 3840.6536 | 5305.9216 | 5067.3896 | 2627.548 | 2498.0592 | 3581.676 | 5469.4864 | 4317.7176 | 2709.3304 | 3445.372 | 3404.4808 | 4924.2704 | 47191.9056
| Savings |  |  | -165.16 | -190.96 | -186.76 | -143.8 | -141.52 | -160.6 | -193.84 | -173.56 | -145.24 | -158.2 | -157.48 | -184.24 | -2001.36
Rate Code
Base Charges
1 | GS 3- P Current
| Service Charge |  | 40 | 40 | 40 | 40 | 40 | 40 | 40 | 40 | 40 | 40 | 40 | 40 | 40 | 480
| Energy Charge |  | 0.10426 | 4529.0544 | 6322.3264 | 6030.3984 | 3044.392 | 2885.9168 | 4212.104 | 6522.5056 | 5112.9104 | 3144.4816 | 4045.288 | 3995.2432 | 5855.2416 | 55699.8624
|  |  | TOTAL: | 4569.0544 | 6362.3264 | 6070.3984 | 3084.392 | 2925.9168 | 4252.104 | 6562.5056 | 5152.9104 | 3184.4816 | 4085.288 | 4035.2432 | 5895.2416 | 56179.8624
2 | GS 3-P Proposed
| Service Charge |  | 50.4 | 50.4 | 50.4 | 50.4 | 50.4 | 50.4 | 50.4 | 50.4 | 50.4 | 50.4 | 50.4 | 50.4 | 50.4 | 604.8
| Energy Charge |  | 0.10685 | 4641.564 | 6479.384 | 6180.204 | 3120.02 | 2957.608 | 4316.74 | 6684.536 | 5239.924 | 3222.596 | 4145.78 | 4094.492 | 6000.696 | 57083.544
|  |  | TOTAL: | 4691.964 | 6529.784 | 6230.604 | 3170.42 | 3008.008 | 4367.14 | 6734.936 | 5290.324 | 3272.996 | 4196.18 | 4144.892 | 6051.096 | 57688.344
3 | AES 3-P Current
| Service Charge |  | 40 | 40 | 40 | 40 | 40 | 40 | 40 | 40 | 40 | 40 | 40 | 40 | 40 | 480
| Energy Charge |  | 0.08369 | 3635.4936 | 5074.9616 | 4840.6296 | 2443.748 | 2316.5392 | 3381.076 | 5235.6464 | 4104.1576 | 2524.0904 | 3247.172 | 3207.0008 | 4700.0304 | 44710.5456
|  |  | TOTAL: | 3675.4936 | 5114.9616 | 4880.6296 | 2483.748 | 2356.5392 | 3421.076 | 5275.6464 | 4144.1576 | 2564.0904 | 3287.172 | 3247.0008 | 4740.0304 | 45190.5456
4 | AES 3-P Proposed
| Service Charge |  | 140 | 140 | 140 | 140 | 140 | 140 | 140 | 140 | 140 | 140 | 140 | 140 | 140 | 1680
| Energy Charge |  | 0.08519 | 3700.6536 | 5165.9216 | 4927.3896 | 2487.548 | 2358.0592 | 3441.676 | 5329.4864 | 4177.7176 | 2569.3304 | 3305.372 | 3264.4808 | 4784.2704 | 45511.9056
|  |  | TOTAL: | 3840.6536 | 5305.9216 | 5067.3896 | 2627.548 | 2498.0592 | 3581.676 | 5469.4864 | 4317.7176 | 2709.3304 | 3445.372 | 3404.4808 | 4924.2704 | 47191.9056
5 | PS Sec Current
| Service Charge |  | 90 | 90 | 90 | 90 | 90 | 90 | 90 | 90 | 90 | 90 | 90 | 90 | 90 | 1080
| Energy Charge |  | 0.03572 | 1551.6768 | 2166.0608 | 2066.0448 | 1043.024 | 988.7296 | 1443.088 | 2234.6432 | 1751.7088 | 1077.3152 | 1385.936 | 1368.7904 | 2006.0352 | 19083.0528
| Demand Charge (May through September) |  | 19.05 | July: 1840.23; August: 2857.5; September: 2783.205; May: 2362.2; June: 2823.21 | 12666.345
| Min Applied |  |  | July: 0; August: 0; September: 0; May: 0; June: 0 | 0 | 0
| Demand Charge (October through April) |  | 16.95 | October: 1949.25; November: 1644.15; December: 2093.325; January: 3025.575; February: 2834.04; March: 2301.81; April: 1586.52 | 15434.67
| Min Applied |  |  | October: 0; November: 0; December: 0; January: 0; February: 0; March: 0; April: 0 | 0 | 0
| PF Penalty |  |  | 0 | 0 | 0 | 0 | 0 | 0 | 0 | 0 | 0 | 0 | 0 | 0 | 0
|  |  | TOTAL: | 3481.9068 | 5113.5608 | 4939.2498 | 3082.274 | 2722.8796 | 3626.413 | 5350.2182 | 4675.7488 | 3469.1252 | 3062.456 | 3820.9904 | 4919.2452 | 48264.0678
6 | PS Proposed
| Service Charge |  | 90 | 90 | 90 | 90 | 90 | 90 | 90 | 90 | 90 | 90 | 90 | 90 | 90 | 1080
| Energy Charge |  | 0.03572 | 1551.6768 | 2166.0608 | 2066.0448 | 1043.024 | 988.7296 | 1443.088 | 2234.6432 | 1751.7088 | 1077.3152 | 1385.936 | 1368.7904 | 2006.0352 | 19083.0528
| Demand Charge (May through September) |  | 20.71 | July: 2000.586; August: 3106.5; September: 3025.731; May: 2568.04; June: 3069.222 | 13770.079
| Min Applied |  |  | July: 0; August: 0; September: 0; May: 0; June: 0 | 0 | 0
| Demand Charge (October through April) |  | 18.43 | October: 2119.45; November: 1787.71; December: 2276.105; January: 3289.755; February: 3081.496; March: 2502.794; April: 1725.048 | 16782.358
| Min Applied |  |  | October: 0; November: 0; December: 0; January: 0; February: 0; March: 0; April: 0 | 0 | 0
| PF Penalty |  |  | 0 | 0 | 0 | 0 | 0 | 0 | 0 | 0 | 0 | 0 | 0 | 0 | 0
|  |  | TOTAL: | 3642.2628 | 5362.5608 | 5181.7758 | 3252.474 | 2866.4396 | 3809.193 | 5614.3982 | 4923.2048 | 3670.1092 | 3200.984 | 4026.8304 | 5165.2572 | 50715.4898
7 | TODS Current
| Service Charge |  | 200 | 200 | 200 | 200 | 200 | 200 | 200 | 200 | 200 | 200 | 200 | 200 | 200 | 2400
| Energy Charge |  | 0.03527 | 1532.1288 | 2138.7728 | 2040.0168 | 1029.884 | 976.2736 | 1424.908 | 2206.4912 | 1729.6408 | 1063.7432 | 1368.476 | 1351.5464 | 1980.7632 | 18842.6448
| Peak Demand |  | 6.13 | 592.158 | 919.5 | 895.593 | 704.95 | 594.61 | 757.055 | 1094.205 | 1024.936 | 832.454 | 573.768 | 760.12 | 908.466 | 9657.815
| Min Applied |  |  | 0 | 0 | 0 | 0 | 0 | 0 | 0 | 0 | 0 | 0 | 0 | 0 | 0 | 0
| Intermediate Demand |  | 4.53 | 437.598 | 679.5 | 661.833 | 520.95 | 439.41 | 559.455 | 808.605 | 757.416 | 615.174 | 424.008 | 561.72 | 671.346 | 7137.015
| Min Applied |  |  | 0 | 0 | 0 | 0 | 0 | 0 | 0 | 0 | 0 | 0 | 0 | 0 | 0 | 0
| Base Demand |  | 5.2 | 502.32 | 780 | 759.72 | 598 | 504.4 | 642.2 | 928.2 | 869.44 | 706.16 | 486.72 | 644.8 | 770.64 | 8192.6
| Min Applied |  |  | 797.68 | 520 | 540.28 | 702 | 795.6 | 657.8 | 371.8 | 430.56 | 593.84 | 813.28 | 655.2 | 529.36 | 7407.4 | 1424.5
| PF Penalty |  |  | 0 | 0 | 0 | 0 | 0 | 0 | 0 | 0 | 0 | 0 | 0 | 0 | 0
|  |  | TOTAL: | 4061.8848 | 5237.7728 | 5097.4428 | 3755.784 | 3510.2936 | 4241.418 | 5609.3012 | 5011.9928 | 4011.3712 | 3866.252 | 4173.3864 | 5060.5752 | 53637.4748
8 | TODS Proposed
| Service Charge |  | 200 | 200 | 200 | 200 | 200 | 200 | 200 | 200 | 200 | 200 | 200 | 200 | 200 | 2400
| Energy Charge |  | 0.03531 | 1533.8664 | 2141.1984 | 2042.3304 | 1031.052 | 977.3808 | 1426.524 | 2208.9936 | 1731.6024 | 1064.9496 | 1370.028 | 1353.0792 | 1983.0096 | 18864.0144
| Peak Demand |  | 7.81 | 754.446 | 1171.5 | 1141.041 | 898.15 | 757.57 | 964.535 | 1394.085 | 1305.832 | 1060.598 | 731.016 | 968.44 | 1157.442 | 12304.655
| Min Applied |  |  | 0 | 0 | 0 | 0 | 0 | 0 | 0 | 0 | 0 | 0 | 0 | 0 | 0 | 0
| Intermediate Demand |  | 6.11 | 590.226 | 916.5 | 892.671 | 702.65 | 592.67 | 754.585 | 1090.635 | 1021.592 | 829.738 | 571.896 | 757.64 | 905.502 | 9626.305
| Min Applied |  |  | 0 | 0 | 0 | 0 | 0 | 0 | 0 | 0 | 0 | 0 | 0 | 0 | 0 | 0
| Base Demand |  | 3.24 | 312.984 | 486 | 473.364 | 372.6 | 314.28 | 400.14 | 578.34 | 541.728 | 439.992 | 303.264 | 401.76 | 480.168 | 5104.62
| Min Applied |  |  | 497.016 | 324 | 336.636 | 437.4 | 495.72 | 409.86 | 231.66 | 268.272 | 370.008 | 506.736 | 408.24 | 329.832 | 4615.38 | 1424.5
| PF Penalty |  |  | 0 | 0 | 0 | 0 | 0 | 0 | 0 | 0 | 0 | 0 | 0 | 0 | 0
|  |  | TOTAL: | 3888.5384 | 5239.1984 | 5086.0424 | 3641.852 | 3337.6208 | 4155.644 | 5703.7136 | 5069.0264 | 3965.2856 | 3682.94 | 4089.1592 | 5055.9536 | 52914.9744

## AK
RATE COMPARISON TEMPLATE
Rates current as of 7/1/2017
Rate 1
Metered Usage |  |  |  | July | August | September | October | November | December | January | February | March | April | May | June | TOTAL |  |  | Rate 2
Energy | [18 empty] | Rate 3
|  |  | On Peak | 23400 | 32600 | 37000 | 25000 | 34200 | 29600 | 42800 | 36400 | 30200 | 28000 | 28400 | 29200 | 376800 | 42.01% |  | Rate 4
|  |  | Off Peak | [12 empty] | 0 |  |  | Rate 5
Demand | Max KW | [17 empty] | Rate 6
| 102.4 |  | Peak | 51.6 | 101 | 102.4 | 87.4 | 97.4 | 90.6 | 100 | 96.4 | 94.6 | 81.4 | 88 | 80.2 | 1071 |  | 423.2 | Rate 7
| 102.4 |  | Intermediate | 51.6 | 101 | 102.4 | 87.4 | 97.4 | 90.6 | 100 | 96.4 | 94.6 | 81.4 | 88 | 80.2 | 1071 |  | 647.8 | Rate 8
| 102.4 |  | Base | 51.6 | 101 | 102.4 | 87.4 | 97.4 | 90.6 | 100 | 96.4 | 94.6 | 81.4 | 88 | 80.2 | 1071
|  |  | PF | 90 | 90 | 90 | 90 | 90 | 90 | 90 | 90 | 90 | 90 | 90 | 90
COMPARISON | Service |  |  | July | August | September | October | November | December | January | February | March | April | May | June | TOTAL
| CURRENT | AES 3-P Current | Rate 3 | 1998.346 | 2768.294 | 3136.53 | 2132.25 | 2902.198 | 2517.224 | 3621.932 | 3086.316 | 2567.438 | 2383.32 | 2416.796 | 2483.748 | 32014.392
| POTENTIAL | AES 3-P Proposed | Rate 4 | 2133.446 | 2917.194 | 3292.03 | 2269.75 | 3053.498 | 2661.624 | 3786.132 | 3240.916 | 2712.738 | 2525.32 | 2559.396 | 2627.548 | 33779.592
| Savings |  |  | -135.1 | -148.9 | -155.5 | -137.5 | -151.3 | -144.4 | -164.2 | -154.6 | -145.3 | -142 | -142.6 | -143.8 | -1765.2
Rate Code
Base Charges
1 | GS 3- P Current
| Service Charge |  | 40 | 40 | 40 | 40 | 40 | 40 | 40 | 40 | 40 | 40 | 40 | 40 | 40 | 480
| Energy Charge |  | 0.10426 | 2439.684 | 3398.876 | 3857.62 | 2606.5 | 3565.692 | 3086.096 | 4462.328 | 3795.064 | 3148.652 | 2919.28 | 2960.984 | 3044.392 | 39285.168
|  |  | TOTAL: | 2479.684 | 3438.876 | 3897.62 | 2646.5 | 3605.692 | 3126.096 | 4502.328 | 3835.064 | 3188.652 | 2959.28 | 3000.984 | 3084.392 | 39765.168
2 | GS 3-P Proposed
| Service Charge |  | 50.4 | 50.4 | 50.4 | 50.4 | 50.4 | 50.4 | 50.4 | 50.4 | 50.4 | 50.4 | 50.4 | 50.4 | 50.4 | 604.8
| Energy Charge |  | 0.10685 | 2500.29 | 3483.31 | 3953.45 | 2671.25 | 3654.27 | 3162.76 | 4573.18 | 3889.34 | 3226.87 | 2991.8 | 3034.54 | 3120.02 | 40261.08
|  |  | TOTAL: | 2550.69 | 3533.71 | 4003.85 | 2721.65 | 3704.67 | 3213.16 | 4623.58 | 3939.74 | 3277.27 | 3042.2 | 3084.94 | 3170.42 | 40865.88
3 | AES 3-P Current
| Service Charge |  | 40 | 40 | 40 | 40 | 40 | 40 | 40 | 40 | 40 | 40 | 40 | 40 | 40 | 480
| Energy Charge |  | 0.08369 | 1958.346 | 2728.294 | 3096.53 | 2092.25 | 2862.198 | 2477.224 | 3581.932 | 3046.316 | 2527.438 | 2343.32 | 2376.796 | 2443.748 | 31534.392
|  |  | TOTAL: | 1998.346 | 2768.294 | 3136.53 | 2132.25 | 2902.198 | 2517.224 | 3621.932 | 3086.316 | 2567.438 | 2383.32 | 2416.796 | 2483.748 | 32014.392
4 | AES 3-P Proposed
| Service Charge |  | 140 | 140 | 140 | 140 | 140 | 140 | 140 | 140 | 140 | 140 | 140 | 140 | 140 | 1680
| Energy Charge |  | 0.08519 | 1993.446 | 2777.194 | 3152.03 | 2129.75 | 2913.498 | 2521.624 | 3646.132 | 3100.916 | 2572.738 | 2385.32 | 2419.396 | 2487.548 | 32099.592
|  |  | TOTAL: | 2133.446 | 2917.194 | 3292.03 | 2269.75 | 3053.498 | 2661.624 | 3786.132 | 3240.916 | 2712.738 | 2525.32 | 2559.396 | 2627.548 | 33779.592
5 | PS Sec Current
| Service Charge |  | 90 | 90 | 90 | 90 | 90 | 90 | 90 | 90 | 90 | 90 | 90 | 90 | 90 | 1080
| Energy Charge |  | 0.03572 | 835.848 | 1164.472 | 1321.64 | 893 | 1221.624 | 1057.312 | 1528.816 | 1300.208 | 1078.744 | 1000.16 | 1014.448 | 1043.024 | 13459.296
| Demand Charge (May through September) |  | 19.05 | July: 982.98; August: 1924.05; September: 1950.72; May: 1676.4; June: 1527.81 | 8061.96
| Min Applied |  |  | July: 0; August: 0; September: 0; May: 0; June: 0 | 0 | 0
| Demand Charge (October through April) |  | 16.95 | October: 1481.43; November: 1650.93; December: 1535.67; January: 1695; February: 1633.98; March: 1603.47; April: 1379.73 | 10980.21
| Min Applied |  |  | October: 0; November: 0; December: 0; January: 0; February: 0; March: 0; April: 0 | 0 | 0
| PF Penalty |  |  | 0 | 0 | 0 | 0 | 0 | 0 | 0 | 0 | 0 | 0 | 0 | 0 | 0
|  |  | TOTAL: | 1908.828 | 3178.522 | 3362.36 | 2464.43 | 2962.554 | 2682.982 | 3313.816 | 3024.188 | 2772.214 | 2469.89 | 2780.848 | 2660.834 | 33581.466
6 | PS Proposed
| Service Charge |  | 90 | 90 | 90 | 90 | 90 | 90 | 90 | 90 | 90 | 90 | 90 | 90 | 90 | 1080
| Energy Charge |  | 0.03572 | 835.848 | 1164.472 | 1321.64 | 893 | 1221.624 | 1057.312 | 1528.816 | 1300.208 | 1078.744 | 1000.16 | 1014.448 | 1043.024 | 13459.296
| Demand Charge (May through September) |  | 20.71 | July: 1068.636; August: 2091.71; September: 2120.704; May: 1822.48; June: 1660.942 | 8764.472
| Min Applied |  |  | July: 0; August: 0; September: 0; May: 0; June: 0 | 0 | 0
| Demand Charge (October through April) |  | 18.43 | October: 1610.782; November: 1795.082; December: 1669.758; January: 1843; February: 1776.652; March: 1743.478; April: 1500.202 | 11938.954
| Min Applied |  |  | October: 0; November: 0; December: 0; January: 0; February: 0; March: 0; April: 0 | 0 | 0
| PF Penalty |  |  | 0 | 0 | 0 | 0 | 0 | 0 | 0 | 0 | 0 | 0 | 0 | 0 | 0
|  |  | TOTAL: | 1994.484 | 3346.182 | 3532.344 | 2593.782 | 3106.706 | 2817.07 | 3461.816 | 3166.86 | 2912.222 | 2590.362 | 2926.928 | 2793.966 | 35242.722
7 | TODS Current
| Service Charge |  | 200 | 200 | 200 | 200 | 200 | 200 | 200 | 200 | 200 | 200 | 200 | 200 | 200 | 2400
| Energy Charge |  | 0.03527 | 825.318 | 1149.802 | 1304.99 | 881.75 | 1206.234 | 1043.992 | 1509.556 | 1283.828 | 1065.154 | 987.56 | 1001.668 | 1029.884 | 13289.736
| Peak Demand |  | 6.13 | 316.308 | 619.13 | 627.712 | 535.762 | 597.062 | 555.378 | 613 | 590.932 | 579.898 | 498.982 | 539.44 | 491.626 | 6565.23
| Min Applied |  |  | 0 | 0 | 0 | 0 | 0 | 0 | 0 | 0 | 0 | 0 | 0 | 0 | 0 | 0
| Intermediate Demand |  | 4.53 | 233.748 | 457.53 | 463.872 | 395.922 | 441.222 | 410.418 | 453 | 436.692 | 428.538 | 368.742 | 398.64 | 363.306 | 4851.63
| Min Applied |  |  | 0 | 0 | 0 | 0 | 0 | 0 | 0 | 0 | 0 | 0 | 0 | 0 | 0 | 0
| Base Demand |  | 5.2 | 268.32 | 525.2 | 532.48 | 454.48 | 506.48 | 471.12 | 520 | 501.28 | 491.92 | 423.28 | 457.6 | 417.04 | 5569.2
| Min Applied |  |  | 1031.68 | 774.8 | 767.52 | 845.52 | 793.52 | 828.88 | 780 | 798.72 | 808.08 | 876.72 | 842.4 | 882.96 | 10030.8 | 1929
| PF Penalty |  |  | 0 | 0 | 0 | 0 | 0 | 0 | 0 | 0 | 0 | 0 | 0 | 0 | 0
|  |  | TOTAL: | 2875.374 | 3726.462 | 3896.574 | 3313.434 | 3744.518 | 3509.788 | 4075.556 | 3811.452 | 3573.59 | 3355.284 | 3439.748 | 3384.816 | 42706.596
8 | TODS Proposed
| Service Charge |  | 200 | 200 | 200 | 200 | 200 | 200 | 200 | 200 | 200 | 200 | 200 | 200 | 200 | 2400
| Energy Charge |  | 0.03531 | 826.254 | 1151.106 | 1306.47 | 882.75 | 1207.602 | 1045.176 | 1511.268 | 1285.284 | 1066.362 | 988.68 | 1002.804 | 1031.052 | 13304.808
| Peak Demand |  | 7.81 | 402.996 | 788.81 | 799.744 | 682.594 | 760.694 | 707.586 | 781 | 752.884 | 738.826 | 635.734 | 687.28 | 626.362 | 8364.51
| Min Applied |  |  | 0 | 0 | 0 | 0 | 0 | 0 | 0 | 0 | 0 | 0 | 0 | 0 | 0 | 0
| Intermediate Demand |  | 6.11 | 315.276 | 617.11 | 625.664 | 534.014 | 595.114 | 553.566 | 611 | 589.004 | 578.006 | 497.354 | 537.68 | 490.022 | 6543.81
| Min Applied |  |  | 0 | 0 | 0 | 0 | 0 | 0 | 0 | 0 | 0 | 0 | 0 | 0 | 0 | 0
| Base Demand |  | 3.24 | 167.184 | 327.24 | 331.776 | 283.176 | 315.576 | 293.544 | 324 | 312.336 | 306.504 | 263.736 | 285.12 | 259.848 | 3470.04
| Min Applied |  |  | 642.816 | 482.76 | 478.224 | 526.824 | 494.424 | 516.456 | 486 | 497.664 | 503.496 | 546.264 | 524.88 | 550.152 | 6249.96 | 1929
| PF Penalty |  |  | 0 | 0 | 0 | 0 | 0 | 0 | 0 | 0 | 0 | 0 | 0 | 0 | 0
|  |  | TOTAL: | 2554.526 | 3567.026 | 3741.878 | 3109.358 | 3573.41 | 3316.328 | 3913.268 | 3637.172 | 3393.194 | 3131.768 | 3237.764 | 3157.436 | 40333.128

## AL
RATE COMPARISON TEMPLATE
Rates current as of 7/1/2017
Rate 1
Metered Usage |  |  |  | July | August | September | October | November | December | January | February | March | April | May | June | TOTAL |  |  | Rate 2
Energy | [18 empty] | Rate 3
|  |  | On Peak | 58400 | 76800 | 78800 | 63200 | 62800 | 70000 | 89200 | 78800 | 72000 | 73600 | 72000 | 73600 | 869200 | 32.68% |  | Rate 4
|  |  | Off Peak | [12 empty] | 0 |  |  | Rate 5
Demand | Max KW | [17 empty] | Rate 6
| 303.6 |  | Peak | 184.6 | 219.4 | 281.3 | 240.7 | 283.4 | 244.6 | 303.6 | 280.3 | 256.8 | 233 | 238.1 | 229 | 2994.8 |  | 1152.4 | Rate 7
| 303.6 |  | Intermediate | 184.6 | 219.4 | 281.3 | 240.7 | 283.4 | 244.6 | 303.6 | 280.3 | 256.8 | 233 | 238.1 | 229 | 2994.8 |  | 1842.4 | Rate 8
| 303.6 |  | Base | 184.6 | 219.4 | 281.3 | 240.7 | 283.4 | 244.6 | 303.6 | 280.3 | 256.8 | 233 | 238.1 | 229 | 2994.8
|  |  | PF | 90 | 90 | 90 | 90 | 90 | 90 | 90 | 90 | 90 | 90 | 90 | 90
COMPARISON | Service |  |  | July | August | September | October | November | December | January | February | March | April | May | June | TOTAL
| CURRENT | AES 3-P Current | Rate 3 | 4927.496 | 6467.392 | 6634.772 | 5329.208 | 5295.732 | 5898.3 | 7505.148 | 6634.772 | 6065.68 | 6199.584 | 6065.68 | 6199.584 | 73223.348
| POTENTIAL | AES 3-P Proposed | Rate 4 | 5115.096 | 6682.592 | 6852.972 | 5524.008 | 5489.932 | 6103.3 | 7738.948 | 6852.972 | 6273.68 | 6409.984 | 6273.68 | 6409.984 | 75727.148
| Savings |  |  | -187.6 | -215.2 | -218.2 | -194.8 | -194.2 | -205 | -233.8 | -218.2 | -208 | -210.4 | -208 | -210.4 | -2503.8
Rate Code
Base Charges
1 | GS 3- P Current
| Service Charge |  | 40 | 40 | 40 | 40 | 40 | 40 | 40 | 40 | 40 | 40 | 40 | 40 | 40 | 480
| Energy Charge |  | 0.10426 | 6088.784 | 8007.168 | 8215.688 | 6589.232 | 6547.528 | 7298.2 | 9299.992 | 8215.688 | 7506.72 | 7673.536 | 7506.72 | 7673.536 | 90622.792
|  |  | TOTAL: | 6128.784 | 8047.168 | 8255.688 | 6629.232 | 6587.528 | 7338.2 | 9339.992 | 8255.688 | 7546.72 | 7713.536 | 7546.72 | 7713.536 | 91102.792
2 | GS 3-P Proposed
| Service Charge |  | 50.4 | 50.4 | 50.4 | 50.4 | 50.4 | 50.4 | 50.4 | 50.4 | 50.4 | 50.4 | 50.4 | 50.4 | 50.4 | 604.8
| Energy Charge |  | 0.10685 | 6240.04 | 8206.08 | 8419.78 | 6752.92 | 6710.18 | 7479.5 | 9531.02 | 8419.78 | 7693.2 | 7864.16 | 7693.2 | 7864.16 | 92874.02
|  |  | TOTAL: | 6290.44 | 8256.48 | 8470.18 | 6803.32 | 6760.58 | 7529.9 | 9581.42 | 8470.18 | 7743.6 | 7914.56 | 7743.6 | 7914.56 | 93478.82
3 | AES 3-P Current
| Service Charge |  | 40 | 40 | 40 | 40 | 40 | 40 | 40 | 40 | 40 | 40 | 40 | 40 | 40 | 480
| Energy Charge |  | 0.08369 | 4887.496 | 6427.392 | 6594.772 | 5289.208 | 5255.732 | 5858.3 | 7465.148 | 6594.772 | 6025.68 | 6159.584 | 6025.68 | 6159.584 | 72743.348
|  |  | TOTAL: | 4927.496 | 6467.392 | 6634.772 | 5329.208 | 5295.732 | 5898.3 | 7505.148 | 6634.772 | 6065.68 | 6199.584 | 6065.68 | 6199.584 | 73223.348
4 | AES 3-P Proposed
| Service Charge |  | 140 | 140 | 140 | 140 | 140 | 140 | 140 | 140 | 140 | 140 | 140 | 140 | 140 | 1680
| Energy Charge |  | 0.08519 | 4975.096 | 6542.592 | 6712.972 | 5384.008 | 5349.932 | 5963.3 | 7598.948 | 6712.972 | 6133.68 | 6269.984 | 6133.68 | 6269.984 | 74047.148
|  |  | TOTAL: | 5115.096 | 6682.592 | 6852.972 | 5524.008 | 5489.932 | 6103.3 | 7738.948 | 6852.972 | 6273.68 | 6409.984 | 6273.68 | 6409.984 | 75727.148
5 | PS Sec Current
| Service Charge |  | 90 | 90 | 90 | 90 | 90 | 90 | 90 | 90 | 90 | 90 | 90 | 90 | 90 | 1080
| Energy Charge |  | 0.03572 | 2086.048 | 2743.296 | 2814.736 | 2257.504 | 2243.216 | 2500.4 | 3186.224 | 2814.736 | 2571.84 | 2628.992 | 2571.84 | 2628.992 | 31047.824
| Demand Charge (May through September) |  | 19.05 | July: 3516.63; August: 4179.57; September: 5358.765; May: 4535.805; June: 4362.45 | 21953.22
| Min Applied |  |  | July: 0; August: 0; September: 0; May: 0; June: 0 | 0 | 0
| Demand Charge (October through April) |  | 16.95 | October: 4079.865; November: 4803.63; December: 4145.97; January: 5146.02; February: 4751.085; March: 4352.76; April: 3949.35 | 31228.68
| Min Applied |  |  | October: 0; November: 0; December: 0; January: 0; February: 0; March: 0; April: 0 | 0 | 0
| PF Penalty |  |  | 0 | 0 | 0 | 0 | 0 | 0 | 0 | 0 | 0 | 0 | 0 | 0 | 0
|  |  | TOTAL: | 5692.678 | 7012.866 | 8263.501 | 6427.369 | 7136.846 | 6736.37 | 8422.244 | 7655.821 | 7014.6 | 6668.342 | 7197.645 | 7081.442 | 85309.724
6 | PS Proposed
| Service Charge |  | 90 | 90 | 90 | 90 | 90 | 90 | 90 | 90 | 90 | 90 | 90 | 90 | 90 | 1080
| Energy Charge |  | 0.03572 | 2086.048 | 2743.296 | 2814.736 | 2257.504 | 2243.216 | 2500.4 | 3186.224 | 2814.736 | 2571.84 | 2628.992 | 2571.84 | 2628.992 | 31047.824
| Demand Charge (May through September) |  | 20.71 | July: 3823.066; August: 4543.774; September: 5825.723; May: 4931.051; June: 4742.59 | 23866.204
| Min Applied |  |  | July: 0; August: 0; September: 0; May: 0; June: 0 | 0 | 0
| Demand Charge (October through April) |  | 18.43 | October: 4436.101; November: 5223.062; December: 4507.978; January: 5595.348; February: 5165.929; March: 4732.824; April: 4294.19 | 33955.432
| Min Applied |  |  | October: 0; November: 0; December: 0; January: 0; February: 0; March: 0; April: 0 | 0 | 0
| PF Penalty |  |  | 0 | 0 | 0 | 0 | 0 | 0 | 0 | 0 | 0 | 0 | 0 | 0 | 0
|  |  | TOTAL: | 5999.114 | 7377.07 | 8730.459 | 6783.605 | 7556.278 | 7098.378 | 8871.572 | 8070.665 | 7394.664 | 7013.182 | 7592.891 | 7461.582 | 89949.46
7 | TODS Current
| Service Charge |  | 200 | 200 | 200 | 200 | 200 | 200 | 200 | 200 | 200 | 200 | 200 | 200 | 200 | 2400
| Energy Charge |  | 0.03527 | 2059.768 | 2708.736 | 2779.276 | 2229.064 | 2214.956 | 2468.9 | 3146.084 | 2779.276 | 2539.44 | 2595.872 | 2539.44 | 2595.872 | 30656.684
| Peak Demand |  | 6.13 | 1131.598 | 1344.922 | 1724.369 | 1475.491 | 1737.242 | 1499.398 | 1861.068 | 1718.239 | 1574.184 | 1428.29 | 1459.553 | 1403.77 | 18358.124
| Min Applied |  |  | 0 | 0 | 0 | 0 | 0 | 0 | 0 | 0 | 0 | 0 | 0 | 0 | 0 | 0
| Intermediate Demand |  | 4.53 | 836.238 | 993.882 | 1274.289 | 1090.371 | 1283.802 | 1108.038 | 1375.308 | 1269.759 | 1163.304 | 1055.49 | 1078.593 | 1037.37 | 13566.444
| Min Applied |  |  | 0 | 0 | 0 | 0 | 0 | 0 | 0 | 0 | 0 | 0 | 0 | 0 | 0 | 0
| Base Demand |  | 5.2 | 959.92 | 1140.88 | 1462.76 | 1251.64 | 1473.68 | 1271.92 | 1578.72 | 1457.56 | 1335.36 | 1211.6 | 1238.12 | 1190.8 | 15572.96
| Min Applied |  |  | 340.08 | 159.12 | 0 | 48.36 | 0 | 28.08 | 0 | 0 | 0 | 88.4 | 61.88 | 109.2 | 835.12 | 160.6
| PF Penalty |  |  | 0 | 0 | 0 | 0 | 0 | 0 | 0 | 0 | 0 | 0 | 0 | 0 | 0
|  |  | TOTAL: | 5527.604 | 6547.54 | 7440.694 | 6294.926 | 6909.68 | 6576.336 | 8161.18 | 7424.834 | 6812.288 | 6579.652 | 6577.586 | 6537.012 | 81389.332
8 | TODS Proposed
| Service Charge |  | 200 | 200 | 200 | 200 | 200 | 200 | 200 | 200 | 200 | 200 | 200 | 200 | 200 | 2400
| Energy Charge |  | 0.03531 | 2062.104 | 2711.808 | 2782.428 | 2231.592 | 2217.468 | 2471.7 | 3149.652 | 2782.428 | 2542.32 | 2598.816 | 2542.32 | 2598.816 | 30691.452
| Peak Demand |  | 7.81 | 1441.726 | 1713.514 | 2196.953 | 1879.867 | 2213.354 | 1910.326 | 2371.116 | 2189.143 | 2005.608 | 1819.73 | 1859.561 | 1788.49 | 23389.388
| Min Applied |  |  | 0 | 0 | 0 | 0 | 0 | 0 | 0 | 0 | 0 | 0 | 0 | 0 | 0 | 0
| Intermediate Demand |  | 6.11 | 1127.906 | 1340.534 | 1718.743 | 1470.677 | 1731.574 | 1494.506 | 1854.996 | 1712.633 | 1569.048 | 1423.63 | 1454.791 | 1399.19 | 18298.228
| Min Applied |  |  | 0 | 0 | 0 | 0 | 0 | 0 | 0 | 0 | 0 | 0 | 0 | 0 | 0 | 0
| Base Demand |  | 3.24 | 598.104 | 710.856 | 911.412 | 779.868 | 918.216 | 792.504 | 983.664 | 908.172 | 832.032 | 754.92 | 771.444 | 741.96 | 9703.152
| Min Applied |  |  | 385.56 | 272.808 | 72.252 | 203.796 | 65.448 | 191.16 | 0 | 75.492 | 151.632 | 228.744 | 212.22 | 241.704 | 2100.816 | 648.4
| PF Penalty |  |  | 0 | 0 | 0 | 0 | 0 | 0 | 0 | 0 | 0 | 0 | 0 | 0 | 0
|  |  | TOTAL: | 5815.4 | 6949.52 | 7881.788 | 6765.8 | 7346.06 | 7060.196 | 8559.428 | 7867.868 | 7300.64 | 7025.84 | 7040.336 | 6970.16 | 86583.036

## AM
RATE COMPARISON TEMPLATE
Rates current as of 7/1/2017
Rate 1
Metered Usage |  |  |  | July | August | September | October | November | December | January | February | March | April | May | June | TOTAL |  |  | Rate 2
Energy | [18 empty] | Rate 3
|  |  | On Peak | 92400 | 106800 | 131700 | 90900 | 96600 | 111600 | 146400 | 125400 | 119400 | 114000 | 113400 | 104100 | 1352700 | 30.88% |  | Rate 4
|  |  | Off Peak | [12 empty] | 0 |  |  | Rate 5
Demand | Max KW | [17 empty] | Rate 6
| 500 |  | Peak | 500 | 500 | 408 | 428 | 428 | 428 | 459 | 441 | 407 | 355 | 375 | 314 | 5043 |  | 2097 | Rate 7
| 500 |  | Intermediate | 500 | 500 | 408 | 428 | 428 | 428 | 459 | 441 | 407 | 355 | 375 | 314 | 5043 |  | 2946 | Rate 8
| 500 |  | Base | 500 | 500 | 408 | 428 | 428 | 428 | 459 | 441 | 407 | 355 | 375 | 314 | 5043
|  |  | PF | 90 | 90 | 90 | 90 | 90 | 90 | 90 | 90 | 90 | 90 | 90 | 90
COMPARISON | Service |  |  | July | August | September | October | November | December | January | February | March | April | May | June | TOTAL
| CURRENT | AES 3-P Current | Rate 3 | 7772.956 | 8978.092 | 11061.973 | 7647.421 | 8124.454 | 9379.804 | 12292.216 | 10534.726 | 10032.586 | 9580.66 | 9530.446 | 8752.129 | 113687.463
| POTENTIAL | AES 3-P Proposed | Rate 4 | 8011.556 | 9238.292 | 11359.523 | 7883.771 | 8369.354 | 9647.204 | 12611.816 | 10822.826 | 10311.686 | 9851.66 | 9800.546 | 9008.279 | 116916.513
| Savings |  |  | -238.6 | -260.2 | -297.55 | -236.35 | -244.9 | -267.4 | -319.6 | -288.1 | -279.1 | -271 | -270.1 | -256.15 | -3229.05
Rate Code
Base Charges
1 | GS 3- P Current
| Service Charge |  | 40 | 40 | 40 | 40 | 40 | 40 | 40 | 40 | 40 | 40 | 40 | 40 | 40 | 480
| Energy Charge |  | 0.10426 | 9633.624 | 11134.968 | 13731.042 | 9477.234 | 10071.516 | 11635.416 | 15263.664 | 13074.204 | 12448.644 | 11885.64 | 11823.084 | 10853.466 | 141032.502
|  |  | TOTAL: | 9673.624 | 11174.968 | 13771.042 | 9517.234 | 10111.516 | 11675.416 | 15303.664 | 13114.204 | 12488.644 | 11925.64 | 11863.084 | 10893.466 | 141512.502
2 | GS 3-P Proposed
| Service Charge |  | 50.4 | 50.4 | 50.4 | 50.4 | 50.4 | 50.4 | 50.4 | 50.4 | 50.4 | 50.4 | 50.4 | 50.4 | 50.4 | 604.8
| Energy Charge |  | 0.10685 | 9872.94 | 11411.58 | 14072.145 | 9712.665 | 10321.71 | 11924.46 | 15642.84 | 13398.99 | 12757.89 | 12180.9 | 12116.79 | 11123.085 | 144535.995
|  |  | TOTAL: | 9923.34 | 11461.98 | 14122.545 | 9763.065 | 10372.11 | 11974.86 | 15693.24 | 13449.39 | 12808.29 | 12231.3 | 12167.19 | 11173.485 | 145140.795
3 | AES 3-P Current
| Service Charge |  | 40 | 40 | 40 | 40 | 40 | 40 | 40 | 40 | 40 | 40 | 40 | 40 | 40 | 480
| Energy Charge |  | 0.08369 | 7732.956 | 8938.092 | 11021.973 | 7607.421 | 8084.454 | 9339.804 | 12252.216 | 10494.726 | 9992.586 | 9540.66 | 9490.446 | 8712.129 | 113207.463
|  |  | TOTAL: | 7772.956 | 8978.092 | 11061.973 | 7647.421 | 8124.454 | 9379.804 | 12292.216 | 10534.726 | 10032.586 | 9580.66 | 9530.446 | 8752.129 | 113687.463
4 | AES 3-P Proposed
| Service Charge |  | 140 | 140 | 140 | 140 | 140 | 140 | 140 | 140 | 140 | 140 | 140 | 140 | 140 | 1680
| Energy Charge |  | 0.08519 | 7871.556 | 9098.292 | 11219.523 | 7743.771 | 8229.354 | 9507.204 | 12471.816 | 10682.826 | 10171.686 | 9711.66 | 9660.546 | 8868.279 | 115236.513
|  |  | TOTAL: | 8011.556 | 9238.292 | 11359.523 | 7883.771 | 8369.354 | 9647.204 | 12611.816 | 10822.826 | 10311.686 | 9851.66 | 9800.546 | 9008.279 | 116916.513
5 | PS Sec Current
| Service Charge |  | 90 | 90 | 90 | 90 | 90 | 90 | 90 | 90 | 90 | 90 | 90 | 90 | 90 | 1080
| Energy Charge |  | 0.03572 | 3300.528 | 3814.896 | 4704.324 | 3246.948 | 3450.552 | 3986.352 | 5229.408 | 4479.288 | 4264.968 | 4072.08 | 4050.648 | 3718.452 | 48318.444
| Demand Charge (May through September) |  | 19.05 | July: 9525; August: 9525; September: 7772.4; May: 7143.75; June: 5981.7 | 39947.85
| Min Applied |  |  | July: 0; August: 0; September: 0; May: 0; June: 0 | 0 | 0
| Demand Charge (October through April) |  | 16.95 | October: 7254.6; November: 7254.6; December: 7254.6; January: 7780.05; February: 7474.95; March: 6898.65; April: 6017.25 | 49934.7
| Min Applied |  |  | October: 0; November: 0; December: 0; January: 0; February: 0; March: 0; April: 0 | 0 | 0
| PF Penalty |  |  | 0 | 0 | 0 | 0 | 0 | 0 | 0 | 0 | 0 | 0 | 0 | 0 | 0
|  |  | TOTAL: | 12915.528 | 13429.896 | 12566.724 | 10591.548 | 10795.152 | 11330.952 | 13099.458 | 12044.238 | 11253.618 | 10179.33 | 11284.398 | 9790.152 | 139280.994
6 | PS Proposed
| Service Charge |  | 90 | 90 | 90 | 90 | 90 | 90 | 90 | 90 | 90 | 90 | 90 | 90 | 90 | 1080
| Energy Charge |  | 0.03572 | 3300.528 | 3814.896 | 4704.324 | 3246.948 | 3450.552 | 3986.352 | 5229.408 | 4479.288 | 4264.968 | 4072.08 | 4050.648 | 3718.452 | 48318.444
| Demand Charge (May through September) |  | 20.71 | July: 10355; August: 10355; September: 8449.68; May: 7766.25; June: 6502.94 | 43428.87
| Min Applied |  |  | July: 0; August: 0; September: 0; May: 0; June: 0 | 0 | 0
| Demand Charge (October through April) |  | 18.43 | October: 7888.04; November: 7888.04; December: 7888.04; January: 8459.37; February: 8127.63; March: 7501.01; April: 6542.65 | 54294.78
| Min Applied |  |  | October: 0; November: 0; December: 0; January: 0; February: 0; March: 0; April: 0 | 0 | 0
| PF Penalty |  |  | 0 | 0 | 0 | 0 | 0 | 0 | 0 | 0 | 0 | 0 | 0 | 0 | 0
|  |  | TOTAL: | 13745.528 | 14259.896 | 13244.004 | 11224.988 | 11428.592 | 11964.392 | 13778.778 | 12696.918 | 11855.978 | 10704.73 | 11906.898 | 10311.392 | 147122.094
7 | TODS Current
| Service Charge |  | 200 | 200 | 200 | 200 | 200 | 200 | 200 | 200 | 200 | 200 | 200 | 200 | 200 | 2400
| Energy Charge |  | 0.03527 | 3258.948 | 3766.836 | 4645.059 | 3206.043 | 3407.082 | 3936.132 | 5163.528 | 4422.858 | 4211.238 | 4020.78 | 3999.618 | 3671.607 | 47709.729
| Peak Demand |  | 6.13 | 3065 | 3065 | 2501.04 | 2623.64 | 2623.64 | 2623.64 | 2813.67 | 2703.33 | 2494.91 | 2176.15 | 2298.75 | 1924.82 | 30913.59
| Min Applied |  |  | 0 | 0 | 0 | 0 | 0 | 0 | 0 | 0 | 0 | 0 | 0 | 0 | 0 | 0
| Intermediate Demand |  | 4.53 | 2265 | 2265 | 1848.24 | 1938.84 | 1938.84 | 1938.84 | 2079.27 | 1997.73 | 1843.71 | 1608.15 | 1698.75 | 1422.42 | 22844.79
| Min Applied |  |  | 0 | 0 | 0 | 0 | 0 | 0 | 0 | 0 | 0 | 0 | 0 | 0 | 0 | 0
| Base Demand |  | 5.2 | 2600 | 2600 | 2121.6 | 2225.6 | 2225.6 | 2225.6 | 2386.8 | 2293.2 | 2116.4 | 1846 | 1950 | 1632.8 | 26223.6
| Min Applied |  |  | 0 | 0 | 0 | 0 | 0 | 0 | 0 | 0 | 0 | 104 | 0 | 317.2 | 421.2 | 81
| PF Penalty |  |  | 0 | 0 | 0 | 0 | 0 | 0 | 0 | 0 | 0 | 0 | 0 | 0 | 0
|  |  | TOTAL: | 11388.948 | 11896.836 | 11315.939 | 10194.123 | 10395.162 | 10924.212 | 12643.268 | 11617.118 | 10866.258 | 9955.08 | 10147.118 | 9168.847 | 130512.909
8 | TODS Proposed
| Service Charge |  | 200 | 200 | 200 | 200 | 200 | 200 | 200 | 200 | 200 | 200 | 200 | 200 | 200 | 2400
| Energy Charge |  | 0.03531 | 3262.644 | 3771.108 | 4650.327 | 3209.679 | 3410.946 | 3940.596 | 5169.384 | 4427.874 | 4216.014 | 4025.34 | 4004.154 | 3675.771 | 47763.837
| Peak Demand |  | 7.81 | 3905 | 3905 | 3186.48 | 3342.68 | 3342.68 | 3342.68 | 3584.79 | 3444.21 | 3178.67 | 2772.55 | 2928.75 | 2452.34 | 39385.83
| Min Applied |  |  | 0 | 0 | 0 | 0 | 0 | 0 | 0 | 0 | 0 | 0 | 0 | 0 | 0 | 0
| Intermediate Demand |  | 6.11 | 3055 | 3055 | 2492.88 | 2615.08 | 2615.08 | 2615.08 | 2804.49 | 2694.51 | 2486.77 | 2169.05 | 2291.25 | 1918.54 | 30812.73
| Min Applied |  |  | 0 | 0 | 0 | 0 | 0 | 0 | 0 | 0 | 0 | 0 | 0 | 0 | 0 | 0
| Base Demand |  | 3.24 | 1620 | 1620 | 1321.92 | 1386.72 | 1386.72 | 1386.72 | 1487.16 | 1428.84 | 1318.68 | 1150.2 | 1215 | 1017.36 | 16339.32
| Min Applied |  |  | 0 | 0 | 298.08 | 233.28 | 233.28 | 233.28 | 132.84 | 191.16 | 301.32 | 469.8 | 405 | 602.64 | 3100.68 | 957
| PF Penalty |  |  | 0 | 0 | 0 | 0 | 0 | 0 | 0 | 0 | 0 | 0 | 0 | 0 | 0
|  |  | TOTAL: | 12042.644 | 12551.108 | 12149.687 | 10987.439 | 11188.706 | 11718.356 | 13378.664 | 12386.594 | 11701.454 | 10786.94 | 11044.154 | 9866.651 | 139802.397

## AO
RATE COMPARISON TEMPLATE
Rates current as of 7/1/2017
Rate 1
Metered Usage |  |  |  | July | August | September | October | November | December | January | February | March | April | May | June | TOTAL |  |  | Rate 2
Energy | [18 empty] | Rate 3
|  |  | On Peak | 63000 | 81600 | 103500 | 70800 | 77100 | 72300 | 90000 | 76800 | 68400 | 63000 | 73200 | 77700 | 917400 | 25.97% |  | Rate 4
|  |  | Off Peak | [12 empty] | 0 |  |  | Rate 5
Demand | Max KW | [17 empty] | Rate 6
| 403.2 |  | Peak | 238.5 | 377.7 | 403.2 | 376.2 | 340.5 | 300.3 | 320.4 | 320.7 | 300.6 | 348 | 359.7 | 390 | 4075.8 |  | 1769.1 | Rate 7
| 403.2 |  | Intermediate | 238.5 | 377.7 | 403.2 | 376.2 | 340.5 | 300.3 | 320.4 | 320.7 | 300.6 | 348 | 359.7 | 390 | 4075.8 |  | 2306.7 | Rate 8
| 403.2 |  | Base | 238.5 | 377.7 | 403.2 | 376.2 | 340.5 | 300.3 | 320.4 | 320.7 | 300.6 | 348 | 359.7 | 390 | 4075.8
|  |  | PF | 90 | 90 | 90 | 90 | 90 | 90 | 90 | 90 | 90 | 90 | 90 | 90
COMPARISON | Service |  |  | July | August | September | October | November | December | January | February | March | April | May | June | TOTAL
| CURRENT | AES 3-P Current | Rate 3 | 5312.47 | 6869.104 | 8701.915 | 5965.252 | 6492.499 | 6090.787 | 7572.1 | 6467.392 | 5764.396 | 5312.47 | 6166.108 | 6542.713 | 77257.206
| POTENTIAL | AES 3-P Proposed | Rate 4 | 5506.97 | 7091.504 | 8957.165 | 6171.452 | 6708.149 | 6299.237 | 7807.1 | 6682.592 | 5966.996 | 5506.97 | 6375.908 | 6759.263 | 79833.306
| Savings |  |  | -194.5 | -222.4 | -255.25 | -206.2 | -215.65 | -208.45 | -235 | -215.2 | -202.6 | -194.5 | -209.8 | -216.55 | -2576.1
Rate Code
Base Charges
1 | GS 3- P Current
| Service Charge |  | 40 | 40 | 40 | 40 | 40 | 40 | 40 | 40 | 40 | 40 | 40 | 40 | 40 | 480
| Energy Charge |  | 0.10426 | 6568.38 | 8507.616 | 10790.91 | 7381.608 | 8038.446 | 7537.998 | 9383.4 | 8007.168 | 7131.384 | 6568.38 | 7631.832 | 8101.002 | 95648.124
|  |  | TOTAL: | 6608.38 | 8547.616 | 10830.91 | 7421.608 | 8078.446 | 7577.998 | 9423.4 | 8047.168 | 7171.384 | 6608.38 | 7671.832 | 8141.002 | 96128.124
2 | GS 3-P Proposed
| Service Charge |  | 50.4 | 50.4 | 50.4 | 50.4 | 50.4 | 50.4 | 50.4 | 50.4 | 50.4 | 50.4 | 50.4 | 50.4 | 50.4 | 604.8
| Energy Charge |  | 0.10685 | 6731.55 | 8718.96 | 11058.975 | 7564.98 | 8238.135 | 7725.255 | 9616.5 | 8206.08 | 7308.54 | 6731.55 | 7821.42 | 8302.245 | 98024.19
|  |  | TOTAL: | 6781.95 | 8769.36 | 11109.375 | 7615.38 | 8288.535 | 7775.655 | 9666.9 | 8256.48 | 7358.94 | 6781.95 | 7871.82 | 8352.645 | 98628.99
3 | AES 3-P Current
| Service Charge |  | 40 | 40 | 40 | 40 | 40 | 40 | 40 | 40 | 40 | 40 | 40 | 40 | 40 | 480
| Energy Charge |  | 0.08369 | 5272.47 | 6829.104 | 8661.915 | 5925.252 | 6452.499 | 6050.787 | 7532.1 | 6427.392 | 5724.396 | 5272.47 | 6126.108 | 6502.713 | 76777.206
|  |  | TOTAL: | 5312.47 | 6869.104 | 8701.915 | 5965.252 | 6492.499 | 6090.787 | 7572.1 | 6467.392 | 5764.396 | 5312.47 | 6166.108 | 6542.713 | 77257.206
4 | AES 3-P Proposed
| Service Charge |  | 140 | 140 | 140 | 140 | 140 | 140 | 140 | 140 | 140 | 140 | 140 | 140 | 140 | 1680
| Energy Charge |  | 0.08519 | 5366.97 | 6951.504 | 8817.165 | 6031.452 | 6568.149 | 6159.237 | 7667.1 | 6542.592 | 5826.996 | 5366.97 | 6235.908 | 6619.263 | 78153.306
|  |  | TOTAL: | 5506.97 | 7091.504 | 8957.165 | 6171.452 | 6708.149 | 6299.237 | 7807.1 | 6682.592 | 5966.996 | 5506.97 | 6375.908 | 6759.263 | 79833.306
5 | PS Sec Current
| Service Charge |  | 90 | 90 | 90 | 90 | 90 | 90 | 90 | 90 | 90 | 90 | 90 | 90 | 90 | 1080
| Energy Charge |  | 0.03572 | 2250.36 | 2914.752 | 3697.02 | 2528.976 | 2754.012 | 2582.556 | 3214.8 | 2743.296 | 2443.248 | 2250.36 | 2614.704 | 2775.444 | 32769.528
| Demand Charge (May through September) |  | 19.05 | July: 4543.425; August: 7195.185; September: 7680.96; May: 6852.285; June: 7429.5 | 33701.355
| Min Applied |  |  | July: 0; August: 0; September: 0; May: 0; June: 0 | 0 | 0
| Demand Charge (October through April) |  | 16.95 | October: 6376.59; November: 5771.475; December: 5090.085; January: 5430.78; February: 5435.865; March: 5095.17; April: 5898.6 | 39098.565
| Min Applied |  |  | October: 0; November: 0; December: 0; January: 0; February: 0; March: 0; April: 0 | 0 | 0
| PF Penalty |  |  | 0 | 0 | 0 | 0 | 0 | 0 | 0 | 0 | 0 | 0 | 0 | 0 | 0
|  |  | TOTAL: | 6883.785 | 10199.937 | 11467.98 | 8995.566 | 8615.487 | 7762.641 | 8735.58 | 8269.161 | 7628.418 | 8238.96 | 9556.989 | 10294.944 | 106649.448
6 | PS Proposed
| Service Charge |  | 90 | 90 | 90 | 90 | 90 | 90 | 90 | 90 | 90 | 90 | 90 | 90 | 90 | 1080
| Energy Charge |  | 0.03572 | 2250.36 | 2914.752 | 3697.02 | 2528.976 | 2754.012 | 2582.556 | 3214.8 | 2743.296 | 2443.248 | 2250.36 | 2614.704 | 2775.444 | 32769.528
| Demand Charge (May through September) |  | 20.71 | July: 4939.335; August: 7822.167; September: 8350.272; May: 7449.387; June: 8076.9 | 36638.061
| Min Applied |  |  | July: 0; August: 0; September: 0; May: 0; June: 0 | 0 | 0
| Demand Charge (October through April) |  | 18.43 | October: 6933.366; November: 6275.415; December: 5534.529; January: 5904.972; February: 5910.501; March: 5540.058; April: 6413.64 | 42512.481
| Min Applied |  |  | October: 0; November: 0; December: 0; January: 0; February: 0; March: 0; April: 0 | 0 | 0
| PF Penalty |  |  | 0 | 0 | 0 | 0 | 0 | 0 | 0 | 0 | 0 | 0 | 0 | 0 | 0
|  |  | TOTAL: | 7279.695 | 10826.919 | 12137.292 | 9552.342 | 9119.427 | 8207.085 | 9209.772 | 8743.797 | 8073.306 | 8754 | 10154.091 | 10942.344 | 113000.07
7 | TODS Current
| Service Charge |  | 200 | 200 | 200 | 200 | 200 | 200 | 200 | 200 | 200 | 200 | 200 | 200 | 200 | 2400
| Energy Charge |  | 0.03527 | 2222.01 | 2878.032 | 3650.445 | 2497.116 | 2719.317 | 2550.021 | 3174.3 | 2708.736 | 2412.468 | 2222.01 | 2581.764 | 2740.479 | 32356.698
| Peak Demand |  | 6.13 | 1462.005 | 2315.301 | 2471.616 | 2306.106 | 2087.265 | 1840.839 | 1964.052 | 1965.891 | 1842.678 | 2133.24 | 2204.961 | 2390.7 | 24984.654
| Min Applied |  |  | 0 | 0 | 0 | 0 | 0 | 0 | 0 | 0 | 0 | 0 | 0 | 0 | 0 | 0
| Intermediate Demand |  | 4.53 | 1080.405 | 1710.981 | 1826.496 | 1704.186 | 1542.465 | 1360.359 | 1451.412 | 1452.771 | 1361.718 | 1576.44 | 1629.441 | 1766.7 | 18463.374
| Min Applied |  |  | 0 | 0 | 0 | 0 | 0 | 0 | 0 | 0 | 0 | 0 | 0 | 0 | 0 | 0
| Base Demand |  | 5.2 | 1240.2 | 1964.04 | 2096.64 | 1956.24 | 1770.6 | 1561.56 | 1666.08 | 1667.64 | 1563.12 | 1809.6 | 1870.44 | 2028 | 21194.16
| Min Applied |  |  | 59.8 | 0 | 0 | 0 | 0 | 10.92 | 0 | 0 | 9.36 | 0 | 0 | 0 | 80.08 | 15.4
| PF Penalty |  |  | 0 | 0 | 0 | 0 | 0 | 0 | 0 | 0 | 0 | 0 | 0 | 0 | 0
|  |  | TOTAL: | 6264.42 | 9068.354 | 10245.197 | 8663.648 | 8319.647 | 7523.699 | 8455.844 | 7995.038 | 7389.344 | 7941.29 | 8486.606 | 9125.879 | 99478.966
8 | TODS Proposed
| Service Charge |  | 200 | 200 | 200 | 200 | 200 | 200 | 200 | 200 | 200 | 200 | 200 | 200 | 200 | 2400
| Energy Charge |  | 0.03531 | 2224.53 | 2881.296 | 3654.585 | 2499.948 | 2722.401 | 2552.913 | 3177.9 | 2711.808 | 2415.204 | 2224.53 | 2584.692 | 2743.587 | 32393.394
| Peak Demand |  | 7.81 | 1862.685 | 2949.837 | 3148.992 | 2938.122 | 2659.305 | 2345.343 | 2502.324 | 2504.667 | 2347.686 | 2717.88 | 2809.257 | 3045.9 | 31831.998
| Min Applied |  |  | 0 | 0 | 0 | 0 | 0 | 0 | 0 | 0 | 0 | 0 | 0 | 0 | 0 | 0
| Intermediate Demand |  | 6.11 | 1457.235 | 2307.747 | 2463.552 | 2298.582 | 2080.455 | 1834.833 | 1957.644 | 1959.477 | 1836.666 | 2126.28 | 2197.767 | 2382.9 | 24903.138
| Min Applied |  |  | 0 | 0 | 0 | 0 | 0 | 0 | 0 | 0 | 0 | 0 | 0 | 0 | 0 | 0
| Base Demand |  | 3.24 | 772.74 | 1223.748 | 1306.368 | 1218.888 | 1103.22 | 972.972 | 1038.096 | 1039.068 | 973.944 | 1127.52 | 1165.428 | 1263.6 | 13205.592
| Min Applied |  |  | 533.628 | 82.62 | 0 | 87.48 | 203.148 | 333.396 | 268.272 | 267.3 | 332.424 | 178.848 | 140.94 | 42.768 | 2470.824 | 762.6
| PF Penalty |  |  | 0 | 0 | 0 | 0 | 0 | 0 | 0 | 0 | 0 | 0 | 0 | 0 | 0
|  |  | TOTAL: | 7050.818 | 9645.248 | 10773.497 | 9243.02 | 8968.529 | 8239.457 | 9144.236 | 8682.32 | 8105.924 | 8575.058 | 9098.084 | 9678.755 | 107204.946

## AN
RATE COMPARISON TEMPLATE
Rates current as of 7/1/2017
Rate 1
Metered Usage |  |  |  | July | August | September | October | November | December | January | February | March | April | May | June | TOTAL |  |  | Rate 2
Energy | [18 empty] | Rate 3
|  |  | On Peak | 14016 | 22656 | 25536 | 19776 | 27456 | 34752 | 46656 | 43968 | 29568 | 19776 | 21696 | 17472 | 323328 | 13.2% |  | Rate 4
|  |  | Off Peak | [12 empty] | 0 |  |  | Rate 5
Demand | Max KW | [17 empty] | Rate 6
| 279.6 |  | Peak | 59.5 | 101.4 | 106.9 | 107.9 | 116.5 | 190.7 | 279.6 | 191.4 | 182.6 | 91.4 | 117.7 | 87 | 1632.6 |  | 472.5 | Rate 7
| 279.6 |  | Intermediate | 59.5 | 101.4 | 106.9 | 107.9 | 116.5 | 190.7 | 279.6 | 191.4 | 182.6 | 91.4 | 117.7 | 87 | 1632.6 |  | 1160.1 | Rate 8
| 279.6 |  | Base | 59.5 | 101.4 | 106.9 | 107.9 | 116.5 | 190.7 | 279.6 | 191.4 | 182.6 | 91.4 | 117.7 | 87 | 1632.6
|  |  | PF | 90 | 90 | 90 | 90 | 90 | 90 | 90 | 90 | 90 | 90 | 90 | 90
COMPARISON | Service |  |  | July | August | September | October | November | December | January | February | March | April | May | June | TOTAL
| CURRENT | AES 3-P Current | Rate 3 | 1212.999 | 1936.0806 | 2177.1078 | 1695.0534 | 2337.7926 | 2948.3949 | 3944.6406 | 3719.6819 | 2514.5459 | 1695.0534 | 1855.7382 | 1502.2317 | 27539.3203
| POTENTIAL | AES 3-P Proposed | Rate 4 | 1334.023 | 2070.0646 | 2315.4118 | 1824.7174 | 2478.9766 | 3100.5229 | 4114.6246 | 3885.6339 | 2658.8979 | 1824.7174 | 1988.2822 | 1628.4397 | 29224.3123
| Savings |  |  | -121.024 | -133.984 | -138.304 | -129.664 | -141.184 | -152.128 | -169.984 | -165.952 | -144.352 | -129.664 | -132.544 | -126.208 | -1684.992
Rate Code
Base Charges
1 | GS 3- P Current
| Service Charge |  | 40 | 40 | 40 | 40 | 40 | 40 | 40 | 40 | 40 | 40 | 40 | 40 | 40 | 480
| Energy Charge |  | 0.10426 | 1461.3082 | 2362.1146 | 2662.3834 | 2061.8458 | 2862.5626 | 3623.2435 | 4864.3546 | 4584.1037 | 3082.7597 | 2061.8458 | 2262.025 | 1821.6307 | 33710.1773
|  |  | TOTAL: | 1501.3082 | 2402.1146 | 2702.3834 | 2101.8458 | 2902.5626 | 3663.2435 | 4904.3546 | 4624.1037 | 3122.7597 | 2101.8458 | 2302.025 | 1861.6307 | 34190.1773
2 | GS 3-P Proposed
| Service Charge |  | 50.4 | 50.4 | 50.4 | 50.4 | 50.4 | 50.4 | 50.4 | 50.4 | 50.4 | 50.4 | 50.4 | 50.4 | 50.4 | 604.8
| Energy Charge |  | 0.10685 | 1497.6096 | 2420.7936 | 2728.5216 | 2113.0656 | 2933.6736 | 3713.2512 | 4985.1936 | 4697.9808 | 3159.3408 | 2113.0656 | 2318.2176 | 1866.8832 | 34547.5968
|  |  | TOTAL: | 1548.0096 | 2471.1936 | 2778.9216 | 2163.4656 | 2984.0736 | 3763.6512 | 5035.5936 | 4748.3808 | 3209.7408 | 2163.4656 | 2368.6176 | 1917.2832 | 35152.3968
3 | AES 3-P Current
| Service Charge |  | 40 | 40 | 40 | 40 | 40 | 40 | 40 | 40 | 40 | 40 | 40 | 40 | 40 | 480
| Energy Charge |  | 0.08369 | 1172.999 | 1896.0806 | 2137.1078 | 1655.0534 | 2297.7926 | 2908.3949 | 3904.6406 | 3679.6819 | 2474.5459 | 1655.0534 | 1815.7382 | 1462.2317 | 27059.3203
|  |  | TOTAL: | 1212.999 | 1936.0806 | 2177.1078 | 1695.0534 | 2337.7926 | 2948.3949 | 3944.6406 | 3719.6819 | 2514.5459 | 1695.0534 | 1855.7382 | 1502.2317 | 27539.3203
4 | AES 3-P Proposed
| Service Charge |  | 140 | 140 | 140 | 140 | 140 | 140 | 140 | 140 | 140 | 140 | 140 | 140 | 140 | 1680
| Energy Charge |  | 0.08519 | 1194.023 | 1930.0646 | 2175.4118 | 1684.7174 | 2338.9766 | 2960.5229 | 3974.6246 | 3745.6339 | 2518.8979 | 1684.7174 | 1848.2822 | 1488.4397 | 27544.3123
|  |  | TOTAL: | 1334.023 | 2070.0646 | 2315.4118 | 1824.7174 | 2478.9766 | 3100.5229 | 4114.6246 | 3885.6339 | 2658.8979 | 1824.7174 | 1988.2822 | 1628.4397 | 29224.3123
5 | PS Sec Current
| Service Charge |  | 90 | 90 | 90 | 90 | 90 | 90 | 90 | 90 | 90 | 90 | 90 | 90 | 90 | 1080
| Energy Charge |  | 0.03572 | 500.6515 | 809.2723 | 912.1459 | 706.3987 | 980.7283 | 1241.3414 | 1666.5523 | 1570.537 | 1056.169 | 706.3987 | 774.9811 | 624.0998 | 11549.2762
| Demand Charge (May through September) |  | 19.05 | July: 1133.475; August: 1931.67; September: 2036.445; May: 2242.185; June: 1657.35 | 9001.125
| Min Applied |  |  | July: 1529.715; August: 731.52; September: 626.745; May: 421.005; June: 1005.84 | 4314.825 | 226.5
| Demand Charge (October through April) |  | 16.95 | October: 1828.905; November: 1974.675; December: 3232.365; January: 4739.22; February: 3244.23; March: 3095.07; April: 1549.23 | 19663.695
| Min Applied |  |  | October: 540.705; November: 394.935; December: 0; January: 0; February: 0; March: 0; April: 820.38 | 1756.02 | 103.6
| PF Penalty |  |  | 0 | 0 | 0 | 0 | 0 | 0 | 0 | 0 | 0 | 0 | 0 | 0 | 0
|  |  | TOTAL: | 3253.8415 | 3562.4623 | 3665.3359 | 3166.0087 | 3440.3383 | 4563.7064 | 6495.7723 | 4904.767 | 4241.239 | 3166.0087 | 3528.1711 | 3377.2898 | 47364.9412
6 | PS Proposed
| Service Charge |  | 90 | 90 | 90 | 90 | 90 | 90 | 90 | 90 | 90 | 90 | 90 | 90 | 90 | 1080
| Energy Charge |  | 0.03572 | 500.6515 | 809.2723 | 912.1459 | 706.3987 | 980.7283 | 1241.3414 | 1666.5523 | 1570.537 | 1056.169 | 706.3987 | 774.9811 | 624.0998 | 11549.2762
| Demand Charge (May through September) |  | 20.71 | July: 1232.245; August: 2099.994; September: 2213.899; May: 2437.567; June: 1801.77 | 9785.475
| Min Applied |  |  | July: 1663.013; August: 795.264; September: 681.359; May: 457.691; June: 1093.488 | 4690.815 | 226.5
| Demand Charge (October through April) |  | 18.43 | October: 1988.597; November: 2147.095; December: 3514.601; January: 5153.028; February: 3527.502; March: 3365.318; April: 1684.502 | 21380.643
| Min Applied |  |  | October: 587.917; November: 429.419; December: 0; January: 0; February: 0; March: 0; April: 892.012 | 1909.348 | 103.6
| PF Penalty |  |  | 0 | 0 | 0 | 0 | 0 | 0 | 0 | 0 | 0 | 0 | 0 | 0 | 0
|  |  | TOTAL: | 3485.9095 | 3794.5303 | 3897.4039 | 3372.9127 | 3647.2423 | 4845.9424 | 6909.5803 | 5188.039 | 4511.487 | 3372.9127 | 3760.2391 | 3609.3578 | 50395.5572
7 | TODS Current
| Service Charge |  | 200 | 200 | 200 | 200 | 200 | 200 | 200 | 200 | 200 | 200 | 200 | 200 | 200 | 2400
| Energy Charge |  | 0.03527 | 494.3443 | 799.0771 | 900.6547 | 697.4995 | 968.3731 | 1225.703 | 1645.5571 | 1550.7514 | 1042.8634 | 697.4995 | 765.2179 | 616.2374 | 11403.7786
| Peak Demand |  | 6.13 | 364.735 | 621.582 | 655.297 | 661.427 | 714.145 | 1168.991 | 1713.948 | 1173.282 | 1119.338 | 560.282 | 721.501 | 533.31 | 10007.838
| Min Applied |  |  | 492.239 | 235.392 | 201.677 | 195.547 | 142.829 | 0 | 0 | 0 | 0 | 296.692 | 135.473 | 323.664 | 2023.513 | 330.1
| Intermediate Demand |  | 4.53 | 269.535 | 459.342 | 484.257 | 488.787 | 527.745 | 863.871 | 1266.588 | 867.042 | 827.178 | 414.042 | 533.181 | 394.11 | 7395.678
| Min Applied |  |  | 363.759 | 173.952 | 149.037 | 144.507 | 105.549 | 0 | 0 | 0 | 0 | 219.252 | 100.113 | 239.184 | 1495.353 | 330.1
| Base Demand |  | 5.2 | 309.4 | 527.28 | 555.88 | 561.08 | 605.8 | 991.64 | 1453.92 | 995.28 | 949.52 | 475.28 | 612.04 | 452.4 | 8489.52
| Min Applied |  |  | 990.6 | 772.72 | 744.12 | 738.92 | 694.2 | 308.36 | 0 | 304.72 | 350.48 | 824.72 | 687.96 | 847.6 | 7264.4 | 1397
| PF Penalty |  |  | 0 | 0 | 0 | 0 | 0 | 0 | 0 | 0 | 0 | 0 | 0 | 0 | 0
|  |  | TOTAL: | 3484.6123 | 3789.3451 | 3890.9227 | 3687.7675 | 3958.6411 | 4758.565 | 6280.0131 | 5091.0754 | 4489.3794 | 3687.7675 | 3755.4859 | 3606.5054 | 50480.0806
8 | TODS Proposed
| Service Charge |  | 200 | 200 | 200 | 200 | 200 | 200 | 200 | 200 | 200 | 200 | 200 | 200 | 200 | 2400
| Energy Charge |  | 0.03531 | 494.905 | 799.9834 | 901.6762 | 698.2906 | 969.4714 | 1227.0931 | 1647.4234 | 1552.5101 | 1044.0461 | 698.2906 | 766.0858 | 616.9363 | 11416.7117
| Peak Demand |  | 7.81 | 464.695 | 791.934 | 834.889 | 842.699 | 909.865 | 1489.367 | 2183.676 | 1494.834 | 1426.106 | 713.834 | 919.237 | 679.47 | 12750.606
| Min Applied |  |  | 627.143 | 299.904 | 256.949 | 249.139 | 181.973 | 0 | 0 | 0 | 0 | 378.004 | 172.601 | 412.368 | 2578.081 | 330.1
| Intermediate Demand |  | 6.11 | 363.545 | 619.554 | 653.159 | 659.269 | 711.815 | 1165.177 | 1708.356 | 1169.454 | 1115.686 | 558.454 | 719.147 | 531.57 | 9975.186
| Min Applied |  |  | 490.633 | 234.624 | 201.019 | 194.909 | 142.363 | 0 | 0 | 0 | 0 | 295.724 | 135.031 | 322.608 | 2016.911 | 330.1
| Base Demand |  | 3.24 | 192.78 | 328.536 | 346.356 | 349.596 | 377.46 | 617.868 | 905.904 | 620.136 | 591.624 | 296.136 | 381.348 | 281.88 | 5289.624
| Min Applied |  |  | 713.124 | 577.368 | 559.548 | 556.308 | 528.444 | 288.036 | 0 | 285.768 | 314.28 | 609.768 | 524.556 | 624.024 | 5581.224 | 1722.6
| PF Penalty |  |  | 0 | 0 | 0 | 0 | 0 | 0 | 0 | 0 | 0 | 0 | 0 | 0 | 0
|  |  | TOTAL: | 3546.825 | 3851.9034 | 3953.5962 | 3750.2106 | 4021.3914 | 4987.5411 | 6645.3594 | 5322.7021 | 4691.7421 | 3750.2106 | 3818.0058 | 3668.8563 | 52008.3437

## AP
RATE COMPARISON TEMPLATE
Rates current as of 7/1/2017
Rate 1
Metered Usage |  |  |  | July | August | September | October | November | December | January | February | March | April | May | June | TOTAL |  |  | Rate 2
Energy | [18 empty] | Rate 3
|  |  | On Peak | 74400 | 53100 | 69900 | 86400 | 85200 | 63300 | 76800 | 61500 | 87600 | 86700 | 73800 | 69300 | 888000 | 19.54% |  | Rate 4
|  |  | Off Peak | [12 empty] | 0 |  |  | Rate 5
Demand | Max KW | [17 empty] | Rate 6
| 518.7 |  | Peak | 357.3 | 326.1 | 341.4 | 398.7 | 404.7 | 324.3 | 465.3 | 420.9 | 518.7 | 466.2 | 430.5 | 423.9 | 4878 |  | 1879.2 | Rate 7
| 518.7 |  | Intermediate | 357.3 | 326.1 | 341.4 | 398.7 | 404.7 | 324.3 | 465.3 | 420.9 | 518.7 | 466.2 | 430.5 | 423.9 | 4878 |  | 2998.8 | Rate 8
| 518.7 |  | Base | 357.3 | 326.1 | 341.4 | 398.7 | 404.7 | 324.3 | 465.3 | 420.9 | 518.7 | 466.2 | 430.5 | 423.9 | 4878
|  |  | PF | 90 | 90 | 90 | 90 | 90 | 90 | 90 | 90 | 90 | 90 | 90 | 90
COMPARISON | Service |  |  | July | August | September | October | November | December | January | February | March | April | May | June | TOTAL
| CURRENT | AES 3-P Current | Rate 3 | 6266.536 | 4483.939 | 5889.931 | 7270.816 | 7170.388 | 5337.577 | 6467.392 | 5186.935 | 7371.244 | 7295.923 | 6216.322 | 5839.717 | 74796.72
| POTENTIAL | AES 3-P Proposed | Rate 4 | 6478.136 | 4663.589 | 6094.781 | 7500.416 | 7398.188 | 5532.527 | 6682.592 | 5379.185 | 7602.644 | 7525.973 | 6427.022 | 6043.667 | 77328.72
| Savings |  |  | -211.6 | -179.65 | -204.85 | -229.6 | -227.8 | -194.95 | -215.2 | -192.25 | -231.4 | -230.05 | -210.7 | -203.95 | -2532
Rate Code
Base Charges
1 | GS 3- P Current
| Service Charge |  | 40 | 40 | 40 | 40 | 40 | 40 | 40 | 40 | 40 | 40 | 40 | 40 | 40 | 480
| Energy Charge |  | 0.10426 | 7756.944 | 5536.206 | 7287.774 | 9008.064 | 8882.952 | 6599.658 | 8007.168 | 6411.99 | 9133.176 | 9039.342 | 7694.388 | 7225.218 | 92582.88
|  |  | TOTAL: | 7796.944 | 5576.206 | 7327.774 | 9048.064 | 8922.952 | 6639.658 | 8047.168 | 6451.99 | 9173.176 | 9079.342 | 7734.388 | 7265.218 | 93062.88
2 | GS 3-P Proposed
| Service Charge |  | 50.4 | 50.4 | 50.4 | 50.4 | 50.4 | 50.4 | 50.4 | 50.4 | 50.4 | 50.4 | 50.4 | 50.4 | 50.4 | 604.8
| Energy Charge |  | 0.10685 | 7949.64 | 5673.735 | 7468.815 | 9231.84 | 9103.62 | 6763.605 | 8206.08 | 6571.275 | 9360.06 | 9263.895 | 7885.53 | 7404.705 | 94882.8
|  |  | TOTAL: | 8000.04 | 5724.135 | 7519.215 | 9282.24 | 9154.02 | 6814.005 | 8256.48 | 6621.675 | 9410.46 | 9314.295 | 7935.93 | 7455.105 | 95487.6
3 | AES 3-P Current
| Service Charge |  | 40 | 40 | 40 | 40 | 40 | 40 | 40 | 40 | 40 | 40 | 40 | 40 | 40 | 480
| Energy Charge |  | 0.08369 | 6226.536 | 4443.939 | 5849.931 | 7230.816 | 7130.388 | 5297.577 | 6427.392 | 5146.935 | 7331.244 | 7255.923 | 6176.322 | 5799.717 | 74316.72
|  |  | TOTAL: | 6266.536 | 4483.939 | 5889.931 | 7270.816 | 7170.388 | 5337.577 | 6467.392 | 5186.935 | 7371.244 | 7295.923 | 6216.322 | 5839.717 | 74796.72
4 | AES 3-P Proposed
| Service Charge |  | 140 | 140 | 140 | 140 | 140 | 140 | 140 | 140 | 140 | 140 | 140 | 140 | 140 | 1680
| Energy Charge |  | 0.08519 | 6338.136 | 4523.589 | 5954.781 | 7360.416 | 7258.188 | 5392.527 | 6542.592 | 5239.185 | 7462.644 | 7385.973 | 6287.022 | 5903.667 | 75648.72
|  |  | TOTAL: | 6478.136 | 4663.589 | 6094.781 | 7500.416 | 7398.188 | 5532.527 | 6682.592 | 5379.185 | 7602.644 | 7525.973 | 6427.022 | 6043.667 | 77328.72
5 | PS Sec Current
| Service Charge |  | 90 | 90 | 90 | 90 | 90 | 90 | 90 | 90 | 90 | 90 | 90 | 90 | 90 | 1080
| Energy Charge |  | 0.03572 | 2657.568 | 1896.732 | 2496.828 | 3086.208 | 3043.344 | 2261.076 | 2743.296 | 2196.78 | 3129.072 | 3096.924 | 2636.136 | 2475.396 | 31719.36
| Demand Charge (May through September) |  | 19.05 | July: 6806.565; August: 6212.205; September: 6503.67; May: 8201.025; June: 8075.295 | 35798.76
| Min Applied |  |  | July: 0; August: 0; September: 0; May: 0; June: 0 | 0 | 0
| Demand Charge (October through April) |  | 16.95 | October: 6757.965; November: 6859.665; December: 5496.885; January: 7886.835; February: 7134.255; March: 8791.965; April: 7902.09 | 50829.66
| Min Applied |  |  | October: 0; November: 0; December: 0; January: 0; February: 0; March: 0; April: 0 | 0 | 0
| PF Penalty |  |  | 0 | 0 | 0 | 0 | 0 | 0 | 0 | 0 | 0 | 0 | 0 | 0 | 0
|  |  | TOTAL: | 9554.133 | 8198.937 | 9090.498 | 9934.173 | 9993.009 | 7847.961 | 10720.131 | 9421.035 | 12011.037 | 11089.014 | 10927.161 | 10640.691 | 119427.78
6 | PS Proposed
| Service Charge |  | 90 | 90 | 90 | 90 | 90 | 90 | 90 | 90 | 90 | 90 | 90 | 90 | 90 | 1080
| Energy Charge |  | 0.03572 | 2657.568 | 1896.732 | 2496.828 | 3086.208 | 3043.344 | 2261.076 | 2743.296 | 2196.78 | 3129.072 | 3096.924 | 2636.136 | 2475.396 | 31719.36
| Demand Charge (May through September) |  | 20.71 | July: 7399.683; August: 6753.531; September: 7070.394; May: 8915.655; June: 8778.969 | 38918.232
| Min Applied |  |  | July: 0; August: 0; September: 0; May: 0; June: 0 | 0 | 0
| Demand Charge (October through April) |  | 18.43 | October: 7348.041; November: 7458.621; December: 5976.849; January: 8575.479; February: 7757.187; March: 9559.641; April: 8592.066 | 55267.884
| Min Applied |  |  | October: 0; November: 0; December: 0; January: 0; February: 0; March: 0; April: 0 | 0 | 0
| PF Penalty |  |  | 0 | 0 | 0 | 0 | 0 | 0 | 0 | 0 | 0 | 0 | 0 | 0 | 0
|  |  | TOTAL: | 10147.251 | 8740.263 | 9657.222 | 10524.249 | 10591.965 | 8327.925 | 11408.775 | 10043.967 | 12778.713 | 11778.99 | 11641.791 | 11344.365 | 126985.476
7 | TODS Current
| Service Charge |  | 200 | 200 | 200 | 200 | 200 | 200 | 200 | 200 | 200 | 200 | 200 | 200 | 200 | 2400
| Energy Charge |  | 0.03527 | 2624.088 | 1872.837 | 2465.373 | 3047.328 | 3005.004 | 2232.591 | 2708.736 | 2169.105 | 3089.652 | 3057.909 | 2602.926 | 2444.211 | 31319.76
| Peak Demand |  | 6.13 | 2190.249 | 1998.993 | 2092.782 | 2444.031 | 2480.811 | 1987.959 | 2852.289 | 2580.117 | 3179.631 | 2857.806 | 2638.965 | 2598.507 | 29902.14
| Min Applied |  |  | 0 | 0 | 0 | 0 | 0 | 0 | 0 | 0 | 0 | 0 | 0 | 0 | 0 | 0
| Intermediate Demand |  | 4.53 | 1618.569 | 1477.233 | 1546.542 | 1806.111 | 1833.291 | 1469.079 | 2107.809 | 1906.677 | 2349.711 | 2111.886 | 1950.165 | 1920.267 | 22097.34
| Min Applied |  |  | 0 | 0 | 0 | 0 | 0 | 0 | 0 | 0 | 0 | 0 | 0 | 0 | 0 | 0
| Base Demand |  | 5.2 | 1857.96 | 1695.72 | 1775.28 | 2073.24 | 2104.44 | 1686.36 | 2419.56 | 2188.68 | 2697.24 | 2424.24 | 2238.6 | 2204.28 | 25365.6
| Min Applied |  |  | 164.97 | 327.21 | 247.65 | 0 | 0 | 336.57 | 0 | 0 | 0 | 0 | 0 | 0 | 1076.4 | 207
| PF Penalty |  |  | 0 | 0 | 0 | 0 | 0 | 0 | 0 | 0 | 0 | 0 | 0 | 0 | 0
|  |  | TOTAL: | 8655.836 | 7571.993 | 8327.627 | 9570.71 | 9623.546 | 7912.559 | 10288.394 | 9044.579 | 11516.234 | 10651.841 | 9630.656 | 9367.265 | 112161.24
8 | TODS Proposed
| Service Charge |  | 200 | 200 | 200 | 200 | 200 | 200 | 200 | 200 | 200 | 200 | 200 | 200 | 200 | 2400
| Energy Charge |  | 0.03531 | 2627.064 | 1874.961 | 2468.169 | 3050.784 | 3008.412 | 2235.123 | 2711.808 | 2171.565 | 3093.156 | 3061.377 | 2605.878 | 2446.983 | 31355.28
| Peak Demand |  | 7.81 | 2790.513 | 2546.841 | 2666.334 | 3113.847 | 3160.707 | 2532.783 | 3633.993 | 3287.229 | 4051.047 | 3641.022 | 3362.205 | 3310.659 | 38097.18
| Min Applied |  |  | 0 | 0 | 0 | 0 | 0 | 0 | 0 | 0 | 0 | 0 | 0 | 0 | 0 | 0
| Intermediate Demand |  | 6.11 | 2183.103 | 1992.471 | 2085.954 | 2436.057 | 2472.717 | 1981.473 | 2842.983 | 2571.699 | 3169.257 | 2848.482 | 2630.355 | 2590.029 | 29804.58
| Min Applied |  |  | 0 | 0 | 0 | 0 | 0 | 0 | 0 | 0 | 0 | 0 | 0 | 0 | 0 | 0
| Base Demand |  | 3.24 | 1157.652 | 1056.564 | 1106.136 | 1291.788 | 1311.228 | 1050.732 | 1507.572 | 1363.716 | 1680.588 | 1510.488 | 1394.82 | 1373.436 | 15804.72
| Min Applied |  |  | 522.936 | 624.024 | 574.452 | 388.8 | 369.36 | 629.856 | 173.016 | 316.872 | 0 | 170.1 | 285.768 | 307.152 | 4362.336 | 1346.4
| PF Penalty |  |  | 0 | 0 | 0 | 0 | 0 | 0 | 0 | 0 | 0 | 0 | 0 | 0 | 0
|  |  | TOTAL: | 9481.268 | 8294.861 | 9101.045 | 10481.276 | 10522.424 | 8629.967 | 11069.372 | 9911.081 | 12194.048 | 11431.469 | 10479.026 | 10228.259 | 121824.096

## AQ
RATE COMPARISON TEMPLATE
Rates current as of 7/1/2017
Rate 1
Metered Usage |  |  |  | July | August | September | October | November | December | January | February | March | April | May | June | TOTAL |  |  | Rate 2
Energy | [18 empty] | Rate 3
|  |  | On Peak | 25223 | 21909 | 16075 | 16342 | 17050 | 11498 | 10513 | 16390 | 20295 | 31953 | 18607 | 13642 | 219497 | 19.44% |  | Rate 4
|  |  | Off Peak | [12 empty] | 0 |  |  | Rate 5
Demand | Max KW | [17 empty] | Rate 6
| 128.9 |  | Peak | 127.3 | 128.9 | 47.9 | 47.3 | 36.9 | 28.8 | 34.1 | 43.7 | 64.7 | 73 | 60.2 | 58.6 | 751.4 |  | 422.9 | Rate 7
| 128.9 |  | Intermediate | 127.3 | 128.9 | 47.9 | 47.3 | 36.9 | 28.8 | 34.1 | 43.7 | 64.7 | 73 | 60.2 | 58.6 | 751.4 |  | 328.5 | Rate 8
| 128.9 |  | Base | 127.3 | 128.9 | 47.9 | 47.3 | 36.9 | 28.8 | 34.1 | 43.7 | 64.7 | 73 | 60.2 | 58.6 | 751.4
|  |  | PF | 90 | 90 | 90 | 90 | 90 | 90 | 90 | 90 | 90 | 90 | 90 | 90
COMPARISON | Service |  |  | July | August | September | October | November | December | January | February | March | April | May | June | TOTAL
| CURRENT | AES 3-P Current | Rate 3 | 2150.9129 | 1873.5642 | 1385.3167 | 1407.662 | 1466.9145 | 1002.2676 | 919.833 | 1411.6791 | 1738.4886 | 2714.1466 | 1597.2198 | 1181.699 | 18849.7039
| POTENTIAL | AES 3-P Proposed | Rate 4 | 2288.7474 | 2006.4277 | 1509.4292 | 1532.175 | 1592.4895 | 1119.5146 | 1035.6025 | 1536.2641 | 1868.931 | 2862.0761 | 1725.1303 | 1302.162 | 20378.9494
| Savings |  |  | -137.8345 | -132.8635 | -124.1125 | -124.513 | -125.575 | -117.247 | -115.7695 | -124.585 | -130.4425 | -147.9295 | -127.9105 | -120.463 | -1529.2455
Rate Code
Base Charges
1 | GS 3- P Current
| Service Charge |  | 40 | 40 | 40 | 40 | 40 | 40 | 40 | 40 | 40 | 40 | 40 | 40 | 40 | 480
| Energy Charge |  | 0.10426 | 2629.75 | 2284.2323 | 1675.9795 | 1703.8169 | 1777.633 | 1198.7815 | 1096.0854 | 1708.8214 | 2115.9567 | 3331.4198 | 1939.9658 | 1422.3149 | 22884.7572
|  |  | TOTAL: | 2669.75 | 2324.2323 | 1715.9795 | 1743.8169 | 1817.633 | 1238.7815 | 1136.0854 | 1748.8214 | 2155.9567 | 3371.4198 | 1979.9658 | 1462.3149 | 23364.7572
2 | GS 3-P Proposed
| Service Charge |  | 50.4 | 50.4 | 50.4 | 50.4 | 50.4 | 50.4 | 50.4 | 50.4 | 50.4 | 50.4 | 50.4 | 50.4 | 50.4 | 604.8
| Energy Charge |  | 0.10685 | 2695.0775 | 2340.9767 | 1717.6137 | 1746.1427 | 1821.7925 | 1228.5613 | 1123.314 | 1751.2715 | 2168.5208 | 3414.178 | 1988.158 | 1457.6477 | 23453.2545
|  |  | TOTAL: | 2745.4776 | 2391.3767 | 1768.0138 | 1796.5427 | 1872.1925 | 1278.9613 | 1173.7141 | 1801.6715 | 2218.9208 | 3464.5781 | 2038.5579 | 1508.0477 | 24058.0544
3 | AES 3-P Current
| Service Charge |  | 40 | 40 | 40 | 40 | 40 | 40 | 40 | 40 | 40 | 40 | 40 | 40 | 40 | 480
| Energy Charge |  | 0.08369 | 2110.9129 | 1833.5642 | 1345.3167 | 1367.662 | 1426.9145 | 962.2676 | 879.833 | 1371.6791 | 1698.4886 | 2674.1466 | 1557.2198 | 1141.699 | 18369.7039
|  |  | TOTAL: | 2150.9129 | 1873.5642 | 1385.3167 | 1407.662 | 1466.9145 | 1002.2676 | 919.833 | 1411.6791 | 1738.4886 | 2714.1466 | 1597.2198 | 1181.699 | 18849.7039
4 | AES 3-P Proposed
| Service Charge |  | 140 | 140 | 140 | 140 | 140 | 140 | 140 | 140 | 140 | 140 | 140 | 140 | 140 | 1680
| Energy Charge |  | 0.08519 | 2148.7474 | 1866.4277 | 1369.4292 | 1392.175 | 1452.4895 | 979.5146 | 895.6025 | 1396.2641 | 1728.931 | 2722.0761 | 1585.1303 | 1162.162 | 18698.9494
|  |  | TOTAL: | 2288.7474 | 2006.4277 | 1509.4292 | 1532.175 | 1592.4895 | 1119.5146 | 1035.6025 | 1536.2641 | 1868.931 | 2862.0761 | 1725.1303 | 1302.162 | 20378.9494
5 | PS Sec Current
| Service Charge |  | 90 | 90 | 90 | 90 | 90 | 90 | 90 | 90 | 90 | 90 | 90 | 90 | 90 | 1080
| Energy Charge |  | 0.03572 | 900.9656 | 782.5895 | 574.199 | 583.7362 | 609.026 | 410.7086 | 375.5244 | 585.4508 | 724.9374 | 1141.3612 | 664.642 | 487.2922 | 7840.4328
| Demand Charge (May through September) |  | 19.05 | July: 2425.065; August: 2455.545; September: 912.495; May: 1146.81; June: 1116.33 | 8056.245
| Min Applied |  |  | July: 0; August: 0; September: 315.2775; May: 80.9625; June: 111.4425 | 507.6825 | 26.65
| Demand Charge (October through April) |  | 16.95 | October: 801.735; November: 625.455; December: 488.16; January: 577.995; February: 740.715; March: 1096.665; April: 1237.35 | 5568.075
| Min Applied |  |  | October: 290.6925; November: 466.9725; December: 604.2675; January: 514.4325; February: 351.7125; March: 0; April: 0 | 2228.0775 | 131.45
| PF Penalty |  |  | 0 | 0 | 0 | 0 | 0 | 0 | 0 | 0 | 0 | 0 | 0 | 0 | 0
|  |  | TOTAL: | 3416.0306 | 3328.1345 | 1891.9715 | 1766.1637 | 1791.4535 | 1593.1361 | 1557.9519 | 1767.8783 | 1911.6024 | 2468.7112 | 1982.4145 | 1805.0647 | 25280.5128
6 | PS Proposed
| Service Charge |  | 90 | 90 | 90 | 90 | 90 | 90 | 90 | 90 | 90 | 90 | 90 | 90 | 90 | 1080
| Energy Charge |  | 0.03572 | 900.9656 | 782.5895 | 574.199 | 583.7362 | 609.026 | 410.7086 | 375.5244 | 585.4508 | 724.9374 | 1141.3612 | 664.642 | 487.2922 | 7840.4328
| Demand Charge (May through September) |  | 20.71 | July: 2636.383; August: 2669.519; September: 992.009; May: 1246.742; June: 1213.606 | 8758.259
| Min Applied |  |  | July: 0; August: 0; September: 342.7505; May: 88.0175; June: 121.1535 | 551.9215 | 26.65
| Demand Charge (October through April) |  | 18.43 | October: 871.739; November: 680.067; December: 530.784; January: 628.463; February: 805.391; March: 1192.421; April: 1345.39 | 6054.255
| Min Applied |  |  | October: 316.0745; November: 507.7465; December: 657.0295; January: 559.3505; February: 382.4225; March: 0; April: 0 | 2422.6235 | 131.45
| PF Penalty |  |  | 0 | 0 | 0 | 0 | 0 | 0 | 0 | 0 | 0 | 0 | 0 | 0 | 0
|  |  | TOTAL: | 3627.3486 | 3542.1085 | 1998.9585 | 1861.5497 | 1886.8395 | 1688.5221 | 1653.3379 | 1863.2643 | 2007.3584 | 2576.7512 | 2089.4015 | 1912.0517 | 26707.4918
7 | TODS Current
| Service Charge |  | 200 | 200 | 200 | 200 | 200 | 200 | 200 | 200 | 200 | 200 | 200 | 200 | 200 | 2400
| Energy Charge |  | 0.03527 | 889.6152 | 772.7304 | 566.9652 | 576.3823 | 601.3535 | 405.5345 | 370.7935 | 578.0753 | 715.8047 | 1126.9823 | 656.2689 | 481.1533 | 7741.6592
| Peak Demand |  | 6.13 | 780.349 | 790.157 | 293.627 | 289.949 | 226.197 | 176.544 | 209.033 | 267.881 | 396.611 | 447.49 | 369.026 | 359.218 | 4606.082
| Min Applied |  |  | 0 | 0 | 101.4515 | 105.1295 | 168.8815 | 218.5345 | 186.0455 | 127.1975 | 0 | 0 | 26.0525 | 35.8605 | 969.153 | 158.1
| Intermediate Demand |  | 4.53 | 576.669 | 583.917 | 216.987 | 214.269 | 167.157 | 130.464 | 154.473 | 197.961 | 293.091 | 330.69 | 272.706 | 265.458 | 3403.842
| Min Applied |  |  | 0 | 0 | 74.9715 | 77.6895 | 124.8015 | 161.4945 | 137.4855 | 93.9975 | 0 | 0 | 19.2525 | 26.5005 | 716.193 | 158.1
| Base Demand |  | 5.2 | 661.96 | 670.28 | 249.08 | 245.96 | 191.88 | 149.76 | 177.32 | 227.24 | 336.44 | 379.6 | 313.04 | 304.72 | 3907.28
| Min Applied |  |  | 638.04 | 629.72 | 1050.92 | 1054.04 | 1108.12 | 1150.24 | 1122.68 | 1072.76 | 963.56 | 920.4 | 986.96 | 995.28 | 11692.72 | 2248.6
| PF Penalty |  |  | 0 | 0 | 0 | 0 | 0 | 0 | 0 | 0 | 0 | 0 | 0 | 0 | 0
|  |  | TOTAL: | 3746.6332 | 3646.8044 | 2754.0023 | 2763.4193 | 2788.3905 | 2592.5715 | 2557.8305 | 2765.1123 | 2905.5066 | 3405.1623 | 2843.3059 | 2668.1903 | 35436.9292
8 | TODS Proposed
| Service Charge |  | 200 | 200 | 200 | 200 | 200 | 200 | 200 | 200 | 200 | 200 | 200 | 200 | 200 | 2400
| Energy Charge |  | 0.03531 | 890.6241 | 773.6068 | 567.6082 | 577.036 | 602.0355 | 405.9944 | 371.214 | 578.7309 | 716.6164 | 1128.2604 | 657.0132 | 481.699 | 7750.4391
| Peak Demand |  | 7.81 | 994.213 | 1006.709 | 374.099 | 369.413 | 288.189 | 224.928 | 266.321 | 341.297 | 505.307 | 570.13 | 470.162 | 457.666 | 5868.434
| Min Applied |  |  | 0 | 0 | 129.2555 | 133.9415 | 215.1655 | 278.4265 | 237.0335 | 162.0575 | 0 | 0 | 33.1925 | 45.6885 | 1234.761 | 158.1
| Intermediate Demand |  | 6.11 | 777.803 | 787.579 | 292.669 | 289.003 | 225.459 | 175.968 | 208.351 | 267.007 | 395.317 | 446.03 | 367.822 | 358.046 | 4591.054
| Min Applied |  |  | 0 | 0 | 101.1205 | 104.7865 | 168.3305 | 217.8215 | 185.4385 | 126.7825 | 0 | 0 | 25.9675 | 35.7435 | 965.991 | 158.1
| Base Demand |  | 3.24 | 412.452 | 417.636 | 155.196 | 153.252 | 119.556 | 93.312 | 110.484 | 141.588 | 209.628 | 236.52 | 195.048 | 189.864 | 2434.536
| Min Applied |  |  | 397.548 | 392.364 | 654.804 | 656.748 | 690.444 | 716.688 | 699.516 | 668.412 | 600.372 | 573.48 | 614.952 | 620.136 | 7285.464 | 2248.6
| PF Penalty |  |  | 0 | 0 | 0 | 0 | 0 | 0 | 0 | 0 | 0 | 0 | 0 | 0 | 0
|  |  | TOTAL: | 3672.6401 | 3577.8948 | 2474.7523 | 2484.18 | 2509.1795 | 2313.1384 | 2278.358 | 2485.8749 | 2627.2404 | 3154.4204 | 2564.1572 | 2388.843 | 32530.6791

## AR
RATE COMPARISON TEMPLATE
Rates current as of 7/1/2017
Rate 1
Metered Usage |  |  |  | July | August | September | October | November | December | January | February | March | April | May | June | TOTAL |  |  | Rate 2
Energy | [18 empty] | Rate 3
|  |  | On Peak | 6920 | 6560 | 5000 | 10800 | 9840 | 7080 | 7080 | 9520 | 9160 | 14120 | 8760 | 6680 | 101520 | 22.99% |  | Rate 4
|  |  | Off Peak | [12 empty] | 0 |  |  | Rate 5
Demand | Max KW | [17 empty] | Rate 6
| 50.4 |  | Peak | 33.9 | 31 | 36.9 | 37.9 | 39.9 | 32.2 | 28.2 | 37 | 48.3 | 48.8 | 40.4 | 50.4 | 464.9 |  | 192.6 | Rate 7
| 50.4 |  | Intermediate | 33.9 | 31 | 36.9 | 37.9 | 39.9 | 32.2 | 28.2 | 37 | 48.3 | 48.8 | 40.4 | 50.4 | 464.9 |  | 272.3 | Rate 8
| 50.4 |  | Base | 33.9 | 31 | 36.9 | 37.9 | 39.9 | 32.2 | 28.2 | 37 | 48.3 | 48.8 | 40.4 | 50.4 | 464.9
|  |  | PF | 90 | 90 | 90 | 90 | 90 | 90 | 90 | 90 | 90 | 90 | 90 | 90
COMPARISON | Service |  |  | July | August | September | October | November | December | January | February | March | April | May | June | TOTAL
| CURRENT | AES 3-P Current | Rate 3 | 619.1348 | 589.0064 | 458.45 | 943.852 | 863.5096 | 632.5252 | 632.5252 | 836.7288 | 806.6004 | 1221.7028 | 773.1244 | 599.0492 | 8976.2088
| POTENTIAL | AES 3-P Proposed | Rate 4 | 729.5148 | 698.8464 | 565.95 | 1060.052 | 978.2696 | 743.1452 | 743.1452 | 951.0088 | 920.3404 | 1342.8828 | 886.2644 | 709.0692 | 10328.4888
| Savings |  |  | -110.38 | -109.84 | -107.5 | -116.2 | -114.76 | -110.62 | -110.62 | -114.28 | -113.74 | -121.18 | -113.14 | -110.02 | -1352.28
Rate Code
Base Charges
1 | GS 3- P Current
| Service Charge |  | 40 | 40 | 40 | 40 | 40 | 40 | 40 | 40 | 40 | 40 | 40 | 40 | 40 | 480
| Energy Charge |  | 0.10426 | 721.4792 | 683.9456 | 521.3 | 1126.008 | 1025.9184 | 738.1608 | 738.1608 | 992.5552 | 955.0216 | 1472.1512 | 913.3176 | 696.4568 | 10584.4752
|  |  | TOTAL: | 761.4792 | 723.9456 | 561.3 | 1166.008 | 1065.9184 | 778.1608 | 778.1608 | 1032.5552 | 995.0216 | 1512.1512 | 953.3176 | 736.4568 | 11064.4752
2 | GS 3-P Proposed
| Service Charge |  | 50.4 | 50.4 | 50.4 | 50.4 | 50.4 | 50.4 | 50.4 | 50.4 | 50.4 | 50.4 | 50.4 | 50.4 | 50.4 | 604.8
| Energy Charge |  | 0.10685 | 739.402 | 700.936 | 534.25 | 1153.98 | 1051.404 | 756.498 | 756.498 | 1017.212 | 978.746 | 1508.722 | 936.006 | 713.758 | 10847.412
|  |  | TOTAL: | 789.802 | 751.336 | 584.65 | 1204.38 | 1101.804 | 806.898 | 806.898 | 1067.612 | 1029.146 | 1559.122 | 986.406 | 764.158 | 11452.212
3 | AES 3-P Current
| Service Charge |  | 40 | 40 | 40 | 40 | 40 | 40 | 40 | 40 | 40 | 40 | 40 | 40 | 40 | 480
| Energy Charge |  | 0.08369 | 579.1348 | 549.0064 | 418.45 | 903.852 | 823.5096 | 592.5252 | 592.5252 | 796.7288 | 766.6004 | 1181.7028 | 733.1244 | 559.0492 | 8496.2088
|  |  | TOTAL: | 619.1348 | 589.0064 | 458.45 | 943.852 | 863.5096 | 632.5252 | 632.5252 | 836.7288 | 806.6004 | 1221.7028 | 773.1244 | 599.0492 | 8976.2088
4 | AES 3-P Proposed
| Service Charge |  | 140 | 140 | 140 | 140 | 140 | 140 | 140 | 140 | 140 | 140 | 140 | 140 | 140 | 1680
| Energy Charge |  | 0.08519 | 589.5148 | 558.8464 | 425.95 | 920.052 | 838.2696 | 603.1452 | 603.1452 | 811.0088 | 780.3404 | 1202.8828 | 746.2644 | 569.0692 | 8648.4888
|  |  | TOTAL: | 729.5148 | 698.8464 | 565.95 | 1060.052 | 978.2696 | 743.1452 | 743.1452 | 951.0088 | 920.3404 | 1342.8828 | 886.2644 | 709.0692 | 10328.4888
5 | PS Sec Current
| Service Charge |  | 90 | 90 | 90 | 90 | 90 | 90 | 90 | 90 | 90 | 90 | 90 | 90 | 90 | 1080
| Energy Charge |  | 0.03572 | 247.1824 | 234.3232 | 178.6 | 385.776 | 351.4848 | 252.8976 | 252.8976 | 340.0544 | 327.1952 | 504.3664 | 312.9072 | 238.6096 | 3626.2944
| Demand Charge (May through September) |  | 19.05 | July: 645.795; August: 590.55; September: 702.945; May: 769.62; June: 960.12 | 3669.03
| Min Applied |  |  | July: 0; August: 0; September: 0; May: 0; June: 0 | 0 | 0
| Demand Charge (October through April) |  | 16.95 | October: 642.405; November: 676.305; December: 545.79; January: 477.99; February: 627.15; March: 818.685; April: 827.16 | 4615.485
| Min Applied |  |  | October: 0; November: 0; December: 0; January: 0; February: 0; March: 0; April: 0 | 0 | 0
| PF Penalty |  |  | 0 | 0 | 0 | 0 | 0 | 0 | 0 | 0 | 0 | 0 | 0 | 0 | 0
|  |  | TOTAL: | 982.9774 | 914.8732 | 971.545 | 1118.181 | 1117.7898 | 888.6876 | 820.8876 | 1057.2044 | 1235.8802 | 1421.5264 | 1172.5272 | 1288.7296 | 12990.8094
6 | PS Proposed
| Service Charge |  | 90 | 90 | 90 | 90 | 90 | 90 | 90 | 90 | 90 | 90 | 90 | 90 | 90 | 1080
| Energy Charge |  | 0.03572 | 247.1824 | 234.3232 | 178.6 | 385.776 | 351.4848 | 252.8976 | 252.8976 | 340.0544 | 327.1952 | 504.3664 | 312.9072 | 238.6096 | 3626.2944
| Demand Charge (May through September) |  | 20.71 | July: 702.069; August: 642.01; September: 764.199; May: 836.684; June: 1043.784 | 3988.746
| Min Applied |  |  | July: 0; August: 0; September: 0; May: 0; June: 0 | 0 | 0
| Demand Charge (October through April) |  | 18.43 | October: 698.497; November: 735.357; December: 593.446; January: 519.726; February: 681.91; March: 890.169; April: 899.384 | 5018.489
| Min Applied |  |  | October: 0; November: 0; December: 0; January: 0; February: 0; March: 0; April: 0 | 0 | 0
| PF Penalty |  |  | 0 | 0 | 0 | 0 | 0 | 0 | 0 | 0 | 0 | 0 | 0 | 0 | 0
|  |  | TOTAL: | 1039.2514 | 966.3332 | 1032.799 | 1174.273 | 1176.8418 | 936.3436 | 862.6236 | 1111.9644 | 1307.3642 | 1493.7504 | 1239.5912 | 1372.3936 | 13713.5294
7 | TODS Current
| Service Charge |  | 200 | 200 | 200 | 200 | 200 | 200 | 200 | 200 | 200 | 200 | 200 | 200 | 200 | 2400
| Energy Charge |  | 0.03527 | 244.0684 | 231.3712 | 176.35 | 380.916 | 347.0568 | 249.7116 | 249.7116 | 335.7704 | 323.0732 | 498.0124 | 308.9652 | 235.6036 | 3580.6104
| Peak Demand |  | 6.13 | 207.807 | 190.03 | 226.197 | 232.327 | 244.587 | 197.386 | 172.866 | 226.81 | 296.079 | 299.144 | 247.652 | 308.952 | 2849.837
| Min Applied |  |  | 0 | 0 | 0 | 0 | 0 | 0 | 0 | 0 | 0 | 0 | 0 | 0 | 0 | 0
| Intermediate Demand |  | 4.53 | 153.567 | 140.43 | 167.157 | 171.687 | 180.747 | 145.866 | 127.746 | 167.61 | 218.799 | 221.064 | 183.012 | 228.312 | 2105.997
| Min Applied |  |  | 0 | 0 | 0 | 0 | 0 | 0 | 0 | 0 | 0 | 0 | 0 | 0 | 0 | 0
| Base Demand |  | 5.2 | 176.28 | 161.2 | 191.88 | 197.08 | 207.48 | 167.44 | 146.64 | 192.4 | 251.16 | 253.76 | 210.08 | 262.08 | 2417.48
| Min Applied |  |  | 1123.72 | 1138.8 | 1108.12 | 1102.92 | 1092.52 | 1132.56 | 1153.36 | 1107.6 | 1048.84 | 1046.24 | 1089.92 | 1037.92 | 13182.52 | 2535.1
| PF Penalty |  |  | 0 | 0 | 0 | 0 | 0 | 0 | 0 | 0 | 0 | 0 | 0 | 0 | 0
|  |  | TOTAL: | 2105.4424 | 2061.8312 | 2069.704 | 2284.93 | 2272.3908 | 2092.9636 | 2050.3236 | 2230.1904 | 2337.9512 | 2518.2204 | 2239.6292 | 2272.8676 | 26536.4444
8 | TODS Proposed
| Service Charge |  | 200 | 200 | 200 | 200 | 200 | 200 | 200 | 200 | 200 | 200 | 200 | 200 | 200 | 2400
| Energy Charge |  | 0.03531 | 244.3452 | 231.6336 | 176.55 | 381.348 | 347.4504 | 249.9948 | 249.9948 | 336.1512 | 323.4396 | 498.5772 | 309.3156 | 235.8708 | 3584.6712
| Peak Demand |  | 7.81 | 264.759 | 242.11 | 288.189 | 295.999 | 311.619 | 251.482 | 220.242 | 288.97 | 377.223 | 381.128 | 315.524 | 393.624 | 3630.869
| Min Applied |  |  | 0 | 0 | 0 | 0 | 0 | 0 | 0 | 0 | 0 | 0 | 0 | 0 | 0 | 0
| Intermediate Demand |  | 6.11 | 207.129 | 189.41 | 225.459 | 231.569 | 243.789 | 196.742 | 172.302 | 226.07 | 295.113 | 298.168 | 246.844 | 307.944 | 2840.539
| Min Applied |  |  | 0 | 0 | 0 | 0 | 0 | 0 | 0 | 0 | 0 | 0 | 0 | 0 | 0 | 0
| Base Demand |  | 3.24 | 109.836 | 100.44 | 119.556 | 122.796 | 129.276 | 104.328 | 91.368 | 119.88 | 156.492 | 158.112 | 130.896 | 163.296 | 1506.276
| Min Applied |  |  | 700.164 | 709.56 | 690.444 | 687.204 | 680.724 | 705.672 | 718.632 | 690.12 | 653.508 | 651.888 | 679.104 | 646.704 | 8213.724 | 2535.1
| PF Penalty |  |  | 0 | 0 | 0 | 0 | 0 | 0 | 0 | 0 | 0 | 0 | 0 | 0 | 0
|  |  | TOTAL: | 1726.2332 | 1673.1536 | 1700.198 | 1918.916 | 1912.8584 | 1708.2188 | 1652.5388 | 1861.1912 | 2005.7756 | 2187.8732 | 1881.6836 | 1947.4388 | 22176.0792

## AS
RATE COMPARISON TEMPLATE
Rates current as of 7/1/2017
Rate 1
Metered Usage |  |  |  | July | August | September | October | November | December | January | February | March | April | May | June | TOTAL |  |  | Rate 2
Energy | [18 empty] | Rate 3
|  |  | On Peak | 8160 | 6800 | 4160 | 5200 | 6760 | 3360 | 2920 | 7280 | 11760 | 19600 | 8320 | 6400 | 90720 | 10.5% |  | Rate 4
|  |  | Off Peak | [12 empty] | 0 |  |  | Rate 5
Demand | Max KW | [17 empty] | Rate 6
| 98.6 |  | Peak | 75.8 | 50.3 | 40.6 | 51 | 50 | 36.2 | 54.8 | 85.1 | 87 | 98.6 | 95.5 | 66.2 | 791.1 |  | 328.4 | Rate 7
| 98.6 |  | Intermediate | 75.8 | 50.3 | 40.6 | 51 | 50 | 36.2 | 54.8 | 85.1 | 87 | 98.6 | 95.5 | 66.2 | 791.1 |  | 462.7 | Rate 8
| 98.6 |  | Base | 75.8 | 50.3 | 40.6 | 51 | 50 | 36.2 | 54.8 | 85.1 | 87 | 98.6 | 95.5 | 66.2 | 791.1
|  |  | PF | 90 | 90 | 90 | 90 | 90 | 90 | 90 | 90 | 90 | 90 | 90 | 90
COMPARISON | Service |  |  | July | August | September | October | November | December | January | February | March | April | May | June | TOTAL
| CURRENT | AES 3-P Current | Rate 3 | 722.9104 | 609.092 | 388.1504 | 475.188 | 605.7444 | 321.1984 | 284.3748 | 649.2632 | 1024.1944 | 1680.324 | 736.3008 | 575.616 | 8072.3568
| POTENTIAL | AES 3-P Proposed | Rate 4 | 835.1504 | 719.292 | 494.3904 | 582.988 | 715.8844 | 426.2384 | 388.7548 | 760.1832 | 1141.8344 | 1809.724 | 848.7808 | 685.216 | 9408.4368
| Savings |  |  | -112.24 | -110.2 | -106.24 | -107.8 | -110.14 | -105.04 | -104.38 | -110.92 | -117.64 | -129.4 | -112.48 | -109.6 | -1336.08
Rate Code
Base Charges
1 | GS 3- P Current
| Service Charge |  | 40 | 40 | 40 | 40 | 40 | 40 | 40 | 40 | 40 | 40 | 40 | 40 | 40 | 480
| Energy Charge |  | 0.10426 | 850.7616 | 708.968 | 433.7216 | 542.152 | 704.7976 | 350.3136 | 304.4392 | 759.0128 | 1226.0976 | 2043.496 | 867.4432 | 667.264 | 9458.4672
|  |  | TOTAL: | 890.7616 | 748.968 | 473.7216 | 582.152 | 744.7976 | 390.3136 | 344.4392 | 799.0128 | 1266.0976 | 2083.496 | 907.4432 | 707.264 | 9938.4672
2 | GS 3-P Proposed
| Service Charge |  | 50.4 | 50.4 | 50.4 | 50.4 | 50.4 | 50.4 | 50.4 | 50.4 | 50.4 | 50.4 | 50.4 | 50.4 | 50.4 | 604.8
| Energy Charge |  | 0.10685 | 871.896 | 726.58 | 444.496 | 555.62 | 722.306 | 359.016 | 312.002 | 777.868 | 1256.556 | 2094.26 | 888.992 | 683.84 | 9693.432
|  |  | TOTAL: | 922.296 | 776.98 | 494.896 | 606.02 | 772.706 | 409.416 | 362.402 | 828.268 | 1306.956 | 2144.66 | 939.392 | 734.24 | 10298.232
3 | AES 3-P Current
| Service Charge |  | 40 | 40 | 40 | 40 | 40 | 40 | 40 | 40 | 40 | 40 | 40 | 40 | 40 | 480
| Energy Charge |  | 0.08369 | 682.9104 | 569.092 | 348.1504 | 435.188 | 565.7444 | 281.1984 | 244.3748 | 609.2632 | 984.1944 | 1640.324 | 696.3008 | 535.616 | 7592.3568
|  |  | TOTAL: | 722.9104 | 609.092 | 388.1504 | 475.188 | 605.7444 | 321.1984 | 284.3748 | 649.2632 | 1024.1944 | 1680.324 | 736.3008 | 575.616 | 8072.3568
4 | AES 3-P Proposed
| Service Charge |  | 140 | 140 | 140 | 140 | 140 | 140 | 140 | 140 | 140 | 140 | 140 | 140 | 140 | 1680
| Energy Charge |  | 0.08519 | 695.1504 | 579.292 | 354.3904 | 442.988 | 575.8844 | 286.2384 | 248.7548 | 620.1832 | 1001.8344 | 1669.724 | 708.7808 | 545.216 | 7728.4368
|  |  | TOTAL: | 835.1504 | 719.292 | 494.3904 | 582.988 | 715.8844 | 426.2384 | 388.7548 | 760.1832 | 1141.8344 | 1809.724 | 848.7808 | 685.216 | 9408.4368
5 | PS Sec Current
| Service Charge |  | 90 | 90 | 90 | 90 | 90 | 90 | 90 | 90 | 90 | 90 | 90 | 90 | 90 | 1080
| Energy Charge |  | 0.03572 | 291.4752 | 242.896 | 148.5952 | 185.744 | 241.4672 | 120.0192 | 104.3024 | 260.0416 | 420.0672 | 700.112 | 297.1904 | 228.608 | 3240.5184
| Demand Charge (May through September) |  | 19.05 | July: 1443.99; August: 958.215; September: 773.43; May: 1819.275; June: 1261.11 | 6256.02
| Min Applied |  |  | July: 0; August: 0; September: 165.735; May: 0; June: 0 | 165.735 | 8.7
| Demand Charge (October through April) |  | 16.95 | October: 864.45; November: 847.5; December: 613.59; January: 928.86; February: 1442.445; March: 1474.65; April: 1671.27 | 7842.765
| Min Applied |  |  | October: 0; November: 0; December: 222.045; January: 0; February: 0; March: 0; April: 0 | 222.045 | 13.1
| PF Penalty |  |  | 0 | 0 | 0 | 0 | 0 | 0 | 0 | 0 | 0 | 0 | 0 | 0 | 0
|  |  | TOTAL: | 1825.4652 | 1291.111 | 1177.7602 | 1140.194 | 1178.9672 | 1045.6542 | 1123.1624 | 1792.4866 | 1984.7172 | 2461.382 | 2206.4654 | 1579.718 | 18807.0834
6 | PS Proposed
| Service Charge |  | 90 | 90 | 90 | 90 | 90 | 90 | 90 | 90 | 90 | 90 | 90 | 90 | 90 | 1080
| Energy Charge |  | 0.03572 | 291.4752 | 242.896 | 148.5952 | 185.744 | 241.4672 | 120.0192 | 104.3024 | 260.0416 | 420.0672 | 700.112 | 297.1904 | 228.608 | 3240.5184
| Demand Charge (May through September) |  | 20.71 | July: 1569.818; August: 1041.713; September: 840.826; May: 1977.805; June: 1371.002 | 6801.164
| Min Applied |  |  | July: 0; August: 0; September: 180.177; May: 0; June: 0 | 180.177 | 8.7
| Demand Charge (October through April) |  | 18.43 | October: 939.93; November: 921.5; December: 667.166; January: 1009.964; February: 1568.393; March: 1603.41; April: 1817.198 | 8527.561
| Min Applied |  |  | October: 0; November: 0; December: 241.433; January: 0; February: 0; March: 0; April: 0 | 241.433 | 13.1
| PF Penalty |  |  | 0 | 0 | 0 | 0 | 0 | 0 | 0 | 0 | 0 | 0 | 0 | 0 | 0
|  |  | TOTAL: | 1951.2932 | 1374.609 | 1259.5982 | 1215.674 | 1252.9672 | 1118.6182 | 1204.2664 | 1918.4346 | 2113.4772 | 2607.31 | 2364.9954 | 1689.61 | 20070.8534
7 | TODS Current
| Service Charge |  | 200 | 200 | 200 | 200 | 200 | 200 | 200 | 200 | 200 | 200 | 200 | 200 | 200 | 2400
| Energy Charge |  | 0.03527 | 287.8032 | 239.836 | 146.7232 | 183.404 | 238.4252 | 118.5072 | 102.9884 | 256.7656 | 414.7752 | 691.292 | 293.4464 | 225.728 | 3199.6944
| Peak Demand |  | 6.13 | 464.654 | 308.339 | 248.878 | 312.63 | 306.5 | 221.906 | 335.924 | 521.663 | 533.31 | 604.418 | 585.415 | 405.806 | 4849.443
| Min Applied |  |  | 0 | 0 | 53.331 | 0 | 0 | 80.303 | 0 | 0 | 0 | 0 | 0 | 0 | 133.634 | 21.8
| Intermediate Demand |  | 4.53 | 343.374 | 227.859 | 183.918 | 231.03 | 226.5 | 163.986 | 248.244 | 385.503 | 394.11 | 446.658 | 432.615 | 299.886 | 3583.683
| Min Applied |  |  | 0 | 0 | 39.411 | 0 | 0 | 59.343 | 0 | 0 | 0 | 0 | 0 | 0 | 98.754 | 21.8
| Base Demand |  | 5.2 | 394.16 | 261.56 | 211.12 | 265.2 | 260 | 188.24 | 284.96 | 442.52 | 452.4 | 512.72 | 496.6 | 344.24 | 4113.72
| Min Applied |  |  | 905.84 | 1038.44 | 1088.88 | 1034.8 | 1040 | 1111.76 | 1015.04 | 857.48 | 847.6 | 787.28 | 803.4 | 955.76 | 11486.28 | 2208.9
| PF Penalty |  |  | 0 | 0 | 0 | 0 | 0 | 0 | 0 | 0 | 0 | 0 | 0 | 0 | 0
|  |  | TOTAL: | 2595.8312 | 2276.034 | 2172.2612 | 2227.064 | 2271.4252 | 2144.0452 | 2187.1564 | 2663.9316 | 2842.1952 | 3242.368 | 2811.4764 | 2431.42 | 29865.2084
8 | TODS Proposed
| Service Charge |  | 200 | 200 | 200 | 200 | 200 | 200 | 200 | 200 | 200 | 200 | 200 | 200 | 200 | 2400
| Energy Charge |  | 0.03531 | 288.1296 | 240.108 | 146.8896 | 183.612 | 238.6956 | 118.6416 | 103.1052 | 257.0568 | 415.2456 | 692.076 | 293.7792 | 225.984 | 3203.3232
| Peak Demand |  | 7.81 | 591.998 | 392.843 | 317.086 | 398.31 | 390.5 | 282.722 | 427.988 | 664.631 | 679.47 | 770.066 | 745.855 | 517.022 | 6178.491
| Min Applied |  |  | 0 | 0 | 67.947 | 0 | 0 | 102.311 | 0 | 0 | 0 | 0 | 0 | 0 | 170.258 | 21.8
| Intermediate Demand |  | 6.11 | 463.138 | 307.333 | 248.066 | 311.61 | 305.5 | 221.182 | 334.828 | 519.961 | 531.57 | 602.446 | 583.505 | 404.482 | 4833.621
| Min Applied |  |  | 0 | 0 | 53.157 | 0 | 0 | 80.041 | 0 | 0 | 0 | 0 | 0 | 0 | 133.198 | 21.8
| Base Demand |  | 3.24 | 245.592 | 162.972 | 131.544 | 165.24 | 162 | 117.288 | 177.552 | 275.724 | 281.88 | 319.464 | 309.42 | 214.488 | 2563.164
| Min Applied |  |  | 564.408 | 647.028 | 678.456 | 644.76 | 648 | 692.712 | 632.448 | 534.276 | 528.12 | 490.536 | 500.58 | 595.512 | 7156.836 | 2208.9
| PF Penalty |  |  | 0 | 0 | 0 | 0 | 0 | 0 | 0 | 0 | 0 | 0 | 0 | 0 | 0
|  |  | TOTAL: | 2353.2656 | 1950.284 | 1843.1456 | 1903.532 | 1944.6956 | 1814.8976 | 1875.9212 | 2451.6488 | 2636.2856 | 3074.588 | 2633.1392 | 2157.488 | 26638.8912

## AT
RATE COMPARISON TEMPLATE
Rates current as of 7/1/2017
Rate 1
Metered Usage |  |  |  | July | August | September | October | November | December | January | February | March | April | May | June | TOTAL |  |  | Rate 2
Energy | [18 empty] | Rate 3
|  |  | On Peak | 58400 | 41600 | 37200 | 65200 | 60800 | 48800 | 58000 | 56400 | 69600 | 68000 | 59200 | 56800 | 680000 | 23.02% |  | Rate 4
|  |  | Off Peak | [12 empty] | 0 |  |  | Rate 5
Demand | Max KW | [17 empty] | Rate 6
| 337.2 |  | Peak | 290.4 | 168.4 | 192 | 302.4 | 297.2 | 256.8 | 333.2 | 308.4 | 337.2 | 310.8 | 284.4 | 305 | 3386.2 |  | 1240.2 | Rate 7
| 337.2 |  | Intermediate | 290.4 | 168.4 | 192 | 302.4 | 297.2 | 256.8 | 333.2 | 308.4 | 337.2 | 310.8 | 284.4 | 305 | 3386.2 |  | 2146 | Rate 8
| 337.2 |  | Base | 290.4 | 168.4 | 192 | 302.4 | 297.2 | 256.8 | 333.2 | 308.4 | 337.2 | 310.8 | 284.4 | 305 | 3386.2
|  |  | PF | 90 | 90 | 90 | 90 | 90 | 90 | 90 | 90 | 90 | 90 | 90 | 90
COMPARISON | Service |  |  | July | August | September | October | November | December | January | February | March | April | May | June | TOTAL
| CURRENT | AES 3-P Current | Rate 3 | 4927.496 | 3521.504 | 3153.268 | 5496.588 | 5128.352 | 4124.072 | 4894.02 | 4760.116 | 5864.824 | 5730.92 | 4994.448 | 4793.592 | 57389.2
| POTENTIAL | AES 3-P Current | Rate 3 | 4927.496 | 3521.504 | 3153.268 | 5496.588 | 5128.352 | 4124.072 | 4894.02 | 4760.116 | 5864.824 | 5730.92 | 4994.448 | 4793.592 | 57389.2
| Savings |  |  | 0 | 0 | 0 | 0 | 0 | 0 | 0 | 0 | 0 | 0 | 0 | 0 | 0
Rate Code
Base Charges
1 | GS 3- P Current
| Service Charge |  | 40 | 40 | 40 | 40 | 40 | 40 | 40 | 40 | 40 | 40 | 40 | 40 | 40 | 480
| Energy Charge |  | 0.10426 | 6088.784 | 4337.216 | 3878.472 | 6797.752 | 6339.008 | 5087.888 | 6047.08 | 5880.264 | 7256.496 | 7089.68 | 6172.192 | 5921.968 | 70896.8
|  |  | TOTAL: | 6128.784 | 4377.216 | 3918.472 | 6837.752 | 6379.008 | 5127.888 | 6087.08 | 5920.264 | 7296.496 | 7129.68 | 6212.192 | 5961.968 | 71376.8
2 | GS 3-P Proposed
| Service Charge |  | 50.4 | 50.4 | 50.4 | 50.4 | 50.4 | 50.4 | 50.4 | 50.4 | 50.4 | 50.4 | 50.4 | 50.4 | 50.4 | 604.8
| Energy Charge |  | 0.10685 | 6240.04 | 4444.96 | 3974.82 | 6966.62 | 6496.48 | 5214.28 | 6197.3 | 6026.34 | 7436.76 | 7265.8 | 6325.52 | 6069.08 | 72658
|  |  | TOTAL: | 6290.44 | 4495.36 | 4025.22 | 7017.02 | 6546.88 | 5264.68 | 6247.7 | 6076.74 | 7487.16 | 7316.2 | 6375.92 | 6119.48 | 73262.8
3 | AES 3-P Current
| Service Charge |  | 40 | 40 | 40 | 40 | 40 | 40 | 40 | 40 | 40 | 40 | 40 | 40 | 40 | 480
| Energy Charge |  | 0.08369 | 4887.496 | 3481.504 | 3113.268 | 5456.588 | 5088.352 | 4084.072 | 4854.02 | 4720.116 | 5824.824 | 5690.92 | 4954.448 | 4753.592 | 56909.2
|  |  | TOTAL: | 4927.496 | 3521.504 | 3153.268 | 5496.588 | 5128.352 | 4124.072 | 4894.02 | 4760.116 | 5864.824 | 5730.92 | 4994.448 | 4793.592 | 57389.2
4 | AES 3-P Proposed
| Service Charge |  | 140 | 140 | 140 | 140 | 140 | 140 | 140 | 140 | 140 | 140 | 140 | 140 | 140 | 1680
| Energy Charge |  | 0.08519 | 4975.096 | 3543.904 | 3169.068 | 5554.388 | 5179.552 | 4157.272 | 4941.02 | 4804.716 | 5929.224 | 5792.92 | 5043.248 | 4838.792 | 57929.2
|  |  | TOTAL: | 5115.096 | 3683.904 | 3309.068 | 5694.388 | 5319.552 | 4297.272 | 5081.02 | 4944.716 | 6069.224 | 5932.92 | 5183.248 | 4978.792 | 59609.2
5 | PS Sec Current
| Service Charge |  | 90 | 90 | 90 | 90 | 90 | 90 | 90 | 90 | 90 | 90 | 90 | 90 | 90 | 1080
| Energy Charge |  | 0.03572 | 2086.048 | 1485.952 | 1328.784 | 2328.944 | 2171.776 | 1743.136 | 2071.76 | 2014.608 | 2486.112 | 2428.96 | 2114.624 | 2028.896 | 24289.6
| Demand Charge (May through September) |  | 19.05 | July: 5532.12; August: 3208.02; September: 3657.6; May: 5417.82; June: 5810.25 | 23625.81
| Min Applied |  |  | July: 0; August: 3.81; September: 0; May: 0; June: 0 | 3.81 | 0.2
| Demand Charge (October through April) |  | 16.95 | October: 5125.68; November: 5037.54; December: 4352.76; January: 5647.74; February: 5227.38; March: 5715.54; April: 5268.06 | 36374.7
| Min Applied |  |  | October: 0; November: 0; December: 0; January: 0; February: 0; March: 0; April: 0 | 0 | 0
| PF Penalty |  |  | 0 | 0 | 0 | 0 | 0 | 0 | 0 | 0 | 0 | 0 | 0 | 0 | 0
|  |  | TOTAL: | 7708.168 | 4787.782 | 5076.384 | 7544.624 | 7299.316 | 6185.896 | 7809.5 | 7331.988 | 8291.652 | 7787.02 | 7622.444 | 7929.146 | 85373.92
6 | PS Proposed
| Service Charge |  | 90 | 90 | 90 | 90 | 90 | 90 | 90 | 90 | 90 | 90 | 90 | 90 | 90 | 1080
| Energy Charge |  | 0.03572 | 2086.048 | 1485.952 | 1328.784 | 2328.944 | 2171.776 | 1743.136 | 2071.76 | 2014.608 | 2486.112 | 2428.96 | 2114.624 | 2028.896 | 24289.6
| Demand Charge (May through September) |  | 20.71 | July: 6014.184; August: 3487.564; September: 3976.32; May: 5889.924; June: 6316.55 | 25684.542
| Min Applied |  |  | July: 0; August: 4.142; September: 0; May: 0; June: 0 | 4.142 | 0.2
| Demand Charge (October through April) |  | 18.43 | October: 5573.232; November: 5477.396; December: 4732.824; January: 6140.876; February: 5683.812; March: 6214.596; April: 5728.044 | 39550.78
| Min Applied |  |  | October: 0; November: 0; December: 0; January: 0; February: 0; March: 0; April: 0 | 0 | 0
| PF Penalty |  |  | 0 | 0 | 0 | 0 | 0 | 0 | 0 | 0 | 0 | 0 | 0 | 0 | 0
|  |  | TOTAL: | 8190.232 | 5067.658 | 5395.104 | 7992.176 | 7739.172 | 6565.96 | 8302.636 | 7788.42 | 8790.708 | 8247.004 | 8094.548 | 8435.446 | 90609.064
7 | TODS Current
| Service Charge |  | 200 | 200 | 200 | 200 | 200 | 200 | 200 | 200 | 200 | 200 | 200 | 200 | 200 | 2400
| Energy Charge |  | 0.03527 | 2059.768 | 1467.232 | 1312.044 | 2299.604 | 2144.416 | 1721.176 | 2045.66 | 1989.228 | 2454.792 | 2398.36 | 2087.984 | 2003.336 | 23983.6
| Peak Demand |  | 6.13 | 1780.152 | 1032.292 | 1176.96 | 1853.712 | 1821.836 | 1574.184 | 2042.516 | 1890.492 | 2067.036 | 1905.204 | 1743.372 | 1869.65 | 20757.406
| Min Applied |  |  | 0 | 1.226 | 0 | 0 | 0 | 0 | 0 | 0 | 0 | 0 | 0 | 0 | 1.226 | 0.2
| Intermediate Demand |  | 4.53 | 1315.512 | 762.852 | 869.76 | 1369.872 | 1346.316 | 1163.304 | 1509.396 | 1397.052 | 1527.516 | 1407.924 | 1288.332 | 1381.65 | 15339.486
| Min Applied |  |  | 0 | 0.906 | 0 | 0 | 0 | 0 | 0 | 0 | 0 | 0 | 0 | 0 | 0.906 | 0.2
| Base Demand |  | 5.2 | 1510.08 | 875.68 | 998.4 | 1572.48 | 1545.44 | 1335.36 | 1732.64 | 1603.68 | 1753.44 | 1616.16 | 1478.88 | 1586 | 17608.24
| Min Applied |  |  | 0 | 424.32 | 301.6 | 0 | 0 | 0 | 0 | 0 | 0 | 0 | 0 | 0 | 725.92 | 139.6
| PF Penalty |  |  | 0 | 0 | 0 | 0 | 0 | 0 | 0 | 0 | 0 | 0 | 0 | 0 | 0
|  |  | TOTAL: | 6865.512 | 4764.508 | 4858.764 | 7295.668 | 7058.008 | 5994.024 | 7530.212 | 7080.452 | 8002.784 | 7527.648 | 6798.568 | 7040.636 | 80816.784
8 | TODS Proposed
| Service Charge |  | 200 | 200 | 200 | 200 | 200 | 200 | 200 | 200 | 200 | 200 | 200 | 200 | 200 | 2400
| Energy Charge |  | 0.03531 | 2062.104 | 1468.896 | 1313.532 | 2302.212 | 2146.848 | 1723.128 | 2047.98 | 1991.484 | 2457.576 | 2401.08 | 2090.352 | 2005.608 | 24010.8
| Peak Demand |  | 7.81 | 2268.024 | 1315.204 | 1499.52 | 2361.744 | 2321.132 | 2005.608 | 2602.292 | 2408.604 | 2633.532 | 2427.348 | 2221.164 | 2382.05 | 26446.222
| Min Applied |  |  | 0 | 1.562 | 0 | 0 | 0 | 0 | 0 | 0 | 0 | 0 | 0 | 0 | 1.562 | 0.2
| Intermediate Demand |  | 6.11 | 1774.344 | 1028.924 | 1173.12 | 1847.664 | 1815.892 | 1569.048 | 2035.852 | 1884.324 | 2060.292 | 1898.988 | 1737.684 | 1863.55 | 20689.682
| Min Applied |  |  | 0 | 1.222 | 0 | 0 | 0 | 0 | 0 | 0 | 0 | 0 | 0 | 0 | 1.222 | 0.2
| Base Demand |  | 3.24 | 940.896 | 545.616 | 622.08 | 979.776 | 962.928 | 832.032 | 1079.568 | 999.216 | 1092.528 | 1006.992 | 921.456 | 988.2 | 10971.288
| Min Applied |  |  | 151.632 | 546.912 | 470.448 | 112.752 | 129.6 | 260.496 | 12.96 | 93.312 | 0 | 85.536 | 171.072 | 104.328 | 2139.048 | 660.2
| PF Penalty |  |  | 0 | 0 | 0 | 0 | 0 | 0 | 0 | 0 | 0 | 0 | 0 | 0 | 0
|  |  | TOTAL: | 7397 | 5108.336 | 5278.7 | 7804.148 | 7576.4 | 6590.312 | 7978.652 | 7576.94 | 8443.928 | 8019.944 | 7341.728 | 7543.736 | 86659.824

## AU
RATE COMPARISON TEMPLATE
Rates current as of 7/1/2017
Rate 1
Metered Usage |  |  |  | July | August | September | October | November | December | January | February | March | April | May | June | TOTAL |  |  | Rate 2
Energy | [18 empty] | Rate 3
|  |  | On Peak | 62400 | 77700 | 46800 | 60900 | 88800 | 61200 | 80100 | 71700 | 82200 | 96600 | 83400 | 66900 | 878700 | 13.79% |  | Rate 4
|  |  | Off Peak | [12 empty] | 0 |  |  | Rate 5
Demand | Max KW | [17 empty] | Rate 6
| 727.2 |  | Peak | 378.5 | 417.8 | 184.7 | 407.3 | 412 | 349 | 387.5 | 542.5 | 712.3 | 727.2 | 532.8 | 418.5 | 5470.1 |  | 1932.3 | Rate 7
| 727.2 |  | Intermediate | 378.5 | 417.8 | 184.7 | 407.3 | 412 | 349 | 387.5 | 542.5 | 712.3 | 727.2 | 532.8 | 418.5 | 5470.1 |  | 3537.8 | Rate 8
| 727.2 |  | Base | 378.5 | 417.8 | 184.7 | 407.3 | 412 | 349 | 387.5 | 542.5 | 712.3 | 727.2 | 532.8 | 418.5 | 5470.1
|  |  | PF | 90 | 90 | 90 | 90 | 90 | 90 | 90 | 90 | 90 | 90 | 90 | 90
COMPARISON | Service |  |  | July | August | September | October | November | December | January | February | March | April | May | June | TOTAL
| CURRENT | AES 3-P Current | Rate 3 | 5262.256 | 6542.713 | 3956.692 | 5136.721 | 7471.672 | 5161.828 | 6743.569 | 6040.573 | 6919.318 | 8124.454 | 7019.746 | 5638.861 | 74018.403
| POTENTIAL | AES 3-P Proposed | Rate 4 | 5455.856 | 6759.263 | 4126.892 | 5328.071 | 7704.872 | 5353.628 | 6963.719 | 6248.123 | 7142.618 | 8369.354 | 7244.846 | 5839.211 | 76536.453
| Savings |  |  | -193.6 | -216.55 | -170.2 | -191.35 | -233.2 | -191.8 | -220.15 | -207.55 | -223.3 | -244.9 | -225.1 | -200.35 | -2518.05
Rate Code
Base Charges
1 | GS 3- P Current
| Service Charge |  | 40 | 40 | 40 | 40 | 40 | 40 | 40 | 40 | 40 | 40 | 40 | 40 | 40 | 480
| Energy Charge |  | 0.10426 | 6505.824 | 8101.002 | 4879.368 | 6349.434 | 9258.288 | 6380.712 | 8351.226 | 7475.442 | 8570.172 | 10071.516 | 8695.284 | 6974.994 | 91613.262
|  |  | TOTAL: | 6545.824 | 8141.002 | 4919.368 | 6389.434 | 9298.288 | 6420.712 | 8391.226 | 7515.442 | 8610.172 | 10111.516 | 8735.284 | 7014.994 | 92093.262
2 | GS 3-P Proposed
| Service Charge |  | 50.4 | 50.4 | 50.4 | 50.4 | 50.4 | 50.4 | 50.4 | 50.4 | 50.4 | 50.4 | 50.4 | 50.4 | 50.4 | 604.8
| Energy Charge |  | 0.10685 | 6667.44 | 8302.245 | 5000.58 | 6507.165 | 9488.28 | 6539.22 | 8558.685 | 7661.145 | 8783.07 | 10321.71 | 8911.29 | 7148.265 | 93889.095
|  |  | TOTAL: | 6717.84 | 8352.645 | 5050.98 | 6557.565 | 9538.68 | 6589.62 | 8609.085 | 7711.545 | 8833.47 | 10372.11 | 8961.69 | 7198.665 | 94493.895
3 | AES 3-P Current
| Service Charge |  | 40 | 40 | 40 | 40 | 40 | 40 | 40 | 40 | 40 | 40 | 40 | 40 | 40 | 480
| Energy Charge |  | 0.08369 | 5222.256 | 6502.713 | 3916.692 | 5096.721 | 7431.672 | 5121.828 | 6703.569 | 6000.573 | 6879.318 | 8084.454 | 6979.746 | 5598.861 | 73538.403
|  |  | TOTAL: | 5262.256 | 6542.713 | 3956.692 | 5136.721 | 7471.672 | 5161.828 | 6743.569 | 6040.573 | 6919.318 | 8124.454 | 7019.746 | 5638.861 | 74018.403
4 | AES 3-P Proposed
| Service Charge |  | 140 | 140 | 140 | 140 | 140 | 140 | 140 | 140 | 140 | 140 | 140 | 140 | 140 | 1680
| Energy Charge |  | 0.08519 | 5315.856 | 6619.263 | 3986.892 | 5188.071 | 7564.872 | 5213.628 | 6823.719 | 6108.123 | 7002.618 | 8229.354 | 7104.846 | 5699.211 | 74856.453
|  |  | TOTAL: | 5455.856 | 6759.263 | 4126.892 | 5328.071 | 7704.872 | 5353.628 | 6963.719 | 6248.123 | 7142.618 | 8369.354 | 7244.846 | 5839.211 | 76536.453
5 | PS Sec Current
| Service Charge |  | 90 | 90 | 90 | 90 | 90 | 90 | 90 | 90 | 90 | 90 | 90 | 90 | 90 | 1080
| Energy Charge |  | 0.03572 | 2228.928 | 2775.444 | 1671.696 | 2175.348 | 3171.936 | 2186.064 | 2861.172 | 2561.124 | 2936.184 | 3450.552 | 2979.048 | 2389.668 | 31387.164
| Demand Charge (May through September) |  | 19.05 | July: 7210.425; August: 7959.09; September: 3518.535; May: 10149.84; June: 7972.425 | 36810.315
| Min Applied |  |  | July: 0; August: 0; September: 3408.045; May: 0; June: 0 | 3408.045 | 178.9
| Demand Charge (October through April) |  | 16.95 | October: 6903.735; November: 6983.4; December: 5915.55; January: 6568.125; February: 9195.375; March: 12073.485; April: 12326.04 | 59965.71
| Min Applied |  |  | October: 0; November: 0; December: 247.47; January: 0; February: 0; March: 0; April: 0 | 247.47 | 14.6
| PF Penalty |  |  | 0 | 0 | 0 | 0 | 0 | 0 | 0 | 0 | 0 | 0 | 0 | 0 | 0
|  |  | TOTAL: | 9529.353 | 10824.534 | 8688.276 | 9169.083 | 10245.336 | 8439.084 | 9519.297 | 11846.499 | 15099.669 | 15866.592 | 13218.888 | 10452.093 | 132898.704
6 | PS Proposed
| Service Charge |  | 90 | 90 | 90 | 90 | 90 | 90 | 90 | 90 | 90 | 90 | 90 | 90 | 90 | 1080
| Energy Charge |  | 0.03572 | 2228.928 | 2775.444 | 1671.696 | 2175.348 | 3171.936 | 2186.064 | 2861.172 | 2561.124 | 2936.184 | 3450.552 | 2979.048 | 2389.668 | 31387.164
| Demand Charge (May through September) |  | 20.71 | July: 7838.735; August: 8652.638; September: 3825.137; May: 11034.288; June: 8667.135 | 40017.933
| Min Applied |  |  | July: 0; August: 0; September: 3705.019; May: 0; June: 0 | 3705.019 | 178.9
| Demand Charge (October through April) |  | 18.43 | October: 7506.539; November: 7593.16; December: 6432.07; January: 7141.625; February: 9998.275; March: 13127.689; April: 13402.296 | 65201.654
| Min Applied |  |  | October: 0; November: 0; December: 269.078; January: 0; February: 0; March: 0; April: 0 | 269.078 | 14.6
| PF Penalty |  |  | 0 | 0 | 0 | 0 | 0 | 0 | 0 | 0 | 0 | 0 | 0 | 0 | 0
|  |  | TOTAL: | 10157.663 | 11518.082 | 9291.852 | 9771.887 | 10855.096 | 8977.212 | 10092.797 | 12649.399 | 16153.873 | 16942.848 | 14103.336 | 11146.803 | 141660.848
7 | TODS Current
| Service Charge |  | 200 | 200 | 200 | 200 | 200 | 200 | 200 | 200 | 200 | 200 | 200 | 200 | 200 | 2400
| Energy Charge |  | 0.03527 | 2200.848 | 2740.479 | 1650.636 | 2147.943 | 3131.976 | 2158.524 | 2825.127 | 2528.859 | 2899.194 | 3407.082 | 2941.518 | 2359.563 | 30991.749
| Peak Demand |  | 6.13 | 2320.205 | 2561.114 | 1132.211 | 2496.749 | 2525.56 | 2139.37 | 2375.375 | 3325.525 | 4366.399 | 4457.736 | 3266.064 | 2565.405 | 33531.713
| Min Applied |  |  | 0 | 0 | 1096.657 | 0 | 0 | 89.498 | 0 | 0 | 0 | 0 | 0 | 0 | 1186.155 | 193.5
| Intermediate Demand |  | 4.53 | 1714.605 | 1892.634 | 836.691 | 1845.069 | 1866.36 | 1580.97 | 1755.375 | 2457.525 | 3226.719 | 3294.216 | 2413.584 | 1895.805 | 24779.553
| Min Applied |  |  | 0 | 0 | 810.417 | 0 | 0 | 66.138 | 0 | 0 | 0 | 0 | 0 | 0 | 876.555 | 193.5
| Base Demand |  | 5.2 | 1968.2 | 2172.56 | 960.44 | 2117.96 | 2142.4 | 1814.8 | 2015 | 2821 | 3703.96 | 3781.44 | 2770.56 | 2176.2 | 28444.52
| Min Applied |  |  | 867.88 | 663.52 | 339.56 | 718.12 | 693.68 | 1021.28 | 821.08 | 15.08 | 0 | 0 | 65.52 | 659.88 | 5865.6 | 1128
| PF Penalty |  |  | 0 | 0 | 0 | 0 | 0 | 0 | 0 | 0 | 0 | 0 | 0 | 0 | 0
|  |  | TOTAL: | 9271.738 | 10230.307 | 7026.612 | 9525.841 | 10559.976 | 9070.58 | 9991.957 | 11347.989 | 14396.272 | 15140.474 | 11657.246 | 9856.853 | 128075.845
8 | TODS Proposed
| Service Charge |  | 200 | 200 | 200 | 200 | 200 | 200 | 200 | 200 | 200 | 200 | 200 | 200 | 200 | 2400
| Energy Charge |  | 0.03531 | 2203.344 | 2743.587 | 1652.508 | 2150.379 | 3135.528 | 2160.972 | 2828.331 | 2531.727 | 2902.482 | 3410.946 | 2944.854 | 2362.239 | 31026.897
| Peak Demand |  | 7.81 | 2956.085 | 3263.018 | 1442.507 | 3181.013 | 3217.72 | 2725.69 | 3026.375 | 4236.925 | 5563.063 | 5679.432 | 4161.168 | 3268.485 | 42721.481
| Min Applied |  |  | 0 | 0 | 1397.209 | 0 | 0 | 114.026 | 0 | 0 | 0 | 0 | 0 | 0 | 1511.235 | 193.5
| Intermediate Demand |  | 6.11 | 2312.635 | 2552.758 | 1128.517 | 2488.603 | 2517.32 | 2132.39 | 2367.625 | 3314.675 | 4352.153 | 4443.192 | 3255.408 | 2557.035 | 33422.311
| Min Applied |  |  | 0 | 0 | 1093.079 | 0 | 0 | 89.206 | 0 | 0 | 0 | 0 | 0 | 0 | 1182.285 | 193.5
| Base Demand |  | 3.24 | 1226.34 | 1353.672 | 598.428 | 1319.652 | 1334.88 | 1130.76 | 1255.5 | 1757.7 | 2307.852 | 2356.128 | 1726.272 | 1355.94 | 17723.124
| Min Applied |  |  | 1129.788 | 1002.456 | 1757.7 | 1036.476 | 1021.248 | 1225.368 | 1100.628 | 598.428 | 48.276 | 0 | 629.856 | 1000.188 | 10550.412 | 3256.3
| PF Penalty |  |  | 0 | 0 | 0 | 0 | 0 | 0 | 0 | 0 | 0 | 0 | 0 | 0 | 0
|  |  | TOTAL: | 10028.192 | 11115.491 | 9269.948 | 10376.123 | 11426.696 | 9778.412 | 10778.459 | 12639.455 | 15373.826 | 16089.698 | 12917.558 | 10743.887 | 140537.745

## AV
RATE COMPARISON TEMPLATE
Rates current as of 7/1/2017
Rate 1
Metered Usage |  |  |  | July | August | September | October | November | December | January | February | March | April | May | June | TOTAL |  |  | Rate 2
Energy | [18 empty] | Rate 3
|  |  | On Peak | 58000 | 46000 | 48000 | 66400 | 79600 | 48400 | 55200 | 49200 | 90000 | 76800 | 54000 | 52400 | 724000 | 19.68% |  | Rate 4
|  |  | Off Peak | [12 empty] | 0 |  |  | Rate 5
Demand | Max KW | [17 empty] | Rate 6
| 420 |  | Peak | 283.2 | 262 | 175.6 | 304 | 327.6 | 278.4 | 358 | 358 | 374.8 | 420 | 333.2 | 255.6 | 3730.4 |  | 1309.6 | Rate 7
| 420 |  | Intermediate | 283.2 | 262 | 175.6 | 304 | 327.6 | 278.4 | 358 | 358 | 374.8 | 420 | 333.2 | 255.6 | 3730.4 |  | 2420.8 | Rate 8
| 420 |  | Base | 283.2 | 262 | 175.6 | 304 | 327.6 | 278.4 | 358 | 358 | 374.8 | 420 | 333.2 | 255.6 | 3730.4
|  |  | PF | 90 | 90 | 90 | 90 | 90 | 90 | 90 | 90 | 90 | 90 | 90 | 90
COMPARISON | Service |  |  | July | August | September | October | November | December | January | February | March | April | May | June | TOTAL
| CURRENT | AES 3-P Current | Rate 3 | 4894.02 | 3889.74 | 4057.12 | 5597.016 | 6701.724 | 4090.596 | 4659.688 | 4157.548 | 7572.1 | 6467.392 | 4559.26 | 4425.356 | 61071.56
| POTENTIAL | AES 3-P Proposed | Rate 4 | 5081.02 | 4058.74 | 4229.12 | 5796.616 | 6921.124 | 4263.196 | 4842.488 | 4331.348 | 7807.1 | 6682.592 | 4740.26 | 4603.956 | 63357.56
| Savings |  |  | -187 | -169 | -172 | -199.6 | -219.4 | -172.6 | -182.8 | -173.8 | -235 | -215.2 | -181 | -178.6 | -2286
Rate Code
Base Charges
1 | GS 3- P Current
| Service Charge |  | 40 | 40 | 40 | 40 | 40 | 40 | 40 | 40 | 40 | 40 | 40 | 40 | 40 | 480
| Energy Charge |  | 0.10426 | 6047.08 | 4795.96 | 5004.48 | 6922.864 | 8299.096 | 5046.184 | 5755.152 | 5129.592 | 9383.4 | 8007.168 | 5630.04 | 5463.224 | 75484.24
|  |  | TOTAL: | 6087.08 | 4835.96 | 5044.48 | 6962.864 | 8339.096 | 5086.184 | 5795.152 | 5169.592 | 9423.4 | 8047.168 | 5670.04 | 5503.224 | 75964.24
2 | GS 3-P Proposed
| Service Charge |  | 50.4 | 50.4 | 50.4 | 50.4 | 50.4 | 50.4 | 50.4 | 50.4 | 50.4 | 50.4 | 50.4 | 50.4 | 50.4 | 604.8
| Energy Charge |  | 0.10685 | 6197.3 | 4915.1 | 5128.8 | 7094.84 | 8505.26 | 5171.54 | 5898.12 | 5257.02 | 9616.5 | 8206.08 | 5769.9 | 5598.94 | 77359.4
|  |  | TOTAL: | 6247.7 | 4965.5 | 5179.2 | 7145.24 | 8555.66 | 5221.94 | 5948.52 | 5307.42 | 9666.9 | 8256.48 | 5820.3 | 5649.34 | 77964.2
3 | AES 3-P Current
| Service Charge |  | 40 | 40 | 40 | 40 | 40 | 40 | 40 | 40 | 40 | 40 | 40 | 40 | 40 | 480
| Energy Charge |  | 0.08369 | 4854.02 | 3849.74 | 4017.12 | 5557.016 | 6661.724 | 4050.596 | 4619.688 | 4117.548 | 7532.1 | 6427.392 | 4519.26 | 4385.356 | 60591.56
|  |  | TOTAL: | 4894.02 | 3889.74 | 4057.12 | 5597.016 | 6701.724 | 4090.596 | 4659.688 | 4157.548 | 7572.1 | 6467.392 | 4559.26 | 4425.356 | 61071.56
4 | AES 3-P Proposed
| Service Charge |  | 140 | 140 | 140 | 140 | 140 | 140 | 140 | 140 | 140 | 140 | 140 | 140 | 140 | 1680
| Energy Charge |  | 0.08519 | 4941.02 | 3918.74 | 4089.12 | 5656.616 | 6781.124 | 4123.196 | 4702.488 | 4191.348 | 7667.1 | 6542.592 | 4600.26 | 4463.956 | 61677.56
|  |  | TOTAL: | 5081.02 | 4058.74 | 4229.12 | 5796.616 | 6921.124 | 4263.196 | 4842.488 | 4331.348 | 7807.1 | 6682.592 | 4740.26 | 4603.956 | 63357.56
5 | PS Sec Current
| Service Charge |  | 90 | 90 | 90 | 90 | 90 | 90 | 90 | 90 | 90 | 90 | 90 | 90 | 90 | 1080
| Energy Charge |  | 0.03572 | 2071.76 | 1643.12 | 1714.56 | 2371.808 | 2843.312 | 1728.848 | 1971.744 | 1757.424 | 3214.8 | 2743.296 | 1928.88 | 1871.728 | 25861.28
| Demand Charge (May through September) |  | 19.05 | July: 5394.96; August: 4991.1; September: 3345.18; May: 6347.46; June: 4869.18 | 24947.88
| Min Applied |  |  | July: 0; August: 0; September: 655.32; May: 0; June: 0 | 655.32 | 34.4
| Demand Charge (October through April) |  | 16.95 | October: 5152.8; November: 5552.82; December: 4718.88; January: 6068.1; February: 6068.1; March: 6352.86; April: 7119 | 41032.56
| Min Applied |  |  | October: 0; November: 0; December: 0; January: 0; February: 0; March: 0; April: 0 | 0 | 0
| PF Penalty |  |  | 0 | 0 | 0 | 0 | 0 | 0 | 0 | 0 | 0 | 0 | 0 | 0 | 0
|  |  | TOTAL: | 7556.72 | 6724.22 | 5805.06 | 7614.608 | 8486.132 | 6537.728 | 8129.844 | 7915.524 | 9657.66 | 9952.296 | 8366.34 | 6830.908 | 93577.04
6 | PS Proposed
| Service Charge |  | 90 | 90 | 90 | 90 | 90 | 90 | 90 | 90 | 90 | 90 | 90 | 90 | 90 | 1080
| Energy Charge |  | 0.03572 | 2071.76 | 1643.12 | 1714.56 | 2371.808 | 2843.312 | 1728.848 | 1971.744 | 1757.424 | 3214.8 | 2743.296 | 1928.88 | 1871.728 | 25861.28
| Demand Charge (May through September) |  | 20.71 | July: 5865.072; August: 5426.02; September: 3636.676; May: 6900.572; June: 5293.476 | 27121.816
| Min Applied |  |  | July: 0; August: 0; September: 712.424; May: 0; June: 0 | 712.424 | 34.4
| Demand Charge (October through April) |  | 18.43 | October: 5602.72; November: 6037.668; December: 5130.912; January: 6597.94; February: 6597.94; March: 6907.564; April: 7740.6 | 44615.344
| Min Applied |  |  | October: 0; November: 0; December: 0; January: 0; February: 0; March: 0; April: 0 | 0 | 0
| PF Penalty |  |  | 0 | 0 | 0 | 0 | 0 | 0 | 0 | 0 | 0 | 0 | 0 | 0 | 0
|  |  | TOTAL: | 8026.832 | 7159.14 | 6153.66 | 8064.528 | 8970.98 | 6949.76 | 8659.684 | 8445.364 | 10212.364 | 10573.896 | 8919.452 | 7255.204 | 99390.864
7 | TODS Current
| Service Charge |  | 200 | 200 | 200 | 200 | 200 | 200 | 200 | 200 | 200 | 200 | 200 | 200 | 200 | 2400
| Energy Charge |  | 0.03527 | 2045.66 | 1622.42 | 1692.96 | 2341.928 | 2807.492 | 1707.068 | 1946.904 | 1735.284 | 3174.3 | 2708.736 | 1904.58 | 1848.148 | 25535.48
| Peak Demand |  | 6.13 | 1736.016 | 1606.06 | 1076.428 | 1863.52 | 2008.188 | 1706.592 | 2194.54 | 2194.54 | 2297.524 | 2574.6 | 2042.516 | 1566.828 | 22867.352
| Min Applied |  |  | 0 | 0 | 210.872 | 0 | 0 | 0 | 0 | 0 | 0 | 0 | 0 | 0 | 210.872 | 34.4
| Intermediate Demand |  | 4.53 | 1282.896 | 1186.86 | 795.468 | 1377.12 | 1484.028 | 1261.152 | 1621.74 | 1621.74 | 1697.844 | 1902.6 | 1509.396 | 1157.868 | 16898.712
| Min Applied |  |  | 0 | 0 | 155.832 | 0 | 0 | 0 | 0 | 0 | 0 | 0 | 0 | 0 | 155.832 | 34.4
| Base Demand |  | 5.2 | 1472.64 | 1362.4 | 913.12 | 1580.8 | 1703.52 | 1447.68 | 1861.6 | 1861.6 | 1948.96 | 2184 | 1732.64 | 1329.12 | 19398.08
| Min Applied |  |  | 165.36 | 275.6 | 386.88 | 57.2 | 0 | 190.32 | 0 | 0 | 0 | 0 | 0 | 308.88 | 1384.24 | 266.2
| PF Penalty |  |  | 0 | 0 | 0 | 0 | 0 | 0 | 0 | 0 | 0 | 0 | 0 | 0 | 0
|  |  | TOTAL: | 6902.572 | 6253.34 | 5431.56 | 7420.568 | 8203.228 | 6512.812 | 7824.784 | 7613.164 | 9318.628 | 9569.936 | 7389.132 | 6410.844 | 88850.568
8 | TODS Proposed
| Service Charge |  | 200 | 200 | 200 | 200 | 200 | 200 | 200 | 200 | 200 | 200 | 200 | 200 | 200 | 2400
| Energy Charge |  | 0.03531 | 2047.98 | 1624.26 | 1694.88 | 2344.584 | 2810.676 | 1709.004 | 1949.112 | 1737.252 | 3177.9 | 2711.808 | 1906.74 | 1850.244 | 25564.44
| Peak Demand |  | 7.81 | 2211.792 | 2046.22 | 1371.436 | 2374.24 | 2558.556 | 2174.304 | 2795.98 | 2795.98 | 2927.188 | 3280.2 | 2602.292 | 1996.236 | 29134.424
| Min Applied |  |  | 0 | 0 | 268.664 | 0 | 0 | 0 | 0 | 0 | 0 | 0 | 0 | 0 | 268.664 | 34.4
| Intermediate Demand |  | 6.11 | 1730.352 | 1600.82 | 1072.916 | 1857.44 | 2001.636 | 1701.024 | 2187.38 | 2187.38 | 2290.028 | 2566.2 | 2035.852 | 1561.716 | 22792.744
| Min Applied |  |  | 0 | 0 | 210.184 | 0 | 0 | 0 | 0 | 0 | 0 | 0 | 0 | 0 | 210.184 | 34.4
| Base Demand |  | 3.24 | 917.568 | 848.88 | 568.944 | 984.96 | 1061.424 | 902.016 | 1159.92 | 1159.92 | 1214.352 | 1360.8 | 1079.568 | 828.144 | 12086.496
| Min Applied |  |  | 443.232 | 511.92 | 791.856 | 375.84 | 299.376 | 458.784 | 200.88 | 200.88 | 146.448 | 0 | 281.232 | 532.656 | 4243.104 | 1309.6
| PF Penalty |  |  | 0 | 0 | 0 | 0 | 0 | 0 | 0 | 0 | 0 | 0 | 0 | 0 | 0
|  |  | TOTAL: | 7550.924 | 6832.1 | 6178.88 | 8137.064 | 8931.668 | 7145.132 | 8493.272 | 8281.412 | 9955.916 | 10119.008 | 8105.684 | 6968.996 | 96700.056

## AW
RATE COMPARISON TEMPLATE
Rates current as of 7/1/2017
Rate 1
Metered Usage |  |  |  | July | August | September | October | November | December | January | February | March | April | May | June | TOTAL |  |  | Rate 2
Energy | [18 empty] | Rate 3
|  |  | On Peak | 56000 | 41600 | 30800 | 62400 | 78800 | 53600 | 58800 | 54400 | 65200 | 60400 | 56400 | 54800 | 673200 | 19.58% |  | Rate 4
|  |  | Off Peak | [12 empty] | 0 |  |  | Rate 5
Demand | Max KW | [17 empty] | Rate 6
| 392.4 |  | Peak | 392.4 | 386.8 | 356.4 | 389.6 | 388 | 295.4 | 272.4 | 263.5 | 327.1 | 342.2 | 383.2 | 269.8 | 4066.8 |  | 1788.6 | Rate 7
| 392.4 |  | Intermediate | 392.4 | 386.8 | 356.4 | 389.6 | 388 | 295.4 | 272.4 | 263.5 | 327.1 | 342.2 | 383.2 | 269.8 | 4066.8 |  | 2278.2 | Rate 8
| 392.4 |  | Base | 392.4 | 386.8 | 356.4 | 389.6 | 388 | 295.4 | 272.4 | 263.5 | 327.1 | 342.2 | 383.2 | 269.8 | 4066.8
|  |  | PF | 90 | 90 | 90 | 90 | 90 | 90 | 90 | 90 | 90 | 90 | 90 | 90
COMPARISON | Service |  |  | July | August | September | October | November | December | January | February | March | April | May | June | TOTAL
| CURRENT | AES 3-P Current | Rate 3 | 4726.64 | 3521.504 | 2617.652 | 5262.256 | 6634.772 | 4525.784 | 4960.972 | 4592.736 | 5496.588 | 5094.876 | 4760.116 | 4626.212 | 56820.108
| POTENTIAL | AES 3-P Proposed | Rate 4 | 4910.64 | 3683.904 | 2763.852 | 5455.856 | 6852.972 | 4706.184 | 5149.172 | 4774.336 | 5694.388 | 5285.476 | 4944.716 | 4808.412 | 59029.908
| Savings |  |  | -184 | -162.4 | -146.2 | -193.6 | -218.2 | -180.4 | -188.2 | -181.6 | -197.8 | -190.6 | -184.6 | -182.2 | -2209.8
Rate Code
Base Charges
1 | GS 3- P Current
| Service Charge |  | 40 | 40 | 40 | 40 | 40 | 40 | 40 | 40 | 40 | 40 | 40 | 40 | 40 | 480
| Energy Charge |  | 0.10426 | 5838.56 | 4337.216 | 3211.208 | 6505.824 | 8215.688 | 5588.336 | 6130.488 | 5671.744 | 6797.752 | 6297.304 | 5880.264 | 5713.448 | 70187.832
|  |  | TOTAL: | 5878.56 | 4377.216 | 3251.208 | 6545.824 | 8255.688 | 5628.336 | 6170.488 | 5711.744 | 6837.752 | 6337.304 | 5920.264 | 5753.448 | 70667.832
2 | GS 3-P Proposed
| Service Charge |  | 50.4 | 50.4 | 50.4 | 50.4 | 50.4 | 50.4 | 50.4 | 50.4 | 50.4 | 50.4 | 50.4 | 50.4 | 50.4 | 604.8
| Energy Charge |  | 0.10685 | 5983.6 | 4444.96 | 3290.98 | 6667.44 | 8419.78 | 5727.16 | 6282.78 | 5812.64 | 6966.62 | 6453.74 | 6026.34 | 5855.38 | 71931.42
|  |  | TOTAL: | 6034 | 4495.36 | 3341.38 | 6717.84 | 8470.18 | 5777.56 | 6333.18 | 5863.04 | 7017.02 | 6504.14 | 6076.74 | 5905.78 | 72536.22
3 | AES 3-P Current
| Service Charge |  | 40 | 40 | 40 | 40 | 40 | 40 | 40 | 40 | 40 | 40 | 40 | 40 | 40 | 480
| Energy Charge |  | 0.08369 | 4686.64 | 3481.504 | 2577.652 | 5222.256 | 6594.772 | 4485.784 | 4920.972 | 4552.736 | 5456.588 | 5054.876 | 4720.116 | 4586.212 | 56340.108
|  |  | TOTAL: | 4726.64 | 3521.504 | 2617.652 | 5262.256 | 6634.772 | 4525.784 | 4960.972 | 4592.736 | 5496.588 | 5094.876 | 4760.116 | 4626.212 | 56820.108
4 | AES 3-P Proposed
| Service Charge |  | 140 | 140 | 140 | 140 | 140 | 140 | 140 | 140 | 140 | 140 | 140 | 140 | 140 | 1680
| Energy Charge |  | 0.08519 | 4770.64 | 3543.904 | 2623.852 | 5315.856 | 6712.972 | 4566.184 | 5009.172 | 4634.336 | 5554.388 | 5145.476 | 4804.716 | 4668.412 | 57349.908
|  |  | TOTAL: | 4910.64 | 3683.904 | 2763.852 | 5455.856 | 6852.972 | 4706.184 | 5149.172 | 4774.336 | 5694.388 | 5285.476 | 4944.716 | 4808.412 | 59029.908
5 | PS Sec Current
| Service Charge |  | 90 | 90 | 90 | 90 | 90 | 90 | 90 | 90 | 90 | 90 | 90 | 90 | 90 | 1080
| Energy Charge |  | 0.03572 | 2000.32 | 1485.952 | 1100.176 | 2228.928 | 2814.736 | 1914.592 | 2100.336 | 1943.168 | 2328.944 | 2157.488 | 2014.608 | 1957.456 | 24046.704
| Demand Charge (May through September) |  | 19.05 | July: 7475.22; August: 7368.54; September: 6789.42; May: 7299.96; June: 5139.69 | 34072.83
| Min Applied |  |  | July: 0; August: 0; September: 0; May: 0; June: 0 | 0 | 0
| Demand Charge (October through April) |  | 16.95 | October: 6603.72; November: 6576.6; December: 5007.03; January: 4617.18; February: 4466.325; March: 5544.345; April: 5800.29 | 38615.49
| Min Applied |  |  | October: 0; November: 0; December: 0; January: 0; February: 0; March: 0; April: 0 | 0 | 0
| PF Penalty |  |  | 0 | 0 | 0 | 0 | 0 | 0 | 0 | 0 | 0 | 0 | 0 | 0 | 0
|  |  | TOTAL: | 9565.54 | 8944.492 | 7979.596 | 8922.648 | 9481.336 | 7011.622 | 6807.516 | 6499.493 | 7963.289 | 8047.778 | 9404.568 | 7187.146 | 97815.024
6 | PS Proposed
| Service Charge |  | 90 | 90 | 90 | 90 | 90 | 90 | 90 | 90 | 90 | 90 | 90 | 90 | 90 | 1080
| Energy Charge |  | 0.03572 | 2000.32 | 1485.952 | 1100.176 | 2228.928 | 2814.736 | 1914.592 | 2100.336 | 1943.168 | 2328.944 | 2157.488 | 2014.608 | 1957.456 | 24046.704
| Demand Charge (May through September) |  | 20.71 | July: 8126.604; August: 8010.628; September: 7381.044; May: 7936.072; June: 5587.558 | 37041.906
| Min Applied |  |  | July: 0; August: 0; September: 0; May: 0; June: 0 | 0 | 0
| Demand Charge (October through April) |  | 18.43 | October: 7180.328; November: 7150.84; December: 5444.222; January: 5020.332; February: 4856.305; March: 6028.453; April: 6306.746 | 41987.226
| Min Applied |  |  | October: 0; November: 0; December: 0; January: 0; February: 0; March: 0; April: 0 | 0 | 0
| PF Penalty |  |  | 0 | 0 | 0 | 0 | 0 | 0 | 0 | 0 | 0 | 0 | 0 | 0 | 0
|  |  | TOTAL: | 10216.924 | 9586.58 | 8571.22 | 9499.256 | 10055.576 | 7448.814 | 7210.668 | 6889.473 | 8447.397 | 8554.234 | 10040.68 | 7635.014 | 104155.836
7 | TODS Current
| Service Charge |  | 200 | 200 | 200 | 200 | 200 | 200 | 200 | 200 | 200 | 200 | 200 | 200 | 200 | 2400
| Energy Charge |  | 0.03527 | 1975.12 | 1467.232 | 1086.316 | 2200.848 | 2779.276 | 1890.472 | 2073.876 | 1918.688 | 2299.604 | 2130.308 | 1989.228 | 1932.796 | 23743.764
| Peak Demand |  | 6.13 | 2405.412 | 2371.084 | 2184.732 | 2388.248 | 2378.44 | 1810.802 | 1669.812 | 1615.255 | 2005.123 | 2097.686 | 2349.016 | 1653.874 | 24929.484
| Min Applied |  |  | 0 | 0 | 0 | 0 | 0 | 0 | 0 | 0 | 0 | 0 | 0 | 0 | 0 | 0
| Intermediate Demand |  | 4.53 | 1777.572 | 1752.204 | 1614.492 | 1764.888 | 1757.64 | 1338.162 | 1233.972 | 1193.655 | 1481.763 | 1550.166 | 1735.896 | 1222.194 | 18422.604
| Min Applied |  |  | 0 | 0 | 0 | 0 | 0 | 0 | 0 | 0 | 0 | 0 | 0 | 0 | 0 | 0
| Base Demand |  | 5.2 | 2040.48 | 2011.36 | 1853.28 | 2025.92 | 2017.6 | 1536.08 | 1416.48 | 1370.2 | 1700.92 | 1779.44 | 1992.64 | 1402.96 | 21147.36
| Min Applied |  |  | 0 | 0 | 0 | 0 | 0 | 0 | 113.88 | 160.16 | 0 | 0 | 0 | 127.4 | 401.44 | 77.2
| PF Penalty |  |  | 0 | 0 | 0 | 0 | 0 | 0 | 0 | 0 | 0 | 0 | 0 | 0 | 0
|  |  | TOTAL: | 8398.584 | 7801.88 | 6938.82 | 8579.904 | 9132.956 | 6775.516 | 6708.02 | 6457.958 | 7687.41 | 7757.6 | 8266.78 | 6539.224 | 91044.652
8 | TODS Proposed
| Service Charge |  | 200 | 200 | 200 | 200 | 200 | 200 | 200 | 200 | 200 | 200 | 200 | 200 | 200 | 2400
| Energy Charge |  | 0.03531 | 1977.36 | 1468.896 | 1087.548 | 2203.344 | 2782.428 | 1892.616 | 2076.228 | 1920.864 | 2302.212 | 2132.724 | 1991.484 | 1934.988 | 23770.692
| Peak Demand |  | 7.81 | 3064.644 | 3020.908 | 2783.484 | 3042.776 | 3030.28 | 2307.074 | 2127.444 | 2057.935 | 2554.651 | 2672.582 | 2992.792 | 2107.138 | 31761.708
| Min Applied |  |  | 0 | 0 | 0 | 0 | 0 | 0 | 0 | 0 | 0 | 0 | 0 | 0 | 0 | 0
| Intermediate Demand |  | 6.11 | 2397.564 | 2363.348 | 2177.604 | 2380.456 | 2370.68 | 1804.894 | 1664.364 | 1609.985 | 1998.581 | 2090.842 | 2341.352 | 1648.478 | 24848.148
| Min Applied |  |  | 0 | 0 | 0 | 0 | 0 | 0 | 0 | 0 | 0 | 0 | 0 | 0 | 0 | 0
| Base Demand |  | 3.24 | 1271.376 | 1253.232 | 1154.736 | 1262.304 | 1257.12 | 957.096 | 882.576 | 853.74 | 1059.804 | 1108.728 | 1241.568 | 874.152 | 13176.432
| Min Applied |  |  | 0 | 18.144 | 116.64 | 9.072 | 14.256 | 314.28 | 388.8 | 417.636 | 211.572 | 162.648 | 29.808 | 397.224 | 2080.08 | 642
| PF Penalty |  |  | 0 | 0 | 0 | 0 | 0 | 0 | 0 | 0 | 0 | 0 | 0 | 0 | 0
|  |  | TOTAL: | 8910.944 | 8324.528 | 7520.012 | 9097.952 | 9654.764 | 7475.96 | 7339.412 | 7060.16 | 8326.82 | 8367.524 | 8797.004 | 7161.98 | 98037.06

## AX
RATE COMPARISON TEMPLATE
Rates current as of 7/1/2017
Rate 1
Metered Usage |  |  |  | July | August | September | October | November | December | January | February | March | April | May | June | TOTAL |  |  | Rate 2
Energy | [18 empty] | Rate 3
|  |  | On Peak | 232407 | 186358 | 254400 | 284800 | 235200 | 235200 | 260400 | 277600 | 234000 | 220800 | 231200 | 246400 | 2898765 | 40.35% |  | Rate 4
|  |  | Off Peak | [12 empty] | 0 |  |  | Rate 5
Demand | Max KW | [17 empty] | Rate 6
| 820.1 |  | Peak | 692.4 | 504.7 | 783.8 | 364 | 719.3 | 705.4 | 739.4 | 816 | 820.1 | 711.6 | 748 | 720 | 8324.7 |  | 3448.9 | Rate 7
| 820.1 |  | Intermediate | 692.4 | 504.7 | 783.8 | 364 | 719.3 | 705.4 | 739.4 | 816 | 820.1 | 711.6 | 748 | 720 | 8324.7 |  | 4875.8 | Rate 8
| 820.1 |  | Base | 692.4 | 504.7 | 783.8 | 364 | 719.3 | 705.4 | 739.4 | 816 | 820.1 | 711.6 | 748 | 720 | 8324.7
|  |  | PF | 90 | 90 | 90 | 90 | 90 | 90 | 90 | 90 | 90 | 90 | 90 | 90
COMPARISON | Service |  |  | July | August | September | October | November | December | January | February | March | April | May | June | TOTAL
| CURRENT | AES 3-P Current | Rate 3 | 19490.1418 | 15636.301 | 21330.736 | 23874.912 | 19723.888 | 19723.888 | 21832.876 | 23272.344 | 19623.46 | 18518.752 | 19389.128 | 20661.216 | 243077.6429
| POTENTIAL | AES 3-P Proposed | Rate 4 | 19938.7523 | 16015.838 | 21812.336 | 24402.112 | 20176.688 | 20176.688 | 22323.476 | 23788.744 | 20074.46 | 18949.952 | 19835.928 | 21130.816 | 248625.7903
| Savings |  |  | -448.6105 | -379.537 | -481.6 | -527.2 | -452.8 | -452.8 | -490.6 | -516.4 | -451 | -431.2 | -446.8 | -469.6 | -5548.1475
Rate Code
Base Charges
1 | GS 3- P Current
| Service Charge |  | 40 | 40 | 40 | 40 | 40 | 40 | 40 | 40 | 40 | 40 | 40 | 40 | 40 | 480
| Energy Charge |  | 0.10426 | 24230.7538 | 19429.6851 | 26523.744 | 29693.248 | 24521.952 | 24521.952 | 27149.304 | 28942.576 | 24396.84 | 23020.608 | 24104.912 | 25689.664 | 302225.2389
|  |  | TOTAL: | 24270.7538 | 19469.6851 | 26563.744 | 29733.248 | 24561.952 | 24561.952 | 27189.304 | 28982.576 | 24436.84 | 23060.608 | 24144.912 | 25729.664 | 302705.2389
2 | GS 3-P Proposed
| Service Charge |  | 50.4 | 50.4 | 50.4 | 50.4 | 50.4 | 50.4 | 50.4 | 50.4 | 50.4 | 50.4 | 50.4 | 50.4 | 50.4 | 604.8
| Energy Charge |  | 0.10685 | 24832.6879 | 19912.3523 | 27182.64 | 30430.88 | 25131.12 | 25131.12 | 27823.74 | 29661.56 | 25002.9 | 23592.48 | 24703.72 | 26327.84 | 309733.0403
|  |  | TOTAL: | 24883.088 | 19962.7523 | 27233.04 | 30481.28 | 25181.52 | 25181.52 | 27874.14 | 29711.96 | 25053.3 | 23642.88 | 24754.12 | 26378.24 | 310337.8403
3 | AES 3-P Current
| Service Charge |  | 40 | 40 | 40 | 40 | 40 | 40 | 40 | 40 | 40 | 40 | 40 | 40 | 40 | 480
| Energy Charge |  | 0.08369 | 19450.1418 | 15596.301 | 21290.736 | 23834.912 | 19683.888 | 19683.888 | 21792.876 | 23232.344 | 19583.46 | 18478.752 | 19349.128 | 20621.216 | 242597.6429
|  |  | TOTAL: | 19490.1418 | 15636.301 | 21330.736 | 23874.912 | 19723.888 | 19723.888 | 21832.876 | 23272.344 | 19623.46 | 18518.752 | 19389.128 | 20661.216 | 243077.6429
4 | AES 3-P Proposed
| Service Charge |  | 140 | 140 | 140 | 140 | 140 | 140 | 140 | 140 | 140 | 140 | 140 | 140 | 140 | 1680
| Energy Charge |  | 0.08519 | 19798.7523 | 15875.838 | 21672.336 | 24262.112 | 20036.688 | 20036.688 | 22183.476 | 23648.744 | 19934.46 | 18809.952 | 19695.928 | 20990.816 | 246945.7903
|  |  | TOTAL: | 19938.7523 | 16015.838 | 21812.336 | 24402.112 | 20176.688 | 20176.688 | 22323.476 | 23788.744 | 20074.46 | 18949.952 | 19835.928 | 21130.816 | 248625.7903
5 | PS Sec Current
| Service Charge |  | 90 | 90 | 90 | 90 | 90 | 90 | 90 | 90 | 90 | 90 | 90 | 90 | 90 | 1080
| Energy Charge |  | 0.03572 | 8301.578 | 6656.7078 | 9087.168 | 10173.056 | 8401.344 | 8401.344 | 9301.488 | 9915.872 | 8358.48 | 7886.976 | 8258.464 | 8801.408 | 103543.8858
| Demand Charge (May through September) |  | 19.05 | July: 13190.22; August: 9614.535; September: 14931.39; May: 14249.4; June: 13716 | 65701.545
| Min Applied |  |  | July: 0; August: 0; September: 0; May: 0; June: 0 | 0 | 0
| Demand Charge (October through April) |  | 16.95 | October: 6169.8; November: 12192.135; December: 11956.53; January: 12532.83; February: 13831.2; March: 13900.695; April: 12061.62 | 82644.81
| Min Applied |  |  | October: 780.5475; November: 0; December: 0; January: 0; February: 0; March: 0; April: 0 | 780.5475 | 46.05
| PF Penalty |  |  | 0 | 0 | 0 | 0 | 0 | 0 | 0 | 0 | 0 | 0 | 0 | 0 | 0
|  |  | TOTAL: | 21581.798 | 16361.2428 | 24108.558 | 17213.4035 | 20683.479 | 20447.874 | 21924.318 | 23837.072 | 22349.175 | 20038.596 | 22597.864 | 22607.408 | 253750.7883
6 | PS Proposed
| Service Charge |  | 90 | 90 | 90 | 90 | 90 | 90 | 90 | 90 | 90 | 90 | 90 | 90 | 90 | 1080
| Energy Charge |  | 0.03572 | 8301.578 | 6656.7078 | 9087.168 | 10173.056 | 8401.344 | 8401.344 | 9301.488 | 9915.872 | 8358.48 | 7886.976 | 8258.464 | 8801.408 | 103543.8858
| Demand Charge (May through September) |  | 20.71 | July: 14339.604; August: 10452.337; September: 16232.498; May: 15491.08; June: 14911.2 | 71426.719
| Min Applied |  |  | July: 0; August: 0; September: 0; May: 0; June: 0 | 0 | 0
| Demand Charge (October through April) |  | 18.43 | October: 6708.52; November: 13256.699; December: 13000.522; January: 13627.142; February: 15038.88; March: 15114.443; April: 13114.788 | 89860.994
| Min Applied |  |  | October: 848.7015; November: 0; December: 0; January: 0; February: 0; March: 0; April: 0 | 848.7015 | 46.05
| PF Penalty |  |  | 0 | 0 | 0 | 0 | 0 | 0 | 0 | 0 | 0 | 0 | 0 | 0 | 0
|  |  | TOTAL: | 22731.182 | 17199.0448 | 25409.666 | 17820.2775 | 21748.043 | 21491.866 | 23018.63 | 25044.752 | 23562.923 | 21091.764 | 23839.544 | 23802.608 | 266760.3003
7 | TODS Current
| Service Charge |  | 200 | 200 | 200 | 200 | 200 | 200 | 200 | 200 | 200 | 200 | 200 | 200 | 200 | 2400
| Energy Charge |  | 0.03527 | 8196.9949 | 6572.8467 | 8972.688 | 10044.896 | 8295.504 | 8295.504 | 9184.308 | 9790.952 | 8253.18 | 7787.616 | 8154.424 | 8690.528 | 102239.4416
| Peak Demand |  | 6.13 | 4244.412 | 3093.811 | 4804.694 | 2231.32 | 4409.309 | 4324.102 | 4532.522 | 5002.08 | 5027.213 | 4362.108 | 4585.24 | 4413.6 | 51030.411
| Min Applied |  |  | 0 | 0 | 0 | 282.2865 | 0 | 0 | 0 | 0 | 0 | 0 | 0 | 0 | 282.2865 | 46.05
| Intermediate Demand |  | 4.53 | 3136.572 | 2286.291 | 3550.614 | 1648.92 | 3258.429 | 3195.462 | 3349.482 | 3696.48 | 3715.053 | 3223.548 | 3388.44 | 3261.6 | 37710.891
| Min Applied |  |  | 0 | 0 | 0 | 208.6065 | 0 | 0 | 0 | 0 | 0 | 0 | 0 | 0 | 208.6065 | 46.05
| Base Demand |  | 5.2 | 3600.48 | 2624.44 | 4075.76 | 1892.8 | 3740.36 | 3668.08 | 3844.88 | 4243.2 | 4264.52 | 3700.32 | 3889.6 | 3744 | 43288.44
| Min Applied |  |  | 0 | 573.95 | 0 | 1305.59 | 0 | 0 | 0 | 0 | 0 | 0 | 0 | 0 | 1879.54 | 361.45
| PF Penalty |  |  | 0 | 0 | 0 | 0 | 0 | 0 | 0 | 0 | 0 | 0 | 0 | 0 | 0
|  |  | TOTAL: | 19378.4589 | 15351.3387 | 21603.756 | 17814.419 | 19903.602 | 19683.148 | 21111.192 | 22932.712 | 21459.966 | 19273.592 | 20217.704 | 20309.728 | 239039.6166
8 | TODS Proposed
| Service Charge |  | 200 | 200 | 200 | 200 | 200 | 200 | 200 | 200 | 200 | 200 | 200 | 200 | 200 | 2400
| Energy Charge |  | 0.03531 | 8206.2912 | 6580.301 | 8982.864 | 10056.288 | 8304.912 | 8304.912 | 9194.724 | 9802.056 | 8262.54 | 7796.448 | 8163.672 | 8700.384 | 102355.3921
| Peak Demand |  | 7.81 | 5407.644 | 3941.707 | 6121.478 | 2842.84 | 5617.733 | 5509.174 | 5774.714 | 6372.96 | 6404.981 | 5557.596 | 5841.88 | 5623.2 | 65015.907
| Min Applied |  |  | 0 | 0 | 0 | 359.6505 | 0 | 0 | 0 | 0 | 0 | 0 | 0 | 0 | 359.6505 | 46.05
| Intermediate Demand |  | 6.11 | 4230.564 | 3083.717 | 4789.018 | 2224.04 | 4394.923 | 4309.994 | 4517.734 | 4985.76 | 5010.811 | 4347.876 | 4570.28 | 4399.2 | 50863.917
| Min Applied |  |  | 0 | 0 | 0 | 281.3655 | 0 | 0 | 0 | 0 | 0 | 0 | 0 | 0 | 281.3655 | 46.05
| Base Demand |  | 3.24 | 2243.376 | 1635.228 | 2539.512 | 1179.36 | 2330.532 | 2285.496 | 2395.656 | 2643.84 | 2657.124 | 2305.584 | 2423.52 | 2332.8 | 26972.028
| Min Applied |  |  | 413.748 | 1021.896 | 117.612 | 1477.764 | 326.592 | 371.628 | 261.468 | 13.284 | 0 | 351.54 | 233.604 | 324.324 | 4913.46 | 1516.5
| PF Penalty |  |  | 0 | 0 | 0 | 0 | 0 | 0 | 0 | 0 | 0 | 0 | 0 | 0 | 0
|  |  | TOTAL: | 20701.6232 | 16462.849 | 22750.484 | 18621.308 | 21174.692 | 20981.204 | 22344.296 | 24017.9 | 22535.456 | 20559.044 | 21432.956 | 21579.908 | 253161.7202

## AY
RATE COMPARISON TEMPLATE
Rates current as of 7/1/2017
Rate 1
Metered Usage |  |  |  | July | August | September | October | November | December | January | February | March | April | May | June | TOTAL |  |  | Rate 2
Energy | [18 empty] | Rate 3
|  |  | On Peak | 77760 | 63840 | 82560 | 90720 | 69120 | 68160 | 100320 | 95520 | 71040 | 80160 | 88320 | 78720 | 966240 | 31.35% |  | Rate 4
|  |  | Off Peak | [12 empty] | 0 |  |  | Rate 5
Demand | Max KW | [17 empty] | Rate 6
| 351.8 |  | Peak | 248.2 | 197.3 | 289.4 | 290.9 | 245.8 | 285.6 | 285.6 | 351.8 | 351.8 | 309.6 | 309.6 | 282.2 | 3447.8 |  | 1326.7 | Rate 7
| 351.8 |  | Intermediate | 248.2 | 197.3 | 289.4 | 290.9 | 245.8 | 285.6 | 285.6 | 351.8 | 351.8 | 309.6 | 309.6 | 282.2 | 3447.8 |  | 2121.1 | Rate 8
| 351.8 |  | Base | 248.2 | 197.3 | 289.4 | 290.9 | 245.8 | 285.6 | 285.6 | 351.8 | 351.8 | 309.6 | 309.6 | 282.2 | 3447.8
|  |  | PF | 90 | 90 | 90 | 90 | 90 | 90 | 90 | 90 | 90 | 90 | 90 | 90
COMPARISON | Service |  |  | July | August | September | October | November | December | January | February | March | April | May | June | TOTAL
| CURRENT | AES 3-P Current | Rate 3 | 6547.7344 | 5382.7696 | 6949.4464 | 7632.3568 | 5824.6528 | 5744.3104 | 8435.7808 | 8034.0688 | 5985.3376 | 6748.5904 | 7431.5008 | 6628.0768 | 81344.6256
| POTENTIAL | AES 3-P Proposed | Rate 4 | 6764.3744 | 5578.5296 | 7173.2864 | 7868.4368 | 6028.3328 | 5946.5504 | 8686.2608 | 8277.3488 | 6191.8976 | 6968.8304 | 7663.9808 | 6846.1568 | 83993.9856
| Savings |  |  | -216.64 | -195.76 | -223.84 | -236.08 | -203.68 | -202.24 | -250.48 | -243.28 | -206.56 | -220.24 | -232.48 | -218.08 | -2649.36
Rate Code
Base Charges
1 | GS 3- P Current
| Service Charge |  | 40 | 40 | 40 | 40 | 40 | 40 | 40 | 40 | 40 | 40 | 40 | 40 | 40 | 480
| Energy Charge |  | 0.10426 | 8107.2576 | 6655.9584 | 8607.7056 | 9458.4672 | 7206.4512 | 7106.3616 | 10459.3632 | 9958.9152 | 7406.6304 | 8357.4816 | 9208.2432 | 8207.3472 | 100740.1824
|  |  | TOTAL: | 8147.2576 | 6695.9584 | 8647.7056 | 9498.4672 | 7246.4512 | 7146.3616 | 10499.3632 | 9998.9152 | 7446.6304 | 8397.4816 | 9248.2432 | 8247.3472 | 101220.1824
2 | GS 3-P Proposed
| Service Charge |  | 50.4 | 50.4 | 50.4 | 50.4 | 50.4 | 50.4 | 50.4 | 50.4 | 50.4 | 50.4 | 50.4 | 50.4 | 50.4 | 604.8
| Energy Charge |  | 0.10685 | 8308.656 | 6821.304 | 8821.536 | 9693.432 | 7385.472 | 7282.896 | 10719.192 | 10206.312 | 7590.624 | 8565.096 | 9436.992 | 8411.232 | 103242.744
|  |  | TOTAL: | 8359.056 | 6871.704 | 8871.936 | 9743.832 | 7435.872 | 7333.296 | 10769.592 | 10256.712 | 7641.024 | 8615.496 | 9487.392 | 8461.632 | 103847.544
3 | AES 3-P Current
| Service Charge |  | 40 | 40 | 40 | 40 | 40 | 40 | 40 | 40 | 40 | 40 | 40 | 40 | 40 | 480
| Energy Charge |  | 0.08369 | 6507.7344 | 5342.7696 | 6909.4464 | 7592.3568 | 5784.6528 | 5704.3104 | 8395.7808 | 7994.0688 | 5945.3376 | 6708.5904 | 7391.5008 | 6588.0768 | 80864.6256
|  |  | TOTAL: | 6547.7344 | 5382.7696 | 6949.4464 | 7632.3568 | 5824.6528 | 5744.3104 | 8435.7808 | 8034.0688 | 5985.3376 | 6748.5904 | 7431.5008 | 6628.0768 | 81344.6256
4 | AES 3-P Proposed
| Service Charge |  | 140 | 140 | 140 | 140 | 140 | 140 | 140 | 140 | 140 | 140 | 140 | 140 | 140 | 1680
| Energy Charge |  | 0.08519 | 6624.3744 | 5438.5296 | 7033.2864 | 7728.4368 | 5888.3328 | 5806.5504 | 8546.2608 | 8137.3488 | 6051.8976 | 6828.8304 | 7523.9808 | 6706.1568 | 82313.9856
|  |  | TOTAL: | 6764.3744 | 5578.5296 | 7173.2864 | 7868.4368 | 6028.3328 | 5946.5504 | 8686.2608 | 8277.3488 | 6191.8976 | 6968.8304 | 7663.9808 | 6846.1568 | 83993.9856
5 | PS Sec Current
| Service Charge |  | 90 | 90 | 90 | 90 | 90 | 90 | 90 | 90 | 90 | 90 | 90 | 90 | 90 | 1080
| Energy Charge |  | 0.03572 | 2777.5872 | 2280.3648 | 2949.0432 | 3240.5184 | 2468.9664 | 2434.6752 | 3583.4304 | 3411.9744 | 2537.5488 | 2863.3152 | 3154.7904 | 2811.8784 | 34514.0928
| Demand Charge (May through September) |  | 19.05 | July: 4728.21; August: 3758.565; September: 5513.07; May: 5897.88; June: 5375.91 | 25273.635
| Min Applied |  |  | July: 0; August: 0; September: 0; May: 0; June: 0 | 0 | 0
| Demand Charge (October through April) |  | 16.95 | October: 4930.755; November: 4166.31; December: 4840.92; January: 4840.92; February: 5963.01; March: 5963.01; April: 5247.72 | 35952.645
| Min Applied |  |  | October: 0; November: 0; December: 0; January: 0; February: 0; March: 0; April: 0 | 0 | 0
| PF Penalty |  |  | 0 | 0 | 0 | 0 | 0 | 0 | 0 | 0 | 0 | 0 | 0 | 0 | 0
|  |  | TOTAL: | 7595.7972 | 6128.9298 | 8552.1132 | 8261.2734 | 6725.2764 | 7365.5952 | 8514.3504 | 9464.9844 | 8590.5588 | 8201.0352 | 9142.6704 | 8277.7884 | 96820.3728
6 | PS Proposed
| Service Charge |  | 90 | 90 | 90 | 90 | 90 | 90 | 90 | 90 | 90 | 90 | 90 | 90 | 90 | 1080
| Energy Charge |  | 0.03572 | 2777.5872 | 2280.3648 | 2949.0432 | 3240.5184 | 2468.9664 | 2434.6752 | 3583.4304 | 3411.9744 | 2537.5488 | 2863.3152 | 3154.7904 | 2811.8784 | 34514.0928
| Demand Charge (May through September) |  | 20.71 | July: 5140.222; August: 4086.083; September: 5993.474; May: 6411.816; June: 5844.362 | 27475.957
| Min Applied |  |  | July: 0; August: 0; September: 0; May: 0; June: 0 | 0 | 0
| Demand Charge (October through April) |  | 18.43 | October: 5361.287; November: 4530.094; December: 5263.608; January: 5263.608; February: 6483.674; March: 6483.674; April: 5705.928 | 39091.873
| Min Applied |  |  | October: 0; November: 0; December: 0; January: 0; February: 0; March: 0; April: 0 | 0 | 0
| PF Penalty |  |  | 0 | 0 | 0 | 0 | 0 | 0 | 0 | 0 | 0 | 0 | 0 | 0 | 0
|  |  | TOTAL: | 8007.8092 | 6456.4478 | 9032.5172 | 8691.8054 | 7089.0604 | 7788.2832 | 8937.0384 | 9985.6484 | 9111.2228 | 8659.2432 | 9656.6064 | 8746.2404 | 102161.9228
7 | TODS Current
| Service Charge |  | 200 | 200 | 200 | 200 | 200 | 200 | 200 | 200 | 200 | 200 | 200 | 200 | 200 | 2400
| Energy Charge |  | 0.03527 | 2742.5952 | 2251.6368 | 2911.8912 | 3199.6944 | 2437.8624 | 2404.0032 | 3538.2864 | 3368.9904 | 2505.5808 | 2827.2432 | 3115.0464 | 2776.4544 | 34079.2848
| Peak Demand |  | 6.13 | 1521.466 | 1209.449 | 1774.022 | 1783.217 | 1506.754 | 1750.728 | 1750.728 | 2156.534 | 2156.534 | 1897.848 | 1897.848 | 1729.886 | 21135.014
| Min Applied |  |  | 0 | 0 | 0 | 0 | 0 | 0 | 0 | 0 | 0 | 0 | 0 | 0 | 0 | 0
| Intermediate Demand |  | 4.53 | 1124.346 | 893.769 | 1310.982 | 1317.777 | 1113.474 | 1293.768 | 1293.768 | 1593.654 | 1593.654 | 1402.488 | 1402.488 | 1278.366 | 15618.534
| Min Applied |  |  | 0 | 0 | 0 | 0 | 0 | 0 | 0 | 0 | 0 | 0 | 0 | 0 | 0 | 0
| Base Demand |  | 5.2 | 1290.64 | 1025.96 | 1504.88 | 1512.68 | 1278.16 | 1485.12 | 1485.12 | 1829.36 | 1829.36 | 1609.92 | 1609.92 | 1467.44 | 17928.56
| Min Applied |  |  | 9.36 | 274.04 | 0 | 0 | 21.84 | 0 | 0 | 0 | 0 | 0 | 0 | 0 | 305.24 | 58.7
| PF Penalty |  |  | 0 | 0 | 0 | 0 | 0 | 0 | 0 | 0 | 0 | 0 | 0 | 0 | 0
|  |  | TOTAL: | 6888.4072 | 5854.8548 | 7701.7752 | 8013.3684 | 6558.0904 | 7133.6192 | 8267.9024 | 9148.5384 | 8285.1288 | 7937.4992 | 8225.3024 | 7452.1464 | 91466.6328
8 | TODS Proposed
| Service Charge |  | 200 | 200 | 200 | 200 | 200 | 200 | 200 | 200 | 200 | 200 | 200 | 200 | 200 | 2400
| Energy Charge |  | 0.03531 | 2745.7056 | 2254.1904 | 2915.1936 | 3203.3232 | 2440.6272 | 2406.7296 | 3542.2992 | 3372.8112 | 2508.4224 | 2830.4496 | 3118.5792 | 2779.6032 | 34117.9344
| Peak Demand |  | 7.81 | 1938.442 | 1540.913 | 2260.214 | 2271.929 | 1919.698 | 2230.536 | 2230.536 | 2747.558 | 2747.558 | 2417.976 | 2417.976 | 2203.982 | 26927.318
| Min Applied |  |  | 0 | 0 | 0 | 0 | 0 | 0 | 0 | 0 | 0 | 0 | 0 | 0 | 0 | 0
| Intermediate Demand |  | 6.11 | 1516.502 | 1205.503 | 1768.234 | 1777.399 | 1501.838 | 1745.016 | 1745.016 | 2149.498 | 2149.498 | 1891.656 | 1891.656 | 1724.242 | 21066.058
| Min Applied |  |  | 0 | 0 | 0 | 0 | 0 | 0 | 0 | 0 | 0 | 0 | 0 | 0 | 0 | 0
| Base Demand |  | 3.24 | 804.168 | 639.252 | 937.656 | 942.516 | 796.392 | 925.344 | 925.344 | 1139.832 | 1139.832 | 1003.104 | 1003.104 | 914.328 | 11170.872
| Min Applied |  |  | 335.664 | 500.58 | 202.176 | 197.316 | 343.44 | 214.488 | 214.488 | 0 | 0 | 136.728 | 136.728 | 225.504 | 2507.112 | 773.8
| PF Penalty |  |  | 0 | 0 | 0 | 0 | 0 | 0 | 0 | 0 | 0 | 0 | 0 | 0 | 0
|  |  | TOTAL: | 7540.4816 | 6340.4384 | 8283.4736 | 8592.4832 | 7201.9952 | 7722.1136 | 8857.6832 | 9609.6992 | 8745.3104 | 8479.9136 | 8768.0432 | 8047.6592 | 98189.2944

## AZ
RATE COMPARISON TEMPLATE
Rates current as of 7/1/2017
Rate 1
Metered Usage |  |  |  | July | August | September | October | November | December | January | February | March | April | May | June | TOTAL |  |  | Rate 2
Energy | [18 empty] | Rate 3
|  |  | On Peak | 44352 | 36288 | 66240 | 61248 | 48576 | 49536 | 45120 | 84480 | 65088 | 54912 | 53760 | 51072 | 660672 | 31% |  | Rate 4
|  |  | Off Peak | [12 empty] | 0 |  |  | Rate 5
Demand | Max KW | [17 empty] | Rate 6
| 243.3 |  | Peak | 112.7 | 78 | 206.6 | 193.5 | 181.4 | 207.2 | 203.5 | 237.1 | 243.3 | 235.8 | 212.4 | 205.1 | 2316.6 | 193.05 | 814.8 | Rate 7
| 243.3 |  | Intermediate | 112.7 | 78 | 206.6 | 193.5 | 181.4 | 207.2 | 203.5 | 237.1 | 243.3 | 235.8 | 212.4 | 205.1 | 2316.6 |  | 1501.8 | Rate 8
| 243.3 |  | Base | 112.7 | 78 | 206.6 | 193.5 | 181.4 | 207.2 | 203.5 | 237.1 | 243.3 | 235.8 | 212.4 | 205.1 | 2316.6
|  |  | PF | 90 | 90 | 90 | 90 | 90 | 90 | 90 | 90 | 90 | 90 | 90 | 90
COMPARISON | Service |  |  | July | August | September | October | November | December | January | February | March | April | May | June | TOTAL
| CURRENT | AES 3-P Current | Rate 3 | 3751.8189 | 3076.9427 | 5583.6256 | 5165.8451 | 4105.3254 | 4185.6678 | 3816.0928 | 7110.1312 | 5487.2147 | 4635.5853 | 4539.1744 | 4314.2157 | 55771.6397
| POTENTIAL | AES 3-P Proposed | Rate 4 | 3918.3469 | 3231.3747 | 5782.9856 | 5357.7171 | 4278.1894 | 4359.9718 | 3983.7728 | 7336.8512 | 5684.8467 | 4817.9533 | 4719.8144 | 4490.8237 | 57962.6477
| Savings |  |  | -166.528 | -154.432 | -199.36 | -191.872 | -172.864 | -174.304 | -167.68 | -226.72 | -197.632 | -182.368 | -180.64 | -176.608 | -2191.008
Rate Code
Base Charges
1 | GS 3- P Current
| Service Charge |  | 40 | 40 | 40 | 40 | 40 | 40 | 40 | 40 | 40 | 40 | 40 | 40 | 40 | 480
| Energy Charge |  | 0.10426 | 4624.1395 | 3783.3869 | 6906.1824 | 6385.7165 | 5064.5338 | 5164.6234 | 4704.2112 | 8807.8848 | 6786.0749 | 5725.1251 | 5605.0176 | 5324.7667 | 68881.6627
|  |  | TOTAL: | 4664.1395 | 3823.3869 | 6946.1824 | 6425.7165 | 5104.5338 | 5204.6234 | 4744.2112 | 8847.8848 | 6826.0749 | 5765.1251 | 5645.0176 | 5364.7667 | 69361.6627
2 | GS 3-P Proposed
| Service Charge |  | 50.4 | 50.4 | 50.4 | 50.4 | 50.4 | 50.4 | 50.4 | 50.4 | 50.4 | 50.4 | 50.4 | 50.4 | 50.4 | 604.8
| Energy Charge |  | 0.10685 | 4739.0112 | 3877.3728 | 7077.744 | 6544.3488 | 5190.3456 | 5292.9216 | 4821.072 | 9026.688 | 6954.6528 | 5867.3472 | 5744.256 | 5457.0432 | 70592.8032
|  |  | TOTAL: | 4789.4112 | 3927.7728 | 7128.144 | 6594.7488 | 5240.7456 | 5343.3216 | 4871.472 | 9077.088 | 7005.0528 | 5917.7472 | 5794.656 | 5507.4432 | 71197.6032
3 | AES 3-P Current
| Service Charge |  | 40 | 40 | 40 | 40 | 40 | 40 | 40 | 40 | 40 | 40 | 40 | 40 | 40 | 480
| Energy Charge |  | 0.08369 | 3711.8189 | 3036.9427 | 5543.6256 | 5125.8451 | 4065.3254 | 4145.6678 | 3776.0928 | 7070.1312 | 5447.2147 | 4595.5853 | 4499.1744 | 4274.2157 | 55291.6397
|  |  | TOTAL: | 3751.8189 | 3076.9427 | 5583.6256 | 5165.8451 | 4105.3254 | 4185.6678 | 3816.0928 | 7110.1312 | 5487.2147 | 4635.5853 | 4539.1744 | 4314.2157 | 55771.6397
4 | AES 3-P Proposed
| Service Charge |  | 140 | 140 | 140 | 140 | 140 | 140 | 140 | 140 | 140 | 140 | 140 | 140 | 140 | 1680
| Energy Charge |  | 0.08519 | 3778.3469 | 3091.3747 | 5642.9856 | 5217.7171 | 4138.1894 | 4219.9718 | 3843.7728 | 7196.8512 | 5544.8467 | 4677.9533 | 4579.8144 | 4350.8237 | 56282.6477
|  |  | TOTAL: | 3918.3469 | 3231.3747 | 5782.9856 | 5357.7171 | 4278.1894 | 4359.9718 | 3983.7728 | 7336.8512 | 5684.8467 | 4817.9533 | 4719.8144 | 4490.8237 | 57962.6477
5 | PS Sec Current
| Service Charge |  | 90 | 90 | 90 | 90 | 90 | 90 | 90 | 90 | 90 | 90 | 90 | 90 | 90 | 1080
| Energy Charge |  | 0.03572 | 1584.2534 | 1296.2074 | 2366.0928 | 2187.7786 | 1735.1347 | 1769.4259 | 1611.6864 | 3017.6256 | 2324.9434 | 1961.4566 | 1920.3072 | 1824.2918 | 23599.2038
| Demand Charge (May through September) |  | 19.05 | July: 2146.935; August: 1485.9; September: 3935.73; May: 4046.22; June: 3907.155 | 15521.94
| Min Applied |  |  | July: 170.4975; August: 831.5325; September: 0; May: 0; June: 0 | 1002.03 | 52.6
| Demand Charge (October through April) |  | 16.95 | October: 3279.825; November: 3074.73; December: 3512.04; January: 3449.325; February: 4018.845; March: 4123.935; April: 3996.81 | 25455.51
| Min Applied |  |  | October: 0; November: 0; December: 0; January: 0; February: 0; March: 0; April: 0 | 0 | 0
| PF Penalty |  |  | 0 | 0 | 0 | 0 | 0 | 0 | 0 | 0 | 0 | 0 | 0 | 0 | 0
|  |  | TOTAL: | 3991.6859 | 3703.6399 | 6391.8228 | 5557.6036 | 4899.8647 | 5371.4659 | 5151.0114 | 7126.4706 | 6538.8784 | 6048.2666 | 6056.5272 | 5821.4468 | 66658.6838
6 | PS Proposed
| Service Charge |  | 90 | 90 | 90 | 90 | 90 | 90 | 90 | 90 | 90 | 90 | 90 | 90 | 90 | 1080
| Energy Charge |  | 0.03572 | 1584.2534 | 1296.2074 | 2366.0928 | 2187.7786 | 1735.1347 | 1769.4259 | 1611.6864 | 3017.6256 | 2324.9434 | 1961.4566 | 1920.3072 | 1824.2918 | 23599.2038
| Demand Charge (May through September) |  | 20.71 | July: 2334.017; August: 1615.38; September: 4278.686; May: 4398.804; June: 4247.621 | 16874.508
| Min Applied |  |  | July: 185.3545; August: 903.9915; September: 0; May: 0; June: 0 | 1089.346 | 52.6
| Demand Charge (October through April) |  | 18.43 | October: 3566.205; November: 3343.202; December: 3818.696; January: 3750.505; February: 4369.753; March: 4484.019; April: 4345.794 | 27678.174
| Min Applied |  |  | October: 0; November: 0; December: 0; January: 0; February: 0; March: 0; April: 0 | 0 | 0
| PF Penalty |  |  | 0 | 0 | 0 | 0 | 0 | 0 | 0 | 0 | 0 | 0 | 0 | 0 | 0
|  |  | TOTAL: | 4193.6249 | 3905.5789 | 6734.7788 | 5843.9836 | 5168.3367 | 5678.1219 | 5452.1914 | 7477.3786 | 6898.9624 | 6397.2506 | 6409.1112 | 6161.9128 | 70321.2318
7 | TODS Current
| Service Charge |  | 200 | 200 | 200 | 200 | 200 | 200 | 200 | 200 | 200 | 200 | 200 | 200 | 200 | 2400
| Energy Charge |  | 0.03527 | 1564.295 | 1279.8778 | 2336.2848 | 2160.217 | 1713.2755 | 1747.1347 | 1591.3824 | 2979.6096 | 2295.6538 | 1936.7462 | 1896.1152 | 1801.3094 | 23301.9014
| Peak Demand |  | 6.13 | 690.851 | 478.14 | 1266.458 | 1186.155 | 1111.982 | 1270.136 | 1247.455 | 1453.423 | 1491.429 | 1445.454 | 1302.012 | 1257.263 | 14200.758
| Min Applied |  |  | 54.8635 | 267.5745 | 0 | 0 | 0 | 0 | 0 | 0 | 0 | 0 | 0 | 0 | 322.438 | 52.6
| Intermediate Demand |  | 4.53 | 510.531 | 353.34 | 935.898 | 876.555 | 821.742 | 938.616 | 921.855 | 1074.063 | 1102.149 | 1068.174 | 962.172 | 929.103 | 10494.198
| Min Applied |  |  | 40.5435 | 197.7345 | 0 | 0 | 0 | 0 | 0 | 0 | 0 | 0 | 0 | 0 | 238.278 | 52.6
| Base Demand |  | 5.2 | 586.04 | 405.6 | 1074.32 | 1006.2 | 943.28 | 1077.44 | 1058.2 | 1232.92 | 1265.16 | 1226.16 | 1104.48 | 1066.52 | 12046.32
| Min Applied |  |  | 713.96 | 894.4 | 225.68 | 293.8 | 356.72 | 222.56 | 241.8 | 67.08 | 34.84 | 73.84 | 195.52 | 233.48 | 3553.68 | 683.4
| PF Penalty |  |  | 0 | 0 | 0 | 0 | 0 | 0 | 0 | 0 | 0 | 0 | 0 | 0 | 0
|  |  | TOTAL: | 4361.084 | 4076.6668 | 6038.6408 | 5722.927 | 5146.9995 | 5455.8867 | 5260.6924 | 7007.0956 | 6389.2318 | 5950.3742 | 5660.2992 | 5487.6754 | 66557.5734
8 | TODS Proposed
| Service Charge |  | 200 | 200 | 200 | 200 | 200 | 200 | 200 | 200 | 200 | 200 | 200 | 200 | 200 | 2400
| Energy Charge |  | 0.03531 | 1566.0691 | 1281.3293 | 2338.9344 | 2162.6669 | 1715.2186 | 1749.1162 | 1593.1872 | 2982.9888 | 2298.2573 | 1938.9427 | 1898.2656 | 1803.3523 | 23328.3283
| Peak Demand |  | 7.81 | 880.187 | 609.18 | 1613.546 | 1511.235 | 1416.734 | 1618.232 | 1589.335 | 1851.751 | 1900.173 | 1841.598 | 1658.844 | 1601.831 | 18092.646
| Min Applied |  |  | 69.8995 | 340.9065 | 0 | 0 | 0 | 0 | 0 | 0 | 0 | 0 | 0 | 0 | 410.806 | 52.6
| Intermediate Demand |  | 6.11 | 688.597 | 476.58 | 1262.326 | 1182.285 | 1108.354 | 1265.992 | 1243.385 | 1448.681 | 1486.563 | 1440.738 | 1297.764 | 1253.161 | 14154.426
| Min Applied |  |  | 54.6845 | 266.7015 | 0 | 0 | 0 | 0 | 0 | 0 | 0 | 0 | 0 | 0 | 321.386 | 52.6
| Base Demand |  | 3.24 | 365.148 | 252.72 | 669.384 | 626.94 | 587.736 | 671.328 | 659.34 | 768.204 | 788.292 | 763.992 | 688.176 | 664.524 | 7505.784
| Min Applied |  |  | 444.852 | 557.28 | 140.616 | 183.06 | 222.264 | 138.672 | 150.66 | 41.796 | 21.708 | 46.008 | 121.824 | 145.476 | 2214.216 | 683.4
| PF Penalty |  |  | 0 | 0 | 0 | 0 | 0 | 0 | 0 | 0 | 0 | 0 | 0 | 0 | 0
|  |  | TOTAL: | 4269.4371 | 3984.6973 | 6224.8064 | 5866.1869 | 5250.3066 | 5643.3402 | 5435.9072 | 7293.4208 | 6694.9933 | 6231.2787 | 5864.8736 | 5668.3443 | 68427.5923

## BA
RATE COMPARISON TEMPLATE
Rates current as of 7/1/2017
Rate 1
Metered Usage |  |  |  | July | August | September | October | November | December | January | February | March | April | May | June | TOTAL |  |  | Rate 2
Energy | [18 empty] | Rate 3
|  |  | On Peak | 59880 | 53280 | 64680 | 82920 | 65160 | 55560 | 72840 | 87960 | 92880 | 81840 | 74400 | 62160 | 853560 | 26.86% |  | Rate 4
|  |  | Off Peak | [12 empty] | 0 |  |  | Rate 5
Demand | Max KW | [17 empty] | Rate 6
| 362.8 |  | Peak | 198.1 | 198.1 | 248.5 | 269.1 | 269.1 | 269.1 | 362.8 | 362.8 | 362.8 | 362.8 | 362.8 | 362.8 | 3628.8 |  | 1370.3 | Rate 7
| 362.8 |  | Intermediate | 198.1 | 198.1 | 248.5 | 269.1 | 269.1 | 269.1 | 362.8 | 362.8 | 362.8 | 362.8 | 362.8 | 362.8 | 3628.8 |  | 2258.5 | Rate 8
| 362.8 |  | Base | 198.1 | 198.1 | 248.5 | 269.1 | 269.1 | 269.1 | 362.8 | 362.8 | 362.8 | 362.8 | 362.8 | 362.8 | 3628.8
|  |  | PF | 90 | 90 | 90 | 90 | 90 | 90 | 90 | 90 | 90 | 90 | 90 | 90
COMPARISON | Service |  |  | July | August | September | October | November | December | January | February | March | April | May | June | TOTAL
| CURRENT | AES 3-P Current | Rate 3 | 5051.3572 | 4499.0032 | 5453.0692 | 6979.5748 | 5493.2404 | 4689.8164 | 6135.9796 | 7401.3724 | 7813.1272 | 6889.1896 | 6266.536 | 5242.1704 | 71914.4364
| POTENTIAL | AES 3-P Proposed | Rate 4 | 5241.1772 | 4678.9232 | 5650.0892 | 7203.9548 | 5690.9804 | 4873.1564 | 6345.2396 | 7633.3124 | 8052.4472 | 7111.9496 | 6478.136 | 5435.4104 | 74394.7764
| Savings |  |  | -189.82 | -179.92 | -197.02 | -224.38 | -197.74 | -183.34 | -209.26 | -231.94 | -239.32 | -222.76 | -211.6 | -193.24 | -2480.34
Rate Code
Base Charges
1 | GS 3- P Current
| Service Charge |  | 40 | 40 | 40 | 40 | 40 | 40 | 40 | 40 | 40 | 40 | 40 | 40 | 40 | 480
| Energy Charge |  | 0.10426 | 6243.0888 | 5554.9728 | 6743.5368 | 8645.2392 | 6793.5816 | 5792.6856 | 7594.2984 | 9170.7096 | 9683.6688 | 8532.6384 | 7756.944 | 6480.8016 | 88992.1656
|  |  | TOTAL: | 6283.0888 | 5594.9728 | 6783.5368 | 8685.2392 | 6833.5816 | 5832.6856 | 7634.2984 | 9210.7096 | 9723.6688 | 8572.6384 | 7796.944 | 6520.8016 | 89472.1656
2 | GS 3-P Proposed
| Service Charge |  | 50.4 | 50.4 | 50.4 | 50.4 | 50.4 | 50.4 | 50.4 | 50.4 | 50.4 | 50.4 | 50.4 | 50.4 | 50.4 | 604.8
| Energy Charge |  | 0.10685 | 6398.178 | 5692.968 | 6911.058 | 8860.002 | 6962.346 | 5936.586 | 7782.954 | 9398.526 | 9924.228 | 8744.604 | 7949.64 | 6641.796 | 91202.886
|  |  | TOTAL: | 6448.578 | 5743.368 | 6961.458 | 8910.402 | 7012.746 | 5986.986 | 7833.354 | 9448.926 | 9974.628 | 8795.004 | 8000.04 | 6692.196 | 91807.686
3 | AES 3-P Current
| Service Charge |  | 40 | 40 | 40 | 40 | 40 | 40 | 40 | 40 | 40 | 40 | 40 | 40 | 40 | 480
| Energy Charge |  | 0.08369 | 5011.3572 | 4459.0032 | 5413.0692 | 6939.5748 | 5453.2404 | 4649.8164 | 6095.9796 | 7361.3724 | 7773.1272 | 6849.1896 | 6226.536 | 5202.1704 | 71434.4364
|  |  | TOTAL: | 5051.3572 | 4499.0032 | 5453.0692 | 6979.5748 | 5493.2404 | 4689.8164 | 6135.9796 | 7401.3724 | 7813.1272 | 6889.1896 | 6266.536 | 5242.1704 | 71914.4364
4 | AES 3-P Proposed
| Service Charge |  | 140 | 140 | 140 | 140 | 140 | 140 | 140 | 140 | 140 | 140 | 140 | 140 | 140 | 1680
| Energy Charge |  | 0.08519 | 5101.1772 | 4538.9232 | 5510.0892 | 7063.9548 | 5550.9804 | 4733.1564 | 6205.2396 | 7493.3124 | 7912.4472 | 6971.9496 | 6338.136 | 5295.4104 | 72714.7764
|  |  | TOTAL: | 5241.1772 | 4678.9232 | 5650.0892 | 7203.9548 | 5690.9804 | 4873.1564 | 6345.2396 | 7633.3124 | 8052.4472 | 7111.9496 | 6478.136 | 5435.4104 | 74394.7764
5 | PS Sec Current
| Service Charge |  | 90 | 90 | 90 | 90 | 90 | 90 | 90 | 90 | 90 | 90 | 90 | 90 | 90 | 1080
| Energy Charge |  | 0.03572 | 2138.9136 | 1903.1616 | 2310.3696 | 2961.9024 | 2327.5152 | 1984.6032 | 2601.8448 | 3141.9312 | 3317.6736 | 2923.3248 | 2657.568 | 2220.3552 | 30489.1632
| Demand Charge (May through September) |  | 19.05 | July: 3773.805; August: 3773.805; September: 4733.925; May: 6911.34; June: 6911.34 | 26104.215
| Min Applied |  |  | July: 0; August: 0; September: 0; May: 0; June: 0 | 0 | 0
| Demand Charge (October through April) |  | 16.95 | October: 4561.245; November: 4561.245; December: 4561.245; January: 6149.46; February: 6149.46; March: 6149.46; April: 6149.46 | 38281.575
| Min Applied |  |  | October: 0; November: 0; December: 0; January: 0; February: 0; March: 0; April: 0 | 0 | 0
| PF Penalty |  |  | 0 | 0 | 0 | 0 | 0 | 0 | 0 | 0 | 0 | 0 | 0 | 0 | 0
|  |  | TOTAL: | 6002.7186 | 5766.9666 | 7134.2946 | 7613.1474 | 6978.7602 | 6635.8482 | 8841.3048 | 9381.3912 | 9557.1336 | 9162.7848 | 9658.908 | 9221.6952 | 95954.9532
6 | PS Proposed
| Service Charge |  | 90 | 90 | 90 | 90 | 90 | 90 | 90 | 90 | 90 | 90 | 90 | 90 | 90 | 1080
| Energy Charge |  | 0.03572 | 2138.9136 | 1903.1616 | 2310.3696 | 2961.9024 | 2327.5152 | 1984.6032 | 2601.8448 | 3141.9312 | 3317.6736 | 2923.3248 | 2657.568 | 2220.3552 | 30489.1632
| Demand Charge (May through September) |  | 20.71 | July: 4102.651; August: 4102.651; September: 5146.435; May: 7513.588; June: 7513.588 | 28378.913
| Min Applied |  |  | July: 0; August: 0; September: 0; May: 0; June: 0 | 0 | 0
| Demand Charge (October through April) |  | 18.43 | October: 4959.513; November: 4959.513; December: 4959.513; January: 6686.404; February: 6686.404; March: 6686.404; April: 6686.404 | 41624.155
| Min Applied |  |  | October: 0; November: 0; December: 0; January: 0; February: 0; March: 0; April: 0 | 0 | 0
| PF Penalty |  |  | 0 | 0 | 0 | 0 | 0 | 0 | 0 | 0 | 0 | 0 | 0 | 0 | 0
|  |  | TOTAL: | 6331.5646 | 6095.8126 | 7546.8046 | 8011.4154 | 7377.0282 | 7034.1162 | 9378.2488 | 9918.3352 | 10094.0776 | 9699.7288 | 10261.156 | 9823.9432 | 101572.2312
7 | TODS Current
| Service Charge |  | 200 | 200 | 200 | 200 | 200 | 200 | 200 | 200 | 200 | 200 | 200 | 200 | 200 | 2400
| Energy Charge |  | 0.03527 | 2111.9676 | 1879.1856 | 2281.2636 | 2924.5884 | 2298.1932 | 1959.6012 | 2569.0668 | 3102.3492 | 3275.8776 | 2886.4968 | 2624.088 | 2192.3832 | 30105.0612
| Peak Demand |  | 6.13 | 1214.353 | 1214.353 | 1523.305 | 1649.583 | 1649.583 | 1649.583 | 2223.964 | 2223.964 | 2223.964 | 2223.964 | 2223.964 | 2223.964 | 22244.544
| Min Applied |  |  | 0 | 0 | 0 | 0 | 0 | 0 | 0 | 0 | 0 | 0 | 0 | 0 | 0 | 0
| Intermediate Demand |  | 4.53 | 897.393 | 897.393 | 1125.705 | 1219.023 | 1219.023 | 1219.023 | 1643.484 | 1643.484 | 1643.484 | 1643.484 | 1643.484 | 1643.484 | 16438.464
| Min Applied |  |  | 0 | 0 | 0 | 0 | 0 | 0 | 0 | 0 | 0 | 0 | 0 | 0 | 0 | 0
| Base Demand |  | 5.2 | 1030.12 | 1030.12 | 1292.2 | 1399.32 | 1399.32 | 1399.32 | 1886.56 | 1886.56 | 1886.56 | 1886.56 | 1886.56 | 1886.56 | 18869.76
| Min Applied |  |  | 269.88 | 269.88 | 7.8 | 15.6 | 15.6 | 15.6 | 0 | 0 | 0 | 0 | 0 | 0 | 594.36 | 114.3
| PF Penalty |  |  | 0 | 0 | 0 | 0 | 0 | 0 | 0 | 0 | 0 | 0 | 0 | 0 | 0
|  |  | TOTAL: | 5723.7136 | 5490.9316 | 6430.2736 | 7408.1144 | 6781.7192 | 6443.1272 | 8523.0748 | 9056.3572 | 9229.8856 | 8840.5048 | 8578.096 | 8146.3912 | 90652.1892
8 | TODS Proposed
| Service Charge |  | 200 | 200 | 200 | 200 | 200 | 200 | 200 | 200 | 200 | 200 | 200 | 200 | 200 | 2400
| Energy Charge |  | 0.03531 | 2114.3628 | 1881.3168 | 2283.8508 | 2927.9052 | 2300.7996 | 1961.8236 | 2571.9804 | 3105.8676 | 3279.5928 | 2889.7704 | 2627.064 | 2194.8696 | 30139.2036
| Peak Demand |  | 7.81 | 1547.161 | 1547.161 | 1940.785 | 2101.671 | 2101.671 | 2101.671 | 2833.468 | 2833.468 | 2833.468 | 2833.468 | 2833.468 | 2833.468 | 28340.928
| Min Applied |  |  | 0 | 0 | 0 | 0 | 0 | 0 | 0 | 0 | 0 | 0 | 0 | 0 | 0 | 0
| Intermediate Demand |  | 6.11 | 1210.391 | 1210.391 | 1518.335 | 1644.201 | 1644.201 | 1644.201 | 2216.708 | 2216.708 | 2216.708 | 2216.708 | 2216.708 | 2216.708 | 22171.968
| Min Applied |  |  | 0 | 0 | 0 | 0 | 0 | 0 | 0 | 0 | 0 | 0 | 0 | 0 | 0 | 0
| Base Demand |  | 3.24 | 641.844 | 641.844 | 805.14 | 871.884 | 871.884 | 871.884 | 1175.472 | 1175.472 | 1175.472 | 1175.472 | 1175.472 | 1175.472 | 11757.312
| Min Applied |  |  | 533.628 | 533.628 | 370.332 | 303.588 | 303.588 | 303.588 | 0 | 0 | 0 | 0 | 0 | 0 | 2348.352 | 724.8
| PF Penalty |  |  | 0 | 0 | 0 | 0 | 0 | 0 | 0 | 0 | 0 | 0 | 0 | 0 | 0
|  |  | TOTAL: | 6247.3868 | 6014.3408 | 7118.4428 | 8049.2492 | 7422.1436 | 7083.1676 | 8997.6284 | 9531.5156 | 9705.2408 | 9315.4184 | 9052.712 | 8620.5176 | 97157.7636

## BB
RATE COMPARISON TEMPLATE
Rates current as of 7/1/2017
Rate 1
Metered Usage |  |  |  | July | August | September | October | November | December | January | February | March | April | May | June | TOTAL |  |  | Rate 2
Energy | [18 empty] | Rate 3
|  |  | On Peak | 74400 | 57600 | 72960 | 93600 | 75360 | 73920 | 131520 | 176160 | 269760 | 254880 | 108000 | 64800 | 1452960 | 45.72% |  | Rate 4
|  |  | Off Peak | [12 empty] | 0 |  |  | Rate 5
Demand | Max KW | [17 empty] | Rate 6
| 362.8 |  | Peak | 198.1 | 198.1 | 248.5 | 269.1 | 269.1 | 269.1 | 362.8 | 362.8 | 362.8 | 362.8 | 362.8 | 362.8 | 3628.8 |  | 1370.3 | Rate 7
| 362.8 |  | Intermediate | 198.1 | 198.1 | 248.5 | 269.1 | 269.1 | 269.1 | 362.8 | 362.8 | 362.8 | 362.8 | 362.8 | 362.8 | 3628.8 |  | 2258.5 | Rate 8
| 362.8 |  | Base | 198.1 | 198.1 | 248.5 | 269.1 | 269.1 | 269.1 | 362.8 | 362.8 | 362.8 | 362.8 | 362.8 | 362.8 | 3628.8
|  |  | PF | 90 | 90 | 90 | 90 | 90 | 90 | 90 | 90 | 90 | 90 | 90 | 90
COMPARISON | Service |  |  | July | August | September | October | November | December | January | February | March | April | May | June | TOTAL
| CURRENT | AES 3-P Current | Rate 3 | 6266.536 | 4860.544 | 6146.0224 | 7873.384 | 6346.8784 | 6226.3648 | 11046.9088 | 14782.8304 | 22616.2144 | 21370.9072 | 9078.52 | 5463.112 | 122078.2224
| POTENTIAL | AES 3-P Proposed | Rate 4 | 6478.136 | 5046.944 | 6355.4624 | 8113.784 | 6559.9184 | 6437.2448 | 11344.1888 | 15147.0704 | 23120.8544 | 21853.2272 | 9340.52 | 5660.312 | 125457.6624
| Savings |  |  | -211.6 | -186.4 | -209.44 | -240.4 | -213.04 | -210.88 | -297.28 | -364.24 | -504.64 | -482.32 | -262 | -197.2 | -3379.44
Rate Code
Base Charges
1 | GS 3- P Current
| Service Charge |  | 40 | 40 | 40 | 40 | 40 | 40 | 40 | 40 | 40 | 40 | 40 | 40 | 40 | 480
| Energy Charge |  | 0.10426 | 7756.944 | 6005.376 | 7606.8096 | 9758.736 | 7857.0336 | 7706.8992 | 13712.2752 | 18366.4416 | 28125.1776 | 26573.7888 | 11260.08 | 6756.048 | 151485.6096
|  |  | TOTAL: | 7796.944 | 6045.376 | 7646.8096 | 9798.736 | 7897.0336 | 7746.8992 | 13752.2752 | 18406.4416 | 28165.1776 | 26613.7888 | 11300.08 | 6796.048 | 151965.6096
2 | GS 3-P Proposed
| Service Charge |  | 50.4 | 50.4 | 50.4 | 50.4 | 50.4 | 50.4 | 50.4 | 50.4 | 50.4 | 50.4 | 50.4 | 50.4 | 50.4 | 604.8
| Energy Charge |  | 0.10685 | 7949.64 | 6154.56 | 7795.776 | 10001.16 | 8052.216 | 7898.352 | 14052.912 | 18822.696 | 28823.856 | 27233.928 | 11539.8 | 6923.88 | 155248.776
|  |  | TOTAL: | 8000.04 | 6204.96 | 7846.176 | 10051.56 | 8102.616 | 7948.752 | 14103.312 | 18873.096 | 28874.256 | 27284.328 | 11590.2 | 6974.28 | 155853.576
3 | AES 3-P Current
| Service Charge |  | 40 | 40 | 40 | 40 | 40 | 40 | 40 | 40 | 40 | 40 | 40 | 40 | 40 | 480
| Energy Charge |  | 0.08369 | 6226.536 | 4820.544 | 6106.0224 | 7833.384 | 6306.8784 | 6186.3648 | 11006.9088 | 14742.8304 | 22576.2144 | 21330.9072 | 9038.52 | 5423.112 | 121598.2224
|  |  | TOTAL: | 6266.536 | 4860.544 | 6146.0224 | 7873.384 | 6346.8784 | 6226.3648 | 11046.9088 | 14782.8304 | 22616.2144 | 21370.9072 | 9078.52 | 5463.112 | 122078.2224
4 | AES 3-P Proposed
| Service Charge |  | 140 | 140 | 140 | 140 | 140 | 140 | 140 | 140 | 140 | 140 | 140 | 140 | 140 | 1680
| Energy Charge |  | 0.08519 | 6338.136 | 4906.944 | 6215.4624 | 7973.784 | 6419.9184 | 6297.2448 | 11204.1888 | 15007.0704 | 22980.8544 | 21713.2272 | 9200.52 | 5520.312 | 123777.6624
|  |  | TOTAL: | 6478.136 | 5046.944 | 6355.4624 | 8113.784 | 6559.9184 | 6437.2448 | 11344.1888 | 15147.0704 | 23120.8544 | 21853.2272 | 9340.52 | 5660.312 | 125457.6624
5 | PS Sec Current
| Service Charge |  | 90 | 90 | 90 | 90 | 90 | 90 | 90 | 90 | 90 | 90 | 90 | 90 | 90 | 1080
| Energy Charge |  | 0.03572 | 2657.568 | 2057.472 | 2606.1312 | 3343.392 | 2691.8592 | 2640.4224 | 4697.8944 | 6292.4352 | 9635.8272 | 9104.3136 | 3857.76 | 2314.656 | 51899.7312
| Demand Charge (May through September) |  | 19.05 | July: 3773.805; August: 3773.805; September: 4733.925; May: 6911.34; June: 6911.34 | 26104.215
| Min Applied |  |  | July: 0; August: 0; September: 0; May: 0; June: 0 | 0 | 0
| Demand Charge (October through April) |  | 16.95 | October: 4561.245; November: 4561.245; December: 4561.245; January: 6149.46; February: 6149.46; March: 6149.46; April: 6149.46 | 38281.575
| Min Applied |  |  | October: 0; November: 0; December: 0; January: 0; February: 0; March: 0; April: 0 | 0 | 0
| PF Penalty |  |  | 0 | 0 | 0 | 0 | 0 | 0 | 0 | 0 | 0 | 0 | 0 | 0 | 0
|  |  | TOTAL: | 6521.373 | 5921.277 | 7430.0562 | 7994.637 | 7343.1042 | 7291.6674 | 10937.3544 | 12531.8952 | 15875.2872 | 15343.7736 | 10859.1 | 9315.996 | 117365.5212
6 | PS Proposed
| Service Charge |  | 90 | 90 | 90 | 90 | 90 | 90 | 90 | 90 | 90 | 90 | 90 | 90 | 90 | 1080
| Energy Charge |  | 0.03572 | 2657.568 | 2057.472 | 2606.1312 | 3343.392 | 2691.8592 | 2640.4224 | 4697.8944 | 6292.4352 | 9635.8272 | 9104.3136 | 3857.76 | 2314.656 | 51899.7312
| Demand Charge (May through September) |  | 20.71 | July: 4102.651; August: 4102.651; September: 5146.435; May: 7513.588; June: 7513.588 | 28378.913
| Min Applied |  |  | July: 0; August: 0; September: 0; May: 0; June: 0 | 0 | 0
| Demand Charge (October through April) |  | 18.43 | October: 4959.513; November: 4959.513; December: 4959.513; January: 6686.404; February: 6686.404; March: 6686.404; April: 6686.404 | 41624.155
| Min Applied |  |  | October: 0; November: 0; December: 0; January: 0; February: 0; March: 0; April: 0 | 0 | 0
| PF Penalty |  |  | 0 | 0 | 0 | 0 | 0 | 0 | 0 | 0 | 0 | 0 | 0 | 0 | 0
|  |  | TOTAL: | 6850.219 | 6250.123 | 7842.5662 | 8392.905 | 7741.3722 | 7689.9354 | 11474.2984 | 13068.8392 | 16412.2312 | 15880.7176 | 11461.348 | 9918.244 | 122982.7992
7 | TODS Current
| Service Charge |  | 200 | 200 | 200 | 200 | 200 | 200 | 200 | 200 | 200 | 200 | 200 | 200 | 200 | 2400
| Energy Charge |  | 0.03527 | 2624.088 | 2031.552 | 2573.2992 | 3301.272 | 2657.9472 | 2607.1584 | 4638.7104 | 6213.1632 | 9514.4352 | 8989.6176 | 3809.16 | 2285.496 | 51245.8992
| Peak Demand |  | 6.13 | 1214.353 | 1214.353 | 1523.305 | 1649.583 | 1649.583 | 1649.583 | 2223.964 | 2223.964 | 2223.964 | 2223.964 | 2223.964 | 2223.964 | 22244.544
| Min Applied |  |  | 0 | 0 | 0 | 0 | 0 | 0 | 0 | 0 | 0 | 0 | 0 | 0 | 0 | 0
| Intermediate Demand |  | 4.53 | 897.393 | 897.393 | 1125.705 | 1219.023 | 1219.023 | 1219.023 | 1643.484 | 1643.484 | 1643.484 | 1643.484 | 1643.484 | 1643.484 | 16438.464
| Min Applied |  |  | 0 | 0 | 0 | 0 | 0 | 0 | 0 | 0 | 0 | 0 | 0 | 0 | 0 | 0
| Base Demand |  | 5.2 | 1030.12 | 1030.12 | 1292.2 | 1399.32 | 1399.32 | 1399.32 | 1886.56 | 1886.56 | 1886.56 | 1886.56 | 1886.56 | 1886.56 | 18869.76
| Min Applied |  |  | 269.88 | 269.88 | 7.8 | 15.6 | 15.6 | 15.6 | 0 | 0 | 0 | 0 | 0 | 0 | 594.36 | 114.3
| PF Penalty |  |  | 0 | 0 | 0 | 0 | 0 | 0 | 0 | 0 | 0 | 0 | 0 | 0 | 0
|  |  | TOTAL: | 6235.834 | 5643.298 | 6722.3092 | 7784.798 | 7141.4732 | 7090.6844 | 10592.7184 | 12167.1712 | 15468.4432 | 14943.6256 | 9763.168 | 8239.504 | 111793.0272
8 | TODS Proposed
| Service Charge |  | 200 | 200 | 200 | 200 | 200 | 200 | 200 | 200 | 200 | 200 | 200 | 200 | 200 | 2400
| Energy Charge |  | 0.03531 | 2627.064 | 2033.856 | 2576.2176 | 3305.016 | 2660.9616 | 2610.1152 | 4643.9712 | 6220.2096 | 9525.2256 | 8999.8128 | 3813.48 | 2288.088 | 51304.0176
| Peak Demand |  | 7.81 | 1547.161 | 1547.161 | 1940.785 | 2101.671 | 2101.671 | 2101.671 | 2833.468 | 2833.468 | 2833.468 | 2833.468 | 2833.468 | 2833.468 | 28340.928
| Min Applied |  |  | 0 | 0 | 0 | 0 | 0 | 0 | 0 | 0 | 0 | 0 | 0 | 0 | 0 | 0
| Intermediate Demand |  | 6.11 | 1210.391 | 1210.391 | 1518.335 | 1644.201 | 1644.201 | 1644.201 | 2216.708 | 2216.708 | 2216.708 | 2216.708 | 2216.708 | 2216.708 | 22171.968
| Min Applied |  |  | 0 | 0 | 0 | 0 | 0 | 0 | 0 | 0 | 0 | 0 | 0 | 0 | 0 | 0
| Base Demand |  | 3.24 | 641.844 | 641.844 | 805.14 | 871.884 | 871.884 | 871.884 | 1175.472 | 1175.472 | 1175.472 | 1175.472 | 1175.472 | 1175.472 | 11757.312
| Min Applied |  |  | 533.628 | 533.628 | 370.332 | 303.588 | 303.588 | 303.588 | 0 | 0 | 0 | 0 | 0 | 0 | 2348.352 | 724.8
| PF Penalty |  |  | 0 | 0 | 0 | 0 | 0 | 0 | 0 | 0 | 0 | 0 | 0 | 0 | 0
|  |  | TOTAL: | 6760.088 | 6166.88 | 7410.8096 | 8426.36 | 7782.3056 | 7731.4592 | 11069.6192 | 12645.8576 | 15950.8736 | 15425.4608 | 10239.128 | 8713.736 | 118322.5776

## BC
RATE COMPARISON TEMPLATE
Rates current as of 7/1/2017
Rate 1
Metered Usage |  |  |  | July | August | September | October | November | December | January | February | March | April | May | June | TOTAL |  |  | Rate 2
Energy | [18 empty] | Rate 3
|  |  | On Peak | 18816 | 20352 | 41856 | 47808 | 32448 | 33984 | 27840 | 46080 | 34560 | 31104 | 32256 | 27264 | 394368 | 20.45% |  | Rate 4
|  |  | Off Peak | [12 empty] | 0 |  |  | Rate 5
Demand | Max KW | [17 empty] | Rate 6
| 220.1 |  | Peak | 170.9 | 182.8 | 193 | 198.3 | 171.9 | 176 | 160.9 | 220.1 | 199.5 | 161.6 | 176.5 | 182.8 | 2194.3 |  | 906 | Rate 7
| 220.1 |  | Intermediate | 170.9 | 182.8 | 193 | 198.3 | 171.9 | 176 | 160.9 | 220.1 | 199.5 | 161.6 | 176.5 | 182.8 | 2194.3 |  | 1288.3 | Rate 8
| 220.1 |  | Base | 170.9 | 182.8 | 193 | 198.3 | 171.9 | 176 | 160.9 | 220.1 | 199.5 | 161.6 | 176.5 | 182.8 | 2194.3
|  |  | PF | 90 | 90 | 90 | 90 | 90 | 90 | 90 | 90 | 90 | 90 | 90 | 90
COMPARISON | Service |  |  | July | August | September | October | November | December | January | February | March | April | May | June | TOTAL
| CURRENT | AES 3-P Current | Rate 3 | 1614.711 | 1743.2589 | 3542.9286 | 4041.0515 | 2755.5731 | 2884.121 | 2369.9296 | 3896.4352 | 2932.3264 | 2643.0938 | 2739.5046 | 2321.7242 | 33484.6579
| POTENTIAL | AES 3-P Proposed | Rate 4 | 1742.935 | 1873.7869 | 3705.7126 | 4212.7635 | 2904.2451 | 3035.097 | 2511.6896 | 4065.5552 | 3084.1664 | 2789.7498 | 2887.8886 | 2462.6202 | 35276.2099
| Savings |  |  | -128.224 | -130.528 | -162.784 | -171.712 | -148.672 | -150.976 | -141.76 | -169.12 | -151.84 | -146.656 | -148.384 | -140.896 | -1791.552
Rate Code
Base Charges
1 | GS 3- P Current
| Service Charge |  | 40 | 40 | 40 | 40 | 40 | 40 | 40 | 40 | 40 | 40 | 40 | 40 | 40 | 480
| Energy Charge |  | 0.10426 | 1961.7562 | 2121.8995 | 4363.9066 | 4984.4621 | 3383.0285 | 3543.1718 | 2902.5984 | 4804.3008 | 3603.2256 | 3242.903 | 3363.0106 | 2842.5446 | 41116.8077
|  |  | TOTAL: | 2001.7562 | 2161.8995 | 4403.9066 | 5024.4621 | 3423.0285 | 3583.1718 | 2942.5984 | 4844.3008 | 3643.2256 | 3282.903 | 3403.0106 | 2882.5446 | 41596.8077
2 | GS 3-P Proposed
| Service Charge |  | 50.4 | 50.4 | 50.4 | 50.4 | 50.4 | 50.4 | 50.4 | 50.4 | 50.4 | 50.4 | 50.4 | 50.4 | 50.4 | 604.8
| Energy Charge |  | 0.10685 | 2010.4896 | 2174.6112 | 4472.3136 | 5108.2848 | 3467.0688 | 3631.1904 | 2974.704 | 4923.648 | 3692.736 | 3323.4624 | 3446.5536 | 2913.1584 | 42138.2208
|  |  | TOTAL: | 2060.8896 | 2225.0112 | 4522.7136 | 5158.6848 | 3517.4688 | 3681.5904 | 3025.104 | 4974.048 | 3743.136 | 3373.8624 | 3496.9536 | 2963.5584 | 42743.0208
3 | AES 3-P Current
| Service Charge |  | 40 | 40 | 40 | 40 | 40 | 40 | 40 | 40 | 40 | 40 | 40 | 40 | 40 | 480
| Energy Charge |  | 0.08369 | 1574.711 | 1703.2589 | 3502.9286 | 4001.0515 | 2715.5731 | 2844.121 | 2329.9296 | 3856.4352 | 2892.3264 | 2603.0938 | 2699.5046 | 2281.7242 | 33004.6579
|  |  | TOTAL: | 1614.711 | 1743.2589 | 3542.9286 | 4041.0515 | 2755.5731 | 2884.121 | 2369.9296 | 3896.4352 | 2932.3264 | 2643.0938 | 2739.5046 | 2321.7242 | 33484.6579
4 | AES 3-P Proposed
| Service Charge |  | 140 | 140 | 140 | 140 | 140 | 140 | 140 | 140 | 140 | 140 | 140 | 140 | 140 | 1680
| Energy Charge |  | 0.08519 | 1602.935 | 1733.7869 | 3565.7126 | 4072.7635 | 2764.2451 | 2895.097 | 2371.6896 | 3925.5552 | 2944.1664 | 2649.7498 | 2747.8886 | 2322.6202 | 33596.2099
|  |  | TOTAL: | 1742.935 | 1873.7869 | 3705.7126 | 4212.7635 | 2904.2451 | 3035.097 | 2511.6896 | 4065.5552 | 3084.1664 | 2789.7498 | 2887.8886 | 2462.6202 | 35276.2099
5 | PS Sec Current
| Service Charge |  | 90 | 90 | 90 | 90 | 90 | 90 | 90 | 90 | 90 | 90 | 90 | 90 | 90 | 1080
| Energy Charge |  | 0.03572 | 672.1075 | 726.9734 | 1495.0963 | 1707.7018 | 1159.0426 | 1213.9085 | 994.4448 | 1645.9776 | 1234.4832 | 1111.0349 | 1152.1843 | 973.8701 | 14086.825
| Demand Charge (May through September) |  | 19.05 | July: 3255.645; August: 3482.34; September: 3676.65; May: 3362.325; June: 3482.34 | 17259.3
| Min Applied |  |  | July: 0; August: 0; September: 0; May: 0; June: 0 | 0 | 0
| Demand Charge (October through April) |  | 16.95 | October: 3361.185; November: 2913.705; December: 2983.2; January: 2727.255; February: 3730.695; March: 3381.525; April: 2739.12 | 21836.685
| Min Applied |  |  | October: 0; November: 0; December: 0; January: 0; February: 0; March: 0; April: 0 | 0 | 0
| PF Penalty |  |  | 0 | 0 | 0 | 0 | 0 | 0 | 0 | 0 | 0 | 0 | 0 | 0 | 0
|  |  | TOTAL: | 4017.7525 | 4299.3134 | 5261.7463 | 5158.8868 | 4162.7476 | 4287.1085 | 3811.6998 | 5466.6726 | 4706.0082 | 3940.1549 | 4604.5093 | 4546.2101 | 54262.81
6 | PS Proposed
| Service Charge |  | 90 | 90 | 90 | 90 | 90 | 90 | 90 | 90 | 90 | 90 | 90 | 90 | 90 | 1080
| Energy Charge |  | 0.03572 | 672.1075 | 726.9734 | 1495.0963 | 1707.7018 | 1159.0426 | 1213.9085 | 994.4448 | 1645.9776 | 1234.4832 | 1111.0349 | 1152.1843 | 973.8701 | 14086.825
| Demand Charge (May through September) |  | 20.71 | July: 3539.339; August: 3785.788; September: 3997.03; May: 3655.315; June: 3785.788 | 18763.26
| Min Applied |  |  | July: 0; August: 0; September: 0; May: 0; June: 0 | 0 | 0
| Demand Charge (October through April) |  | 18.43 | October: 3654.669; November: 3168.117; December: 3243.68; January: 2965.387; February: 4056.443; March: 3676.785; April: 2978.288 | 23743.369
| Min Applied |  |  | October: 0; November: 0; December: 0; January: 0; February: 0; March: 0; April: 0 | 0 | 0
| PF Penalty |  |  | 0 | 0 | 0 | 0 | 0 | 0 | 0 | 0 | 0 | 0 | 0 | 0 | 0
|  |  | TOTAL: | 4301.4465 | 4602.7614 | 5582.1263 | 5452.3708 | 4417.1596 | 4547.5885 | 4049.8318 | 5792.4206 | 5001.2682 | 4179.3229 | 4897.4993 | 4849.6581 | 57673.454
7 | TODS Current
| Service Charge |  | 200 | 200 | 200 | 200 | 200 | 200 | 200 | 200 | 200 | 200 | 200 | 200 | 200 | 2400
| Energy Charge |  | 0.03527 | 663.6403 | 717.815 | 1476.2611 | 1686.1882 | 1144.441 | 1198.6157 | 981.9168 | 1625.2416 | 1218.9312 | 1097.0381 | 1137.6691 | 961.6013 | 13909.3594
| Peak Demand |  | 6.13 | 1047.617 | 1120.564 | 1183.09 | 1215.579 | 1053.747 | 1078.88 | 986.317 | 1349.213 | 1222.935 | 990.608 | 1081.945 | 1120.564 | 13451.059
| Min Applied |  |  | 0 | 0 | 0 | 0 | 0 | 0 | 0 | 0 | 0 | 0 | 0 | 0 | 0 | 0
| Intermediate Demand |  | 4.53 | 774.177 | 828.084 | 874.29 | 898.299 | 778.707 | 797.28 | 728.877 | 997.053 | 903.735 | 732.048 | 799.545 | 828.084 | 9940.179
| Min Applied |  |  | 0 | 0 | 0 | 0 | 0 | 0 | 0 | 0 | 0 | 0 | 0 | 0 | 0 | 0
| Base Demand |  | 5.2 | 888.68 | 950.56 | 1003.6 | 1031.16 | 893.88 | 915.2 | 836.68 | 1144.52 | 1037.4 | 840.32 | 917.8 | 950.56 | 11410.36
| Min Applied |  |  | 411.32 | 349.44 | 296.4 | 268.84 | 406.12 | 384.8 | 463.32 | 155.48 | 262.6 | 459.68 | 382.2 | 349.44 | 4189.64 | 805.7
| PF Penalty |  |  | 0 | 0 | 0 | 0 | 0 | 0 | 0 | 0 | 0 | 0 | 0 | 0 | 0
|  |  | TOTAL: | 3985.4343 | 4166.463 | 5033.6411 | 5300.0662 | 4476.895 | 4574.7757 | 4197.1108 | 5471.5076 | 4845.6012 | 4319.6941 | 4519.1591 | 4410.2493 | 55300.5974
8 | TODS Proposed
| Service Charge |  | 200 | 200 | 200 | 200 | 200 | 200 | 200 | 200 | 200 | 200 | 200 | 200 | 200 | 2400
| Energy Charge |  | 0.03531 | 664.393 | 718.6291 | 1477.9354 | 1688.1005 | 1145.7389 | 1199.975 | 983.0304 | 1627.0848 | 1220.3136 | 1098.2822 | 1138.9594 | 962.6918 | 13925.1341
| Peak Demand |  | 7.81 | 1334.729 | 1427.668 | 1507.33 | 1548.723 | 1342.539 | 1374.56 | 1256.629 | 1718.981 | 1558.095 | 1262.096 | 1378.465 | 1427.668 | 17137.483
| Min Applied |  |  | 0 | 0 | 0 | 0 | 0 | 0 | 0 | 0 | 0 | 0 | 0 | 0 | 0 | 0
| Intermediate Demand |  | 6.11 | 1044.199 | 1116.908 | 1179.23 | 1211.613 | 1050.309 | 1075.36 | 983.099 | 1344.811 | 1218.945 | 987.376 | 1078.415 | 1116.908 | 13407.173
| Min Applied |  |  | 0 | 0 | 0 | 0 | 0 | 0 | 0 | 0 | 0 | 0 | 0 | 0 | 0 | 0
| Base Demand |  | 3.24 | 553.716 | 592.272 | 625.32 | 642.492 | 556.956 | 570.24 | 521.316 | 713.124 | 646.38 | 523.584 | 571.86 | 592.272 | 7109.532
| Min Applied |  |  | 256.284 | 217.728 | 184.68 | 167.508 | 253.044 | 239.76 | 288.684 | 96.876 | 163.62 | 286.416 | 238.14 | 217.728 | 2610.468 | 805.7
| PF Penalty |  |  | 0 | 0 | 0 | 0 | 0 | 0 | 0 | 0 | 0 | 0 | 0 | 0 | 0
|  |  | TOTAL: | 4053.321 | 4273.2051 | 5174.4954 | 5458.4365 | 4548.5869 | 4659.895 | 4232.7584 | 5700.8768 | 5007.3536 | 4357.7542 | 4605.8394 | 4517.2678 | 56589.7901

## BD
RATE COMPARISON TEMPLATE
Rates current as of 7/1/2017
Rate 1
Metered Usage |  |  |  | July | August | September | October | November | December | January | February | March | April | May | June | TOTAL |  |  | Rate 2
Energy | [18 empty] | Rate 3
|  |  | On Peak | 36641 | 30388 | 56800 | 60400 | 49000 | 45800 | 47600 | 72000 | 58200 | 47600 | 42600 | 41000 | 588029 | 24.81% |  | Rate 4
|  |  | Off Peak | [12 empty] | 0 |  |  | Rate 5
Demand | Max KW | [17 empty] | Rate 6
| 270.6 |  | Peak | 172.4 | 96.8 | 219.6 | 212.4 | 270.6 | 244 | 170.2 | 233.6 | 220 | 220.8 | 202.6 | 201.6 | 2464.6 |  | 893 | Rate 7
| 270.6 |  | Intermediate | 172.4 | 96.8 | 219.6 | 212.4 | 270.6 | 244 | 170.2 | 233.6 | 220 | 220.8 | 202.6 | 201.6 | 2464.6 |  | 1571.6 | Rate 8
| 270.6 |  | Base | 172.4 | 96.8 | 219.6 | 212.4 | 270.6 | 244 | 170.2 | 233.6 | 220 | 220.8 | 202.6 | 201.6 | 2464.6
|  |  | PF | 90 | 90 | 90 | 90 | 90 | 90 | 90 | 90 | 90 | 90 | 90 | 90
COMPARISON | Service |  |  | July | August | September | October | November | December | January | February | March | April | May | June | TOTAL
| CURRENT | AES 3-P Current | Rate 3 | 3106.4853 | 2583.1717 | 4793.592 | 5094.876 | 4140.81 | 3873.002 | 4023.644 | 6065.68 | 4910.758 | 4023.644 | 3605.194 | 3471.29 | 49692.147
| POTENTIAL | AES 3-P Proposed | Rate 4 | 3261.4468 | 2728.7537 | 4978.792 | 5285.476 | 4314.31 | 4041.702 | 4195.044 | 6273.68 | 5098.058 | 4195.044 | 3769.094 | 3632.79 | 51774.1905
| Savings |  |  | -154.9615 | -145.582 | -185.2 | -190.6 | -173.5 | -168.7 | -171.4 | -208 | -187.3 | -171.4 | -163.9 | -161.5 | -2082.0435
Rate Code
Base Charges
1 | GS 3- P Current
| Service Charge |  | 40 | 40 | 40 | 40 | 40 | 40 | 40 | 40 | 40 | 40 | 40 | 40 | 40 | 480
| Energy Charge |  | 0.10426 | 3820.1907 | 3168.2529 | 5921.968 | 6297.304 | 5108.74 | 4775.108 | 4962.776 | 7506.72 | 6067.932 | 4962.776 | 4441.476 | 4274.66 | 61307.9035
|  |  | TOTAL: | 3860.1907 | 3208.2529 | 5961.968 | 6337.304 | 5148.74 | 4815.108 | 5002.776 | 7546.72 | 6107.932 | 5002.776 | 4481.476 | 4314.66 | 61787.9035
2 | GS 3-P Proposed
| Service Charge |  | 50.4 | 50.4 | 50.4 | 50.4 | 50.4 | 50.4 | 50.4 | 50.4 | 50.4 | 50.4 | 50.4 | 50.4 | 50.4 | 604.8
| Energy Charge |  | 0.10685 | 3915.0909 | 3246.9578 | 6069.08 | 6453.74 | 5235.65 | 4893.73 | 5086.06 | 7693.2 | 6218.67 | 5086.06 | 4551.81 | 4380.85 | 62830.8987
|  |  | TOTAL: | 3965.4909 | 3297.3578 | 6119.48 | 6504.14 | 5286.05 | 4944.13 | 5136.46 | 7743.6 | 6269.07 | 5136.46 | 4602.21 | 4431.25 | 63435.6986
3 | AES 3-P Current
| Service Charge |  | 40 | 40 | 40 | 40 | 40 | 40 | 40 | 40 | 40 | 40 | 40 | 40 | 40 | 480
| Energy Charge |  | 0.08369 | 3066.4853 | 2543.1717 | 4753.592 | 5054.876 | 4100.81 | 3833.002 | 3983.644 | 6025.68 | 4870.758 | 3983.644 | 3565.194 | 3431.29 | 49212.147
|  |  | TOTAL: | 3106.4853 | 2583.1717 | 4793.592 | 5094.876 | 4140.81 | 3873.002 | 4023.644 | 6065.68 | 4910.758 | 4023.644 | 3605.194 | 3471.29 | 49692.147
4 | AES 3-P Proposed
| Service Charge |  | 140 | 140 | 140 | 140 | 140 | 140 | 140 | 140 | 140 | 140 | 140 | 140 | 140 | 1680
| Energy Charge |  | 0.08519 | 3121.4468 | 2588.7537 | 4838.792 | 5145.476 | 4174.31 | 3901.702 | 4055.044 | 6133.68 | 4958.058 | 4055.044 | 3629.094 | 3492.79 | 50094.1905
|  |  | TOTAL: | 3261.4468 | 2728.7537 | 4978.792 | 5285.476 | 4314.31 | 4041.702 | 4195.044 | 6273.68 | 5098.058 | 4195.044 | 3769.094 | 3632.79 | 51774.1905
5 | PS Sec Current
| Service Charge |  | 90 | 90 | 90 | 90 | 90 | 90 | 90 | 90 | 90 | 90 | 90 | 90 | 90 | 1080
| Energy Charge |  | 0.03572 | 1308.8165 | 1085.4594 | 2028.896 | 2157.488 | 1750.28 | 1635.976 | 1700.272 | 2571.84 | 2078.904 | 1700.272 | 1521.672 | 1464.52 | 21004.3959
| Demand Charge (May through September) |  | 19.05 | July: 3284.22; August: 1844.04; September: 4183.38; May: 3859.53; June: 3840.48 | 17011.65
| Min Applied |  |  | July: 0; August: 733.425; September: 0; May: 0; June: 0 | 733.425 | 38.5
| Demand Charge (October through April) |  | 16.95 | October: 3600.18; November: 4586.67; December: 4135.8; January: 2884.89; February: 3959.52; March: 3729; April: 3742.56 | 26638.62
| Min Applied |  |  | October: 0; November: 0; December: 0; January: 0; February: 0; March: 0; April: 0 | 0 | 0
| PF Penalty |  |  | 0 | 0 | 0 | 0 | 0 | 0 | 0 | 0 | 0 | 0 | 0 | 0 | 0
|  |  | TOTAL: | 4683.0365 | 3752.9244 | 6302.276 | 5847.668 | 6426.95 | 5861.776 | 4675.162 | 6621.36 | 5897.904 | 5532.832 | 5471.202 | 5395 | 66468.0909
6 | PS Proposed
| Service Charge |  | 90 | 90 | 90 | 90 | 90 | 90 | 90 | 90 | 90 | 90 | 90 | 90 | 90 | 1080
| Energy Charge |  | 0.03572 | 1308.8165 | 1085.4594 | 2028.896 | 2157.488 | 1750.28 | 1635.976 | 1700.272 | 2571.84 | 2078.904 | 1700.272 | 1521.672 | 1464.52 | 21004.3959
| Demand Charge (May through September) |  | 20.71 | July: 3570.404; August: 2004.728; September: 4547.916; May: 4195.846; June: 4175.136 | 18494.03
| Min Applied |  |  | July: 0; August: 797.335; September: 0; May: 0; June: 0 | 797.335 | 38.5
| Demand Charge (October through April) |  | 18.43 | October: 3914.532; November: 4987.158; December: 4496.92; January: 3136.786; February: 4305.248; March: 4054.6; April: 4069.344 | 28964.588
| Min Applied |  |  | October: 0; November: 0; December: 0; January: 0; February: 0; March: 0; April: 0 | 0 | 0
| PF Penalty |  |  | 0 | 0 | 0 | 0 | 0 | 0 | 0 | 0 | 0 | 0 | 0 | 0 | 0
|  |  | TOTAL: | 4969.2205 | 3977.5224 | 6666.812 | 6162.02 | 6827.438 | 6222.896 | 4927.058 | 6967.088 | 6223.504 | 5859.616 | 5807.518 | 5729.656 | 70340.3489
7 | TODS Current
| Service Charge |  | 200 | 200 | 200 | 200 | 200 | 200 | 200 | 200 | 200 | 200 | 200 | 200 | 200 | 2400
| Energy Charge |  | 0.03527 | 1292.3281 | 1071.7848 | 2003.336 | 2130.308 | 1728.23 | 1615.366 | 1678.852 | 2539.44 | 2052.714 | 1678.852 | 1502.502 | 1446.07 | 20739.7828
| Peak Demand |  | 6.13 | 1056.812 | 593.384 | 1346.148 | 1302.012 | 1658.778 | 1495.72 | 1043.326 | 1431.968 | 1348.6 | 1353.504 | 1241.938 | 1235.808 | 15107.998
| Min Applied |  |  | 0 | 236.005 | 0 | 0 | 0 | 0 | 0 | 0 | 0 | 0 | 0 | 0 | 236.005 | 38.5
| Intermediate Demand |  | 4.53 | 780.972 | 438.504 | 994.788 | 962.172 | 1225.818 | 1105.32 | 771.006 | 1058.208 | 996.6 | 1000.224 | 917.778 | 913.248 | 11164.638
| Min Applied |  |  | 0 | 174.405 | 0 | 0 | 0 | 0 | 0 | 0 | 0 | 0 | 0 | 0 | 174.405 | 38.5
| Base Demand |  | 5.2 | 896.48 | 503.36 | 1141.92 | 1104.48 | 1407.12 | 1268.8 | 885.04 | 1214.72 | 1144 | 1148.16 | 1053.52 | 1048.32 | 12815.92
| Min Applied |  |  | 403.52 | 796.64 | 158.08 | 195.52 | 0 | 31.2 | 414.96 | 85.28 | 156 | 151.84 | 246.48 | 251.68 | 2891.2 | 556
| PF Penalty |  |  | 0 | 0 | 0 | 0 | 0 | 0 | 0 | 0 | 0 | 0 | 0 | 0 | 0
|  |  | TOTAL: | 4630.1121 | 4014.0828 | 5844.272 | 5894.492 | 6219.946 | 5716.406 | 4993.184 | 6529.616 | 5897.914 | 5532.58 | 5162.218 | 5095.126 | 65529.9488
8 | TODS Proposed
| Service Charge |  | 200 | 200 | 200 | 200 | 200 | 200 | 200 | 200 | 200 | 200 | 200 | 200 | 200 | 2400
| Energy Charge |  | 0.03531 | 1293.7937 | 1073.0003 | 2005.608 | 2132.724 | 1730.19 | 1617.198 | 1680.756 | 2542.32 | 2055.042 | 1680.756 | 1504.206 | 1447.71 | 20763.304
| Peak Demand |  | 7.81 | 1346.444 | 756.008 | 1715.076 | 1658.844 | 2113.386 | 1905.64 | 1329.262 | 1824.416 | 1718.2 | 1724.448 | 1582.306 | 1574.496 | 19248.526
| Min Applied |  |  | 0 | 300.685 | 0 | 0 | 0 | 0 | 0 | 0 | 0 | 0 | 0 | 0 | 300.685 | 38.5
| Intermediate Demand |  | 6.11 | 1053.364 | 591.448 | 1341.756 | 1297.764 | 1653.366 | 1490.84 | 1039.922 | 1427.296 | 1344.2 | 1349.088 | 1237.886 | 1231.776 | 15058.706
| Min Applied |  |  | 0 | 235.235 | 0 | 0 | 0 | 0 | 0 | 0 | 0 | 0 | 0 | 0 | 235.235 | 38.5
| Base Demand |  | 3.24 | 558.576 | 313.632 | 711.504 | 688.176 | 876.744 | 790.56 | 551.448 | 756.864 | 712.8 | 715.392 | 656.424 | 653.184 | 7985.304
| Min Applied |  |  | 318.168 | 563.112 | 165.24 | 188.568 | 0 | 86.184 | 325.296 | 119.88 | 163.944 | 161.352 | 220.32 | 223.56 | 2535.624 | 782.6
| PF Penalty |  |  | 0 | 0 | 0 | 0 | 0 | 0 | 0 | 0 | 0 | 0 | 0 | 0 | 0
|  |  | TOTAL: | 4770.3457 | 4033.1203 | 6139.184 | 6166.076 | 6573.686 | 6090.422 | 5126.684 | 6870.776 | 6194.186 | 5831.036 | 5401.142 | 5330.726 | 68527.384

## BE
RATE COMPARISON TEMPLATE
Rates current as of 7/1/2017
Rate 1
Metered Usage |  |  |  | July | August | September | October | November | December | January | February | March | April | May | June | TOTAL |  |  | Rate 2
Energy | [18 empty] | Rate 3
|  |  | On Peak | 48765 | 42276 | 49520 | 74080 | 65760 | 47360 | 49760 | 48960 | 49280 | 52480 | 41200 | 52480 | 621921 | 28.51% |  | Rate 4
|  |  | Off Peak | [12 empty] | 0 |  |  | Rate 5
Demand | Max KW | [17 empty] | Rate 6
| 249 |  | Peak | 191.6 | 138.3 | 249 | 246.4 | 236.9 | 237.6 | 206.2 | 206.8 | 206.8 | 213.8 | 199.2 | 218.5 | 2551.1 |  | 996.6 | Rate 7
| 249 |  | Intermediate | 191.6 | 138.3 | 249 | 246.4 | 236.9 | 237.6 | 206.2 | 206.8 | 206.8 | 213.8 | 199.2 | 218.5 | 2551.1 |  | 1554.5 | Rate 8
| 249 |  | Base | 191.6 | 138.3 | 249 | 246.4 | 236.9 | 237.6 | 206.2 | 206.8 | 206.8 | 213.8 | 199.2 | 218.5 | 2551.1
|  |  | PF | 90 | 90 | 90 | 90 | 90 | 90 | 90 | 90 | 90 | 90 | 90 | 90
COMPARISON | Service |  |  | July | August | September | October | November | December | January | February | March | April | May | June | TOTAL
| CURRENT | AES 3-P Current | Rate 3 | 4121.1429 | 3578.0784 | 4184.3288 | 6239.7552 | 5543.4544 | 4003.5584 | 4204.4144 | 4137.4624 | 4164.2432 | 4432.0512 | 3488.028 | 4432.0512 | 52528.5685
| POTENTIAL | AES 3-P Proposed | Rate 4 | 4294.2904 | 3741.4924 | 4358.6088 | 6450.8752 | 5742.0944 | 4174.5984 | 4379.0544 | 4310.9024 | 4338.1632 | 4610.7712 | 3649.828 | 4610.7712 | 54661.45
| Savings |  |  | -173.1475 | -163.414 | -174.28 | -211.12 | -198.64 | -171.04 | -174.64 | -173.44 | -173.92 | -178.72 | -161.8 | -178.72 | -2132.8815
Rate Code
Base Charges
1 | GS 3- P Current
| Service Charge |  | 40 | 40 | 40 | 40 | 40 | 40 | 40 | 40 | 40 | 40 | 40 | 40 | 40 | 480
| Energy Charge |  | 0.10426 | 5084.2389 | 4407.6958 | 5162.9552 | 7723.5808 | 6856.1376 | 4937.7536 | 5187.9776 | 5104.5696 | 5137.9328 | 5471.5648 | 4295.512 | 5471.5648 | 64841.4835
|  |  | TOTAL: | 5124.2389 | 4447.6958 | 5202.9552 | 7763.5808 | 6896.1376 | 4977.7536 | 5227.9776 | 5144.5696 | 5177.9328 | 5511.5648 | 4335.512 | 5511.5648 | 65321.4835
2 | GS 3-P Proposed
| Service Charge |  | 50.4 | 50.4 | 50.4 | 50.4 | 50.4 | 50.4 | 50.4 | 50.4 | 50.4 | 50.4 | 50.4 | 50.4 | 50.4 | 604.8
| Energy Charge |  | 0.10685 | 5210.5403 | 4517.1906 | 5291.212 | 7915.448 | 7026.456 | 5060.416 | 5316.856 | 5231.376 | 5265.568 | 5607.488 | 4402.22 | 5607.488 | 66452.2588
|  |  | TOTAL: | 5260.9402 | 4567.5906 | 5341.612 | 7965.848 | 7076.856 | 5110.816 | 5367.256 | 5281.776 | 5315.968 | 5657.888 | 4452.62 | 5657.888 | 67057.0589
3 | AES 3-P Current
| Service Charge |  | 40 | 40 | 40 | 40 | 40 | 40 | 40 | 40 | 40 | 40 | 40 | 40 | 40 | 480
| Energy Charge |  | 0.08369 | 4081.1429 | 3538.0784 | 4144.3288 | 6199.7552 | 5503.4544 | 3963.5584 | 4164.4144 | 4097.4624 | 4124.2432 | 4392.0512 | 3448.028 | 4392.0512 | 52048.5685
|  |  | TOTAL: | 4121.1429 | 3578.0784 | 4184.3288 | 6239.7552 | 5543.4544 | 4003.5584 | 4204.4144 | 4137.4624 | 4164.2432 | 4432.0512 | 3488.028 | 4432.0512 | 52528.5685
4 | AES 3-P Proposed
| Service Charge |  | 140 | 140 | 140 | 140 | 140 | 140 | 140 | 140 | 140 | 140 | 140 | 140 | 140 | 1680
| Energy Charge |  | 0.08519 | 4154.2904 | 3601.4924 | 4218.6088 | 6310.8752 | 5602.0944 | 4034.5984 | 4239.0544 | 4170.9024 | 4198.1632 | 4470.7712 | 3509.828 | 4470.7712 | 52981.45
|  |  | TOTAL: | 4294.2904 | 3741.4924 | 4358.6088 | 6450.8752 | 5742.0944 | 4174.5984 | 4379.0544 | 4310.9024 | 4338.1632 | 4610.7712 | 3649.828 | 4610.7712 | 54661.45
5 | PS Sec Current
| Service Charge |  | 90 | 90 | 90 | 90 | 90 | 90 | 90 | 90 | 90 | 90 | 90 | 90 | 90 | 1080
| Energy Charge |  | 0.03572 | 1741.8858 | 1510.0987 | 1768.8544 | 2646.1376 | 2348.9472 | 1691.6992 | 1777.4272 | 1748.8512 | 1760.2816 | 1874.5856 | 1471.664 | 1874.5856 | 22215.0181
| Demand Charge (May through September) |  | 19.05 | July: 3649.98; August: 2634.615; September: 4743.45; May: 3794.76; June: 4162.425 | 18985.23
| Min Applied |  |  | July: 0; August: 0; September: 0; May: 0; June: 0 | 0 | 0
| Demand Charge (October through April) |  | 16.95 | October: 4176.48; November: 4015.455; December: 4027.32; January: 3495.09; February: 3505.26; March: 3505.26; April: 3623.91 | 26348.775
| Min Applied |  |  | October: 0; November: 0; December: 0; January: 0; February: 0; March: 0; April: 0 | 0 | 0
| PF Penalty |  |  | 0 | 0 | 0 | 0 | 0 | 0 | 0 | 0 | 0 | 0 | 0 | 0 | 0
|  |  | TOTAL: | 5481.8658 | 4234.7137 | 6602.3044 | 6912.6176 | 6454.4022 | 5809.0192 | 5362.5172 | 5344.1112 | 5355.5416 | 5588.4956 | 5356.424 | 6127.0106 | 68629.0231
6 | PS Proposed
| Service Charge |  | 90 | 90 | 90 | 90 | 90 | 90 | 90 | 90 | 90 | 90 | 90 | 90 | 90 | 1080
| Energy Charge |  | 0.03572 | 1741.8858 | 1510.0987 | 1768.8544 | 2646.1376 | 2348.9472 | 1691.6992 | 1777.4272 | 1748.8512 | 1760.2816 | 1874.5856 | 1471.664 | 1874.5856 | 22215.0181
| Demand Charge (May through September) |  | 20.71 | July: 3968.036; August: 2864.193; September: 5156.79; May: 4125.432; June: 4525.135 | 20639.586
| Min Applied |  |  | July: 0; August: 0; September: 0; May: 0; June: 0 | 0 | 0
| Demand Charge (October through April) |  | 18.43 | October: 4541.152; November: 4366.067; December: 4378.968; January: 3800.266; February: 3811.324; March: 3811.324; April: 3940.334 | 28649.435
| Min Applied |  |  | October: 0; November: 0; December: 0; January: 0; February: 0; March: 0; April: 0 | 0 | 0
| PF Penalty |  |  | 0 | 0 | 0 | 0 | 0 | 0 | 0 | 0 | 0 | 0 | 0 | 0 | 0
|  |  | TOTAL: | 5799.9218 | 4464.2917 | 7015.6444 | 7277.2896 | 6805.0142 | 6160.6672 | 5667.6932 | 5650.1752 | 5661.6056 | 5904.9196 | 5687.096 | 6489.7206 | 72584.0391
7 | TODS Current
| Service Charge |  | 200 | 200 | 200 | 200 | 200 | 200 | 200 | 200 | 200 | 200 | 200 | 200 | 200 | 2400
| Energy Charge |  | 0.03527 | 1719.9416 | 1491.0745 | 1746.5704 | 2612.8016 | 2319.3552 | 1670.3872 | 1755.0352 | 1726.8192 | 1738.1056 | 1850.9696 | 1453.124 | 1850.9696 | 21935.1537
| Peak Demand |  | 6.13 | 1174.508 | 847.779 | 1526.37 | 1510.432 | 1452.197 | 1456.488 | 1264.006 | 1267.684 | 1267.684 | 1310.594 | 1221.096 | 1339.405 | 15638.243
| Min Applied |  |  | 0 | 0 | 0 | 0 | 0 | 0 | 0 | 0 | 0 | 0 | 0 | 0 | 0 | 0
| Intermediate Demand |  | 4.53 | 867.948 | 626.499 | 1127.97 | 1116.192 | 1073.157 | 1076.328 | 934.086 | 936.804 | 936.804 | 968.514 | 902.376 | 989.805 | 11556.483
| Min Applied |  |  | 0 | 0 | 0 | 0 | 0 | 0 | 0 | 0 | 0 | 0 | 0 | 0 | 0 | 0
| Base Demand |  | 5.2 | 996.32 | 719.16 | 1294.8 | 1281.28 | 1231.88 | 1235.52 | 1072.24 | 1075.36 | 1075.36 | 1111.76 | 1035.84 | 1136.2 | 13265.72
| Min Applied |  |  | 303.68 | 580.84 | 5.2 | 18.72 | 68.12 | 64.48 | 227.76 | 224.64 | 224.64 | 188.24 | 264.16 | 163.8 | 2334.28 | 448.9
| PF Penalty |  |  | 0 | 0 | 0 | 0 | 0 | 0 | 0 | 0 | 0 | 0 | 0 | 0 | 0
|  |  | TOTAL: | 5262.3975 | 4465.3525 | 5900.9104 | 6739.4256 | 6344.7092 | 5703.2032 | 5453.1272 | 5431.3072 | 5442.5936 | 5630.0776 | 5076.596 | 5680.1796 | 67129.8797
8 | TODS Proposed
| Service Charge |  | 200 | 200 | 200 | 200 | 200 | 200 | 200 | 200 | 200 | 200 | 200 | 200 | 200 | 2400
| Energy Charge |  | 0.03531 | 1721.8921 | 1492.7656 | 1748.5512 | 2615.7648 | 2321.9856 | 1672.2816 | 1757.0256 | 1728.7776 | 1740.0768 | 1853.0688 | 1454.772 | 1853.0688 | 21960.0305
| Peak Demand |  | 7.81 | 1496.396 | 1080.123 | 1944.69 | 1924.384 | 1850.189 | 1855.656 | 1610.422 | 1615.108 | 1615.108 | 1669.778 | 1555.752 | 1706.485 | 19924.091
| Min Applied |  |  | 0 | 0 | 0 | 0 | 0 | 0 | 0 | 0 | 0 | 0 | 0 | 0 | 0 | 0
| Intermediate Demand |  | 6.11 | 1170.676 | 845.013 | 1521.39 | 1505.504 | 1447.459 | 1451.736 | 1259.882 | 1263.548 | 1263.548 | 1306.318 | 1217.112 | 1335.035 | 15587.221
| Min Applied |  |  | 0 | 0 | 0 | 0 | 0 | 0 | 0 | 0 | 0 | 0 | 0 | 0 | 0 | 0
| Base Demand |  | 3.24 | 620.784 | 448.092 | 806.76 | 798.336 | 767.556 | 769.824 | 668.088 | 670.032 | 670.032 | 692.712 | 645.408 | 707.94 | 8265.564
| Min Applied |  |  | 189.216 | 361.908 | 3.24 | 11.664 | 42.444 | 40.176 | 141.912 | 139.968 | 139.968 | 117.288 | 164.592 | 102.06 | 1454.436 | 448.9
| PF Penalty |  |  | 0 | 0 | 0 | 0 | 0 | 0 | 0 | 0 | 0 | 0 | 0 | 0 | 0
|  |  | TOTAL: | 5398.9641 | 4427.9016 | 6224.6312 | 7055.6528 | 6629.6336 | 5989.6736 | 5637.3296 | 5617.4336 | 5628.7328 | 5839.1648 | 5237.636 | 5904.5888 | 69591.3425

## BF
RATE COMPARISON TEMPLATE
Rates current as of 7/1/2017
Rate 1
Metered Usage |  |  |  | July | August | September | October | November | December | January | February | March | April | May | June | TOTAL |  |  | Rate 2
Energy | [18 empty] | Rate 3
|  |  | On Peak | 37920 | 35040 | 36960 | 46080 | 43200 | 42240 | 29280 | 52800 | 62400 | 49440 | 31200 | 30240 | 496800 | 14.57% |  | Rate 4
|  |  | Off Peak | [12 empty] | 0 |  |  | Rate 5
Demand | Max KW | [17 empty] | Rate 6
| 389.3 |  | Peak | 125.3 | 107 | 134.4 | 145 | 144.5 | 252.5 | 127.7 | 232.2 | 239.5 | 330.2 | 389.3 | 115.7 | 2343.3 | 195.275 | 871.7 | Rate 7
| 389.3 |  | Intermediate | 125.3 | 107 | 134.4 | 145 | 144.5 | 252.5 | 127.7 | 232.2 | 239.5 | 330.2 | 389.3 | 115.7 | 2343.3 |  | 1471.6 | Rate 8
| 389.3 |  | Base | 125.3 | 107 | 134.4 | 145 | 144.5 | 252.5 | 127.7 | 232.2 | 239.5 | 330.2 | 389.3 | 115.7 | 2343.3
|  |  | PF | 90 | 90 | 90 | 90 | 90 | 90 | 90 | 90 | 90 | 90 | 90 | 90
COMPARISON | Service |  |  | July | August | September | October | November | December | January | February | March | April | May | June | TOTAL
| CURRENT | AES 3-P Current | Rate 3 | 3213.5248 | 2972.4976 | 3133.1824 | 3896.4352 | 3655.408 | 3575.0656 | 2490.4432 | 4458.832 | 5262.256 | 4177.6336 | 2651.128 | 2570.7856 | 42057.192
| POTENTIAL | AES 3-P Proposed | Rate 4 | 3370.4048 | 3125.0576 | 3288.6224 | 4065.5552 | 3820.208 | 3738.4256 | 2634.3632 | 4638.032 | 5455.856 | 4351.7936 | 2797.928 | 2716.1456 | 44002.392
| Savings |  |  | -156.88 | -152.56 | -155.44 | -169.12 | -164.8 | -163.36 | -143.92 | -179.2 | -193.6 | -174.16 | -146.8 | -145.36 | -1945.2
Rate Code
Base Charges
1 | GS 3- P Current
| Service Charge |  | 40 | 40 | 40 | 40 | 40 | 40 | 40 | 40 | 40 | 40 | 40 | 40 | 40 | 480
| Energy Charge |  | 0.10426 | 3953.5392 | 3653.2704 | 3853.4496 | 4804.3008 | 4504.032 | 4403.9424 | 3052.7328 | 5504.928 | 6505.824 | 5154.6144 | 3252.912 | 3152.8224 | 51796.368
|  |  | TOTAL: | 3993.5392 | 3693.2704 | 3893.4496 | 4844.3008 | 4544.032 | 4443.9424 | 3092.7328 | 5544.928 | 6545.824 | 5194.6144 | 3292.912 | 3192.8224 | 52276.368
2 | GS 3-P Proposed
| Service Charge |  | 50.4 | 50.4 | 50.4 | 50.4 | 50.4 | 50.4 | 50.4 | 50.4 | 50.4 | 50.4 | 50.4 | 50.4 | 50.4 | 604.8
| Energy Charge |  | 0.10685 | 4051.752 | 3744.024 | 3949.176 | 4923.648 | 4615.92 | 4513.344 | 3128.568 | 5641.68 | 6667.44 | 5282.664 | 3333.72 | 3231.144 | 53083.08
|  |  | TOTAL: | 4102.152 | 3794.424 | 3999.576 | 4974.048 | 4666.32 | 4563.744 | 3178.968 | 5692.08 | 6717.84 | 5333.064 | 3384.12 | 3281.544 | 53687.88
3 | AES 3-P Current
| Service Charge |  | 40 | 40 | 40 | 40 | 40 | 40 | 40 | 40 | 40 | 40 | 40 | 40 | 40 | 480
| Energy Charge |  | 0.08369 | 3173.5248 | 2932.4976 | 3093.1824 | 3856.4352 | 3615.408 | 3535.0656 | 2450.4432 | 4418.832 | 5222.256 | 4137.6336 | 2611.128 | 2530.7856 | 41577.192
|  |  | TOTAL: | 3213.5248 | 2972.4976 | 3133.1824 | 3896.4352 | 3655.408 | 3575.0656 | 2490.4432 | 4458.832 | 5262.256 | 4177.6336 | 2651.128 | 2570.7856 | 42057.192
4 | AES 3-P Proposed
| Service Charge |  | 140 | 140 | 140 | 140 | 140 | 140 | 140 | 140 | 140 | 140 | 140 | 140 | 140 | 1680
| Energy Charge |  | 0.08519 | 3230.4048 | 2985.0576 | 3148.6224 | 3925.5552 | 3680.208 | 3598.4256 | 2494.3632 | 4498.032 | 5315.856 | 4211.7936 | 2657.928 | 2576.1456 | 42322.392
|  |  | TOTAL: | 3370.4048 | 3125.0576 | 3288.6224 | 4065.5552 | 3820.208 | 3738.4256 | 2634.3632 | 4638.032 | 5455.856 | 4351.7936 | 2797.928 | 2716.1456 | 44002.392
5 | PS Sec Current
| Service Charge |  | 90 | 90 | 90 | 90 | 90 | 90 | 90 | 90 | 90 | 90 | 90 | 90 | 90 | 1080
| Energy Charge |  | 0.03572 | 1354.5024 | 1251.6288 | 1320.2112 | 1645.9776 | 1543.104 | 1508.8128 | 1045.8816 | 1886.016 | 2228.928 | 1765.9968 | 1114.464 | 1080.1728 | 17745.696
| Demand Charge (May through September) |  | 19.05 | July: 2386.965; August: 2038.35; September: 2560.32; May: 7416.165; June: 2204.085 | 16605.885
| Min Applied |  |  | July: 1321.1175; August: 1669.7325; September: 1147.7625; May: 0; June: 1503.9975 | 5642.61 | 296.2
| Demand Charge (October through April) |  | 16.95 | October: 2457.75; November: 2449.275; December: 4279.875; January: 2164.515; February: 3935.79; March: 4059.525; April: 5596.89 | 24943.62
| Min Applied |  |  | October: 841.5675; November: 850.0425; December: 0; January: 1134.8025; February: 0; March: 0; April: 0 | 2826.4125 | 166.75
| PF Penalty |  |  | 0 | 0 | 0 | 0 | 0 | 0 | 0 | 0 | 0 | 0 | 0 | 0 | 0
|  |  | TOTAL: | 5152.5849 | 5049.7113 | 5118.2937 | 5035.2951 | 4932.4215 | 5878.6878 | 4435.1991 | 5911.806 | 6378.453 | 7452.8868 | 8620.629 | 4878.2553 | 68844.2235
6 | PS Proposed
| Service Charge |  | 90 | 90 | 90 | 90 | 90 | 90 | 90 | 90 | 90 | 90 | 90 | 90 | 90 | 1080
| Energy Charge |  | 0.03572 | 1354.5024 | 1251.6288 | 1320.2112 | 1645.9776 | 1543.104 | 1508.8128 | 1045.8816 | 1886.016 | 2228.928 | 1765.9968 | 1114.464 | 1080.1728 | 17745.696
| Demand Charge (May through September) |  | 20.71 | July: 2594.963; August: 2215.97; September: 2783.424; May: 8062.403; June: 2396.147 | 18052.907
| Min Applied |  |  | July: 1436.2385; August: 1815.2315; September: 1247.7775; May: 0; June: 1635.0545 | 6134.302 | 296.2
| Demand Charge (October through April) |  | 18.43 | October: 2672.35; November: 2663.135; December: 4653.575; January: 2353.511; February: 4279.446; March: 4413.985; April: 6085.586 | 27121.588
| Min Applied |  |  | October: 915.0495; November: 924.2645; December: 0; January: 1233.8885; February: 0; March: 0; April: 0 | 3073.2025 | 166.75
| PF Penalty |  |  | 0 | 0 | 0 | 0 | 0 | 0 | 0 | 0 | 0 | 0 | 0 | 0 | 0
|  |  | TOTAL: | 5475.7039 | 5372.8303 | 5441.4127 | 5323.3771 | 5220.5035 | 6252.3878 | 4723.2811 | 6255.462 | 6732.913 | 7941.5828 | 9266.867 | 5201.3743 | 73207.6955
7 | TODS Current
| Service Charge |  | 200 | 200 | 200 | 200 | 200 | 200 | 200 | 200 | 200 | 200 | 200 | 200 | 200 | 2400
| Energy Charge |  | 0.03527 | 1337.4384 | 1235.8608 | 1303.5792 | 1625.2416 | 1523.664 | 1489.8048 | 1032.7056 | 1862.256 | 2200.848 | 1743.7488 | 1100.424 | 1066.5648 | 17522.136
| Peak Demand |  | 6.13 | 768.089 | 655.91 | 823.872 | 888.85 | 885.785 | 1547.825 | 782.801 | 1423.386 | 1468.135 | 2024.126 | 2386.409 | 709.241 | 14364.429
| Min Applied |  |  | 425.1155 | 537.2945 | 369.3325 | 304.3545 | 307.4195 | 0 | 410.4035 | 0 | 0 | 0 | 0 | 483.9635 | 2837.8835 | 462.95
| Intermediate Demand |  | 4.53 | 567.609 | 484.71 | 608.832 | 656.85 | 654.585 | 1143.825 | 578.481 | 1051.866 | 1084.935 | 1495.806 | 1763.529 | 524.121 | 10615.149
| Min Applied |  |  | 314.1555 | 397.0545 | 272.9325 | 224.9145 | 227.1795 | 0 | 303.2835 | 0 | 0 | 0 | 0 | 357.6435 | 2097.1635 | 462.95
| Base Demand |  | 5.2 | 651.56 | 556.4 | 698.88 | 754 | 751.4 | 1313 | 664.04 | 1207.44 | 1245.4 | 1717.04 | 2024.36 | 601.64 | 12185.16
| Min Applied |  |  | 648.44 | 743.6 | 601.12 | 546 | 548.6 | 205.27 | 635.96 | 92.56 | 54.6 | 0 | 0 | 698.36 | 4774.51 | 918.175
| PF Penalty |  |  | 0 | 0 | 0 | 0 | 0 | 0 | 0 | 0 | 0 | 0 | 0 | 0 | 0
|  |  | TOTAL: | 4912.4074 | 4810.8298 | 4878.5482 | 5200.2106 | 5098.633 | 5899.7248 | 4607.6746 | 5837.508 | 6253.918 | 7180.7208 | 7474.722 | 4641.5338 | 66796.431
8 | TODS Proposed
| Service Charge |  | 200 | 200 | 200 | 200 | 200 | 200 | 200 | 200 | 200 | 200 | 200 | 200 | 200 | 2400
| Energy Charge |  | 0.03531 | 1338.9552 | 1237.2624 | 1305.0576 | 1627.0848 | 1525.392 | 1491.4944 | 1033.8768 | 1864.368 | 2203.344 | 1745.7264 | 1101.672 | 1067.7744 | 17542.008
| Peak Demand |  | 7.81 | 978.593 | 835.67 | 1049.664 | 1132.45 | 1128.545 | 1972.025 | 997.337 | 1813.482 | 1870.495 | 2578.862 | 3040.433 | 903.617 | 18301.173
| Min Applied |  |  | 541.6235 | 684.5465 | 470.5525 | 387.7665 | 391.6715 | 0 | 522.8795 | 0 | 0 | 0 | 0 | 616.5995 | 3615.6395 | 462.95
| Intermediate Demand |  | 6.11 | 765.583 | 653.77 | 821.184 | 885.95 | 882.895 | 1542.775 | 780.247 | 1418.742 | 1463.345 | 2017.522 | 2378.623 | 706.927 | 14317.563
| Min Applied |  |  | 423.7285 | 535.5415 | 368.1275 | 303.3615 | 306.4165 | 0 | 409.0645 | 0 | 0 | 0 | 0 | 482.3845 | 2828.6245 | 462.95
| Base Demand |  | 3.24 | 405.972 | 346.68 | 435.456 | 469.8 | 468.18 | 818.1 | 413.748 | 752.328 | 775.98 | 1069.848 | 1261.332 | 374.868 | 7592.292
| Min Applied |  |  | 855.36 | 914.652 | 825.876 | 791.532 | 793.152 | 443.232 | 847.584 | 509.004 | 485.352 | 191.484 | 0 | 886.464 | 7543.692 | 2328.3
| PF Penalty |  |  | 0 | 0 | 0 | 0 | 0 | 0 | 0 | 0 | 0 | 0 | 0 | 0 | 0
|  |  | TOTAL: | 5509.8152 | 5408.1224 | 5475.9176 | 5797.9448 | 5696.252 | 6467.6264 | 5204.7368 | 6557.924 | 6998.516 | 7803.4424 | 7982.06 | 5238.6344 | 74140.992

## BG
RATE COMPARISON TEMPLATE
Rates current as of 7/1/2017
Rate 1
Metered Usage |  |  |  | July | August | September | October | November | December | January | February | March | April | May | June | TOTAL |  |  | Rate 2
Energy | [18 empty] | Rate 3
|  |  | On Peak | 27960 | 26700 | 27240 | 32400 | 29760 | 30300 | 21600 | 39300 | 46680 | 41460 | 23160 | 22680 | 369240 | 17.93% |  | Rate 4
|  |  | Off Peak | [12 empty] | 0 |  |  | Rate 5
Demand | Max KW | [17 empty] | Rate 6
| 235.1 |  | Peak | 134 | 119.3 | 123.5 | 137.1 | 136.5 | 235.1 | 116.1 | 181.6 | 202.5 | 195.8 | 143.2 | 124.2 | 1848.9 |  | 644.2 | Rate 7
| 235.1 |  | Intermediate | 134 | 119.3 | 123.5 | 137.1 | 136.5 | 235.1 | 116.1 | 181.6 | 202.5 | 195.8 | 143.2 | 124.2 | 1848.9 |  | 1204.7 | Rate 8
| 235.1 |  | Base | 134 | 119.3 | 123.5 | 137.1 | 136.5 | 235.1 | 116.1 | 181.6 | 202.5 | 195.8 | 143.2 | 124.2 | 1848.9
|  |  | PF | 90 | 90 | 90 | 90 | 90 | 90 | 90 | 90 | 90 | 90 | 90 | 90
COMPARISON | Service |  |  | July | August | September | October | November | December | January | February | March | April | May | June | TOTAL
| CURRENT | AES 3-P Current | Rate 3 | 2379.9724 | 2274.523 | 2319.7156 | 2751.556 | 2530.6144 | 2575.807 | 1847.704 | 3329.017 | 3946.6492 | 3509.7874 | 1978.2604 | 1938.0892 | 31381.6956
| POTENTIAL | AES 3-P Proposed | Rate 4 | 2521.9124 | 2414.573 | 2460.5756 | 2900.156 | 2675.2544 | 2721.257 | 1980.104 | 3487.967 | 4116.6692 | 3671.9774 | 2113.0004 | 2072.1092 | 33135.5556
| Savings |  |  | -141.94 | -140.05 | -140.86 | -148.6 | -144.64 | -145.45 | -132.4 | -158.95 | -170.02 | -162.19 | -134.74 | -134.02 | -1753.86
Rate Code
Base Charges
1 | GS 3- P Current
| Service Charge |  | 40 | 40 | 40 | 40 | 40 | 40 | 40 | 40 | 40 | 40 | 40 | 40 | 40 | 480
| Energy Charge |  | 0.10426 | 2915.1096 | 2783.742 | 2840.0424 | 3378.024 | 3102.7776 | 3159.078 | 2252.016 | 4097.418 | 4866.8568 | 4322.6196 | 2414.6616 | 2364.6168 | 38496.9624
|  |  | TOTAL: | 2955.1096 | 2823.742 | 2880.0424 | 3418.024 | 3142.7776 | 3199.078 | 2292.016 | 4137.418 | 4906.8568 | 4362.6196 | 2454.6616 | 2404.6168 | 38976.9624
2 | GS 3-P Proposed
| Service Charge |  | 50.4 | 50.4 | 50.4 | 50.4 | 50.4 | 50.4 | 50.4 | 50.4 | 50.4 | 50.4 | 50.4 | 50.4 | 50.4 | 604.8
| Energy Charge |  | 0.10685 | 2987.526 | 2852.895 | 2910.594 | 3461.94 | 3179.856 | 3237.555 | 2307.96 | 4199.205 | 4987.758 | 4430.001 | 2474.646 | 2423.358 | 39453.294
|  |  | TOTAL: | 3037.926 | 2903.295 | 2960.994 | 3512.34 | 3230.256 | 3287.955 | 2358.36 | 4249.605 | 5038.158 | 4480.401 | 2525.046 | 2473.758 | 40058.094
3 | AES 3-P Current
| Service Charge |  | 40 | 40 | 40 | 40 | 40 | 40 | 40 | 40 | 40 | 40 | 40 | 40 | 40 | 480
| Energy Charge |  | 0.08369 | 2339.9724 | 2234.523 | 2279.7156 | 2711.556 | 2490.6144 | 2535.807 | 1807.704 | 3289.017 | 3906.6492 | 3469.7874 | 1938.2604 | 1898.0892 | 30901.6956
|  |  | TOTAL: | 2379.9724 | 2274.523 | 2319.7156 | 2751.556 | 2530.6144 | 2575.807 | 1847.704 | 3329.017 | 3946.6492 | 3509.7874 | 1978.2604 | 1938.0892 | 31381.6956
4 | AES 3-P Proposed
| Service Charge |  | 140 | 140 | 140 | 140 | 140 | 140 | 140 | 140 | 140 | 140 | 140 | 140 | 140 | 1680
| Energy Charge |  | 0.08519 | 2381.9124 | 2274.573 | 2320.5756 | 2760.156 | 2535.2544 | 2581.257 | 1840.104 | 3347.967 | 3976.6692 | 3531.9774 | 1973.0004 | 1932.1092 | 31455.5556
|  |  | TOTAL: | 2521.9124 | 2414.573 | 2460.5756 | 2900.156 | 2675.2544 | 2721.257 | 1980.104 | 3487.967 | 4116.6692 | 3671.9774 | 2113.0004 | 2072.1092 | 33135.5556
5 | PS Sec Current
| Service Charge |  | 90 | 90 | 90 | 90 | 90 | 90 | 90 | 90 | 90 | 90 | 90 | 90 | 90 | 1080
| Energy Charge |  | 0.03572 | 998.7312 | 953.724 | 973.0128 | 1157.328 | 1063.0272 | 1082.316 | 771.552 | 1403.796 | 1667.4096 | 1480.9512 | 827.2752 | 810.1296 | 13189.2528
| Demand Charge (May through September) |  | 19.05 | July: 2552.7; August: 2272.665; September: 2352.675; May: 2727.96; June: 2366.01 | 12272.01
| Min Applied |  |  | July: 0; August: 0; September: 0; May: 0; June: 0 | 0 | 0
| Demand Charge (October through April) |  | 16.95 | October: 2323.845; November: 2313.675; December: 3984.945; January: 1967.895; February: 3078.12; March: 3432.375; April: 3318.81 | 20419.665
| Min Applied |  |  | October: 0; November: 0; December: 0; January: 24.5775; February: 0; March: 0; April: 0 | 24.5775 | 1.45
| PF Penalty |  |  | 0 | 0 | 0 | 0 | 0 | 0 | 0 | 0 | 0 | 0 | 0 | 0 | 0
|  |  | TOTAL: | 3641.4312 | 3316.389 | 3415.6878 | 3571.173 | 3466.7022 | 5157.261 | 2854.0245 | 4571.916 | 5189.7846 | 4889.7612 | 3645.2352 | 3266.1396 | 46985.5053
6 | PS Proposed
| Service Charge |  | 90 | 90 | 90 | 90 | 90 | 90 | 90 | 90 | 90 | 90 | 90 | 90 | 90 | 1080
| Energy Charge |  | 0.03572 | 998.7312 | 953.724 | 973.0128 | 1157.328 | 1063.0272 | 1082.316 | 771.552 | 1403.796 | 1667.4096 | 1480.9512 | 827.2752 | 810.1296 | 13189.2528
| Demand Charge (May through September) |  | 20.71 | July: 2775.14; August: 2470.703; September: 2557.685; May: 2965.672; June: 2572.182 | 13341.382
| Min Applied |  |  | July: 0; August: 0; September: 0; May: 0; June: 0 | 0 | 0
| Demand Charge (October through April) |  | 18.43 | October: 2526.753; November: 2515.695; December: 4332.893; January: 2139.723; February: 3346.888; March: 3732.075; April: 3608.594 | 22202.621
| Min Applied |  |  | October: 0; November: 0; December: 0; January: 26.7235; February: 0; March: 0; April: 0 | 26.7235 | 1.45
| PF Penalty |  |  | 0 | 0 | 0 | 0 | 0 | 0 | 0 | 0 | 0 | 0 | 0 | 0 | 0
|  |  | TOTAL: | 3863.8712 | 3514.427 | 3620.6978 | 3774.081 | 3668.7222 | 5505.209 | 3027.9985 | 4840.684 | 5489.4846 | 5179.5452 | 3882.9472 | 3472.3116 | 49839.9793
7 | TODS Current
| Service Charge |  | 200 | 200 | 200 | 200 | 200 | 200 | 200 | 200 | 200 | 200 | 200 | 200 | 200 | 2400
| Energy Charge |  | 0.03527 | 986.1492 | 941.709 | 960.7548 | 1142.748 | 1049.6352 | 1068.681 | 761.832 | 1386.111 | 1646.4036 | 1462.2942 | 816.8532 | 799.9236 | 13023.0948
| Peak Demand |  | 6.13 | 821.42 | 731.309 | 757.055 | 840.423 | 836.745 | 1441.163 | 711.693 | 1113.208 | 1241.325 | 1200.254 | 877.816 | 761.346 | 11333.757
| Min Applied |  |  | 0 | 0 | 0 | 0 | 0 | 0 | 8.8885 | 0 | 0 | 0 | 0 | 0 | 8.8885 | 1.45
| Intermediate Demand |  | 4.53 | 607.02 | 540.429 | 559.455 | 621.063 | 618.345 | 1065.003 | 525.933 | 822.648 | 917.325 | 886.974 | 648.696 | 562.626 | 8375.517
| Min Applied |  |  | 0 | 0 | 0 | 0 | 0 | 0 | 6.5685 | 0 | 0 | 0 | 0 | 0 | 6.5685 | 1.45
| Base Demand |  | 5.2 | 696.8 | 620.36 | 642.2 | 712.92 | 709.8 | 1222.52 | 603.72 | 944.32 | 1053 | 1018.16 | 744.64 | 645.84 | 9614.28
| Min Applied |  |  | 603.2 | 679.64 | 657.8 | 587.08 | 590.2 | 77.48 | 696.28 | 355.68 | 247 | 281.84 | 555.36 | 654.16 | 5985.72 | 1151.1
| PF Penalty |  |  | 0 | 0 | 0 | 0 | 0 | 0 | 0 | 0 | 0 | 0 | 0 | 0 | 0
|  |  | TOTAL: | 3914.5892 | 3713.447 | 3777.2648 | 4104.234 | 4004.7252 | 5074.847 | 3514.915 | 4821.967 | 5305.0536 | 5049.5222 | 3843.3652 | 3623.8956 | 50747.8258
8 | TODS Proposed
| Service Charge |  | 200 | 200 | 200 | 200 | 200 | 200 | 200 | 200 | 200 | 200 | 200 | 200 | 200 | 2400
| Energy Charge |  | 0.03531 | 987.2676 | 942.777 | 961.8444 | 1144.044 | 1050.8256 | 1069.893 | 762.696 | 1387.683 | 1648.2708 | 1463.9526 | 817.7796 | 800.8308 | 13037.8644
| Peak Demand |  | 7.81 | 1046.54 | 931.733 | 964.535 | 1070.751 | 1066.065 | 1836.131 | 906.741 | 1418.296 | 1581.525 | 1529.198 | 1118.392 | 970.002 | 14439.909
| Min Applied |  |  | 0 | 0 | 0 | 0 | 0 | 0 | 11.3245 | 0 | 0 | 0 | 0 | 0 | 11.3245 | 1.45
| Intermediate Demand |  | 6.11 | 818.74 | 728.923 | 754.585 | 837.681 | 834.015 | 1436.461 | 709.371 | 1109.576 | 1237.275 | 1196.338 | 874.952 | 758.862 | 11296.779
| Min Applied |  |  | 0 | 0 | 0 | 0 | 0 | 0 | 8.8595 | 0 | 0 | 0 | 0 | 0 | 8.8595 | 1.45
| Base Demand |  | 3.24 | 434.16 | 386.532 | 400.14 | 444.204 | 442.26 | 761.724 | 376.164 | 588.384 | 656.1 | 634.392 | 463.968 | 402.408 | 5990.436
| Min Applied |  |  | 375.84 | 423.468 | 409.86 | 365.796 | 367.74 | 48.276 | 433.836 | 221.616 | 153.9 | 175.608 | 346.032 | 407.592 | 3729.564 | 1151.1
| PF Penalty |  |  | 0 | 0 | 0 | 0 | 0 | 0 | 0 | 0 | 0 | 0 | 0 | 0 | 0
|  |  | TOTAL: | 3862.5476 | 3613.433 | 3690.9644 | 4062.476 | 3960.9056 | 5352.485 | 3408.992 | 4925.555 | 5477.0708 | 5199.4886 | 3821.1236 | 3539.6948 | 50914.7364

## BH
RATE COMPARISON TEMPLATE
Rates current as of 7/1/2017
Rate 1
Metered Usage |  |  |  | July | August | September | October | November | December | January | February | March | April | May | June | TOTAL |  |  | Rate 2
Energy | [18 empty] | Rate 3
|  |  | On Peak | 50767 | 35170 | 41882 | 55200 | 50760 | 40800 | 39000 | 40680 | 38640 | 36000 | 37920 | 40080 | 506899 | 26.04% |  | Rate 4
|  |  | Off Peak | [12 empty] | 0 |  |  | Rate 5
Demand | Max KW | [17 empty] | Rate 6
| 222.2 |  | Peak | 196.8 | 119.8 | 153.7 | 222.2 | 198.4 | 179.8 | 199 | 183.4 | 198.4 | 172.3 | 189.7 | 188.2 | 2201.7 |  | 848.2 | Rate 7
| 222.2 |  | Intermediate | 196.8 | 119.8 | 153.7 | 222.2 | 198.4 | 179.8 | 199 | 183.4 | 198.4 | 172.3 | 189.7 | 188.2 | 2201.7 |  | 1353.5 | Rate 8
| 222.2 |  | Base | 196.8 | 119.8 | 153.7 | 222.2 | 198.4 | 179.8 | 199 | 183.4 | 198.4 | 172.3 | 189.7 | 188.2 | 2201.7
|  |  | PF | 90 | 90 | 90 | 90 | 90 | 90 | 90 | 90 | 90 | 90 | 90 | 90
COMPARISON | Service |  |  | July | August | September | October | November | December | January | February | March | April | May | June | TOTAL
| CURRENT | AES 3-P Current | Rate 3 | 4288.6902 | 2983.3773 | 3545.1046 | 4659.688 | 4288.1044 | 3454.552 | 3303.91 | 3444.5092 | 3273.7816 | 3052.84 | 3213.5248 | 3394.2952 | 42902.3773
| POTENTIAL | AES 3-P Proposed | Rate 4 | 4464.8407 | 3136.1323 | 3707.9276 | 4842.488 | 4464.2444 | 3615.752 | 3462.41 | 3605.5292 | 3431.7416 | 3206.84 | 3370.4048 | 3554.4152 | 44862.7258
| Savings |  |  | -176.1505 | -152.755 | -162.823 | -182.8 | -176.14 | -161.2 | -158.5 | -161.02 | -157.96 | -154 | -156.88 | -160.12 | -1960.3485
Rate Code
Base Charges
1 | GS 3- P Current
| Service Charge |  | 40 | 40 | 40 | 40 | 40 | 40 | 40 | 40 | 40 | 40 | 40 | 40 | 40 | 480
| Energy Charge |  | 0.10426 | 5292.9674 | 3666.8242 | 4366.6173 | 5755.152 | 5292.2376 | 4253.808 | 4066.14 | 4241.2968 | 4028.6064 | 3753.36 | 3953.5392 | 4178.7408 | 52849.2897
|  |  | TOTAL: | 5332.9674 | 3706.8242 | 4406.6173 | 5795.152 | 5332.2376 | 4293.808 | 4106.14 | 4281.2968 | 4068.6064 | 3793.36 | 3993.5392 | 4218.7408 | 53329.2897
2 | GS 3-P Proposed
| Service Charge |  | 50.4 | 50.4 | 50.4 | 50.4 | 50.4 | 50.4 | 50.4 | 50.4 | 50.4 | 50.4 | 50.4 | 50.4 | 50.4 | 604.8
| Energy Charge |  | 0.10685 | 5424.454 | 3757.9145 | 4475.0917 | 5898.12 | 5423.706 | 4359.48 | 4167.15 | 4346.658 | 4128.684 | 3846.6 | 4051.752 | 4282.548 | 54162.1582
|  |  | TOTAL: | 5474.8539 | 3808.3145 | 4525.4917 | 5948.52 | 5474.106 | 4409.88 | 4217.55 | 4397.058 | 4179.084 | 3897 | 4102.152 | 4332.948 | 54766.9581
3 | AES 3-P Current
| Service Charge |  | 40 | 40 | 40 | 40 | 40 | 40 | 40 | 40 | 40 | 40 | 40 | 40 | 40 | 480
| Energy Charge |  | 0.08369 | 4248.6902 | 2943.3773 | 3505.1046 | 4619.688 | 4248.1044 | 3414.552 | 3263.91 | 3404.5092 | 3233.7816 | 3012.84 | 3173.5248 | 3354.2952 | 42422.3773
|  |  | TOTAL: | 4288.6902 | 2983.3773 | 3545.1046 | 4659.688 | 4288.1044 | 3454.552 | 3303.91 | 3444.5092 | 3273.7816 | 3052.84 | 3213.5248 | 3394.2952 | 42902.3773
4 | AES 3-P Proposed
| Service Charge |  | 140 | 140 | 140 | 140 | 140 | 140 | 140 | 140 | 140 | 140 | 140 | 140 | 140 | 1680
| Energy Charge |  | 0.08519 | 4324.8407 | 2996.1323 | 3567.9276 | 4702.488 | 4324.2444 | 3475.752 | 3322.41 | 3465.5292 | 3291.7416 | 3066.84 | 3230.4048 | 3414.4152 | 43182.7258
|  |  | TOTAL: | 4464.8407 | 3136.1323 | 3707.9276 | 4842.488 | 4464.2444 | 3615.752 | 3462.41 | 3605.5292 | 3431.7416 | 3206.84 | 3370.4048 | 3554.4152 | 44862.7258
5 | PS Sec Current
| Service Charge |  | 90 | 90 | 90 | 90 | 90 | 90 | 90 | 90 | 90 | 90 | 90 | 90 | 90 | 1080
| Energy Charge |  | 0.03572 | 1813.3972 | 1256.2724 | 1496.025 | 1971.744 | 1813.1472 | 1457.376 | 1393.08 | 1453.0896 | 1380.2208 | 1285.92 | 1354.5024 | 1431.6576 | 18106.4323
| Demand Charge (May through September) |  | 19.05 | July: 3749.04; August: 2282.19; September: 2927.985; May: 3613.785; June: 3585.21 | 16158.21
| Min Applied |  |  | July: 0; August: 0; September: 0; May: 0; June: 0 | 0 | 0
| Demand Charge (October through April) |  | 16.95 | October: 3766.29; November: 3362.88; December: 3047.61; January: 3373.05; February: 3108.63; March: 3362.88; April: 2920.485 | 22941.825
| Min Applied |  |  | October: 0; November: 0; December: 0; January: 0; February: 0; March: 0; April: 0 | 0 | 0
| PF Penalty |  |  | 0 | 0 | 0 | 0 | 0 | 0 | 0 | 0 | 0 | 0 | 0 | 0 | 0
|  |  | TOTAL: | 5652.4372 | 3628.4624 | 4514.01 | 5828.034 | 5266.0272 | 4594.986 | 4856.13 | 4651.7196 | 4833.1008 | 4296.405 | 5058.2874 | 5106.8676 | 58286.4673
6 | PS Proposed
| Service Charge |  | 90 | 90 | 90 | 90 | 90 | 90 | 90 | 90 | 90 | 90 | 90 | 90 | 90 | 1080
| Energy Charge |  | 0.03572 | 1813.3972 | 1256.2724 | 1496.025 | 1971.744 | 1813.1472 | 1457.376 | 1393.08 | 1453.0896 | 1380.2208 | 1285.92 | 1354.5024 | 1431.6576 | 18106.4323
| Demand Charge (May through September) |  | 20.71 | July: 4075.728; August: 2481.058; September: 3183.127; May: 3928.687; June: 3897.622 | 17566.222
| Min Applied |  |  | July: 0; August: 0; September: 0; May: 0; June: 0 | 0 | 0
| Demand Charge (October through April) |  | 18.43 | October: 4095.146; November: 3656.512; December: 3313.714; January: 3667.57; February: 3380.062; March: 3656.512; April: 3175.489 | 24945.005
| Min Applied |  |  | October: 0; November: 0; December: 0; January: 0; February: 0; March: 0; April: 0 | 0 | 0
| PF Penalty |  |  | 0 | 0 | 0 | 0 | 0 | 0 | 0 | 0 | 0 | 0 | 0 | 0 | 0
|  |  | TOTAL: | 5979.1252 | 3827.3304 | 4769.152 | 6156.89 | 5559.6592 | 4861.09 | 5150.65 | 4923.1516 | 5126.7328 | 4551.409 | 5373.1894 | 5419.2796 | 61697.6593
7 | TODS Current
| Service Charge |  | 200 | 200 | 200 | 200 | 200 | 200 | 200 | 200 | 200 | 200 | 200 | 200 | 200 | 2400
| Energy Charge |  | 0.03527 | 1790.5521 | 1240.4459 | 1477.1781 | 1946.904 | 1790.3052 | 1439.016 | 1375.53 | 1434.7836 | 1362.8328 | 1269.72 | 1337.4384 | 1413.6216 | 17878.3277
| Peak Demand |  | 6.13 | 1206.384 | 734.374 | 942.181 | 1362.086 | 1216.192 | 1102.174 | 1219.87 | 1124.242 | 1216.192 | 1056.199 | 1162.861 | 1153.666 | 13496.421
| Min Applied |  |  | 0 | 0 | 0 | 0 | 0 | 0 | 0 | 0 | 0 | 0 | 0 | 0 | 0 | 0
| Intermediate Demand |  | 4.53 | 891.504 | 542.694 | 696.261 | 1006.566 | 898.752 | 814.494 | 901.47 | 830.802 | 898.752 | 780.519 | 859.341 | 852.546 | 9973.701
| Min Applied |  |  | 0 | 0 | 0 | 0 | 0 | 0 | 0 | 0 | 0 | 0 | 0 | 0 | 0 | 0
| Base Demand |  | 5.2 | 1023.36 | 622.96 | 799.24 | 1155.44 | 1031.68 | 934.96 | 1034.8 | 953.68 | 1031.68 | 895.96 | 986.44 | 978.64 | 11448.84
| Min Applied |  |  | 276.64 | 677.04 | 500.76 | 144.56 | 268.32 | 365.04 | 265.2 | 346.32 | 268.32 | 404.04 | 313.56 | 321.36 | 4151.16 | 798.3
| PF Penalty |  |  | 0 | 0 | 0 | 0 | 0 | 0 | 0 | 0 | 0 | 0 | 0 | 0 | 0
|  |  | TOTAL: | 5388.4401 | 4017.5139 | 4615.6201 | 5815.556 | 5405.2492 | 4855.684 | 4996.87 | 4889.8276 | 4977.7768 | 4606.438 | 4859.6404 | 4919.8336 | 59348.4497
8 | TODS Proposed
| Service Charge |  | 200 | 200 | 200 | 200 | 200 | 200 | 200 | 200 | 200 | 200 | 200 | 200 | 200 | 2400
| Energy Charge |  | 0.03531 | 1792.5828 | 1241.8527 | 1478.8534 | 1949.112 | 1792.3356 | 1440.648 | 1377.09 | 1436.4108 | 1364.3784 | 1271.16 | 1338.9552 | 1415.2248 | 17898.6037
| Peak Demand |  | 7.81 | 1537.008 | 935.638 | 1200.397 | 1735.382 | 1549.504 | 1404.238 | 1554.19 | 1432.354 | 1549.504 | 1345.663 | 1481.557 | 1469.842 | 17195.277
| Min Applied |  |  | 0 | 0 | 0 | 0 | 0 | 0 | 0 | 0 | 0 | 0 | 0 | 0 | 0 | 0
| Intermediate Demand |  | 6.11 | 1202.448 | 731.978 | 939.107 | 1357.642 | 1212.224 | 1098.578 | 1215.89 | 1120.574 | 1212.224 | 1052.753 | 1159.067 | 1149.902 | 13452.387
| Min Applied |  |  | 0 | 0 | 0 | 0 | 0 | 0 | 0 | 0 | 0 | 0 | 0 | 0 | 0 | 0
| Base Demand |  | 3.24 | 637.632 | 388.152 | 497.988 | 719.928 | 642.816 | 582.552 | 644.76 | 594.216 | 642.816 | 558.252 | 614.628 | 609.768 | 7133.508
| Min Applied |  |  | 172.368 | 421.848 | 312.012 | 90.072 | 167.184 | 227.448 | 165.24 | 215.784 | 167.184 | 251.748 | 195.372 | 200.232 | 2586.492 | 798.3
| PF Penalty |  |  | 0 | 0 | 0 | 0 | 0 | 0 | 0 | 0 | 0 | 0 | 0 | 0 | 0
|  |  | TOTAL: | 5542.0388 | 3919.4687 | 4628.3574 | 6052.136 | 5564.0636 | 4953.464 | 5157.17 | 4999.3388 | 5136.1064 | 4679.576 | 4989.5792 | 5044.9688 | 60666.2677

## BI
RATE COMPARISON TEMPLATE
Rates current as of 7/1/2017
Rate 1
Metered Usage |  |  |  | July | August | September | October | November | December | January | February | March | April | May | June | TOTAL |  |  | Rate 2
Energy | [18 empty] | Rate 3
|  |  | On Peak | 69000 | 88800 | 93000 | 72900 | 67800 | 76500 | 111600 | 114900 | 75900 | 68700 | 80100 | 66900 | 986100 | 20.33% |  | Rate 4
|  |  | Off Peak | [12 empty] | 0 |  |  | Rate 5
Demand | Max KW | [17 empty] | Rate 6
| 553.8 |  | Peak | 216.3 | 322.8 | 342.6 | 327.6 | 282.6 | 471.3 | 529.2 | 500.4 | 400.2 | 553.8 | 310.5 | 265.5 | 4522.8 |  | 1457.7 | Rate 7
| 553.8 |  | Intermediate | 216.3 | 322.8 | 342.6 | 327.6 | 282.6 | 471.3 | 529.2 | 500.4 | 400.2 | 553.8 | 310.5 | 265.5 | 4522.8 |  | 3065.1 | Rate 8
| 553.8 |  | Base | 216.3 | 322.8 | 342.6 | 327.6 | 282.6 | 471.3 | 529.2 | 500.4 | 400.2 | 553.8 | 310.5 | 265.5 | 4522.8
|  |  | PF | 90 | 90 | 90 | 90 | 90 | 90 | 90 | 90 | 90 | 90 | 90 | 90
COMPARISON | Service |  |  | July | August | September | October | November | December | January | February | March | April | May | June | TOTAL
| CURRENT | AES 3-P Current | Rate 3 | 5814.61 | 7471.672 | 7823.17 | 6141.001 | 5714.182 | 6442.285 | 9379.804 | 9655.981 | 6392.071 | 5789.503 | 6743.569 | 5638.861 | 83006.709
| POTENTIAL | AES 3-P Proposed | Rate 4 | 6018.11 | 7704.872 | 8062.67 | 6350.351 | 5915.882 | 6657.035 | 9647.204 | 9928.331 | 6605.921 | 5992.553 | 6963.719 | 5839.211 | 85685.859
| Savings |  |  | -203.5 | -233.2 | -239.5 | -209.35 | -201.7 | -214.75 | -267.4 | -272.35 | -213.85 | -203.05 | -220.15 | -200.35 | -2679.15
Rate Code
Base Charges
1 | GS 3- P Current
| Service Charge |  | 40 | 40 | 40 | 40 | 40 | 40 | 40 | 40 | 40 | 40 | 40 | 40 | 40 | 480
| Energy Charge |  | 0.10426 | 7193.94 | 9258.288 | 9696.18 | 7600.554 | 7068.828 | 7975.89 | 11635.416 | 11979.474 | 7913.334 | 7162.662 | 8351.226 | 6974.994 | 102810.786
|  |  | TOTAL: | 7233.94 | 9298.288 | 9736.18 | 7640.554 | 7108.828 | 8015.89 | 11675.416 | 12019.474 | 7953.334 | 7202.662 | 8391.226 | 7014.994 | 103290.786
2 | GS 3-P Proposed
| Service Charge |  | 50.4 | 50.4 | 50.4 | 50.4 | 50.4 | 50.4 | 50.4 | 50.4 | 50.4 | 50.4 | 50.4 | 50.4 | 50.4 | 604.8
| Energy Charge |  | 0.10685 | 7372.65 | 9488.28 | 9937.05 | 7789.365 | 7244.43 | 8174.025 | 11924.46 | 12277.065 | 8109.915 | 7340.595 | 8558.685 | 7148.265 | 105364.785
|  |  | TOTAL: | 7423.05 | 9538.68 | 9987.45 | 7839.765 | 7294.83 | 8224.425 | 11974.86 | 12327.465 | 8160.315 | 7390.995 | 8609.085 | 7198.665 | 105969.585
3 | AES 3-P Current
| Service Charge |  | 40 | 40 | 40 | 40 | 40 | 40 | 40 | 40 | 40 | 40 | 40 | 40 | 40 | 480
| Energy Charge |  | 0.08369 | 5774.61 | 7431.672 | 7783.17 | 6101.001 | 5674.182 | 6402.285 | 9339.804 | 9615.981 | 6352.071 | 5749.503 | 6703.569 | 5598.861 | 82526.709
|  |  | TOTAL: | 5814.61 | 7471.672 | 7823.17 | 6141.001 | 5714.182 | 6442.285 | 9379.804 | 9655.981 | 6392.071 | 5789.503 | 6743.569 | 5638.861 | 83006.709
4 | AES 3-P Proposed
| Service Charge |  | 140 | 140 | 140 | 140 | 140 | 140 | 140 | 140 | 140 | 140 | 140 | 140 | 140 | 1680
| Energy Charge |  | 0.08519 | 5878.11 | 7564.872 | 7922.67 | 6210.351 | 5775.882 | 6517.035 | 9507.204 | 9788.331 | 6465.921 | 5852.553 | 6823.719 | 5699.211 | 84005.859
|  |  | TOTAL: | 6018.11 | 7704.872 | 8062.67 | 6350.351 | 5915.882 | 6657.035 | 9647.204 | 9928.331 | 6605.921 | 5992.553 | 6963.719 | 5839.211 | 85685.859
5 | PS Sec Current
| Service Charge |  | 90 | 90 | 90 | 90 | 90 | 90 | 90 | 90 | 90 | 90 | 90 | 90 | 90 | 1080
| Energy Charge |  | 0.03572 | 2464.68 | 3171.936 | 3321.96 | 2603.988 | 2421.816 | 2732.58 | 3986.352 | 4104.228 | 2711.148 | 2453.964 | 2861.172 | 2389.668 | 35223.492
| Demand Charge (May through September) |  | 19.05 | July: 4120.515; August: 6149.34; September: 6526.53; May: 5915.025; June: 5057.775 | 27769.185
| Min Applied |  |  | July: 1154.43; August: 0; September: 0; May: 0; June: 217.17 | 1371.6 | 72
| Demand Charge (October through April) |  | 16.95 | October: 5552.82; November: 4790.07; December: 7988.535; January: 8969.94; February: 8481.78; March: 6783.39; April: 9386.91 | 51953.445
| Min Applied |  |  | October: 0; November: 0; December: 0; January: 0; February: 0; March: 0; April: 0 | 0 | 0
| PF Penalty |  |  | 0 | 0 | 0 | 0 | 0 | 0 | 0 | 0 | 0 | 0 | 0 | 0 | 0
|  |  | TOTAL: | 7829.625 | 9411.276 | 9938.49 | 8246.808 | 7301.886 | 10811.115 | 13046.292 | 12676.008 | 9584.538 | 11930.874 | 8866.197 | 7754.613 | 117397.722
6 | PS Proposed
| Service Charge |  | 90 | 90 | 90 | 90 | 90 | 90 | 90 | 90 | 90 | 90 | 90 | 90 | 90 | 1080
| Energy Charge |  | 0.03572 | 2464.68 | 3171.936 | 3321.96 | 2603.988 | 2421.816 | 2732.58 | 3986.352 | 4104.228 | 2711.148 | 2453.964 | 2861.172 | 2389.668 | 35223.492
| Demand Charge (May through September) |  | 20.71 | July: 4479.573; August: 6685.188; September: 7095.246; May: 6430.455; June: 5498.505 | 30188.967
| Min Applied |  |  | July: 1255.026; August: 0; September: 0; May: 0; June: 236.094 | 1491.12 | 72
| Demand Charge (October through April) |  | 18.43 | October: 6037.668; November: 5208.318; December: 8686.059; January: 9753.156; February: 9222.372; March: 7375.686; April: 10206.534 | 56489.793
| Min Applied |  |  | October: 0; November: 0; December: 0; January: 0; February: 0; March: 0; April: 0 | 0 | 0
| PF Penalty |  |  | 0 | 0 | 0 | 0 | 0 | 0 | 0 | 0 | 0 | 0 | 0 | 0 | 0
|  |  | TOTAL: | 8289.279 | 9947.124 | 10507.206 | 8731.656 | 7720.134 | 11508.639 | 13829.508 | 13416.6 | 10176.834 | 12750.498 | 9381.627 | 8214.267 | 124473.372
7 | TODS Current
| Service Charge |  | 200 | 200 | 200 | 200 | 200 | 200 | 200 | 200 | 200 | 200 | 200 | 200 | 200 | 2400
| Energy Charge |  | 0.03527 | 2433.63 | 3131.976 | 3280.11 | 2571.183 | 2391.306 | 2698.155 | 3936.132 | 4052.523 | 2676.993 | 2423.049 | 2825.127 | 2359.563 | 34779.747
| Peak Demand |  | 6.13 | 1325.919 | 1978.764 | 2100.138 | 2008.188 | 1732.338 | 2889.069 | 3243.996 | 3067.452 | 2453.226 | 3394.794 | 1903.365 | 1627.515 | 27724.764
| Min Applied |  |  | 371.478 | 0 | 0 | 0 | 0 | 0 | 0 | 0 | 0 | 0 | 0 | 69.882 | 441.36 | 72
| Intermediate Demand |  | 4.53 | 979.839 | 1462.284 | 1551.978 | 1484.028 | 1280.178 | 2134.989 | 2397.276 | 2266.812 | 1812.906 | 2508.714 | 1406.565 | 1202.715 | 20488.284
| Min Applied |  |  | 274.518 | 0 | 0 | 0 | 0 | 0 | 0 | 0 | 0 | 0 | 0 | 51.642 | 326.16 | 72
| Base Demand |  | 5.2 | 1124.76 | 1678.56 | 1781.52 | 1703.52 | 1469.52 | 2450.76 | 2751.84 | 2602.08 | 2081.04 | 2879.76 | 1614.6 | 1380.6 | 23518.56
| Min Applied |  |  | 175.24 | 481.26 | 378.3 | 456.3 | 690.3 | 0 | 0 | 0 | 78.78 | 0 | 545.22 | 779.22 | 3584.62 | 689.35
| PF Penalty |  |  | 0 | 0 | 0 | 0 | 0 | 0 | 0 | 0 | 0 | 0 | 0 | 0 | 0
|  |  | TOTAL: | 6885.384 | 8932.844 | 9292.046 | 8423.219 | 7763.642 | 10372.973 | 12529.244 | 12188.867 | 9302.945 | 11406.317 | 8494.877 | 7671.137 | 113263.495
8 | TODS Proposed
| Service Charge |  | 200 | 200 | 200 | 200 | 200 | 200 | 200 | 200 | 200 | 200 | 200 | 200 | 200 | 2400
| Energy Charge |  | 0.03531 | 2436.39 | 3135.528 | 3283.83 | 2574.099 | 2394.018 | 2701.215 | 3940.596 | 4057.119 | 2680.029 | 2425.797 | 2828.331 | 2362.239 | 34819.191
| Peak Demand |  | 7.81 | 1689.303 | 2521.068 | 2675.706 | 2558.556 | 2207.106 | 3680.853 | 4133.052 | 3908.124 | 3125.562 | 4325.178 | 2425.005 | 2073.555 | 35323.068
| Min Applied |  |  | 473.286 | 0 | 0 | 0 | 0 | 0 | 0 | 0 | 0 | 0 | 0 | 89.034 | 562.32 | 72
| Intermediate Demand |  | 6.11 | 1321.593 | 1972.308 | 2093.286 | 2001.636 | 1726.686 | 2879.643 | 3233.412 | 3057.444 | 2445.222 | 3383.718 | 1897.155 | 1622.205 | 27634.308
| Min Applied |  |  | 370.266 | 0 | 0 | 0 | 0 | 0 | 0 | 0 | 0 | 0 | 0 | 69.654 | 439.92 | 72
| Base Demand |  | 3.24 | 700.812 | 1045.872 | 1110.024 | 1061.424 | 915.624 | 1527.012 | 1714.608 | 1621.296 | 1296.648 | 1794.312 | 1006.02 | 860.22 | 14653.872
| Min Applied |  |  | 1093.5 | 748.44 | 684.288 | 732.888 | 878.688 | 267.3 | 79.704 | 173.016 | 497.664 | 0 | 788.292 | 934.092 | 6877.872 | 2122.8
| PF Penalty |  |  | 0 | 0 | 0 | 0 | 0 | 0 | 0 | 0 | 0 | 0 | 0 | 0 | 0
|  |  | TOTAL: | 8285.15 | 9623.216 | 10047.134 | 9128.603 | 8322.122 | 11256.023 | 13301.372 | 13016.999 | 10245.125 | 12129.005 | 9144.803 | 8210.999 | 122710.551

## BJ
RATE COMPARISON TEMPLATE
Rates current as of 7/1/2017
Rate 1
Metered Usage |  |  |  | July | August | September | October | November | December | January | February | March | April | May | June | TOTAL |  |  | Rate 2
Energy | [18 empty] | Rate 3
|  |  | On Peak | 40560 | 60480 | 87840 | 65760 | 53280 | 54720 | 91200 | 89280 | 60960 | 50880 | 60480 | 49920 | 765360 | 11.85% |  | Rate 4
|  |  | Off Peak | [12 empty] | 0 |  |  | Rate 5
Demand | Max KW | [17 empty] | Rate 6
| 737 |  | Peak | 737 | 737 | 306 | 312.2 | 289 | 512.4 | 679.4 | 622.1 | 622.1 | 477.6 | 294.7 | 265 | 5854.5 |  | 2339.7 | Rate 7
| 737 |  | Intermediate | 737 | 737 | 306 | 312.2 | 289 | 512.4 | 679.4 | 622.1 | 622.1 | 477.6 | 294.7 | 265 | 5854.5 |  | 3514.8 | Rate 8
| 737 |  | Base | 737 | 737 | 306 | 313.32 | 289 | 512.4 | 679.4 | 622.1 | 622.1 | 477.6 | 294.7 | 265 | 5855.62
|  |  | PF | 90 | 90 | 90 | 90 | 90 | 90 | 90 | 90 | 90 | 90 | 90 | 90
COMPARISON | Service |  |  | July | August | September | October | November | December | January | February | March | April | May | June | TOTAL
| CURRENT | AES 3-P Current | Rate 3 | 3434.4664 | 5101.5712 | 7391.3296 | 5543.4544 | 4499.0032 | 4619.5168 | 7672.528 | 7511.8432 | 5141.7424 | 4298.1472 | 5101.5712 | 4217.8048 | 64532.9784
| POTENTIAL | AES 3-P Proposed | Rate 4 | 3595.3064 | 5292.2912 | 7623.0896 | 5742.0944 | 4678.9232 | 4801.5968 | 7909.328 | 7745.7632 | 5333.1824 | 4474.4672 | 5292.2912 | 4392.6848 | 66881.0184
| Savings |  |  | -160.84 | -190.72 | -231.76 | -198.64 | -179.92 | -182.08 | -236.8 | -233.92 | -191.44 | -176.32 | -190.72 | -174.88 | -2348.04
Rate Code
Base Charges
1 | GS 3- P Current
| Service Charge |  | 40 | 40 | 40 | 40 | 40 | 40 | 40 | 40 | 40 | 40 | 40 | 40 | 40 | 480
| Energy Charge |  | 0.10426 | 4228.7856 | 6305.6448 | 9158.1984 | 6856.1376 | 5554.9728 | 5705.1072 | 9508.512 | 9308.3328 | 6355.6896 | 5304.7488 | 6305.6448 | 5204.6592 | 79796.4336
|  |  | TOTAL: | 4268.7856 | 6345.6448 | 9198.1984 | 6896.1376 | 5594.9728 | 5745.1072 | 9548.512 | 9348.3328 | 6395.6896 | 5344.7488 | 6345.6448 | 5244.6592 | 80276.4336
2 | GS 3-P Proposed
| Service Charge |  | 50.4 | 50.4 | 50.4 | 50.4 | 50.4 | 50.4 | 50.4 | 50.4 | 50.4 | 50.4 | 50.4 | 50.4 | 50.4 | 604.8
| Energy Charge |  | 0.10685 | 4333.836 | 6462.288 | 9385.704 | 7026.456 | 5692.968 | 5846.832 | 9744.72 | 9539.568 | 6513.576 | 5436.528 | 6462.288 | 5333.952 | 81778.716
|  |  | TOTAL: | 4384.236 | 6512.688 | 9436.104 | 7076.856 | 5743.368 | 5897.232 | 9795.12 | 9589.968 | 6563.976 | 5486.928 | 6512.688 | 5384.352 | 82383.516
3 | AES 3-P Current
| Service Charge |  | 40 | 40 | 40 | 40 | 40 | 40 | 40 | 40 | 40 | 40 | 40 | 40 | 40 | 480
| Energy Charge |  | 0.08369 | 3394.4664 | 5061.5712 | 7351.3296 | 5503.4544 | 4459.0032 | 4579.5168 | 7632.528 | 7471.8432 | 5101.7424 | 4258.1472 | 5061.5712 | 4177.8048 | 64052.9784
|  |  | TOTAL: | 3434.4664 | 5101.5712 | 7391.3296 | 5543.4544 | 4499.0032 | 4619.5168 | 7672.528 | 7511.8432 | 5141.7424 | 4298.1472 | 5101.5712 | 4217.8048 | 64532.9784
4 | AES 3-P Proposed
| Service Charge |  | 140 | 140 | 140 | 140 | 140 | 140 | 140 | 140 | 140 | 140 | 140 | 140 | 140 | 1680
| Energy Charge |  | 0.08519 | 3455.3064 | 5152.2912 | 7483.0896 | 5602.0944 | 4538.9232 | 4661.5968 | 7769.328 | 7605.7632 | 5193.1824 | 4334.4672 | 5152.2912 | 4252.6848 | 65201.0184
|  |  | TOTAL: | 3595.3064 | 5292.2912 | 7623.0896 | 5742.0944 | 4678.9232 | 4801.5968 | 7909.328 | 7745.7632 | 5333.1824 | 4474.4672 | 5292.2912 | 4392.6848 | 66881.0184
5 | PS Sec Current
| Service Charge |  | 90 | 90 | 90 | 90 | 90 | 90 | 90 | 90 | 90 | 90 | 90 | 90 | 90 | 1080
| Energy Charge |  | 0.03572 | 1448.8032 | 2160.3456 | 3137.6448 | 2348.9472 | 1903.1616 | 1954.5984 | 3257.664 | 3189.0816 | 2177.4912 | 1817.4336 | 2160.3456 | 1783.1424 | 27338.6592
| Demand Charge (May through September) |  | 19.05 | July: 14039.85; August: 14039.85; September: 5829.3; May: 5614.035; June: 5048.25 | 44571.285
| Min Applied |  |  | July: 0; August: 0; September: 1190.625; May: 1405.89; June: 1971.675 | 4568.19 | 239.8
| Demand Charge (October through April) |  | 16.95 | October: 5291.79; November: 4898.55; December: 8685.18; January: 11515.83; February: 10544.595; March: 10544.595; April: 8095.32 | 59575.86
| Min Applied |  |  | October: 954.285; November: 1347.525; December: 0; January: 0; February: 0; March: 0; April: 0 | 2301.81 | 135.8
| PF Penalty |  |  | 0 | 0 | 0 | 0 | 0 | 0 | 0 | 0 | 0 | 0 | 0 | 0 | 0
|  |  | TOTAL: | 15578.6532 | 16290.1956 | 10247.5698 | 8685.0222 | 8239.2366 | 10729.7784 | 14863.494 | 13823.6766 | 12812.0862 | 10002.7536 | 9270.2706 | 8893.0674 | 139435.8042
6 | PS Proposed
| Service Charge |  | 90 | 90 | 90 | 90 | 90 | 90 | 90 | 90 | 90 | 90 | 90 | 90 | 90 | 1080
| Energy Charge |  | 0.03572 | 1448.8032 | 2160.3456 | 3137.6448 | 2348.9472 | 1903.1616 | 1954.5984 | 3257.664 | 3189.0816 | 2177.4912 | 1817.4336 | 2160.3456 | 1783.1424 | 27338.6592
| Demand Charge (May through September) |  | 20.71 | July: 15263.27; August: 15263.27; September: 6337.26; May: 6103.237; June: 5488.15 | 48455.187
| Min Applied |  |  | July: 0; August: 0; September: 1294.375; May: 1528.398; June: 2143.485 | 4966.258 | 239.8
| Demand Charge (October through April) |  | 18.43 | October: 5753.846; November: 5326.27; December: 9443.532; January: 12521.342; February: 11465.303; March: 11465.303; April: 8802.168 | 64777.764
| Min Applied |  |  | October: 1037.609; November: 1465.185; December: 0; January: 0; February: 0; March: 0; April: 0 | 2502.794 | 135.8
| PF Penalty |  |  | 0 | 0 | 0 | 0 | 0 | 0 | 0 | 0 | 0 | 0 | 0 | 0 | 0
|  |  | TOTAL: | 16802.0732 | 17513.6156 | 10859.2798 | 9230.4022 | 8784.6166 | 11488.1304 | 15869.006 | 14744.3846 | 13732.7942 | 10709.6016 | 9881.9806 | 9504.7774 | 149120.6622
7 | TODS Current
| Service Charge |  | 200 | 200 | 200 | 200 | 200 | 200 | 200 | 200 | 200 | 200 | 200 | 200 | 200 | 2400
| Energy Charge |  | 0.03527 | 1430.5512 | 2133.1296 | 3098.1168 | 2319.3552 | 1879.1856 | 1929.9744 | 3216.624 | 3148.9056 | 2150.0592 | 1794.5376 | 2133.1296 | 1760.6784 | 26994.2472
| Peak Demand |  | 6.13 | 4517.81 | 4517.81 | 1875.78 | 1913.786 | 1771.57 | 3141.012 | 4164.722 | 3813.473 | 3813.473 | 2927.688 | 1806.511 | 1624.45 | 35888.085
| Min Applied |  |  | 0 | 0 | 383.125 | 345.119 | 487.335 | 0 | 0 | 0 | 0 | 0 | 452.394 | 634.455 | 2302.428 | 375.6
| Intermediate Demand |  | 4.53 | 3338.61 | 3338.61 | 1386.18 | 1414.266 | 1309.17 | 2321.172 | 3077.682 | 2818.113 | 2818.113 | 2163.528 | 1334.991 | 1200.45 | 26520.885
| Min Applied |  |  | 0 | 0 | 283.125 | 255.039 | 360.135 | 0 | 0 | 0 | 0 | 0 | 334.314 | 468.855 | 1701.468 | 375.6
| Base Demand |  | 5.2 | 3832.4 | 3832.4 | 1591.2 | 1629.264 | 1502.8 | 2664.48 | 3532.88 | 3234.92 | 3234.92 | 2483.52 | 1532.44 | 1378 | 30449.224
| Min Applied |  |  | 0 | 0 | 1283.1 | 1245.036 | 1371.5 | 209.82 | 0 | 0 | 0 | 390.78 | 1341.86 | 1496.3 | 7338.396 | 1411.23
| PF Penalty |  |  | 0 | 0 | 0 | 0 | 0 | 0 | 0 | 0 | 0 | 0 | 0 | 0 | 0
|  |  | TOTAL: | 13319.3712 | 14021.9496 | 10100.6268 | 9321.8652 | 8881.6956 | 10466.4584 | 14191.908 | 13215.4116 | 12216.5652 | 9960.0536 | 9135.6396 | 8763.1884 | 133594.7332
8 | TODS Proposed
| Service Charge |  | 200 | 200 | 200 | 200 | 200 | 200 | 200 | 200 | 200 | 200 | 200 | 200 | 200 | 2400
| Energy Charge |  | 0.03531 | 1432.1736 | 2135.5488 | 3101.6304 | 2321.9856 | 1881.3168 | 1932.1632 | 3220.272 | 3152.4768 | 2152.4976 | 1796.5728 | 2135.5488 | 1762.6752 | 27024.8616
| Peak Demand |  | 7.81 | 5755.97 | 5755.97 | 2389.86 | 2438.282 | 2257.09 | 4001.844 | 5306.114 | 4858.601 | 4858.601 | 3730.056 | 2301.607 | 2069.65 | 45723.645
| Min Applied |  |  | 0 | 0 | 488.125 | 439.703 | 620.895 | 0 | 0 | 0 | 0 | 0 | 576.378 | 808.335 | 2933.436 | 375.6
| Intermediate Demand |  | 6.11 | 4503.07 | 4503.07 | 1869.66 | 1907.542 | 1765.79 | 3130.764 | 4151.134 | 3801.031 | 3801.031 | 2918.136 | 1800.617 | 1619.15 | 35770.995
| Min Applied |  |  | 0 | 0 | 381.875 | 343.993 | 485.745 | 0 | 0 | 0 | 0 | 0 | 450.918 | 632.385 | 2294.916 | 375.6
| Base Demand |  | 3.24 | 2387.88 | 2387.88 | 991.44 | 1015.1568 | 936.36 | 1660.176 | 2201.256 | 2015.604 | 2015.604 | 1547.424 | 954.828 | 858.6 | 18972.2088
| Min Applied |  |  | 0 | 0 | 1396.44 | 1372.7232 | 1451.52 | 727.704 | 186.624 | 372.276 | 372.276 | 840.456 | 1433.052 | 1529.28 | 9682.3512 | 2988.38
| PF Penalty |  |  | 0 | 0 | 0 | 0 | 0 | 0 | 0 | 0 | 0 | 0 | 0 | 0 | 0
|  |  | TOTAL: | 14279.0936 | 14982.4688 | 10819.0304 | 10039.3856 | 9598.7168 | 11652.6512 | 15265.4 | 14399.9888 | 13400.0096 | 11032.6448 | 9852.9488 | 9480.0752 | 144802.4136

## BK
RATE COMPARISON TEMPLATE
Rates current as of 7/1/2017
Rate 1
Metered Usage |  |  |  | July | August | September | October | November | December | January | February | March | April | May | June | TOTAL |  |  | Rate 2
Energy | [18 empty] | Rate 3
|  |  | On Peak | 22656 | 25363 | 36484 | 33184 | 20923 | 26415 | 22236 | 26743 | 25737 | 20772 | 21174 | 20122 | 301809 | 26.83% |  | Rate 4
|  |  | Off Peak | [12 empty] | 0 |  |  | Rate 5
Demand | Max KW | [17 empty] | Rate 6
| 128.4 |  | Peak | 85.8 | 121.6 | 128.4 | 125.3 | 95.8 | 89.5 | 89.5 | 89.5 | 91.3 | 83 | 94.5 | 103.2 | 1197.4 |  | 533.5 | Rate 7
| 128.4 |  | Intermediate | 85.8 | 121.6 | 128.4 | 125.3 | 95.8 | 89.5 | 89.5 | 89.5 | 91.3 | 83 | 94.5 | 103.2 | 1197.4 |  | 663.9 | Rate 8
| 128.4 |  | Base | 85.8 | 121.6 | 128.4 | 125.3 | 95.8 | 89.5 | 89.5 | 89.5 | 91.3 | 83 | 94.5 | 103.2 | 1197.4
|  |  | PF | 90 | 90 | 90 | 90 | 90 | 90 | 90 | 90 | 90 | 90 | 90 | 90
COMPARISON | Service |  |  | July | August | September | October | November | December | January | February | March | April | May | June | TOTAL
| CURRENT | AES 3-P Current | Rate 3 | 1936.0806 | 2162.6295 | 3093.346 | 2817.169 | 1791.0459 | 2250.6714 | 1900.9308 | 2278.1217 | 2193.9295 | 1778.4087 | 1812.0521 | 1724.0102 | 25738.3952
| POTENTIAL | AES 3-P Proposed | Rate 4 | 2070.0646 | 2300.674 | 3248.072 | 2966.945 | 1922.4304 | 2390.2939 | 2034.2848 | 2418.2362 | 2332.535 | 1909.5667 | 1943.8131 | 1854.1932 | 27391.1087
| Savings |  |  | -133.984 | -138.0445 | -154.726 | -149.776 | -131.3845 | -139.6225 | -133.354 | -140.1145 | -138.6055 | -131.158 | -131.761 | -130.183 | -1652.7135
Rate Code
Base Charges
1 | GS 3- P Current
| Service Charge |  | 40 | 40 | 40 | 40 | 40 | 40 | 40 | 40 | 40 | 40 | 40 | 40 | 40 | 480
| Energy Charge |  | 0.10426 | 2362.1146 | 2644.3464 | 3803.8218 | 3459.7638 | 2181.432 | 2754.0279 | 2318.3254 | 2788.2252 | 2683.3396 | 2165.6887 | 2207.6012 | 2097.9197 | 31466.6063
|  |  | TOTAL: | 2402.1146 | 2684.3464 | 3843.8218 | 3499.7638 | 2221.432 | 2794.0279 | 2358.3254 | 2828.2252 | 2723.3396 | 2205.6887 | 2247.6012 | 2137.9197 | 31946.6063
2 | GS 3-P Proposed
| Service Charge |  | 50.4 | 50.4 | 50.4 | 50.4 | 50.4 | 50.4 | 50.4 | 50.4 | 50.4 | 50.4 | 50.4 | 50.4 | 50.4 | 604.8
| Energy Charge |  | 0.10685 | 2420.7936 | 2710.0365 | 3898.3154 | 3545.7104 | 2235.6226 | 2822.4428 | 2375.9166 | 2857.4895 | 2749.9985 | 2219.4882 | 2262.4419 | 2150.0357 | 32248.2916
|  |  | TOTAL: | 2471.1936 | 2760.4365 | 3948.7154 | 3596.1104 | 2286.0226 | 2872.8427 | 2426.3166 | 2907.8895 | 2800.3985 | 2269.8882 | 2312.8419 | 2200.4357 | 32853.0917
3 | AES 3-P Current
| Service Charge |  | 40 | 40 | 40 | 40 | 40 | 40 | 40 | 40 | 40 | 40 | 40 | 40 | 40 | 480
| Energy Charge |  | 0.08369 | 1896.0806 | 2122.6295 | 3053.346 | 2777.169 | 1751.0459 | 2210.6714 | 1860.9308 | 2238.1217 | 2153.9295 | 1738.4087 | 1772.0521 | 1684.0102 | 25258.3952
|  |  | TOTAL: | 1936.0806 | 2162.6295 | 3093.346 | 2817.169 | 1791.0459 | 2250.6714 | 1900.9308 | 2278.1217 | 2193.9295 | 1778.4087 | 1812.0521 | 1724.0102 | 25738.3952
4 | AES 3-P Proposed
| Service Charge |  | 140 | 140 | 140 | 140 | 140 | 140 | 140 | 140 | 140 | 140 | 140 | 140 | 140 | 1680
| Energy Charge |  | 0.08519 | 1930.0646 | 2160.674 | 3108.072 | 2826.945 | 1782.4304 | 2250.2939 | 1894.2848 | 2278.2362 | 2192.535 | 1769.5667 | 1803.8131 | 1714.1932 | 25711.1087
|  |  | TOTAL: | 2070.0646 | 2300.674 | 3248.072 | 2966.945 | 1922.4304 | 2390.2939 | 2034.2848 | 2418.2362 | 2332.535 | 1909.5667 | 1943.8131 | 1854.1932 | 27391.1087
5 | PS Sec Current
| Service Charge |  | 90 | 90 | 90 | 90 | 90 | 90 | 90 | 90 | 90 | 90 | 90 | 90 | 90 | 1080
| Energy Charge |  | 0.03572 | 809.2723 | 905.9664 | 1303.2085 | 1185.3325 | 747.3696 | 943.5438 | 794.2699 | 955.26 | 919.3256 | 741.9758 | 756.3353 | 718.7578 | 10780.6175
| Demand Charge (May through September) |  | 19.05 | July: 1634.49; August: 2316.48; September: 2446.02; May: 1800.225; June: 1965.96 | 10163.175
| Min Applied |  |  | July: 0; August: 0; September: 0; May: 0; June: 0 | 0 | 0
| Demand Charge (October through April) |  | 16.95 | October: 2123.835; November: 1623.81; December: 1517.025; January: 1517.025; February: 1517.025; March: 1547.535; April: 1406.85 | 11253.105
| Min Applied |  |  | October: 0; November: 0; December: 0; January: 0; February: 0; March: 0; April: 0 | 0 | 0
| PF Penalty |  |  | 0 | 0 | 0 | 0 | 0 | 0 | 0 | 0 | 0 | 0 | 0 | 0 | 0
|  |  | TOTAL: | 2533.7623 | 3312.4464 | 3839.2285 | 3399.1675 | 2461.1796 | 2550.5688 | 2401.2949 | 2562.285 | 2556.8606 | 2238.8258 | 2646.5603 | 2774.7178 | 33276.8975
6 | PS Proposed
| Service Charge |  | 90 | 90 | 90 | 90 | 90 | 90 | 90 | 90 | 90 | 90 | 90 | 90 | 90 | 1080
| Energy Charge |  | 0.03572 | 809.2723 | 905.9664 | 1303.2085 | 1185.3325 | 747.3696 | 943.5438 | 794.2699 | 955.26 | 919.3256 | 741.9758 | 756.3353 | 718.7578 | 10780.6175
| Demand Charge (May through September) |  | 20.71 | July: 1776.918; August: 2518.336; September: 2659.164; May: 1957.095; June: 2137.272 | 11048.785
| Min Applied |  |  | July: 0; August: 0; September: 0; May: 0; June: 0 | 0 | 0
| Demand Charge (October through April) |  | 18.43 | October: 2309.279; November: 1765.594; December: 1649.485; January: 1649.485; February: 1649.485; March: 1682.659; April: 1529.69 | 12235.677
| Min Applied |  |  | October: 0; November: 0; December: 0; January: 0; February: 0; March: 0; April: 0 | 0 | 0
| PF Penalty |  |  | 0 | 0 | 0 | 0 | 0 | 0 | 0 | 0 | 0 | 0 | 0 | 0 | 0
|  |  | TOTAL: | 2676.1903 | 3514.3024 | 4052.3725 | 3584.6115 | 2602.9636 | 2683.0288 | 2533.7549 | 2694.745 | 2691.9846 | 2361.6658 | 2803.4303 | 2946.0298 | 35145.0795
7 | TODS Current
| Service Charge |  | 200 | 200 | 200 | 200 | 200 | 200 | 200 | 200 | 200 | 200 | 200 | 200 | 200 | 2400
| Energy Charge |  | 0.03527 | 799.0771 | 894.553 | 1286.7907 | 1170.3997 | 737.9542 | 931.6571 | 784.2637 | 943.2256 | 907.744 | 732.6284 | 746.807 | 709.7029 | 10644.8034
| Peak Demand |  | 6.13 | 525.954 | 745.408 | 787.092 | 768.089 | 587.254 | 548.635 | 548.635 | 548.635 | 559.669 | 508.79 | 579.285 | 632.616 | 7340.062
| Min Applied |  |  | 0 | 0 | 0 | 0 | 0 | 0 | 0 | 0 | 0 | 0 | 0 | 0 | 0 | 0
| Intermediate Demand |  | 4.53 | 388.674 | 550.848 | 581.652 | 567.609 | 433.974 | 405.435 | 405.435 | 405.435 | 413.589 | 375.99 | 428.085 | 467.496 | 5424.222
| Min Applied |  |  | 0 | 0 | 0 | 0 | 0 | 0 | 0 | 0 | 0 | 0 | 0 | 0 | 0 | 0
| Base Demand |  | 5.2 | 446.16 | 632.32 | 667.68 | 651.56 | 498.16 | 465.4 | 465.4 | 465.4 | 474.76 | 431.6 | 491.4 | 536.64 | 6226.48
| Min Applied |  |  | 853.84 | 667.68 | 632.32 | 648.44 | 801.84 | 834.6 | 834.6 | 834.6 | 825.24 | 868.4 | 808.6 | 763.36 | 9373.52 | 1802.6
| PF Penalty |  |  | 0 | 0 | 0 | 0 | 0 | 0 | 0 | 0 | 0 | 0 | 0 | 0 | 0
|  |  | TOTAL: | 3213.7051 | 3690.809 | 4155.5347 | 4006.0977 | 3259.1822 | 3385.727 | 3238.3337 | 3397.2956 | 3381.002 | 3117.4084 | 3254.177 | 3309.8149 | 41409.0874
8 | TODS Proposed
| Service Charge |  | 200 | 200 | 200 | 200 | 200 | 200 | 200 | 200 | 200 | 200 | 200 | 200 | 200 | 2400
| Energy Charge |  | 0.03531 | 799.9834 | 895.5675 | 1288.25 | 1171.727 | 738.7911 | 932.7137 | 785.1532 | 944.2953 | 908.7735 | 733.4593 | 747.6539 | 710.5078 | 10656.8758
| Peak Demand |  | 7.81 | 670.098 | 949.696 | 1002.804 | 978.593 | 748.198 | 698.995 | 698.995 | 698.995 | 713.053 | 648.23 | 738.045 | 805.992 | 9351.694
| Min Applied |  |  | 0 | 0 | 0 | 0 | 0 | 0 | 0 | 0 | 0 | 0 | 0 | 0 | 0 | 0
| Intermediate Demand |  | 6.11 | 524.238 | 742.976 | 784.524 | 765.583 | 585.338 | 546.845 | 546.845 | 546.845 | 557.843 | 507.13 | 577.395 | 630.552 | 7316.114
| Min Applied |  |  | 0 | 0 | 0 | 0 | 0 | 0 | 0 | 0 | 0 | 0 | 0 | 0 | 0 | 0
| Base Demand |  | 3.24 | 277.992 | 393.984 | 416.016 | 405.972 | 310.392 | 289.98 | 289.98 | 289.98 | 295.812 | 268.92 | 306.18 | 334.368 | 3879.576
| Min Applied |  |  | 532.008 | 416.016 | 393.984 | 404.028 | 499.608 | 520.02 | 520.02 | 520.02 | 514.188 | 541.08 | 503.82 | 475.632 | 5840.424 | 1802.6
| PF Penalty |  |  | 0 | 0 | 0 | 0 | 0 | 0 | 0 | 0 | 0 | 0 | 0 | 0 | 0
|  |  | TOTAL: | 3004.3194 | 3598.2395 | 4085.578 | 3925.903 | 3082.3271 | 3188.5536 | 3040.9932 | 3200.1353 | 3189.6695 | 2898.8193 | 3073.0939 | 3157.0518 | 39444.6838

## BL
RATE COMPARISON TEMPLATE
Rates current as of 7/1/2017
Rate 1
Metered Usage |  |  |  | July | August | September | October | November | December | January | February | March | April | May | June | TOTAL |  |  | Rate 2
Energy | [18 empty] | Rate 3
|  |  | On Peak | 63939 | 80262 | 74033 | 57730 | 58220 | 69754 | 93732 | 88440 | 50044 | 50501 | 54815 | 57120 | 798590 | 26.97% |  | Rate 4
|  |  | Off Peak | [12 empty] | 0 |  |  | Rate 5
Demand | Max KW | [17 empty] | Rate 6
| 338 |  | Peak | 196 | 254 | 282 | 231 | 260 | 317 | 338 | 330 | 276 | 253 | 241 | 114 | 3092 |  | 1087 | Rate 7
| 338 |  | Intermediate | 196 | 254 | 282 | 231 | 260 | 317 | 338 | 330 | 276 | 253 | 241 | 114 | 3092 |  | 2005 | Rate 8
| 338 |  | Base | 196 | 254 | 282 | 231 | 260 | 317 | 338 | 330 | 276 | 253 | 241 | 114 | 3092
|  |  | PF | 90 | 90 | 90 | 90 | 90 | 90 | 90 | 90 | 90 | 90 | 90 | 90
COMPARISON | Service |  |  | July | August | September | October | November | December | January | February | March | April | May | June | TOTAL
| CURRENT | AES 3-P Current | Rate 3 | 5391.0549 | 6757.1268 | 6235.8218 | 4871.4237 | 4912.4318 | 5877.7123 | 7884.4311 | 7441.5436 | 4228.1824 | 4266.4287 | 4627.4673 | 4820.3728 | 67313.9971
| POTENTIAL | AES 3-P Proposed | Rate 4 | 5586.9634 | 6977.5198 | 6446.8713 | 5058.0187 | 5099.7618 | 6082.3433 | 8125.0291 | 7674.2036 | 4403.2484 | 4442.1802 | 4809.6898 | 5006.0528 | 69711.8821
| Savings |  |  | -195.9085 | -220.393 | -211.0495 | -186.595 | -187.33 | -204.631 | -240.598 | -232.66 | -175.066 | -175.7515 | -182.2225 | -185.68 | -2397.885
Rate Code
Base Charges
1 | GS 3- P Current
| Service Charge |  | 40 | 40 | 40 | 40 | 40 | 40 | 40 | 40 | 40 | 40 | 40 | 40 | 40 | 480
| Energy Charge |  | 0.10426 | 6666.2801 | 8368.1161 | 7718.6806 | 6018.9298 | 6070.0172 | 7272.552 | 9772.4983 | 9220.7544 | 5217.5874 | 5265.2343 | 5715.0119 | 5955.3312 | 83260.9934
|  |  | TOTAL: | 6706.2801 | 8408.1161 | 7758.6806 | 6058.9298 | 6110.0172 | 7312.552 | 9812.4983 | 9260.7544 | 5257.5874 | 5305.2343 | 5755.0119 | 5995.3312 | 83740.9934
2 | GS 3-P Proposed
| Service Charge |  | 50.4 | 50.4 | 50.4 | 50.4 | 50.4 | 50.4 | 50.4 | 50.4 | 50.4 | 50.4 | 50.4 | 50.4 | 50.4 | 604.8
| Energy Charge |  | 0.10685 | 6831.8822 | 8575.9947 | 7910.4261 | 6168.4505 | 6220.807 | 7453.2149 | 10015.2642 | 9449.814 | 5347.2014 | 5396.0319 | 5856.9828 | 6103.272 | 85329.3415
|  |  | TOTAL: | 6882.2822 | 8626.3947 | 7960.826 | 6218.8505 | 6271.207 | 7503.6149 | 10065.6642 | 9500.214 | 5397.6014 | 5446.4318 | 5907.3827 | 6153.672 | 85934.1415
3 | AES 3-P Current
| Service Charge |  | 40 | 40 | 40 | 40 | 40 | 40 | 40 | 40 | 40 | 40 | 40 | 40 | 40 | 480
| Energy Charge |  | 0.08369 | 5351.0549 | 6717.1268 | 6195.8218 | 4831.4237 | 4872.4318 | 5837.7123 | 7844.4311 | 7401.5436 | 4188.1824 | 4226.4287 | 4587.4673 | 4780.3728 | 66833.9971
|  |  | TOTAL: | 5391.0549 | 6757.1268 | 6235.8218 | 4871.4237 | 4912.4318 | 5877.7123 | 7884.4311 | 7441.5436 | 4228.1824 | 4266.4287 | 4627.4673 | 4820.3728 | 67313.9971
4 | AES 3-P Proposed
| Service Charge |  | 140 | 140 | 140 | 140 | 140 | 140 | 140 | 140 | 140 | 140 | 140 | 140 | 140 | 1680
| Energy Charge |  | 0.08519 | 5446.9634 | 6837.5198 | 6306.8713 | 4918.0187 | 4959.7618 | 5942.3433 | 7985.0291 | 7534.2036 | 4263.2484 | 4302.1802 | 4669.6898 | 4866.0528 | 68031.8821
|  |  | TOTAL: | 5586.9634 | 6977.5198 | 6446.8713 | 5058.0187 | 5099.7618 | 6082.3433 | 8125.0291 | 7674.2036 | 4403.2484 | 4442.1802 | 4809.6898 | 5006.0528 | 69711.8821
5 | PS Sec Current
| Service Charge |  | 90 | 90 | 90 | 90 | 90 | 90 | 90 | 90 | 90 | 90 | 90 | 90 | 90 | 1080
| Energy Charge |  | 0.03572 | 2283.9011 | 2866.9586 | 2644.4588 | 2062.1156 | 2079.6184 | 2491.6129 | 3348.107 | 3159.0768 | 1787.5717 | 1803.8957 | 1957.9918 | 2040.3264 | 28525.6348
| Demand Charge (May through September) |  | 19.05 | July: 3733.8; August: 4838.7; September: 5372.1; May: 4591.05; June: 2171.7 | 20707.35
| Min Applied |  |  | July: 0; August: 0; September: 0; May: 0; June: 1047.75 | 1047.75 | 55
| Demand Charge (October through April) |  | 16.95 | October: 3915.45; November: 4407; December: 5373.15; January: 5729.1; February: 5593.5; March: 4678.2; April: 4288.35 | 33984.75
| Min Applied |  |  | October: 0; November: 0; December: 0; January: 0; February: 0; March: 0; April: 0 | 0 | 0
| PF Penalty |  |  | 0 | 0 | 0 | 0 | 0 | 0 | 0 | 0 | 0 | 0 | 0 | 0 | 0
|  |  | TOTAL: | 6107.7011 | 7795.6586 | 8106.5588 | 6067.5656 | 6576.6184 | 7954.7629 | 9167.207 | 8842.5768 | 6555.7717 | 6182.2457 | 6639.0418 | 5349.7764 | 85345.4848
6 | PS Proposed
| Service Charge |  | 90 | 90 | 90 | 90 | 90 | 90 | 90 | 90 | 90 | 90 | 90 | 90 | 90 | 1080
| Energy Charge |  | 0.03572 | 2283.9011 | 2866.9586 | 2644.4588 | 2062.1156 | 2079.6184 | 2491.6129 | 3348.107 | 3159.0768 | 1787.5717 | 1803.8957 | 1957.9918 | 2040.3264 | 28525.6348
| Demand Charge (May through September) |  | 20.71 | July: 4059.16; August: 5260.34; September: 5840.22; May: 4991.11; June: 2360.94 | 22511.77
| Min Applied |  |  | July: 0; August: 0; September: 0; May: 0; June: 1139.05 | 1139.05 | 55
| Demand Charge (October through April) |  | 18.43 | October: 4257.33; November: 4791.8; December: 5842.31; January: 6229.34; February: 6081.9; March: 5086.68; April: 4662.79 | 36952.15
| Min Applied |  |  | October: 0; November: 0; December: 0; January: 0; February: 0; March: 0; April: 0 | 0 | 0
| PF Penalty |  |  | 0 | 0 | 0 | 0 | 0 | 0 | 0 | 0 | 0 | 0 | 0 | 0 | 0
|  |  | TOTAL: | 6433.0611 | 8217.2986 | 8574.6788 | 6409.4456 | 6961.4184 | 8423.9229 | 9667.447 | 9330.9768 | 6964.2517 | 6556.6857 | 7039.1018 | 5630.3164 | 90208.6048
7 | TODS Current
| Service Charge |  | 200 | 200 | 200 | 200 | 200 | 200 | 200 | 200 | 200 | 200 | 200 | 200 | 200 | 2400
| Energy Charge |  | 0.03527 | 2255.1285 | 2830.8407 | 2611.1439 | 2036.1371 | 2053.4194 | 2460.2236 | 3305.9276 | 3119.2788 | 1765.0519 | 1781.1703 | 1933.325 | 2014.6224 | 28166.2693
| Peak Demand |  | 6.13 | 1201.48 | 1557.02 | 1728.66 | 1416.03 | 1593.8 | 1943.21 | 2071.94 | 2022.9 | 1691.88 | 1550.89 | 1477.33 | 698.82 | 18953.96
| Min Applied |  |  | 0 | 0 | 0 | 0 | 0 | 0 | 0 | 0 | 0 | 0 | 0 | 337.15 | 337.15 | 55
| Intermediate Demand |  | 4.53 | 887.88 | 1150.62 | 1277.46 | 1046.43 | 1177.8 | 1436.01 | 1531.14 | 1494.9 | 1250.28 | 1146.09 | 1091.73 | 516.42 | 14006.76
| Min Applied |  |  | 0 | 0 | 0 | 0 | 0 | 0 | 0 | 0 | 0 | 0 | 0 | 249.15 | 249.15 | 55
| Base Demand |  | 5.2 | 1019.2 | 1320.8 | 1466.4 | 1201.2 | 1352 | 1648.4 | 1757.6 | 1716 | 1435.2 | 1315.6 | 1253.2 | 592.8 | 16078.4
| Min Applied |  |  | 280.8 | 0 | 0 | 98.8 | 0 | 0 | 0 | 0 | 0 | 2.6 | 46.8 | 707.2 | 1136.2 | 218.5
| PF Penalty |  |  | 0 | 0 | 0 | 0 | 0 | 0 | 0 | 0 | 0 | 0 | 0 | 0 | 0
|  |  | TOTAL: | 5844.4885 | 7059.2807 | 7283.6639 | 5998.5971 | 6377.0194 | 7687.8436 | 8866.6076 | 8553.0788 | 6342.4119 | 5996.3503 | 6002.385 | 5316.1624 | 81327.8893
8 | TODS Proposed
| Service Charge |  | 200 | 200 | 200 | 200 | 200 | 200 | 200 | 200 | 200 | 200 | 200 | 200 | 200 | 2400
| Energy Charge |  | 0.03531 | 2257.6861 | 2834.0512 | 2614.1052 | 2038.4463 | 2055.7482 | 2463.0137 | 3309.6769 | 3122.8164 | 1767.0536 | 1783.1903 | 1935.5177 | 2016.9072 | 28198.2129
| Peak Demand |  | 7.81 | 1530.76 | 1983.74 | 2202.42 | 1804.11 | 2030.6 | 2475.77 | 2639.78 | 2577.3 | 2155.56 | 1975.93 | 1882.21 | 890.34 | 24148.52
| Min Applied |  |  | 0 | 0 | 0 | 0 | 0 | 0 | 0 | 0 | 0 | 0 | 0 | 429.55 | 429.55 | 55
| Intermediate Demand |  | 6.11 | 1197.56 | 1551.94 | 1723.02 | 1411.41 | 1588.6 | 1936.87 | 2065.18 | 2016.3 | 1686.36 | 1545.83 | 1472.51 | 696.54 | 18892.12
| Min Applied |  |  | 0 | 0 | 0 | 0 | 0 | 0 | 0 | 0 | 0 | 0 | 0 | 336.05 | 336.05 | 55
| Base Demand |  | 3.24 | 635.04 | 822.96 | 913.68 | 748.44 | 842.4 | 1027.08 | 1095.12 | 1069.2 | 894.24 | 819.72 | 780.84 | 369.36 | 10018.08
| Min Applied |  |  | 460.08 | 272.16 | 181.44 | 346.68 | 252.72 | 68.04 | 0 | 25.92 | 200.88 | 275.4 | 314.28 | 725.76 | 3123.36 | 964
| PF Penalty |  |  | 0 | 0 | 0 | 0 | 0 | 0 | 0 | 0 | 0 | 0 | 0 | 0 | 0
|  |  | TOTAL: | 6281.1261 | 7664.8512 | 7834.6652 | 6549.0863 | 6970.0682 | 8170.7737 | 9309.7569 | 9011.5364 | 6904.0936 | 6600.0703 | 6585.3576 | 5664.5072 | 87545.8929

## BM
RATE COMPARISON TEMPLATE
Rates current as of 7/1/2017
Rate 1
Metered Usage |  |  |  | July | August | September | October | November | December | January | February | March | April | May | June | TOTAL |  |  | Rate 2
Energy | [18 empty] | Rate 3
|  |  | On Peak | 94284 | 57294 | 63544 | 94776 | 95266 | 84240 | 78536 | 75642 | 76134 | 77520 | 80876 | 88044 | 966156 | 28.65% |  | Rate 4
|  |  | Off Peak | [12 empty] | 0 |  |  | Rate 5
Demand | Max KW | [17 empty] | Rate 6
| 385 |  | Peak | 345 | 181 | 150 | 362 | 348 | 330 | 322 | 311 | 327 | 314 | 385 | 321 | 3696 |  | 1382 | Rate 7
| 385 |  | Intermediate | 345 | 181 | 150 | 362 | 348 | 330 | 322 | 311 | 327 | 314 | 385 | 321 | 3696 |  | 2314 | Rate 8
| 385 |  | Base | 345 | 181 | 150 | 362 | 348 | 330 | 322 | 311 | 327 | 314 | 385 | 321 | 3696
|  |  | PF | 90 | 90 | 90 | 90 | 90 | 90 | 90 | 90 | 90 | 90 | 90 | 90
COMPARISON | Service |  |  | July | August | September | October | November | December | January | February | March | April | May | June | TOTAL
| CURRENT | AES 3-P Current | Rate 3 | 7930.628 | 4834.9349 | 5357.9974 | 7971.8034 | 8012.8115 | 7090.0456 | 6612.6778 | 6370.479 | 6411.6545 | 6527.6488 | 6808.5124 | 7408.4024 | 81337.5956
| POTENTIAL | AES 3-P Proposed | Rate 4 | 8172.054 | 5020.8759 | 5553.3134 | 8213.9674 | 8255.7105 | 7316.4056 | 6830.4818 | 6583.942 | 6625.8555 | 6743.9288 | 7029.8264 | 7640.4684 | 83986.8296
| Savings |  |  | -241.426 | -185.941 | -195.316 | -242.164 | -242.899 | -226.36 | -217.804 | -213.463 | -214.201 | -216.28 | -221.314 | -232.066 | -2649.234
Rate Code
Base Charges
1 | GS 3- P Current
| Service Charge |  | 40 | 40 | 40 | 40 | 40 | 40 | 40 | 40 | 40 | 40 | 40 | 40 | 40 | 480
| Energy Charge |  | 0.10426 | 9830.0498 | 5973.4724 | 6625.0974 | 9881.3458 | 9932.4332 | 8782.8624 | 8188.1634 | 7886.4349 | 7937.7308 | 8082.2352 | 8432.1318 | 9179.4674 | 100731.4246
|  |  | TOTAL: | 9870.0498 | 6013.4724 | 6665.0974 | 9921.3458 | 9972.4332 | 8822.8624 | 8228.1634 | 7926.4349 | 7977.7308 | 8122.2352 | 8472.1318 | 9219.4674 | 101211.4246
2 | GS 3-P Proposed
| Service Charge |  | 50.4 | 50.4 | 50.4 | 50.4 | 50.4 | 50.4 | 50.4 | 50.4 | 50.4 | 50.4 | 50.4 | 50.4 | 50.4 | 604.8
| Energy Charge |  | 0.10685 | 10074.2454 | 6121.8639 | 6789.6764 | 10126.8156 | 10179.1721 | 9001.044 | 8391.5716 | 8082.3477 | 8134.9179 | 8283.012 | 8641.6006 | 9407.5014 | 103233.7686
|  |  | TOTAL: | 10124.6454 | 6172.2639 | 6840.0764 | 10177.2156 | 10229.5721 | 9051.444 | 8441.9716 | 8132.7477 | 8185.3179 | 8333.412 | 8692.0006 | 9457.9014 | 103838.5686
3 | AES 3-P Current
| Service Charge |  | 40 | 40 | 40 | 40 | 40 | 40 | 40 | 40 | 40 | 40 | 40 | 40 | 40 | 480
| Energy Charge |  | 0.08369 | 7890.628 | 4794.9349 | 5317.9974 | 7931.8034 | 7972.8115 | 7050.0456 | 6572.6778 | 6330.479 | 6371.6545 | 6487.6488 | 6768.5124 | 7368.4024 | 80857.5956
|  |  | TOTAL: | 7930.628 | 4834.9349 | 5357.9974 | 7971.8034 | 8012.8115 | 7090.0456 | 6612.6778 | 6370.479 | 6411.6545 | 6527.6488 | 6808.5124 | 7408.4024 | 81337.5956
4 | AES 3-P Proposed
| Service Charge |  | 140 | 140 | 140 | 140 | 140 | 140 | 140 | 140 | 140 | 140 | 140 | 140 | 140 | 1680
| Energy Charge |  | 0.08519 | 8032.054 | 4880.8759 | 5413.3134 | 8073.9674 | 8115.7105 | 7176.4056 | 6690.4818 | 6443.942 | 6485.8555 | 6603.9288 | 6889.8264 | 7500.4684 | 82306.8296
|  |  | TOTAL: | 8172.054 | 5020.8759 | 5553.3134 | 8213.9674 | 8255.7105 | 7316.4056 | 6830.4818 | 6583.942 | 6625.8555 | 6743.9288 | 7029.8264 | 7640.4684 | 83986.8296
5 | PS Sec Current
| Service Charge |  | 90 | 90 | 90 | 90 | 90 | 90 | 90 | 90 | 90 | 90 | 90 | 90 | 90 | 1080
| Energy Charge |  | 0.03572 | 3367.8245 | 2046.5417 | 2269.7917 | 3385.3987 | 3402.9015 | 3009.0528 | 2805.3059 | 2701.9322 | 2719.5065 | 2769.0144 | 2888.8907 | 3144.9317 | 34511.0923
| Demand Charge (May through September) |  | 19.05 | July: 6572.25; August: 3448.05; September: 2857.5; May: 7334.25; June: 6115.05 | 26327.1
| Min Applied |  |  | July: 0; August: 219.075; September: 809.625; May: 0; June: 0 | 1028.7 | 54
| Demand Charge (October through April) |  | 16.95 | October: 6135.9; November: 5898.6; December: 5593.5; January: 5457.9; February: 5271.45; March: 5542.65; April: 5322.3 | 39222.3
| Min Applied |  |  | October: 0; November: 0; December: 0; January: 0; February: 0; March: 0; April: 0 | 0 | 0
| PF Penalty |  |  | 0 | 0 | 0 | 0 | 0 | 0 | 0 | 0 | 0 | 0 | 0 | 0 | 0
|  |  | TOTAL: | 10030.0745 | 5803.6667 | 6026.9167 | 9611.2987 | 9391.5015 | 8692.5528 | 8353.2059 | 8063.3822 | 8352.1565 | 8181.3144 | 10313.1407 | 9349.9817 | 102169.1923
6 | PS Proposed
| Service Charge |  | 90 | 90 | 90 | 90 | 90 | 90 | 90 | 90 | 90 | 90 | 90 | 90 | 90 | 1080
| Energy Charge |  | 0.03572 | 3367.8245 | 2046.5417 | 2269.7917 | 3385.3987 | 3402.9015 | 3009.0528 | 2805.3059 | 2701.9322 | 2719.5065 | 2769.0144 | 2888.8907 | 3144.9317 | 34511.0923
| Demand Charge (May through September) |  | 20.71 | July: 7144.95; August: 3748.51; September: 3106.5; May: 7973.35; June: 6647.91 | 28621.22
| Min Applied |  |  | July: 0; August: 238.165; September: 880.175; May: 0; June: 0 | 1118.34 | 54
| Demand Charge (October through April) |  | 18.43 | October: 6671.66; November: 6413.64; December: 6081.9; January: 5934.46; February: 5731.73; March: 6026.61; April: 5787.02 | 42647.02
| Min Applied |  |  | October: 0; November: 0; December: 0; January: 0; February: 0; March: 0; April: 0 | 0 | 0
| PF Penalty |  |  | 0 | 0 | 0 | 0 | 0 | 0 | 0 | 0 | 0 | 0 | 0 | 0 | 0
|  |  | TOTAL: | 10602.7745 | 6123.2167 | 6346.4667 | 10147.0587 | 9906.5415 | 9180.9528 | 8829.7659 | 8523.6622 | 8836.1165 | 8646.0344 | 10952.2407 | 9882.8417 | 107977.6723
7 | TODS Current
| Service Charge |  | 200 | 200 | 200 | 200 | 200 | 200 | 200 | 200 | 200 | 200 | 200 | 200 | 200 | 2400
| Energy Charge |  | 0.03527 | 3325.3967 | 2020.7594 | 2241.1969 | 3342.7495 | 3360.0318 | 2971.1448 | 2769.9647 | 2667.8933 | 2685.2462 | 2734.1304 | 2852.4965 | 3105.3119 | 34076.3221
| Peak Demand |  | 6.13 | 2114.85 | 1109.53 | 919.5 | 2219.06 | 2133.24 | 2022.9 | 1973.86 | 1906.43 | 2004.51 | 1924.82 | 2360.05 | 1967.73 | 22656.48
| Min Applied |  |  | 0 | 70.495 | 260.525 | 0 | 0 | 0 | 0 | 0 | 0 | 0 | 0 | 0 | 331.02 | 54
| Intermediate Demand |  | 4.53 | 1562.85 | 819.93 | 679.5 | 1639.86 | 1576.44 | 1494.9 | 1458.66 | 1408.83 | 1481.31 | 1422.42 | 1744.05 | 1454.13 | 16742.88
| Min Applied |  |  | 0 | 52.095 | 192.525 | 0 | 0 | 0 | 0 | 0 | 0 | 0 | 0 | 0 | 244.62 | 54
| Base Demand |  | 5.2 | 1794 | 941.2 | 780 | 1882.4 | 1809.6 | 1716 | 1674.4 | 1617.2 | 1700.4 | 1632.8 | 2002 | 1669.2 | 19219.2
| Min Applied |  |  | 0 | 358.8 | 520 | 0 | 0 | 0 | 0 | 0 | 0 | 0 | 0 | 0 | 878.8 | 169
| PF Penalty |  |  | 0 | 0 | 0 | 0 | 0 | 0 | 0 | 0 | 0 | 0 | 0 | 0 | 0
|  |  | TOTAL: | 8997.0967 | 5572.8094 | 5793.2469 | 9284.0695 | 9079.3118 | 8404.9448 | 8076.8847 | 7800.3533 | 8071.4662 | 7914.1704 | 9158.5965 | 8396.3719 | 96549.3221
8 | TODS Proposed
| Service Charge |  | 200 | 200 | 200 | 200 | 200 | 200 | 200 | 200 | 200 | 200 | 200 | 200 | 200 | 2400
| Energy Charge |  | 0.03531 | 3329.168 | 2023.0511 | 2243.7386 | 3346.5406 | 3363.8425 | 2974.5144 | 2773.1062 | 2670.919 | 2688.2915 | 2737.2312 | 2855.7316 | 3108.8336 | 34114.9684
| Peak Demand |  | 7.81 | 2694.45 | 1413.61 | 1171.5 | 2827.22 | 2717.88 | 2577.3 | 2514.82 | 2428.91 | 2553.87 | 2452.34 | 3006.85 | 2507.01 | 28865.76
| Min Applied |  |  | 0 | 89.815 | 331.925 | 0 | 0 | 0 | 0 | 0 | 0 | 0 | 0 | 0 | 421.74 | 54
| Intermediate Demand |  | 6.11 | 2107.95 | 1105.91 | 916.5 | 2211.82 | 2126.28 | 2016.3 | 1967.42 | 1900.21 | 1997.97 | 1918.54 | 2352.35 | 1961.31 | 22582.56
| Min Applied |  |  | 0 | 70.265 | 259.675 | 0 | 0 | 0 | 0 | 0 | 0 | 0 | 0 | 0 | 329.94 | 54
| Base Demand |  | 3.24 | 1117.8 | 586.44 | 486 | 1172.88 | 1127.52 | 1069.2 | 1043.28 | 1007.64 | 1059.48 | 1017.36 | 1247.4 | 1040.04 | 11975.04
| Min Applied |  |  | 129.6 | 660.96 | 761.4 | 74.52 | 119.88 | 178.2 | 204.12 | 239.76 | 187.92 | 230.04 | 0 | 207.36 | 2993.76 | 924
| PF Penalty |  |  | 0 | 0 | 0 | 0 | 0 | 0 | 0 | 0 | 0 | 0 | 0 | 0 | 0
|  |  | TOTAL: | 9578.968 | 6150.0511 | 6370.7386 | 9832.9806 | 9655.4025 | 9015.5144 | 8702.7462 | 8447.439 | 8687.5315 | 8555.5112 | 9662.3316 | 9024.5536 | 103683.7684

## BN
RATE COMPARISON TEMPLATE
Rates current as of 7/1/2017
Rate 1
Metered Usage |  |  |  | July | August | September | October | November | December | January | February | March | April | May | June | TOTAL |  |  | Rate 2
Energy | [18 empty] | Rate 3
|  |  | On Peak | 51940 | 56749 | 48000 | 45099 | 40478 | 55351 | 57657 | 79161 | 76415 | 52350 | 44897 | 44905 | 653002 | 41.88% |  | Rate 4
|  |  | Off Peak | [12 empty] | 0 |  |  | Rate 5
Demand | Max KW | [17 empty] | Rate 6
| 178 |  | Peak | 101 | 108 | 110 | 113 | 86 | 130 | 151 | 178 | 166 | 130 | 125 | 89 | 1487 |  | 533 | Rate 7
| 178 |  | Intermediate | 101 | 108 | 110 | 113 | 86 | 130 | 151 | 178 | 166 | 130 | 125 | 89 | 1487 |  | 954 | Rate 8
| 178 |  | Base | 101 | 108 | 110 | 113 | 86 | 130 | 151 | 178 | 166 | 130 | 125 | 89 | 1487
|  |  | PF | 90 | 90 | 90 | 90 | 90 | 90 | 90 | 90 | 90 | 90 | 90 | 90
COMPARISON | Service |  |  | July | August | September | October | November | December | January | February | March | April | May | June | TOTAL
| CURRENT | AES 3-P Current | Rate 3 | 4386.8586 | 4789.3238 | 4057.12 | 3814.3353 | 3427.6038 | 4672.3252 | 4865.3143 | 6664.9841 | 6435.1713 | 4421.1715 | 3797.4299 | 3798.0995 | 55129.7374
| POTENTIAL | AES 3-P Proposed | Rate 4 | 4564.7686 | 4974.4473 | 4229.12 | 3981.9838 | 3588.3208 | 4855.3517 | 5051.7998 | 6883.7256 | 6649.7939 | 4599.6965 | 3964.7754 | 3965.4569 | 57309.2404
| Savings |  |  | -177.91 | -185.1235 | -172 | -167.6485 | -160.717 | -183.0265 | -186.4855 | -218.7415 | -214.6225 | -178.525 | -167.3455 | -167.3575 | -2179.503
Rate Code
Base Charges
1 | GS 3- P Current
| Service Charge |  | 40 | 40 | 40 | 40 | 40 | 40 | 40 | 40 | 40 | 40 | 40 | 40 | 40 | 480
| Energy Charge |  | 0.10426 | 5415.2644 | 5916.6507 | 5004.48 | 4702.0217 | 4220.2363 | 5770.8953 | 6011.3188 | 8253.3259 | 7967.0279 | 5458.011 | 4680.9612 | 4681.7953 | 68081.9885
|  |  | TOTAL: | 5455.2644 | 5956.6507 | 5044.48 | 4742.0217 | 4260.2363 | 5810.8953 | 6051.3188 | 8293.3259 | 8007.0279 | 5498.011 | 4720.9612 | 4721.7953 | 68561.9885
2 | GS 3-P Proposed
| Service Charge |  | 50.4 | 50.4 | 50.4 | 50.4 | 50.4 | 50.4 | 50.4 | 50.4 | 50.4 | 50.4 | 50.4 | 50.4 | 50.4 | 604.8
| Energy Charge |  | 0.10685 | 5549.789 | 6063.6307 | 5128.8 | 4818.8282 | 4325.0743 | 5914.2544 | 6160.6505 | 8458.3528 | 8164.9428 | 5593.5975 | 4797.2445 | 4798.0993 | 69773.2637
|  |  | TOTAL: | 5600.189 | 6114.0306 | 5179.2 | 4869.2281 | 4375.4743 | 5964.6543 | 6211.0504 | 8508.7529 | 8215.3427 | 5643.9975 | 4847.6444 | 4848.4992 | 70378.0637
3 | AES 3-P Current
| Service Charge |  | 40 | 40 | 40 | 40 | 40 | 40 | 40 | 40 | 40 | 40 | 40 | 40 | 40 | 480
| Energy Charge |  | 0.08369 | 4346.8586 | 4749.3238 | 4017.12 | 3774.3353 | 3387.6038 | 4632.3252 | 4825.3143 | 6624.9841 | 6395.1713 | 4381.1715 | 3757.4299 | 3758.0995 | 54649.7374
|  |  | TOTAL: | 4386.8586 | 4789.3238 | 4057.12 | 3814.3353 | 3427.6038 | 4672.3252 | 4865.3143 | 6664.9841 | 6435.1713 | 4421.1715 | 3797.4299 | 3798.0995 | 55129.7374
4 | AES 3-P Proposed
| Service Charge |  | 140 | 140 | 140 | 140 | 140 | 140 | 140 | 140 | 140 | 140 | 140 | 140 | 140 | 1680
| Energy Charge |  | 0.08519 | 4424.7686 | 4834.4473 | 4089.12 | 3841.9838 | 3448.3208 | 4715.3517 | 4911.7998 | 6743.7256 | 6509.7939 | 4459.6965 | 3824.7754 | 3825.4569 | 55629.2404
|  |  | TOTAL: | 4564.7686 | 4974.4473 | 4229.12 | 3981.9838 | 3588.3208 | 4855.3517 | 5051.7998 | 6883.7256 | 6649.7939 | 4599.6965 | 3964.7754 | 3965.4569 | 57309.2404
5 | PS Sec Current
| Service Charge |  | 90 | 90 | 90 | 90 | 90 | 90 | 90 | 90 | 90 | 90 | 90 | 90 | 90 | 1080
| Energy Charge |  | 0.03572 | 1855.2968 | 2027.0743 | 1714.56 | 1610.9363 | 1445.8742 | 1977.1377 | 2059.508 | 2827.6309 | 2729.5438 | 1869.942 | 1603.7208 | 1604.0066 | 23325.2314
| Demand Charge (May through September) |  | 19.05 | July: 1924.05; August: 2057.4; September: 2095.5; May: 2381.25; June: 1695.45 | 10153.65
| Min Applied |  |  | July: 0; August: 0; September: 0; May: 0; June: 0 | 0 | 0
| Demand Charge (October through April) |  | 16.95 | October: 1915.35; November: 1457.7; December: 2203.5; January: 2559.45; February: 3017.1; March: 2813.7; April: 2203.5 | 16170.3
| Min Applied |  |  | October: 0; November: 50.85; December: 0; January: 0; February: 0; March: 0; April: 0 | 50.85 | 3
| PF Penalty |  |  | 0 | 0 | 0 | 0 | 0 | 0 | 0 | 0 | 0 | 0 | 0 | 0 | 0
|  |  | TOTAL: | 3869.3468 | 4174.4743 | 3900.06 | 3616.2863 | 3044.4242 | 4270.6377 | 4708.958 | 5934.7309 | 5633.2438 | 4163.442 | 4074.9708 | 3389.4566 | 50780.0314
6 | PS Proposed
| Service Charge |  | 90 | 90 | 90 | 90 | 90 | 90 | 90 | 90 | 90 | 90 | 90 | 90 | 90 | 1080
| Energy Charge |  | 0.03572 | 1855.2968 | 2027.0743 | 1714.56 | 1610.9363 | 1445.8742 | 1977.1377 | 2059.508 | 2827.6309 | 2729.5438 | 1869.942 | 1603.7208 | 1604.0066 | 23325.2314
| Demand Charge (May through September) |  | 20.71 | July: 2091.71; August: 2236.68; September: 2278.1; May: 2588.75; June: 1843.19 | 11038.43
| Min Applied |  |  | July: 0; August: 0; September: 0; May: 0; June: 0 | 0 | 0
| Demand Charge (October through April) |  | 18.43 | October: 2082.59; November: 1584.98; December: 2395.9; January: 2782.93; February: 3280.54; March: 3059.38; April: 2395.9 | 17582.22
| Min Applied |  |  | October: 0; November: 55.29; December: 0; January: 0; February: 0; March: 0; April: 0 | 55.29 | 3
| PF Penalty |  |  | 0 | 0 | 0 | 0 | 0 | 0 | 0 | 0 | 0 | 0 | 0 | 0 | 0
|  |  | TOTAL: | 4037.0068 | 4353.7543 | 4082.66 | 3783.5263 | 3176.1442 | 4463.0377 | 4932.438 | 6198.1709 | 5878.9238 | 4355.842 | 4282.4708 | 3537.1966 | 53081.1714
7 | TODS Current
| Service Charge |  | 200 | 200 | 200 | 200 | 200 | 200 | 200 | 200 | 200 | 200 | 200 | 200 | 200 | 2400
| Energy Charge |  | 0.03527 | 1831.9238 | 2001.5372 | 1692.96 | 1590.6417 | 1427.6591 | 1952.2298 | 2033.5624 | 2792.0085 | 2695.157 | 1846.3845 | 1583.5172 | 1583.7994 | 23031.3805
| Peak Demand |  | 6.13 | 619.13 | 662.04 | 674.3 | 692.69 | 527.18 | 796.9 | 925.63 | 1091.14 | 1017.58 | 796.9 | 766.25 | 545.57 | 9115.31
| Min Applied |  |  | 0 | 0 | 0 | 0 | 18.39 | 0 | 0 | 0 | 0 | 0 | 0 | 0 | 18.39 | 3
| Intermediate Demand |  | 4.53 | 457.53 | 489.24 | 498.3 | 511.89 | 389.58 | 588.9 | 684.03 | 806.34 | 751.98 | 588.9 | 566.25 | 403.17 | 6736.11
| Min Applied |  |  | 0 | 0 | 0 | 0 | 13.59 | 0 | 0 | 0 | 0 | 0 | 0 | 0 | 13.59 | 3
| Base Demand |  | 5.2 | 525.2 | 561.6 | 572 | 587.6 | 447.2 | 676 | 785.2 | 925.6 | 863.2 | 676 | 650 | 462.8 | 7732.4
| Min Applied |  |  | 774.8 | 738.4 | 728 | 712.4 | 852.8 | 624 | 514.8 | 374.4 | 436.8 | 624 | 650 | 837.2 | 7867.6 | 1513
| PF Penalty |  |  | 0 | 0 | 0 | 0 | 0 | 0 | 0 | 0 | 0 | 0 | 0 | 0 | 0
|  |  | TOTAL: | 4408.5838 | 4652.8172 | 4365.56 | 4295.2217 | 3876.3991 | 4838.0298 | 5143.2224 | 6189.4885 | 5964.7171 | 4732.1845 | 4416.0172 | 4032.5394 | 56914.7805
8 | TODS Proposed
| Service Charge |  | 200 | 200 | 200 | 200 | 200 | 200 | 200 | 200 | 200 | 200 | 200 | 200 | 200 | 2400
| Energy Charge |  | 0.03531 | 1834.0014 | 2003.8072 | 1694.88 | 1592.4457 | 1429.2782 | 1954.4438 | 2035.8687 | 2795.1749 | 2698.2137 | 1848.4785 | 1585.3131 | 1585.5956 | 23057.5006
| Peak Demand |  | 7.81 | 788.81 | 843.48 | 859.1 | 882.53 | 671.66 | 1015.3 | 1179.31 | 1390.18 | 1296.46 | 1015.3 | 976.25 | 695.09 | 11613.47
| Min Applied |  |  | 0 | 0 | 0 | 0 | 23.43 | 0 | 0 | 0 | 0 | 0 | 0 | 0 | 23.43 | 3
| Intermediate Demand |  | 6.11 | 617.11 | 659.88 | 672.1 | 690.43 | 525.46 | 794.3 | 922.61 | 1087.58 | 1014.26 | 794.3 | 763.75 | 543.79 | 9085.57
| Min Applied |  |  | 0 | 0 | 0 | 0 | 18.33 | 0 | 0 | 0 | 0 | 0 | 0 | 0 | 18.33 | 3
| Base Demand |  | 3.24 | 327.24 | 349.92 | 356.4 | 366.12 | 278.64 | 421.2 | 489.24 | 576.72 | 537.84 | 421.2 | 405 | 288.36 | 4817.88
| Min Applied |  |  | 482.76 | 460.08 | 453.6 | 443.88 | 531.36 | 388.8 | 320.76 | 233.28 | 272.16 | 388.8 | 405 | 521.64 | 4902.12 | 1513
| PF Penalty |  |  | 0 | 0 | 0 | 0 | 0 | 0 | 0 | 0 | 0 | 0 | 0 | 0 | 0
|  |  | TOTAL: | 4249.9214 | 4517.1672 | 4236.08 | 4175.4057 | 3678.1582 | 4774.0438 | 5147.7887 | 6282.9349 | 6018.9336 | 4668.0785 | 4335.3131 | 3834.4756 | 55918.3006

## BO
RATE COMPARISON TEMPLATE
Rates current as of 7/1/2017
Rate 1
Metered Usage |  |  |  | July | August | September | October | November | December | January | February | March | April | May | June | TOTAL |  |  | Rate 2
Energy | [18 empty] | Rate 3
|  |  | On Peak | 29952 | 79488 | 68352 | 55680 | 46080 | 71616 | 73344 | 113664 | 93120 | 50880 | 53376 | 50496 | 786048 | 23.07% |  | Rate 4
|  |  | Off Peak | [12 empty] | 0 |  |  | Rate 5
Demand | Max KW | [17 empty] | Rate 6
| 389 |  | Peak | 82 | 179 | 208 | 193 | 175 | 298 | 333 | 389 | 368 | 238 | 241 | 180 | 2884 |  | 890 | Rate 7
| 389 |  | Intermediate | 82 | 179 | 208 | 193 | 175 | 298 | 333 | 389 | 368 | 238 | 241 | 180 | 2884 |  | 1994 | Rate 8
| 389 |  | Base | 82 | 179 | 208 | 193 | 175 | 298 | 333 | 389 | 368 | 238 | 241 | 180 | 2884
|  |  | PF | 90 | 90 | 90 | 90 | 90 | 90 | 90 | 90 | 90 | 90 | 90 | 90
COMPARISON | Service |  |  | July | August | September | October | November | December | January | February | March | April | May | June | TOTAL
| CURRENT | AES 3-P Current | Rate 3 | 2546.6829 | 6692.3507 | 5760.3789 | 4699.8592 | 3896.4352 | 6033.543 | 6178.1594 | 9552.5402 | 7833.2128 | 4298.1472 | 4507.0374 | 4266.0102 | 66264.3571
| POTENTIAL | AES 3-P Proposed | Rate 4 | 2691.6109 | 6911.5827 | 5962.9069 | 4883.3792 | 4065.5552 | 6240.967 | 6388.1754 | 9823.0362 | 8072.8928 | 4474.4672 | 4687.1014 | 4441.7542 | 68643.4291
| Savings |  |  | -144.928 | -219.232 | -202.528 | -183.52 | -169.12 | -207.424 | -210.016 | -270.496 | -239.68 | -176.32 | -180.064 | -175.744 | -2379.072
Rate Code
Base Charges
1 | GS 3- P Current
| Service Charge |  | 40 | 40 | 40 | 40 | 40 | 40 | 40 | 40 | 40 | 40 | 40 | 40 | 40 | 480
| Energy Charge |  | 0.10426 | 3122.7955 | 8287.4189 | 7126.3795 | 5805.1968 | 4804.3008 | 7466.6842 | 7646.8454 | 11850.6086 | 9708.6912 | 5304.7488 | 5564.9818 | 5264.713 | 81953.3645
|  |  | TOTAL: | 3162.7955 | 8327.4189 | 7166.3795 | 5845.1968 | 4844.3008 | 7506.6842 | 7686.8454 | 11890.6086 | 9748.6912 | 5344.7488 | 5604.9818 | 5304.713 | 82433.3645
2 | GS 3-P Proposed
| Service Charge |  | 50.4 | 50.4 | 50.4 | 50.4 | 50.4 | 50.4 | 50.4 | 50.4 | 50.4 | 50.4 | 50.4 | 50.4 | 50.4 | 604.8
| Energy Charge |  | 0.10685 | 3200.3712 | 8493.2928 | 7303.4112 | 5949.408 | 4923.648 | 7652.1696 | 7836.8064 | 12144.9984 | 9949.872 | 5436.528 | 5703.2256 | 5395.4976 | 83989.2288
|  |  | TOTAL: | 3250.7712 | 8543.6928 | 7353.8112 | 5999.808 | 4974.048 | 7702.5696 | 7887.2064 | 12195.3984 | 10000.272 | 5486.928 | 5753.6256 | 5445.8976 | 84594.0288
3 | AES 3-P Current
| Service Charge |  | 40 | 40 | 40 | 40 | 40 | 40 | 40 | 40 | 40 | 40 | 40 | 40 | 40 | 480
| Energy Charge |  | 0.08369 | 2506.6829 | 6652.3507 | 5720.3789 | 4659.8592 | 3856.4352 | 5993.543 | 6138.1594 | 9512.5402 | 7793.2128 | 4258.1472 | 4467.0374 | 4226.0102 | 65784.3571
|  |  | TOTAL: | 2546.6829 | 6692.3507 | 5760.3789 | 4699.8592 | 3896.4352 | 6033.543 | 6178.1594 | 9552.5402 | 7833.2128 | 4298.1472 | 4507.0374 | 4266.0102 | 66264.3571
4 | AES 3-P Proposed
| Service Charge |  | 140 | 140 | 140 | 140 | 140 | 140 | 140 | 140 | 140 | 140 | 140 | 140 | 140 | 1680
| Energy Charge |  | 0.08519 | 2551.6109 | 6771.5827 | 5822.9069 | 4743.3792 | 3925.5552 | 6100.967 | 6248.1754 | 9683.0362 | 7932.8928 | 4334.4672 | 4547.1014 | 4301.7542 | 66963.4291
|  |  | TOTAL: | 2691.6109 | 6911.5827 | 5962.9069 | 4883.3792 | 4065.5552 | 6240.967 | 6388.1754 | 9823.0362 | 8072.8928 | 4474.4672 | 4687.1014 | 4441.7542 | 68643.4291
5 | PS Sec Current
| Service Charge |  | 90 | 90 | 90 | 90 | 90 | 90 | 90 | 90 | 90 | 90 | 90 | 90 | 90 | 1080
| Energy Charge |  | 0.03572 | 1069.8854 | 2839.3114 | 2441.5334 | 1988.8896 | 1645.9776 | 2558.1235 | 2619.8477 | 4060.0781 | 3326.2464 | 1817.4336 | 1906.5907 | 1803.7171 | 28077.6346
| Demand Charge (May through September) |  | 19.05 | July: 1562.1; August: 3409.95; September: 3962.4; May: 4591.05; June: 3429 | 16954.5
| Min Applied |  |  | July: 2143.125; August: 295.275; September: 0; May: 0; June: 276.225 | 2714.625 | 142.5
| Demand Charge (October through April) |  | 16.95 | October: 3271.35; November: 2966.25; December: 5051.1; January: 5644.35; February: 6593.55; March: 6237.6; April: 4034.1 | 33798.3
| Min Applied |  |  | October: 25.425; November: 330.525; December: 0; January: 0; February: 0; March: 0; April: 0 | 355.95 | 21
| PF Penalty |  |  | 0 | 0 | 0 | 0 | 0 | 0 | 0 | 0 | 0 | 0 | 0 | 0 | 0
|  |  | TOTAL: | 4865.1104 | 6634.5364 | 6493.9334 | 5375.6646 | 5032.7526 | 7699.2235 | 8354.1977 | 10743.6281 | 9653.8464 | 5941.5336 | 6587.6407 | 5598.9421 | 82981.0096
6 | PS Proposed
| Service Charge |  | 90 | 90 | 90 | 90 | 90 | 90 | 90 | 90 | 90 | 90 | 90 | 90 | 90 | 1080
| Energy Charge |  | 0.03572 | 1069.8854 | 2839.3114 | 2441.5334 | 1988.8896 | 1645.9776 | 2558.1235 | 2619.8477 | 4060.0781 | 3326.2464 | 1817.4336 | 1906.5907 | 1803.7171 | 28077.6346
| Demand Charge (May through September) |  | 20.71 | July: 1698.22; August: 3707.09; September: 4307.68; May: 4991.11; June: 3727.8 | 18431.9
| Min Applied |  |  | July: 2329.875; August: 321.005; September: 0; May: 0; June: 300.295 | 2951.175 | 142.5
| Demand Charge (October through April) |  | 18.43 | October: 3556.99; November: 3225.25; December: 5492.14; January: 6137.19; February: 7169.27; March: 6782.24; April: 4386.34 | 36749.42
| Min Applied |  |  | October: 27.645; November: 359.385; December: 0; January: 0; February: 0; March: 0; April: 0 | 387.03 | 21
| PF Penalty |  |  | 0 | 0 | 0 | 0 | 0 | 0 | 0 | 0 | 0 | 0 | 0 | 0 | 0
|  |  | TOTAL: | 5187.9804 | 6957.4064 | 6839.2134 | 5663.5246 | 5320.6126 | 8140.2635 | 8847.0377 | 11319.3481 | 10198.4864 | 6293.7736 | 6987.7007 | 5921.8121 | 87677.1596
7 | TODS Current
| Service Charge |  | 200 | 200 | 200 | 200 | 200 | 200 | 200 | 200 | 200 | 200 | 200 | 200 | 200 | 2400
| Energy Charge |  | 0.03527 | 1056.407 | 2803.5418 | 2410.775 | 1963.8336 | 1625.2416 | 2525.8963 | 2586.8429 | 4008.9293 | 3284.3424 | 1794.5376 | 1882.5715 | 1780.9939 | 27723.913
| Peak Demand |  | 6.13 | 502.66 | 1097.27 | 1275.04 | 1183.09 | 1072.75 | 1826.74 | 2041.29 | 2384.57 | 2255.84 | 1458.94 | 1477.33 | 1103.4 | 17678.92
| Min Applied |  |  | 689.625 | 95.015 | 0 | 9.195 | 119.535 | 0 | 0 | 0 | 0 | 0 | 0 | 88.885 | 1002.255 | 163.5
| Intermediate Demand |  | 4.53 | 371.46 | 810.87 | 942.24 | 874.29 | 792.75 | 1349.94 | 1508.49 | 1762.17 | 1667.04 | 1078.14 | 1091.73 | 815.4 | 13064.52
| Min Applied |  |  | 509.625 | 70.215 | 0 | 6.795 | 88.335 | 0 | 0 | 0 | 0 | 0 | 0 | 65.685 | 740.655 | 163.5
| Base Demand |  | 5.2 | 426.4 | 930.8 | 1081.6 | 1003.6 | 910 | 1549.6 | 1731.6 | 2022.8 | 1913.6 | 1237.6 | 1253.2 | 936 | 14996.8
| Min Applied |  |  | 873.6 | 369.2 | 218.4 | 296.4 | 390 | 0 | 0 | 0 | 0 | 62.4 | 46.8 | 364 | 2620.8 | 504
| PF Penalty |  |  | 0 | 0 | 0 | 0 | 0 | 0 | 0 | 0 | 0 | 0 | 0 | 0 | 0
|  |  | TOTAL: | 4629.777 | 6376.9118 | 6128.055 | 5537.2036 | 5198.6116 | 7452.1763 | 8068.2229 | 10378.4693 | 9320.8224 | 5831.6176 | 5951.6315 | 5354.3639 | 80227.863
8 | TODS Proposed
| Service Charge |  | 200 | 200 | 200 | 200 | 200 | 200 | 200 | 200 | 200 | 200 | 200 | 200 | 200 | 2400
| Energy Charge |  | 0.03531 | 1057.6051 | 2806.7213 | 2413.5091 | 1966.0608 | 1627.0848 | 2528.761 | 2589.7766 | 4013.4758 | 3288.0672 | 1796.5728 | 1884.7066 | 1783.0138 | 27755.3549
| Peak Demand |  | 7.81 | 640.42 | 1397.99 | 1624.48 | 1507.33 | 1366.75 | 2327.38 | 2600.73 | 3038.09 | 2874.08 | 1858.78 | 1882.21 | 1405.8 | 22524.04
| Min Applied |  |  | 878.625 | 121.055 | 0 | 11.715 | 152.295 | 0 | 0 | 0 | 0 | 0 | 0 | 113.245 | 1276.935 | 163.5
| Intermediate Demand |  | 6.11 | 501.02 | 1093.69 | 1270.88 | 1179.23 | 1069.25 | 1820.78 | 2034.63 | 2376.79 | 2248.48 | 1454.18 | 1472.51 | 1099.8 | 17621.24
| Min Applied |  |  | 687.375 | 94.705 | 0 | 9.165 | 119.145 | 0 | 0 | 0 | 0 | 0 | 0 | 88.595 | 998.985 | 163.5
| Base Demand |  | 3.24 | 265.68 | 579.96 | 673.92 | 625.32 | 567 | 965.52 | 1078.92 | 1260.36 | 1192.32 | 771.12 | 780.84 | 583.2 | 9344.16
| Min Applied |  |  | 994.68 | 680.4 | 586.44 | 635.04 | 693.36 | 294.84 | 181.44 | 0 | 68.04 | 489.24 | 479.52 | 677.16 | 5780.16 | 1784
| PF Penalty |  |  | 0 | 0 | 0 | 0 | 0 | 0 | 0 | 0 | 0 | 0 | 0 | 0 | 0
|  |  | TOTAL: | 5225.4051 | 6974.5213 | 6769.2291 | 6133.8608 | 5794.8848 | 8137.281 | 8685.4966 | 10888.7158 | 9870.9872 | 6569.8928 | 6699.7866 | 5950.8138 | 87700.8749

## BP
RATE COMPARISON TEMPLATE
Rates current as of 7/1/2017
Rate 1
Metered Usage |  |  |  | July | August | September | October | November | December | January | February | March | April | May | June | TOTAL |  |  | Rate 2
Energy | [18 empty] | Rate 3
|  |  | On Peak | 30437 | 36208 | 46080 | 28184 | 35965 | 26485 | 65691 | 63611 | 46017 | 22412 | 25824 | 33599 | 460513 | 13.48% |  | Rate 4
|  |  | Off Peak | [12 empty] | 0 |  |  | Rate 5
Demand | Max KW | [17 empty] | Rate 6
| 390 |  | Peak | 71 | 141 | 194 | 170 | 390 | 204 | 256 | 381 | 296 | 0 | 285 | 90 | 2478 |  | 781 | Rate 7
| 390 |  | Intermediate | 71 | 141 | 194 | 170 | 390 | 204 | 256 | 381 | 296 | 0 | 285 | 90 | 2478 |  | 1697 | Rate 8
| 390 |  | Base | 71 | 141 | 194 | 170 | 390 | 204 | 256 | 381 | 296 | 0 | 285 | 90 | 2478
|  |  | PF | 90 | 90 | 90 | 90 | 90 | 90 | 90 | 90 | 90 | 90 | 90 | 90
COMPARISON | Service |  |  | July | August | September | October | November | December | January | February | March | April | May | June | TOTAL
| CURRENT | AES 3-P Current | Rate 3 | 2587.2725 | 3070.2475 | 3896.4352 | 2398.719 | 3049.9109 | 2256.5296 | 5537.6798 | 5363.6046 | 3891.1627 | 1915.6603 | 2201.2106 | 2851.9003 | 39020.333
| POTENTIAL | AES 3-P Proposed | Rate 4 | 2732.928 | 3224.5595 | 4065.5552 | 2540.995 | 3203.8583 | 2396.2571 | 5736.2163 | 5559.0211 | 4060.1882 | 2049.2783 | 2339.9466 | 3002.2988 | 40911.1025
| Savings |  |  | -145.6555 | -154.312 | -169.12 | -142.276 | -153.9475 | -139.7275 | -198.5365 | -195.4165 | -169.0255 | -133.618 | -138.736 | -150.3985 | -1890.7695
Rate Code
Base Charges
1 | GS 3- P Current
| Service Charge |  | 40 | 40 | 40 | 40 | 40 | 40 | 40 | 40 | 40 | 40 | 40 | 40 | 40 | 480
| Energy Charge |  | 0.10426 | 3173.3616 | 3775.0461 | 4804.3008 | 2938.4638 | 3749.7109 | 2761.3261 | 6848.9437 | 6632.0829 | 4797.7324 | 2336.6751 | 2692.4102 | 3503.0317 | 48013.0854
|  |  | TOTAL: | 3213.3616 | 3815.0461 | 4844.3008 | 2978.4638 | 3789.7109 | 2801.3261 | 6888.9437 | 6672.0829 | 4837.7324 | 2376.6751 | 2732.4102 | 3543.0317 | 48493.0854
2 | GS 3-P Proposed
| Service Charge |  | 50.4 | 50.4 | 50.4 | 50.4 | 50.4 | 50.4 | 50.4 | 50.4 | 50.4 | 50.4 | 50.4 | 50.4 | 50.4 | 604.8
| Energy Charge |  | 0.10685 | 3252.1935 | 3868.8248 | 4923.648 | 3011.4604 | 3842.8603 | 2829.9223 | 7019.0833 | 6796.8354 | 4916.9164 | 2394.7222 | 2759.2944 | 3590.0532 | 49205.8141
|  |  | TOTAL: | 3302.5934 | 3919.2248 | 4974.048 | 3061.8604 | 3893.2602 | 2880.3223 | 7069.4834 | 6847.2353 | 4967.3165 | 2445.1222 | 2809.6944 | 3640.4531 | 49810.614
3 | AES 3-P Current
| Service Charge |  | 40 | 40 | 40 | 40 | 40 | 40 | 40 | 40 | 40 | 40 | 40 | 40 | 40 | 480
| Energy Charge |  | 0.08369 | 2547.2725 | 3030.2475 | 3856.4352 | 2358.719 | 3009.9109 | 2216.5296 | 5497.6798 | 5323.6046 | 3851.1627 | 1875.6603 | 2161.2106 | 2811.9003 | 38540.333
|  |  | TOTAL: | 2587.2725 | 3070.2475 | 3896.4352 | 2398.719 | 3049.9109 | 2256.5296 | 5537.6798 | 5363.6046 | 3891.1627 | 1915.6603 | 2201.2106 | 2851.9003 | 39020.333
4 | AES 3-P Proposed
| Service Charge |  | 140 | 140 | 140 | 140 | 140 | 140 | 140 | 140 | 140 | 140 | 140 | 140 | 140 | 1680
| Energy Charge |  | 0.08519 | 2592.928 | 3084.5595 | 3925.5552 | 2400.995 | 3063.8583 | 2256.2571 | 5596.2163 | 5419.0211 | 3920.1882 | 1909.2783 | 2199.9466 | 2862.2988 | 39231.1025
|  |  | TOTAL: | 2732.928 | 3224.5595 | 4065.5552 | 2540.995 | 3203.8583 | 2396.2571 | 5736.2163 | 5559.0211 | 4060.1882 | 2049.2783 | 2339.9466 | 3002.2988 | 40911.1025
5 | PS Sec Current
| Service Charge |  | 90 | 90 | 90 | 90 | 90 | 90 | 90 | 90 | 90 | 90 | 90 | 90 | 90 | 1080
| Energy Charge |  | 0.03572 | 1087.2096 | 1293.3498 | 1645.9776 | 1006.7325 | 1284.6698 | 946.0442 | 2346.4825 | 2272.1849 | 1643.7272 | 800.5566 | 922.4333 | 1200.1563 | 16449.5244
| Demand Charge (May through September) |  | 19.05 | July: 1352.55; August: 2686.05; September: 3695.7; May: 5429.25; June: 1714.5 | 14878.05
| Min Applied |  |  | July: 2362.2; August: 1028.7; September: 19.05; May: 0; June: 2000.25 | 5410.2 | 284
| Demand Charge (October through April) |  | 16.95 | October: 2881.5; November: 6610.5; December: 3457.8; January: 4339.2; February: 6457.95; March: 5017.2; April: 0 | 28764.15
| Min Applied |  |  | October: 423.75; November: 0; December: 0; January: 0; February: 0; March: 0; April: 3305.25 | 3729 | 220
| PF Penalty |  |  | 0 | 0 | 0 | 0 | 0 | 0 | 0 | 0 | 0 | 0 | 0 | 0 | 0
|  |  | TOTAL: | 4891.9596 | 5098.0998 | 5450.7276 | 4401.9825 | 7985.1698 | 4493.8442 | 6775.6825 | 8820.1349 | 6750.9272 | 4195.8066 | 6441.6833 | 5004.9063 | 70310.9244
6 | PS Proposed
| Service Charge |  | 90 | 90 | 90 | 90 | 90 | 90 | 90 | 90 | 90 | 90 | 90 | 90 | 90 | 1080
| Energy Charge |  | 0.03572 | 1087.2096 | 1293.3498 | 1645.9776 | 1006.7325 | 1284.6698 | 946.0442 | 2346.4825 | 2272.1849 | 1643.7272 | 800.5566 | 922.4333 | 1200.1563 | 16449.5244
| Demand Charge (May through September) |  | 20.71 | July: 1470.41; August: 2920.11; September: 4017.74; May: 5902.35; June: 1863.9 | 16174.51
| Min Applied |  |  | July: 2568.04; August: 1118.34; September: 20.71; May: 0; June: 2174.55 | 5881.64 | 284
| Demand Charge (October through April) |  | 18.43 | October: 3133.1; November: 7187.7; December: 3759.72; January: 4718.08; February: 7021.83; March: 5455.28; April: 0 | 31275.71
| Min Applied |  |  | October: 460.75; November: 0; December: 0; January: 0; February: 0; March: 0; April: 3593.85 | 4054.6 | 220
| PF Penalty |  |  | 0 | 0 | 0 | 0 | 0 | 0 | 0 | 0 | 0 | 0 | 0 | 0 | 0
|  |  | TOTAL: | 5215.6596 | 5421.7998 | 5774.4276 | 4690.5825 | 8562.3698 | 4795.7642 | 7154.5625 | 9384.0149 | 7189.0072 | 4484.4066 | 6914.7833 | 5328.6063 | 74915.9844
7 | TODS Current
| Service Charge |  | 200 | 200 | 200 | 200 | 200 | 200 | 200 | 200 | 200 | 200 | 200 | 200 | 200 | 2400
| Energy Charge |  | 0.03527 | 1073.513 | 1277.0562 | 1625.2416 | 994.0497 | 1268.4856 | 934.1259 | 2316.9216 | 2243.56 | 1623.0196 | 790.4712 | 910.8125 | 1185.0367 | 16242.2935
| Peak Demand |  | 6.13 | 435.23 | 864.33 | 1189.22 | 1042.1 | 2390.7 | 1250.52 | 1569.28 | 2335.53 | 1814.48 | 0 | 1747.05 | 551.7 | 15190.14
| Min Applied |  |  | 760.12 | 331.02 | 6.13 | 153.25 | 0 | 0 | 0 | 0 | 0 | 1195.35 | 0 | 643.65 | 3089.52 | 504
| Intermediate Demand |  | 4.53 | 321.63 | 638.73 | 878.82 | 770.1 | 1766.7 | 924.12 | 1159.68 | 1725.93 | 1340.88 | 0 | 1291.05 | 407.7 | 11225.34
| Min Applied |  |  | 561.72 | 244.62 | 4.53 | 113.25 | 0 | 0 | 0 | 0 | 0 | 883.35 | 0 | 475.65 | 2283.12 | 504
| Base Demand |  | 5.2 | 369.2 | 733.2 | 1008.8 | 884 | 2028 | 1060.8 | 1331.2 | 1981.2 | 1539.2 | 0 | 1482 | 468 | 12885.6
| Min Applied |  |  | 930.8 | 566.8 | 291.2 | 416 | 0 | 239.2 | 189.8 | 0 | 0 | 1300 | 39 | 832 | 4804.8 | 924
| PF Penalty |  |  | 0 | 0 | 0 | 0 | 0 | 0 | 0 | 0 | 0 | 0 | 0 | 0 | 0
|  |  | TOTAL: | 4652.213 | 4855.7562 | 5203.9416 | 4572.7497 | 7653.8855 | 4608.7659 | 6766.8816 | 8486.22 | 6517.5796 | 4369.1712 | 5669.9125 | 4763.7367 | 68120.8135
8 | TODS Proposed
| Service Charge |  | 200 | 200 | 200 | 200 | 200 | 200 | 200 | 200 | 200 | 200 | 200 | 200 | 200 | 2400
| Energy Charge |  | 0.03531 | 1074.7305 | 1278.5045 | 1627.0848 | 995.177 | 1269.9242 | 935.1853 | 2319.5492 | 2246.1044 | 1624.8603 | 791.3677 | 911.8454 | 1186.3807 | 16260.714
| Peak Demand |  | 7.81 | 554.51 | 1101.21 | 1515.14 | 1327.7 | 3045.9 | 1593.24 | 1999.36 | 2975.61 | 2311.76 | 0 | 2225.85 | 702.9 | 19353.18
| Min Applied |  |  | 968.44 | 421.74 | 7.81 | 195.25 | 0 | 0 | 0 | 0 | 0 | 1522.95 | 0 | 820.05 | 3936.24 | 504
| Intermediate Demand |  | 6.11 | 433.81 | 861.51 | 1185.34 | 1038.7 | 2382.9 | 1246.44 | 1564.16 | 2327.91 | 1808.56 | 0 | 1741.35 | 549.9 | 15140.58
| Min Applied |  |  | 757.64 | 329.94 | 6.11 | 152.75 | 0 | 0 | 0 | 0 | 0 | 1191.45 | 0 | 641.55 | 3079.44 | 504
| Base Demand |  | 3.24 | 230.04 | 456.84 | 628.56 | 550.8 | 1263.6 | 660.96 | 829.44 | 1234.44 | 959.04 | 0 | 923.4 | 291.6 | 8028.72
| Min Applied |  |  | 1033.56 | 806.76 | 635.04 | 712.8 | 0 | 602.64 | 434.16 | 29.16 | 304.56 | 1263.6 | 340.2 | 972 | 7134.48 | 2202
| PF Penalty |  |  | 0 | 0 | 0 | 0 | 0 | 0 | 0 | 0 | 0 | 0 | 0 | 0 | 0
|  |  | TOTAL: | 5252.7305 | 5456.5045 | 5805.0848 | 5173.177 | 8162.3242 | 5238.4654 | 7346.6692 | 9013.2244 | 7208.7803 | 4969.3677 | 6342.6454 | 5364.3807 | 75333.354

## BQ
RATE COMPARISON TEMPLATE
Rates current as of 7/1/2017
Rate 1
Metered Usage |  |  |  | July | August | September | October | November | December | January | February | March | April | May | June | TOTAL |  |  | Rate 2
Energy | [18 empty] | Rate 3
|  |  | On Peak | 125200 | 124800 | 186000 | 154400 | 140000 | 139200 | 128000 | 133600 | 125600 | 122000 | 138800 | 134800 | 1652400 | 32.52% |  | Rate 4
|  |  | Off Peak | [12 empty] | 0 |  |  | Rate 5
Demand | Max KW | [17 empty] | Rate 6
| 580 |  | Peak | 326 | 307 | 580 | 520 | 480 | 485 | 473 | 464 | 457 | 466 | 532 | 481 | 5571 |  | 2226 | Rate 7
| 580 |  | Intermediate | 326 | 307 | 580 | 520 | 480 | 485 | 473 | 464 | 457 | 466 | 532 | 481 | 5571 |  | 3345 | Rate 8
| 580 |  | Base | 326 | 307 | 580 | 520 | 480 | 485 | 473 | 464 | 457 | 466 | 532 | 481 | 5571
|  |  | PF | 90 | 90 | 90 | 90 | 90 | 90 | 90 | 90 | 90 | 90 | 90 | 90
COMPARISON | Service |  |  | July | August | September | October | November | December | January | February | March | April | May | June | TOTAL
| CURRENT | AES 3-P Current | Rate 3 | 10517.988 | 10484.512 | 15606.34 | 12961.736 | 11756.6 | 11689.648 | 10752.32 | 11220.984 | 10551.464 | 10250.18 | 11656.172 | 11321.412 | 138769.356
| POTENTIAL | AES 3-P Proposed | Rate 4 | 10805.788 | 10771.712 | 15985.34 | 13293.336 | 12066.6 | 11998.448 | 11044.32 | 11521.384 | 10839.864 | 10533.18 | 11964.372 | 11623.612 | 142447.956
| Savings |  |  | -287.8 | -287.2 | -379 | -331.6 | -310 | -308.8 | -292 | -300.4 | -288.4 | -283 | -308.2 | -302.2 | -3678.6
Rate Code
Base Charges
1 | GS 3- P Current
| Service Charge |  | 40 | 40 | 40 | 40 | 40 | 40 | 40 | 40 | 40 | 40 | 40 | 40 | 40 | 480
| Energy Charge |  | 0.10426 | 13053.352 | 13011.648 | 19392.36 | 16097.744 | 14596.4 | 14512.992 | 13345.28 | 13929.136 | 13095.056 | 12719.72 | 14471.288 | 14054.248 | 172279.224
|  |  | TOTAL: | 13093.352 | 13051.648 | 19432.36 | 16137.744 | 14636.4 | 14552.992 | 13385.28 | 13969.136 | 13135.056 | 12759.72 | 14511.288 | 14094.248 | 172759.224
2 | GS 3-P Proposed
| Service Charge |  | 50.4 | 50.4 | 50.4 | 50.4 | 50.4 | 50.4 | 50.4 | 50.4 | 50.4 | 50.4 | 50.4 | 50.4 | 50.4 | 604.8
| Energy Charge |  | 0.10685 | 13377.62 | 13334.88 | 19874.1 | 16497.64 | 14959 | 14873.52 | 13676.8 | 14275.16 | 13420.36 | 13035.7 | 14830.78 | 14403.38 | 176558.94
|  |  | TOTAL: | 13428.02 | 13385.28 | 19924.5 | 16548.04 | 15009.4 | 14923.92 | 13727.2 | 14325.56 | 13470.76 | 13086.1 | 14881.18 | 14453.78 | 177163.74
3 | AES 3-P Current
| Service Charge |  | 40 | 40 | 40 | 40 | 40 | 40 | 40 | 40 | 40 | 40 | 40 | 40 | 40 | 480
| Energy Charge |  | 0.08369 | 10477.988 | 10444.512 | 15566.34 | 12921.736 | 11716.6 | 11649.648 | 10712.32 | 11180.984 | 10511.464 | 10210.18 | 11616.172 | 11281.412 | 138289.356
|  |  | TOTAL: | 10517.988 | 10484.512 | 15606.34 | 12961.736 | 11756.6 | 11689.648 | 10752.32 | 11220.984 | 10551.464 | 10250.18 | 11656.172 | 11321.412 | 138769.356
4 | AES 3-P Proposed
| Service Charge |  | 140 | 140 | 140 | 140 | 140 | 140 | 140 | 140 | 140 | 140 | 140 | 140 | 140 | 1680
| Energy Charge |  | 0.08519 | 10665.788 | 10631.712 | 15845.34 | 13153.336 | 11926.6 | 11858.448 | 10904.32 | 11381.384 | 10699.864 | 10393.18 | 11824.372 | 11483.612 | 140767.956
|  |  | TOTAL: | 10805.788 | 10771.712 | 15985.34 | 13293.336 | 12066.6 | 11998.448 | 11044.32 | 11521.384 | 10839.864 | 10533.18 | 11964.372 | 11623.612 | 142447.956
5 | PS Sec Current
| Service Charge |  | 90 | 90 | 90 | 90 | 90 | 90 | 90 | 90 | 90 | 90 | 90 | 90 | 90 | 1080
| Energy Charge |  | 0.03572 | 4472.144 | 4457.856 | 6643.92 | 5515.168 | 5000.8 | 4972.224 | 4572.16 | 4772.192 | 4486.432 | 4357.84 | 4957.936 | 4815.056 | 59023.728
| Demand Charge (May through September) |  | 19.05 | July: 6210.3; August: 5848.35; September: 11049; May: 10134.6; June: 9163.05 | 42405.3
| Min Applied |  |  | July: 0; August: 0; September: 0; May: 0; June: 0 | 0 | 0
| Demand Charge (October through April) |  | 16.95 | October: 8814; November: 8136; December: 8220.75; January: 8017.35; February: 7864.8; March: 7746.15; April: 7898.7 | 56697.75
| Min Applied |  |  | October: 0; November: 0; December: 0; January: 0; February: 0; March: 0; April: 0 | 0 | 0
| PF Penalty |  |  | 0 | 0 | 0 | 0 | 0 | 0 | 0 | 0 | 0 | 0 | 0 | 0 | 0
|  |  | TOTAL: | 10772.444 | 10396.206 | 17782.92 | 14419.168 | 13226.8 | 13282.974 | 12679.51 | 12726.992 | 12322.582 | 12346.54 | 15182.536 | 14068.106 | 159206.778
6 | PS Proposed
| Service Charge |  | 90 | 90 | 90 | 90 | 90 | 90 | 90 | 90 | 90 | 90 | 90 | 90 | 90 | 1080
| Energy Charge |  | 0.03572 | 4472.144 | 4457.856 | 6643.92 | 5515.168 | 5000.8 | 4972.224 | 4572.16 | 4772.192 | 4486.432 | 4357.84 | 4957.936 | 4815.056 | 59023.728
| Demand Charge (May through September) |  | 20.71 | July: 6751.46; August: 6357.97; September: 12011.8; May: 11017.72; June: 9961.51 | 46100.46
| Min Applied |  |  | July: 0; August: 0; September: 0; May: 0; June: 0 | 0 | 0
| Demand Charge (October through April) |  | 18.43 | October: 9583.6; November: 8846.4; December: 8938.55; January: 8717.39; February: 8551.52; March: 8422.51; April: 8588.38 | 61648.35
| Min Applied |  |  | October: 0; November: 0; December: 0; January: 0; February: 0; March: 0; April: 0 | 0 | 0
| PF Penalty |  |  | 0 | 0 | 0 | 0 | 0 | 0 | 0 | 0 | 0 | 0 | 0 | 0 | 0
|  |  | TOTAL: | 11313.604 | 10905.826 | 18745.72 | 15188.768 | 13937.2 | 14000.774 | 13379.55 | 13413.712 | 12998.942 | 13036.22 | 16065.656 | 14866.566 | 167852.538
7 | TODS Current
| Service Charge |  | 200 | 200 | 200 | 200 | 200 | 200 | 200 | 200 | 200 | 200 | 200 | 200 | 200 | 2400
| Energy Charge |  | 0.03527 | 4415.804 | 4401.696 | 6560.22 | 5445.688 | 4937.8 | 4909.584 | 4514.56 | 4712.072 | 4429.912 | 4302.94 | 4895.476 | 4754.396 | 58280.148
| Peak Demand |  | 6.13 | 1998.38 | 1881.91 | 3555.4 | 3187.6 | 2942.4 | 2973.05 | 2899.49 | 2844.32 | 2801.41 | 2856.58 | 3261.16 | 2948.53 | 34150.23
| Min Applied |  |  | 0 | 0 | 0 | 0 | 0 | 0 | 0 | 0 | 0 | 0 | 0 | 0 | 0 | 0
| Intermediate Demand |  | 4.53 | 1476.78 | 1390.71 | 2627.4 | 2355.6 | 2174.4 | 2197.05 | 2142.69 | 2101.92 | 2070.21 | 2110.98 | 2409.96 | 2178.93 | 25236.63
| Min Applied |  |  | 0 | 0 | 0 | 0 | 0 | 0 | 0 | 0 | 0 | 0 | 0 | 0 | 0 | 0
| Base Demand |  | 5.2 | 1695.2 | 1596.4 | 3016 | 2704 | 2496 | 2522 | 2459.6 | 2412.8 | 2376.4 | 2423.2 | 2766.4 | 2501.2 | 28969.2
| Min Applied |  |  | 566.8 | 665.6 | 0 | 0 | 0 | 0 | 0 | 0 | 0 | 0 | 0 | 0 | 1232.4 | 237
| PF Penalty |  |  | 0 | 0 | 0 | 0 | 0 | 0 | 0 | 0 | 0 | 0 | 0 | 0 | 0
|  |  | TOTAL: | 10352.964 | 10136.316 | 15959.02 | 13892.888 | 12750.6 | 12801.684 | 12216.34 | 12271.112 | 11877.932 | 11893.7 | 13532.996 | 12583.056 | 150268.608
8 | TODS Proposed
| Service Charge |  | 200 | 200 | 200 | 200 | 200 | 200 | 200 | 200 | 200 | 200 | 200 | 200 | 200 | 2400
| Energy Charge |  | 0.03531 | 4420.812 | 4406.688 | 6567.66 | 5451.864 | 4943.4 | 4915.152 | 4519.68 | 4717.416 | 4434.936 | 4307.82 | 4901.028 | 4759.788 | 58346.244
| Peak Demand |  | 7.81 | 2546.06 | 2397.67 | 4529.8 | 4061.2 | 3748.8 | 3787.85 | 3694.13 | 3623.84 | 3569.17 | 3639.46 | 4154.92 | 3756.61 | 43509.51
| Min Applied |  |  | 0 | 0 | 0 | 0 | 0 | 0 | 0 | 0 | 0 | 0 | 0 | 0 | 0 | 0
| Intermediate Demand |  | 6.11 | 1991.86 | 1875.77 | 3543.8 | 3177.2 | 2932.8 | 2963.35 | 2890.03 | 2835.04 | 2792.27 | 2847.26 | 3250.52 | 2938.91 | 34038.81
| Min Applied |  |  | 0 | 0 | 0 | 0 | 0 | 0 | 0 | 0 | 0 | 0 | 0 | 0 | 0 | 0
| Base Demand |  | 3.24 | 1056.24 | 994.68 | 1879.2 | 1684.8 | 1555.2 | 1571.4 | 1532.52 | 1503.36 | 1480.68 | 1509.84 | 1723.68 | 1558.44 | 18050.04
| Min Applied |  |  | 822.96 | 884.52 | 0 | 194.4 | 324 | 307.8 | 346.68 | 375.84 | 398.52 | 369.36 | 155.52 | 320.76 | 4500.36 | 1389
| PF Penalty |  |  | 0 | 0 | 0 | 0 | 0 | 0 | 0 | 0 | 0 | 0 | 0 | 0 | 0
|  |  | TOTAL: | 11037.932 | 10759.328 | 16720.46 | 14769.464 | 13704.2 | 13745.552 | 13183.04 | 13255.496 | 12875.576 | 12873.74 | 14385.668 | 13534.508 | 160844.964

## BR
RATE COMPARISON TEMPLATE
Rates current as of 7/1/2017
Rate 1
Metered Usage |  |  |  | July | August | September | October | November | December | January | February | March | April | May | June | TOTAL |  |  | Rate 2
Energy | [18 empty] | Rate 3
|  |  | On Peak | 64920 | 66480 | 99720 | 90480 | 82560 | 78000 | 75480 | 79080 | 73800 | 73680 | 79560 | 68160 | 931920 | 30.31% |  | Rate 4
|  |  | Off Peak | [12 empty] | 0 |  |  | Rate 5
Demand | Max KW | [17 empty] | Rate 6
| 351 |  | Peak | 191 | 215 | 351 | 320 | 309 | 305 | 323 | 292 | 301 | 295 | 324 | 304 | 3530 |  | 1385 | Rate 7
| 351 |  | Intermediate | 191 | 215 | 351 | 320 | 309 | 305 | 323 | 292 | 301 | 295 | 324 | 304 | 3530 |  | 2145 | Rate 8
| 351 |  | Base | 191 | 215 | 351 | 320 | 309 | 305 | 323 | 292 | 301 | 295 | 324 | 304 | 3530
|  |  | PF | 90 | 90 | 90 | 90 | 90 | 90 | 90 | 90 | 90 | 90 | 90 | 90
COMPARISON | Service |  |  | July | August | September | October | November | December | January | February | March | April | May | June | TOTAL
| CURRENT | AES 3-P Current | Rate 3 | 5473.1548 | 5603.7112 | 8385.5668 | 7612.2712 | 6949.4464 | 6567.82 | 6356.9212 | 6658.2052 | 6216.322 | 6206.2792 | 6698.3764 | 5744.3104 | 78472.3848
| POTENTIAL | AES 3-P Proposed | Rate 4 | 5670.5348 | 5803.4312 | 8635.1468 | 7847.9912 | 7173.2864 | 6784.82 | 6570.1412 | 6876.8252 | 6427.022 | 6416.7992 | 6917.7164 | 5946.5504 | 81070.2648
| Savings |  |  | -197.38 | -199.72 | -249.58 | -235.72 | -223.84 | -217 | -213.22 | -218.62 | -210.7 | -210.52 | -219.34 | -202.24 | -2597.88
Rate Code
Base Charges
1 | GS 3- P Current
| Service Charge |  | 40 | 40 | 40 | 40 | 40 | 40 | 40 | 40 | 40 | 40 | 40 | 40 | 40 | 480
| Energy Charge |  | 0.10426 | 6768.5592 | 6931.2048 | 10396.8072 | 9433.4448 | 8607.7056 | 8132.28 | 7869.5448 | 8244.8808 | 7694.388 | 7681.8768 | 8294.9256 | 7106.3616 | 97161.9792
|  |  | TOTAL: | 6808.5592 | 6971.2048 | 10436.8072 | 9473.4448 | 8647.7056 | 8172.28 | 7909.5448 | 8284.8808 | 7734.388 | 7721.8768 | 8334.9256 | 7146.3616 | 97641.9792
2 | GS 3-P Proposed
| Service Charge |  | 50.4 | 50.4 | 50.4 | 50.4 | 50.4 | 50.4 | 50.4 | 50.4 | 50.4 | 50.4 | 50.4 | 50.4 | 50.4 | 604.8
| Energy Charge |  | 0.10685 | 6936.702 | 7103.388 | 10655.082 | 9667.788 | 8821.536 | 8334.3 | 8065.038 | 8449.698 | 7885.53 | 7872.708 | 8500.986 | 7282.896 | 99575.652
|  |  | TOTAL: | 6987.102 | 7153.788 | 10705.482 | 9718.188 | 8871.936 | 8384.7 | 8115.438 | 8500.098 | 7935.93 | 7923.108 | 8551.386 | 7333.296 | 100180.452
3 | AES 3-P Current
| Service Charge |  | 40 | 40 | 40 | 40 | 40 | 40 | 40 | 40 | 40 | 40 | 40 | 40 | 40 | 480
| Energy Charge |  | 0.08369 | 5433.1548 | 5563.7112 | 8345.5668 | 7572.2712 | 6909.4464 | 6527.82 | 6316.9212 | 6618.2052 | 6176.322 | 6166.2792 | 6658.3764 | 5704.3104 | 77992.3848
|  |  | TOTAL: | 5473.1548 | 5603.7112 | 8385.5668 | 7612.2712 | 6949.4464 | 6567.82 | 6356.9212 | 6658.2052 | 6216.322 | 6206.2792 | 6698.3764 | 5744.3104 | 78472.3848
4 | AES 3-P Proposed
| Service Charge |  | 140 | 140 | 140 | 140 | 140 | 140 | 140 | 140 | 140 | 140 | 140 | 140 | 140 | 1680
| Energy Charge |  | 0.08519 | 5530.5348 | 5663.4312 | 8495.1468 | 7707.9912 | 7033.2864 | 6644.82 | 6430.1412 | 6736.8252 | 6287.022 | 6276.7992 | 6777.7164 | 5806.5504 | 79390.2648
|  |  | TOTAL: | 5670.5348 | 5803.4312 | 8635.1468 | 7847.9912 | 7173.2864 | 6784.82 | 6570.1412 | 6876.8252 | 6427.022 | 6416.7992 | 6917.7164 | 5946.5504 | 81070.2648
5 | PS Sec Current
| Service Charge |  | 90 | 90 | 90 | 90 | 90 | 90 | 90 | 90 | 90 | 90 | 90 | 90 | 90 | 1080
| Energy Charge |  | 0.03572 | 2318.9424 | 2374.6656 | 3561.9984 | 3231.9456 | 2949.0432 | 2786.16 | 2696.1456 | 2824.7376 | 2636.136 | 2631.8496 | 2841.8832 | 2434.6752 | 33288.1824
| Demand Charge (May through September) |  | 19.05 | July: 3638.55; August: 4095.75; September: 6686.55; May: 6172.2; June: 5791.2 | 26384.25
| Min Applied |  |  | July: 0; August: 0; September: 0; May: 0; June: 0 | 0 | 0
| Demand Charge (October through April) |  | 16.95 | October: 5424; November: 5237.55; December: 5169.75; January: 5474.85; February: 4949.4; March: 5101.95; April: 5000.25 | 36357.75
| Min Applied |  |  | October: 0; November: 0; December: 0; January: 0; February: 0; March: 0; April: 0 | 0 | 0
| PF Penalty |  |  | 0 | 0 | 0 | 0 | 0 | 0 | 0 | 0 | 0 | 0 | 0 | 0 | 0
|  |  | TOTAL: | 6047.4924 | 6560.4156 | 10338.5484 | 8745.9456 | 8276.5932 | 8045.91 | 8260.9956 | 7864.1376 | 7828.086 | 7722.0996 | 9104.0832 | 8315.8752 | 97110.1824
6 | PS Proposed
| Service Charge |  | 90 | 90 | 90 | 90 | 90 | 90 | 90 | 90 | 90 | 90 | 90 | 90 | 90 | 1080
| Energy Charge |  | 0.03572 | 2318.9424 | 2374.6656 | 3561.9984 | 3231.9456 | 2949.0432 | 2786.16 | 2696.1456 | 2824.7376 | 2636.136 | 2631.8496 | 2841.8832 | 2434.6752 | 33288.1824
| Demand Charge (May through September) |  | 20.71 | July: 3955.61; August: 4452.65; September: 7269.21; May: 6710.04; June: 6295.84 | 28683.35
| Min Applied |  |  | July: 0; August: 0; September: 0; May: 0; June: 0 | 0 | 0
| Demand Charge (October through April) |  | 18.43 | October: 5897.6; November: 5694.87; December: 5621.15; January: 5952.89; February: 5381.56; March: 5547.43; April: 5436.85 | 39532.35
| Min Applied |  |  | October: 0; November: 0; December: 0; January: 0; February: 0; March: 0; April: 0 | 0 | 0
| PF Penalty |  |  | 0 | 0 | 0 | 0 | 0 | 0 | 0 | 0 | 0 | 0 | 0 | 0 | 0
|  |  | TOTAL: | 6364.5524 | 6917.3156 | 10921.2084 | 9219.5456 | 8733.9132 | 8497.31 | 8739.0356 | 8296.2976 | 8273.566 | 8158.6996 | 9641.9232 | 8820.5152 | 102583.8824
7 | TODS Current
| Service Charge |  | 200 | 200 | 200 | 200 | 200 | 200 | 200 | 200 | 200 | 200 | 200 | 200 | 200 | 2400
| Energy Charge |  | 0.03527 | 2289.7284 | 2344.7496 | 3517.1244 | 3191.2296 | 2911.8912 | 2751.06 | 2662.1796 | 2789.1516 | 2602.926 | 2598.6936 | 2806.0812 | 2404.0032 | 32868.8184
| Peak Demand |  | 6.13 | 1170.83 | 1317.95 | 2151.63 | 1961.6 | 1894.17 | 1869.65 | 1979.99 | 1789.96 | 1845.13 | 1808.35 | 1986.12 | 1863.52 | 21638.9
| Min Applied |  |  | 0 | 0 | 0 | 0 | 0 | 0 | 0 | 0 | 0 | 0 | 0 | 0 | 0 | 0
| Intermediate Demand |  | 4.53 | 865.23 | 973.95 | 1590.03 | 1449.6 | 1399.77 | 1381.65 | 1463.19 | 1322.76 | 1363.53 | 1336.35 | 1467.72 | 1377.12 | 15990.9
| Min Applied |  |  | 0 | 0 | 0 | 0 | 0 | 0 | 0 | 0 | 0 | 0 | 0 | 0 | 0 | 0
| Base Demand |  | 5.2 | 993.2 | 1118 | 1825.2 | 1664 | 1606.8 | 1586 | 1679.6 | 1518.4 | 1565.2 | 1534 | 1684.8 | 1580.8 | 18356
| Min Applied |  |  | 306.8 | 182 | 0 | 0 | 0 | 0 | 0 | 0 | 0 | 0 | 0 | 0 | 488.8 | 94
| PF Penalty |  |  | 0 | 0 | 0 | 0 | 0 | 0 | 0 | 0 | 0 | 0 | 0 | 0 | 0
|  |  | TOTAL: | 5825.7884 | 6136.6496 | 9283.9844 | 8466.4296 | 8012.6312 | 7788.36 | 7984.9596 | 7620.2716 | 7576.786 | 7477.3936 | 8144.7212 | 7425.4432 | 91743.4184
8 | TODS Proposed
| Service Charge |  | 200 | 200 | 200 | 200 | 200 | 200 | 200 | 200 | 200 | 200 | 200 | 200 | 200 | 2400
| Energy Charge |  | 0.03531 | 2292.3252 | 2347.4088 | 3521.1132 | 3194.8488 | 2915.1936 | 2754.18 | 2665.1988 | 2792.3148 | 2605.878 | 2601.6408 | 2809.2636 | 2406.7296 | 32906.0952
| Peak Demand |  | 7.81 | 1491.71 | 1679.15 | 2741.31 | 2499.2 | 2413.29 | 2382.05 | 2522.63 | 2280.52 | 2350.81 | 2303.95 | 2530.44 | 2374.24 | 27569.3
| Min Applied |  |  | 0 | 0 | 0 | 0 | 0 | 0 | 0 | 0 | 0 | 0 | 0 | 0 | 0 | 0
| Intermediate Demand |  | 6.11 | 1167.01 | 1313.65 | 2144.61 | 1955.2 | 1887.99 | 1863.55 | 1973.53 | 1784.12 | 1839.11 | 1802.45 | 1979.64 | 1857.44 | 21568.3
| Min Applied |  |  | 0 | 0 | 0 | 0 | 0 | 0 | 0 | 0 | 0 | 0 | 0 | 0 | 0 | 0
| Base Demand |  | 3.24 | 618.84 | 696.6 | 1137.24 | 1036.8 | 1001.16 | 988.2 | 1046.52 | 946.08 | 975.24 | 955.8 | 1049.76 | 984.96 | 11437.2
| Min Applied |  |  | 518.4 | 440.64 | 0 | 100.44 | 136.08 | 149.04 | 90.72 | 191.16 | 162 | 181.44 | 87.48 | 152.28 | 2209.68 | 682
| PF Penalty |  |  | 0 | 0 | 0 | 0 | 0 | 0 | 0 | 0 | 0 | 0 | 0 | 0 | 0
|  |  | TOTAL: | 6288.2852 | 6677.4488 | 9744.2732 | 8986.4888 | 8553.7136 | 8337.02 | 8498.5988 | 8194.1948 | 8133.038 | 8045.2808 | 8656.5836 | 7975.6496 | 98090.5752

## BS
RATE COMPARISON TEMPLATE
Rates current as of 7/1/2017
Rate 1
Metered Usage |  |  |  | July | August | September | October | November | December | January | February | March | April | May | June | TOTAL |  |  | Rate 2
Energy | [18 empty] | Rate 3
|  |  | On Peak | 34080 | 30960 | 42240 | 36000 | 35520 | 34080 | 31200 | 54960 | 44160 | 24480 | 29280 | 32160 | 429120 | 26.34% |  | Rate 4
|  |  | Off Peak | [12 empty] | 0 |  |  | Rate 5
Demand | Max KW | [17 empty] | Rate 6
| 186 |  | Peak | 77 | 78 | 104 | 109 | 109 | 97 | 153 | 174 | 186 | 113 | 85 | 110 | 1395 |  | 454 | Rate 7
| 186 |  | Intermediate | 77 | 78 | 104 | 109 | 109 | 97 | 153 | 174 | 186 | 113 | 85 | 110 | 1395 |  | 941 | Rate 8
| 186 |  | Base | 77 | 78 | 104 | 109 | 109 | 97 | 153 | 174 | 186 | 113 | 85 | 110 | 1395
|  |  | PF | 90 | 90 | 90 | 90 | 90 | 90 | 90 | 90 | 90 | 90 | 90 | 90
COMPARISON | Service |  |  | July | August | September | October | November | December | January | February | March | April | May | June | TOTAL
| CURRENT | AES 3-P Current | Rate 3 | 2892.1552 | 2631.0424 | 3575.0656 | 3052.84 | 3012.6688 | 2892.1552 | 2651.128 | 4639.6024 | 3735.7504 | 2088.7312 | 2490.4432 | 2731.4704 | 36393.0528
| POTENTIAL | AES 3-P Proposed | Rate 4 | 3043.2752 | 2777.4824 | 3738.4256 | 3206.84 | 3165.9488 | 3043.2752 | 2797.928 | 4822.0424 | 3901.9904 | 2225.4512 | 2634.3632 | 2879.7104 | 38236.7328
| Savings |  |  | -151.12 | -146.44 | -163.36 | -154 | -153.28 | -151.12 | -146.8 | -182.44 | -166.24 | -136.72 | -143.92 | -148.24 | -1843.68
Rate Code
Base Charges
1 | GS 3- P Current
| Service Charge |  | 40 | 40 | 40 | 40 | 40 | 40 | 40 | 40 | 40 | 40 | 40 | 40 | 40 | 480
| Energy Charge |  | 0.10426 | 3553.1808 | 3227.8896 | 4403.9424 | 3753.36 | 3703.3152 | 3553.1808 | 3252.912 | 5730.1296 | 4604.1216 | 2552.2848 | 3052.7328 | 3353.0016 | 44740.0512
|  |  | TOTAL: | 3593.1808 | 3267.8896 | 4443.9424 | 3793.36 | 3743.3152 | 3593.1808 | 3292.912 | 5770.1296 | 4644.1216 | 2592.2848 | 3092.7328 | 3393.0016 | 45220.0512
2 | GS 3-P Proposed
| Service Charge |  | 50.4 | 50.4 | 50.4 | 50.4 | 50.4 | 50.4 | 50.4 | 50.4 | 50.4 | 50.4 | 50.4 | 50.4 | 50.4 | 604.8
| Energy Charge |  | 0.10685 | 3641.448 | 3308.076 | 4513.344 | 3846.6 | 3795.312 | 3641.448 | 3333.72 | 5872.476 | 4718.496 | 2615.688 | 3128.568 | 3436.296 | 45851.472
|  |  | TOTAL: | 3691.848 | 3358.476 | 4563.744 | 3897 | 3845.712 | 3691.848 | 3384.12 | 5922.876 | 4768.896 | 2666.088 | 3178.968 | 3486.696 | 46456.272
3 | AES 3-P Current
| Service Charge |  | 40 | 40 | 40 | 40 | 40 | 40 | 40 | 40 | 40 | 40 | 40 | 40 | 40 | 480
| Energy Charge |  | 0.08369 | 2852.1552 | 2591.0424 | 3535.0656 | 3012.84 | 2972.6688 | 2852.1552 | 2611.128 | 4599.6024 | 3695.7504 | 2048.7312 | 2450.4432 | 2691.4704 | 35913.0528
|  |  | TOTAL: | 2892.1552 | 2631.0424 | 3575.0656 | 3052.84 | 3012.6688 | 2892.1552 | 2651.128 | 4639.6024 | 3735.7504 | 2088.7312 | 2490.4432 | 2731.4704 | 36393.0528
4 | AES 3-P Proposed
| Service Charge |  | 140 | 140 | 140 | 140 | 140 | 140 | 140 | 140 | 140 | 140 | 140 | 140 | 140 | 1680
| Energy Charge |  | 0.08519 | 2903.2752 | 2637.4824 | 3598.4256 | 3066.84 | 3025.9488 | 2903.2752 | 2657.928 | 4682.0424 | 3761.9904 | 2085.4512 | 2494.3632 | 2739.7104 | 36556.7328
|  |  | TOTAL: | 3043.2752 | 2777.4824 | 3738.4256 | 3206.84 | 3165.9488 | 3043.2752 | 2797.928 | 4822.0424 | 3901.9904 | 2225.4512 | 2634.3632 | 2879.7104 | 38236.7328
5 | PS Sec Current
| Service Charge |  | 90 | 90 | 90 | 90 | 90 | 90 | 90 | 90 | 90 | 90 | 90 | 90 | 90 | 1080
| Energy Charge |  | 0.03572 | 1217.3376 | 1105.8912 | 1508.8128 | 1285.92 | 1268.7744 | 1217.3376 | 1114.464 | 1963.1712 | 1577.3952 | 874.4256 | 1045.8816 | 1148.7552 | 15328.1664
| Demand Charge (May through September) |  | 19.05 | July: 1466.85; August: 1485.9; September: 1981.2; May: 1619.25; June: 2095.5 | 8648.7
| Min Applied |  |  | July: 304.8; August: 285.75; September: 0; May: 152.4; June: 0 | 742.95 | 39
| Demand Charge (October through April) |  | 16.95 | October: 1847.55; November: 1847.55; December: 1644.15; January: 2593.35; February: 2949.3; March: 3152.7; April: 1915.35 | 15949.95
| Min Applied |  |  | October: 0; November: 0; December: 0; January: 0; February: 0; March: 0; April: 0 | 0 | 0
| PF Penalty |  |  | 0 | 0 | 0 | 0 | 0 | 0 | 0 | 0 | 0 | 0 | 0 | 0 | 0
|  |  | TOTAL: | 3078.9876 | 2967.5412 | 3580.0128 | 3223.47 | 3206.3244 | 2951.4876 | 3797.814 | 5002.4712 | 4820.0952 | 2879.7756 | 2907.5316 | 3334.2552 | 41749.7664
6 | PS Proposed
| Service Charge |  | 90 | 90 | 90 | 90 | 90 | 90 | 90 | 90 | 90 | 90 | 90 | 90 | 90 | 1080
| Energy Charge |  | 0.03572 | 1217.3376 | 1105.8912 | 1508.8128 | 1285.92 | 1268.7744 | 1217.3376 | 1114.464 | 1963.1712 | 1577.3952 | 874.4256 | 1045.8816 | 1148.7552 | 15328.1664
| Demand Charge (May through September) |  | 20.71 | July: 1594.67; August: 1615.38; September: 2153.84; May: 1760.35; June: 2278.1 | 9402.34
| Min Applied |  |  | July: 331.36; August: 310.65; September: 0; May: 165.68; June: 0 | 807.69 | 39
| Demand Charge (October through April) |  | 18.43 | October: 2008.87; November: 2008.87; December: 1787.71; January: 2819.79; February: 3206.82; March: 3427.98; April: 2082.59 | 17342.63
| Min Applied |  |  | October: 0; November: 0; December: 0; January: 0; February: 0; March: 0; April: 0 | 0 | 0
| PF Penalty |  |  | 0 | 0 | 0 | 0 | 0 | 0 | 0 | 0 | 0 | 0 | 0 | 0 | 0
|  |  | TOTAL: | 3233.3676 | 3121.9212 | 3752.6528 | 3384.79 | 3367.6444 | 3095.0476 | 4024.254 | 5259.9912 | 5095.3752 | 3047.0156 | 3061.9116 | 3516.8552 | 43960.8264
7 | TODS Current
| Service Charge |  | 200 | 200 | 200 | 200 | 200 | 200 | 200 | 200 | 200 | 200 | 200 | 200 | 200 | 2400
| Energy Charge |  | 0.03527 | 1202.0016 | 1091.9592 | 1489.8048 | 1269.72 | 1252.7904 | 1202.0016 | 1100.424 | 1938.4392 | 1557.5232 | 863.4096 | 1032.7056 | 1134.2832 | 15135.0624
| Peak Demand |  | 6.13 | 472.01 | 478.14 | 637.52 | 668.17 | 668.17 | 594.61 | 937.89 | 1066.62 | 1140.18 | 692.69 | 521.05 | 674.3 | 8551.35
| Min Applied |  |  | 98.08 | 91.95 | 0 | 0 | 0 | 0 | 0 | 0 | 0 | 0 | 49.04 | 0 | 239.07 | 39
| Intermediate Demand |  | 4.53 | 348.81 | 353.34 | 471.12 | 493.77 | 493.77 | 439.41 | 693.09 | 788.22 | 842.58 | 511.89 | 385.05 | 498.3 | 6319.35
| Min Applied |  |  | 72.48 | 67.95 | 0 | 0 | 0 | 0 | 0 | 0 | 0 | 0 | 36.24 | 0 | 176.67 | 39
| Base Demand |  | 5.2 | 400.4 | 405.6 | 540.8 | 566.8 | 566.8 | 504.4 | 795.6 | 904.8 | 967.2 | 587.6 | 442 | 572 | 7254
| Min Applied |  |  | 899.6 | 894.4 | 759.2 | 733.2 | 733.2 | 795.6 | 504.4 | 395.2 | 332.8 | 712.4 | 858 | 728 | 8346 | 1605
| PF Penalty |  |  | 0 | 0 | 0 | 0 | 0 | 0 | 0 | 0 | 0 | 0 | 0 | 0 | 0
|  |  | TOTAL: | 3693.3816 | 3583.3392 | 4098.4448 | 3931.66 | 3914.7304 | 3736.0216 | 4231.404 | 5293.2792 | 5040.2832 | 3567.9896 | 3524.0856 | 3806.8832 | 48421.5024
8 | TODS Proposed
| Service Charge |  | 200 | 200 | 200 | 200 | 200 | 200 | 200 | 200 | 200 | 200 | 200 | 200 | 200 | 2400
| Energy Charge |  | 0.03531 | 1203.3648 | 1093.1976 | 1491.4944 | 1271.16 | 1254.2112 | 1203.3648 | 1101.672 | 1940.6376 | 1559.2896 | 864.3888 | 1033.8768 | 1135.5696 | 15152.2272
| Peak Demand |  | 7.81 | 601.37 | 609.18 | 812.24 | 851.29 | 851.29 | 757.57 | 1194.93 | 1358.94 | 1452.66 | 882.53 | 663.85 | 859.1 | 10894.95
| Min Applied |  |  | 124.96 | 117.15 | 0 | 0 | 0 | 0 | 0 | 0 | 0 | 0 | 62.48 | 0 | 304.59 | 39
| Intermediate Demand |  | 6.11 | 470.47 | 476.58 | 635.44 | 665.99 | 665.99 | 592.67 | 934.83 | 1063.14 | 1136.46 | 690.43 | 519.35 | 672.1 | 8523.45
| Min Applied |  |  | 97.76 | 91.65 | 0 | 0 | 0 | 0 | 0 | 0 | 0 | 0 | 48.88 | 0 | 238.29 | 39
| Base Demand |  | 3.24 | 249.48 | 252.72 | 336.96 | 353.16 | 353.16 | 314.28 | 495.72 | 563.76 | 602.64 | 366.12 | 275.4 | 356.4 | 4519.8
| Min Applied |  |  | 560.52 | 557.28 | 473.04 | 456.84 | 456.84 | 495.72 | 314.28 | 246.24 | 207.36 | 443.88 | 534.6 | 453.6 | 5200.2 | 1605
| PF Penalty |  |  | 0 | 0 | 0 | 0 | 0 | 0 | 0 | 0 | 0 | 0 | 0 | 0 | 0
|  |  | TOTAL: | 3507.9248 | 3397.7576 | 3949.1744 | 3798.44 | 3781.4912 | 3563.6048 | 4241.432 | 5372.7176 | 5158.4096 | 3447.3488 | 3338.4368 | 3676.7696 | 47233.5072

## BT
RATE COMPARISON TEMPLATE
Rates current as of 7/1/2017
Rate 1
Metered Usage |  |  |  | July | August | September | October | November | December | January | February | March | April | May | June | TOTAL |  |  | Rate 2
Energy | [18 empty] | Rate 3
|  |  | On Peak | 60900 | 76400 | 95500 | 80500 | 74800 | 62500 | 78500 | 76000 | 67700 | 65800 | 77400 | 56600 | 872600 | 32.55% |  | Rate 4
|  |  | Off Peak | [12 empty] | 0 |  |  | Rate 5
Demand | Max KW | [17 empty] | Rate 6
| 306 |  | Peak | 272 | 294 | 306 | 301 | 256 | 241 | 282 | 283 | 283 | 255 | 279 | 199 | 3251 |  | 1350 | Rate 7
| 306 |  | Intermediate | 272 | 294 | 306 | 301 | 256 | 241 | 282 | 283 | 283 | 255 | 279 | 199 | 3251 |  | 1901 | Rate 8
| 306 |  | Base | 272 | 294 | 306 | 301 | 256 | 241 | 282 | 283 | 283 | 255 | 279 | 199 | 3251
|  |  | PF | 90 | 90 | 90 | 90 | 90 | 90 | 90 | 90 | 90 | 90 | 90 | 90
COMPARISON | Service |  |  | July | August | September | October | November | December | January | February | March | April | May | June | TOTAL
| CURRENT | AES 3-P Current | Rate 3 | 5136.721 | 6433.916 | 8032.395 | 6777.045 | 6300.012 | 5270.625 | 6609.665 | 6400.44 | 5705.813 | 5546.802 | 6517.606 | 4776.854 | 73507.894
| POTENTIAL | AES 3-P Proposed | Rate 4 | 5328.071 | 6648.516 | 8275.645 | 6997.795 | 6512.212 | 5464.375 | 6827.415 | 6614.44 | 5907.363 | 5745.502 | 6733.706 | 4961.754 | 76016.794
| Savings |  |  | -191.35 | -214.6 | -243.25 | -220.75 | -212.2 | -193.75 | -217.75 | -214 | -201.55 | -198.7 | -216.1 | -184.9 | -2508.9
Rate Code
Base Charges
1 | GS 3- P Current
| Service Charge |  | 40 | 40 | 40 | 40 | 40 | 40 | 40 | 40 | 40 | 40 | 40 | 40 | 40 | 480
| Energy Charge |  | 0.10426 | 6349.434 | 7965.464 | 9956.83 | 8392.93 | 7798.648 | 6516.25 | 8184.41 | 7923.76 | 7058.402 | 6860.308 | 8069.724 | 5901.116 | 90977.276
|  |  | TOTAL: | 6389.434 | 8005.464 | 9996.83 | 8432.93 | 7838.648 | 6556.25 | 8224.41 | 7963.76 | 7098.402 | 6900.308 | 8109.724 | 5941.116 | 91457.276
2 | GS 3-P Proposed
| Service Charge |  | 50.4 | 50.4 | 50.4 | 50.4 | 50.4 | 50.4 | 50.4 | 50.4 | 50.4 | 50.4 | 50.4 | 50.4 | 50.4 | 604.8
| Energy Charge |  | 0.10685 | 6507.165 | 8163.34 | 10204.175 | 8601.425 | 7992.38 | 6678.125 | 8387.725 | 8120.6 | 7233.745 | 7030.73 | 8270.19 | 6047.71 | 93237.31
|  |  | TOTAL: | 6557.565 | 8213.74 | 10254.575 | 8651.825 | 8042.78 | 6728.525 | 8438.125 | 8171 | 7284.145 | 7081.13 | 8320.59 | 6098.11 | 93842.11
3 | AES 3-P Current
| Service Charge |  | 40 | 40 | 40 | 40 | 40 | 40 | 40 | 40 | 40 | 40 | 40 | 40 | 40 | 480
| Energy Charge |  | 0.08369 | 5096.721 | 6393.916 | 7992.395 | 6737.045 | 6260.012 | 5230.625 | 6569.665 | 6360.44 | 5665.813 | 5506.802 | 6477.606 | 4736.854 | 73027.894
|  |  | TOTAL: | 5136.721 | 6433.916 | 8032.395 | 6777.045 | 6300.012 | 5270.625 | 6609.665 | 6400.44 | 5705.813 | 5546.802 | 6517.606 | 4776.854 | 73507.894
4 | AES 3-P Proposed
| Service Charge |  | 140 | 140 | 140 | 140 | 140 | 140 | 140 | 140 | 140 | 140 | 140 | 140 | 140 | 1680
| Energy Charge |  | 0.08519 | 5188.071 | 6508.516 | 8135.645 | 6857.795 | 6372.212 | 5324.375 | 6687.415 | 6474.44 | 5767.363 | 5605.502 | 6593.706 | 4821.754 | 74336.794
|  |  | TOTAL: | 5328.071 | 6648.516 | 8275.645 | 6997.795 | 6512.212 | 5464.375 | 6827.415 | 6614.44 | 5907.363 | 5745.502 | 6733.706 | 4961.754 | 76016.794
5 | PS Sec Current
| Service Charge |  | 90 | 90 | 90 | 90 | 90 | 90 | 90 | 90 | 90 | 90 | 90 | 90 | 90 | 1080
| Energy Charge |  | 0.03572 | 2175.348 | 2729.008 | 3411.26 | 2875.46 | 2671.856 | 2232.5 | 2804.02 | 2714.72 | 2418.244 | 2350.376 | 2764.728 | 2021.752 | 31169.272
| Demand Charge (May through September) |  | 19.05 | July: 5181.6; August: 5600.7; September: 5829.3; May: 5314.95; June: 3790.95 | 25717.5
| Min Applied |  |  | July: 0; August: 0; September: 0; May: 0; June: 0 | 0 | 0
| Demand Charge (October through April) |  | 16.95 | October: 5101.95; November: 4339.2; December: 4084.95; January: 4779.9; February: 4796.85; March: 4796.85; April: 4322.25 | 32221.95
| Min Applied |  |  | October: 0; November: 0; December: 0; January: 0; February: 0; March: 0; April: 0 | 0 | 0
| PF Penalty |  |  | 0 | 0 | 0 | 0 | 0 | 0 | 0 | 0 | 0 | 0 | 0 | 0 | 0
|  |  | TOTAL: | 7446.948 | 8419.708 | 9330.56 | 8067.41 | 7101.056 | 6407.45 | 7673.92 | 7601.57 | 7305.094 | 6762.626 | 8169.678 | 5902.702 | 90188.722
6 | PS Proposed
| Service Charge |  | 90 | 90 | 90 | 90 | 90 | 90 | 90 | 90 | 90 | 90 | 90 | 90 | 90 | 1080
| Energy Charge |  | 0.03572 | 2175.348 | 2729.008 | 3411.26 | 2875.46 | 2671.856 | 2232.5 | 2804.02 | 2714.72 | 2418.244 | 2350.376 | 2764.728 | 2021.752 | 31169.272
| Demand Charge (May through September) |  | 20.71 | July: 5633.12; August: 6088.74; September: 6337.26; May: 5778.09; June: 4121.29 | 27958.5
| Min Applied |  |  | July: 0; August: 0; September: 0; May: 0; June: 0 | 0 | 0
| Demand Charge (October through April) |  | 18.43 | October: 5547.43; November: 4718.08; December: 4441.63; January: 5197.26; February: 5215.69; March: 5215.69; April: 4699.65 | 35035.43
| Min Applied |  |  | October: 0; November: 0; December: 0; January: 0; February: 0; March: 0; April: 0 | 0 | 0
| PF Penalty |  |  | 0 | 0 | 0 | 0 | 0 | 0 | 0 | 0 | 0 | 0 | 0 | 0 | 0
|  |  | TOTAL: | 7898.468 | 8907.748 | 9838.52 | 8512.89 | 7479.936 | 6764.13 | 8091.28 | 8020.41 | 7723.934 | 7140.026 | 8632.818 | 6233.042 | 95243.202
7 | TODS Current
| Service Charge |  | 200 | 200 | 200 | 200 | 200 | 200 | 200 | 200 | 200 | 200 | 200 | 200 | 200 | 2400
| Energy Charge |  | 0.03527 | 2147.943 | 2694.628 | 3368.285 | 2839.235 | 2638.196 | 2204.375 | 2768.695 | 2680.52 | 2387.779 | 2320.766 | 2729.898 | 1996.282 | 30776.602
| Peak Demand |  | 6.13 | 1667.36 | 1802.22 | 1875.78 | 1845.13 | 1569.28 | 1477.33 | 1728.66 | 1734.79 | 1734.79 | 1563.15 | 1710.27 | 1219.87 | 19928.63
| Min Applied |  |  | 0 | 0 | 0 | 0 | 0 | 0 | 0 | 0 | 0 | 0 | 0 | 0 | 0 | 0
| Intermediate Demand |  | 4.53 | 1232.16 | 1331.82 | 1386.18 | 1363.53 | 1159.68 | 1091.73 | 1277.46 | 1281.99 | 1281.99 | 1155.15 | 1263.87 | 901.47 | 14727.03
| Min Applied |  |  | 0 | 0 | 0 | 0 | 0 | 0 | 0 | 0 | 0 | 0 | 0 | 0 | 0 | 0
| Base Demand |  | 5.2 | 1414.4 | 1528.8 | 1591.2 | 1565.2 | 1331.2 | 1253.2 | 1466.4 | 1471.6 | 1471.6 | 1326 | 1450.8 | 1034.8 | 16905.2
| Min Applied |  |  | 0 | 0 | 0 | 0 | 0 | 46.8 | 0 | 0 | 0 | 0 | 0 | 265.2 | 312 | 60
| PF Penalty |  |  | 0 | 0 | 0 | 0 | 0 | 0 | 0 | 0 | 0 | 0 | 0 | 0 | 0
|  |  | TOTAL: | 6661.863 | 7557.468 | 8421.445 | 7813.095 | 6898.356 | 6273.435 | 7441.215 | 7368.9 | 7076.159 | 6565.066 | 7354.838 | 5617.622 | 85049.462
8 | TODS Proposed
| Service Charge |  | 200 | 200 | 200 | 200 | 200 | 200 | 200 | 200 | 200 | 200 | 200 | 200 | 200 | 2400
| Energy Charge |  | 0.03531 | 2150.379 | 2697.684 | 3372.105 | 2842.455 | 2641.188 | 2206.875 | 2771.835 | 2683.56 | 2390.487 | 2323.398 | 2732.994 | 1998.546 | 30811.506
| Peak Demand |  | 7.81 | 2124.32 | 2296.14 | 2389.86 | 2350.81 | 1999.36 | 1882.21 | 2202.42 | 2210.23 | 2210.23 | 1991.55 | 2178.99 | 1554.19 | 25390.31
| Min Applied |  |  | 0 | 0 | 0 | 0 | 0 | 0 | 0 | 0 | 0 | 0 | 0 | 0 | 0 | 0
| Intermediate Demand |  | 6.11 | 1661.92 | 1796.34 | 1869.66 | 1839.11 | 1564.16 | 1472.51 | 1723.02 | 1729.13 | 1729.13 | 1558.05 | 1704.69 | 1215.89 | 19863.61
| Min Applied |  |  | 0 | 0 | 0 | 0 | 0 | 0 | 0 | 0 | 0 | 0 | 0 | 0 | 0 | 0
| Base Demand |  | 3.24 | 881.28 | 952.56 | 991.44 | 975.24 | 829.44 | 780.84 | 913.68 | 916.92 | 916.92 | 826.2 | 903.96 | 644.76 | 10533.24
| Min Applied |  |  | 110.16 | 38.88 | 0 | 16.2 | 162 | 210.6 | 77.76 | 74.52 | 74.52 | 165.24 | 87.48 | 346.68 | 1364.04 | 421
| PF Penalty |  |  | 0 | 0 | 0 | 0 | 0 | 0 | 0 | 0 | 0 | 0 | 0 | 0 | 0
|  |  | TOTAL: | 7128.059 | 7981.604 | 8823.065 | 8223.815 | 7396.148 | 6753.035 | 7888.715 | 7814.36 | 7521.287 | 7064.438 | 7808.114 | 5960.066 | 90362.706

## BU
RATE COMPARISON TEMPLATE
Rates current as of 7/1/2017
Rate 1
Metered Usage |  |  |  | July | August | September | October | November | December | January | February | March | April | May | June | TOTAL |  |  | Rate 2
Energy | [18 empty] | Rate 3
|  |  | On Peak | 71440 | 77440 | 119440 | 100080 | 92400 | 115920 | 109360 | 113520 | 118400 | 96720 | 92720 | 79840 | 1187280 | 40.22% |  | Rate 4
|  |  | Off Peak | [12 empty] | 0 |  |  | Rate 5
Demand | Max KW | [17 empty] | Rate 6
| 337 |  | Peak | 236 | 274 | 314 | 308 | 300 | 326 | 333 | 337 | 309 | 299 | 291 | 263 | 3590 |  | 1378 | Rate 7
| 337 |  | Intermediate | 236 | 274 | 314 | 308 | 300 | 326 | 333 | 337 | 309 | 299 | 291 | 263 | 3590 |  | 2212 | Rate 8
| 337 |  | Base | 236 | 274 | 314 | 308 | 300 | 326 | 333 | 337 | 309 | 299 | 291 | 263 | 3590
|  |  | PF | 90 | 90 | 90 | 90 | 90 | 90 | 90 | 90 | 90 | 90 | 90 | 90
COMPARISON | Service |  |  | July | August | September | October | November | December | January | February | March | April | May | June | TOTAL
| CURRENT | AES 3-P Current | Rate 3 | 6018.8136 | 6520.9536 | 10035.9336 | 8415.6952 | 7772.956 | 9741.3448 | 9192.3384 | 9540.4888 | 9948.896 | 8134.4968 | 7799.7368 | 6721.8096 | 99843.4632
| POTENTIAL | AES 3-P Proposed | Rate 4 | 6225.9736 | 6737.1136 | 10315.0936 | 8665.8152 | 8011.556 | 10015.2248 | 9456.3784 | 9810.7688 | 10226.496 | 8379.5768 | 8038.8168 | 6941.5696 | 102824.3832
| Savings |  |  | -207.16 | -216.16 | -279.16 | -250.12 | -238.6 | -273.88 | -264.04 | -270.28 | -277.6 | -245.08 | -239.08 | -219.76 | -2980.92
Rate Code
Base Charges
1 | GS 3- P Current
| Service Charge |  | 40 | 40 | 40 | 40 | 40 | 40 | 40 | 40 | 40 | 40 | 40 | 40 | 40 | 480
| Energy Charge |  | 0.10426 | 7448.3344 | 8073.8944 | 12452.8144 | 10434.3408 | 9633.624 | 12085.8192 | 11401.8736 | 11835.5952 | 12344.384 | 10084.0272 | 9666.9872 | 8324.1184 | 123785.8128
|  |  | TOTAL: | 7488.3344 | 8113.8944 | 12492.8144 | 10474.3408 | 9673.624 | 12125.8192 | 11441.8736 | 11875.5952 | 12384.384 | 10124.0272 | 9706.9872 | 8364.1184 | 124265.8128
2 | GS 3-P Proposed
| Service Charge |  | 50.4 | 50.4 | 50.4 | 50.4 | 50.4 | 50.4 | 50.4 | 50.4 | 50.4 | 50.4 | 50.4 | 50.4 | 50.4 | 604.8
| Energy Charge |  | 0.10685 | 7633.364 | 8274.464 | 12762.164 | 10693.548 | 9872.94 | 12386.052 | 11685.116 | 12129.612 | 12651.04 | 10334.532 | 9907.132 | 8530.904 | 126860.868
|  |  | TOTAL: | 7683.764 | 8324.864 | 12812.564 | 10743.948 | 9923.34 | 12436.452 | 11735.516 | 12180.012 | 12701.44 | 10384.932 | 9957.532 | 8581.304 | 127465.668
3 | AES 3-P Current
| Service Charge |  | 40 | 40 | 40 | 40 | 40 | 40 | 40 | 40 | 40 | 40 | 40 | 40 | 40 | 480
| Energy Charge |  | 0.08369 | 5978.8136 | 6480.9536 | 9995.9336 | 8375.6952 | 7732.956 | 9701.3448 | 9152.3384 | 9500.4888 | 9908.896 | 8094.4968 | 7759.7368 | 6681.8096 | 99363.4632
|  |  | TOTAL: | 6018.8136 | 6520.9536 | 10035.9336 | 8415.6952 | 7772.956 | 9741.3448 | 9192.3384 | 9540.4888 | 9948.896 | 8134.4968 | 7799.7368 | 6721.8096 | 99843.4632
4 | AES 3-P Proposed
| Service Charge |  | 140 | 140 | 140 | 140 | 140 | 140 | 140 | 140 | 140 | 140 | 140 | 140 | 140 | 1680
| Energy Charge |  | 0.08519 | 6085.9736 | 6597.1136 | 10175.0936 | 8525.8152 | 7871.556 | 9875.2248 | 9316.3784 | 9670.7688 | 10086.496 | 8239.5768 | 7898.8168 | 6801.5696 | 101144.3832
|  |  | TOTAL: | 6225.9736 | 6737.1136 | 10315.0936 | 8665.8152 | 8011.556 | 10015.2248 | 9456.3784 | 9810.7688 | 10226.496 | 8379.5768 | 8038.8168 | 6941.5696 | 102824.3832
5 | PS Sec Current
| Service Charge |  | 90 | 90 | 90 | 90 | 90 | 90 | 90 | 90 | 90 | 90 | 90 | 90 | 90 | 1080
| Energy Charge |  | 0.03572 | 2551.8368 | 2766.1568 | 4266.3968 | 3574.8576 | 3300.528 | 4140.6624 | 3906.3392 | 4054.9344 | 4229.248 | 3454.8384 | 3311.9584 | 2851.8848 | 42409.6416
| Demand Charge (May through September) |  | 19.05 | July: 4495.8; August: 5219.7; September: 5981.7; May: 5543.55; June: 5010.15 | 26250.9
| Min Applied |  |  | July: 0; August: 0; September: 0; May: 0; June: 0 | 0 | 0
| Demand Charge (October through April) |  | 16.95 | October: 5220.6; November: 5085; December: 5525.7; January: 5644.35; February: 5712.15; March: 5237.55; April: 5068.05 | 37493.4
| Min Applied |  |  | October: 0; November: 0; December: 0; January: 0; February: 0; March: 0; April: 0 | 0 | 0
| PF Penalty |  |  | 0 | 0 | 0 | 0 | 0 | 0 | 0 | 0 | 0 | 0 | 0 | 0 | 0
|  |  | TOTAL: | 7137.6368 | 8075.8568 | 10338.0968 | 8885.4576 | 8475.528 | 9756.3624 | 9640.6892 | 9857.0844 | 9556.798 | 8612.8884 | 8945.5084 | 7952.0348 | 107233.9416
6 | PS Proposed
| Service Charge |  | 90 | 90 | 90 | 90 | 90 | 90 | 90 | 90 | 90 | 90 | 90 | 90 | 90 | 1080
| Energy Charge |  | 0.03572 | 2551.8368 | 2766.1568 | 4266.3968 | 3574.8576 | 3300.528 | 4140.6624 | 3906.3392 | 4054.9344 | 4229.248 | 3454.8384 | 3311.9584 | 2851.8848 | 42409.6416
| Demand Charge (May through September) |  | 20.71 | July: 4887.56; August: 5674.54; September: 6502.94; May: 6026.61; June: 5446.73 | 28538.38
| Min Applied |  |  | July: 0; August: 0; September: 0; May: 0; June: 0 | 0 | 0
| Demand Charge (October through April) |  | 18.43 | October: 5676.44; November: 5529; December: 6008.18; January: 6137.19; February: 6210.91; March: 5694.87; April: 5510.57 | 40767.16
| Min Applied |  |  | October: 0; November: 0; December: 0; January: 0; February: 0; March: 0; April: 0 | 0 | 0
| PF Penalty |  |  | 0 | 0 | 0 | 0 | 0 | 0 | 0 | 0 | 0 | 0 | 0 | 0 | 0
|  |  | TOTAL: | 7529.3968 | 8530.6968 | 10859.3368 | 9341.2976 | 8919.528 | 10238.8424 | 10133.5292 | 10355.8444 | 10014.118 | 9055.4084 | 9428.5684 | 8388.6148 | 112795.1816
7 | TODS Current
| Service Charge |  | 200 | 200 | 200 | 200 | 200 | 200 | 200 | 200 | 200 | 200 | 200 | 200 | 200 | 2400
| Energy Charge |  | 0.03527 | 2519.6888 | 2731.3088 | 4212.6488 | 3529.8216 | 3258.948 | 4088.4984 | 3857.1272 | 4003.8504 | 4175.968 | 3411.3144 | 3270.2344 | 2815.9568 | 41875.3656
| Peak Demand |  | 6.13 | 1446.68 | 1679.62 | 1924.82 | 1888.04 | 1839 | 1998.38 | 2041.29 | 2065.81 | 1894.17 | 1832.87 | 1783.83 | 1612.19 | 22006.7
| Min Applied |  |  | 0 | 0 | 0 | 0 | 0 | 0 | 0 | 0 | 0 | 0 | 0 | 0 | 0 | 0
| Intermediate Demand |  | 4.53 | 1069.08 | 1241.22 | 1422.42 | 1395.24 | 1359 | 1476.78 | 1508.49 | 1526.61 | 1399.77 | 1354.47 | 1318.23 | 1191.39 | 16262.7
| Min Applied |  |  | 0 | 0 | 0 | 0 | 0 | 0 | 0 | 0 | 0 | 0 | 0 | 0 | 0 | 0
| Base Demand |  | 5.2 | 1227.2 | 1424.8 | 1632.8 | 1601.6 | 1560 | 1695.2 | 1731.6 | 1752.4 | 1606.8 | 1554.8 | 1513.2 | 1367.6 | 18668
| Min Applied |  |  | 72.8 | 0 | 0 | 0 | 0 | 0 | 0 | 0 | 0 | 0 | 0 | 0 | 72.8 | 14
| PF Penalty |  |  | 0 | 0 | 0 | 0 | 0 | 0 | 0 | 0 | 0 | 0 | 0 | 0 | 0
|  |  | TOTAL: | 6535.4488 | 7276.9488 | 9392.6888 | 8614.7016 | 8216.948 | 9458.8584 | 9338.5072 | 9548.6704 | 9276.708 | 8353.4544 | 8085.4944 | 7187.1368 | 101285.5656
8 | TODS Proposed
| Service Charge |  | 200 | 200 | 200 | 200 | 200 | 200 | 200 | 200 | 200 | 200 | 200 | 200 | 200 | 2400
| Energy Charge |  | 0.03531 | 2522.5464 | 2734.4064 | 4217.4264 | 3533.8248 | 3262.644 | 4093.1352 | 3861.5016 | 4008.3912 | 4180.704 | 3415.1832 | 3273.9432 | 2819.1504 | 41922.8568
| Peak Demand |  | 7.81 | 1843.16 | 2139.94 | 2452.34 | 2405.48 | 2343 | 2546.06 | 2600.73 | 2631.97 | 2413.29 | 2335.19 | 2272.71 | 2054.03 | 28037.9
| Min Applied |  |  | 0 | 0 | 0 | 0 | 0 | 0 | 0 | 0 | 0 | 0 | 0 | 0 | 0 | 0
| Intermediate Demand |  | 6.11 | 1441.96 | 1674.14 | 1918.54 | 1881.88 | 1833 | 1991.86 | 2034.63 | 2059.07 | 1887.99 | 1826.89 | 1778.01 | 1606.93 | 21934.9
| Min Applied |  |  | 0 | 0 | 0 | 0 | 0 | 0 | 0 | 0 | 0 | 0 | 0 | 0 | 0 | 0
| Base Demand |  | 3.24 | 764.64 | 887.76 | 1017.36 | 997.92 | 972 | 1056.24 | 1078.92 | 1091.88 | 1001.16 | 968.76 | 942.84 | 852.12 | 11631.6
| Min Applied |  |  | 327.24 | 204.12 | 74.52 | 93.96 | 119.88 | 35.64 | 12.96 | 0 | 90.72 | 123.12 | 149.04 | 239.76 | 1470.96 | 454
| PF Penalty |  |  | 0 | 0 | 0 | 0 | 0 | 0 | 0 | 0 | 0 | 0 | 0 | 0 | 0
|  |  | TOTAL: | 7099.5464 | 7840.3664 | 9880.1864 | 9113.0648 | 8730.524 | 9922.9352 | 9788.7416 | 9991.3112 | 9773.864 | 8869.1432 | 8616.5432 | 7771.9904 | 107398.2168

## BV
RATE COMPARISON TEMPLATE
Rates current as of 7/1/2017
Rate 1
Metered Usage |  |  |  | July | August | September | October | November | December | January | February | March | April | May | June | TOTAL |  |  | Rate 2
Energy | [18 empty] | Rate 3
|  |  | On Peak | 27648 | 21120 | 30528 | 41472 | 29568 | 27456 | 27264 | 58560 | 51648 | 33792 | 23424 | 23040 | 395520 | 19.46% |  | Rate 4
|  |  | Off Peak | [12 empty] | 0 |  |  | Rate 5
Demand | Max KW | [17 empty] | Rate 6
| 232 |  | Peak | 99 | 120 | 105 | 129 | 110 | 111 | 91 | 222 | 232 | 157 | 96 | 96 | 1568 |  | 516 | Rate 7
| 232 |  | Intermediate | 99 | 120 | 105 | 129 | 110 | 111 | 91 | 222 | 232 | 157 | 96 | 96 | 1568 |  | 1052 | Rate 8
| 232 |  | Base | 99 | 120 | 105 | 129 | 110 | 111 | 91 | 222 | 232 | 157 | 96 | 96 | 1568
|  |  | PF | 90 | 90 | 90 | 90 | 90 | 90 | 90 | 90 | 90 | 90 | 90 | 90
COMPARISON | Service |  |  | July | August | September | October | November | December | January | February | March | April | May | June | TOTAL
| CURRENT | AES 3-P Current | Rate 3 | 2353.8611 | 1807.5328 | 2594.8883 | 3510.7917 | 2514.5459 | 2337.7926 | 2321.7242 | 4940.8864 | 4362.4211 | 2868.0525 | 2000.3546 | 1968.2176 | 33581.0688
| POTENTIAL | AES 3-P Proposed | Rate 4 | 2495.3331 | 1939.2128 | 2740.6803 | 3672.9997 | 2658.8979 | 2478.9766 | 2462.6202 | 5128.7264 | 4539.8931 | 3018.7405 | 2135.4906 | 2102.7776 | 35374.3488
| Savings |  |  | -141.472 | -131.68 | -145.792 | -162.208 | -144.352 | -141.184 | -140.896 | -187.84 | -177.472 | -150.688 | -135.136 | -134.56 | -1793.28
Rate Code
Base Charges
1 | GS 3- P Current
| Service Charge |  | 40 | 40 | 40 | 40 | 40 | 40 | 40 | 40 | 40 | 40 | 40 | 40 | 40 | 480
| Energy Charge |  | 0.10426 | 2882.5805 | 2201.9712 | 3182.8493 | 4323.8707 | 3082.7597 | 2862.5626 | 2842.5446 | 6105.4656 | 5384.8205 | 3523.1539 | 2442.1862 | 2402.1504 | 41236.9152
|  |  | TOTAL: | 2922.5805 | 2241.9712 | 3222.8493 | 4363.8707 | 3122.7597 | 2902.5626 | 2882.5446 | 6145.4656 | 5424.8205 | 3563.1539 | 2482.1862 | 2442.1504 | 41716.9152
2 | GS 3-P Proposed
| Service Charge |  | 50.4 | 50.4 | 50.4 | 50.4 | 50.4 | 50.4 | 50.4 | 50.4 | 50.4 | 50.4 | 50.4 | 50.4 | 50.4 | 604.8
| Energy Charge |  | 0.10685 | 2954.1888 | 2256.672 | 3261.9168 | 4431.2832 | 3159.3408 | 2933.6736 | 2913.1584 | 6257.136 | 5518.5888 | 3610.6752 | 2502.8544 | 2461.824 | 42261.312
|  |  | TOTAL: | 3004.5888 | 2307.072 | 3312.3168 | 4481.6832 | 3209.7408 | 2984.0736 | 2963.5584 | 6307.536 | 5568.9888 | 3661.0752 | 2553.2544 | 2512.224 | 42866.112
3 | AES 3-P Current
| Service Charge |  | 40 | 40 | 40 | 40 | 40 | 40 | 40 | 40 | 40 | 40 | 40 | 40 | 40 | 480
| Energy Charge |  | 0.08369 | 2313.8611 | 1767.5328 | 2554.8883 | 3470.7917 | 2474.5459 | 2297.7926 | 2281.7242 | 4900.8864 | 4322.4211 | 2828.0525 | 1960.3546 | 1928.2176 | 33101.0688
|  |  | TOTAL: | 2353.8611 | 1807.5328 | 2594.8883 | 3510.7917 | 2514.5459 | 2337.7926 | 2321.7242 | 4940.8864 | 4362.4211 | 2868.0525 | 2000.3546 | 1968.2176 | 33581.0688
4 | AES 3-P Proposed
| Service Charge |  | 140 | 140 | 140 | 140 | 140 | 140 | 140 | 140 | 140 | 140 | 140 | 140 | 140 | 1680
| Energy Charge |  | 0.08519 | 2355.3331 | 1799.2128 | 2600.6803 | 3532.9997 | 2518.8979 | 2338.9766 | 2322.6202 | 4988.7264 | 4399.8931 | 2878.7405 | 1995.4906 | 1962.7776 | 33694.3488
|  |  | TOTAL: | 2495.3331 | 1939.2128 | 2740.6803 | 3672.9997 | 2658.8979 | 2478.9766 | 2462.6202 | 5128.7264 | 4539.8931 | 3018.7405 | 2135.4906 | 2102.7776 | 35374.3488
5 | PS Sec Current
| Service Charge |  | 90 | 90 | 90 | 90 | 90 | 90 | 90 | 90 | 90 | 90 | 90 | 90 | 90 | 1080
| Energy Charge |  | 0.03572 | 987.5866 | 754.4064 | 1090.4602 | 1481.3798 | 1056.169 | 980.7283 | 973.8701 | 2091.7632 | 1844.8666 | 1207.0502 | 836.7053 | 822.9888 | 14127.9744
| Demand Charge (May through September) |  | 19.05 | July: 1885.95; August: 2286; September: 2000.25; May: 1828.8; June: 1828.8 | 9829.8
| Min Applied |  |  | July: 323.85; August: 0; September: 209.55; May: 381; June: 381 | 1295.4 | 68
| Demand Charge (October through April) |  | 16.95 | October: 2186.55; November: 1864.5; December: 1881.45; January: 1542.45; February: 3762.9; March: 3932.4; April: 2661.15 | 17831.4
| Min Applied |  |  | October: 0; November: 101.7; December: 84.75; January: 423.75; February: 0; March: 0; April: 0 | 610.2 | 36
| PF Penalty |  |  | 0 | 0 | 0 | 0 | 0 | 0 | 0 | 0 | 0 | 0 | 0 | 0 | 0
|  |  | TOTAL: | 3287.3866 | 3130.4064 | 3390.2602 | 3757.9298 | 3112.369 | 3036.9283 | 3030.0701 | 5944.6632 | 5867.2666 | 3958.2002 | 3136.5053 | 3122.7888 | 44774.7744
6 | PS Proposed
| Service Charge |  | 90 | 90 | 90 | 90 | 90 | 90 | 90 | 90 | 90 | 90 | 90 | 90 | 90 | 1080
| Energy Charge |  | 0.03572 | 987.5866 | 754.4064 | 1090.4602 | 1481.3798 | 1056.169 | 980.7283 | 973.8701 | 2091.7632 | 1844.8666 | 1207.0502 | 836.7053 | 822.9888 | 14127.9744
| Demand Charge (May through September) |  | 20.71 | July: 2050.29; August: 2485.2; September: 2174.55; May: 1988.16; June: 1988.16 | 10686.36
| Min Applied |  |  | July: 352.07; August: 0; September: 227.81; May: 414.2; June: 414.2 | 1408.28 | 68
| Demand Charge (October through April) |  | 18.43 | October: 2377.47; November: 2027.3; December: 2045.73; January: 1677.13; February: 4091.46; March: 4275.76; April: 2893.51 | 19388.36
| Min Applied |  |  | October: 0; November: 110.58; December: 92.15; January: 460.75; February: 0; March: 0; April: 0 | 663.48 | 36
| PF Penalty |  |  | 0 | 0 | 0 | 0 | 0 | 0 | 0 | 0 | 0 | 0 | 0 | 0 | 0
|  |  | TOTAL: | 3479.9466 | 3329.6064 | 3582.8202 | 3948.8498 | 3284.049 | 3208.6083 | 3201.7501 | 6273.2232 | 6210.6266 | 4190.5602 | 3329.0653 | 3315.3488 | 47354.4544
7 | TODS Current
| Service Charge |  | 200 | 200 | 200 | 200 | 200 | 200 | 200 | 200 | 200 | 200 | 200 | 200 | 200 | 2400
| Energy Charge |  | 0.03527 | 975.145 | 744.9024 | 1076.7226 | 1462.7174 | 1042.8634 | 968.3731 | 961.6013 | 2065.4112 | 1821.625 | 1191.8438 | 826.1645 | 812.6208 | 13949.9904
| Peak Demand |  | 6.13 | 606.87 | 735.6 | 643.65 | 790.77 | 674.3 | 680.43 | 557.83 | 1360.86 | 1422.16 | 962.41 | 588.48 | 588.48 | 9611.84
| Min Applied |  |  | 104.21 | 0 | 67.43 | 0 | 36.78 | 30.65 | 153.25 | 0 | 0 | 0 | 122.6 | 122.6 | 637.52 | 104
| Intermediate Demand |  | 4.53 | 448.47 | 543.6 | 475.65 | 584.37 | 498.3 | 502.83 | 412.23 | 1005.66 | 1050.96 | 711.21 | 434.88 | 434.88 | 7103.04
| Min Applied |  |  | 77.01 | 0 | 49.83 | 0 | 27.18 | 22.65 | 113.25 | 0 | 0 | 0 | 90.6 | 90.6 | 471.12 | 104
| Base Demand |  | 5.2 | 514.8 | 624 | 546 | 670.8 | 572 | 577.2 | 473.2 | 1154.4 | 1206.4 | 816.4 | 499.2 | 499.2 | 8153.6
| Min Applied |  |  | 785.2 | 676 | 754 | 629.2 | 728 | 722.8 | 826.8 | 145.6 | 93.6 | 483.6 | 800.8 | 800.8 | 7446.4 | 1432
| PF Penalty |  |  | 0 | 0 | 0 | 0 | 0 | 0 | 0 | 0 | 0 | 0 | 0 | 0 | 0
|  |  | TOTAL: | 3711.705 | 3524.1024 | 3813.2826 | 4337.8574 | 3779.4234 | 3704.9331 | 3698.1613 | 5931.9312 | 5794.745 | 4365.4638 | 3562.7245 | 3549.1808 | 49773.5104
8 | TODS Proposed
| Service Charge |  | 200 | 200 | 200 | 200 | 200 | 200 | 200 | 200 | 200 | 200 | 200 | 200 | 200 | 2400
| Energy Charge |  | 0.03531 | 976.2509 | 745.7472 | 1077.9437 | 1464.3763 | 1044.0461 | 969.4714 | 962.6918 | 2067.7536 | 1823.6909 | 1193.1955 | 827.1014 | 813.5424 | 13965.8112
| Peak Demand |  | 7.81 | 773.19 | 937.2 | 820.05 | 1007.49 | 859.1 | 866.91 | 710.71 | 1733.82 | 1811.92 | 1226.17 | 749.76 | 749.76 | 12246.08
| Min Applied |  |  | 132.77 | 0 | 85.91 | 0 | 46.86 | 39.05 | 195.25 | 0 | 0 | 0 | 156.2 | 156.2 | 812.24 | 104
| Intermediate Demand |  | 6.11 | 604.89 | 733.2 | 641.55 | 788.19 | 672.1 | 678.21 | 556.01 | 1356.42 | 1417.52 | 959.27 | 586.56 | 586.56 | 9580.48
| Min Applied |  |  | 103.87 | 0 | 67.21 | 0 | 36.66 | 30.55 | 152.75 | 0 | 0 | 0 | 122.2 | 122.2 | 635.44 | 104
| Base Demand |  | 3.24 | 320.76 | 388.8 | 340.2 | 417.96 | 356.4 | 359.64 | 294.84 | 719.28 | 751.68 | 508.68 | 311.04 | 311.04 | 5080.32
| Min Applied |  |  | 489.24 | 421.2 | 469.8 | 392.04 | 453.6 | 450.36 | 515.16 | 90.72 | 58.32 | 301.32 | 498.96 | 498.96 | 4639.68 | 1432
| PF Penalty |  |  | 0 | 0 | 0 | 0 | 0 | 0 | 0 | 0 | 0 | 0 | 0 | 0 | 0
|  |  | TOTAL: | 3600.9709 | 3426.1472 | 3702.6637 | 4270.0563 | 3668.7661 | 3594.1914 | 3587.4118 | 6167.9936 | 6063.1309 | 4388.6355 | 3451.8214 | 3438.2624 | 49360.0512

## BW
RATE COMPARISON TEMPLATE
Rates current as of 7/1/2017
Rate 1
Metered Usage |  |  |  | July | August | September | October | November | December | January | February | March | April | May | June | TOTAL |  |  | Rate 2
Energy | [18 empty] | Rate 3
|  |  | On Peak | 41472 | 28224 | 42816 | 47232 | 35904 | 50688 | 62208 | 90624 | 81216 | 49920 | 42816 | 41088 | 614208 | 28.5% |  | Rate 4
|  |  | Off Peak | [12 empty] | 0 |  |  | Rate 5
Demand | Max KW | [17 empty] | Rate 6
| 246 |  | Peak | 98 | 85 | 128 | 128 | 109 | 198 | 216 | 246 | 227 | 149 | 123 | 130 | 1837 |  | 564 | Rate 7
| 246 |  | Intermediate | 98 | 85 | 128 | 128 | 109 | 198 | 216 | 246 | 227 | 149 | 123 | 130 | 1837 |  | 1273 | Rate 8
| 246 |  | Base | 98 | 85 | 128 | 128 | 109 | 198 | 216 | 246 | 227 | 149 | 123 | 130 | 1837
|  |  | PF | 90 | 90 | 90 | 90 | 90 | 90 | 90 | 90 | 90 | 90 | 90 | 90
COMPARISON | Service |  |  | July | August | September | October | November | December | January | February | March | April | May | June | TOTAL
| CURRENT | AES 3-P Current | Rate 3 | 3510.7917 | 2402.0666 | 3623.271 | 3992.8461 | 3044.8058 | 4282.0787 | 5246.1875 | 7624.3226 | 6836.967 | 4217.8048 | 3623.271 | 3478.6547 | 51883.0675
| POTENTIAL | AES 3-P Proposed | Rate 4 | 3672.9997 | 2544.4026 | 3787.495 | 4163.6941 | 3198.6618 | 4458.1107 | 5439.4995 | 7860.2586 | 7058.791 | 4392.6848 | 3787.495 | 3640.2867 | 54004.3795
| Savings |  |  | -162.208 | -142.336 | -164.224 | -170.848 | -153.856 | -176.032 | -193.312 | -235.936 | -221.824 | -174.88 | -164.224 | -161.632 | -2121.312
Rate Code
Base Charges
1 | GS 3- P Current
| Service Charge |  | 40 | 40 | 40 | 40 | 40 | 40 | 40 | 40 | 40 | 40 | 40 | 40 | 40 | 480
| Energy Charge |  | 0.10426 | 4323.8707 | 2942.6342 | 4463.9962 | 4924.4083 | 3743.351 | 5284.7309 | 6485.8061 | 9448.4582 | 8467.5802 | 5204.6592 | 4463.9962 | 4283.8349 | 64037.3261
|  |  | TOTAL: | 4363.8707 | 2982.6342 | 4503.9962 | 4964.4083 | 3783.351 | 5324.7309 | 6525.8061 | 9488.4582 | 8507.5802 | 5244.6592 | 4503.9962 | 4323.8349 | 64517.3261
2 | GS 3-P Proposed
| Service Charge |  | 50.4 | 50.4 | 50.4 | 50.4 | 50.4 | 50.4 | 50.4 | 50.4 | 50.4 | 50.4 | 50.4 | 50.4 | 50.4 | 604.8
| Energy Charge |  | 0.10685 | 4431.2832 | 3015.7344 | 4574.8896 | 5046.7392 | 3836.3424 | 5416.0128 | 6646.9248 | 9683.1744 | 8677.9296 | 5333.952 | 4574.8896 | 4390.2528 | 65628.1248
|  |  | TOTAL: | 4481.6832 | 3066.1344 | 4625.2896 | 5097.1392 | 3886.7424 | 5466.4128 | 6697.3248 | 9733.5744 | 8728.3296 | 5384.352 | 4625.2896 | 4440.6528 | 66232.9248
3 | AES 3-P Current
| Service Charge |  | 40 | 40 | 40 | 40 | 40 | 40 | 40 | 40 | 40 | 40 | 40 | 40 | 40 | 480
| Energy Charge |  | 0.08369 | 3470.7917 | 2362.0666 | 3583.271 | 3952.8461 | 3004.8058 | 4242.0787 | 5206.1875 | 7584.3226 | 6796.967 | 4177.8048 | 3583.271 | 3438.6547 | 51403.0675
|  |  | TOTAL: | 3510.7917 | 2402.0666 | 3623.271 | 3992.8461 | 3044.8058 | 4282.0787 | 5246.1875 | 7624.3226 | 6836.967 | 4217.8048 | 3623.271 | 3478.6547 | 51883.0675
4 | AES 3-P Proposed
| Service Charge |  | 140 | 140 | 140 | 140 | 140 | 140 | 140 | 140 | 140 | 140 | 140 | 140 | 140 | 1680
| Energy Charge |  | 0.08519 | 3532.9997 | 2404.4026 | 3647.495 | 4023.6941 | 3058.6618 | 4318.1107 | 5299.4995 | 7720.2586 | 6918.791 | 4252.6848 | 3647.495 | 3500.2867 | 52324.3795
|  |  | TOTAL: | 3672.9997 | 2544.4026 | 3787.495 | 4163.6941 | 3198.6618 | 4458.1107 | 5439.4995 | 7860.2586 | 7058.791 | 4392.6848 | 3787.495 | 3640.2867 | 54004.3795
5 | PS Sec Current
| Service Charge |  | 90 | 90 | 90 | 90 | 90 | 90 | 90 | 90 | 90 | 90 | 90 | 90 | 90 | 1080
| Energy Charge |  | 0.03572 | 1481.3798 | 1008.1613 | 1529.3875 | 1687.127 | 1282.4909 | 1810.5754 | 2222.0698 | 3237.0893 | 2901.0355 | 1783.1424 | 1529.3875 | 1467.6634 | 21939.5098
| Demand Charge (May through September) |  | 19.05 | July: 1866.9; August: 1619.25; September: 2438.4; May: 2343.15; June: 2476.5 | 10744.2
| Min Applied |  |  | July: 476.25; August: 723.9; September: 0; May: 0; June: 0 | 1200.15 | 63
| Demand Charge (October through April) |  | 16.95 | October: 2169.6; November: 1847.55; December: 3356.1; January: 3661.2; February: 4169.7; March: 3847.65; April: 2525.55 | 21577.35
| Min Applied |  |  | October: 0; November: 237.3; December: 0; January: 0; February: 0; March: 0; April: 0 | 237.3 | 14
| PF Penalty |  |  | 0 | 0 | 0 | 0 | 0 | 0 | 0 | 0 | 0 | 0 | 0 | 0 | 0
|  |  | TOTAL: | 3914.5298 | 3441.3113 | 4057.7875 | 3946.727 | 3457.3409 | 5256.6754 | 5973.2698 | 7496.7893 | 6838.6855 | 4398.6924 | 3962.5375 | 4034.1634 | 56778.5098
6 | PS Proposed
| Service Charge |  | 90 | 90 | 90 | 90 | 90 | 90 | 90 | 90 | 90 | 90 | 90 | 90 | 90 | 1080
| Energy Charge |  | 0.03572 | 1481.3798 | 1008.1613 | 1529.3875 | 1687.127 | 1282.4909 | 1810.5754 | 2222.0698 | 3237.0893 | 2901.0355 | 1783.1424 | 1529.3875 | 1467.6634 | 21939.5098
| Demand Charge (May through September) |  | 20.71 | July: 2029.58; August: 1760.35; September: 2650.88; May: 2547.33; June: 2692.3 | 11680.44
| Min Applied |  |  | July: 517.75; August: 786.98; September: 0; May: 0; June: 0 | 1304.73 | 63
| Demand Charge (October through April) |  | 18.43 | October: 2359.04; November: 2008.87; December: 3649.14; January: 3980.88; February: 4533.78; March: 4183.61; April: 2746.07 | 23461.39
| Min Applied |  |  | October: 0; November: 258.02; December: 0; January: 0; February: 0; March: 0; April: 0 | 258.02 | 14
| PF Penalty |  |  | 0 | 0 | 0 | 0 | 0 | 0 | 0 | 0 | 0 | 0 | 0 | 0 | 0
|  |  | TOTAL: | 4118.7098 | 3645.4913 | 4270.2675 | 4136.167 | 3639.3809 | 5549.7154 | 6292.9498 | 7860.8693 | 7174.6455 | 4619.2124 | 4166.7175 | 4249.9634 | 59724.0898
7 | TODS Current
| Service Charge |  | 200 | 200 | 200 | 200 | 200 | 200 | 200 | 200 | 200 | 200 | 200 | 200 | 200 | 2400
| Energy Charge |  | 0.03527 | 1462.7174 | 995.4605 | 1510.1203 | 1665.8726 | 1266.3341 | 1787.7658 | 2194.0762 | 3196.3085 | 2864.4883 | 1760.6784 | 1510.1203 | 1449.1738 | 21663.1162
| Peak Demand |  | 6.13 | 600.74 | 521.05 | 784.64 | 784.64 | 668.17 | 1213.74 | 1324.08 | 1507.98 | 1391.51 | 913.37 | 753.99 | 796.9 | 11260.81
| Min Applied |  |  | 153.25 | 232.94 | 0 | 0 | 85.82 | 0 | 0 | 0 | 0 | 0 | 0 | 0 | 472.01 | 77
| Intermediate Demand |  | 4.53 | 443.94 | 385.05 | 579.84 | 579.84 | 493.77 | 896.94 | 978.48 | 1114.38 | 1028.31 | 674.97 | 557.19 | 588.9 | 8321.61
| Min Applied |  |  | 113.25 | 172.14 | 0 | 0 | 63.42 | 0 | 0 | 0 | 0 | 0 | 0 | 0 | 348.81 | 77
| Base Demand |  | 5.2 | 509.6 | 442 | 665.6 | 665.6 | 566.8 | 1029.6 | 1123.2 | 1279.2 | 1180.4 | 774.8 | 639.6 | 676 | 9552.4
| Min Applied |  |  | 790.4 | 858 | 634.4 | 634.4 | 733.2 | 270.4 | 176.8 | 20.8 | 119.6 | 525.2 | 660.4 | 624 | 6047.6 | 1163
| PF Penalty |  |  | 0 | 0 | 0 | 0 | 0 | 0 | 0 | 0 | 0 | 0 | 0 | 0 | 0
|  |  | TOTAL: | 4273.8974 | 3806.6405 | 4374.6003 | 4530.3526 | 4077.5141 | 5398.4458 | 5996.6362 | 7318.6685 | 6784.3083 | 4849.0184 | 4321.3003 | 4334.9738 | 60066.3562
8 | TODS Proposed
| Service Charge |  | 200 | 200 | 200 | 200 | 200 | 200 | 200 | 200 | 200 | 200 | 200 | 200 | 200 | 2400
| Energy Charge |  | 0.03531 | 1464.3763 | 996.5894 | 1511.833 | 1667.7619 | 1267.7702 | 1789.7933 | 2196.5645 | 3199.9334 | 2867.737 | 1762.6752 | 1511.833 | 1450.8173 | 21687.6845
| Peak Demand |  | 7.81 | 765.38 | 663.85 | 999.68 | 999.68 | 851.29 | 1546.38 | 1686.96 | 1921.26 | 1772.87 | 1163.69 | 960.63 | 1015.3 | 14346.97
| Min Applied |  |  | 195.25 | 296.78 | 0 | 0 | 109.34 | 0 | 0 | 0 | 0 | 0 | 0 | 0 | 601.37 | 77
| Intermediate Demand |  | 6.11 | 598.78 | 519.35 | 782.08 | 782.08 | 665.99 | 1209.78 | 1319.76 | 1503.06 | 1386.97 | 910.39 | 751.53 | 794.3 | 11224.07
| Min Applied |  |  | 152.75 | 232.18 | 0 | 0 | 85.54 | 0 | 0 | 0 | 0 | 0 | 0 | 0 | 470.47 | 77
| Base Demand |  | 3.24 | 317.52 | 275.4 | 414.72 | 414.72 | 353.16 | 641.52 | 699.84 | 797.04 | 735.48 | 482.76 | 398.52 | 421.2 | 5951.88
| Min Applied |  |  | 492.48 | 534.6 | 395.28 | 395.28 | 456.84 | 168.48 | 110.16 | 12.96 | 74.52 | 327.24 | 411.48 | 388.8 | 3768.12 | 1163
| PF Penalty |  |  | 0 | 0 | 0 | 0 | 0 | 0 | 0 | 0 | 0 | 0 | 0 | 0 | 0
|  |  | TOTAL: | 4186.5363 | 3718.7494 | 4303.593 | 4459.5219 | 3989.9302 | 5555.9533 | 6213.2845 | 7634.2534 | 7037.577 | 4846.7552 | 4233.993 | 4270.4173 | 60450.5645

## BX
RATE COMPARISON TEMPLATE
Rates current as of 7/1/2017
Rate 1
Metered Usage |  |  |  | July | August | September | October | November | December | January | February | March | April | May | June | TOTAL |  |  | Rate 2
Energy | [18 empty] | Rate 3
|  |  | On Peak | 84800 | 119800 | 183600 | 149600 | 112400 | 113200 | 100200 | 101400 | 112200 | 95000 | 111400 | 111400 | 1395000 | 35.95% |  | Rate 4
|  |  | Off Peak | [12 empty] | 0 |  |  | Rate 5
Demand | Max KW | [17 empty] | Rate 6
| 443 |  | Peak | 171 | 400 | 443 | 410 | 371 | 325 | 316 | 335 | 352 | 309 | 359 | 311 | 4102 |  | 1684 | Rate 7
| 443 |  | Intermediate | 171 | 400 | 443 | 410 | 371 | 325 | 316 | 335 | 352 | 309 | 359 | 311 | 4102 |  | 2418 | Rate 8
| 443 |  | Base | 171 | 400 | 443 | 410 | 371 | 325 | 316 | 335 | 352 | 309 | 359 | 311 | 4102
|  |  | PF | 90 | 90 | 90 | 90 | 90 | 90 | 90 | 90 | 90 | 90 | 90 | 90
COMPARISON | Service |  |  | July | August | September | October | November | December | January | February | March | April | May | June | TOTAL
| CURRENT | AES 3-P Current | Rate 3 | 7136.912 | 10066.062 | 15405.484 | 12560.024 | 9446.756 | 9513.708 | 8425.738 | 8526.166 | 9430.018 | 7990.55 | 9363.066 | 9363.066 | 117227.55
| POTENTIAL | AES 3-P Proposed | Rate 4 | 7364.112 | 10345.762 | 15780.884 | 12884.424 | 9715.356 | 9783.508 | 8676.038 | 8778.266 | 9698.318 | 8233.05 | 9630.166 | 9630.166 | 120520.05
| Savings |  |  | -227.2 | -279.7 | -375.4 | -324.4 | -268.6 | -269.8 | -250.3 | -252.1 | -268.3 | -242.5 | -267.1 | -267.1 | -3292.5
Rate Code
Base Charges
1 | GS 3- P Current
| Service Charge |  | 40 | 40 | 40 | 40 | 40 | 40 | 40 | 40 | 40 | 40 | 40 | 40 | 40 | 480
| Energy Charge |  | 0.10426 | 8841.248 | 12490.348 | 19142.136 | 15597.296 | 11718.824 | 11802.232 | 10446.852 | 10571.964 | 11697.972 | 9904.7 | 11614.564 | 11614.564 | 145442.7
|  |  | TOTAL: | 8881.248 | 12530.348 | 19182.136 | 15637.296 | 11758.824 | 11842.232 | 10486.852 | 10611.964 | 11737.972 | 9944.7 | 11654.564 | 11654.564 | 145922.7
2 | GS 3-P Proposed
| Service Charge |  | 50.4 | 50.4 | 50.4 | 50.4 | 50.4 | 50.4 | 50.4 | 50.4 | 50.4 | 50.4 | 50.4 | 50.4 | 50.4 | 604.8
| Energy Charge |  | 0.10685 | 9060.88 | 12800.63 | 19617.66 | 15984.76 | 12009.94 | 12095.42 | 10706.37 | 10834.59 | 11988.57 | 10150.75 | 11903.09 | 11903.09 | 149055.75
|  |  | TOTAL: | 9111.28 | 12851.03 | 19668.06 | 16035.16 | 12060.34 | 12145.82 | 10756.77 | 10884.99 | 12038.97 | 10201.15 | 11953.49 | 11953.49 | 149660.55
3 | AES 3-P Current
| Service Charge |  | 40 | 40 | 40 | 40 | 40 | 40 | 40 | 40 | 40 | 40 | 40 | 40 | 40 | 480
| Energy Charge |  | 0.08369 | 7096.912 | 10026.062 | 15365.484 | 12520.024 | 9406.756 | 9473.708 | 8385.738 | 8486.166 | 9390.018 | 7950.55 | 9323.066 | 9323.066 | 116747.55
|  |  | TOTAL: | 7136.912 | 10066.062 | 15405.484 | 12560.024 | 9446.756 | 9513.708 | 8425.738 | 8526.166 | 9430.018 | 7990.55 | 9363.066 | 9363.066 | 117227.55
4 | AES 3-P Proposed
| Service Charge |  | 140 | 140 | 140 | 140 | 140 | 140 | 140 | 140 | 140 | 140 | 140 | 140 | 140 | 1680
| Energy Charge |  | 0.08519 | 7224.112 | 10205.762 | 15640.884 | 12744.424 | 9575.356 | 9643.508 | 8536.038 | 8638.266 | 9558.318 | 8093.05 | 9490.166 | 9490.166 | 118840.05
|  |  | TOTAL: | 7364.112 | 10345.762 | 15780.884 | 12884.424 | 9715.356 | 9783.508 | 8676.038 | 8778.266 | 9698.318 | 8233.05 | 9630.166 | 9630.166 | 120520.05
5 | PS Sec Current
| Service Charge |  | 90 | 90 | 90 | 90 | 90 | 90 | 90 | 90 | 90 | 90 | 90 | 90 | 90 | 1080
| Energy Charge |  | 0.03572 | 3029.056 | 4279.256 | 6558.192 | 5343.712 | 4014.928 | 4043.504 | 3579.144 | 3622.008 | 4007.784 | 3393.4 | 3979.208 | 3979.208 | 49829.4
| Demand Charge (May through September) |  | 19.05 | July: 3257.55; August: 7620; September: 8439.15; May: 6838.95; June: 5924.55 | 32080.2
| Min Applied |  |  | July: 962.025; August: 0; September: 0; May: 0; June: 0 | 962.025 | 50.5
| Demand Charge (October through April) |  | 16.95 | October: 6949.5; November: 6288.45; December: 5508.75; January: 5356.2; February: 5678.25; March: 5966.4; April: 5237.55 | 40985.1
| Min Applied |  |  | October: 0; November: 0; December: 0; January: 0; February: 0; March: 0; April: 0 | 0 | 0
| PF Penalty |  |  | 0 | 0 | 0 | 0 | 0 | 0 | 0 | 0 | 0 | 0 | 0 | 0 | 0
|  |  | TOTAL: | 7338.631 | 11989.256 | 15087.342 | 12383.212 | 10393.378 | 9642.254 | 9025.344 | 9390.258 | 10064.184 | 8720.95 | 10908.158 | 9993.758 | 124936.725
6 | PS Proposed
| Service Charge |  | 90 | 90 | 90 | 90 | 90 | 90 | 90 | 90 | 90 | 90 | 90 | 90 | 90 | 1080
| Energy Charge |  | 0.03572 | 3029.056 | 4279.256 | 6558.192 | 5343.712 | 4014.928 | 4043.504 | 3579.144 | 3622.008 | 4007.784 | 3393.4 | 3979.208 | 3979.208 | 49829.4
| Demand Charge (May through September) |  | 20.71 | July: 3541.41; August: 8284; September: 9174.53; May: 7434.89; June: 6440.81 | 34875.64
| Min Applied |  |  | July: 1045.855; August: 0; September: 0; May: 0; June: 0 | 1045.855 | 50.5
| Demand Charge (October through April) |  | 18.43 | October: 7556.3; November: 6837.53; December: 5989.75; January: 5823.88; February: 6174.05; March: 6487.36; April: 5694.87 | 44563.74
| Min Applied |  |  | October: 0; November: 0; December: 0; January: 0; February: 0; March: 0; April: 0 | 0 | 0
| PF Penalty |  |  | 0 | 0 | 0 | 0 | 0 | 0 | 0 | 0 | 0 | 0 | 0 | 0 | 0
|  |  | TOTAL: | 7706.321 | 12653.256 | 15822.722 | 12990.012 | 10942.458 | 10123.254 | 9493.024 | 9886.058 | 10585.144 | 9178.27 | 11504.098 | 10510.018 | 131394.635
7 | TODS Current
| Service Charge |  | 200 | 200 | 200 | 200 | 200 | 200 | 200 | 200 | 200 | 200 | 200 | 200 | 200 | 2400
| Energy Charge |  | 0.03527 | 2990.896 | 4225.346 | 6475.572 | 5276.392 | 3964.348 | 3992.564 | 3534.054 | 3576.378 | 3957.294 | 3350.65 | 3929.078 | 3929.078 | 49201.65
| Peak Demand |  | 6.13 | 1048.23 | 2452 | 2715.59 | 2513.3 | 2274.23 | 1992.25 | 1937.08 | 2053.55 | 2157.76 | 1894.17 | 2200.67 | 1906.43 | 25145.26
| Min Applied |  |  | 309.565 | 0 | 0 | 0 | 0 | 0 | 0 | 0 | 0 | 0 | 0 | 0 | 309.565 | 50.5
| Intermediate Demand |  | 4.53 | 774.63 | 1812 | 2006.79 | 1857.3 | 1680.63 | 1472.25 | 1431.48 | 1517.55 | 1594.56 | 1399.77 | 1626.27 | 1408.83 | 18582.06
| Min Applied |  |  | 228.765 | 0 | 0 | 0 | 0 | 0 | 0 | 0 | 0 | 0 | 0 | 0 | 228.765 | 50.5
| Base Demand |  | 5.2 | 889.2 | 2080 | 2303.6 | 2132 | 1929.2 | 1690 | 1643.2 | 1742 | 1830.4 | 1606.8 | 1866.8 | 1617.2 | 21330.4
| Min Applied |  |  | 410.8 | 0 | 0 | 0 | 0 | 37.7 | 84.5 | 0 | 0 | 120.9 | 0 | 110.5 | 764.4 | 147
| PF Penalty |  |  | 0 | 0 | 0 | 0 | 0 | 0 | 0 | 0 | 0 | 0 | 0 | 0 | 0
|  |  | TOTAL: | 6852.086 | 10769.346 | 13701.552 | 11978.992 | 10048.408 | 9384.764 | 8830.314 | 9089.478 | 9740.014 | 8572.29 | 9822.818 | 9172.038 | 117962.1
8 | TODS Proposed
| Service Charge |  | 200 | 200 | 200 | 200 | 200 | 200 | 200 | 200 | 200 | 200 | 200 | 200 | 200 | 2400
| Energy Charge |  | 0.03531 | 2994.288 | 4230.138 | 6482.916 | 5282.376 | 3968.844 | 3997.092 | 3538.062 | 3580.434 | 3961.782 | 3354.45 | 3933.534 | 3933.534 | 49257.45
| Peak Demand |  | 7.81 | 1335.51 | 3124 | 3459.83 | 3202.1 | 2897.51 | 2538.25 | 2467.96 | 2616.35 | 2749.12 | 2413.29 | 2803.79 | 2428.91 | 32036.62
| Min Applied |  |  | 394.405 | 0 | 0 | 0 | 0 | 0 | 0 | 0 | 0 | 0 | 0 | 0 | 394.405 | 50.5
| Intermediate Demand |  | 6.11 | 1044.81 | 2444 | 2706.73 | 2505.1 | 2266.81 | 1985.75 | 1930.76 | 2046.85 | 2150.72 | 1887.99 | 2193.49 | 1900.21 | 25063.22
| Min Applied |  |  | 308.555 | 0 | 0 | 0 | 0 | 0 | 0 | 0 | 0 | 0 | 0 | 0 | 308.555 | 50.5
| Base Demand |  | 3.24 | 554.04 | 1296 | 1435.32 | 1328.4 | 1202.04 | 1053 | 1023.84 | 1085.4 | 1140.48 | 1001.16 | 1163.16 | 1007.64 | 13290.48
| Min Applied |  |  | 881.28 | 139.32 | 0 | 106.92 | 233.28 | 382.32 | 411.48 | 349.92 | 294.84 | 434.16 | 272.16 | 427.68 | 3933.36 | 1214
| PF Penalty |  |  | 0 | 0 | 0 | 0 | 0 | 0 | 0 | 0 | 0 | 0 | 0 | 0 | 0
|  |  | TOTAL: | 7712.888 | 11433.458 | 14284.796 | 12624.896 | 10768.484 | 10156.412 | 9572.102 | 9878.954 | 10496.942 | 9291.05 | 10566.134 | 9897.974 | 126684.09

## BY
RATE COMPARISON TEMPLATE
Rates current as of 7/1/2017
Rate 1
Metered Usage |  |  |  | July | August | September | October | November | December | January | February | March | April | May | June | TOTAL |  |  | Rate 2
Energy | [18 empty] | Rate 3
|  |  | On Peak | 90000 | 89280 | 133440 | 107520 | 88800 | 109920 | 114480 | 114120 | 99360 | 95160 | 102840 | 81840 | 1226760 | 32.23% |  | Rate 4
|  |  | Off Peak | [12 empty] | 0 |  |  | Rate 5
Demand | Max KW | [17 empty] | Rate 6
| 434.5 |  | Peak | 304.3 | 409.3 | 372 | 355.7 | 355.4 | 337.8 | 426.8 | 434.5 | 415.6 | 398.4 | 366.7 | 271.9 | 4448.4 |  | 1724.2 | Rate 7
| 434.5 |  | Intermediate | 304.3 | 409.3 | 372 | 355.7 | 355.4 | 337.8 | 426.8 | 434.5 | 415.6 | 398.4 | 366.7 | 271.9 | 4448.4 |  | 2724.2 | Rate 8
| 434.5 |  | Base | 304.3 | 409.3 | 372 | 355.7 | 355.4 | 337.8 | 426.8 | 434.5 | 415.6 | 398.4 | 366.7 | 271.9 | 4448.4
|  |  | PF | 90 | 90 | 90 | 90 | 90 | 90 | 90 | 90 | 90 | 90 | 90 | 90
COMPARISON | Service |  |  | July | August | September | October | November | December | January | February | March | April | May | June | TOTAL
| CURRENT | AES 3-P Current | Rate 3 | 7572.1 | 7511.8432 | 11207.5936 | 9038.3488 | 7471.672 | 9239.2048 | 9620.8312 | 9590.7028 | 8355.4384 | 8003.9404 | 8646.6796 | 6889.1896 | 103147.5444
| POTENTIAL | AES 3-P Proposed | Rate 4 | 7807.1 | 7745.7632 | 11507.7536 | 9299.6288 | 7704.872 | 9504.0848 | 9892.5512 | 9861.8828 | 8604.4784 | 8246.6804 | 8900.9396 | 7111.9496 | 106187.6844
| Savings |  |  | -235 | -233.92 | -300.16 | -261.28 | -233.2 | -264.88 | -271.72 | -271.18 | -249.04 | -242.74 | -254.26 | -222.76 | -3040.14
Rate Code
Base Charges
1 | GS 3- P Current
| Service Charge |  | 40 | 40 | 40 | 40 | 40 | 40 | 40 | 40 | 40 | 40 | 40 | 40 | 40 | 480
| Energy Charge |  | 0.10426 | 9383.4 | 9308.3328 | 13912.4544 | 11210.0352 | 9258.288 | 11460.2592 | 11935.6848 | 11898.1512 | 10359.2736 | 9921.3816 | 10722.0984 | 8532.6384 | 127901.9976
|  |  | TOTAL: | 9423.4 | 9348.3328 | 13952.4544 | 11250.0352 | 9298.288 | 11500.2592 | 11975.6848 | 11938.1512 | 10399.2736 | 9961.3816 | 10762.0984 | 8572.6384 | 128381.9976
2 | GS 3-P Proposed
| Service Charge |  | 50.4 | 50.4 | 50.4 | 50.4 | 50.4 | 50.4 | 50.4 | 50.4 | 50.4 | 50.4 | 50.4 | 50.4 | 50.4 | 604.8
| Energy Charge |  | 0.10685 | 9616.5 | 9539.568 | 14258.064 | 11488.512 | 9488.28 | 11744.952 | 12232.188 | 12193.722 | 10616.616 | 10167.846 | 10988.454 | 8744.604 | 131079.306
|  |  | TOTAL: | 9666.9 | 9589.968 | 14308.464 | 11538.912 | 9538.68 | 11795.352 | 12282.588 | 12244.122 | 10667.016 | 10218.246 | 11038.854 | 8795.004 | 131684.106
3 | AES 3-P Current
| Service Charge |  | 40 | 40 | 40 | 40 | 40 | 40 | 40 | 40 | 40 | 40 | 40 | 40 | 40 | 480
| Energy Charge |  | 0.08369 | 7532.1 | 7471.8432 | 11167.5936 | 8998.3488 | 7431.672 | 9199.2048 | 9580.8312 | 9550.7028 | 8315.4384 | 7963.9404 | 8606.6796 | 6849.1896 | 102667.5444
|  |  | TOTAL: | 7572.1 | 7511.8432 | 11207.5936 | 9038.3488 | 7471.672 | 9239.2048 | 9620.8312 | 9590.7028 | 8355.4384 | 8003.9404 | 8646.6796 | 6889.1896 | 103147.5444
4 | AES 3-P Proposed
| Service Charge |  | 140 | 140 | 140 | 140 | 140 | 140 | 140 | 140 | 140 | 140 | 140 | 140 | 140 | 1680
| Energy Charge |  | 0.08519 | 7667.1 | 7605.7632 | 11367.7536 | 9159.6288 | 7564.872 | 9364.0848 | 9752.5512 | 9721.8828 | 8464.4784 | 8106.6804 | 8760.9396 | 6971.9496 | 104507.6844
|  |  | TOTAL: | 7807.1 | 7745.7632 | 11507.7536 | 9299.6288 | 7704.872 | 9504.0848 | 9892.5512 | 9861.8828 | 8604.4784 | 8246.6804 | 8900.9396 | 7111.9496 | 106187.6844
5 | PS Sec Current
| Service Charge |  | 90 | 90 | 90 | 90 | 90 | 90 | 90 | 90 | 90 | 90 | 90 | 90 | 90 | 1080
| Energy Charge |  | 0.03572 | 3214.8 | 3189.0816 | 4766.4768 | 3840.6144 | 3171.936 | 3926.3424 | 4089.2256 | 4076.3664 | 3549.1392 | 3399.1152 | 3673.4448 | 2923.3248 | 43819.8672
| Demand Charge (May through September) |  | 19.05 | July: 5796.915; August: 7797.165; September: 7086.6; May: 6985.635; June: 5179.695 | 32846.01
| Min Applied |  |  | July: 0; August: 0; September: 0; May: 0; June: 0 | 0 | 0
| Demand Charge (October through April) |  | 16.95 | October: 6029.115; November: 6024.03; December: 5725.71; January: 7234.26; February: 7364.775; March: 7044.42; April: 6752.88 | 46175.19
| Min Applied |  |  | October: 0; November: 0; December: 0; January: 0; February: 0; March: 0; April: 0 | 0 | 0
| PF Penalty |  |  | 0 | 0 | 0 | 0 | 0 | 0 | 0 | 0 | 0 | 0 | 0 | 0 | 0
|  |  | TOTAL: | 9101.715 | 11076.2466 | 11943.0768 | 9959.7294 | 9285.966 | 9742.0524 | 11413.4856 | 11531.1414 | 10683.5592 | 10241.9952 | 10749.0798 | 8193.0198 | 123921.0672
6 | PS Proposed
| Service Charge |  | 90 | 90 | 90 | 90 | 90 | 90 | 90 | 90 | 90 | 90 | 90 | 90 | 90 | 1080
| Energy Charge |  | 0.03572 | 3214.8 | 3189.0816 | 4766.4768 | 3840.6144 | 3171.936 | 3926.3424 | 4089.2256 | 4076.3664 | 3549.1392 | 3399.1152 | 3673.4448 | 2923.3248 | 43819.8672
| Demand Charge (May through September) |  | 20.71 | July: 6302.053; August: 8476.603; September: 7704.12; May: 7594.357; June: 5631.049 | 35708.182
| Min Applied |  |  | July: 0; August: 0; September: 0; May: 0; June: 0 | 0 | 0
| Demand Charge (October through April) |  | 18.43 | October: 6555.551; November: 6550.022; December: 6225.654; January: 7865.924; February: 8007.835; March: 7659.508; April: 7342.512 | 50207.006
| Min Applied |  |  | October: 0; November: 0; December: 0; January: 0; February: 0; March: 0; April: 0 | 0 | 0
| PF Penalty |  |  | 0 | 0 | 0 | 0 | 0 | 0 | 0 | 0 | 0 | 0 | 0 | 0 | 0
|  |  | TOTAL: | 9606.853 | 11755.6846 | 12560.5968 | 10486.1654 | 9811.958 | 10241.9964 | 12045.1496 | 12174.2014 | 11298.6472 | 10831.6272 | 11357.8018 | 8644.3738 | 130815.0552
7 | TODS Current
| Service Charge |  | 200 | 200 | 200 | 200 | 200 | 200 | 200 | 200 | 200 | 200 | 200 | 200 | 200 | 2400
| Energy Charge |  | 0.03527 | 3174.3 | 3148.9056 | 4706.4288 | 3792.2304 | 3131.976 | 3876.8784 | 4037.7096 | 4025.0124 | 3504.4272 | 3356.2932 | 3627.1668 | 2886.4968 | 43267.8252
| Peak Demand |  | 6.13 | 1865.359 | 2509.009 | 2280.36 | 2180.441 | 2178.602 | 2070.714 | 2616.284 | 2663.485 | 2547.628 | 2442.192 | 2247.871 | 1666.747 | 27268.692
| Min Applied |  |  | 0 | 0 | 0 | 0 | 0 | 0 | 0 | 0 | 0 | 0 | 0 | 0 | 0 | 0
| Intermediate Demand |  | 4.53 | 1378.479 | 1854.129 | 1685.16 | 1611.321 | 1609.962 | 1530.234 | 1933.404 | 1968.285 | 1882.668 | 1804.752 | 1661.151 | 1231.707 | 20151.252
| Min Applied |  |  | 0 | 0 | 0 | 0 | 0 | 0 | 0 | 0 | 0 | 0 | 0 | 0 | 0 | 0
| Base Demand |  | 5.2 | 1582.36 | 2128.36 | 1934.4 | 1849.64 | 1848.08 | 1756.56 | 2219.36 | 2259.4 | 2161.12 | 2071.68 | 1906.84 | 1413.88 | 23131.68
| Min Applied |  |  | 112.19 | 0 | 0 | 0 | 0 | 0 | 0 | 0 | 0 | 0 | 0 | 280.67 | 392.86 | 75.55
| PF Penalty |  |  | 0 | 0 | 0 | 0 | 0 | 0 | 0 | 0 | 0 | 0 | 0 | 0 | 0
|  |  | TOTAL: | 8312.688 | 9840.4036 | 10806.3488 | 9633.6324 | 8968.62 | 9434.3864 | 11006.7576 | 11116.1824 | 10295.8432 | 9874.9172 | 9643.0288 | 7679.5008 | 116612.3092
8 | TODS Proposed
| Service Charge |  | 200 | 200 | 200 | 200 | 200 | 200 | 200 | 200 | 200 | 200 | 200 | 200 | 200 | 2400
| Energy Charge |  | 0.03531 | 3177.9 | 3152.4768 | 4711.7664 | 3796.5312 | 3135.528 | 3881.2752 | 4042.2888 | 4029.5772 | 3508.4016 | 3360.0996 | 3631.2804 | 2889.7704 | 43316.8956
| Peak Demand |  | 7.81 | 2376.583 | 3196.633 | 2905.32 | 2778.017 | 2775.674 | 2638.218 | 3333.308 | 3393.445 | 3245.836 | 3111.504 | 2863.927 | 2123.539 | 34742.004
| Min Applied |  |  | 0 | 0 | 0 | 0 | 0 | 0 | 0 | 0 | 0 | 0 | 0 | 0 | 0 | 0
| Intermediate Demand |  | 6.11 | 1859.273 | 2500.823 | 2272.92 | 2173.327 | 2171.494 | 2063.958 | 2607.748 | 2654.795 | 2539.316 | 2434.224 | 2240.537 | 1661.309 | 27179.724
| Min Applied |  |  | 0 | 0 | 0 | 0 | 0 | 0 | 0 | 0 | 0 | 0 | 0 | 0 | 0 | 0
| Base Demand |  | 3.24 | 985.932 | 1326.132 | 1205.28 | 1152.468 | 1151.496 | 1094.472 | 1382.832 | 1407.78 | 1346.544 | 1290.816 | 1188.108 | 880.956 | 14412.816
| Min Applied |  |  | 421.848 | 81.648 | 202.5 | 255.312 | 256.284 | 313.308 | 24.948 | 0 | 61.236 | 116.964 | 219.672 | 526.824 | 2480.544 | 765.6
| PF Penalty |  |  | 0 | 0 | 0 | 0 | 0 | 0 | 0 | 0 | 0 | 0 | 0 | 0 | 0
|  |  | TOTAL: | 9021.536 | 10457.7128 | 11497.7864 | 10355.6552 | 9690.476 | 10191.2312 | 11591.1248 | 11685.5972 | 10901.3336 | 10513.6076 | 10343.5244 | 8282.3984 | 124531.9836

## BZ
RATE COMPARISON TEMPLATE
Rates current as of 7/1/2017
Rate 1
Metered Usage |  |  |  | July | August | September | October | November | December | January | February | March | April | May | June | TOTAL |  |  | Rate 2
Energy | [18 empty] | Rate 3
|  |  | On Peak | 38400 | 35520 | 35040 | 27360 | 31200 | 49200 | 78000 | 87600 | 57840 | 42480 | 33600 | 30960 | 547200 | 17.96% |  | Rate 4
|  |  | Off Peak | [12 empty] | 0 |  |  | Rate 5
Demand | Max KW | [17 empty] | Rate 6
| 347.8 |  | Peak | 86.6 | 168.5 | 137.5 | 115.2 | 121.2 | 161.5 | 307.7 | 347.8 | 164.4 | 126 | 98.6 | 156.2 | 1991.2 |  | 647.4 | Rate 7
| 347.8 |  | Intermediate | 86.6 | 168.5 | 137.5 | 115.2 | 121.2 | 161.5 | 307.7 | 347.8 | 164.4 | 126 | 98.6 | 156.2 | 1991.2 |  | 1343.8 | Rate 8
| 347.8 |  | Base | 86.6 | 168.5 | 137.5 | 115.2 | 121.2 | 161.5 | 307.7 | 347.8 | 164.4 | 126 | 98.6 | 156.2 | 1991.2
|  |  | PF | 90 | 90 | 90 | 90 | 90 | 90 | 90 | 90 | 90 | 90 | 90 | 90
COMPARISON | Service |  |  | July | August | September | October | November | December | January | February | March | April | May | June | TOTAL
| CURRENT | AES 3-P Current | Rate 3 | 3253.696 | 3012.6688 | 2972.4976 | 2329.7584 | 2651.128 | 4157.548 | 6567.82 | 7371.244 | 4880.6296 | 3595.1512 | 2851.984 | 2631.0424 | 46275.168
| POTENTIAL | AES 3-P Proposed | Rate 4 | 3411.296 | 3165.9488 | 3125.0576 | 2470.7984 | 2797.928 | 4331.348 | 6784.82 | 7602.644 | 5067.3896 | 3758.8712 | 3002.384 | 2777.4824 | 48295.968
| Savings |  |  | -157.6 | -153.28 | -152.56 | -141.04 | -146.8 | -173.8 | -217 | -231.4 | -186.76 | -163.72 | -150.4 | -146.44 | -2020.8
Rate Code
Base Charges
1 | GS 3- P Current
| Service Charge |  | 40 | 40 | 40 | 40 | 40 | 40 | 40 | 40 | 40 | 40 | 40 | 40 | 40 | 480
| Energy Charge |  | 0.10426 | 4003.584 | 3703.3152 | 3653.2704 | 2852.5536 | 3252.912 | 5129.592 | 8132.28 | 9133.176 | 6030.3984 | 4428.9648 | 3503.136 | 3227.8896 | 57051.072
|  |  | TOTAL: | 4043.584 | 3743.3152 | 3693.2704 | 2892.5536 | 3292.912 | 5169.592 | 8172.28 | 9173.176 | 6070.3984 | 4468.9648 | 3543.136 | 3267.8896 | 57531.072
2 | GS 3-P Proposed
| Service Charge |  | 50.4 | 50.4 | 50.4 | 50.4 | 50.4 | 50.4 | 50.4 | 50.4 | 50.4 | 50.4 | 50.4 | 50.4 | 50.4 | 604.8
| Energy Charge |  | 0.10685 | 4103.04 | 3795.312 | 3744.024 | 2923.416 | 3333.72 | 5257.02 | 8334.3 | 9360.06 | 6180.204 | 4538.988 | 3590.16 | 3308.076 | 58468.32
|  |  | TOTAL: | 4153.44 | 3845.712 | 3794.424 | 2973.816 | 3384.12 | 5307.42 | 8384.7 | 9410.46 | 6230.604 | 4589.388 | 3640.56 | 3358.476 | 59073.12
3 | AES 3-P Current
| Service Charge |  | 40 | 40 | 40 | 40 | 40 | 40 | 40 | 40 | 40 | 40 | 40 | 40 | 40 | 480
| Energy Charge |  | 0.08369 | 3213.696 | 2972.6688 | 2932.4976 | 2289.7584 | 2611.128 | 4117.548 | 6527.82 | 7331.244 | 4840.6296 | 3555.1512 | 2811.984 | 2591.0424 | 45795.168
|  |  | TOTAL: | 3253.696 | 3012.6688 | 2972.4976 | 2329.7584 | 2651.128 | 4157.548 | 6567.82 | 7371.244 | 4880.6296 | 3595.1512 | 2851.984 | 2631.0424 | 46275.168
4 | AES 3-P Proposed
| Service Charge |  | 140 | 140 | 140 | 140 | 140 | 140 | 140 | 140 | 140 | 140 | 140 | 140 | 140 | 1680
| Energy Charge |  | 0.08519 | 3271.296 | 3025.9488 | 2985.0576 | 2330.7984 | 2657.928 | 4191.348 | 6644.82 | 7462.644 | 4927.3896 | 3618.8712 | 2862.384 | 2637.4824 | 46615.968
|  |  | TOTAL: | 3411.296 | 3165.9488 | 3125.0576 | 2470.7984 | 2797.928 | 4331.348 | 6784.82 | 7602.644 | 5067.3896 | 3758.8712 | 3002.384 | 2777.4824 | 48295.968
5 | PS Sec Current
| Service Charge |  | 90 | 90 | 90 | 90 | 90 | 90 | 90 | 90 | 90 | 90 | 90 | 90 | 90 | 1080
| Energy Charge |  | 0.03572 | 1371.648 | 1268.7744 | 1251.6288 | 977.2992 | 1114.464 | 1757.424 | 2786.16 | 3129.072 | 2066.0448 | 1517.3856 | 1200.192 | 1105.8912 | 19545.984
| Demand Charge (May through September) |  | 19.05 | July: 1649.73; August: 3209.925; September: 2619.375; May: 1878.33; June: 2975.61 | 12332.97
| Min Applied |  |  | July: 1663.065; August: 102.87; September: 693.42; May: 1434.465; June: 337.185 | 4231.005 | 222.1
| Demand Charge (October through April) |  | 16.95 | October: 1952.64; November: 2054.34; December: 2737.425; January: 5215.515; February: 5895.21; March: 2786.58; April: 2135.7 | 22777.41
| Min Applied |  |  | October: 994.965; November: 893.265; December: 210.18; January: 0; February: 0; March: 161.025; April: 811.905 | 3071.34 | 181.2
| PF Penalty |  |  | 0 | 0 | 0 | 0 | 0 | 0 | 0 | 0 | 0 | 0 | 0 | 0 | 0
|  |  | TOTAL: | 4774.443 | 4671.5694 | 4654.4238 | 4014.9042 | 4152.069 | 4795.029 | 8091.675 | 9114.282 | 5103.6498 | 4554.9906 | 4602.987 | 4508.6862 | 63038.709
6 | PS Proposed
| Service Charge |  | 90 | 90 | 90 | 90 | 90 | 90 | 90 | 90 | 90 | 90 | 90 | 90 | 90 | 1080
| Energy Charge |  | 0.03572 | 1371.648 | 1268.7744 | 1251.6288 | 977.2992 | 1114.464 | 1757.424 | 2786.16 | 3129.072 | 2066.0448 | 1517.3856 | 1200.192 | 1105.8912 | 19545.984
| Demand Charge (May through September) |  | 20.71 | July: 1793.486; August: 3489.635; September: 2847.625; May: 2042.006; June: 3234.902 | 13407.654
| Min Applied |  |  | July: 1807.983; August: 111.834; September: 753.844; May: 1559.463; June: 366.567 | 4599.691 | 222.1
| Demand Charge (October through April) |  | 18.43 | October: 2123.136; November: 2233.716; December: 2976.445; January: 5670.911; February: 6409.954; March: 3029.892; April: 2322.18 | 24766.234
| Min Applied |  |  | October: 1081.841; November: 971.261; December: 228.532; January: 0; February: 0; March: 175.085; April: 882.797 | 3339.516 | 181.2
| PF Penalty |  |  | 0 | 0 | 0 | 0 | 0 | 0 | 0 | 0 | 0 | 0 | 0 | 0 | 0
|  |  | TOTAL: | 5063.117 | 4960.2434 | 4943.0978 | 4272.2762 | 4409.441 | 5052.401 | 8547.071 | 9629.026 | 5361.0218 | 4812.3626 | 4891.661 | 4797.3602 | 66739.079
7 | TODS Current
| Service Charge |  | 200 | 200 | 200 | 200 | 200 | 200 | 200 | 200 | 200 | 200 | 200 | 200 | 200 | 2400
| Energy Charge |  | 0.03527 | 1354.368 | 1252.7904 | 1235.8608 | 964.9872 | 1100.424 | 1735.284 | 2751.06 | 3089.652 | 2040.0168 | 1498.2696 | 1185.072 | 1091.9592 | 19299.744
| Peak Demand |  | 6.13 | 530.858 | 1032.905 | 842.875 | 706.176 | 742.956 | 989.995 | 1886.201 | 2132.014 | 1007.772 | 772.38 | 604.418 | 957.506 | 12206.056
| Min Applied |  |  | 535.149 | 33.102 | 223.132 | 359.831 | 323.051 | 76.012 | 0 | 0 | 58.235 | 293.627 | 461.589 | 108.501 | 2472.229 | 403.3
| Intermediate Demand |  | 4.53 | 392.298 | 763.305 | 622.875 | 521.856 | 549.036 | 731.595 | 1393.881 | 1575.534 | 744.732 | 570.78 | 446.658 | 707.586 | 9020.136
| Min Applied |  |  | 395.469 | 24.462 | 164.892 | 265.911 | 238.731 | 56.172 | 0 | 0 | 43.035 | 216.987 | 341.109 | 80.181 | 1826.949 | 403.3
| Base Demand |  | 5.2 | 450.32 | 876.2 | 715 | 599.04 | 630.24 | 839.8 | 1600.04 | 1808.56 | 854.88 | 655.2 | 512.72 | 812.24 | 10354.24
| Min Applied |  |  | 849.68 | 423.8 | 585 | 700.96 | 669.76 | 460.2 | 0 | 0 | 445.12 | 644.8 | 787.28 | 487.76 | 6054.36 | 1164.3
| PF Penalty |  |  | 0 | 0 | 0 | 0 | 0 | 0 | 0 | 0 | 0 | 0 | 0 | 0 | 0
|  |  | TOTAL: | 4708.142 | 4606.5644 | 4589.6348 | 4318.7612 | 4454.198 | 5089.058 | 7831.182 | 8805.76 | 5393.7908 | 4852.0436 | 4538.846 | 4445.7332 | 63633.714
8 | TODS Proposed
| Service Charge |  | 200 | 200 | 200 | 200 | 200 | 200 | 200 | 200 | 200 | 200 | 200 | 200 | 200 | 2400
| Energy Charge |  | 0.03531 | 1355.904 | 1254.2112 | 1237.2624 | 966.0816 | 1101.672 | 1737.252 | 2754.18 | 3093.156 | 2042.3304 | 1499.9688 | 1186.416 | 1093.1976 | 19321.632
| Peak Demand |  | 7.81 | 676.346 | 1315.985 | 1073.875 | 899.712 | 946.572 | 1261.315 | 2403.137 | 2716.318 | 1283.964 | 984.06 | 770.066 | 1219.922 | 15551.272
| Min Applied |  |  | 681.813 | 42.174 | 284.284 | 458.447 | 411.587 | 96.844 | 0 | 0 | 74.195 | 374.099 | 588.093 | 138.237 | 3149.773 | 403.3
| Intermediate Demand |  | 6.11 | 529.126 | 1029.535 | 840.125 | 703.872 | 740.532 | 986.765 | 1880.047 | 2125.058 | 1004.484 | 769.86 | 602.446 | 954.382 | 12166.232
| Min Applied |  |  | 533.403 | 32.994 | 222.404 | 358.657 | 321.997 | 75.764 | 0 | 0 | 58.045 | 292.669 | 460.083 | 108.147 | 2464.163 | 403.3
| Base Demand |  | 3.24 | 280.584 | 545.94 | 445.5 | 373.248 | 392.688 | 523.26 | 996.948 | 1126.872 | 532.656 | 408.24 | 319.464 | 506.088 | 6451.488
| Min Applied |  |  | 846.288 | 580.932 | 681.372 | 753.624 | 734.184 | 603.612 | 129.924 | 0 | 594.216 | 718.632 | 807.408 | 620.784 | 7070.976 | 2182.4
| PF Penalty |  |  | 0 | 0 | 0 | 0 | 0 | 0 | 0 | 0 | 0 | 0 | 0 | 0 | 0
|  |  | TOTAL: | 5103.464 | 5001.7712 | 4984.8224 | 4713.6416 | 4849.232 | 5484.812 | 8364.236 | 9261.404 | 5789.8904 | 5247.5288 | 4933.976 | 4840.7576 | 68575.536

## CA
RATE COMPARISON TEMPLATE
Rates current as of 7/1/2017
Rate 1
Metered Usage |  |  |  | July | August | September | October | November | December | January | February | March | April | May | June | TOTAL |  |  | Rate 2
Energy | [18 empty] | Rate 3
|  |  | On Peak | 42300 | 48900 | 51900 | 46800 | 53700 | 53400 | 61200 | 61800 | 46800 | 41400 | 41100 | 39900 | 589200 | 47.7% |  | Rate 4
|  |  | Off Peak | [12 empty] | 0 |  |  | Rate 5
Demand | Max KW | [17 empty] | Rate 6
| 141 |  | Peak | 102 | 117 | 138 | 132 | 123 | 129 | 141 | 132 | 129 | 129 | 132 | 105 | 1509 |  | 594 | Rate 7
| 141 |  | Intermediate | 102 | 117 | 138 | 132 | 123 | 129 | 141 | 132 | 129 | 129 | 132 | 105 | 1509 |  | 915 | Rate 8
| 141 |  | Base | 102 | 117 | 138 | 132 | 123 | 129 | 141 | 132 | 129 | 129 | 132 | 105 | 1509
|  |  | PF | 90 | 90 | 90 | 90 | 90 | 90 | 90 | 90 | 90 | 90 | 90 | 90
COMPARISON | Service |  |  | July | August | September | October | November | December | January | February | March | April | May | June | TOTAL
| CURRENT | AES 3-P Current | Rate 3 | 3580.087 | 4132.441 | 4383.511 | 3956.692 | 4534.153 | 4509.046 | 5161.828 | 5212.042 | 3956.692 | 3504.766 | 3479.659 | 3379.231 | 49790.148
| POTENTIAL | AES 3-P Current | Rate 3 | 3580.087 | 4132.441 | 4383.511 | 3956.692 | 4534.153 | 4509.046 | 5161.828 | 5212.042 | 3956.692 | 3504.766 | 3479.659 | 3379.231 | 49790.148
| Savings |  |  | 0 | 0 | 0 | 0 | 0 | 0 | 0 | 0 | 0 | 0 | 0 | 0 | 0
Rate Code
Base Charges
1 | GS 3- P Current
| Service Charge |  | 40 | 40 | 40 | 40 | 40 | 40 | 40 | 40 | 40 | 40 | 40 | 40 | 40 | 480
| Energy Charge |  | 0.10426 | 4410.198 | 5098.314 | 5411.094 | 4879.368 | 5598.762 | 5567.484 | 6380.712 | 6443.268 | 4879.368 | 4316.364 | 4285.086 | 4159.974 | 61429.992
|  |  | TOTAL: | 4450.198 | 5138.314 | 5451.094 | 4919.368 | 5638.762 | 5607.484 | 6420.712 | 6483.268 | 4919.368 | 4356.364 | 4325.086 | 4199.974 | 61909.992
2 | GS 3-P Proposed
| Service Charge |  | 50.4 | 50.4 | 50.4 | 50.4 | 50.4 | 50.4 | 50.4 | 50.4 | 50.4 | 50.4 | 50.4 | 50.4 | 50.4 | 604.8
| Energy Charge |  | 0.10685 | 4519.755 | 5224.965 | 5545.515 | 5000.58 | 5737.845 | 5705.79 | 6539.22 | 6603.33 | 5000.58 | 4423.59 | 4391.535 | 4263.315 | 62956.02
|  |  | TOTAL: | 4570.155 | 5275.365 | 5595.915 | 5050.98 | 5788.245 | 5756.19 | 6589.62 | 6653.73 | 5050.98 | 4473.99 | 4441.935 | 4313.715 | 63560.82
3 | AES 3-P Current
| Service Charge |  | 40 | 40 | 40 | 40 | 40 | 40 | 40 | 40 | 40 | 40 | 40 | 40 | 40 | 480
| Energy Charge |  | 0.08369 | 3540.087 | 4092.441 | 4343.511 | 3916.692 | 4494.153 | 4469.046 | 5121.828 | 5172.042 | 3916.692 | 3464.766 | 3439.659 | 3339.231 | 49310.148
|  |  | TOTAL: | 3580.087 | 4132.441 | 4383.511 | 3956.692 | 4534.153 | 4509.046 | 5161.828 | 5212.042 | 3956.692 | 3504.766 | 3479.659 | 3379.231 | 49790.148
4 | AES 3-P Proposed
| Service Charge |  | 140 | 140 | 140 | 140 | 140 | 140 | 140 | 140 | 140 | 140 | 140 | 140 | 140 | 1680
| Energy Charge |  | 0.08519 | 3603.537 | 4165.791 | 4421.361 | 3986.892 | 4574.703 | 4549.146 | 5213.628 | 5264.742 | 3986.892 | 3526.866 | 3501.309 | 3399.081 | 50193.948
|  |  | TOTAL: | 3743.537 | 4305.791 | 4561.361 | 4126.892 | 4714.703 | 4689.146 | 5353.628 | 5404.742 | 4126.892 | 3666.866 | 3641.309 | 3539.081 | 51873.948
5 | PS Sec Current
| Service Charge |  | 90 | 90 | 90 | 90 | 90 | 90 | 90 | 90 | 90 | 90 | 90 | 90 | 90 | 1080
| Energy Charge |  | 0.03572 | 1510.956 | 1746.708 | 1853.868 | 1671.696 | 1918.164 | 1907.448 | 2186.064 | 2207.496 | 1671.696 | 1478.808 | 1468.092 | 1425.228 | 21046.224
| Demand Charge (May through September) |  | 19.05 | July: 1943.1; August: 2228.85; September: 2628.9; May: 2514.6; June: 2000.25 | 11315.7
| Min Applied |  |  | July: 0; August: 0; September: 0; May: 0; June: 0 | 0 | 0
| Demand Charge (October through April) |  | 16.95 | October: 2237.4; November: 2084.85; December: 2186.55; January: 2389.95; February: 2237.4; March: 2186.55; April: 2186.55 | 15509.25
| Min Applied |  |  | October: 0; November: 0; December: 0; January: 0; February: 0; March: 0; April: 0 | 0 | 0
| PF Penalty |  |  | 0 | 0 | 0 | 0 | 0 | 0 | 0 | 0 | 0 | 0 | 0 | 0 | 0
|  |  | TOTAL: | 3544.056 | 4065.558 | 4572.768 | 3999.096 | 4093.014 | 4183.998 | 4666.014 | 4534.896 | 3948.246 | 3755.358 | 4072.692 | 3515.478 | 48951.174
6 | PS Proposed
| Service Charge |  | 90 | 90 | 90 | 90 | 90 | 90 | 90 | 90 | 90 | 90 | 90 | 90 | 90 | 1080
| Energy Charge |  | 0.03572 | 1510.956 | 1746.708 | 1853.868 | 1671.696 | 1918.164 | 1907.448 | 2186.064 | 2207.496 | 1671.696 | 1478.808 | 1468.092 | 1425.228 | 21046.224
| Demand Charge (May through September) |  | 20.71 | July: 2112.42; August: 2423.07; September: 2857.98; May: 2733.72; June: 2174.55 | 12301.74
| Min Applied |  |  | July: 0; August: 0; September: 0; May: 0; June: 0 | 0 | 0
| Demand Charge (October through April) |  | 18.43 | October: 2432.76; November: 2266.89; December: 2377.47; January: 2598.63; February: 2432.76; March: 2377.47; April: 2377.47 | 16863.45
| Min Applied |  |  | October: 0; November: 0; December: 0; January: 0; February: 0; March: 0; April: 0 | 0 | 0
| PF Penalty |  |  | 0 | 0 | 0 | 0 | 0 | 0 | 0 | 0 | 0 | 0 | 0 | 0 | 0
|  |  | TOTAL: | 3713.376 | 4259.778 | 4801.848 | 4194.456 | 4275.054 | 4374.918 | 4874.694 | 4730.256 | 4139.166 | 3946.278 | 4291.812 | 3689.778 | 51291.414
7 | TODS Current
| Service Charge |  | 200 | 200 | 200 | 200 | 200 | 200 | 200 | 200 | 200 | 200 | 200 | 200 | 200 | 2400
| Energy Charge |  | 0.03527 | 1491.921 | 1724.703 | 1830.513 | 1650.636 | 1893.999 | 1883.418 | 2158.524 | 2179.686 | 1650.636 | 1460.178 | 1449.597 | 1407.273 | 20781.084
| Peak Demand |  | 6.13 | 625.26 | 717.21 | 845.94 | 809.16 | 753.99 | 790.77 | 864.33 | 809.16 | 790.77 | 790.77 | 809.16 | 643.65 | 9250.17
| Min Applied |  |  | 0 | 0 | 0 | 0 | 0 | 0 | 0 | 0 | 0 | 0 | 0 | 0 | 0 | 0
| Intermediate Demand |  | 4.53 | 462.06 | 530.01 | 625.14 | 597.96 | 557.19 | 584.37 | 638.73 | 597.96 | 584.37 | 584.37 | 597.96 | 475.65 | 6835.77
| Min Applied |  |  | 0 | 0 | 0 | 0 | 0 | 0 | 0 | 0 | 0 | 0 | 0 | 0 | 0 | 0
| Base Demand |  | 5.2 | 530.4 | 608.4 | 717.6 | 686.4 | 639.6 | 670.8 | 733.2 | 686.4 | 670.8 | 670.8 | 686.4 | 546 | 7846.8
| Min Applied |  |  | 769.6 | 691.6 | 582.4 | 613.6 | 660.4 | 629.2 | 566.8 | 613.6 | 629.2 | 629.2 | 613.6 | 754 | 7753.2 | 1491
| PF Penalty |  |  | 0 | 0 | 0 | 0 | 0 | 0 | 0 | 0 | 0 | 0 | 0 | 0 | 0
|  |  | TOTAL: | 4079.241 | 4471.923 | 4801.593 | 4557.756 | 4705.179 | 4758.558 | 5161.584 | 5086.806 | 4525.776 | 4335.318 | 4356.717 | 4026.573 | 54867.024
8 | TODS Proposed
| Service Charge |  | 200 | 200 | 200 | 200 | 200 | 200 | 200 | 200 | 200 | 200 | 200 | 200 | 200 | 2400
| Energy Charge |  | 0.03531 | 1493.613 | 1726.659 | 1832.589 | 1652.508 | 1896.147 | 1885.554 | 2160.972 | 2182.158 | 1652.508 | 1461.834 | 1451.241 | 1408.869 | 20804.652
| Peak Demand |  | 7.81 | 796.62 | 913.77 | 1077.78 | 1030.92 | 960.63 | 1007.49 | 1101.21 | 1030.92 | 1007.49 | 1007.49 | 1030.92 | 820.05 | 11785.29
| Min Applied |  |  | 0 | 0 | 0 | 0 | 0 | 0 | 0 | 0 | 0 | 0 | 0 | 0 | 0 | 0
| Intermediate Demand |  | 6.11 | 623.22 | 714.87 | 843.18 | 806.52 | 751.53 | 788.19 | 861.51 | 806.52 | 788.19 | 788.19 | 806.52 | 641.55 | 9219.99
| Min Applied |  |  | 0 | 0 | 0 | 0 | 0 | 0 | 0 | 0 | 0 | 0 | 0 | 0 | 0 | 0
| Base Demand |  | 3.24 | 330.48 | 379.08 | 447.12 | 427.68 | 398.52 | 417.96 | 456.84 | 427.68 | 417.96 | 417.96 | 427.68 | 340.2 | 4889.16
| Min Applied |  |  | 479.52 | 430.92 | 362.88 | 382.32 | 411.48 | 392.04 | 353.16 | 382.32 | 392.04 | 392.04 | 382.32 | 469.8 | 4830.84 | 1491
| PF Penalty |  |  | 0 | 0 | 0 | 0 | 0 | 0 | 0 | 0 | 0 | 0 | 0 | 0 | 0
|  |  | TOTAL: | 3923.453 | 4365.299 | 4763.549 | 4499.948 | 4618.307 | 4691.234 | 5133.692 | 5029.598 | 4458.188 | 4267.514 | 4298.681 | 3880.469 | 53929.932

## CB
RATE COMPARISON TEMPLATE
Rates current as of 7/1/2017
Rate 1
Metered Usage |  |  |  | July | August | September | October | November | December | January | February | March | April | May | June | TOTAL |  |  | Rate 2
Energy | [18 empty] | Rate 3
|  |  | On Peak | 31440 | 57600 | 51840 | 40560 | 45840 | 39360 | 45360 | 48240 | 42480 | 42000 | 42000 | 30720 | 517440 | 20.55% |  | Rate 4
|  |  | Off Peak | [12 empty] | 0 |  |  | Rate 5
Demand | Max KW | [17 empty] | Rate 6
| 287.4 |  | Peak | 188.3 | 270 | 287.4 | 225.9 | 225.9 | 224.5 | 240.8 | 240.8 | 230.5 | 230.5 | 213.6 | 213.6 | 2791.8 |  | 1172.9 | Rate 7
| 287.4 |  | Intermediate | 188.3 | 270 | 287.4 | 225.9 | 225.9 | 224.5 | 240.8 | 240.8 | 230.5 | 230.5 | 213.6 | 213.6 | 2791.8 |  | 1618.9 | Rate 8
| 287.4 |  | Base | 188.3 | 270 | 287.4 | 225.9 | 225.9 | 224.5 | 240.8 | 240.8 | 230.5 | 230.5 | 213.6 | 213.6 | 2791.8
|  |  | PF | 90 | 90 | 90 | 90 | 90 | 90 | 90 | 90 | 90 | 90 | 90 | 90
COMPARISON | Service |  |  | July | August | September | October | November | December | January | February | March | April | May | June | TOTAL
| CURRENT | AES 3-P Current | Rate 3 | 2671.2136 | 4860.544 | 4378.4896 | 3434.4664 | 3876.3496 | 3334.0384 | 3836.1784 | 4077.2056 | 3595.1512 | 3554.98 | 3554.98 | 2610.9568 | 43784.5536
| POTENTIAL | AES 3-P Proposed | Rate 4 | 2818.3736 | 5046.944 | 4556.2496 | 3595.3064 | 4045.1096 | 3493.0784 | 4004.2184 | 4249.5656 | 3758.8712 | 3717.98 | 3717.98 | 2757.0368 | 45760.7136
| Savings |  |  | -147.16 | -186.4 | -177.76 | -160.84 | -168.76 | -159.04 | -168.04 | -172.36 | -163.72 | -163 | -163 | -146.08 | -1976.16
Rate Code
Base Charges
1 | GS 3- P Current
| Service Charge |  | 40 | 40 | 40 | 40 | 40 | 40 | 40 | 40 | 40 | 40 | 40 | 40 | 40 | 480
| Energy Charge |  | 0.10426 | 3277.9344 | 6005.376 | 5404.8384 | 4228.7856 | 4779.2784 | 4103.6736 | 4729.2336 | 5029.5024 | 4428.9648 | 4378.92 | 4378.92 | 3202.8672 | 53948.2944
|  |  | TOTAL: | 3317.9344 | 6045.376 | 5444.8384 | 4268.7856 | 4819.2784 | 4143.6736 | 4769.2336 | 5069.5024 | 4468.9648 | 4418.92 | 4418.92 | 3242.8672 | 54428.2944
2 | GS 3-P Proposed
| Service Charge |  | 50.4 | 50.4 | 50.4 | 50.4 | 50.4 | 50.4 | 50.4 | 50.4 | 50.4 | 50.4 | 50.4 | 50.4 | 50.4 | 604.8
| Energy Charge |  | 0.10685 | 3359.364 | 6154.56 | 5539.104 | 4333.836 | 4898.004 | 4205.616 | 4846.716 | 5154.444 | 4538.988 | 4487.7 | 4487.7 | 3282.432 | 55288.464
|  |  | TOTAL: | 3409.764 | 6204.96 | 5589.504 | 4384.236 | 4948.404 | 4256.016 | 4897.116 | 5204.844 | 4589.388 | 4538.1 | 4538.1 | 3332.832 | 55893.264
3 | AES 3-P Current
| Service Charge |  | 40 | 40 | 40 | 40 | 40 | 40 | 40 | 40 | 40 | 40 | 40 | 40 | 40 | 480
| Energy Charge |  | 0.08369 | 2631.2136 | 4820.544 | 4338.4896 | 3394.4664 | 3836.3496 | 3294.0384 | 3796.1784 | 4037.2056 | 3555.1512 | 3514.98 | 3514.98 | 2570.9568 | 43304.5536
|  |  | TOTAL: | 2671.2136 | 4860.544 | 4378.4896 | 3434.4664 | 3876.3496 | 3334.0384 | 3836.1784 | 4077.2056 | 3595.1512 | 3554.98 | 3554.98 | 2610.9568 | 43784.5536
4 | AES 3-P Proposed
| Service Charge |  | 140 | 140 | 140 | 140 | 140 | 140 | 140 | 140 | 140 | 140 | 140 | 140 | 140 | 1680
| Energy Charge |  | 0.08519 | 2678.3736 | 4906.944 | 4416.2496 | 3455.3064 | 3905.1096 | 3353.0784 | 3864.2184 | 4109.5656 | 3618.8712 | 3577.98 | 3577.98 | 2617.0368 | 44080.7136
|  |  | TOTAL: | 2818.3736 | 5046.944 | 4556.2496 | 3595.3064 | 4045.1096 | 3493.0784 | 4004.2184 | 4249.5656 | 3758.8712 | 3717.98 | 3717.98 | 2757.0368 | 45760.7136
5 | PS Sec Current
| Service Charge |  | 90 | 90 | 90 | 90 | 90 | 90 | 90 | 90 | 90 | 90 | 90 | 90 | 90 | 1080
| Energy Charge |  | 0.03572 | 1123.0368 | 2057.472 | 1851.7248 | 1448.8032 | 1637.4048 | 1405.9392 | 1620.2592 | 1723.1328 | 1517.3856 | 1500.24 | 1500.24 | 1097.3184 | 18482.9568
| Demand Charge (May through September) |  | 19.05 | July: 3587.115; August: 5143.5; September: 5474.97; May: 4069.08; June: 4069.08 | 22343.745
| Min Applied |  |  | July: 0; August: 0; September: 0; May: 0; June: 0 | 0 | 0
| Demand Charge (October through April) |  | 16.95 | October: 3829.005; November: 3829.005; December: 3805.275; January: 4081.56; February: 4081.56; March: 3906.975; April: 3906.975 | 27440.355
| Min Applied |  |  | October: 0; November: 0; December: 0; January: 0; February: 0; March: 0; April: 0 | 0 | 0
| PF Penalty |  |  | 0 | 0 | 0 | 0 | 0 | 0 | 0 | 0 | 0 | 0 | 0 | 0 | 0
|  |  | TOTAL: | 4800.1518 | 7290.972 | 7416.6948 | 5367.8082 | 5556.4098 | 5301.2142 | 5791.8192 | 5894.6928 | 5514.3606 | 5497.215 | 5659.32 | 5256.3984 | 69347.0568
6 | PS Proposed
| Service Charge |  | 90 | 90 | 90 | 90 | 90 | 90 | 90 | 90 | 90 | 90 | 90 | 90 | 90 | 1080
| Energy Charge |  | 0.03572 | 1123.0368 | 2057.472 | 1851.7248 | 1448.8032 | 1637.4048 | 1405.9392 | 1620.2592 | 1723.1328 | 1517.3856 | 1500.24 | 1500.24 | 1097.3184 | 18482.9568
| Demand Charge (May through September) |  | 20.71 | July: 3899.693; August: 5591.7; September: 5952.054; May: 4423.656; June: 4423.656 | 24290.759
| Min Applied |  |  | July: 0; August: 0; September: 0; May: 0; June: 0 | 0 | 0
| Demand Charge (October through April) |  | 18.43 | October: 4163.337; November: 4163.337; December: 4137.535; January: 4437.944; February: 4437.944; March: 4248.115; April: 4248.115 | 29836.327
| Min Applied |  |  | October: 0; November: 0; December: 0; January: 0; February: 0; March: 0; April: 0 | 0 | 0
| PF Penalty |  |  | 0 | 0 | 0 | 0 | 0 | 0 | 0 | 0 | 0 | 0 | 0 | 0 | 0
|  |  | TOTAL: | 5112.7298 | 7739.172 | 7893.7788 | 5702.1402 | 5890.7418 | 5633.4742 | 6148.2032 | 6251.0768 | 5855.5006 | 5838.355 | 6013.896 | 5610.9744 | 73690.0428
7 | TODS Current
| Service Charge |  | 200 | 200 | 200 | 200 | 200 | 200 | 200 | 200 | 200 | 200 | 200 | 200 | 200 | 2400
| Energy Charge |  | 0.03527 | 1108.8888 | 2031.552 | 1828.3968 | 1430.5512 | 1616.7768 | 1388.2272 | 1599.8472 | 1701.4248 | 1498.2696 | 1481.34 | 1481.34 | 1083.4944 | 18250.1088
| Peak Demand |  | 6.13 | 1154.279 | 1655.1 | 1761.762 | 1384.767 | 1384.767 | 1376.185 | 1476.104 | 1476.104 | 1412.965 | 1412.965 | 1309.368 | 1309.368 | 17113.734
| Min Applied |  |  | 0 | 0 | 0 | 0 | 0 | 0 | 0 | 0 | 0 | 0 | 0 | 0 | 0 | 0
| Intermediate Demand |  | 4.53 | 852.999 | 1223.1 | 1301.922 | 1023.327 | 1023.327 | 1016.985 | 1090.824 | 1090.824 | 1044.165 | 1044.165 | 967.608 | 967.608 | 12646.854
| Min Applied |  |  | 0 | 0 | 0 | 0 | 0 | 0 | 0 | 0 | 0 | 0 | 0 | 0 | 0 | 0
| Base Demand |  | 5.2 | 979.16 | 1404 | 1494.48 | 1174.68 | 1174.68 | 1167.4 | 1252.16 | 1252.16 | 1198.6 | 1198.6 | 1110.72 | 1110.72 | 14517.36
| Min Applied |  |  | 320.84 | 0 | 0 | 125.32 | 125.32 | 132.6 | 47.84 | 47.84 | 101.4 | 101.4 | 189.28 | 189.28 | 1381.12 | 265.6
| PF Penalty |  |  | 0 | 0 | 0 | 0 | 0 | 0 | 0 | 0 | 0 | 0 | 0 | 0 | 0
|  |  | TOTAL: | 4616.1668 | 6513.752 | 6586.5608 | 5338.6452 | 5524.8708 | 5281.3972 | 5666.7752 | 5768.3528 | 5455.3996 | 5438.47 | 5258.316 | 4860.4704 | 66309.1768
8 | TODS Proposed
| Service Charge |  | 200 | 200 | 200 | 200 | 200 | 200 | 200 | 200 | 200 | 200 | 200 | 200 | 200 | 2400
| Energy Charge |  | 0.03531 | 1110.1464 | 2033.856 | 1830.4704 | 1432.1736 | 1618.6104 | 1389.8016 | 1601.6616 | 1703.3544 | 1499.9688 | 1483.02 | 1483.02 | 1084.7232 | 18270.8064
| Peak Demand |  | 7.81 | 1470.623 | 2108.7 | 2244.594 | 1764.279 | 1764.279 | 1753.345 | 1880.648 | 1880.648 | 1800.205 | 1800.205 | 1668.216 | 1668.216 | 21803.958
| Min Applied |  |  | 0 | 0 | 0 | 0 | 0 | 0 | 0 | 0 | 0 | 0 | 0 | 0 | 0 | 0
| Intermediate Demand |  | 6.11 | 1150.513 | 1649.7 | 1756.014 | 1380.249 | 1380.249 | 1371.695 | 1471.288 | 1471.288 | 1408.355 | 1408.355 | 1305.096 | 1305.096 | 17057.898
| Min Applied |  |  | 0 | 0 | 0 | 0 | 0 | 0 | 0 | 0 | 0 | 0 | 0 | 0 | 0 | 0
| Base Demand |  | 3.24 | 610.092 | 874.8 | 931.176 | 731.916 | 731.916 | 727.38 | 780.192 | 780.192 | 746.82 | 746.82 | 692.064 | 692.064 | 9045.432
| Min Applied |  |  | 321.084 | 56.376 | 0 | 199.26 | 199.26 | 203.796 | 150.984 | 150.984 | 184.356 | 184.356 | 239.112 | 239.112 | 2128.68 | 657
| PF Penalty |  |  | 0 | 0 | 0 | 0 | 0 | 0 | 0 | 0 | 0 | 0 | 0 | 0 | 0
|  |  | TOTAL: | 4862.4584 | 6923.432 | 6962.2544 | 5707.8776 | 5894.3144 | 5646.0176 | 6084.7736 | 6186.4664 | 5839.7048 | 5822.756 | 5587.508 | 5189.2112 | 70706.7744

## CC
RATE COMPARISON TEMPLATE
Rates current as of 7/1/2017
Rate 1
Metered Usage |  |  |  | July | August | September | October | November | December | January | February | March | April | May | June | TOTAL |  |  | Rate 2
Energy | [18 empty] | Rate 3
|  |  | On Peak | 82500 | 92400 | 117900 | 87600 | 81600 | 89100 | 81300 | 83700 | 93425 | 84900 | 95700 | 86100 | 1076225 | 30% |  | Rate 4
|  |  | Off Peak | [12 empty] | 0 |  |  | Rate 5
Demand | Max KW | [17 empty] | Rate 6
| 409.5 |  | Peak | 275 | 402.3 | 409.5 | 360 | 362.7 | 351.9 | 343.3 | 351.4 | 343.4 | 355.5 | 358.6 | 320 | 4233.6 |  | 1765.4 | Rate 7
| 409.5 |  | Intermediate | 275 | 402.3 | 409.5 | 360 | 362.7 | 351.9 | 343.3 | 351.4 | 343.4 | 355.5 | 358.6 | 320 | 4233.6 |  | 2468.2 | Rate 8
| 409.5 |  | Base | 275 | 402.3 | 409.5 | 360 | 362.7 | 351.9 | 343.3 | 351.4 | 343.4 | 355.5 | 358.6 | 320 | 4233.6
|  |  | PF | 90 | 90 | 90 | 90 | 90 | 90 | 90 | 90 | 90 | 90 | 90 | 90
COMPARISON | Service |  |  | July | August | September | October | November | December | January | February | March | April | May | June | TOTAL
| CURRENT | AES 3-P Current | Rate 3 | 6944.425 | 7772.956 | 9907.051 | 7371.244 | 6869.104 | 7496.779 | 6843.997 | 7044.853 | 7858.7383 | 7145.281 | 8049.133 | 7245.709 | 90549.2703
| POTENTIAL | AES 3-P Proposed | Rate 4 | 7168.175 | 8011.556 | 10183.901 | 7602.644 | 7091.504 | 7730.429 | 7065.947 | 7270.403 | 8098.8758 | 7372.631 | 8292.683 | 7474.859 | 93363.6077
| Savings |  |  | -223.75 | -238.6 | -276.85 | -231.4 | -222.4 | -233.65 | -221.95 | -225.55 | -240.1375 | -227.35 | -243.55 | -229.15 | -2814.3375
Rate Code
Base Charges
1 | GS 3- P Current
| Service Charge |  | 40 | 40 | 40 | 40 | 40 | 40 | 40 | 40 | 40 | 40 | 40 | 40 | 40 | 480
| Energy Charge |  | 0.10426 | 8601.45 | 9633.624 | 12292.254 | 9133.176 | 8507.616 | 9289.566 | 8476.338 | 8726.562 | 9740.4905 | 8851.674 | 9977.682 | 8976.786 | 112207.2185
|  |  | TOTAL: | 8641.45 | 9673.624 | 12332.254 | 9173.176 | 8547.616 | 9329.566 | 8516.338 | 8766.562 | 9780.4905 | 8891.674 | 10017.682 | 9016.786 | 112687.2185
2 | GS 3-P Proposed
| Service Charge |  | 50.4 | 50.4 | 50.4 | 50.4 | 50.4 | 50.4 | 50.4 | 50.4 | 50.4 | 50.4 | 50.4 | 50.4 | 50.4 | 604.8
| Energy Charge |  | 0.10685 | 8815.125 | 9872.94 | 12597.615 | 9360.06 | 8718.96 | 9520.335 | 8686.905 | 8943.345 | 9982.4613 | 9071.565 | 10225.545 | 9199.785 | 114994.6413
|  |  | TOTAL: | 8865.525 | 9923.34 | 12648.015 | 9410.46 | 8769.36 | 9570.735 | 8737.305 | 8993.745 | 10032.8612 | 9121.965 | 10275.945 | 9250.185 | 115599.4413
3 | AES 3-P Current
| Service Charge |  | 40 | 40 | 40 | 40 | 40 | 40 | 40 | 40 | 40 | 40 | 40 | 40 | 40 | 480
| Energy Charge |  | 0.08369 | 6904.425 | 7732.956 | 9867.051 | 7331.244 | 6829.104 | 7456.779 | 6803.997 | 7004.853 | 7818.7383 | 7105.281 | 8009.133 | 7205.709 | 90069.2703
|  |  | TOTAL: | 6944.425 | 7772.956 | 9907.051 | 7371.244 | 6869.104 | 7496.779 | 6843.997 | 7044.853 | 7858.7383 | 7145.281 | 8049.133 | 7245.709 | 90549.2703
4 | AES 3-P Proposed
| Service Charge |  | 140 | 140 | 140 | 140 | 140 | 140 | 140 | 140 | 140 | 140 | 140 | 140 | 140 | 1680
| Energy Charge |  | 0.08519 | 7028.175 | 7871.556 | 10043.901 | 7462.644 | 6951.504 | 7590.429 | 6925.947 | 7130.403 | 7958.8758 | 7232.631 | 8152.683 | 7334.859 | 91683.6077
|  |  | TOTAL: | 7168.175 | 8011.556 | 10183.901 | 7602.644 | 7091.504 | 7730.429 | 7065.947 | 7270.403 | 8098.8758 | 7372.631 | 8292.683 | 7474.859 | 93363.6077
5 | PS Sec Current
| Service Charge |  | 90 | 90 | 90 | 90 | 90 | 90 | 90 | 90 | 90 | 90 | 90 | 90 | 90 | 1080
| Energy Charge |  | 0.03572 | 2946.9 | 3300.528 | 4211.388 | 3129.072 | 2914.752 | 3182.652 | 2904.036 | 2989.764 | 3337.141 | 3032.628 | 3418.404 | 3075.492 | 38442.757
| Demand Charge (May through September) |  | 19.05 | July: 5238.75; August: 7663.815; September: 7800.975; May: 6831.33; June: 6096 | 33630.87
| Min Applied |  |  | July: 0; August: 0; September: 0; May: 0; June: 0 | 0 | 0
| Demand Charge (October through April) |  | 16.95 | October: 6102; November: 6147.765; December: 5964.705; January: 5818.935; February: 5956.23; March: 5820.63; April: 6025.725 | 41835.99
| Min Applied |  |  | October: 0; November: 0; December: 0; January: 0; February: 0; March: 0; April: 0 | 0 | 0
| PF Penalty |  |  | 0 | 0 | 0 | 0 | 0 | 0 | 0 | 0 | 0 | 0 | 0 | 0 | 0
|  |  | TOTAL: | 8275.65 | 11054.343 | 12102.363 | 9321.072 | 9152.517 | 9237.357 | 8812.971 | 9035.994 | 9247.771 | 9148.353 | 10339.734 | 9261.492 | 114989.617
6 | PS Proposed
| Service Charge |  | 90 | 90 | 90 | 90 | 90 | 90 | 90 | 90 | 90 | 90 | 90 | 90 | 90 | 1080
| Energy Charge |  | 0.03572 | 2946.9 | 3300.528 | 4211.388 | 3129.072 | 2914.752 | 3182.652 | 2904.036 | 2989.764 | 3337.141 | 3032.628 | 3418.404 | 3075.492 | 38442.757
| Demand Charge (May through September) |  | 20.71 | July: 5695.25; August: 8331.633; September: 8480.745; May: 7426.606; June: 6627.2 | 36561.434
| Min Applied |  |  | July: 0; August: 0; September: 0; May: 0; June: 0 | 0 | 0
| Demand Charge (October through April) |  | 18.43 | October: 6634.8; November: 6684.561; December: 6485.517; January: 6327.019; February: 6476.302; March: 6328.862; April: 6551.865 | 45488.926
| Min Applied |  |  | October: 0; November: 0; December: 0; January: 0; February: 0; March: 0; April: 0 | 0 | 0
| PF Penalty |  |  | 0 | 0 | 0 | 0 | 0 | 0 | 0 | 0 | 0 | 0 | 0 | 0 | 0
|  |  | TOTAL: | 8732.15 | 11722.161 | 12782.133 | 9853.872 | 9689.313 | 9758.169 | 9321.055 | 9556.066 | 9756.003 | 9674.493 | 10935.01 | 9792.692 | 121573.117
7 | TODS Current
| Service Charge |  | 200 | 200 | 200 | 200 | 200 | 200 | 200 | 200 | 200 | 200 | 200 | 200 | 200 | 2400
| Energy Charge |  | 0.03527 | 2909.775 | 3258.948 | 4158.333 | 3089.652 | 2878.032 | 3142.557 | 2867.451 | 2952.099 | 3295.0997 | 2994.423 | 3375.339 | 3036.747 | 37958.4558
| Peak Demand |  | 6.13 | 1685.75 | 2466.099 | 2510.235 | 2206.8 | 2223.351 | 2157.147 | 2104.429 | 2154.082 | 2105.042 | 2179.215 | 2198.218 | 1961.6 | 25951.968
| Min Applied |  |  | 0 | 0 | 0 | 0 | 0 | 0 | 0 | 0 | 0 | 0 | 0 | 0 | 0 | 0
| Intermediate Demand |  | 4.53 | 1245.75 | 1822.419 | 1855.035 | 1630.8 | 1643.031 | 1594.107 | 1555.149 | 1591.842 | 1555.602 | 1610.415 | 1624.458 | 1449.6 | 19178.208
| Min Applied |  |  | 0 | 0 | 0 | 0 | 0 | 0 | 0 | 0 | 0 | 0 | 0 | 0 | 0 | 0
| Base Demand |  | 5.2 | 1430 | 2091.96 | 2129.4 | 1872 | 1886.04 | 1829.88 | 1785.16 | 1827.28 | 1785.68 | 1848.6 | 1864.72 | 1664 | 22014.72
| Min Applied |  |  | 167.05 | 0 | 0 | 0 | 0 | 0 | 0 | 0 | 0 | 0 | 0 | 0 | 167.05 | 32.125
| PF Penalty |  |  | 0 | 0 | 0 | 0 | 0 | 0 | 0 | 0 | 0 | 0 | 0 | 0 | 0
|  |  | TOTAL: | 7638.325 | 9839.426 | 10853.003 | 8999.252 | 8830.454 | 8923.691 | 8512.189 | 8725.303 | 8941.4237 | 8832.653 | 9262.735 | 8311.947 | 107670.4018
8 | TODS Proposed
| Service Charge |  | 200 | 200 | 200 | 200 | 200 | 200 | 200 | 200 | 200 | 200 | 200 | 200 | 200 | 2400
| Energy Charge |  | 0.03531 | 2913.075 | 3262.644 | 4163.049 | 3093.156 | 2881.296 | 3146.121 | 2870.703 | 2955.447 | 3298.8367 | 2997.819 | 3379.167 | 3040.191 | 38001.5048
| Peak Demand |  | 7.81 | 2147.75 | 3141.963 | 3198.195 | 2811.6 | 2832.687 | 2748.339 | 2681.173 | 2744.434 | 2681.954 | 2776.455 | 2800.666 | 2499.2 | 33064.416
| Min Applied |  |  | 0 | 0 | 0 | 0 | 0 | 0 | 0 | 0 | 0 | 0 | 0 | 0 | 0 | 0
| Intermediate Demand |  | 6.11 | 1680.25 | 2458.053 | 2502.045 | 2199.6 | 2216.097 | 2150.109 | 2097.563 | 2147.054 | 2098.174 | 2172.105 | 2191.046 | 1955.2 | 25867.296
| Min Applied |  |  | 0 | 0 | 0 | 0 | 0 | 0 | 0 | 0 | 0 | 0 | 0 | 0 | 0 | 0
| Base Demand |  | 3.24 | 891 | 1303.452 | 1326.78 | 1166.4 | 1175.148 | 1140.156 | 1112.292 | 1138.536 | 1112.616 | 1151.82 | 1161.864 | 1036.8 | 13716.864
| Min Applied |  |  | 435.78 | 23.328 | 0 | 160.38 | 151.632 | 186.624 | 214.488 | 188.244 | 214.164 | 174.96 | 164.916 | 289.98 | 2204.496 | 680.4
| PF Penalty |  |  | 0 | 0 | 0 | 0 | 0 | 0 | 0 | 0 | 0 | 0 | 0 | 0 | 0
|  |  | TOTAL: | 8267.855 | 10389.44 | 11390.069 | 9631.136 | 9456.86 | 9571.349 | 9176.219 | 9373.715 | 9605.7447 | 9473.159 | 9897.659 | 9021.371 | 115254.5767

## CD
RATE COMPARISON TEMPLATE
Rates current as of 7/1/2017
Rate 1
Metered Usage |  |  |  | July | August | September | October | November | December | January | February | March | April | May | June | TOTAL |  |  | Rate 2
Energy | [18 empty] | Rate 3
|  |  | On Peak | 73440 | 96240 | 69360 | 73200 | 72240 | 62640 | 52080 | 68400 | 66720 | 77280 | 51840 | 53280 | 816720 | 25.61% |  | Rate 4
|  |  | Off Peak | [12 empty] | 0 |  |  | Rate 5
Demand | Max KW | [17 empty] | Rate 6
| 364 |  | Peak | 335 | 348 | 342 | 364 | 313 | 299 | 312 | 313 | 327 | 345 | 226 | 187 | 3711 |  | 1438 | Rate 7
| 364 |  | Intermediate | 335 | 348 | 342 | 364 | 313 | 299 | 312 | 313 | 327 | 345 | 226 | 187 | 3711 |  | 2273 | Rate 8
| 364 |  | Base | 335 | 348 | 342 | 364 | 313 | 299 | 312 | 313 | 327 | 345 | 226 | 187 | 3711
|  |  | PF | 90 | 90 | 90 | 90 | 90 | 90 | 90 | 90 | 90 | 90 | 90 | 90
COMPARISON | Service |  |  | July | August | September | October | November | December | January | February | March | April | May | June | TOTAL
| CURRENT | AES 3-P Current | Rate 3 | 6186.1936 | 8094.3256 | 5844.7384 | 6166.108 | 6085.7656 | 5282.3416 | 4398.5752 | 5764.396 | 5623.7968 | 6507.5632 | 4378.4896 | 4499.0032 | 68831.2968
| POTENTIAL | AES 3-P Proposed | Rate 4 | 6396.3536 | 8338.6856 | 6048.7784 | 6375.908 | 6294.1256 | 5476.3016 | 4576.6952 | 5966.996 | 5823.8768 | 6723.4832 | 4556.2496 | 4678.9232 | 71256.3768
| Savings |  |  | -210.16 | -244.36 | -204.04 | -209.8 | -208.36 | -193.96 | -178.12 | -202.6 | -200.08 | -215.92 | -177.76 | -179.92 | -2425.08
Rate Code
Base Charges
1 | GS 3- P Current
| Service Charge |  | 40 | 40 | 40 | 40 | 40 | 40 | 40 | 40 | 40 | 40 | 40 | 40 | 40 | 480
| Energy Charge |  | 0.10426 | 7656.8544 | 10033.9824 | 7231.4736 | 7631.832 | 7531.7424 | 6530.8464 | 5429.8608 | 7131.384 | 6956.2272 | 8057.2128 | 5404.8384 | 5554.9728 | 85151.2272
|  |  | TOTAL: | 7696.8544 | 10073.9824 | 7271.4736 | 7671.832 | 7571.7424 | 6570.8464 | 5469.8608 | 7171.384 | 6996.2272 | 8097.2128 | 5444.8384 | 5594.9728 | 85631.2272
2 | GS 3-P Proposed
| Service Charge |  | 50.4 | 50.4 | 50.4 | 50.4 | 50.4 | 50.4 | 50.4 | 50.4 | 50.4 | 50.4 | 50.4 | 50.4 | 50.4 | 604.8
| Energy Charge |  | 0.10685 | 7847.064 | 10283.244 | 7411.116 | 7821.42 | 7718.844 | 6693.084 | 5564.748 | 7308.54 | 7129.032 | 8257.368 | 5539.104 | 5692.968 | 87266.532
|  |  | TOTAL: | 7897.464 | 10333.644 | 7461.516 | 7871.82 | 7769.244 | 6743.484 | 5615.148 | 7358.94 | 7179.432 | 8307.768 | 5589.504 | 5743.368 | 87871.332
3 | AES 3-P Current
| Service Charge |  | 40 | 40 | 40 | 40 | 40 | 40 | 40 | 40 | 40 | 40 | 40 | 40 | 40 | 480
| Energy Charge |  | 0.08369 | 6146.1936 | 8054.3256 | 5804.7384 | 6126.108 | 6045.7656 | 5242.3416 | 4358.5752 | 5724.396 | 5583.7968 | 6467.5632 | 4338.4896 | 4459.0032 | 68351.2968
|  |  | TOTAL: | 6186.1936 | 8094.3256 | 5844.7384 | 6166.108 | 6085.7656 | 5282.3416 | 4398.5752 | 5764.396 | 5623.7968 | 6507.5632 | 4378.4896 | 4499.0032 | 68831.2968
4 | AES 3-P Proposed
| Service Charge |  | 140 | 140 | 140 | 140 | 140 | 140 | 140 | 140 | 140 | 140 | 140 | 140 | 140 | 1680
| Energy Charge |  | 0.08519 | 6256.3536 | 8198.6856 | 5908.7784 | 6235.908 | 6154.1256 | 5336.3016 | 4436.6952 | 5826.996 | 5683.8768 | 6583.4832 | 4416.2496 | 4538.9232 | 69576.3768
|  |  | TOTAL: | 6396.3536 | 8338.6856 | 6048.7784 | 6375.908 | 6294.1256 | 5476.3016 | 4576.6952 | 5966.996 | 5823.8768 | 6723.4832 | 4556.2496 | 4678.9232 | 71256.3768
5 | PS Sec Current
| Service Charge |  | 90 | 90 | 90 | 90 | 90 | 90 | 90 | 90 | 90 | 90 | 90 | 90 | 90 | 1080
| Energy Charge |  | 0.03572 | 2623.2768 | 3437.6928 | 2477.5392 | 2614.704 | 2580.4128 | 2237.5008 | 1860.2976 | 2443.248 | 2383.2384 | 2760.4416 | 1851.7248 | 1903.1616 | 29173.2384
| Demand Charge (May through September) |  | 19.05 | July: 6381.75; August: 6629.4; September: 6515.1; May: 4305.3; June: 3562.35 | 27393.9
| Min Applied |  |  | July: 0; August: 0; September: 0; May: 0; June: 0 | 0 | 0
| Demand Charge (October through April) |  | 16.95 | October: 6169.8; November: 5305.35; December: 5068.05; January: 5288.4; February: 5305.35; March: 5542.65; April: 5847.75 | 38527.35
| Min Applied |  |  | October: 0; November: 0; December: 0; January: 0; February: 0; March: 0; April: 0 | 0 | 0
| PF Penalty |  |  | 0 | 0 | 0 | 0 | 0 | 0 | 0 | 0 | 0 | 0 | 0 | 0 | 0
|  |  | TOTAL: | 9095.0268 | 10157.0928 | 9082.6392 | 8874.504 | 7975.7628 | 7395.5508 | 7238.6976 | 7838.598 | 8015.8884 | 8698.1916 | 6247.0248 | 5555.5116 | 96174.4884
6 | PS Proposed
| Service Charge |  | 90 | 90 | 90 | 90 | 90 | 90 | 90 | 90 | 90 | 90 | 90 | 90 | 90 | 1080
| Energy Charge |  | 0.03572 | 2623.2768 | 3437.6928 | 2477.5392 | 2614.704 | 2580.4128 | 2237.5008 | 1860.2976 | 2443.248 | 2383.2384 | 2760.4416 | 1851.7248 | 1903.1616 | 29173.2384
| Demand Charge (May through September) |  | 20.71 | July: 6937.85; August: 7207.08; September: 7082.82; May: 4680.46; June: 3872.77 | 29780.98
| Min Applied |  |  | July: 0; August: 0; September: 0; May: 0; June: 0 | 0 | 0
| Demand Charge (October through April) |  | 18.43 | October: 6708.52; November: 5768.59; December: 5510.57; January: 5750.16; February: 5768.59; March: 6026.61; April: 6358.35 | 41891.39
| Min Applied |  |  | October: 0; November: 0; December: 0; January: 0; February: 0; March: 0; April: 0 | 0 | 0
| PF Penalty |  |  | 0 | 0 | 0 | 0 | 0 | 0 | 0 | 0 | 0 | 0 | 0 | 0 | 0
|  |  | TOTAL: | 9651.1268 | 10734.7728 | 9650.3592 | 9413.224 | 8439.0028 | 7838.0708 | 7700.4576 | 8301.838 | 8499.8484 | 9208.7916 | 6622.1848 | 5865.9316 | 101925.6084
7 | TODS Current
| Service Charge |  | 200 | 200 | 200 | 200 | 200 | 200 | 200 | 200 | 200 | 200 | 200 | 200 | 200 | 2400
| Energy Charge |  | 0.03527 | 2590.2288 | 3394.3848 | 2446.3272 | 2581.764 | 2547.9048 | 2209.3128 | 1836.8616 | 2412.468 | 2353.2144 | 2725.6656 | 1828.3968 | 1879.1856 | 28805.7144
| Peak Demand |  | 6.13 | 2053.55 | 2133.24 | 2096.46 | 2231.32 | 1918.69 | 1832.87 | 1912.56 | 1918.69 | 2004.51 | 2114.85 | 1385.38 | 1146.31 | 22748.43
| Min Applied |  |  | 0 | 0 | 0 | 0 | 0 | 0 | 0 | 0 | 0 | 0 | 0 | 0 | 0 | 0
| Intermediate Demand |  | 4.53 | 1517.55 | 1576.44 | 1549.26 | 1648.92 | 1417.89 | 1354.47 | 1413.36 | 1417.89 | 1481.31 | 1562.85 | 1023.78 | 847.11 | 16810.83
| Min Applied |  |  | 0 | 0 | 0 | 0 | 0 | 0 | 0 | 0 | 0 | 0 | 0 | 0 | 0 | 0
| Base Demand |  | 5.2 | 1742 | 1809.6 | 1778.4 | 1892.8 | 1627.6 | 1554.8 | 1622.4 | 1627.6 | 1700.4 | 1794 | 1175.2 | 972.4 | 19297.2
| Min Applied |  |  | 0 | 0 | 0 | 0 | 0 | 0 | 0 | 0 | 0 | 0 | 124.8 | 327.6 | 452.4 | 87
| PF Penalty |  |  | 0 | 0 | 0 | 0 | 0 | 0 | 0 | 0 | 0 | 0 | 0 | 0 | 0
|  |  | TOTAL: | 8103.3288 | 9113.6648 | 8070.4472 | 8554.804 | 7712.0848 | 7151.4528 | 6985.1816 | 7576.648 | 7739.4344 | 8397.3656 | 5737.5568 | 5372.6056 | 90514.5744
8 | TODS Proposed
| Service Charge |  | 200 | 200 | 200 | 200 | 200 | 200 | 200 | 200 | 200 | 200 | 200 | 200 | 200 | 2400
| Energy Charge |  | 0.03531 | 2593.1664 | 3398.2344 | 2449.1016 | 2584.692 | 2550.7944 | 2211.8184 | 1838.9448 | 2415.204 | 2355.8832 | 2728.7568 | 1830.4704 | 1881.3168 | 28838.3832
| Peak Demand |  | 7.81 | 2616.35 | 2717.88 | 2671.02 | 2842.84 | 2444.53 | 2335.19 | 2436.72 | 2444.53 | 2553.87 | 2694.45 | 1765.06 | 1460.47 | 28982.91
| Min Applied |  |  | 0 | 0 | 0 | 0 | 0 | 0 | 0 | 0 | 0 | 0 | 0 | 0 | 0 | 0
| Intermediate Demand |  | 6.11 | 2046.85 | 2126.28 | 2089.62 | 2224.04 | 1912.43 | 1826.89 | 1906.32 | 1912.43 | 1997.97 | 2107.95 | 1380.86 | 1142.57 | 22674.21
| Min Applied |  |  | 0 | 0 | 0 | 0 | 0 | 0 | 0 | 0 | 0 | 0 | 0 | 0 | 0 | 0
| Base Demand |  | 3.24 | 1085.4 | 1127.52 | 1108.08 | 1179.36 | 1014.12 | 968.76 | 1010.88 | 1014.12 | 1059.48 | 1117.8 | 732.24 | 605.88 | 12023.64
| Min Applied |  |  | 93.96 | 51.84 | 71.28 | 0 | 165.24 | 210.6 | 168.48 | 165.24 | 119.88 | 61.56 | 447.12 | 573.48 | 2128.68 | 657
| PF Penalty |  |  | 0 | 0 | 0 | 0 | 0 | 0 | 0 | 0 | 0 | 0 | 0 | 0 | 0
|  |  | TOTAL: | 8635.7264 | 9621.7544 | 8589.1016 | 9030.932 | 8287.1144 | 7753.2584 | 7561.3448 | 8151.524 | 8287.0832 | 8910.5168 | 6355.7504 | 5863.7168 | 97047.8232

## CE
RATE COMPARISON TEMPLATE
Rates current as of 7/1/2017
Rate 1
Metered Usage |  |  |  | July | August | September | October | November | December | January | February | March | April | May | June | TOTAL |  |  | Rate 2
Energy | [18 empty] | Rate 3
|  |  | On Peak | 49120 | 77280 | 79200 | 56000 | 65280 | 61440 | 72160 | 69440 | 63040 | 60480 | 62400 | 50880 | 766720 | 27.71% |  | Rate 4
|  |  | Off Peak | [12 empty] | 0 |  |  | Rate 5
Demand | Max KW | [17 empty] | Rate 6
| 315.9 |  | Peak | 213.9 | 302 | 311.9 | 257.5 | 272.1 | 276.4 | 298.5 | 315.9 | 250.2 | 275.1 | 283.6 | 138.9 | 3196 |  | 1250.3 | Rate 7
| 315.9 |  | Intermediate | 213.9 | 302 | 311.9 | 257.5 | 272.1 | 276.4 | 298.5 | 315.9 | 250.2 | 275.1 | 283.6 | 138.9 | 3196 |  | 1945.7 | Rate 8
| 0 |  | Base | [12 empty] | 0
|  |  | PF | 90 | 90 | 90 | 90 | 90 | 90 | 90 | 90 | 90 | 90 | 90 | 90
COMPARISON | Service |  |  | July | August | September | October | November | December | January | February | March | April | May | June | TOTAL
| CURRENT | AES 3-P Current | Rate 3 | 4150.8528 | 6507.5632 | 6668.248 | 4726.64 | 5503.2832 | 5181.9136 | 6079.0704 | 5851.4336 | 5315.8176 | 5101.5712 | 5262.256 | 4298.1472 | 64646.7968
| POTENTIAL | AES 3-P Proposed | Rate 4 | 4324.5328 | 6723.4832 | 6887.048 | 4910.64 | 5701.2032 | 5374.0736 | 6287.3104 | 6055.5936 | 5510.3776 | 5292.2912 | 5455.856 | 4474.4672 | 66996.8768
| Savings |  |  | -173.68 | -215.92 | -218.8 | -184 | -197.92 | -192.16 | -208.24 | -204.16 | -194.56 | -190.72 | -193.6 | -176.32 | -2350.08
Rate Code
Base Charges
1 | GS 3- P Current
| Service Charge |  | 40 | 40 | 40 | 40 | 40 | 40 | 40 | 40 | 40 | 40 | 40 | 40 | 40 | 480
| Energy Charge |  | 0.10426 | 5121.2512 | 8057.2128 | 8257.392 | 5838.56 | 6806.0928 | 6405.7344 | 7523.4016 | 7239.8144 | 6572.5504 | 6305.6448 | 6505.824 | 5304.7488 | 79938.2272
|  |  | TOTAL: | 5161.2512 | 8097.2128 | 8297.392 | 5878.56 | 6846.0928 | 6445.7344 | 7563.4016 | 7279.8144 | 6612.5504 | 6345.6448 | 6545.824 | 5344.7488 | 80418.2272
2 | GS 3-P Proposed
| Service Charge |  | 50.4 | 50.4 | 50.4 | 50.4 | 50.4 | 50.4 | 50.4 | 50.4 | 50.4 | 50.4 | 50.4 | 50.4 | 50.4 | 604.8
| Energy Charge |  | 0.10685 | 5248.472 | 8257.368 | 8462.52 | 5983.6 | 6975.168 | 6564.864 | 7710.296 | 7419.664 | 6735.824 | 6462.288 | 6667.44 | 5436.528 | 81924.032
|  |  | TOTAL: | 5298.872 | 8307.768 | 8512.92 | 6034 | 7025.568 | 6615.264 | 7760.696 | 7470.064 | 6786.224 | 6512.688 | 6717.84 | 5486.928 | 82528.832
3 | AES 3-P Current
| Service Charge |  | 40 | 40 | 40 | 40 | 40 | 40 | 40 | 40 | 40 | 40 | 40 | 40 | 40 | 480
| Energy Charge |  | 0.08369 | 4110.8528 | 6467.5632 | 6628.248 | 4686.64 | 5463.2832 | 5141.9136 | 6039.0704 | 5811.4336 | 5275.8176 | 5061.5712 | 5222.256 | 4258.1472 | 64166.7968
|  |  | TOTAL: | 4150.8528 | 6507.5632 | 6668.248 | 4726.64 | 5503.2832 | 5181.9136 | 6079.0704 | 5851.4336 | 5315.8176 | 5101.5712 | 5262.256 | 4298.1472 | 64646.7968
4 | AES 3-P Proposed
| Service Charge |  | 140 | 140 | 140 | 140 | 140 | 140 | 140 | 140 | 140 | 140 | 140 | 140 | 140 | 1680
| Energy Charge |  | 0.08519 | 4184.5328 | 6583.4832 | 6747.048 | 4770.64 | 5561.2032 | 5234.0736 | 6147.3104 | 5915.5936 | 5370.3776 | 5152.2912 | 5315.856 | 4334.4672 | 65316.8768
|  |  | TOTAL: | 4324.5328 | 6723.4832 | 6887.048 | 4910.64 | 5701.2032 | 5374.0736 | 6287.3104 | 6055.5936 | 5510.3776 | 5292.2912 | 5455.856 | 4474.4672 | 66996.8768
5 | PS Sec Current
| Service Charge |  | 90 | 90 | 90 | 90 | 90 | 90 | 90 | 90 | 90 | 90 | 90 | 90 | 90 | 1080
| Energy Charge |  | 0.03572 | 1754.5664 | 2760.4416 | 2829.024 | 2000.32 | 2331.8016 | 2194.6368 | 2577.5552 | 2480.3968 | 2251.7888 | 2160.3456 | 2228.928 | 1817.4336 | 27387.2384
| Demand Charge (May through September) |  | 19.05 | July: 4074.795; August: 5753.1; September: 5941.695; May: 5402.58; June: 2646.045 | 23818.215
| Min Applied |  |  | July: 0; August: 0; September: 0; May: 0; June: 362.9025 | 362.9025 | 19.05
| Demand Charge (October through April) |  | 16.95 | October: 4364.625; November: 4612.095; December: 4684.98; January: 5059.575; February: 5354.505; March: 4240.89; April: 4662.945 | 32979.615
| Min Applied |  |  | October: 0; November: 0; December: 0; January: 0; February: 0; March: 0; April: 0 | 0 | 0
| PF Penalty |  |  | 0 | 0 | 0 | 0 | 0 | 0 | 0 | 0 | 0 | 0 | 0 | 0 | 0
|  |  | TOTAL: | 5919.3614 | 8603.5416 | 8860.719 | 6454.945 | 7033.8966 | 6969.6168 | 7727.1302 | 7924.9018 | 6582.6788 | 6913.2906 | 7721.508 | 4916.3811 | 85627.9709
6 | PS Proposed
| Service Charge |  | 90 | 90 | 90 | 90 | 90 | 90 | 90 | 90 | 90 | 90 | 90 | 90 | 90 | 1080
| Energy Charge |  | 0.03572 | 1754.5664 | 2760.4416 | 2829.024 | 2000.32 | 2331.8016 | 2194.6368 | 2577.5552 | 2480.3968 | 2251.7888 | 2160.3456 | 2228.928 | 1817.4336 | 27387.2384
| Demand Charge (May through September) |  | 20.71 | July: 4429.869; August: 6254.42; September: 6459.449; May: 5873.356; June: 2876.619 | 25893.713
| Min Applied |  |  | July: 0; August: 0; September: 0; May: 0; June: 394.5255 | 394.5255 | 19.05
| Demand Charge (October through April) |  | 18.43 | October: 4745.725; November: 5014.803; December: 5094.052; January: 5501.355; February: 5822.037; March: 4611.186; April: 5070.093 | 35859.251
| Min Applied |  |  | October: 0; November: 0; December: 0; January: 0; February: 0; March: 0; April: 0 | 0 | 0
| PF Penalty |  |  | 0 | 0 | 0 | 0 | 0 | 0 | 0 | 0 | 0 | 0 | 0 | 0 | 0
|  |  | TOTAL: | 6274.4354 | 9104.8616 | 9378.473 | 6836.045 | 7436.6046 | 7378.6888 | 8168.9102 | 8392.4338 | 6952.9748 | 7320.4386 | 8192.284 | 5178.5781 | 90614.7279
7 | TODS Current
| Service Charge |  | 200 | 200 | 200 | 200 | 200 | 200 | 200 | 200 | 200 | 200 | 200 | 200 | 200 | 2400
| Energy Charge |  | 0.03527 | 1732.4624 | 2725.6656 | 2793.384 | 1975.12 | 2302.4256 | 2166.9888 | 2545.0832 | 2449.1488 | 2223.4208 | 2133.1296 | 2200.848 | 1794.5376 | 27042.2144
| Peak Demand |  | 6.13 | 1311.207 | 1851.26 | 1911.947 | 1578.475 | 1667.973 | 1694.332 | 1829.805 | 1936.467 | 1533.726 | 1686.363 | 1738.468 | 851.457 | 19591.48
| Min Applied |  |  | 0 | 0 | 0 | 0 | 0 | 0 | 0 | 0 | 0 | 0 | 0 | 116.7765 | 116.7765 | 19.05
| Intermediate Demand |  | 4.53 | 968.967 | 1368.06 | 1412.907 | 1166.475 | 1232.613 | 1252.092 | 1352.205 | 1431.027 | 1133.406 | 1246.203 | 1284.708 | 629.217 | 14477.88
| Min Applied |  |  | 0 | 0 | 0 | 0 | 0 | 0 | 0 | 0 | 0 | 0 | 0 | 86.2965 | 86.2965 | 19.05
| Base Demand |  | 5.2 | 0 | 0 | 0 | 0 | 0 | 0 | 0 | 0 | 0 | 0 | 0 | 0 | 0
| Min Applied |  |  | 1300 | 1300 | 1300 | 1300 | 1300 | 1300 | 1300 | 1300 | 1300 | 1300 | 1300 | 1300 | 15600 | 3000
| PF Penalty |  |  | 0 | 0 | 0 | 0 | 0 | 0 | 0 | 0 | 0 | 0 | 0 | 0 | 0
|  |  | TOTAL: | 5512.6364 | 7444.9856 | 7618.238 | 6220.07 | 6703.0116 | 6613.4128 | 7227.0932 | 7316.6428 | 6390.5528 | 6565.6956 | 6724.024 | 4978.2846 | 79314.6474
8 | TODS Proposed
| Service Charge |  | 200 | 200 | 200 | 200 | 200 | 200 | 200 | 200 | 200 | 200 | 200 | 200 | 200 | 2400
| Energy Charge |  | 0.03531 | 1734.4272 | 2728.7568 | 2796.552 | 1977.36 | 2305.0368 | 2169.4464 | 2547.9696 | 2451.9264 | 2225.9424 | 2135.5488 | 2203.344 | 1796.5728 | 27072.8832
| Peak Demand |  | 7.81 | 1670.559 | 2358.62 | 2435.939 | 2011.075 | 2125.101 | 2158.684 | 2331.285 | 2467.179 | 1954.062 | 2148.531 | 2214.916 | 1084.809 | 24960.76
| Min Applied |  |  | 0 | 0 | 0 | 0 | 0 | 0 | 0 | 0 | 0 | 0 | 0 | 148.7805 | 148.7805 | 19.05
| Intermediate Demand |  | 6.11 | 1306.929 | 1845.22 | 1905.709 | 1573.325 | 1662.531 | 1688.804 | 1823.835 | 1930.149 | 1528.722 | 1680.861 | 1732.796 | 848.679 | 19527.56
| Min Applied |  |  | 0 | 0 | 0 | 0 | 0 | 0 | 0 | 0 | 0 | 0 | 0 | 116.3955 | 116.3955 | 19.05
| Base Demand |  | 3.24 | 0 | 0 | 0 | 0 | 0 | 0 | 0 | 0 | 0 | 0 | 0 | 0 | 0
| Min Applied |  |  | 810 | 810 | 810 | 810 | 810 | 810 | 810 | 810 | 810 | 810 | 810 | 810 | 9720 | 3000
| PF Penalty |  |  | 0 | 0 | 0 | 0 | 0 | 0 | 0 | 0 | 0 | 0 | 0 | 0 | 0
|  |  | TOTAL: | 5721.9152 | 7942.5968 | 8148.2 | 6571.76 | 7102.6688 | 7026.9344 | 7713.0896 | 7859.2544 | 6718.7264 | 6974.9408 | 7161.056 | 5005.2368 | 83946.3792

## CF
RATE COMPARISON TEMPLATE
Rates current as of 7/1/2017
Rate 1
Metered Usage |  |  |  | July | August | September | October | November | December | January | February | March | April | May | June | TOTAL |  |  | Rate 2
Energy | [18 empty] | Rate 3
|  |  | On Peak | 57600 | 102800 | 98000 | 68400 | 78000 | 63200 | 97200 | 90800 | 69600 | 68400 | 73600 | 52800 | 920400 | 27.48% |  | Rate 4
|  |  | Off Peak | [12 empty] | 0 |  |  | Rate 5
Demand | Max KW | [17 empty] | Rate 6
| 382.4 |  | Peak | 252.8 | 362.4 | 327.2 | 374.4 | 372.4 | 263.2 | 382.4 | 340 | 292.8 | 372.8 | 375.2 | 219.6 | 3935.2 |  | 1537.2 | Rate 7
| 382.4 |  | Intermediate | 252.8 | 362.4 | 327.2 | 374.4 | 372.4 | 263.2 | 382.4 | 340 | 292.8 | 372.8 | 375.2 | 219.6 | 3935.2 |  | 2398 | Rate 8
| 382.4 |  | Base | 252.8 | 362.4 | 327.2 | 374.4 | 372.4 | 263.2 | 382.4 | 340 | 292.8 | 372.8 | 375.2 | 219.6 | 3935.2
|  |  | PF | 90 | 90 | 90 | 90 | 90 | 90 | 90 | 90 | 90 | 90 | 90 | 90
COMPARISON | Service |  |  | July | August | September | October | November | December | January | February | March | April | May | June | TOTAL
| CURRENT | AES 3-P Current | Rate 3 | 4860.544 | 8643.332 | 8241.62 | 5764.396 | 6567.82 | 5329.208 | 8174.668 | 7639.052 | 5864.824 | 5764.396 | 6199.584 | 4458.832 | 77508.276
| POTENTIAL | AES 3-P Proposed | Rate 4 | 5046.944 | 8897.532 | 8488.62 | 5966.996 | 6784.82 | 5524.008 | 8420.468 | 7875.252 | 6069.224 | 5966.996 | 6409.984 | 4638.032 | 80088.876
| Savings |  |  | -186.4 | -254.2 | -247 | -202.6 | -217 | -194.8 | -245.8 | -236.2 | -204.4 | -202.6 | -210.4 | -179.2 | -2580.6
Rate Code
Base Charges
1 | GS 3- P Current
| Service Charge |  | 40 | 40 | 40 | 40 | 40 | 40 | 40 | 40 | 40 | 40 | 40 | 40 | 40 | 480
| Energy Charge |  | 0.10426 | 6005.376 | 10717.928 | 10217.48 | 7131.384 | 8132.28 | 6589.232 | 10134.072 | 9466.808 | 7256.496 | 7131.384 | 7673.536 | 5504.928 | 95960.904
|  |  | TOTAL: | 6045.376 | 10757.928 | 10257.48 | 7171.384 | 8172.28 | 6629.232 | 10174.072 | 9506.808 | 7296.496 | 7171.384 | 7713.536 | 5544.928 | 96440.904
2 | GS 3-P Proposed
| Service Charge |  | 50.4 | 50.4 | 50.4 | 50.4 | 50.4 | 50.4 | 50.4 | 50.4 | 50.4 | 50.4 | 50.4 | 50.4 | 50.4 | 604.8
| Energy Charge |  | 0.10685 | 6154.56 | 10984.18 | 10471.3 | 7308.54 | 8334.3 | 6752.92 | 10385.82 | 9701.98 | 7436.76 | 7308.54 | 7864.16 | 5641.68 | 98344.74
|  |  | TOTAL: | 6204.96 | 11034.58 | 10521.7 | 7358.94 | 8384.7 | 6803.32 | 10436.22 | 9752.38 | 7487.16 | 7358.94 | 7914.56 | 5692.08 | 98949.54
3 | AES 3-P Current
| Service Charge |  | 40 | 40 | 40 | 40 | 40 | 40 | 40 | 40 | 40 | 40 | 40 | 40 | 40 | 480
| Energy Charge |  | 0.08369 | 4820.544 | 8603.332 | 8201.62 | 5724.396 | 6527.82 | 5289.208 | 8134.668 | 7599.052 | 5824.824 | 5724.396 | 6159.584 | 4418.832 | 77028.276
|  |  | TOTAL: | 4860.544 | 8643.332 | 8241.62 | 5764.396 | 6567.82 | 5329.208 | 8174.668 | 7639.052 | 5864.824 | 5764.396 | 6199.584 | 4458.832 | 77508.276
4 | AES 3-P Proposed
| Service Charge |  | 140 | 140 | 140 | 140 | 140 | 140 | 140 | 140 | 140 | 140 | 140 | 140 | 140 | 1680
| Energy Charge |  | 0.08519 | 4906.944 | 8757.532 | 8348.62 | 5826.996 | 6644.82 | 5384.008 | 8280.468 | 7735.252 | 5929.224 | 5826.996 | 6269.984 | 4498.032 | 78408.876
|  |  | TOTAL: | 5046.944 | 8897.532 | 8488.62 | 5966.996 | 6784.82 | 5524.008 | 8420.468 | 7875.252 | 6069.224 | 5966.996 | 6409.984 | 4638.032 | 80088.876
5 | PS Sec Current
| Service Charge |  | 90 | 90 | 90 | 90 | 90 | 90 | 90 | 90 | 90 | 90 | 90 | 90 | 90 | 1080
| Energy Charge |  | 0.03572 | 2057.472 | 3672.016 | 3500.56 | 2443.248 | 2786.16 | 2257.504 | 3471.984 | 3243.376 | 2486.112 | 2443.248 | 2628.992 | 1886.016 | 32876.688
| Demand Charge (May through September) |  | 19.05 | July: 4815.84; August: 6903.72; September: 6233.16; May: 7147.56; June: 4183.38 | 29283.66
| Min Applied |  |  | July: 0; August: 0; September: 0; May: 0; June: 0 | 0 | 0
| Demand Charge (October through April) |  | 16.95 | October: 6346.08; November: 6312.18; December: 4461.24; January: 6481.68; February: 5763; March: 4962.96; April: 6318.96 | 40646.1
| Min Applied |  |  | October: 0; November: 0; December: 0; January: 0; February: 0; March: 0; April: 0 | 0 | 0
| PF Penalty |  |  | 0 | 0 | 0 | 0 | 0 | 0 | 0 | 0 | 0 | 0 | 0 | 0 | 0
|  |  | TOTAL: | 6963.312 | 10665.736 | 9823.72 | 8879.328 | 9188.34 | 6808.744 | 10043.664 | 9096.376 | 7539.072 | 8852.208 | 9866.552 | 6159.396 | 103886.448
6 | PS Proposed
| Service Charge |  | 90 | 90 | 90 | 90 | 90 | 90 | 90 | 90 | 90 | 90 | 90 | 90 | 90 | 1080
| Energy Charge |  | 0.03572 | 2057.472 | 3672.016 | 3500.56 | 2443.248 | 2786.16 | 2257.504 | 3471.984 | 3243.376 | 2486.112 | 2443.248 | 2628.992 | 1886.016 | 32876.688
| Demand Charge (May through September) |  | 20.71 | July: 5235.488; August: 7505.304; September: 6776.312; May: 7770.392; June: 4547.916 | 31835.412
| Min Applied |  |  | July: 0; August: 0; September: 0; May: 0; June: 0 | 0 | 0
| Demand Charge (October through April) |  | 18.43 | October: 6900.192; November: 6863.332; December: 4850.776; January: 7047.632; February: 6266.2; March: 5396.304; April: 6870.704 | 44195.14
| Min Applied |  |  | October: 0; November: 0; December: 0; January: 0; February: 0; March: 0; April: 0 | 0 | 0
| PF Penalty |  |  | 0 | 0 | 0 | 0 | 0 | 0 | 0 | 0 | 0 | 0 | 0 | 0 | 0
|  |  | TOTAL: | 7382.96 | 11267.32 | 10366.872 | 9433.44 | 9739.492 | 7198.28 | 10609.616 | 9599.576 | 7972.416 | 9403.952 | 10489.384 | 6523.932 | 109987.24
7 | TODS Current
| Service Charge |  | 200 | 200 | 200 | 200 | 200 | 200 | 200 | 200 | 200 | 200 | 200 | 200 | 200 | 2400
| Energy Charge |  | 0.03527 | 2031.552 | 3625.756 | 3456.46 | 2412.468 | 2751.06 | 2229.064 | 3428.244 | 3202.516 | 2454.792 | 2412.468 | 2595.872 | 1862.256 | 32462.508
| Peak Demand |  | 6.13 | 1549.664 | 2221.512 | 2005.736 | 2295.072 | 2282.812 | 1613.416 | 2344.112 | 2084.2 | 1794.864 | 2285.264 | 2299.976 | 1346.148 | 24122.776
| Min Applied |  |  | 0 | 0 | 0 | 0 | 0 | 0 | 0 | 0 | 0 | 0 | 0 | 0 | 0 | 0
| Intermediate Demand |  | 4.53 | 1145.184 | 1641.672 | 1482.216 | 1696.032 | 1686.972 | 1192.296 | 1732.272 | 1540.2 | 1326.384 | 1688.784 | 1699.656 | 994.788 | 17826.456
| Min Applied |  |  | 0 | 0 | 0 | 0 | 0 | 0 | 0 | 0 | 0 | 0 | 0 | 0 | 0 | 0
| Base Demand |  | 5.2 | 1314.56 | 1884.48 | 1701.44 | 1946.88 | 1936.48 | 1368.64 | 1988.48 | 1768 | 1522.56 | 1938.56 | 1951.04 | 1141.92 | 20463.04
| Min Applied |  |  | 176.8 | 0 | 0 | 0 | 0 | 122.72 | 0 | 0 | 0 | 0 | 0 | 158.08 | 457.6 | 88
| PF Penalty |  |  | 0 | 0 | 0 | 0 | 0 | 0 | 0 | 0 | 0 | 0 | 0 | 0 | 0
|  |  | TOTAL: | 6417.76 | 9573.42 | 8845.852 | 8550.452 | 8857.324 | 6726.136 | 9693.108 | 8794.916 | 7298.6 | 8525.076 | 8746.544 | 5703.192 | 97732.38
8 | TODS Proposed
| Service Charge |  | 200 | 200 | 200 | 200 | 200 | 200 | 200 | 200 | 200 | 200 | 200 | 200 | 200 | 2400
| Energy Charge |  | 0.03531 | 2033.856 | 3629.868 | 3460.38 | 2415.204 | 2754.18 | 2231.592 | 3432.132 | 3206.148 | 2457.576 | 2415.204 | 2598.816 | 1864.368 | 32499.324
| Peak Demand |  | 7.81 | 1974.368 | 2830.344 | 2555.432 | 2924.064 | 2908.444 | 2055.592 | 2986.544 | 2655.4 | 2286.768 | 2911.568 | 2930.312 | 1715.076 | 30733.912
| Min Applied |  |  | 0 | 0 | 0 | 0 | 0 | 0 | 0 | 0 | 0 | 0 | 0 | 0 | 0 | 0
| Intermediate Demand |  | 6.11 | 1544.608 | 2214.264 | 1999.192 | 2287.584 | 2275.364 | 1608.152 | 2336.464 | 2077.4 | 1789.008 | 2277.808 | 2292.472 | 1341.756 | 24044.072
| Min Applied |  |  | 0 | 0 | 0 | 0 | 0 | 0 | 0 | 0 | 0 | 0 | 0 | 0 | 0 | 0
| Base Demand |  | 3.24 | 819.072 | 1174.176 | 1060.128 | 1213.056 | 1206.576 | 852.768 | 1238.976 | 1101.6 | 948.672 | 1207.872 | 1215.648 | 711.504 | 12750.048
| Min Applied |  |  | 419.904 | 64.8 | 178.848 | 25.92 | 32.4 | 386.208 | 0 | 137.376 | 290.304 | 31.104 | 23.328 | 527.472 | 2117.664 | 653.6
| PF Penalty |  |  | 0 | 0 | 0 | 0 | 0 | 0 | 0 | 0 | 0 | 0 | 0 | 0 | 0
|  |  | TOTAL: | 6991.808 | 10113.452 | 9453.98 | 9065.828 | 9376.964 | 7334.312 | 10194.116 | 9377.924 | 7972.328 | 9043.556 | 9260.576 | 6360.176 | 104545.02

## CG
RATE COMPARISON TEMPLATE
Rates current as of 7/1/2017
Rate 1
Metered Usage |  |  |  | July | August | September | October | November | December | January | February | March | April | May | June | TOTAL |  |  | Rate 2
Energy | [18 empty] | Rate 3
|  |  | On Peak | 52000 | 87200 | 93600 | 62800 | 65200 | 64800 | 83600 | 82400 | 66000 | 63200 | 64800 | 53200 | 838800 | 29.19% |  | Rate 4
|  |  | Off Peak | [12 empty] | 0 |  |  | Rate 5
Demand | Max KW | [17 empty] | Rate 6
| 328 |  | Peak | 205.6 | 324.4 | 314.8 | 279.6 | 279.6 | 284.4 | 328 | 308.4 | 290.4 | 267.6 | 265.2 | 264.4 | 3412.4 |  | 1374.4 | Rate 7
| 328 |  | Intermediate | 205.6 | 324.4 | 314.8 | 279.6 | 279.6 | 284.4 | 328 | 308.4 | 290.4 | 267.6 | 265.2 | 264.4 | 3412.4 |  | 2038 | Rate 8
| 328 |  | Base | 205.6 | 324.4 | 314.8 | 279.6 | 279.6 | 284.4 | 328 | 308.4 | 290.4 | 267.6 | 265.2 | 264.4 | 3412.4
|  |  | PF | 90 | 90 | 90 | 90 | 90 | 90 | 90 | 90 | 90 | 90 | 90 | 90
COMPARISON | Service |  |  | July | August | September | October | November | December | January | February | March | April | May | June | TOTAL
| CURRENT | AES 3-P Current | Rate 3 | 4391.88 | 7337.768 | 7873.384 | 5295.732 | 5496.588 | 5463.112 | 7036.484 | 6936.056 | 5563.54 | 5329.208 | 5463.112 | 4492.308 | 70679.172
| POTENTIAL | AES 3-P Proposed | Rate 4 | 4569.88 | 7568.568 | 8113.784 | 5489.932 | 5694.388 | 5660.312 | 7261.884 | 7159.656 | 5762.54 | 5524.008 | 5660.312 | 4672.108 | 73137.372
| Savings |  |  | -178 | -230.8 | -240.4 | -194.2 | -197.8 | -197.2 | -225.4 | -223.6 | -199 | -194.8 | -197.2 | -179.8 | -2458.2
Rate Code
Base Charges
1 | GS 3- P Current
| Service Charge |  | 40 | 40 | 40 | 40 | 40 | 40 | 40 | 40 | 40 | 40 | 40 | 40 | 40 | 480
| Energy Charge |  | 0.10426 | 5421.52 | 9091.472 | 9758.736 | 6547.528 | 6797.752 | 6756.048 | 8716.136 | 8591.024 | 6881.16 | 6589.232 | 6756.048 | 5546.632 | 87453.288
|  |  | TOTAL: | 5461.52 | 9131.472 | 9798.736 | 6587.528 | 6837.752 | 6796.048 | 8756.136 | 8631.024 | 6921.16 | 6629.232 | 6796.048 | 5586.632 | 87933.288
2 | GS 3-P Proposed
| Service Charge |  | 50.4 | 50.4 | 50.4 | 50.4 | 50.4 | 50.4 | 50.4 | 50.4 | 50.4 | 50.4 | 50.4 | 50.4 | 50.4 | 604.8
| Energy Charge |  | 0.10685 | 5556.2 | 9317.32 | 10001.16 | 6710.18 | 6966.62 | 6923.88 | 8932.66 | 8804.44 | 7052.1 | 6752.92 | 6923.88 | 5684.42 | 89625.78
|  |  | TOTAL: | 5606.6 | 9367.72 | 10051.56 | 6760.58 | 7017.02 | 6974.28 | 8983.06 | 8854.84 | 7102.5 | 6803.32 | 6974.28 | 5734.82 | 90230.58
3 | AES 3-P Current
| Service Charge |  | 40 | 40 | 40 | 40 | 40 | 40 | 40 | 40 | 40 | 40 | 40 | 40 | 40 | 480
| Energy Charge |  | 0.08369 | 4351.88 | 7297.768 | 7833.384 | 5255.732 | 5456.588 | 5423.112 | 6996.484 | 6896.056 | 5523.54 | 5289.208 | 5423.112 | 4452.308 | 70199.172
|  |  | TOTAL: | 4391.88 | 7337.768 | 7873.384 | 5295.732 | 5496.588 | 5463.112 | 7036.484 | 6936.056 | 5563.54 | 5329.208 | 5463.112 | 4492.308 | 70679.172
4 | AES 3-P Proposed
| Service Charge |  | 140 | 140 | 140 | 140 | 140 | 140 | 140 | 140 | 140 | 140 | 140 | 140 | 140 | 1680
| Energy Charge |  | 0.08519 | 4429.88 | 7428.568 | 7973.784 | 5349.932 | 5554.388 | 5520.312 | 7121.884 | 7019.656 | 5622.54 | 5384.008 | 5520.312 | 4532.108 | 71457.372
|  |  | TOTAL: | 4569.88 | 7568.568 | 8113.784 | 5489.932 | 5694.388 | 5660.312 | 7261.884 | 7159.656 | 5762.54 | 5524.008 | 5660.312 | 4672.108 | 73137.372
5 | PS Sec Current
| Service Charge |  | 90 | 90 | 90 | 90 | 90 | 90 | 90 | 90 | 90 | 90 | 90 | 90 | 90 | 1080
| Energy Charge |  | 0.03572 | 1857.44 | 3114.784 | 3343.392 | 2243.216 | 2328.944 | 2314.656 | 2986.192 | 2943.328 | 2357.52 | 2257.504 | 2314.656 | 1900.304 | 29961.936
| Demand Charge (May through September) |  | 19.05 | July: 3916.68; August: 6179.82; September: 5996.94; May: 5052.06; June: 5036.82 | 26182.32
| Min Applied |  |  | July: 0; August: 0; September: 0; May: 0; June: 0 | 0 | 0
| Demand Charge (October through April) |  | 16.95 | October: 4739.22; November: 4739.22; December: 4820.58; January: 5559.6; February: 5227.38; March: 4922.28; April: 4535.82 | 34544.1
| Min Applied |  |  | October: 0; November: 0; December: 0; January: 0; February: 0; March: 0; April: 0 | 0 | 0
| PF Penalty |  |  | 0 | 0 | 0 | 0 | 0 | 0 | 0 | 0 | 0 | 0 | 0 | 0 | 0
|  |  | TOTAL: | 5864.12 | 9384.604 | 9430.332 | 7072.436 | 7158.164 | 7225.236 | 8635.792 | 8260.708 | 7369.8 | 6883.324 | 7456.716 | 7027.124 | 91768.356
6 | PS Proposed
| Service Charge |  | 90 | 90 | 90 | 90 | 90 | 90 | 90 | 90 | 90 | 90 | 90 | 90 | 90 | 1080
| Energy Charge |  | 0.03572 | 1857.44 | 3114.784 | 3343.392 | 2243.216 | 2328.944 | 2314.656 | 2986.192 | 2943.328 | 2357.52 | 2257.504 | 2314.656 | 1900.304 | 29961.936
| Demand Charge (May through September) |  | 20.71 | July: 4257.976; August: 6718.324; September: 6519.508; May: 5492.292; June: 5475.724 | 28463.824
| Min Applied |  |  | July: 0; August: 0; September: 0; May: 0; June: 0 | 0 | 0
| Demand Charge (October through April) |  | 18.43 | October: 5153.028; November: 5153.028; December: 5241.492; January: 6045.04; February: 5683.812; March: 5352.072; April: 4931.868 | 37560.34
| Min Applied |  |  | October: 0; November: 0; December: 0; January: 0; February: 0; March: 0; April: 0 | 0 | 0
| PF Penalty |  |  | 0 | 0 | 0 | 0 | 0 | 0 | 0 | 0 | 0 | 0 | 0 | 0 | 0
|  |  | TOTAL: | 6205.416 | 9923.108 | 9952.9 | 7486.244 | 7571.972 | 7646.148 | 9121.232 | 8717.14 | 7799.592 | 7279.372 | 7896.948 | 7466.028 | 97066.1
7 | TODS Current
| Service Charge |  | 200 | 200 | 200 | 200 | 200 | 200 | 200 | 200 | 200 | 200 | 200 | 200 | 200 | 2400
| Energy Charge |  | 0.03527 | 1834.04 | 3075.544 | 3301.272 | 2214.956 | 2299.604 | 2285.496 | 2948.572 | 2906.248 | 2327.82 | 2229.064 | 2285.496 | 1876.364 | 29584.476
| Peak Demand |  | 6.13 | 1260.328 | 1988.572 | 1929.724 | 1713.948 | 1713.948 | 1743.372 | 2010.64 | 1890.492 | 1780.152 | 1640.388 | 1625.676 | 1620.772 | 20918.012
| Min Applied |  |  | 0 | 0 | 0 | 0 | 0 | 0 | 0 | 0 | 0 | 0 | 0 | 0 | 0 | 0
| Intermediate Demand |  | 4.53 | 931.368 | 1469.532 | 1426.044 | 1266.588 | 1266.588 | 1288.332 | 1485.84 | 1397.052 | 1315.512 | 1212.228 | 1201.356 | 1197.732 | 15458.172
| Min Applied |  |  | 0 | 0 | 0 | 0 | 0 | 0 | 0 | 0 | 0 | 0 | 0 | 0 | 0 | 0
| Base Demand |  | 5.2 | 1069.12 | 1686.88 | 1636.96 | 1453.92 | 1453.92 | 1478.88 | 1705.6 | 1603.68 | 1510.08 | 1391.52 | 1379.04 | 1374.88 | 17744.48
| Min Applied |  |  | 230.88 | 0 | 0 | 0 | 0 | 0 | 0 | 0 | 0 | 0 | 0 | 0 | 230.88 | 44.4
| PF Penalty |  |  | 0 | 0 | 0 | 0 | 0 | 0 | 0 | 0 | 0 | 0 | 0 | 0 | 0
|  |  | TOTAL: | 5525.736 | 8420.528 | 8494 | 6849.412 | 6934.06 | 6996.08 | 8350.652 | 7997.472 | 7133.564 | 6673.2 | 6691.568 | 6269.748 | 86336.02
8 | TODS Proposed
| Service Charge |  | 200 | 200 | 200 | 200 | 200 | 200 | 200 | 200 | 200 | 200 | 200 | 200 | 200 | 2400
| Energy Charge |  | 0.03531 | 1836.12 | 3079.032 | 3305.016 | 2217.468 | 2302.212 | 2288.088 | 2951.916 | 2909.544 | 2330.46 | 2231.592 | 2288.088 | 1878.492 | 29618.028
| Peak Demand |  | 7.81 | 1605.736 | 2533.564 | 2458.588 | 2183.676 | 2183.676 | 2221.164 | 2561.68 | 2408.604 | 2268.024 | 2089.956 | 2071.212 | 2064.964 | 26650.844
| Min Applied |  |  | 0 | 0 | 0 | 0 | 0 | 0 | 0 | 0 | 0 | 0 | 0 | 0 | 0 | 0
| Intermediate Demand |  | 6.11 | 1256.216 | 1982.084 | 1923.428 | 1708.356 | 1708.356 | 1737.684 | 2004.08 | 1884.324 | 1774.344 | 1635.036 | 1620.372 | 1615.484 | 20849.764
| Min Applied |  |  | 0 | 0 | 0 | 0 | 0 | 0 | 0 | 0 | 0 | 0 | 0 | 0 | 0 | 0
| Base Demand |  | 3.24 | 666.144 | 1051.056 | 1019.952 | 905.904 | 905.904 | 921.456 | 1062.72 | 999.216 | 940.896 | 867.024 | 859.248 | 856.656 | 11056.176
| Min Applied |  |  | 396.576 | 11.664 | 42.768 | 156.816 | 156.816 | 141.264 | 0 | 63.504 | 121.824 | 195.696 | 203.472 | 206.064 | 1696.464 | 523.6
| PF Penalty |  |  | 0 | 0 | 0 | 0 | 0 | 0 | 0 | 0 | 0 | 0 | 0 | 0 | 0
|  |  | TOTAL: | 5960.792 | 8857.4 | 8949.752 | 7372.22 | 7456.964 | 7509.656 | 8780.396 | 8465.192 | 7635.548 | 7219.304 | 7242.392 | 6821.66 | 92271.276

## CH
RATE COMPARISON TEMPLATE
Rates current as of 7/1/2017
Rate 1
Metered Usage |  |  |  | July | August | September | October | November | December | January | February | March | April | May | June | TOTAL |  |  | Rate 2
Energy | [18 empty] | Rate 3
|  |  | On Peak | 25600 | 52000 | 61200 | 45200 | 43200 | 44400 | 54000 | 48400 | 42400 | 39200 | 41600 | 34000 | 531200 | 23.65% |  | Rate 4
|  |  | Off Peak | [12 empty] | 0 |  |  | Rate 5
Demand | Max KW | [17 empty] | Rate 6
| 256.4 |  | Peak | 99.2 | 239.2 | 256.4 | 211.6 | 175.2 | 138 | 202 | 183.6 | 161.6 | 148.8 | 147.6 | 162.4 | 2125.6 |  | 904.8 | Rate 7
| 256.4 |  | Intermediate | 99.2 | 239.2 | 256.4 | 211.6 | 175.2 | 138 | 202 | 183.6 | 161.6 | 148.8 | 147.6 | 162.4 | 2125.6 |  | 1220.8 | Rate 8
| 256.4 |  | Base | 99.2 | 239.2 | 256.4 | 211.6 | 175.2 | 138 | 202 | 183.6 | 161.6 | 148.8 | 147.6 | 162.4 | 2125.6
|  |  | PF | 90 | 90 | 90 | 90 | 90 | 90 | 90 | 90 | 90 | 90 | 90 | 90
COMPARISON | Service |  |  | July | August | September | October | November | December | January | February | March | April | May | June | TOTAL
| CURRENT | AES 3-P Current | Rate 3 | 2182.464 | 4391.88 | 5161.828 | 3822.788 | 3655.408 | 3755.836 | 4559.26 | 4090.596 | 3588.456 | 3320.648 | 3521.504 | 2885.46 | 44936.128
| POTENTIAL | AES 3-P Proposed | Rate 4 | 2320.864 | 4569.88 | 5353.628 | 3990.588 | 3820.208 | 3922.436 | 4740.26 | 4263.196 | 3752.056 | 3479.448 | 3683.904 | 3036.46 | 46932.928
| Savings |  |  | -138.4 | -178 | -191.8 | -167.8 | -164.8 | -166.6 | -181 | -172.6 | -163.6 | -158.8 | -162.4 | -151 | -1996.8
Rate Code
Base Charges
1 | GS 3- P Current
| Service Charge |  | 40 | 40 | 40 | 40 | 40 | 40 | 40 | 40 | 40 | 40 | 40 | 40 | 40 | 480
| Energy Charge |  | 0.10426 | 2669.056 | 5421.52 | 6380.712 | 4712.552 | 4504.032 | 4629.144 | 5630.04 | 5046.184 | 4420.624 | 4086.992 | 4337.216 | 3544.84 | 55382.912
|  |  | TOTAL: | 2709.056 | 5461.52 | 6420.712 | 4752.552 | 4544.032 | 4669.144 | 5670.04 | 5086.184 | 4460.624 | 4126.992 | 4377.216 | 3584.84 | 55862.912
2 | GS 3-P Proposed
| Service Charge |  | 50.4 | 50.4 | 50.4 | 50.4 | 50.4 | 50.4 | 50.4 | 50.4 | 50.4 | 50.4 | 50.4 | 50.4 | 50.4 | 604.8
| Energy Charge |  | 0.10685 | 2735.36 | 5556.2 | 6539.22 | 4829.62 | 4615.92 | 4744.14 | 5769.9 | 5171.54 | 4530.44 | 4188.52 | 4444.96 | 3632.9 | 56758.72
|  |  | TOTAL: | 2785.76 | 5606.6 | 6589.62 | 4880.02 | 4666.32 | 4794.54 | 5820.3 | 5221.94 | 4580.84 | 4238.92 | 4495.36 | 3683.3 | 57363.52
3 | AES 3-P Current
| Service Charge |  | 40 | 40 | 40 | 40 | 40 | 40 | 40 | 40 | 40 | 40 | 40 | 40 | 40 | 480
| Energy Charge |  | 0.08369 | 2142.464 | 4351.88 | 5121.828 | 3782.788 | 3615.408 | 3715.836 | 4519.26 | 4050.596 | 3548.456 | 3280.648 | 3481.504 | 2845.46 | 44456.128
|  |  | TOTAL: | 2182.464 | 4391.88 | 5161.828 | 3822.788 | 3655.408 | 3755.836 | 4559.26 | 4090.596 | 3588.456 | 3320.648 | 3521.504 | 2885.46 | 44936.128
4 | AES 3-P Proposed
| Service Charge |  | 140 | 140 | 140 | 140 | 140 | 140 | 140 | 140 | 140 | 140 | 140 | 140 | 140 | 1680
| Energy Charge |  | 0.08519 | 2180.864 | 4429.88 | 5213.628 | 3850.588 | 3680.208 | 3782.436 | 4600.26 | 4123.196 | 3612.056 | 3339.448 | 3543.904 | 2896.46 | 45252.928
|  |  | TOTAL: | 2320.864 | 4569.88 | 5353.628 | 3990.588 | 3820.208 | 3922.436 | 4740.26 | 4263.196 | 3752.056 | 3479.448 | 3683.904 | 3036.46 | 46932.928
5 | PS Sec Current
| Service Charge |  | 90 | 90 | 90 | 90 | 90 | 90 | 90 | 90 | 90 | 90 | 90 | 90 | 90 | 1080
| Energy Charge |  | 0.03572 | 914.432 | 1857.44 | 2186.064 | 1614.544 | 1543.104 | 1585.968 | 1928.88 | 1728.848 | 1514.528 | 1400.224 | 1485.952 | 1214.48 | 18974.464
| Demand Charge (May through September) |  | 19.05 | July: 1889.76; August: 4556.76; September: 4884.42; May: 2811.78; June: 3093.72 | 17236.44
| Min Applied |  |  | July: 552.45; August: 0; September: 0; May: 0; June: 0 | 552.45 | 29
| Demand Charge (October through April) |  | 16.95 | October: 3586.62; November: 2969.64; December: 2339.1; January: 3423.9; February: 3112.02; March: 2739.12; April: 2522.16 | 20692.56
| Min Applied |  |  | October: 0; November: 0; December: 0; January: 0; February: 0; March: 0; April: 0 | 0 | 0
| PF Penalty |  |  | 0 | 0 | 0 | 0 | 0 | 0 | 0 | 0 | 0 | 0 | 0 | 0 | 0
|  |  | TOTAL: | 3446.642 | 6504.2 | 7160.484 | 5291.164 | 4602.744 | 4015.068 | 5442.78 | 4930.868 | 4343.648 | 4012.384 | 4387.732 | 4398.2 | 58535.914
6 | PS Proposed
| Service Charge |  | 90 | 90 | 90 | 90 | 90 | 90 | 90 | 90 | 90 | 90 | 90 | 90 | 90 | 1080
| Energy Charge |  | 0.03572 | 914.432 | 1857.44 | 2186.064 | 1614.544 | 1543.104 | 1585.968 | 1928.88 | 1728.848 | 1514.528 | 1400.224 | 1485.952 | 1214.48 | 18974.464
| Demand Charge (May through September) |  | 20.71 | July: 2054.432; August: 4953.832; September: 5310.044; May: 3056.796; June: 3363.304 | 18738.408
| Min Applied |  |  | July: 600.59; August: 0; September: 0; May: 0; June: 0 | 600.59 | 29
| Demand Charge (October through April) |  | 18.43 | October: 3899.788; November: 3228.936; December: 2543.34; January: 3722.86; February: 3383.748; March: 2978.288; April: 2742.384 | 22499.344
| Min Applied |  |  | October: 0; November: 0; December: 0; January: 0; February: 0; March: 0; April: 0 | 0 | 0
| PF Penalty |  |  | 0 | 0 | 0 | 0 | 0 | 0 | 0 | 0 | 0 | 0 | 0 | 0 | 0
|  |  | TOTAL: | 3659.454 | 6901.272 | 7586.108 | 5604.332 | 4862.04 | 4219.308 | 5741.74 | 5202.596 | 4582.816 | 4232.608 | 4632.748 | 4667.784 | 61892.806
7 | TODS Current
| Service Charge |  | 200 | 200 | 200 | 200 | 200 | 200 | 200 | 200 | 200 | 200 | 200 | 200 | 200 | 2400
| Energy Charge |  | 0.03527 | 902.912 | 1834.04 | 2158.524 | 1594.204 | 1523.664 | 1565.988 | 1904.58 | 1707.068 | 1495.448 | 1382.584 | 1467.232 | 1199.18 | 18735.424
| Peak Demand |  | 6.13 | 608.096 | 1466.296 | 1571.732 | 1297.108 | 1073.976 | 845.94 | 1238.26 | 1125.468 | 990.608 | 912.144 | 904.788 | 995.512 | 13029.928
| Min Applied |  |  | 177.77 | 0 | 0 | 0 | 0 | 0 | 0 | 0 | 0 | 0 | 0 | 0 | 177.77 | 29
| Intermediate Demand |  | 4.53 | 449.376 | 1083.576 | 1161.492 | 958.548 | 793.656 | 625.14 | 915.06 | 831.708 | 732.048 | 674.064 | 668.628 | 735.672 | 9628.968
| Min Applied |  |  | 131.37 | 0 | 0 | 0 | 0 | 0 | 0 | 0 | 0 | 0 | 0 | 0 | 131.37 | 29
| Base Demand |  | 5.2 | 515.84 | 1243.84 | 1333.28 | 1100.32 | 911.04 | 717.6 | 1050.4 | 954.72 | 840.32 | 773.76 | 767.52 | 844.48 | 11053.12
| Min Applied |  |  | 784.16 | 56.16 | 0 | 199.68 | 388.96 | 582.4 | 249.6 | 345.28 | 459.68 | 526.24 | 532.48 | 455.52 | 4580.16 | 880.8
| PF Penalty |  |  | 0 | 0 | 0 | 0 | 0 | 0 | 0 | 0 | 0 | 0 | 0 | 0 | 0
|  |  | TOTAL: | 3769.524 | 5883.912 | 6425.028 | 5349.86 | 4891.296 | 4537.068 | 5557.9 | 5164.244 | 4718.104 | 4468.792 | 4540.648 | 4430.364 | 59736.74
8 | TODS Proposed
| Service Charge |  | 200 | 200 | 200 | 200 | 200 | 200 | 200 | 200 | 200 | 200 | 200 | 200 | 200 | 2400
| Energy Charge |  | 0.03531 | 903.936 | 1836.12 | 2160.972 | 1596.012 | 1525.392 | 1567.764 | 1906.74 | 1709.004 | 1497.144 | 1384.152 | 1468.896 | 1200.54 | 18756.672
| Peak Demand |  | 7.81 | 774.752 | 1868.152 | 2002.484 | 1652.596 | 1368.312 | 1077.78 | 1577.62 | 1433.916 | 1262.096 | 1162.128 | 1152.756 | 1268.344 | 16600.936
| Min Applied |  |  | 226.49 | 0 | 0 | 0 | 0 | 0 | 0 | 0 | 0 | 0 | 0 | 0 | 226.49 | 29
| Intermediate Demand |  | 6.11 | 606.112 | 1461.512 | 1566.604 | 1292.876 | 1070.472 | 843.18 | 1234.22 | 1121.796 | 987.376 | 909.168 | 901.836 | 992.264 | 12987.416
| Min Applied |  |  | 177.19 | 0 | 0 | 0 | 0 | 0 | 0 | 0 | 0 | 0 | 0 | 0 | 177.19 | 29
| Base Demand |  | 3.24 | 321.408 | 775.008 | 830.736 | 685.584 | 567.648 | 447.12 | 654.48 | 594.864 | 523.584 | 482.112 | 478.224 | 526.176 | 6886.944
| Min Applied |  |  | 509.328 | 55.728 | 0 | 145.152 | 263.088 | 383.616 | 176.256 | 235.872 | 307.152 | 348.624 | 352.512 | 304.56 | 3081.888 | 951.2
| PF Penalty |  |  | 0 | 0 | 0 | 0 | 0 | 0 | 0 | 0 | 0 | 0 | 0 | 0 | 0
|  |  | TOTAL: | 3719.216 | 6196.52 | 6760.796 | 5572.22 | 4994.912 | 4519.46 | 5749.316 | 5295.452 | 4777.352 | 4486.184 | 4554.224 | 4491.884 | 61117.536

## CI
RATE COMPARISON TEMPLATE
Rates current as of 7/1/2017
Rate 1
Metered Usage |  |  |  | July | August | September | October | November | December | January | February | March | April | May | June | TOTAL |  |  | Rate 2
Energy | [18 empty] | Rate 3
|  |  | On Peak | 55680 | 126000 | 140040 | 98880 | 103920 | 98400 | 108960 | 117720 | 99600 | 97800 | 105360 | 69720 | 1222080 | 26.04% |  | Rate 4
|  |  | Off Peak | [12 empty] | 0 |  |  | Rate 5
Demand | Max KW | [17 empty] | Rate 6
| 535.8 |  | Peak | 308.7 | 523.3 | 535.8 | 111 | 427.2 | 440.9 | 473 | 479.9 | 434.4 | 431.9 | 446.3 | 427.7 | 5040.1 |  | 2241.8 | Rate 7
| 535.8 |  | Intermediate | 308.7 | 523.3 | 535.8 | 111 | 427.2 | 440.9 | 473 | 479.9 | 434.4 | 431.9 | 446.3 | 427.7 | 5040.1 |  | 2798.3 | Rate 8
| 535.8 |  | Base | 308.7 | 523.3 | 535.8 | 111 | 427.2 | 440.9 | 473 | 479.9 | 434.4 | 431.9 | 446.3 | 427.7 | 5040.1
|  |  | PF | 90 | 90 | 90 | 90 | 90 | 90 | 90 | 90 | 90 | 90 | 90 | 90
COMPARISON | Service |  |  | July | August | September | October | November | December | January | February | March | April | May | June | TOTAL
| CURRENT | AES 3-P Current | Rate 3 | 4699.8592 | 10584.94 | 11759.9476 | 8315.2672 | 8737.0648 | 8275.096 | 9158.8624 | 9891.9868 | 8375.524 | 8224.882 | 8857.5784 | 5874.8668 | 102755.8752
| POTENTIAL | AES 3-P Proposed | Rate 4 | 4883.3792 | 10873.94 | 12070.0076 | 8563.5872 | 8992.9448 | 8522.696 | 9422.3024 | 10168.5668 | 8624.924 | 8471.582 | 9115.6184 | 6079.4468 | 105788.9952
| Savings |  |  | -183.52 | -289 | -310.06 | -248.32 | -255.88 | -247.6 | -263.44 | -276.58 | -249.4 | -246.7 | -258.04 | -204.58 | -3033.12
Rate Code
Base Charges
1 | GS 3- P Current
| Service Charge |  | 40 | 40 | 40 | 40 | 40 | 40 | 40 | 40 | 40 | 40 | 40 | 40 | 40 | 480
| Energy Charge |  | 0.10426 | 5805.1968 | 13136.76 | 14600.5704 | 10309.2288 | 10834.6992 | 10259.184 | 11360.1696 | 12273.4872 | 10384.296 | 10196.628 | 10984.8336 | 7269.0072 | 127414.0608
|  |  | TOTAL: | 5845.1968 | 13176.76 | 14640.5704 | 10349.2288 | 10874.6992 | 10299.184 | 11400.1696 | 12313.4872 | 10424.296 | 10236.628 | 11024.8336 | 7309.0072 | 127894.0608
2 | GS 3-P Proposed
| Service Charge |  | 50.4 | 50.4 | 50.4 | 50.4 | 50.4 | 50.4 | 50.4 | 50.4 | 50.4 | 50.4 | 50.4 | 50.4 | 50.4 | 604.8
| Energy Charge |  | 0.10685 | 5949.408 | 13463.1 | 14963.274 | 10565.328 | 11103.852 | 10514.04 | 11642.376 | 12578.382 | 10642.26 | 10449.93 | 11257.716 | 7449.582 | 130579.248
|  |  | TOTAL: | 5999.808 | 13513.5 | 15013.674 | 10615.728 | 11154.252 | 10564.44 | 11692.776 | 12628.782 | 10692.66 | 10500.33 | 11308.116 | 7499.982 | 131184.048
3 | AES 3-P Current
| Service Charge |  | 40 | 40 | 40 | 40 | 40 | 40 | 40 | 40 | 40 | 40 | 40 | 40 | 40 | 480
| Energy Charge |  | 0.08369 | 4659.8592 | 10544.94 | 11719.9476 | 8275.2672 | 8697.0648 | 8235.096 | 9118.8624 | 9851.9868 | 8335.524 | 8184.882 | 8817.5784 | 5834.8668 | 102275.8752
|  |  | TOTAL: | 4699.8592 | 10584.94 | 11759.9476 | 8315.2672 | 8737.0648 | 8275.096 | 9158.8624 | 9891.9868 | 8375.524 | 8224.882 | 8857.5784 | 5874.8668 | 102755.8752
4 | AES 3-P Proposed
| Service Charge |  | 140 | 140 | 140 | 140 | 140 | 140 | 140 | 140 | 140 | 140 | 140 | 140 | 140 | 1680
| Energy Charge |  | 0.08519 | 4743.3792 | 10733.94 | 11930.0076 | 8423.5872 | 8852.9448 | 8382.696 | 9282.3024 | 10028.5668 | 8484.924 | 8331.582 | 8975.6184 | 5939.4468 | 104108.9952
|  |  | TOTAL: | 4883.3792 | 10873.94 | 12070.0076 | 8563.5872 | 8992.9448 | 8522.696 | 9422.3024 | 10168.5668 | 8624.924 | 8471.582 | 9115.6184 | 6079.4468 | 105788.9952
5 | PS Sec Current
| Service Charge |  | 90 | 90 | 90 | 90 | 90 | 90 | 90 | 90 | 90 | 90 | 90 | 90 | 90 | 1080
| Energy Charge |  | 0.03572 | 1988.8896 | 4500.72 | 5002.2288 | 3531.9936 | 3712.0224 | 3514.848 | 3892.0512 | 4204.9584 | 3557.712 | 3493.416 | 3763.4592 | 2490.3984 | 43652.6976
| Demand Charge (May through September) |  | 19.05 | July: 5880.735; August: 9968.865; September: 10206.99; May: 8502.015; June: 8147.685 | 42706.29
| Min Applied |  |  | July: 0; August: 0; September: 0; May: 0; June: 0 | 0 | 0
| Demand Charge (October through April) |  | 16.95 | October: 1881.45; November: 7241.04; December: 7473.255; January: 8017.35; February: 8134.305; March: 7363.08; April: 7320.705 | 47431.185
| Min Applied |  |  | October: 2659.455; November: 0; December: 0; January: 0; February: 0; March: 0; April: 0 | 2659.455 | 156.9
| PF Penalty |  |  | 0 | 0 | 0 | 0 | 0 | 0 | 0 | 0 | 0 | 0 | 0 | 0 | 0
|  |  | TOTAL: | 7959.6246 | 14559.585 | 15299.2188 | 8162.8986 | 11043.0624 | 11078.103 | 11999.4012 | 12429.2634 | 11010.792 | 10904.121 | 12355.4742 | 10728.0834 | 137529.6276
6 | PS Proposed
| Service Charge |  | 90 | 90 | 90 | 90 | 90 | 90 | 90 | 90 | 90 | 90 | 90 | 90 | 90 | 1080
| Energy Charge |  | 0.03572 | 1988.8896 | 4500.72 | 5002.2288 | 3531.9936 | 3712.0224 | 3514.848 | 3892.0512 | 4204.9584 | 3557.712 | 3493.416 | 3763.4592 | 2490.3984 | 43652.6976
| Demand Charge (May through September) |  | 20.71 | July: 6393.177; August: 10837.543; September: 11096.418; May: 9242.873; June: 8857.667 | 46427.678
| Min Applied |  |  | July: 0; August: 0; September: 0; May: 0; June: 0 | 0 | 0
| Demand Charge (October through April) |  | 18.43 | October: 2045.73; November: 7873.296; December: 8125.787; January: 8717.39; February: 8844.557; March: 8005.992; April: 7959.917 | 51572.669
| Min Applied |  |  | October: 2891.667; November: 0; December: 0; January: 0; February: 0; March: 0; April: 0 | 2891.667 | 156.9
| PF Penalty |  |  | 0 | 0 | 0 | 0 | 0 | 0 | 0 | 0 | 0 | 0 | 0 | 0 | 0
|  |  | TOTAL: | 8472.0666 | 15428.263 | 16188.6468 | 8559.3906 | 11675.3184 | 11730.635 | 12699.4412 | 13139.5154 | 11653.704 | 11543.333 | 13096.3322 | 11438.0654 | 145624.7116
7 | TODS Current
| Service Charge |  | 200 | 200 | 200 | 200 | 200 | 200 | 200 | 200 | 200 | 200 | 200 | 200 | 200 | 2400
| Energy Charge |  | 0.03527 | 1963.8336 | 4444.02 | 4939.2108 | 3487.4976 | 3665.2584 | 3470.568 | 3843.0192 | 4151.9844 | 3512.892 | 3449.406 | 3716.0472 | 2459.0244 | 43102.7616
| Peak Demand |  | 6.13 | 1892.331 | 3207.829 | 3284.454 | 680.43 | 2618.736 | 2702.717 | 2899.49 | 2941.787 | 2662.872 | 2647.547 | 2735.819 | 2621.801 | 30895.813
| Min Applied |  |  | 0 | 0 | 0 | 961.797 | 0 | 0 | 0 | 0 | 0 | 0 | 0 | 0 | 961.797 | 156.9
| Intermediate Demand |  | 4.53 | 1398.411 | 2370.549 | 2427.174 | 502.83 | 1935.216 | 1997.277 | 2142.69 | 2173.947 | 1967.832 | 1956.507 | 2021.739 | 1937.481 | 22831.653
| Min Applied |  |  | 0 | 0 | 0 | 710.757 | 0 | 0 | 0 | 0 | 0 | 0 | 0 | 0 | 710.757 | 156.9
| Base Demand |  | 5.2 | 1605.24 | 2721.16 | 2786.16 | 577.2 | 2221.44 | 2292.68 | 2459.6 | 2495.48 | 2258.88 | 2245.88 | 2320.76 | 2224.04 | 26208.52
| Min Applied |  |  | 484.38 | 0 | 0 | 722.8 | 0 | 0 | 0 | 0 | 0 | 0 | 0 | 0 | 1207.18 | 232.15
| PF Penalty |  |  | 0 | 0 | 0 | 0 | 0 | 0 | 0 | 0 | 0 | 0 | 0 | 0 | 0
|  |  | TOTAL: | 7544.1956 | 12943.558 | 13636.9988 | 7843.3116 | 10640.6504 | 10663.242 | 11544.7992 | 11963.1984 | 10602.476 | 10499.34 | 10994.3652 | 9442.3464 | 128318.4816
8 | TODS Proposed
| Service Charge |  | 200 | 200 | 200 | 200 | 200 | 200 | 200 | 200 | 200 | 200 | 200 | 200 | 200 | 2400
| Energy Charge |  | 0.03531 | 1966.0608 | 4449.06 | 4944.8124 | 3491.4528 | 3669.4152 | 3474.504 | 3847.3776 | 4156.6932 | 3516.876 | 3453.318 | 3720.2616 | 2461.8132 | 43151.6448
| Peak Demand |  | 7.81 | 2410.947 | 4086.973 | 4184.598 | 866.91 | 3336.432 | 3443.429 | 3694.13 | 3748.019 | 3392.664 | 3373.139 | 3485.603 | 3340.337 | 39363.181
| Min Applied |  |  | 0 | 0 | 0 | 1225.389 | 0 | 0 | 0 | 0 | 0 | 0 | 0 | 0 | 1225.389 | 156.9
| Intermediate Demand |  | 6.11 | 1886.157 | 3197.363 | 3273.738 | 678.21 | 2610.192 | 2693.899 | 2890.03 | 2932.189 | 2654.184 | 2638.909 | 2726.893 | 2613.247 | 30795.011
| Min Applied |  |  | 0 | 0 | 0 | 958.659 | 0 | 0 | 0 | 0 | 0 | 0 | 0 | 0 | 958.659 | 156.9
| Base Demand |  | 3.24 | 1000.188 | 1695.492 | 1735.992 | 359.64 | 1384.128 | 1428.516 | 1532.52 | 1554.876 | 1407.456 | 1399.356 | 1446.012 | 1385.748 | 16329.924
| Min Applied |  |  | 735.804 | 40.5 | 0 | 1376.352 | 351.864 | 307.476 | 203.472 | 181.116 | 328.536 | 336.636 | 289.98 | 350.244 | 4501.98 | 1389.5
| PF Penalty |  |  | 0 | 0 | 0 | 0 | 0 | 0 | 0 | 0 | 0 | 0 | 0 | 0 | 0
|  |  | TOTAL: | 8199.1568 | 13669.388 | 14339.1404 | 9156.6128 | 11552.0312 | 11547.824 | 12367.5296 | 12772.8932 | 11499.716 | 11401.358 | 11868.7496 | 10351.3892 | 138725.7888

## CJ
RATE COMPARISON TEMPLATE
Rates current as of 7/1/2017
Rate 1
Metered Usage |  |  |  | July | August | September | October | November | December | January | February | March | April | May | June | TOTAL |  |  | Rate 2
Energy | [18 empty] | Rate 3
|  |  | On Peak | 27200 | 51440 | 62640 | 45600 | 45200 | 45120 | 47040 | 42480 | 40240 | 39680 | 43520 | 36720 | 526880 | 28.08% |  | Rate 4
|  |  | Off Peak | [12 empty] | 0 |  |  | Rate 5
Demand | Max KW | [17 empty] | Rate 6
| 214.2 |  | Peak | 126 | 198.3 | 212.9 | 189.3 | 175.1 | 181.4 | 214.2 | 191 | 172.6 | 176 | 190.3 | 208.1 | 2235.2 |  | 935.6 | Rate 7
| 214.2 |  | Intermediate | 126 | 198.3 | 212.9 | 189.3 | 175.1 | 181.4 | 214.2 | 191 | 172.6 | 176 | 190.3 | 208.1 | 2235.2 |  | 1299.6 | Rate 8
| 214.2 |  | Base | 126 | 198.3 | 212.9 | 189.3 | 175.1 | 181.4 | 214.2 | 191 | 172.6 | 176 | 190.3 | 208.1 | 2235.2
|  |  | PF | 90 | 90 | 90 | 90 | 90 | 90 | 90 | 90 | 90 | 90 | 90 | 90
COMPARISON | Service |  |  | July | August | September | October | November | December | January | February | March | April | May | June | TOTAL
| CURRENT | AES 3-P Current | Rate 3 | 2316.368 | 4345.0136 | 5282.3416 | 3856.264 | 3822.788 | 3816.0928 | 3976.7776 | 3595.1512 | 3407.6856 | 3360.8192 | 3682.1888 | 3113.0968 | 44574.5872
| POTENTIAL | AES 3-P Proposed | Rate 4 | 2457.168 | 4522.1736 | 5476.3016 | 4024.664 | 3990.588 | 3983.7728 | 4147.3376 | 3758.8712 | 3568.0456 | 3520.3392 | 3847.4688 | 3268.1768 | 46564.9072
| Savings |  |  | -140.8 | -177.16 | -193.96 | -168.4 | -167.8 | -167.68 | -170.56 | -163.72 | -160.36 | -159.52 | -165.28 | -155.08 | -1990.32
Rate Code
Base Charges
1 | GS 3- P Current
| Service Charge |  | 40 | 40 | 40 | 40 | 40 | 40 | 40 | 40 | 40 | 40 | 40 | 40 | 40 | 480
| Energy Charge |  | 0.10426 | 2835.872 | 5363.1344 | 6530.8464 | 4754.256 | 4712.552 | 4704.2112 | 4904.3904 | 4428.9648 | 4195.4224 | 4137.0368 | 4537.3952 | 3828.4272 | 54932.5088
|  |  | TOTAL: | 2875.872 | 5403.1344 | 6570.8464 | 4794.256 | 4752.552 | 4744.2112 | 4944.3904 | 4468.9648 | 4235.4224 | 4177.0368 | 4577.3952 | 3868.4272 | 55412.5088
2 | GS 3-P Proposed
| Service Charge |  | 50.4 | 50.4 | 50.4 | 50.4 | 50.4 | 50.4 | 50.4 | 50.4 | 50.4 | 50.4 | 50.4 | 50.4 | 50.4 | 604.8
| Energy Charge |  | 0.10685 | 2906.32 | 5496.364 | 6693.084 | 4872.36 | 4829.62 | 4821.072 | 5026.224 | 4538.988 | 4299.644 | 4239.808 | 4650.112 | 3923.532 | 56297.128
|  |  | TOTAL: | 2956.72 | 5546.764 | 6743.484 | 4922.76 | 4880.02 | 4871.472 | 5076.624 | 4589.388 | 4350.044 | 4290.208 | 4700.512 | 3973.932 | 56901.928
3 | AES 3-P Current
| Service Charge |  | 40 | 40 | 40 | 40 | 40 | 40 | 40 | 40 | 40 | 40 | 40 | 40 | 40 | 480
| Energy Charge |  | 0.08369 | 2276.368 | 4305.0136 | 5242.3416 | 3816.264 | 3782.788 | 3776.0928 | 3936.7776 | 3555.1512 | 3367.6856 | 3320.8192 | 3642.1888 | 3073.0968 | 44094.5872
|  |  | TOTAL: | 2316.368 | 4345.0136 | 5282.3416 | 3856.264 | 3822.788 | 3816.0928 | 3976.7776 | 3595.1512 | 3407.6856 | 3360.8192 | 3682.1888 | 3113.0968 | 44574.5872
4 | AES 3-P Proposed
| Service Charge |  | 140 | 140 | 140 | 140 | 140 | 140 | 140 | 140 | 140 | 140 | 140 | 140 | 140 | 1680
| Energy Charge |  | 0.08519 | 2317.168 | 4382.1736 | 5336.3016 | 3884.664 | 3850.588 | 3843.7728 | 4007.3376 | 3618.8712 | 3428.0456 | 3380.3392 | 3707.4688 | 3128.1768 | 44884.9072
|  |  | TOTAL: | 2457.168 | 4522.1736 | 5476.3016 | 4024.664 | 3990.588 | 3983.7728 | 4147.3376 | 3758.8712 | 3568.0456 | 3520.3392 | 3847.4688 | 3268.1768 | 46564.9072
5 | PS Sec Current
| Service Charge |  | 90 | 90 | 90 | 90 | 90 | 90 | 90 | 90 | 90 | 90 | 90 | 90 | 90 | 1080
| Energy Charge |  | 0.03572 | 971.584 | 1837.4368 | 2237.5008 | 1628.832 | 1614.544 | 1611.6864 | 1680.2688 | 1517.3856 | 1437.3728 | 1417.3696 | 1554.5344 | 1311.6384 | 18820.1536
| Demand Charge (May through September) |  | 19.05 | July: 2400.3; August: 3777.615; September: 4055.745; May: 3625.215; June: 3964.305 | 17823.18
| Min Applied |  |  | July: 0; August: 0; September: 0; May: 0; June: 0 | 0 | 0
| Demand Charge (October through April) |  | 16.95 | October: 3208.635; November: 2967.945; December: 3074.73; January: 3630.69; February: 3237.45; March: 2925.57; April: 2983.2 | 22028.22
| Min Applied |  |  | October: 0; November: 0; December: 0; January: 0; February: 0; March: 0; April: 0 | 0 | 0
| PF Penalty |  |  | 0 | 0 | 0 | 0 | 0 | 0 | 0 | 0 | 0 | 0 | 0 | 0 | 0
|  |  | TOTAL: | 3461.884 | 5705.0518 | 6383.2458 | 4927.467 | 4672.489 | 4776.4164 | 5400.9588 | 4844.8356 | 4452.9428 | 4490.5696 | 5269.7494 | 5365.9434 | 59751.5536
6 | PS Proposed
| Service Charge |  | 90 | 90 | 90 | 90 | 90 | 90 | 90 | 90 | 90 | 90 | 90 | 90 | 90 | 1080
| Energy Charge |  | 0.03572 | 971.584 | 1837.4368 | 2237.5008 | 1628.832 | 1614.544 | 1611.6864 | 1680.2688 | 1517.3856 | 1437.3728 | 1417.3696 | 1554.5344 | 1311.6384 | 18820.1536
| Demand Charge (May through September) |  | 20.71 | July: 2609.46; August: 4106.793; September: 4409.159; May: 3941.113; June: 4309.751 | 19376.276
| Min Applied |  |  | July: 0; August: 0; September: 0; May: 0; June: 0 | 0 | 0
| Demand Charge (October through April) |  | 18.43 | October: 3488.799; November: 3227.093; December: 3343.202; January: 3947.706; February: 3520.13; March: 3181.018; April: 3243.68 | 23951.628
| Min Applied |  |  | October: 0; November: 0; December: 0; January: 0; February: 0; March: 0; April: 0 | 0 | 0
| PF Penalty |  |  | 0 | 0 | 0 | 0 | 0 | 0 | 0 | 0 | 0 | 0 | 0 | 0 | 0
|  |  | TOTAL: | 3671.044 | 6034.2298 | 6736.6598 | 5207.631 | 4931.637 | 5044.8884 | 5717.9748 | 5127.5156 | 4708.3908 | 4751.0496 | 5585.6474 | 5711.3894 | 63228.0576
7 | TODS Current
| Service Charge |  | 200 | 200 | 200 | 200 | 200 | 200 | 200 | 200 | 200 | 200 | 200 | 200 | 200 | 2400
| Energy Charge |  | 0.03527 | 959.344 | 1814.2888 | 2209.3128 | 1608.312 | 1594.204 | 1591.3824 | 1659.1008 | 1498.2696 | 1419.2648 | 1399.5136 | 1534.9504 | 1295.1144 | 18583.0576
| Peak Demand |  | 6.13 | 772.38 | 1215.579 | 1305.077 | 1160.409 | 1073.363 | 1111.982 | 1313.046 | 1170.83 | 1058.038 | 1078.88 | 1166.539 | 1275.653 | 13701.776
| Min Applied |  |  | 0 | 0 | 0 | 0 | 0 | 0 | 0 | 0 | 0 | 0 | 0 | 0 | 0 | 0
| Intermediate Demand |  | 4.53 | 570.78 | 898.299 | 964.437 | 857.529 | 793.203 | 821.742 | 970.326 | 865.23 | 781.878 | 797.28 | 862.059 | 942.693 | 10125.456
| Min Applied |  |  | 0 | 0 | 0 | 0 | 0 | 0 | 0 | 0 | 0 | 0 | 0 | 0 | 0 | 0
| Base Demand |  | 5.2 | 655.2 | 1031.16 | 1107.08 | 984.36 | 910.52 | 943.28 | 1113.84 | 993.2 | 897.52 | 915.2 | 989.56 | 1082.12 | 11623.04
| Min Applied |  |  | 644.8 | 268.84 | 192.92 | 315.64 | 389.48 | 356.72 | 186.16 | 306.8 | 402.48 | 384.8 | 310.44 | 217.88 | 3976.96 | 764.8
| PF Penalty |  |  | 0 | 0 | 0 | 0 | 0 | 0 | 0 | 0 | 0 | 0 | 0 | 0 | 0
|  |  | TOTAL: | 3802.504 | 5428.1668 | 5978.8268 | 5126.25 | 4960.77 | 5025.1064 | 5442.4728 | 5034.3296 | 4759.1808 | 4775.6736 | 5063.5484 | 5013.4604 | 60410.2896
8 | TODS Proposed
| Service Charge |  | 200 | 200 | 200 | 200 | 200 | 200 | 200 | 200 | 200 | 200 | 200 | 200 | 200 | 2400
| Energy Charge |  | 0.03531 | 960.432 | 1816.3464 | 2211.8184 | 1610.136 | 1596.012 | 1593.1872 | 1660.9824 | 1499.9688 | 1420.8744 | 1401.1008 | 1536.6912 | 1296.5832 | 18604.1328
| Peak Demand |  | 7.81 | 984.06 | 1548.723 | 1662.749 | 1478.433 | 1367.531 | 1416.734 | 1672.902 | 1491.71 | 1348.006 | 1374.56 | 1486.243 | 1625.261 | 17456.912
| Min Applied |  |  | 0 | 0 | 0 | 0 | 0 | 0 | 0 | 0 | 0 | 0 | 0 | 0 | 0 | 0
| Intermediate Demand |  | 6.11 | 769.86 | 1211.613 | 1300.819 | 1156.623 | 1069.861 | 1108.354 | 1308.762 | 1167.01 | 1054.586 | 1075.36 | 1162.733 | 1271.491 | 13657.072
| Min Applied |  |  | 0 | 0 | 0 | 0 | 0 | 0 | 0 | 0 | 0 | 0 | 0 | 0 | 0 | 0
| Base Demand |  | 3.24 | 408.24 | 642.492 | 689.796 | 613.332 | 567.324 | 587.736 | 694.008 | 618.84 | 559.224 | 570.24 | 616.572 | 674.244 | 7242.048
| Min Applied |  |  | 401.76 | 167.508 | 120.204 | 196.668 | 242.676 | 222.264 | 115.992 | 191.16 | 250.776 | 239.76 | 193.428 | 135.756 | 2477.952 | 764.8
| PF Penalty |  |  | 0 | 0 | 0 | 0 | 0 | 0 | 0 | 0 | 0 | 0 | 0 | 0 | 0
|  |  | TOTAL: | 3724.352 | 5586.6824 | 6185.3864 | 5255.192 | 5043.404 | 5128.2752 | 5652.6464 | 5168.6888 | 4833.4664 | 4861.0208 | 5195.6672 | 5203.3352 | 61838.1168

## CK
RATE COMPARISON TEMPLATE
Rates current as of 7/1/2017
Rate 1
Metered Usage |  |  |  | July | August | September | October | November | December | January | February | March | April | May | June | TOTAL |  |  | Rate 2
Energy | [18 empty] | Rate 3
|  |  | On Peak | 66400 | 91200 | 96400 | 70800 | 76800 | 74800 | 84800 | 86400 | 82000 | 79200 | 78000 | 55600 | 942400 | 29.69% |  | Rate 4
|  |  | Off Peak | [12 empty] | 0 |  |  | Rate 5
Demand | Max KW | [17 empty] | Rate 6
| 362.4 |  | Peak | 253.2 | 362.4 | 359.6 | 290.4 | 279.6 | 308.6 | 346 | 306.8 | 294 | 303.6 | 288.4 | 155.2 | 3547.8 |  | 1418.8 | Rate 7
| 362.4 |  | Intermediate | 253.2 | 362.4 | 359.6 | 290.4 | 279.6 | 308.6 | 346 | 306.8 | 294 | 303.6 | 288.4 | 155.2 | 3547.8 |  | 2129 | Rate 8
| 362.4 |  | Base | 253.2 | 362.4 | 359.6 | 290.4 | 279.6 | 308.6 | 346 | 306.8 | 294 | 303.6 | 288.4 | 155.2 | 3547.8
|  |  | PF | 90 | 90 | 90 | 90 | 90 | 90 | 90 | 90 | 90 | 90 | 90 | 90
COMPARISON | Service |  |  | July | August | September | October | November | December | January | February | March | April | May | June | TOTAL
| CURRENT | AES 3-P Current | Rate 3 | 5597.016 | 7672.528 | 8107.716 | 5965.252 | 6467.392 | 6300.012 | 7136.912 | 7270.816 | 6902.58 | 6668.248 | 6567.82 | 4693.164 | 79349.456
| POTENTIAL | AES 3-P Proposed | Rate 4 | 5796.616 | 7909.328 | 8352.316 | 6171.452 | 6682.592 | 6512.212 | 7364.112 | 7500.416 | 7125.58 | 6887.048 | 6784.82 | 4876.564 | 81963.056
| Savings |  |  | -199.6 | -236.8 | -244.6 | -206.2 | -215.2 | -212.2 | -227.2 | -229.6 | -223 | -218.8 | -217 | -183.4 | -2613.6
Rate Code
Base Charges
1 | GS 3- P Current
| Service Charge |  | 40 | 40 | 40 | 40 | 40 | 40 | 40 | 40 | 40 | 40 | 40 | 40 | 40 | 480
| Energy Charge |  | 0.10426 | 6922.864 | 9508.512 | 10050.664 | 7381.608 | 8007.168 | 7798.648 | 8841.248 | 9008.064 | 8549.32 | 8257.392 | 8132.28 | 5796.856 | 98254.624
|  |  | TOTAL: | 6962.864 | 9548.512 | 10090.664 | 7421.608 | 8047.168 | 7838.648 | 8881.248 | 9048.064 | 8589.32 | 8297.392 | 8172.28 | 5836.856 | 98734.624
2 | GS 3-P Proposed
| Service Charge |  | 50.4 | 50.4 | 50.4 | 50.4 | 50.4 | 50.4 | 50.4 | 50.4 | 50.4 | 50.4 | 50.4 | 50.4 | 50.4 | 604.8
| Energy Charge |  | 0.10685 | 7094.84 | 9744.72 | 10300.34 | 7564.98 | 8206.08 | 7992.38 | 9060.88 | 9231.84 | 8761.7 | 8462.52 | 8334.3 | 5940.86 | 100695.44
|  |  | TOTAL: | 7145.24 | 9795.12 | 10350.74 | 7615.38 | 8256.48 | 8042.78 | 9111.28 | 9282.24 | 8812.1 | 8512.92 | 8384.7 | 5991.26 | 101300.24
3 | AES 3-P Current
| Service Charge |  | 40 | 40 | 40 | 40 | 40 | 40 | 40 | 40 | 40 | 40 | 40 | 40 | 40 | 480
| Energy Charge |  | 0.08369 | 5557.016 | 7632.528 | 8067.716 | 5925.252 | 6427.392 | 6260.012 | 7096.912 | 7230.816 | 6862.58 | 6628.248 | 6527.82 | 4653.164 | 78869.456
|  |  | TOTAL: | 5597.016 | 7672.528 | 8107.716 | 5965.252 | 6467.392 | 6300.012 | 7136.912 | 7270.816 | 6902.58 | 6668.248 | 6567.82 | 4693.164 | 79349.456
4 | AES 3-P Proposed
| Service Charge |  | 140 | 140 | 140 | 140 | 140 | 140 | 140 | 140 | 140 | 140 | 140 | 140 | 140 | 1680
| Energy Charge |  | 0.08519 | 5656.616 | 7769.328 | 8212.316 | 6031.452 | 6542.592 | 6372.212 | 7224.112 | 7360.416 | 6985.58 | 6747.048 | 6644.82 | 4736.564 | 80283.056
|  |  | TOTAL: | 5796.616 | 7909.328 | 8352.316 | 6171.452 | 6682.592 | 6512.212 | 7364.112 | 7500.416 | 7125.58 | 6887.048 | 6784.82 | 4876.564 | 81963.056
5 | PS Sec Current
| Service Charge |  | 90 | 90 | 90 | 90 | 90 | 90 | 90 | 90 | 90 | 90 | 90 | 90 | 90 | 1080
| Energy Charge |  | 0.03572 | 2371.808 | 3257.664 | 3443.408 | 2528.976 | 2743.296 | 2671.856 | 3029.056 | 3086.208 | 2929.04 | 2829.024 | 2786.16 | 1986.032 | 33662.528
| Demand Charge (May through September) |  | 19.05 | July: 4823.46; August: 6903.72; September: 6850.38; May: 5494.02; June: 2956.56 | 27028.14
| Min Applied |  |  | July: 0; August: 0; September: 0; May: 0; June: 495.3 | 495.3 | 26
| Demand Charge (October through April) |  | 16.95 | October: 4922.28; November: 4739.22; December: 5230.77; January: 5864.7; February: 5200.26; March: 4983.3; April: 5146.02 | 36086.55
| Min Applied |  |  | October: 0; November: 0; December: 0; January: 0; February: 0; March: 0; April: 0 | 0 | 0
| PF Penalty |  |  | 0 | 0 | 0 | 0 | 0 | 0 | 0 | 0 | 0 | 0 | 0 | 0 | 0
|  |  | TOTAL: | 7285.268 | 10251.384 | 10383.788 | 7541.256 | 7572.516 | 7992.626 | 8983.756 | 8376.468 | 8002.34 | 8065.044 | 8370.18 | 5527.892 | 98352.518
6 | PS Proposed
| Service Charge |  | 90 | 90 | 90 | 90 | 90 | 90 | 90 | 90 | 90 | 90 | 90 | 90 | 90 | 1080
| Energy Charge |  | 0.03572 | 2371.808 | 3257.664 | 3443.408 | 2528.976 | 2743.296 | 2671.856 | 3029.056 | 3086.208 | 2929.04 | 2829.024 | 2786.16 | 1986.032 | 33662.528
| Demand Charge (May through September) |  | 20.71 | July: 5243.772; August: 7505.304; September: 7447.316; May: 5972.764; June: 3214.192 | 29383.348
| Min Applied |  |  | July: 0; August: 0; September: 0; May: 0; June: 538.46 | 538.46 | 26
| Demand Charge (October through April) |  | 18.43 | October: 5352.072; November: 5153.028; December: 5687.498; January: 6376.78; February: 5654.324; March: 5418.42; April: 5595.348 | 39237.47
| Min Applied |  |  | October: 0; November: 0; December: 0; January: 0; February: 0; March: 0; April: 0 | 0 | 0
| PF Penalty |  |  | 0 | 0 | 0 | 0 | 0 | 0 | 0 | 0 | 0 | 0 | 0 | 0 | 0
|  |  | TOTAL: | 7705.58 | 10852.968 | 10980.724 | 7971.048 | 7986.324 | 8449.354 | 9495.836 | 8830.532 | 8437.46 | 8514.372 | 8848.924 | 5828.684 | 103901.806
7 | TODS Current
| Service Charge |  | 200 | 200 | 200 | 200 | 200 | 200 | 200 | 200 | 200 | 200 | 200 | 200 | 200 | 2400
| Energy Charge |  | 0.03527 | 2341.928 | 3216.624 | 3400.028 | 2497.116 | 2708.736 | 2638.196 | 2990.896 | 3047.328 | 2892.14 | 2793.384 | 2751.06 | 1961.012 | 33238.448
| Peak Demand |  | 6.13 | 1552.116 | 2221.512 | 2204.348 | 1780.152 | 1713.948 | 1891.718 | 2120.98 | 1880.684 | 1802.22 | 1861.068 | 1767.892 | 951.376 | 21748.014
| Min Applied |  |  | 0 | 0 | 0 | 0 | 0 | 0 | 0 | 0 | 0 | 0 | 0 | 159.38 | 159.38 | 26
| Intermediate Demand |  | 4.53 | 1146.996 | 1641.672 | 1628.988 | 1315.512 | 1266.588 | 1397.958 | 1567.38 | 1389.804 | 1331.82 | 1375.308 | 1306.452 | 703.056 | 16071.534
| Min Applied |  |  | 0 | 0 | 0 | 0 | 0 | 0 | 0 | 0 | 0 | 0 | 0 | 117.78 | 117.78 | 26
| Base Demand |  | 5.2 | 1316.64 | 1884.48 | 1869.92 | 1510.08 | 1453.92 | 1604.72 | 1799.2 | 1595.36 | 1528.8 | 1578.72 | 1499.68 | 807.04 | 18448.56
| Min Applied |  |  | 96.72 | 0 | 0 | 0 | 0 | 0 | 0 | 0 | 0 | 0 | 0 | 492.96 | 589.68 | 113.4
| PF Penalty |  |  | 0 | 0 | 0 | 0 | 0 | 0 | 0 | 0 | 0 | 0 | 0 | 0 | 0
|  |  | TOTAL: | 6654.4 | 9164.288 | 9303.284 | 7302.86 | 7343.192 | 7732.592 | 8678.456 | 8113.176 | 7754.98 | 7808.48 | 7525.084 | 5392.604 | 92773.396
8 | TODS Proposed
| Service Charge |  | 200 | 200 | 200 | 200 | 200 | 200 | 200 | 200 | 200 | 200 | 200 | 200 | 200 | 2400
| Energy Charge |  | 0.03531 | 2344.584 | 3220.272 | 3403.884 | 2499.948 | 2711.808 | 2641.188 | 2994.288 | 3050.784 | 2895.42 | 2796.552 | 2754.18 | 1963.236 | 33276.144
| Peak Demand |  | 7.81 | 1977.492 | 2830.344 | 2808.476 | 2268.024 | 2183.676 | 2410.166 | 2702.26 | 2396.108 | 2296.14 | 2371.116 | 2252.404 | 1212.112 | 27708.318
| Min Applied |  |  | 0 | 0 | 0 | 0 | 0 | 0 | 0 | 0 | 0 | 0 | 0 | 203.06 | 203.06 | 26
| Intermediate Demand |  | 6.11 | 1547.052 | 2214.264 | 2197.156 | 1774.344 | 1708.356 | 1885.546 | 2114.06 | 1874.548 | 1796.34 | 1854.996 | 1762.124 | 948.272 | 21677.058
| Min Applied |  |  | 0 | 0 | 0 | 0 | 0 | 0 | 0 | 0 | 0 | 0 | 0 | 158.86 | 158.86 | 26
| Base Demand |  | 3.24 | 820.368 | 1174.176 | 1165.104 | 940.896 | 905.904 | 999.864 | 1121.04 | 994.032 | 952.56 | 983.664 | 934.416 | 502.848 | 11494.872
| Min Applied |  |  | 353.808 | 0 | 9.072 | 233.28 | 268.272 | 174.312 | 53.136 | 180.144 | 221.616 | 190.512 | 239.76 | 671.328 | 2595.24 | 801
| PF Penalty |  |  | 0 | 0 | 0 | 0 | 0 | 0 | 0 | 0 | 0 | 0 | 0 | 0 | 0
|  |  | TOTAL: | 7243.304 | 9639.056 | 9783.692 | 7916.492 | 7978.016 | 8311.076 | 9184.784 | 8695.616 | 8362.076 | 8396.84 | 8142.884 | 5859.716 | 99513.552