## SUMMARY
[33 empty] | TODS |  |  | PS |  | TODS |  |  | PS
#1 |  | GS 3- P Current | GS 3-P Proposed |  | AES 3-P Current | AES 3-P Proposed |  | PS Sec Current | PS Proposed |  | TODS Current | TODS Proposed |  |  | 250 | [7 empty] | 50 |  |  | 50 |  | Metered KW |  |  |  |  | Minimum Increment |  |  | Minimum Increment |  | Minimum Increment |  |  | Minimum Increment |  | TODS Ratchet Billing | [5 empty] | PS Ratchet Billing
School |  |  |  | % Increase |  |  | % Increase |  |  | % Increase |  |  | % Increase | Avg KW | <250 | KWH | Max KW | Load Factor | Current Rate | Best Avail Current | Best Avail Proposed | AES ov TODS Savings | AES ov PS Savings | TODS - PS Savings | AES ov TODS Savings | AES ov PS Savings | TODS - PS Savings | Peak | Inter | Base | Summer | Winter | Peak | Inter | Base | Summer | Winter | Peak | Inter | Base | Summer | Winter | Peak | Inter | Base | Peak | Inter | Base | Summer | Winter | Summer | Winter
[22 empty] | Proposed |  |  | Current |  |  | TODS |  |  | PS |  | Current KW |  |  |  |  | Proposed KW |  |  |  |  | Current |  |  | Proposed |  |  | Current |  | Proposed
0 | AA | 54165.5592 | 55624.002 | 2.693% | 43573.6548 | 45546.0348 | 4.527% | 53752.8624 | 56743.2664 | 5.563% | 56632.6924 | 57033.7932 | 0.7082% | 160.0333 | YES | 514920 | 209 | 28.12% | PS | PS | PS | [6 empty] | 1920.4 | 1920.4 | 1920.4 | 823.4 | 1097 | 0 | 0 | 1079.6 | 0 | 0 | 0 | 0 | 1079.6 | 0 | 0 | 0 | 0 | 5613.92 | 0 | 0 | 3497.904 | 0 | 0 | 0 | 0
0 | AB | 142357.008 | 146006.28 | 2.563% | 114365.352 | 117606.552 | 2.834% | 121336.776 | 127587.092 | 5.151% | 114978.914 | 122833.782 | 6.832% | 334.5667 |  | 1360800 | 412 | 37.7% | TODS | TODS | TODS |  |  | 4753.31 |  |  | 6357.862 | 4014.8 | 4095.8 | 4095.8 | 1713.4 | 2301.4 | 0 | 0 | 23.2 | 0 | 0 | 0 | 0 | 843.4 | 0 | 0 | 0 | 0 | 120.64 | 0 | 0 | 2732.616 | 0 | 0 | 0 | 0
0 | AC | 110641.116 | 113502.51 | 2.586% | 88906.854 | 91691.754 | 3.132% | 93661.872 | 98445.88 | 5.108% | 90287.187 | 97640.897 | 8.145% | 256.1333 |  | 1056600 | 337.1 | 35.78% | TODS | TODS | TODS |  |  | 804.983 |  |  | 3374.685 | 3073.6 | 3158.9 | 3192.3 | 1306 | 1767.6 | 0 | 0 | 167.3 | 0 | 0 | 0 | 0 | 1322.1 | 0 | 0 | 0 | 0 | 869.96 | 0 | 0 | 4283.604 | 0 | 0 | 0 | 0
0 | AD | 98342.6064 | 100898.484 | 2.599% | 79034.7816 | 81642.7416 | 3.3% | 88344.0258 | 93031.4158 | 5.306% | 83837.5708 | 88713.3144 | 5.816% | 250.1083 |  | 938640 | 293 | 36.57% | PS | TODS | TODS |  |  | 4318.1014 |  |  | 4506.455 | 3001.3 | 3001.3 | 3001.3 | 1363.7 | 1637.6 | 0 | 0 | 140.6 | 0 | 0 | 0 | 0 | 514.7 | 0 | 0 | 0 | 0 | 731.12 | 0 | 0 | 1667.628 | 0 | 0 | 0 | 0
0 | AE | 60967.4816 | 62594.896 | 2.669% | 49033.5904 | 51103.8304 | 4.222% | 58858.3822 | 62090.881 | 5.492% | 60593.0428 | 61504.2048 | 1.504% | 173.005 | YES | 580160 | 221 | 29.97% | PS | PS | TODS | [6 empty] | 2076.06 | 2076.06 | 2076.06 | 888.5 | 1187.56 | 0 | 0 | 923.94 | 0 | 0 | 0 | 0 | 923.94 | 0 | 0 | 0 | 0 | 4804.488 | 0 | 0 | 2993.5656 | 0 | 0 | 0 | 0
0 | AF | 84838.8512 | 87059.272 | 2.617% | 68195.2528 | 70608.9328 | 3.539% | 73926.4264 | 77759.8504 | 5.185% | 72844.1504 | 75359.7552 | 3.453% | 204.9 | YES | 809120 | 261.4 | 35.33% | PS | TODS | TODS | [6 empty] | 2458.8 | 2458.8 | 2458.8 | 1080 | 1378.8 | 0 | 0 | 559.6 | 0 | 0 | 0 | 0 | 678 | 0 | 0 | 0 | 0 | 2909.92 | 0 | 0 | 2196.72 | 0 | 0 | 0 | 0
0 | AG | 133328.092 | 136753.07 | 2.569% | 107117.798 | 110229.098 | 2.905% | 111112.574 | 116741.474 | 5.066% | 105762.774 | 112199.202 | 6.086% | 290.9333 |  | 1274200 | 364 | 39.96% | PS | TODS | TODS |  |  | 4542.272 |  |  | 5349.8 | 3491.2 | 3491.2 | 3491.2 | 1203.2 | 2288 | 147.8 | 147.8 | 283.8 | 147.8 | 0 | 147.8 | 147.8 | 876.8 | 147.8 | 0 | 906.014 | 669.534 | 1475.76 | 1154.318 | 903.058 | 2840.832 | 147.8 | 0 | 147.8 | 0
0 | AH | 86698.8496 | 88965.476 | 2.614% | 69688.2824 | 72128.7224 | 3.502% | 72739.4612 | 76413.7612 | 5.051% | 72292.4992 | 74129.3976 | 2.541% | 196.4167 | YES | 826960 | 234 | 40.34% | PS | TODS | TODS | [6 empty] | 2357 | 2357 | 2357 | 1033 | 1324 | 0 | 0 | 643 | 0 | 0 | 0 | 0 | 643 | 0 | 0 | 0 | 0 | 3343.6 | 0 | 0 | 2083.32 | 0 | 0 | 0 | 0
0 | AI | 33071.676 | 34006.11 | 2.825% | 26641.494 | 28310.394 | 6.264% | 36869.328 | 39017.1252 | 5.825% | 43647.9372 | 42252.2484 | -3.198% | 114.31 | YES | 312600 | 150.02 | 23.79% | PS | PS | PS | [6 empty] | 1371.72 | 1371.72 | 1371.72 | 653.62 | 718.1 | 0 | 0 | 1628.28 | 0 | 0 | 0 | 0 | 1628.28 | 0 | 0 | 0 | 0 | 8467.056 | 0 | 0 | 5275.6272 | 0 | 0 | 0 | 0
0 | AJ | 57116.43 | 58648.1776 | 2.682% | 45942.3329 | 47957.1674 | 4.386% | 58131.9906 | 61415.9486 | 5.649% | 59538.0132 | 60523.4601 | 1.655% | 174.9417 | YES | 543223 | 227 | 27.32% | PS | PS | TODS | [6 empty] | 2099.3 | 2099.3 | 2099.3 | 983.3 | 1116 | 0 | 0 | 900.7 | 0 | 0 | 0 | 0 | 900.7 | 0 | 0 | 0 | 0 | 4683.64 | 0 | 0 | 2918.268 | 0 | 0 | 0 | 0
0 | AK | 20135.0952 | 20748.162 | 3.045% | 16257.2388 | 17740.0188 | 9.121% | 21188.1144 | 22354.8624 | 5.507% | 32656.8924 | 29233.3452 | -10.48% | 327.3333 |  | 1242668 | 379 | 31.19% | PS | PS | PS |  |  | -6878.4828 |  |  | -11468.778 | 3928 | 3928 | 3928 | 1628 | 2300 | 0 | 0 | 4 | 0 | 0 | 0 | 0 | 620 | 0 | 0 | 0 | 0 | 20.8 | 0 | 0 | 2008.8 | 0 | 0 | 0 | 0
0 | AL | 130040.5657 | 133383.8758 | 2.571% | 104478.8849 | 107542.8869 | 2.933% | 115466.501 | 121572.981 | 5.289% | 108547.7804 | 115691.8871 | 6.582% | 62.6 | YES | 188520 | 69 | 37.43% | PS | TODS | TODS | [6 empty] | 751.2 | 751.2 | 751.2 | 305.4 | 445.8 | 0 | 0 | 2248.8 | 0 | 0 | 0 | 0 | 2248.8 | 0 | 0 | 0 | 0 | 11693.76 | 0 | 0 | 7286.112 | 0 | 0 | 0 | 0
0 | AM | 39715.1232 | 40814.592 | 2.768% | 31974.2208 | 33738.7008 | 5.518% | 38729.5329 | 40841.4539 | 5.453% | 45805.0514 | 44384.2992 | -3.102% | 111.2583 | YES | 376320 | 149.7 | 28.7% | PS | PS | PS | [6 empty] | 1335.1 | 1335.1 | 1335.1 | 503.5 | 831.6 | 28.15 | 28.15 | 1664.9 | 20.45 | 7.7 | 28.15 | 28.15 | 1664.9 | 20.45 | 7.7 | 172.5595 | 127.5195 | 8657.48 | 219.8515 | 171.9965 | 5394.276 | 20.45 | 7.7 | 20.45 | 7.7
0 | AN | 32483.6496 | 33403.476 | 2.832% | 26169.4824 | 27829.9224 | 6.345% | 41532.2262 | 44104.5082 | 6.193% | 46410.1492 | 45919.7976 | -1.057% | 136.4583 | YES | 306960 | 187.2 | 18.72% | PS | PS | PS | [6 empty] | 1637.5 | 1637.5 | 1637.5 | 715.9 | 921.6 | 12 | 12 | 1362.5 | 12 | 0 | 12 | 12 | 1362.5 | 12 | 0 | 73.56 | 54.36 | 7085 | 93.72 | 73.32 | 4414.5 | 12 | 0 | 12 | 0
0 | AO | 64433.084 | 66146.59 | 2.659% | 51815.446 | 53935.546 | 4.092% | 67482.298 | 71363.698 | 5.752% | 66315.558 | 68876.274 | 3.861% | 208.25 | YES | 613400 | 258 | 27.14% | PS | TODS | TODS | [6 empty] | 2499 | 2499 | 2499 | 1016 | 1483 | 0 | 0 | 509 | 0 | 0 | 0 | 0 | 597 | 0 | 0 | 0 | 0 | 2646.8 | 0 | 0 | 1934.28 | 0 | 0 | 0 | 0
0 | AP | 98209.1536 | 100761.716 | 2.599% | 78927.6584 | 81533.6984 | 3.302% | 97870.7492 | 103393.9892 | 5.643% | 93533.8672 | 99870.8216 | 6.775% | 297.25 |  | 937360 | 361 | 29.64% | TODS | TODS | TODS |  |  | 3523.1676 |  |  | 4336.882 | 3567 | 3679 | 3735 | 1356 | 2211 | 0 | 0 | 23 | 0 | 0 | 0 | 0 | 597 | 0 | 0 | 0 | 0 | 119.6 | 0 | 0 | 1934.28 | 0 | 0 | 0 | 0
0 | AQ | 30266.665 | 31131.4176 | 2.857% | 24389.8982 | 26018.4422 | 6.677% | 37570.2361 | 39863.2841 | 6.103% | 43798.9319 | 42738.5338 | -2.421% | 122.9083 | YES | 285696 | 157.1 | 20.76% | PS | PS | PS | [6 empty] | 1474.9 | 1474.9 | 1474.9 | 612.2 | 862.7 | 0 | 0 | 1525.1 | 0 | 0 | 0 | 0 | 1525.1 | 0 | 0 | 0 | 0 | 7930.52 | 0 | 0 | 4941.324 | 0 | 0 | 0 | 0
0 | AR | 98323.6311 | 100879.0373 | 2.599% | 79019.55 | 81627.237 | 3.3% | 101966.3298 | 107843.3378 | 5.764% | 97355.8357 | 104382.046 | 7.217% | 315.9167 |  | 938458 | 375.7 | 28.51% | TODS | TODS | TODS |  |  | 3461.2918 |  |  | 4610.4941 | 3791 | 3962.4 | 3967.2 | 1479.6 | 2311.4 | 0 | 0 | 7.4 | 0 | 0 | 0 | 0 | 670.8 | 0 | 0 | 0 | 0 | 38.48 | 0 | 0 | 2173.392 | 0 | 0 | 0 | 0
0 | AS | 96716.1504 | 99231.624 | 2.601% | 77729.2176 | 80313.7776 | 3.325% | 94245.9438 | 99497.5718 | 5.572% | 91287.0948 | 98352.1304 | 7.739% | 282.6417 |  | 923040 | 328.3 | 32.1% | TODS | TODS | TODS |  |  | 1145.4414 |  |  | 2958.849 | 3391.7 | 3524.1 | 3613.8 | 1288.4 | 2103.3 | 0 | 0 | 150.85 | 0 | 0 | 0 | 0 | 1120.2 | 0 | 0 | 0 | 0 | 784.42 | 0 | 0 | 3629.448 | 0 | 0 | 0 | 0
0 | AT | 54406.1913 | 55870.6118 | 2.692% | 43766.8113 | 45742.6533 | 4.514% | 69886.8942 | 74277.7782 | 6.283% | 67719.2196 | 72086.8727 | 6.45% | 223.925 | YES | 517228 | 310.2 | 19.03% | PS | TODS | TODS | [6 empty] | 2687.1 | 2687.1 | 2687.1 | 1089.3 | 1597.8 | 140.7 | 140.7 | 569.1 | 53.7 | 87 | 140.7 | 140.7 | 1035.3 | 53.7 | 87 | 862.491 | 637.371 | 2959.32 | 1098.867 | 859.677 | 3354.372 | 53.7 | 87 | 53.7 | 87
0 | AU | 136101.408 | 139595.28 | 2.567% | 109343.952 | 112495.152 | 2.882% | 124164.606 | 130849.164 | 5.384% | 118157.654 | 125588.378 | 6.289% | 359.6 |  | 1300800 | 411.4 | 36.09% | TODS | TODS | TODS |  |  | 5260.786 |  |  | 6006.952 | 4315.2 | 4425.4 | 4425.4 | 1655.9 | 2659.3 | 0 | 0 | 70.6 | 0 | 0 | 0 | 0 | 672.2 | 0 | 0 | 0 | 0 | 367.12 | 0 | 0 | 2177.928 | 0 | 0 | 0 | 0
0 | AV | 26870.2912 | 27650.672 | 2.904% | 21663.6128 | 23243.2928 | 7.292% | 30905.9564 | 32719.0584 | 5.867% | 39327.2544 | 37249.4112 | -5.283% | 95.8333 | YES | 253120 | 128.2 | 22.54% | PS | PS | PS | [6 empty] | 1150 | 1150 | 1150 | 495.5 | 654.5 | 13.2 | 13.2 | 1850 | 13.2 | 0 | 13.2 | 13.2 | 1850 | 13.2 | 0 | 80.916 | 59.796 | 9620 | 103.092 | 80.652 | 5994 | 13.2 | 0 | 13.2 | 0
0 | AW | 32202.4604 | 33115.3015 | 2.835% | 25943.7705 | 27600.165 | 6.385% | 36470.6194 | 38609.9294 | 5.866% | 43417.638 | 42041.1105 | -3.17% | 114.8083 | YES | 304263 | 130 | 26.72% | PS | PS | PS | [6 empty] | 1377.7 | 1377.7 | 1377.7 | 557.3 | 820.4 | 0 | 0 | 1622.3 | 0 | 0 | 0 | 0 | 1622.3 | 0 | 0 | 0 | 0 | 8435.96 | 0 | 0 | 5256.252 | 0 | 0 | 0 | 0
0 | AX | 21018.1774 | 21653.1815 | 3.021% | 16966.0931 | 18461.5781 | 8.815% | 22866.9728 | 24153.8128 | 5.628% | 33789.2413 | 30620.9649 | -9.377% | 68.5167 | YES | 196990 | 86.2 | 26.09% | PS | PS | PS | [6 empty] | 822.2 | 822.2 | 822.2 | 322.4 | 499.8 | 7.2 | 7.2 | 2177.8 | 7.2 | 0 | 7.2 | 7.2 | 2177.8 | 7.2 | 0 | 44.136 | 32.616 | 11324.56 | 56.232 | 43.992 | 7056.072 | 7.2 | 0 | 7.2 | 0
0 | AY | 241721.8967 | 247839.5657 | 2.531% | 194126.0228 | 198796.7963 | 2.406% | 212471.0363 | 223701.5963 | 5.286% | 198344.1942 | 210617.5282 | 6.188% | 600.75 |  | 2313849 | 673 | 39.25% | TODS | TODS | TODS |  |  | 13084.0681 |  |  | 14126.842 | 7209 | 7209 | 7209 | 3118 | 4091 | 0 | 0 | 0 | 0 | 0 | 0 | 0 | 867 | 0 | 0 | 0 | 0 | 0 | 0 | 0 | 2809.08 | 0 | 0 | 0 | 0
0 | AZ | 199522.8703 | 204592.2418 | 2.541% | 160252.6627 | 164316.3142 | 2.536% | 176884.8877 | 186271.6677 | 5.307% | 165825.3123 | 177113.8763 | 6.808% | 500.1667 |  | 1909101 | 611 | 35.67% | TODS | TODS | TODS |  |  | 9157.7914 |  |  | 11059.5755 | 6002 | 6002 | 6002 | 2799 | 3203 | 0 | 0 | 173 | 0 | 0 | 0 | 0 | 1330 | 0 | 0 | 0 | 0 | 899.6 | 0 | 0 | 4309.2 | 0 | 0 | 0 | 0
0 | BA | 61266.8121 | 62901.6623 | 2.668% | 49273.8644 | 51348.4109 | 4.21% | 60419.2673 | 63778.8273 | 5.56% | 61503.8234 | 62662.6646 | 1.884% | 179.3333 | YES | 583031 | 234 | 28.44% | PS | PS | TODS | [6 empty] | 2152 | 2152 | 2152 | 970 | 1182 | 0 | 0 | 848 | 0 | 0 | 0 | 0 | 848 | 0 | 0 | 0 | 0 | 4409.6 | 0 | 0 | 2747.52 | 0 | 0 | 0 | 0
0 | BB | 55737.8 | 57235.3 | 2.687% | 44835.7 | 46830.7 | 4.45% | 59328.25 | 62757.99 | 5.781% | 60155.76 | 61472.22 | 2.188% | 183.4167 | YES | 530000 | 221 | 27.38% | PS | PS | TODS | [6 empty] | 2201 | 2201 | 2201 | 957 | 1244 | 0 | 0 | 799 | 0 | 0 | 0 | 0 | 799 | 0 | 0 | 0 | 0 | 4154.8 | 0 | 0 | 2588.76 | 0 | 0 | 0 | 0
0 | BC | 84242.484 | 86448.09 | 2.618% | 67716.546 | 70121.646 | 3.552% | 70274.598 | 73807.098 | 5.027% | 70416.858 | 71933.334 | 2.154% | 188.25 | YES | 803400 | 229 | 40.05% | PS | PS | TODS | [6 empty] | 2259 | 2259 | 2259 | 1051 | 1208 | 0 | 0 | 741 | 0 | 0 | 0 | 0 | 741 | 0 | 0 | 0 | 0 | 3853.2 | 0 | 0 | 2400.84 | 0 | 0 | 0 | 0
0 | BD | 81323.204 | 83456.29 | 2.623% | 65373.226 | 67736.326 | 3.615% | 80177.188 | 84660.848 | 5.592% | 76499.478 | 81693.774 | 6.79% | 239.3333 | YES | 775400 | 307 | 28.83% | TODS | TODS | TODS | [6 empty] | 2872 | 2872 | 2872 | 1295 | 1577 | 0 | 0 | 231 | 0 | 0 | 0 | 0 | 812 | 0 | 0 | 0 | 0 | 1201.2 | 0 | 0 | 2630.88 | 0 | 0 | 0 | 0
0 | BE | 82656.8979 | 84823.1152 | 2.621% | 66443.7885 | 68826.0765 | 3.585% | 84747.5682 | 89590.1882 | 5.714% | 79892.5518 | 85805.4595 | 7.401% | 258.9167 |  | 788192 | 317 | 28.38% | TODS | TODS | TODS |  |  | 3784.7287 |  |  | 4855.0164 | 3107 | 3107 | 3107 | 1357 | 1750 | 0 | 0 | 80 | 0 | 0 | 0 | 0 | 697 | 0 | 0 | 0 | 0 | 416 | 0 | 0 | 2258.28 | 0 | 0 | 0 | 0
0 | BF | 110498.4883 | 113356.3392 | 2.586% | 88792.3661 | 91575.2141 | 3.134% | 99916.547 | 105250.505 | 5.338% | 93153.2526 | 99393.5939 | 6.699% | 285.75 |  | 1055232 | 398.1 | 30.26% | TODS | TODS | TODS |  |  | 5856.9111 |  |  | 6763.2944 | 3429 | 3329 | 3329 | 1439.1 | 1989.9 | 0 | 0 | 23.9 | 0 | 0 | 0 | 0 | 563.8 | 0 | 0 | 0 | 0 | 124.28 | 0 | 0 | 1826.712 | 0 | 0 | 0 | 0
0 | BG | 157232.8248 | 161251.638 | 2.556% | 126306.2412 | 129761.4612 | 2.736% | 128048.5806 | 134439.8106 | 4.991% | 120741.1696 | 129082.6788 | 6.909% | 332.8333 |  | 1503480 | 423 | 40.57% | PS | TODS | TODS |  |  | 5357.1318 |  |  | 7307.411 | 3994 | 3994 | 3994 | 1639 | 2355 | 111.5 | 111.5 | 150 | 111.5 | 0 | 111.5 | 111.5 | 1082 | 111.5 | 0 | 683.495 | 505.095 | 780 | 870.815 | 681.265 | 3505.68 | 111.5 | 0 | 111.5 | 0
0 | BH | 53766.1391 | 55214.6597 | 2.694% | 43253.0384 | 45219.6719 | 4.547% | 43993.7741 | 46145.0041 | 4.89% | 50838.179 | 49508.3926 | -2.616% | 115.4167 | YES | 511089 | 145 | 40.24% | PS | PS | PS | [6 empty] | 1385 | 1385 | 1385 | 522 | 863 | 4.5 | 4.5 | 1615 | 4.5 | 0 | 4.5 | 4.5 | 1615 | 4.5 | 0 | 27.585 | 20.385 | 8398 | 35.145 | 27.495 | 5232.6 | 4.5 | 0 | 4.5 | 0
0 | BI | 77006.84 | 79032.7 | 2.631% | 61908.46 | 64209.46 | 3.717% | 65675.68 | 69023.24 | 5.097% | 66835.78 | 68837.22 | 2.995% | 175.4167 | YES | 734000 | 276 | 30.36% | PS | PS | TODS | [6 empty] | 2105 | 2105 | 2105 | 1002 | 1103 | 35 | 35 | 921 | 0 | 35 | 35 | 35 | 1207 | 0 | 35 | 214.55 | 158.55 | 4789.2 | 273.35 | 213.85 | 3910.68 | 0 | 35 | 0 | 35
0 | BJ | 53955.2668 | 55408.4855 | 2.693% | 43404.8521 | 45374.2066 | 4.537% | 57877.0952 | 61234.3352 | 5.801% | 59371.5288 | 60631.8849 | 2.123% | 169.9167 | YES | 512903 | 245 | 23.9% | PS | PS | TODS | [6 empty] | 2039 | 2039 | 2039 | 549 | 1490 | 145 | 145 | 961 | 145 | 0 | 145 | 145 | 961 | 145 | 0 | 888.85 | 656.85 | 4997.2 | 1132.45 | 885.95 | 3113.64 | 145 | 0 | 145 | 0
0 | BK | 38514.048 | 39583.68 | 2.777% | 31010.112 | 32757.312 | 5.634% | 47601.666 | 50523.472 | 6.138% | 50954.2 | 51231.936 | 0.5451% | 157.0333 | YES | 364800 | 181.6 | 22.93% | PS | PS | PS | [6 empty] | 1884.4 | 1884.4 | 1884.4 | 738.3 | 1146.1 | 0 | 0 | 1115.6 | 0 | 0 | 0 | 0 | 1115.6 | 0 | 0 | 0 | 0 | 5801.12 | 0 | 0 | 3614.544 | 0 | 0 | 0 | 0
0 | BL | 26426.1436 | 27195.491 | 2.911% | 21307.0934 | 22880.3834 | 7.384% | 31628.3942 | 33517.8982 | 5.974% | 39740.9182 | 37835.3586 | -4.795% | 101.3417 | YES | 248860 | 115.3 | 24.64% | PS | PS | PS | [6 empty] | 1216.1 | 1216.1 | 1216.1 | 498.2 | 717.9 | 0 | 0 | 1783.9 | 0 | 0 | 0 | 0 | 1783.9 | 0 | 0 | 0 | 0 | 9276.28 | 0 | 0 | 5779.836 | 0 | 0 | 0 | 0
0 | BM | 86456.9664 | 88717.584 | 2.615% | 69494.1216 | 71931.0816 | 3.507% | 79035.2508 | 83265.9668 | 5.353% | 76863.6918 | 81183.3634 | 5.62% | 226.1167 | YES | 824640 | 285.4 | 32.98% | TODS | TODS | TODS | [6 empty] | 2713.4 | 2770.9 | 3114.1 | 1193.8 | 1519.6 | 0 | 0 | 0 | 0 | 0 | 0 | 0 | 448.7 | 0 | 0 | 0 | 0 | 0 | 0 | 0 | 1453.788 | 0 | 0 | 0 | 0
0 | BN | 68691.0624 | 70510.344 | 2.648% | 55233.3456 | 57414.7056 | 3.949% | 69882.6678 | 73846.0518 | 5.671% | 68403.6708 | 72062.6064 | 5.349% | 212.175 | YES | 654240 | 286 | 26.11% | PS | TODS | TODS | [6 empty] | 2546.1 | 2546.1 | 2546.1 | 1084.2 | 1461.9 | 0 | 0 | 489.9 | 0 | 0 | 0 | 0 | 885.9 | 0 | 0 | 0 | 0 | 2547.48 | 0 | 0 | 2870.316 | 0 | 0 | 0 | 0
0 | BO | 64403.8912 | 66116.672 | 2.659% | 51792.0128 | 53911.6928 | 4.093% | 61975.8014 | 65377.3794 | 5.489% | 62849.6844 | 64096.7712 | 1.984% | 181.5583 | YES | 613120 | 248.1 | 28.21% | PS | PS | TODS | [6 empty] | 2178.7 | 2178.7 | 0 | 983.9 | 1194.8 | 0 | 0 | 3000 | 0 | 0 | 0 | 0 | 3000 | 0 | 0 | 0 | 0 | 15600 | 0 | 0 | 9720 | 0 | 0 | 0 | 0
0 | BP | 50726.0218 | 52099.0205 | 2.707% | 40812.7217 | 42735.6167 | 4.712% | 55472.4896 | 58715.7096 | 5.847% | 57202.4511 | 58132.3083 | 1.626% | 173.5833 | YES | 481930 | 214 | 25.71% | PS | PS | TODS | [6 empty] | 2083 | 2083 | 2083 | 891 | 1192 | 0 | 0 | 917 | 0 | 0 | 0 | 0 | 917 | 0 | 0 | 0 | 0 | 4768.4 | 0 | 0 | 2971.08 | 0 | 0 | 0 | 0
0 | BQ | 24418.096 | 25137.56 | 2.946% | 19695.224 | 21239.624 | 7.841% | 26193.812 | 27669.132 | 5.632% | 36182.352 | 33395.496 | -7.702% | 78.8333 | YES | 229600 | 94 | 27.88% | PS | PS | PS | [6 empty] | 946 | 946 | 946 | 418 | 528 | 0 | 0 | 2054 | 0 | 0 | 0 | 0 | 2054 | 0 | 0 | 0 | 0 | 10680.8 | 0 | 0 | 6654.96 | 0 | 0 | 0 | 0
0 | BR | 85055.712 | 87281.52 | 2.617% | 68369.328 | 70786.128 | 3.535% | 77046.864 | 81145.924 | 5.32% | 74796.584 | 78717.072 | 5.242% | 218.8333 | YES | 811200 | 286 | 32.38% | PS | TODS | TODS | [6 empty] | 2626 | 2626 | 2626 | 1181 | 1445 | 0 | 0 | 411 | 0 | 0 | 0 | 0 | 806 | 0 | 0 | 0 | 0 | 2137.2 | 0 | 0 | 2611.44 | 0 | 0 | 0 | 0
0 | BS | 107482.038 | 110264.955 | 2.589% | 86371.047 | 89110.497 | 3.172% | 88840.386 | 93298.286 | 5.018% | 84941.821 | 89278.173 | 5.105% | 238.9167 | YES | 1026300 | 276 | 42.45% | PS | TODS | TODS | [6 empty] | 2867 | 2867 | 2867 | 1193 | 1674 | 0 | 0 | 168 | 0 | 0 | 0 | 0 | 445 | 0 | 0 | 0 | 0 | 873.6 | 0 | 0 | 1441.8 | 0 | 0 | 0 | 0
0 | BT | 78675 | 80742.3 | 2.628% | 63247.5 | 65572.5 | 3.676% | 63291.3 | 66381.1 | 4.882% | 65537.98 | 66136.26 | 0.9129% | 155.5833 | YES | 750000 | 245 | 34.95% | PS | PS | TODS | [6 empty] | 1867 | 1867 | 0 | 811 | 1056 | 111 | 111 | 3000 | 91 | 20 | 111 | 111 | 3000 | 91 | 20 | 680.43 | 502.83 | 15600 | 866.91 | 678.21 | 9720 | 91 | 20 | 91 | 20
0 | BU | 260162.4672 | 266738.232 | 2.528% | 208928.3568 | 213864.4368 | 2.363% | 195128.7684 | 204295.7084 | 4.698% | 183774.1144 | 193584.2832 | 5.338% | 491.4167 |  | 2490720 | 544 | 52.27% | PS | TODS | TODS |  |  | 10711.4252 |  |  | 11354.654 | 5897 | 5897 | 5897 | 2441 | 3456 | 0 | 0 | 0 | 0 | 0 | 0 | 0 | 631 | 0 | 0 | 0 | 0 | 0 | 0 | 0 | 2044.44 | 0 | 0 | 0 | 0
0 | BV | 163047.6135 | 167210.8762 | 2.553% | 130973.7999 | 134512.6779 | 2.702% | 135823.6164 | 142719.1244 | 5.077% | 127798.788 | 136401.6361 | 6.732% | 368.5417 |  | 1559252 | 447.1 | 39.81% | TODS | TODS | TODS |  |  | 6317.4883 |  |  | 8024.8284 | 4422.5 | 4422.5 | 4422.5 | 1945.6 | 2476.9 | 0 | 0 | 50.6 | 0 | 0 | 0 | 0 | 942.7 | 0 | 0 | 0 | 0 | 263.12 | 0 | 0 | 3054.348 | 0 | 0 | 0 | 0
0 | BW | 247844.461 | 254114.2251 | 2.53% | 199040.6344 | 203799.4939 | 2.391% | 200287.8476 | 210272.4176 | 4.985% | 187606.8537 | 199641.3606 | 6.415% | 533.45 |  | 2372573 | 626.5 | 43.23% | TODS | TODS | TODS |  |  | 10631.0569 |  |  | 12680.9939 | 6401.4 | 6401.4 | 6401.4 | 2836.1 | 3565.3 | 0 | 0 | 0 | 0 | 0 | 0 | 0 | 1116.6 | 0 | 0 | 0 | 0 | 0 | 0 | 0 | 3617.784 | 0 | 0 | 0 | 0
0 | BX | 80968.72 | 83093 | 2.624% | 65088.68 | 67446.68 | 3.623% | 86928.335 | 92011.435 | 5.847% | 81461.442 | 88068.936 | 8.111% | 271.1417 |  | 772000 | 337.4 | 26.12% | TODS | TODS | TODS |  |  | 3942.499 |  |  | 5466.893 | 3253.7 | 3253.7 | 3253.7 | 1486.8 | 1766.9 | 0 | 0 | 44.1 | 0 | 0 | 0 | 0 | 795.1 | 0 | 0 | 0 | 0 | 229.32 | 0 | 0 | 2576.124 | 0 | 0 | 0 | 0
0 | BY | 93688.44 | 96128.7 | 2.605% | 75298.86 | 77839.86 | 3.375% | 98993.835 | 104750.251 | 5.815% | 93254.046 | 99809.94 | 7.03% | 310.0083 |  | 894000 | 361.6 | 28.22% | TODS | TODS | TODS |  |  | 4940.311 |  |  | 5739.789 | 3720.1 | 3720.1 | 3720.1 | 1392.6 | 2327.5 | 0 | 0 | 61.9 | 0 | 0 | 0 | 0 | 619.1 | 0 | 0 | 0 | 0 | 321.88 | 0 | 0 | 2005.884 | 0 | 0 | 0 | 0
0 | BZ | 83604.4128 | 85794.168 | 2.619% | 67204.3632 | 69600.2832 | 3.565% | 80288.6166 | 84714.2266 | 5.512% | 78072.5106 | 83037.7018 | 6.36% | 237.4167 | YES | 797280 | 303 | 30.04% | TODS | TODS | TODS | [6 empty] | 2849 | 2937 | 3227 | 1157 | 1692 | 0.5 | 0 | 0 | 0.5 | 0 | 0.5 | 0 | 565 | 0.5 | 0 | 3.065 | 0 | 0 | 3.905 | 0 | 1830.6 | 0.5 | 0 | 0.5 | 0
0 | CA | 66605.8624 | 68373.344 | 2.654% | 53559.5456 | 55710.9056 | 4.017% | 71055.8528 | 75184.0128 | 5.81% | 68682.6048 | 71486.5344 | 4.082% | 221.3333 | YES | 634240 | 249 | 29.08% | PS | TODS | TODS | [6 empty] | 2656 | 2656 | 2656 | 1096 | 1560 | 0 | 0 | 344 | 0 | 0 | 0 | 0 | 344 | 0 | 0 | 0 | 0 | 1788.8 | 0 | 0 | 1114.56 | 0 | 0 | 0 | 0
0 | CB | 29255.76 | 30095.4 | 2.87% | 23578.44 | 25192.44 | 6.845% | 26043.585 | 27361.275 | 5.06% | 36762.474 | 33654.408 | -8.454% | 70.575 | YES | 276000 | 83 | 37.96% | PS | PS | PS | [6 empty] | 846.9 | 846.9 | 846.9 | 357.1 | 489.8 | 0 | 0 | 2153.1 | 0 | 0 | 0 | 0 | 2153.1 | 0 | 0 | 0 | 0 | 11196.12 | 0 | 0 | 6976.044 | 0 | 0 | 0 | 0
0 | CC | 52755.964 | 54179.39 | 2.698% | 42442.166 | 44394.266 | 4.599% | 53681.063 | 56707.041 | 5.637% | 56286.96 | 56727.618 | 0.7829% | 161.0583 | YES | 501400 | 215.8 | 26.52% | PS | PS | PS | [6 empty] | 1932.7 | 1932.7 | 1932.7 | 919.9 | 1012.8 | 0 | 0 | 1067.3 | 0 | 0 | 0 | 0 | 1067.3 | 0 | 0 | 0 | 0 | 5549.96 | 0 | 0 | 3458.052 | 0 | 0 | 0 | 0
0 | CD | 94611.558 | 97074.7499 | 2.603% | 76039.8513 | 78594.1323 | 3.359% | 96997.8649 | 102551.3909 | 5.725% | 92198.4406 | 100170.2387 | 8.646% | 295.5833 |  | 902854 | 424.8 | 24.26% | TODS | TODS | TODS |  |  | 2381.1521 |  |  | 4799.4243 | 3547 | 3547 | 3547 | 1688.7 | 1858.3 | 0 | 0 | 326.8 | 0 | 0 | 0 | 0 | 1550.6 | 0 | 0 | 0 | 0 | 1699.36 | 0 | 0 | 5023.944 | 0 | 0 | 0 | 0
0 | CE | 98843.0544 | 101411.364 | 2.598% | 79436.4936 | 82051.6536 | 3.292% | 97139.2968 | 102579.2388 | 5.6% | 91232.9168 | 97697.9544 | 7.086% | 291.15 |  | 943440 | 343.4 | 31.36% | TODS | TODS | TODS |  |  | 4881.2844 |  |  | 5906.38 | 3493.8 | 3493.8 | 3493.8 | 1495.1 | 1998.7 | 0 | 0 | 28.1 | 0 | 0 | 0 | 0 | 627 | 0 | 0 | 0 | 0 | 146.12 | 0 | 0 | 2031.48 | 0 | 0 | 0 | 0
0 | CF | 28000.4696 | 28808.926 | 2.887% | 22570.8124 | 24166.7524 | 7.071% | 34647.4012 | 36753.1612 | 6.078% | 41732.8492 | 40274.1876 | -3.495% | 112.75 | YES | 263960 | 128 | 23.54% | PS | PS | PS | [6 empty] | 1353 | 1353 | 1353 | 574 | 779 | 0 | 0 | 1647 | 0 | 0 | 0 | 0 | 1647 | 0 | 0 | 0 | 0 | 8564.4 | 0 | 0 | 5336.28 | 0 | 0 | 0 | 0
0 | CG | 122516.33 | 125672.725 | 2.576% | 98439.145 | 101394.895 | 3.003% | 122444.86 | 129385.48 | 5.668% | 115399.855 | 123576.915 | 7.086% | 373.5 |  | 1170500 | 449 | 29.76% | TODS | TODS | TODS |  |  | 5808.565 |  |  | 7045.005 | 4482 | 4482 | 4482 | 1707 | 2775 | 0 | 0 | 121.5 | 0 | 0 | 0 | 0 | 906 | 0 | 0 | 0 | 0 | 631.8 | 0 | 0 | 2935.44 | 0 | 0 | 0 | 0
0 | CH | 131397.1968 | 134774.208 | 2.57% | 105567.8592 | 108651.3792 | 2.921% | 129017.2896 | 136264.5896 | 5.617% | 121217.8736 | 130683.3408 | 7.809% | 386.1667 |  | 1255680 | 500 | 28.67% | TODS | TODS | TODS |  |  | 5581.2488 |  |  | 7799.416 | 4634 | 4634 | 4634 | 2161 | 2473 | 0 | 0 | 199 | 0 | 0 | 0 | 0 | 1366 | 0 | 0 | 0 | 0 | 1034.8 | 0 | 0 | 4425.84 | 0 | 0 | 0 | 0
0 | CI | 89249.0492 | 91579.027 | 2.611% | 71735.3398 | 74212.4698 | 3.453% | 105270.9724 | 111706.7324 | 6.114% | 99057.9634 | 107623.9602 | 8.647% | 343.5833 |  | 851420 | 457 | 21.27% | TODS | TODS | TODS |  |  | 4082.7722 |  |  | 6213.009 | 4123 | 4123 | 4123 | 1854 | 2269 | 0 | 0 | 238 | 0 | 0 | 0 | 0 | 1361 | 0 | 0 | 0 | 0 | 1237.6 | 0 | 0 | 4409.64 | 0 | 0 | 0 | 0
0 | CJ | 125194.9779 | 128417.9152 | 2.574% | 100589.3085 | 103583.5965 | 2.977% | 117252.3282 | 123659.0882 | 5.464% | 110356.4318 | 118358.8195 | 7.251% | 342.4167 |  | 1196192 | 425 | 32.13% | TODS | TODS | TODS |  |  | 5300.2687 |  |  | 6895.8964 | 4109 | 4109 | 4109 | 1808 | 2301 | 0 | 0 | 115 | 0 | 0 | 0 | 0 | 991 | 0 | 0 | 0 | 0 | 598 | 0 | 0 | 3210.84 | 0 | 0 | 0 | 0
0 | CK | 0 | 0 | 0% | 0 | 0 | 0% | 0 | 0 | 0% | 0 | 0 | 0% | 0 | YES | 0 | 0 | #DIV/0! | TODS | TODS | TODS | [6 empty] | 0 | 0 | 0 | 0 | 0 | 0 | 0 | 0 | 0 | 0 | 0 | 0 | 0 | 0 | 0 | 0 | 0 | 0 | 0 | 0 | 0 | 0 | 0 | 0 | 0
|  | 5399976.1562 | 5541119.2794 |  | 4340458.1596 | 4492120.0456 |  | 5060865.3158 | 5336009.3268 |  | 4994484.3143 | 5220845.733 |  | 14666.215 |  | 51507924 | 18244.62
[5 empty] | 0 |  |  | 39 |  |  | 23 | [16 empty] | 175994.58 | 176732.38 | 173503.78 | 74683.92 | 101310.66 | 756.55 | 756.05 | 46014.07 | 606.85 | 149.7 | 756.55 | 756.05 | 69835.82 | 606.85 | 149.7 | 4637.6515 | 3424.9065 | 239273.164 | 5908.6555 | 4619.4655 | 226268.0568 | 606.85 | 149.7 | 606.85 | 149.7
[5 empty] | 0 | 0 |  | 2423941.6984 | 2555037.5454 |  | 2493836.155 | 2669546.4535 |  | 175994.58
[33 empty] | 176751.13 | 177488.43 | 219517.85 | 75290.77 | 101460.36 | 176751.13 | 177488.43 | 243339.6 | 75290.77 | 101460.36 |  |  | 247335.722 |  |  | 236796.1778
[6 empty] | 0 | #DIV/0! |  | 131095.847 | 5.408% |  | 175710.2985 | 7.046%
[11 empty] | 4917777.8534 | 5224583.9989
[12 empty] | 306806.1455 | 6.239% | [13 empty] | GS 3-P | 0 | 0 | 0 | 0 | 0 | 0 | 0 | 0 | 0 | 0 | 0 | 0 | 0 | 0 | 0
GS 3-P
|  |  |  | AES | 0 | 0 | AES | 0 | 0 | AES | 0 | 0 |  | 0 |  | 0 | 0 | AES | [8 empty] | AES | 0 | 0 | 0 | 0 | 0 | 0 | 0 | 0 | 0 | 0 | 0 | 0 | 0 | 0 | 0
|  |  |  | PS | 2078269.0531 | 2161982.9446 | PS | 2423941.6984 | 2555037.5454 | PS | 2500648.1593 | 2551299.2795 |  | 6956.115 | 83473.38 | 24609261 | 8752.82 | PS | [8 empty] | PS | 83473.38 | 83473.38 | 79427.68 | 35150.82 | 48322.56 | 756.05 | 756.05 | 43878.82 | 606.35 | 149.7 | 756.05 | 756.05 | 49051.52 | 606.35 | 149.7
|  |  |  | TODS | 2262189.1065 | 2330137.101 | TODS | 2636923.6174 | 2780971.7814 | TODS | 2493836.155 | 2669546.4535 |  | 7710.1 | 92521.2 | 26898663 | 9491.8 | TODS | [8 empty] | TODS | 92521.2 | 93259 | 94076.1 | 39533.1 | 52988.1 | 0.5 | 0 | 2135.25 | 0.5 | 0 | 0.5 | 0 | 20784.3 | 0.5 | 0
|  | Bill All Each Rate | [11 empty] | NCP's |  | kwh
|  |  | Total |  | 4340458.1596 | 4492120.0456 | 3.494% | 5060865.3158 | 5336009.3268 | 5.437% | 4994484.3143 | 5220845.733 | 4.532% | 175994.58 |  | 51507924 | 18244.62
PS-Secondary
|  |  | Less AES |  | 0 | 0 | #DIV/0! | 0 | 0 | #DIV/0! | 0 | 0 | #DIV/0! | 0 |  | 0 | 0
[22 empty] | Basic Service | 468 |  |  | 90 | 42120
|  |  | SUm of non AES |  | 4340458.1596 | 4492120.0456 | 3.494% | 5060865.3158 | 5336009.3268 | 5.437% | 4994484.3143 | 5220845.733 | 4.532% | 175994.58 |  | 51507924 | 18244.62
[22 empty] | Energy |  |  | 24609261 | 0.03572 | 879042.8029
|  |  | Total Acct |  | 62 | 62
[22 empty] | Summer kW |  | 35150.82 |  | 19.05 | 669623.121
|  |  | Less AES |  | 0 | 0 | [15 empty] | Min Incr |  | 606.35 |  | 19.05 | 11550.9675
|  |  | Net Accounts |  | 62 | 62 |  | 39 |  |  | 23 | [10 empty] | Winter kW |  | 48322.56 |  | 16.95 | 819067.392
[22 empty] | Min Incr |  | 149.7 |  | 16.95 | 2537.415
Bill Current Rate
|  |  | Total |  | 0 | 0 | 0 | 2423941.6984 | 2555037.5454 | 0 | 2493836.155 | 2669546.4535 | 0 | [8 empty] | Total |  |  |  |  | 2423941.6984
|  |  | SUm of non AES |  | 0 | 0 | #DIV/0! | 2423941.6984 | 2555037.5454 | 5.408% | 2493836.155 | 2669546.4535 | 7.046%
|  |  | Total Acct |  | 62 | 62
|  |  | Less AES |  | 0 | 0
|  |  | Net Accounts |  | 62 | 62 |  | 39 |  |  | 23
2017-02-08

## Rate Comparison
RATE COMPARISON TEMPLATE | [9 empty] | Facility Name
Rates current as of 7/1/2017
Rate 1
Metered Usage |  |  |  | July | August | September | October | November | December | January | February | March | April | May | June | TOTAL |  |  | Rate 2
Energy | [18 empty] | Rate 3
|  |  | On Peak | [12 empty] | 0 | #DIV/0! |  | Rate 4
|  |  | Off Peak | [12 empty] | 0 |  |  | Rate 5
Demand | Max KW | [17 empty] | Rate 6
| 0 |  | Peak | [12 empty] | 0 |  | 0 | Rate 7
| 0 |  | Intermediate | [12 empty] | 0 |  | 0 | Rate 8
| 0 |  | Base | [12 empty] | 0
|  |  | PF | 90 | 90 | 90 | 90 | 90 | 90 | 90 | 90 | 90 | 90 | 90 | 90
COMPARISON | Service |  |  | July | August | September | October | November | December | January | February | March | April | May | June | TOTAL
| CURRENT | GS 3- P Current | Rate 1 | 0 | 0 | 0 | 0 | 0 | 0 | 0 | 0 | 0 | 0 | 0 | 0 | 0
| POTENTIAL | GS 3- P Current | Rate 1 | 0 | 0 | 0 | 0 | 0 | 0 | 0 | 0 | 0 | 0 | 0 | 0 | 0
| Savings |  |  | 0 | 0 | 0 | 0 | 0 | 0 | 0 | 0 | 0 | 0 | 0 | 0 | 0
Rate Code
Base Charges
1 | GS 3- P Current
| Service Charge |  | 40 | 0 | 0 | 0 | 0 | 0 | 0 | 0 | 0 | 0 | 0 | 0 | 0 | 0
| Energy Charge |  | 0.10426 | 0 | 0 | 0 | 0 | 0 | 0 | 0 | 0 | 0 | 0 | 0 | 0 | 0
|  |  | TOTAL: | 0 | 0 | 0 | 0 | 0 | 0 | 0 | 0 | 0 | 0 | 0 | 0 | 0
2 | GS 3-P Proposed
| Service Charge |  | 50.4 | 0 | 0 | 0 | 0 | 0 | 0 | 0 | 0 | 0 | 0 | 0 | 0 | 0
| Energy Charge |  | 0.10685 | 0 | 0 | 0 | 0 | 0 | 0 | 0 | 0 | 0 | 0 | 0 | 0 | 0
|  |  | TOTAL: | 0 | 0 | 0 | 0 | 0 | 0 | 0 | 0 | 0 | 0 | 0 | 0 | 0
3 | AES 3-P Current
| Service Charge |  | 40 | 0 | 0 | 0 | 0 | 0 | 0 | 0 | 0 | 0 | 0 | 0 | 0 | 0
| Energy Charge |  | 0.08369 | 0 | 0 | 0 | 0 | 0 | 0 | 0 | 0 | 0 | 0 | 0 | 0 | 0
|  |  | TOTAL: | 0 | 0 | 0 | 0 | 0 | 0 | 0 | 0 | 0 | 0 | 0 | 0 | 0
4 | AES 3-P Proposed
| Service Charge |  | 140 | 0 | 0 | 0 | 0 | 0 | 0 | 0 | 0 | 0 | 0 | 0 | 0 | 0
| Energy Charge |  | 0.08519 | 0 | 0 | 0 | 0 | 0 | 0 | 0 | 0 | 0 | 0 | 0 | 0 | 0
5 | PS Sec Current
| Service Charge |  | 90 | 0 | 0 | 0 | 0 | 0 | 0 | 0 | 0 | 0 | 0 | 0 | 0 | 0
| Energy Charge |  | 0.03572 | 0 | 0 | 0 | 0 | 0 | 0 | 0 | 0 | 0 | 0 | 0 | 0 | 0
| Demand Charge (May through September) |  | 19.05 | July: 0; August: 0; September: 0; May: 0; June: 0 | 0
| Min Applied |  |  | July: 0; August: 0; September: 0; May: 0; June: 0 | 0 | 0
| Demand Charge (October through April) |  | 16.95 | October: 0; November: 0; December: 0; January: 0; February: 0; March: 0; April: 0 | 0
| Min Applied |  |  | October: 0; November: 0; December: 0; January: 0; February: 0; March: 0; April: 0 | 0 | 0
| PF Penalty |  |  | 0 | 0 | 0 | 0 | 0 | 0 | 0 | 0 | 0 | 0 | 0 | 0 | 0
|  |  | TOTAL: | 0 | 0 | 0 | 0 | 0 | 0 | 0 | 0 | 0 | 0 | 0 | 0 | 0
6 | PS Proposed
| Service Charge |  | 90 | 0 | 0 | 0 | 0 | 0 | 0 | 0 | 0 | 0 | 0 | 0 | 0 | 0
| Energy Charge |  | 0.03572 | 0 | 0 | 0 | 0 | 0 | 0 | 0 | 0 | 0 | 0 | 0 | 0 | 0
| Demand Charge (May through September) |  | 20.71 | July: 0; August: 0; September: 0; May: 0; June: 0 | 0
| Min Applied |  |  | July: 0; August: 0; September: 0 | 0 | 0
| Demand Charge (October through April) |  | 18.43 | October: 0; November: 0; December: 0; January: 0; February: 0; March: 0; April: 0 | 0
| Min Applied |  |  | October: 0; November: 0; December: 0; January: 0; February: 0; March: 0; April: 0 | 0 | 0
| PF Penalty |  |  | 0 | 0 | 0 | 0 | 0 | 0 | 0 | 0 | 0 | 0 | 0 | 0 | 0
|  |  | TOTAL: | 0 | 0 | 0 | 0 | 0 | 0 | 0 | 0 | 0 | 0 | 0 | 0 | 0
7 | TODS Current
| Service Charge |  | 200 | 0 | 0 | 0 | 0 | 0 | 0 | 0 | 0 | 0 | 0 | 0 | 0 | 0
| Energy Charge |  | 0.03527 | 0 | 0 | 0 | 0 | 0 | 0 | 0 | 0 | 0 | 0 | 0 | 0 | 0
| Peak Demand |  | 6.13 | 0 | 0 | 0 | 0 | 0 | 0 | 0 | 0 | 0 | 0 | 0 | 0 | 0
| Min Applied |  |  | 0 | 0 | 0 | 0 | 0 | 0 | 0 | 0 | 0 | 0 | 0 | 0 | 0 | 0
| Intermediate Demand |  | 4.53 | 0 | 0 | 0 | 0 | 0 | 0 | 0 | 0 | 0 | 0 | 0 | 0 | 0
| Min Applied |  |  | 0 | 0 | 0 | 0 | 0 | 0 | 0 | 0 | 0 | 0 | 0 | 0 | 0 | 0
| Base Demand |  | 5.2 | 0 | 0 | 0 | 0 | 0 | 0 | 0 | 0 | 0 | 0 | 0 | 0 | 0
| Min Applied |  |  | 0 | 0 | 0 | 0 | 0 | 0 | 0 | 0 | 0 | 0 | 0 | 0 | 0 | 0
| PF Penalty |  |  | 0 | 0 | 0 | 0 | 0 | 0 | 0 | 0 | 0 | 0 | 0 | 0 | 0
|  |  | TOTAL: | 0 | 0 | 0 | 0 | 0 | 0 | 0 | 0 | 0 | 0 | 0 | 0 | 0
8 | TODS Proposed
| Service Charge |  | 200 | 0 | 0 | 0 | 0 | 0 | 0 | 0 | 0 | 0 | 0 | 0 | 0 | 0
| Energy Charge |  | 0.03531 | 0 | 0 | 0 | 0 | 0 | 0 | 0 | 0 | 0 | 0 | 0 | 0 | 0
| Peak Demand |  | 7.81 | 0 | 0 | 0 | 0 | 0 | 0 | 0 | 0 | 0 | 0 | 0 | 0 | 0
| Min Applied |  |  | 0 | 0 | 0 | 0 | 0 | 0 | 0 | 0 | 0 | 0 | 0 | 0 | 0 | 0
| Intermediate Demand |  | 6.11 | 0 | 0 | 0 | 0 | 0 | 0 | 0 | 0 | 0 | 0 | 0 | 0 | 0
| Min Applied |  |  | 0 | 0 | 0 | 0 | 0 | 0 | 0 | 0 | 0 | 0 | 0 | 0 | 0 | 0
| Base Demand |  | 3.24 | 0 | 0 | 0 | 0 | 0 | 0 | 0 | 0 | 0 | 0 | 0 | 0 | 0
| Min Applied |  |  | 0 | 0 | 0 | 0 | 0 | 0 | 0 | 0 | 0 | 0 | 0 | 0 | 0 | 0
| PF Penalty |  |  | 0 | 0 | 0 | 0 | 0 | 0 | 0 | 0 | 0 | 0 | 0 | 0 | 0
|  |  | TOTAL: | 0 | 0 | 0 | 0 | 0 | 0 | 0 | 0 | 0 | 0 | 0 | 0 | 0
Rate data from KU Tariff effective Proposed July 1, 2017
.
****CHANGING THE RATES ON THIS SHEET WILL CHANGE IT ON ALL SHEETS. DO NOT ALTER THIS SHEET EXCEPT IN THE CASE OF RATE CHANGES!!!

## Example
RATE COMPARISON TEMPLATE | [9 empty] | Facility Name
Rates current as of 7/1/2017
Rate 1
Metered Usage |  |  |  | July | August | September | October | November | December | January | February | March | April | May | June | TOTAL |  |  | Rate 2
Energy | [18 empty] | Rate 3
|  |  | On Peak | [12 empty] | 0 | #DIV/0! |  | Rate 4
|  |  | Off Peak | [12 empty] | 0 |  |  | Rate 5
Demand | Max KW | [17 empty] | Rate 6
| 0 |  | Peak | [12 empty] | 0 |  | 0 | Rate 7
| 0 |  | Intermediate | [12 empty] | 0 |  | 0 | Rate 8
| 0 |  | Base | [12 empty] | 0
|  |  | PF | 90 | 90 | 90 | 90 | 90 | 90 | 90 | 90 | 90 | 90 | 90 | 90
COMPARISON | Service |  |  | July | August | September | October | November | December | January | February | March | April | May | June | TOTAL
| CURRENT | TODS Proposed | Rate 8 | 0 | 0 | 0 | 0 | 0 | 0 | 0 | 0 | 0 | 0 | 0 | 0 | 0
| POTENTIAL | TODS Proposed | Rate 8 | 0 | 0 | 0 | 0 | 0 | 0 | 0 | 0 | 0 | 0 | 0 | 0 | 0
| Savings |  |  | 0 | 0 | 0 | 0 | 0 | 0 | 0 | 0 | 0 | 0 | 0 | 0 | 0
Rate Code
Base Charges
1 | GS 3- P Current
| Service Charge |  | 40 | 0 | 0 | 0 | 0 | 0 | 0 | 0 | 0 | 0 | 0 | 0 | 0 | 0
| Energy Charge |  | 0.10426 | 0 | 0 | 0 | 0 | 0 | 0 | 0 | 0 | 0 | 0 | 0 | 0 | 0
|  |  | TOTAL: | 0 | 0 | 0 | 0 | 0 | 0 | 0 | 0 | 0 | 0 | 0 | 0 | 0
2 | GS 3-P Proposed
| Service Charge |  | 31.5 | 0 | 0 | 0 | 0 | 0 | 0 | 0 | 0 | 0 | 0 | 0 | 0 | 0
| Energy Charge |  | 0.10685 | 0 | 0 | 0 | 0 | 0 | 0 | 0 | 0 | 0 | 0 | 0 | 0 | 0
|  |  | TOTAL: | 0 | 0 | 0 | 0 | 0 | 0 | 0 | 0 | 0 | 0 | 0 | 0 | 0
3 | AES 3-P Current
| Service Charge |  | 40 | 0 | 0 | 0 | 0 | 0 | 0 | 0 | 0 | 0 | 0 | 0 | 0 | 0
| Energy Charge |  | 0.08369 | 0 | 0 | 0 | 0 | 0 | 0 | 0 | 0 | 0 | 0 | 0 | 0 | 0
|  |  | TOTAL: | 0 | 0 | 0 | 0 | 0 | 0 | 0 | 0 | 0 | 0 | 0 | 0 | 0
4 | AES 3-P Proposed
| Service Charge |  | 85 | 0 | 0 | 0 | 0 | 0 | 0 | 0 | 0 | 0 | 0 | 0 | 0 | 0
| Energy Charge |  | 0.08519 | 0 | 0 | 0 | 0 | 0 | 0 | 0 | 0 | 0 | 0 | 0 | 0 | 0
|  |  | TOTAL: | 0 | 0 | 0 | 0 | 0 | 0 | 0 | 0 | 0 | 0 | 0 | 0 | 0
5 | PS Sec Current
| Service Charge |  | 90 | 0 | 0 | 0 | 0 | 0 | 0 | 0 | 0 | 0 | 0 | 0 | 0 | 0
| Energy Charge |  | 0.03572 | 0 | 0 | 0 | 0 | 0 | 0 | 0 | 0 | 0 | 0 | 0 | 0 | 0
| Demand Charge (May through September) |  | 19.05 | July: 0; August: 0; September: 0; May: 0; June: 0 | 0
| Min Applied |  |  | July: 0; August: 0; September: 0; May: 0; June: 0 | 0 | 0
| Demand Charge (October through April) |  | 16.95 | October: 0; November: 0; December: 0; January: 0; February: 0; March: 0; April: 0 | 0
| Min Applied |  |  | October: 0; November: 0; December: 0; January: 0; February: 0; March: 0; April: 0 | 0 | 0
| PF Penalty |  |  | 0 | 0 | 0 | 0 | 0 | 0 | 0 | 0 | 0 | 0 | 0 | 0 | 0
|  |  | TOTAL: | 0 | 0 | 0 | 0 | 0 | 0 | 0 | 0 | 0 | 0 | 0 | 0 | 0
6 | PS Proposed
| Service Charge |  | 90 | 0 | 0 | 0 | 0 | 0 | 0 | 0 | 0 | 0 | 0 | 0 | 0 | 0
| Energy Charge |  | 0.03572 | 0 | 0 | 0 | 0 | 0 | 0 | 0 | 0 | 0 | 0 | 0 | 0 | 0
| Demand Charge (May through September) |  | 20.71 | July: 0; August: 0; September: 0; May: 0; June: 0 | 0
| Min Applied |  |  | July: 0; August: 0; September: 0; May: 0; June: 0 | 0 | 0
| Demand Charge (October through April) |  | 18.43 | October: 0; November: 0; December: 0; January: 0; February: 0; March: 0; April: 0 | 0
| Min Applied |  |  | October: 0; November: 0; December: 0; January: 0; February: 0; March: 0; April: 0 | 0 | 0
| PF Penalty |  |  | 0 | 0 | 0 | 0 | 0 | 0 | 0 | 0 | 0 | 0 | 0 | 0 | 0
|  |  | TOTAL: | 0 | 0 | 0 | 0 | 0 | 0 | 0 | 0 | 0 | 0 | 0 | 0 | 0
7 | TODS Current
| Service Charge |  | 200 | 0 | 0 | 0 | 0 | 0 | 0 | 0 | 0 | 0 | 0 | 0 | 0 | 0
| Energy Charge |  | 0.03527 | 0 | 0 | 0 | 0 | 0 | 0 | 0 | 0 | 0 | 0 | 0 | 0 | 0
| Peak Demand |  | 6.13 | 0 | 0 | 0 | 0 | 0 | 0 | 0 | 0 | 0 | 0 | 0 | 0 | 0
| Min Applied |  |  | 0 | 0 | 0 | 0 | 0 | 0 | 0 | 0 | 0 | 0 | 0 | 0 | 0 | 0
| Intermediate Demand |  | 4.53 | 0 | 0 | 0 | 0 | 0 | 0 | 0 | 0 | 0 | 0 | 0 | 0 | 0
| Min Applied |  |  | 0 | 0 | 0 | 0 | 0 | 0 | 0 | 0 | 0 | 0 | 0 | 0 | 0 | 0
| Base Demand |  | 5.2 | 0 | 0 | 0 | 0 | 0 | 0 | 0 | 0 | 0 | 0 | 0 | 0 | 0
| Min Applied |  |  | 0 | 0 | 0 | 0 | 0 | 0 | 0 | 0 | 0 | 0 | 0 | 0 | 0 | 0
| PF Penalty |  |  | 0 | 0 | 0 | 0 | 0 | 0 | 0 | 0 | 0 | 0 | 0 | 0 | 0
|  |  | TOTAL: | 0 | 0 | 0 | 0 | 0 | 0 | 0 | 0 | 0 | 0 | 0 | 0 | 0
8 | TODS Proposed
| Service Charge |  | 200 | 0 | 0 | 0 | 0 | 0 | 0 | 0 | 0 | 0 | 0 | 0 | 0 | 0
| Energy Charge |  | 0.03531 | 0 | 0 | 0 | 0 | 0 | 0 | 0 | 0 | 0 | 0 | 0 | 0 | 0
| Peak Demand |  | 7.81 | 0 | 0 | 0 | 0 | 0 | 0 | 0 | 0 | 0 | 0 | 0 | 0 | 0
| Min Applied |  |  | 0 | 0 | 0 | 0 | 0 | 0 | 0 | 0 | 0 | 0 | 0 | 0 | 0 | 0
| Intermediate Demand |  | 6.11 | 0 | 0 | 0 | 0 | 0 | 0 | 0 | 0 | 0 | 0 | 0 | 0 | 0
| Min Applied |  |  | 0 | 0 | 0 | 0 | 0 | 0 | 0 | 0 | 0 | 0 | 0 | 0 | 0 | 0
| Base Demand |  | 3.24 | 0 | 0 | 0 | 0 | 0 | 0 | 0 | 0 | 0 | 0 | 0 | 0 | 0
| Min Applied |  |  | 0 | 0 | 0 | 0 | 0 | 0 | 0 | 0 | 0 | 0 | 0 | 0 | 0 | 0
| PF Penalty |  |  | 0 | 0 | 0 | 0 | 0 | 0 | 0 | 0 | 0 | 0 | 0 | 0 | 0
|  |  | TOTAL: | 0 | 0 | 0 | 0 | 0 | 0 | 0 | 0 | 0 | 0 | 0 | 0 | 0

## AA
RATE COMPARISON TEMPLATE
Rates current as of 7/1/2017
Rate 1
Metered Usage |  |  |  | July | August | September | October | November | December | January | February | March | April | May | June | TOTAL |  |  | Rate 2
Energy | [18 empty] | Rate 3
|  |  | On Peak | 49680 | 60000 | 37560 | 32400 | 44160 | 42480 | 54480 | 48480 | 30480 | 32160 | 35760 | 47280 | 514920 | 28.12% |  | Rate 4
|  |  | Off Peak | [12 empty] | 0 |  |  | Rate 5
Demand | Max KW | [17 empty] | Rate 6
| 209 |  | Peak | 192.6 | 209 | 187.5 | 148.8 | 158.8 | 186.5 | 181.1 | 138.3 | 133 | 150.5 | 120.5 | 113.8 | 1920.4 | 160.0333 | 823.4 | Rate 7
| 209 |  | Intermediate | 192.6 | 209 | 187.5 | 148.8 | 158.8 | 186.5 | 181.1 | 138.3 | 133 | 150.5 | 120.5 | 113.8 | 1920.4 |  | 1097 | Rate 8
| 209 |  | Base | 192.6 | 209 | 187.5 | 148.8 | 158.8 | 186.5 | 181.1 | 138.3 | 133 | 150.5 | 120.5 | 113.8 | 1920.4
|  |  | PF | 90 | 90 | 90 | 90 | 90 | 90 | 90 | 90 | 90 | 90 | 90 | 90
COMPARISON | Service |  |  | July | August | September | October | November | December | January | February | March | April | May | June | TOTAL
| CURRENT | PS Sec Current | Rate 5 | 5533.5996 | 6214.65 | 5003.5182 | 3769.488 | 4359.0552 | 4768.5606 | 5105.6706 | 4165.8906 | 3433.0956 | 3789.7302 | 3662.8722 | 3946.7316 | 53752.8624
| POTENTIAL | PS Proposed | Rate 6 | 5853.3156 | 6561.59 | 5314.7682 | 3989.712 | 4594.0792 | 5044.5806 | 5373.6986 | 4370.5746 | 3629.9356 | 4012.4702 | 3862.9022 | 4135.6396 | 56743.2664
| Savings |  |  | -319.716 | -346.94 | -311.25 | -220.224 | -235.024 | -276.02 | -268.028 | -204.684 | -196.84 | -222.74 | -200.03 | -188.908 | -2990.404 | -5.563%
Rate Code
Base Charges
1 | GS 3- P Current
| Service Charge |  | 40 | 40 | 40 | 40 | 40 | 40 | 40 | 40 | 40 | 40 | 40 | 40 | 40 | 480
| Energy Charge |  | 0.10426 | 5179.6368 | 6255.6 | 3916.0056 | 3378.024 | 4604.1216 | 4428.9648 | 5680.0848 | 5054.5248 | 3177.8448 | 3353.0016 | 3728.3376 | 4929.4128 | 53685.5592
|  |  | TOTAL: | 5219.6368 | 6295.6 | 3956.0056 | 3418.024 | 4644.1216 | 4468.9648 | 5720.0848 | 5094.5248 | 3217.8448 | 3393.0016 | 3768.3376 | 4969.4128 | 54165.5592
2 | GS 3-P Proposed
| Service Charge |  | 50.4 | 50.4 | 50.4 | 50.4 | 50.4 | 50.4 | 50.4 | 50.4 | 50.4 | 50.4 | 50.4 | 50.4 | 50.4 | 604.8
| Energy Charge |  | 0.10685 | 5308.308 | 6411 | 4013.286 | 3461.94 | 4718.496 | 4538.988 | 5821.188 | 5180.088 | 3256.788 | 3436.296 | 3820.956 | 5051.868 | 55019.202
|  |  | TOTAL: | 5358.708 | 6461.4 | 4063.686 | 3512.34 | 4768.896 | 4589.388 | 5871.588 | 5230.488 | 3307.188 | 3486.696 | 3871.356 | 5102.268 | 55624.002
3 | AES 3-P Current
| Service Charge |  | 40 | 40 | 40 | 40 | 40 | 40 | 40 | 40 | 40 | 40 | 40 | 40 | 40 | 480
| Energy Charge |  | 0.08369 | 4157.7192 | 5021.4 | 3143.3964 | 2711.556 | 3695.7504 | 3555.1512 | 4559.4312 | 4057.2912 | 2550.8712 | 2691.4704 | 2992.7544 | 3956.8632 | 43093.6548
|  |  | TOTAL: | 4197.7192 | 5061.4 | 3183.3964 | 2751.556 | 3735.7504 | 3595.1512 | 4599.4312 | 4097.2912 | 2590.8712 | 2731.4704 | 3032.7544 | 3996.8632 | 43573.6548
4 | AES 3-P Proposed
| Service Charge |  | 140 | 140 | 140 | 140 | 140 | 140 | 140 | 140 | 140 | 140 | 140 | 140 | 140 | 1680
| Energy Charge |  | 0.08519 | 4232.2392 | 5111.4 | 3199.7364 | 2760.156 | 3761.9904 | 3618.8712 | 4641.1512 | 4130.0112 | 2596.5912 | 2739.7104 | 3046.3944 | 4027.7832 | 43866.0348
|  |  | TOTAL: | 4372.2392 | 5251.4 | 3339.7364 | 2900.156 | 3901.9904 | 3758.8712 | 4781.1512 | 4270.0112 | 2736.5912 | 2879.7104 | 3186.3944 | 4167.7832 | 45546.0348
5 | PS Sec Current
| Service Charge |  | 90 | 90 | 90 | 90 | 90 | 90 | 90 | 90 | 90 | 90 | 90 | 90 | 90 | 1080
| Energy Charge |  | 0.03572 | 1774.5696 | 2143.2 | 1341.6432 | 1157.328 | 1577.3952 | 1517.3856 | 1946.0256 | 1731.7056 | 1088.7456 | 1148.7552 | 1277.3472 | 1688.8416 | 18392.9424
| Demand Charge (May through September) |  | 19.05 | July: 3669.03; August: 3981.45; September: 3571.875; May: 2295.525; June: 2167.89 | 15685.77
| Min Applied |  |  | July: 0; August: 0; September: 0; May: 0; June: 0 | 0 | 0
| Demand Charge (October through April) |  | 16.95 | October: 2522.16; November: 2691.66; December: 3161.175; January: 3069.645; February: 2344.185; March: 2254.35; April: 2550.975 | 18594.15
| Min Applied |  |  | October: 0; November: 0; December: 0; January: 0; February: 0; March: 0; April: 0 | 0 | 0
| PF Penalty |  |  | 0 | 0 | 0 | 0 | 0 | 0 | 0 | 0 | 0 | 0 | 0 | 0 | 0
|  |  | TOTAL: | 5533.5996 | 6214.65 | 5003.5182 | 3769.488 | 4359.0552 | 4768.5606 | 5105.6706 | 4165.8906 | 3433.0956 | 3789.7302 | 3662.8722 | 3946.7316 | 53752.8624
6 | PS Proposed
| Service Charge |  | 90 | 90 | 90 | 90 | 90 | 90 | 90 | 90 | 90 | 90 | 90 | 90 | 90 | 1080
| Energy Charge |  | 0.03572 | 1774.5696 | 2143.2 | 1341.6432 | 1157.328 | 1577.3952 | 1517.3856 | 1946.0256 | 1731.7056 | 1088.7456 | 1148.7552 | 1277.3472 | 1688.8416 | 18392.9424
| Demand Charge (May through September) |  | 20.71 | July: 3988.746; August: 4328.39; September: 3883.125; May: 2495.555; June: 2356.798 | 17052.614
| Min Applied |  |  | July: 0; August: 0; September: 0; May: 0; June: 0 | 0 | 0
| Demand Charge (October through April) |  | 18.43 | October: 2742.384; November: 2926.684; December: 3437.195; January: 3337.673; February: 2548.869; March: 2451.19; April: 2773.715 | 20217.71
| Min Applied |  |  | October: 0; November: 0; December: 0; January: 0; February: 0; March: 0; April: 0 | 0 | 0
| PF Penalty |  |  | 0 | 0 | 0 | 0 | 0 | 0 | 0 | 0 | 0 | 0 | 0 | 0 | 0
|  |  | TOTAL: | 5853.3156 | 6561.59 | 5314.7682 | 3989.712 | 4594.0792 | 5044.5806 | 5373.6986 | 4370.5746 | 3629.9356 | 4012.4702 | 3862.9022 | 4135.6396 | 56743.2664
7 | TODS Current
| Service Charge |  | 200 | 200 | 200 | 200 | 200 | 200 | 200 | 200 | 200 | 200 | 200 | 200 | 200 | 2400
| Energy Charge |  | 0.03527 | 1752.2136 | 2116.2 | 1324.7412 | 1142.748 | 1557.5232 | 1498.2696 | 1921.5096 | 1709.8896 | 1075.0296 | 1134.2832 | 1261.2552 | 1667.5656 | 18161.2284
| Peak Demand |  | 6.13 | 1180.638 | 1281.17 | 1149.375 | 912.144 | 973.444 | 1143.245 | 1110.143 | 847.779 | 815.29 | 922.565 | 738.665 | 697.594 | 11772.052
| Min Applied |  |  | 0 | 0 | 0 | 0 | 0 | 0 | 0 | 0 | 0 | 0 | 0 | 0 | 0 | 0
| Intermediate Demand |  | 4.53 | 872.478 | 946.77 | 849.375 | 674.064 | 719.364 | 844.845 | 820.383 | 626.499 | 602.49 | 681.765 | 545.865 | 515.514 | 8699.412
| Min Applied |  |  | 0 | 0 | 0 | 0 | 0 | 0 | 0 | 0 | 0 | 0 | 0 | 0 | 0 | 0
| Base Demand |  | 5.2 | 1001.52 | 1086.8 | 975 | 773.76 | 825.76 | 969.8 | 941.72 | 719.16 | 691.6 | 782.6 | 626.6 | 591.76 | 9986.08
| Min Applied |  |  | 298.48 | 213.2 | 325 | 526.24 | 474.24 | 330.2 | 358.28 | 580.84 | 608.4 | 517.4 | 673.4 | 708.24 | 5613.92 | 1079.6
| PF Penalty |  |  | 0 | 0 | 0 | 0 | 0 | 0 | 0 | 0 | 0 | 0 | 0 | 0 | 0
|  |  | TOTAL: | 5305.3296 | 5844.14 | 4823.4912 | 4228.956 | 4750.3312 | 4986.3596 | 5352.0356 | 4684.1676 | 3992.8096 | 4238.6132 | 4045.7852 | 4380.6736 | 56632.6924
8 | TODS Proposed
| Service Charge |  | 200 | 200 | 200 | 200 | 200 | 200 | 200 | 200 | 200 | 200 | 200 | 200 | 200 | 2400
| Energy Charge |  | 0.03531 | 1754.2008 | 2118.6 | 1326.2436 | 1144.044 | 1559.2896 | 1499.9688 | 1923.6888 | 1711.8288 | 1076.2488 | 1135.5696 | 1262.6856 | 1669.4568 | 18181.8252
| Peak Demand |  | 7.81 | 1504.206 | 1632.29 | 1464.375 | 1162.128 | 1240.228 | 1456.565 | 1414.391 | 1080.123 | 1038.73 | 1175.405 | 941.105 | 888.778 | 14998.324
| Min Applied |  |  | 0 | 0 | 0 | 0 | 0 | 0 | 0 | 0 | 0 | 0 | 0 | 0 | 0 | 0
| Intermediate Demand |  | 6.11 | 1176.786 | 1276.99 | 1145.625 | 909.168 | 970.268 | 1139.515 | 1106.521 | 845.013 | 812.63 | 919.555 | 736.255 | 695.318 | 11733.644
| Min Applied |  |  | 0 | 0 | 0 | 0 | 0 | 0 | 0 | 0 | 0 | 0 | 0 | 0 | 0 | 0
| Base Demand |  | 3.24 | 624.024 | 677.16 | 607.5 | 482.112 | 514.512 | 604.26 | 586.764 | 448.092 | 430.92 | 487.62 | 390.42 | 368.712 | 6222.096
| Min Applied |  |  | 185.976 | 132.84 | 202.5 | 327.888 | 295.488 | 205.74 | 223.236 | 361.908 | 379.08 | 322.38 | 419.58 | 441.288 | 3497.904 | 1079.6
| PF Penalty |  |  | 0 | 0 | 0 | 0 | 0 | 0 | 0 | 0 | 0 | 0 | 0 | 0 | 0
|  |  | TOTAL: | 5445.1928 | 6037.88 | 4946.2436 | 4225.34 | 4779.7856 | 5106.0488 | 5454.6008 | 4646.9648 | 3937.6088 | 4240.5296 | 3950.0456 | 4263.5528 | 57033.7932

## AB
RATE COMPARISON TEMPLATE
Rates current as of 7/1/2017
Rate 1
Metered Usage |  |  |  | July | August | September | October | November | December | January | February | March | April | May | June | TOTAL |  |  | Rate 2
Energy | [18 empty] | Rate 3
|  |  | On Peak | 137520 | 118560 | 159360 | 125520 | 99360 | 106320 | 103440 | 112320 | 111120 | 88320 | 100560 | 98400 | 1360800 | 37.7% |  | Rate 4
|  |  | Off Peak | [12 empty] | 0 |  |  | Rate 5
Demand | Max KW | [17 empty] | Rate 6
| 412 |  | Peak | 308.6 | 295.2 | 412 | 378 | 331.6 | 308.2 | 301.2 | 299.8 | 344.3 | 338.3 | 348.8 | 348.8 | 4014.8 |  | 1713.4 | Rate 7
| 411.6 |  | Intermediate | 308.6 | 295.2 | 411.6 | 378 | 352.4 | 335.1 | 301.8 | 306 | 350.1 | 359.4 | 348.8 | 348.8 | 4095.8 |  | 2301.4 | Rate 8
| 411.6 |  | Base | 308.6 | 295.2 | 411.6 | 378 | 352.4 | 335.1 | 301.8 | 306 | 350.1 | 359.4 | 348.8 | 348.8 | 4095.8
|  |  | PF | 90 | 90 | 90 | 90 | 90 | 90 | 90 | 90 | 90 | 90 | 90 | 90
COMPARISON | Service |  |  | July | August | September | October | November | December | January | February | March | April | May | June | TOTAL
| CURRENT | TODS Current | Rate 7 | 9945.2464 | 9133.6832 | 12351.0552 | 10622.1704 | 9165.9872 | 9099.6954 | 8667.0788 | 8990.7204 | 9636.2344 | 8885.7874 | 9278.7192 | 9202.536 | 114978.914
| POTENTIAL | TODS Proposed | Rate 8 | 10685.1272 | 9829.1216 | 12893.1816 | 11227.4552 | 9784.9456 | 9742.2462 | 9382.4204 | 9710.7012 | 10285.3252 | 9490.2202 | 9939.6536 | 9863.384 | 122833.782
| Savings |  |  | -739.8808 | -695.4384 | -542.1264 | -605.2848 | -618.9584 | -642.5508 | -715.3416 | -719.9808 | -649.0908 | -604.4328 | -660.9344 | -660.848 | -7854.868
Rate Code
Base Charges
1 | GS 3- P Current
| Service Charge |  | 40 | 40 | 40 | 40 | 40 | 40 | 40 | 40 | 40 | 40 | 40 | 40 | 40 | 480
| Energy Charge |  | 0.10426 | 14337.8352 | 12361.0656 | 16614.8736 | 13086.7152 | 10359.2736 | 11084.9232 | 10784.6544 | 11710.4832 | 11585.3712 | 9208.2432 | 10484.3856 | 10259.184 | 141877.008
|  |  | TOTAL: | 14377.8352 | 12401.0656 | 16654.8736 | 13126.7152 | 10399.2736 | 11124.9232 | 10824.6544 | 11750.4832 | 11625.3712 | 9248.2432 | 10524.3856 | 10299.184 | 142357.008
2 | GS 3-P Proposed
| Service Charge |  | 50.4 | 50.4 | 50.4 | 50.4 | 50.4 | 50.4 | 50.4 | 50.4 | 50.4 | 50.4 | 50.4 | 50.4 | 50.4 | 604.8
| Energy Charge |  | 0.10685 | 14694.012 | 12668.136 | 17027.616 | 13411.812 | 10616.616 | 11360.292 | 11052.564 | 12001.392 | 11873.172 | 9436.992 | 10744.836 | 10514.04 | 145401.48
|  |  | TOTAL: | 14744.412 | 12718.536 | 17078.016 | 13462.212 | 10667.016 | 11410.692 | 11102.964 | 12051.792 | 11923.572 | 9487.392 | 10795.236 | 10564.44 | 146006.28
3 | AES 3-P Current
| Service Charge |  | 40 | 40 | 40 | 40 | 40 | 40 | 40 | 40 | 40 | 40 | 40 | 40 | 40 | 480
| Energy Charge |  | 0.08369 | 11509.0488 | 9922.2864 | 13336.8384 | 10504.7688 | 8315.4384 | 8897.9208 | 8656.8936 | 9400.0608 | 9299.6328 | 7391.5008 | 8415.8664 | 8235.096 | 113885.352
|  |  | TOTAL: | 11549.0488 | 9962.2864 | 13376.8384 | 10544.7688 | 8355.4384 | 8937.9208 | 8696.8936 | 9440.0608 | 9339.6328 | 7431.5008 | 8455.8664 | 8275.096 | 114365.352
4 | AES 3-P Proposed
| Service Charge |  | 140 | 140 | 140 | 140 | 140 | 140 | 140 | 140 | 140 | 140 | 140 | 140 | 140 | 1680
| Energy Charge |  | 0.08519 | 11715.3288 | 10100.1264 | 13575.8784 | 10693.0488 | 8464.4784 | 9057.4008 | 8812.0536 | 9568.5408 | 9466.3128 | 7523.9808 | 8566.7064 | 8382.696 | 115926.552
|  |  | TOTAL: | 11855.3288 | 10240.1264 | 13715.8784 | 10833.0488 | 8604.4784 | 9197.4008 | 8952.0536 | 9708.5408 | 9606.3128 | 7663.9808 | 8706.7064 | 8522.696 | 117606.552
5 | PS Sec Current
| Service Charge |  | 90 | 90 | 90 | 90 | 90 | 90 | 90 | 90 | 90 | 90 | 90 | 90 | 90 | 1080
| Energy Charge |  | 0.03572 | 4912.2144 | 4234.9632 | 5692.3392 | 4483.5744 | 3549.1392 | 3797.7504 | 3694.8768 | 4012.0704 | 3969.2064 | 3154.7904 | 3592.0032 | 3514.848 | 48607.776
| Demand Charge (May through September) |  | 19.05 | July: 5878.83; August: 5623.56; September: 7848.6; May: 6644.64; June: 6644.64 | 32640.27
| Min Applied |  |  | July: 0; August: 0; September: 0; May: 0; June: 0 | 0 | 0
| Demand Charge (October through April) |  | 16.95 | October: 6407.1; November: 5620.62; December: 5223.99; January: 5105.34; February: 5081.61; March: 5835.885; April: 5734.185 | 39008.73
| Min Applied |  |  | October: 0; November: 0; December: 0; January: 0; February: 0; March: 0; April: 0 | 0 | 0
| PF Penalty |  |  | 0 | 0 | 0 | 0 | 0 | 0 | 0 | 0 | 0 | 0 | 0 | 0 | 0
|  |  | TOTAL: | 10881.0444 | 9948.5232 | 13630.9392 | 10980.6744 | 9259.7592 | 9111.7404 | 8890.2168 | 9183.6804 | 9895.0914 | 8978.9754 | 10326.6432 | 10249.488 | 121336.776
6 | PS Proposed
| Service Charge |  | 90 | 90 | 90 | 90 | 90 | 90 | 90 | 90 | 90 | 90 | 90 | 90 | 90 | 1080
| Energy Charge |  | 0.03572 | 4912.2144 | 4234.9632 | 5692.3392 | 4483.5744 | 3549.1392 | 3797.7504 | 3694.8768 | 4012.0704 | 3969.2064 | 3154.7904 | 3592.0032 | 3514.848 | 48607.776
| Demand Charge (May through September) |  | 20.71 | July: 6391.106; August: 6113.592; September: 8532.52; May: 7223.648; June: 7223.648 | 35484.514
| Min Applied |  |  | July: 0; August: 0; September: 0; May: 0; June: 0 | 0 | 0
| Demand Charge (October through April) |  | 18.43 | October: 6966.54; November: 6111.388; December: 5680.126; January: 5551.116; February: 5525.314; March: 6345.449; April: 6234.869 | 42414.802
| Min Applied |  |  | October: 0; November: 0; December: 0; January: 0; February: 0; March: 0; April: 0 | 0 | 0
| PF Penalty |  |  | 0 | 0 | 0 | 0 | 0 | 0 | 0 | 0 | 0 | 0 | 0 | 0 | 0
|  |  | TOTAL: | 11393.3204 | 10438.5552 | 14314.8592 | 11540.1144 | 9750.5272 | 9567.8764 | 9335.9928 | 9627.3844 | 10404.6554 | 9479.6594 | 10905.6512 | 10828.496 | 127587.092
7 | TODS Current
| Service Charge |  | 200 | 200 | 200 | 200 | 200 | 200 | 200 | 200 | 200 | 200 | 200 | 200 | 200 | 2400
| Energy Charge |  | 0.03527 | 4850.3304 | 4181.6112 | 5620.6272 | 4427.0904 | 3504.4272 | 3749.9064 | 3648.3288 | 3961.5264 | 3919.2024 | 3115.0464 | 3546.7512 | 3470.568 | 47995.416
| Peak Demand |  | 6.13 | 1891.718 | 1809.576 | 2525.56 | 2317.14 | 2032.708 | 1889.266 | 1846.356 | 1837.774 | 2110.559 | 2073.779 | 2138.144 | 2138.144 | 24610.724
| Min Applied |  |  | 0 | 0 | 0 | 0 | 0 | 0 | 0 | 0 | 0 | 0 | 0 | 0 | 0 | 0
| Intermediate Demand |  | 4.53 | 1397.958 | 1337.256 | 1864.548 | 1712.34 | 1596.372 | 1518.003 | 1367.154 | 1386.18 | 1585.953 | 1628.082 | 1580.064 | 1580.064 | 18553.974
| Min Applied |  |  | 0 | 0 | 0 | 0 | 0 | 0 | 0 | 0 | 0 | 0 | 0 | 0 | 0 | 0
| Base Demand |  | 5.2 | 1604.72 | 1535.04 | 2140.32 | 1965.6 | 1832.48 | 1742.52 | 1569.36 | 1591.2 | 1820.52 | 1868.88 | 1813.76 | 1813.76 | 21298.16
| Min Applied |  |  | 0.52 | 70.2 | 0 | 0 | 0 | 0 | 35.88 | 14.04 | 0 | 0 | 0 | 0 | 120.64 | 23.2
| PF Penalty |  |  | 0 | 0 | 0 | 0 | 0 | 0 | 0 | 0 | 0 | 0 | 0 | 0 | 0
|  |  | TOTAL: | 9945.2464 | 9133.6832 | 12351.0552 | 10622.1704 | 9165.9872 | 9099.6954 | 8667.0788 | 8990.7204 | 9636.2344 | 8885.7874 | 9278.7192 | 9202.536 | 114978.914
8 | TODS Proposed
| Service Charge |  | 200 | 200 | 200 | 200 | 200 | 200 | 200 | 200 | 200 | 200 | 200 | 200 | 200 | 2400
| Energy Charge |  | 0.03531 | 4855.8312 | 4186.3536 | 5627.0016 | 4432.1112 | 3508.4016 | 3754.1592 | 3652.4664 | 3966.0192 | 3923.6472 | 3118.5792 | 3550.7736 | 3474.504 | 48049.848
| Peak Demand |  | 7.81 | 2410.166 | 2305.512 | 3217.72 | 2952.18 | 2589.796 | 2407.042 | 2352.372 | 2341.438 | 2688.983 | 2642.123 | 2724.128 | 2724.128 | 31355.588
| Min Applied |  |  | 0 | 0 | 0 | 0 | 0 | 0 | 0 | 0 | 0 | 0 | 0 | 0 | 0 | 0
| Intermediate Demand |  | 6.11 | 1885.546 | 1803.672 | 2514.876 | 2309.58 | 2153.164 | 2047.461 | 1843.998 | 1869.66 | 2139.111 | 2195.934 | 2131.168 | 2131.168 | 25025.338
| Min Applied |  |  | 0 | 0 | 0 | 0 | 0 | 0 | 0 | 0 | 0 | 0 | 0 | 0 | 0 | 0
| Base Demand |  | 3.24 | 999.864 | 956.448 | 1333.584 | 1224.72 | 1141.776 | 1085.724 | 977.832 | 991.44 | 1134.324 | 1164.456 | 1130.112 | 1130.112 | 13270.392
| Min Applied |  |  | 333.72 | 377.136 | 0 | 108.864 | 191.808 | 247.86 | 355.752 | 342.144 | 199.26 | 169.128 | 203.472 | 203.472 | 2732.616 | 843.4
| PF Penalty |  |  | 0 | 0 | 0 | 0 | 0 | 0 | 0 | 0 | 0 | 0 | 0 | 0 | 0
|  |  | TOTAL: | 10685.1272 | 9829.1216 | 12893.1816 | 11227.4552 | 9784.9456 | 9742.2462 | 9382.4204 | 9710.7012 | 10285.3252 | 9490.2202 | 9939.6536 | 9863.384 | 122833.782

## AC
RATE COMPARISON TEMPLATE
Rates current as of 7/1/2017
Rate 1
Metered Usage |  |  |  | July | August | September | October | November | December | January | February | March | April | May | June | TOTAL |  |  | Rate 2
Energy | [18 empty] | Rate 3
|  |  | On Peak | 95700 | 96000 | 135900 | 104700 | 72900 | 81600 | 74700 | 84300 | 83700 | 69300 | 78600 | 79200 | 1056600 | 35.78% |  | Rate 4
|  |  | Off Peak | [12 empty] | 0 |  |  | Rate 5
Demand | Max KW | [17 empty] | Rate 6
| 337.1 |  | Peak | 188.1 | 250.9 | 337.1 | 304.6 | 253.4 | 234.7 | 244.1 | 230.8 | 255.4 | 244.6 | 287.1 | 242.8 | 3073.6 |  | 1306 | Rate 7
| 374.6 |  | Intermediate | 196 | 250.9 | 374.6 | 317.7 | 253.4 | 234.7 | 244.1 | 230.8 | 255.4 | 244.6 | 287.1 | 269.6 | 3158.9 |  | 1767.6 | Rate 8
| 376.2 |  | Base | 227.2 | 250.9 | 376.2 | 317.7 | 253.4 | 234.7 | 244.1 | 230.8 | 255.4 | 244.6 | 287.1 | 270.2 | 3192.3
|  |  | PF | 90 | 90 | 90 | 90 | 90 | 90 | 90 | 90 | 90 | 90 | 90 | 90
COMPARISON | Service |  |  | July | August | September | October | November | December | January | February | March | April | May | June | TOTAL
| CURRENT | TODS Current | Rate 7 | 6916.272 | 7727.694 | 10712.794 | 8851.188 | 6939.607 | 6879.934 | 6736.775 | 6933.589 | 7341.843 | 6551.647 | 7525.628 | 7170.216 | 90287.187
| POTENTIAL | TODS Current | Rate 7 | 6916.272 | 7727.694 | 10712.794 | 8851.188 | 6939.607 | 6879.934 | 6736.775 | 6933.589 | 7341.843 | 6551.647 | 7525.628 | 7170.216 | 90287.187
| Savings |  |  | 0 | 0 | 0 | 0 | 0 | 0 | 0 | 0 | 0 | 0 | 0 | 0 | 0
Rate Code
Base Charges
1 | GS 3- P Current
| Service Charge |  | 40 | 40 | 40 | 40 | 40 | 40 | 40 | 40 | 40 | 40 | 40 | 40 | 40 | 480
| Energy Charge |  | 0.10426 | 9977.682 | 10008.96 | 14168.934 | 10916.022 | 7600.554 | 8507.616 | 7788.222 | 8789.118 | 8726.562 | 7225.218 | 8194.836 | 8257.392 | 110161.116
|  |  | TOTAL: | 10017.682 | 10048.96 | 14208.934 | 10956.022 | 7640.554 | 8547.616 | 7828.222 | 8829.118 | 8766.562 | 7265.218 | 8234.836 | 8297.392 | 110641.116
2 | GS 3-P Proposed
| Service Charge |  | 50.4 | 50.4 | 50.4 | 50.4 | 50.4 | 50.4 | 50.4 | 50.4 | 50.4 | 50.4 | 50.4 | 50.4 | 50.4 | 604.8
| Energy Charge |  | 0.10685 | 10225.545 | 10257.6 | 14520.915 | 11187.195 | 7789.365 | 8718.96 | 7981.695 | 9007.455 | 8943.345 | 7404.705 | 8398.41 | 8462.52 | 112897.71
|  |  | TOTAL: | 10275.945 | 10308 | 14571.315 | 11237.595 | 7839.765 | 8769.36 | 8032.095 | 9057.855 | 8993.745 | 7455.105 | 8448.81 | 8512.92 | 113502.51
3 | AES 3-P Current
| Service Charge |  | 40 | 40 | 40 | 40 | 40 | 40 | 40 | 40 | 40 | 40 | 40 | 40 | 40 | 480
| Energy Charge |  | 0.08369 | 8009.133 | 8034.24 | 11373.471 | 8762.343 | 6101.001 | 6829.104 | 6251.643 | 7055.067 | 7004.853 | 5799.717 | 6578.034 | 6628.248 | 88426.854
|  |  | TOTAL: | 8049.133 | 8074.24 | 11413.471 | 8802.343 | 6141.001 | 6869.104 | 6291.643 | 7095.067 | 7044.853 | 5839.717 | 6618.034 | 6668.248 | 88906.854
4 | AES 3-P Proposed
| Service Charge |  | 140 | 140 | 140 | 140 | 140 | 140 | 140 | 140 | 140 | 140 | 140 | 140 | 140 | 1680
| Energy Charge |  | 0.08519 | 8152.683 | 8178.24 | 11577.321 | 8919.393 | 6210.351 | 6951.504 | 6363.693 | 7181.517 | 7130.403 | 5903.667 | 6695.934 | 6747.048 | 90011.754
|  |  | TOTAL: | 8292.683 | 8318.24 | 11717.321 | 9059.393 | 6350.351 | 7091.504 | 6503.693 | 7321.517 | 7270.403 | 6043.667 | 6835.934 | 6887.048 | 91691.754
5 | PS Sec Current
| Service Charge |  | 90 | 90 | 90 | 90 | 90 | 90 | 90 | 90 | 90 | 90 | 90 | 90 | 90 | 1080
| Energy Charge |  | 0.03572 | 3418.404 | 3429.12 | 4854.348 | 3739.884 | 2603.988 | 2914.752 | 2668.284 | 3011.196 | 2989.764 | 2475.396 | 2807.592 | 2829.024 | 37741.752
| Demand Charge (May through September) |  | 19.05 | July: 3583.305; August: 4779.645; September: 6421.755; May: 5469.255; June: 4625.34 | 24879.3
| Min Applied |  |  | July: 0; August: 0; September: 0; May: 0; June: 0 | 0 | 0
| Demand Charge (October through April) |  | 16.95 | October: 5162.97; November: 4295.13; December: 3978.165; January: 4137.495; February: 3912.06; March: 4329.03; April: 4145.97 | 29960.82
| Min Applied |  |  | October: 0; November: 0; December: 0; January: 0; February: 0; March: 0; April: 0 | 0 | 0
| PF Penalty |  |  | 0 | 0 | 0 | 0 | 0 | 0 | 0 | 0 | 0 | 0 | 0 | 0 | 0
|  |  | TOTAL: | 7091.709 | 8298.765 | 11366.103 | 8992.854 | 6989.118 | 6982.917 | 6895.779 | 7013.256 | 7408.794 | 6711.366 | 8366.847 | 7544.364 | 93661.872
6 | PS Proposed
| Service Charge |  | 90 | 90 | 90 | 90 | 90 | 90 | 90 | 90 | 90 | 90 | 90 | 90 | 90 | 1080
| Energy Charge |  | 0.03572 | 3418.404 | 3429.12 | 4854.348 | 3739.884 | 2603.988 | 2914.752 | 2668.284 | 3011.196 | 2989.764 | 2475.396 | 2807.592 | 2829.024 | 37741.752
| Demand Charge (May through September) |  | 20.71 | July: 3895.551; August: 5196.139; September: 6981.341; May: 5945.841; June: 5028.388 | 27047.26
| Min Applied |  |  | July: 0; August: 0; September: 0; May: 0; June: 0 | 0 | 0
| Demand Charge (October through April) |  | 18.43 | October: 5613.778; November: 4670.162; December: 4325.521; January: 4498.763; February: 4253.644; March: 4707.022; April: 4507.978 | 32576.868
| Min Applied |  |  | October: 0; November: 0; December: 0; January: 0; February: 0; March: 0; April: 0 | 0 | 0
| PF Penalty |  |  | 0 | 0 | 0 | 0 | 0 | 0 | 0 | 0 | 0 | 0 | 0 | 0 | 0
|  |  | TOTAL: | 7403.955 | 8715.259 | 11925.689 | 9443.662 | 7364.15 | 7330.273 | 7257.047 | 7354.84 | 7786.786 | 7073.374 | 8843.433 | 7947.412 | 98445.88
7 | TODS Current
| Service Charge |  | 200 | 200 | 200 | 200 | 200 | 200 | 200 | 200 | 200 | 200 | 200 | 200 | 200 | 2400
| Energy Charge |  | 0.03527 | 3375.339 | 3385.92 | 4793.193 | 3692.769 | 2571.183 | 2878.032 | 2634.669 | 2973.261 | 2952.099 | 2444.211 | 2772.222 | 2793.384 | 37266.282
| Peak Demand |  | 6.13 | 1153.053 | 1538.017 | 2066.423 | 1867.198 | 1553.342 | 1438.711 | 1496.333 | 1414.804 | 1565.602 | 1499.398 | 1759.923 | 1488.364 | 18841.168
| Min Applied |  |  | 0 | 0 | 0 | 0 | 0 | 0 | 0 | 0 | 0 | 0 | 0 | 0 | 0 | 0
| Intermediate Demand |  | 4.53 | 887.88 | 1136.577 | 1696.938 | 1439.181 | 1147.902 | 1063.191 | 1105.773 | 1045.524 | 1156.962 | 1108.038 | 1300.563 | 1221.288 | 14309.817
| Min Applied |  |  | 0 | 0 | 0 | 0 | 0 | 0 | 0 | 0 | 0 | 0 | 0 | 0 | 0 | 0
| Base Demand |  | 5.2 | 1181.44 | 1304.68 | 1956.24 | 1652.04 | 1317.68 | 1220.44 | 1269.32 | 1200.16 | 1328.08 | 1271.92 | 1492.92 | 1405.04 | 16599.96
| Min Applied |  |  | 118.56 | 162.5 | 0 | 0 | 149.5 | 79.56 | 30.68 | 99.84 | 139.1 | 28.08 | 0 | 62.14 | 869.96 | 167.3
| PF Penalty |  |  | 0 | 0 | 0 | 0 | 0 | 0 | 0 | 0 | 0 | 0 | 0 | 0 | 0
|  |  | TOTAL: | 6916.272 | 7727.694 | 10712.794 | 8851.188 | 6939.607 | 6879.934 | 6736.775 | 6933.589 | 7341.843 | 6551.647 | 7525.628 | 7170.216 | 90287.187
8 | TODS Proposed
| Service Charge |  | 200 | 200 | 200 | 200 | 200 | 200 | 200 | 200 | 200 | 200 | 200 | 200 | 200 | 2400
| Energy Charge |  | 0.03531 | 3379.167 | 3389.76 | 4798.629 | 3696.957 | 2574.099 | 2881.296 | 2637.657 | 2976.633 | 2955.447 | 2446.983 | 2775.366 | 2796.552 | 37308.546
| Peak Demand |  | 7.81 | 1469.061 | 1959.529 | 2632.751 | 2378.926 | 1979.054 | 1833.007 | 1906.421 | 1802.548 | 1994.674 | 1910.326 | 2242.251 | 1896.268 | 24004.816
| Min Applied |  |  | 0 | 0 | 0 | 0 | 0 | 0 | 0 | 0 | 0 | 0 | 0 | 0 | 0 | 0
| Intermediate Demand |  | 6.11 | 1197.56 | 1532.999 | 2288.806 | 1941.147 | 1548.274 | 1434.017 | 1491.451 | 1410.188 | 1560.494 | 1494.506 | 1754.181 | 1647.256 | 19300.879
| Min Applied |  |  | 0 | 0 | 0 | 0 | 0 | 0 | 0 | 0 | 0 | 0 | 0 | 0 | 0 | 0
| Base Demand |  | 3.24 | 736.128 | 812.916 | 1218.888 | 1029.348 | 821.016 | 760.428 | 790.884 | 747.792 | 827.496 | 792.504 | 930.204 | 875.448 | 10343.052
| Min Applied |  |  | 482.76 | 405.972 | 0 | 189.54 | 397.872 | 458.46 | 428.004 | 471.096 | 391.392 | 426.384 | 288.684 | 343.44 | 4283.604 | 1322.1
| PF Penalty |  |  | 0 | 0 | 0 | 0 | 0 | 0 | 0 | 0 | 0 | 0 | 0 | 0 | 0
|  |  | TOTAL: | 7464.676 | 8301.176 | 11139.074 | 9435.918 | 7520.315 | 7567.208 | 7454.417 | 7608.257 | 7929.503 | 7270.703 | 8190.686 | 7758.964 | 97640.897

## AD
RATE COMPARISON TEMPLATE
Rates current as of 7/1/2017
Rate 1
Metered Usage |  |  |  | July | August | September | October | November | December | January | February | March | April | May | June | TOTAL |  |  | Rate 2
Energy | [18 empty] | Rate 3
|  |  | On Peak | 111360 | 108480 | 119760 | 95760 | 75600 | 76560 | 65280 | 55680 | 55920 | 56160 | 62880 | 55200 | 938640 | 36.57% |  | Rate 4
|  |  | Off Peak | [12 empty] | 0 |  |  | Rate 5
Demand | Max KW | [17 empty] | Rate 6
| 293 |  | Peak | 267.1 | 271.5 | 293 | 275.9 | 244.4 | 239.4 | 252.3 | 216.9 | 192.5 | 216.2 | 274.8 | 257.3 | 3001.3 |  | 1363.7 | Rate 7
| 293 |  | Intermediate | 267.1 | 271.5 | 293 | 275.9 | 244.4 | 239.4 | 252.3 | 216.9 | 192.5 | 216.2 | 274.8 | 257.3 | 3001.3 |  | 1637.6 | Rate 8
| 293 |  | Base | 267.1 | 271.5 | 293 | 275.9 | 244.4 | 239.4 | 252.3 | 216.9 | 192.5 | 216.2 | 274.8 | 257.3 | 3001.3
|  |  | PF | 90 | 90 | 90 | 90 | 90 | 90 | 90 | 90 | 90 | 90 | 90 | 90
COMPARISON | Service |  |  | July | August | September | October | November | December | January | February | March | April | May | June | TOTAL
| CURRENT | PS Sec Current | Rate 5 | 9156.0342 | 9136.9806 | 9949.4772 | 8187.0522 | 6933.012 | 6882.5532 | 6698.2866 | 5755.3446 | 5350.3374 | 5760.6252 | 7571.0136 | 6963.309 | 88344.0258
| POTENTIAL | PS Proposed | Rate 6 | 9599.4202 | 9587.6706 | 10435.8572 | 8595.3842 | 7294.724 | 7236.8652 | 7071.6906 | 6076.3566 | 5635.2374 | 6080.6012 | 8027.1816 | 7390.427 | 93031.4158
| Savings |  |  | -443.386 | -450.69 | -486.38 | -408.332 | -361.712 | -354.312 | -373.404 | -321.012 | -284.9 | -319.976 | -456.168 | -427.118 | -4687.39
Rate Code
Base Charges
1 | GS 3- P Current
| Service Charge |  | 40 | 40 | 40 | 40 | 40 | 40 | 40 | 40 | 40 | 40 | 40 | 40 | 40 | 480
| Energy Charge |  | 0.10426 | 11610.3936 | 11310.1248 | 12486.1776 | 9983.9376 | 7882.056 | 7982.1456 | 6806.0928 | 5805.1968 | 5830.2192 | 5855.2416 | 6555.8688 | 5755.152 | 97862.6064
|  |  | TOTAL: | 11650.3936 | 11350.1248 | 12526.1776 | 10023.9376 | 7922.056 | 8022.1456 | 6846.0928 | 5845.1968 | 5870.2192 | 5895.2416 | 6595.8688 | 5795.152 | 98342.6064
2 | GS 3-P Proposed
| Service Charge |  | 50.4 | 50.4 | 50.4 | 50.4 | 50.4 | 50.4 | 50.4 | 50.4 | 50.4 | 50.4 | 50.4 | 50.4 | 50.4 | 604.8
| Energy Charge |  | 0.10685 | 11898.816 | 11591.088 | 12796.356 | 10231.956 | 8077.86 | 8180.436 | 6975.168 | 5949.408 | 5975.052 | 6000.696 | 6718.728 | 5898.12 | 100293.684
|  |  | TOTAL: | 11949.216 | 11641.488 | 12846.756 | 10282.356 | 8128.26 | 8230.836 | 7025.568 | 5999.808 | 6025.452 | 6051.096 | 6769.128 | 5948.52 | 100898.484
3 | AES 3-P Current
| Service Charge |  | 40 | 40 | 40 | 40 | 40 | 40 | 40 | 40 | 40 | 40 | 40 | 40 | 40 | 480
| Energy Charge |  | 0.08369 | 9319.7184 | 9078.6912 | 10022.7144 | 8014.1544 | 6326.964 | 6407.3064 | 5463.2832 | 4659.8592 | 4679.9448 | 4700.0304 | 5262.4272 | 4619.688 | 78554.7816
|  |  | TOTAL: | 9359.7184 | 9118.6912 | 10062.7144 | 8054.1544 | 6366.964 | 6447.3064 | 5503.2832 | 4699.8592 | 4719.9448 | 4740.0304 | 5302.4272 | 4659.688 | 79034.7816
4 | AES 3-P Proposed
| Service Charge |  | 140 | 140 | 140 | 140 | 140 | 140 | 140 | 140 | 140 | 140 | 140 | 140 | 140 | 1680
| Energy Charge |  | 0.08519 | 9486.7584 | 9241.4112 | 10202.3544 | 8157.7944 | 6440.364 | 6522.1464 | 5561.2032 | 4743.3792 | 4763.8248 | 4784.2704 | 5356.7472 | 4702.488 | 79962.7416
|  |  | TOTAL: | 9626.7584 | 9381.4112 | 10342.3544 | 8297.7944 | 6580.364 | 6662.1464 | 5701.2032 | 4883.3792 | 4903.8248 | 4924.2704 | 5496.7472 | 4842.488 | 81642.7416
5 | PS Sec Current
| Service Charge |  | 90 | 90 | 90 | 90 | 90 | 90 | 90 | 90 | 90 | 90 | 90 | 90 | 90 | 1080
| Energy Charge |  | 0.03572 | 3977.7792 | 3874.9056 | 4277.8272 | 3420.5472 | 2700.432 | 2734.7232 | 2331.8016 | 1988.8896 | 1997.4624 | 2006.0352 | 2246.0736 | 1971.744 | 33528.2208
| Demand Charge (May through September) |  | 19.05 | July: 5088.255; August: 5172.075; September: 5581.65; May: 5234.94; June: 4901.565 | 25978.485
| Min Applied |  |  | July: 0; August: 0; September: 0; May: 0; June: 0 | 0 | 0
| Demand Charge (October through April) |  | 16.95 | October: 4676.505; November: 4142.58; December: 4057.83; January: 4276.485; February: 3676.455; March: 3262.875; April: 3664.59 | 27757.32
| Min Applied |  |  | October: 0; November: 0; December: 0; January: 0; February: 0; March: 0; April: 0 | 0 | 0
| PF Penalty |  |  | 0 | 0 | 0 | 0 | 0 | 0 | 0 | 0 | 0 | 0 | 0 | 0 | 0
|  |  | TOTAL: | 9156.0342 | 9136.9806 | 9949.4772 | 8187.0522 | 6933.012 | 6882.5532 | 6698.2866 | 5755.3446 | 5350.3374 | 5760.6252 | 7571.0136 | 6963.309 | 88344.0258
6 | PS Proposed
| Service Charge |  | 90 | 90 | 90 | 90 | 90 | 90 | 90 | 90 | 90 | 90 | 90 | 90 | 90 | 1080
| Energy Charge |  | 0.03572 | 3977.7792 | 3874.9056 | 4277.8272 | 3420.5472 | 2700.432 | 2734.7232 | 2331.8016 | 1988.8896 | 1997.4624 | 2006.0352 | 2246.0736 | 1971.744 | 33528.2208
| Demand Charge (May through September) |  | 20.71 | July: 5531.641; August: 5622.765; September: 6068.03; May: 5691.108; June: 5328.683 | 28242.227
| Min Applied |  |  | July: 0; August: 0; September: 0; May: 0; June: 0 | 0 | 0
| Demand Charge (October through April) |  | 18.43 | October: 5084.837; November: 4504.292; December: 4412.142; January: 4649.889; February: 3997.467; March: 3547.775; April: 3984.566 | 30180.968
| Min Applied |  |  | October: 0; November: 0; December: 0; January: 0; February: 0; March: 0; April: 0 | 0 | 0
| PF Penalty |  |  | 0 | 0 | 0 | 0 | 0 | 0 | 0 | 0 | 0 | 0 | 0 | 0 | 0
|  |  | TOTAL: | 9599.4202 | 9587.6706 | 10435.8572 | 8595.3842 | 7294.724 | 7236.8652 | 7071.6906 | 6076.3566 | 5635.2374 | 6080.6012 | 8027.1816 | 7390.427 | 93031.4158
7 | TODS Current
| Service Charge |  | 200 | 200 | 200 | 200 | 200 | 200 | 200 | 200 | 200 | 200 | 200 | 200 | 200 | 2400
| Energy Charge |  | 0.03527 | 3927.6672 | 3826.0896 | 4223.9352 | 3377.4552 | 2666.412 | 2700.2712 | 2302.4256 | 1963.8336 | 1972.2984 | 1980.7632 | 2217.7776 | 1946.904 | 33105.8328
| Peak Demand |  | 6.13 | 1637.323 | 1664.295 | 1796.09 | 1691.267 | 1498.172 | 1467.522 | 1546.599 | 1329.597 | 1180.025 | 1325.306 | 1684.524 | 1577.249 | 18397.969
| Min Applied |  |  | 0 | 0 | 0 | 0 | 0 | 0 | 0 | 0 | 0 | 0 | 0 | 0 | 0 | 0
| Intermediate Demand |  | 4.53 | 1209.963 | 1229.895 | 1327.29 | 1249.827 | 1107.132 | 1084.482 | 1142.919 | 982.557 | 872.025 | 979.386 | 1244.844 | 1165.569 | 13595.889
| Min Applied |  |  | 0 | 0 | 0 | 0 | 0 | 0 | 0 | 0 | 0 | 0 | 0 | 0 | 0 | 0
| Base Demand |  | 5.2 | 1388.92 | 1411.8 | 1523.6 | 1434.68 | 1270.88 | 1244.88 | 1311.96 | 1127.88 | 1001 | 1124.24 | 1428.96 | 1337.96 | 15606.76
| Min Applied |  |  | 0 | 0 | 0 | 0 | 29.12 | 55.12 | 0 | 172.12 | 299 | 175.76 | 0 | 0 | 731.12 | 140.6
| PF Penalty |  |  | 0 | 0 | 0 | 0 | 0 | 0 | 0 | 0 | 0 | 0 | 0 | 0 | 0
|  |  | TOTAL: | 8363.8732 | 8332.0796 | 9070.9152 | 7953.2292 | 6771.716 | 6752.2752 | 6503.9036 | 5775.9876 | 5524.3484 | 5785.4552 | 6776.1056 | 6227.682 | 83837.5708
8 | TODS Proposed
| Service Charge |  | 200 | 200 | 200 | 200 | 200 | 200 | 200 | 200 | 200 | 200 | 200 | 200 | 200 | 2400
| Energy Charge |  | 0.03531 | 3932.1216 | 3830.4288 | 4228.7256 | 3381.2856 | 2669.436 | 2703.3336 | 2305.0368 | 1966.0608 | 1974.5352 | 1983.0096 | 2220.2928 | 1949.112 | 33143.3784
| Peak Demand |  | 7.81 | 2086.051 | 2120.415 | 2288.33 | 2154.779 | 1908.764 | 1869.714 | 1970.463 | 1693.989 | 1503.425 | 1688.522 | 2146.188 | 2009.513 | 23440.153
| Min Applied |  |  | 0 | 0 | 0 | 0 | 0 | 0 | 0 | 0 | 0 | 0 | 0 | 0 | 0 | 0
| Intermediate Demand |  | 6.11 | 1631.981 | 1658.865 | 1790.23 | 1685.749 | 1493.284 | 1462.734 | 1541.553 | 1325.259 | 1176.175 | 1320.982 | 1679.028 | 1572.103 | 18337.943
| Min Applied |  |  | 0 | 0 | 0 | 0 | 0 | 0 | 0 | 0 | 0 | 0 | 0 | 0 | 0 | 0
| Base Demand |  | 3.24 | 865.404 | 879.66 | 949.32 | 893.916 | 791.856 | 775.656 | 817.452 | 702.756 | 623.7 | 700.488 | 890.352 | 833.652 | 9724.212
| Min Applied |  |  | 83.916 | 69.66 | 0 | 55.404 | 157.464 | 173.664 | 131.868 | 246.564 | 325.62 | 248.832 | 58.968 | 115.668 | 1667.628 | 514.7
| PF Penalty |  |  | 0 | 0 | 0 | 0 | 0 | 0 | 0 | 0 | 0 | 0 | 0 | 0 | 0
|  |  | TOTAL: | 8799.4736 | 8759.0288 | 9456.6056 | 8371.1336 | 7220.804 | 7185.1016 | 6966.3728 | 6134.6288 | 5803.4552 | 6141.8336 | 7194.8288 | 6680.048 | 88713.3144
AD

## AE
RATE COMPARISON TEMPLATE
Rates current as of 7/1/2017
Rate 1
Metered Usage |  |  |  | July | August | September | October | November | December | January | February | March | April | May | June | TOTAL |  |  | Rate 2
Energy | [18 empty] | Rate 3
|  |  | On Peak | 58400 | 59200 | 73920 | 55840 | 42080 | 40800 | 40560 | 50720 | 37520 | 36320 | 40240 | 44560 | 580160 | 29.97% |  | Rate 4
|  |  | Off Peak | [12 empty] | 0 |  |  | Rate 5
Demand | Max KW | [17 empty] | Rate 6
| 221 |  | Peak | 145.7 | 151.9 | 221 | 192.56 | 209.4 | 146.6 | 162.6 | 160.6 | 154.1 | 161.7 | 198.3 | 171.6 | 2076.06 |  | 888.5 | Rate 7
| 221 |  | Intermediate | 145.7 | 151.9 | 221 | 192.56 | 209.4 | 146.6 | 162.6 | 160.6 | 154.1 | 161.7 | 198.3 | 171.6 | 2076.06 |  | 1187.56 | Rate 8
| 221 |  | Base | 145.7 | 151.9 | 221 | 192.56 | 209.4 | 146.6 | 162.6 | 160.6 | 154.1 | 161.7 | 198.3 | 171.6 | 2076.06
|  |  | PF | 90 | 90 | 90 | 90 | 90 | 90 | 90 | 90 | 90 | 90 | 90 | 90
COMPARISON | Service |  |  | July | August | September | October | November | December | January | February | March | April | May | June | TOTAL
| CURRENT | PS Sec Current | Rate 5 | 4951.633 | 5098.319 | 6940.4724 | 5348.4968 | 5142.4276 | 4032.246 | 4294.8732 | 4623.8884 | 4042.2094 | 4128.1654 | 5304.9878 | 4950.6632 | 58858.3822
| POTENTIAL | PS Proposed | Rate 6 | 5193.495 | 5350.473 | 7307.3324 | 5633.4856 | 5452.3396 | 4249.214 | 4535.5212 | 4861.5764 | 4270.2774 | 4367.4814 | 5634.1658 | 5235.5192 | 62090.881
| Savings |  |  | -241.862 | -252.154 | -366.86 | -284.9888 | -309.912 | -216.968 | -240.648 | -237.688 | -228.068 | -239.316 | -329.178 | -284.856 | -3232.4988
Rate Code
Base Charges
1 | GS 3- P Current
| Service Charge |  | 40 | 40 | 40 | 40 | 40 | 40 | 40 | 40 | 40 | 40 | 40 | 40 | 40 | 480
| Energy Charge |  | 0.10426 | 6088.784 | 6172.192 | 7706.8992 | 5821.8784 | 4387.2608 | 4253.808 | 4228.7856 | 5288.0672 | 3911.8352 | 3786.7232 | 4195.4224 | 4645.8256 | 60487.4816
|  |  | TOTAL: | 6128.784 | 6212.192 | 7746.8992 | 5861.8784 | 4427.2608 | 4293.808 | 4268.7856 | 5328.0672 | 3951.8352 | 3826.7232 | 4235.4224 | 4685.8256 | 60967.4816
2 | GS 3-P Proposed
| Service Charge |  | 50.4 | 50.4 | 50.4 | 50.4 | 50.4 | 50.4 | 50.4 | 50.4 | 50.4 | 50.4 | 50.4 | 50.4 | 50.4 | 604.8
| Energy Charge |  | 0.10685 | 6240.04 | 6325.52 | 7898.352 | 5966.504 | 4496.248 | 4359.48 | 4333.836 | 5419.432 | 4009.012 | 3880.792 | 4299.644 | 4761.236 | 61990.096
|  |  | TOTAL: | 6290.44 | 6375.92 | 7948.752 | 6016.904 | 4546.648 | 4409.88 | 4384.236 | 5469.832 | 4059.412 | 3931.192 | 4350.044 | 4811.636 | 62594.896
3 | AES 3-P Current
| Service Charge |  | 40 | 40 | 40 | 40 | 40 | 40 | 40 | 40 | 40 | 40 | 40 | 40 | 40 | 480
| Energy Charge |  | 0.08369 | 4887.496 | 4954.448 | 6186.3648 | 4673.2496 | 3521.6752 | 3414.552 | 3394.4664 | 4244.7568 | 3140.0488 | 3039.6208 | 3367.6856 | 3729.2264 | 48553.5904
|  |  | TOTAL: | 4927.496 | 4994.448 | 6226.3648 | 4713.2496 | 3561.6752 | 3454.552 | 3434.4664 | 4284.7568 | 3180.0488 | 3079.6208 | 3407.6856 | 3769.2264 | 49033.5904
4 | AES 3-P Proposed
| Service Charge |  | 140 | 140 | 140 | 140 | 140 | 140 | 140 | 140 | 140 | 140 | 140 | 140 | 140 | 1680
| Energy Charge |  | 0.08519 | 4975.096 | 5043.248 | 6297.2448 | 4757.0096 | 3584.7952 | 3475.752 | 3455.3064 | 4320.8368 | 3196.3288 | 3094.1008 | 3428.0456 | 3796.0664 | 49423.8304
|  |  | TOTAL: | 5115.096 | 5183.248 | 6437.2448 | 4897.0096 | 3724.7952 | 3615.752 | 3595.3064 | 4460.8368 | 3336.3288 | 3234.1008 | 3568.0456 | 3936.0664 | 51103.8304
5 | PS Sec Current
| Service Charge |  | 90 | 90 | 90 | 90 | 90 | 90 | 90 | 90 | 90 | 90 | 90 | 90 | 90 | 1080
| Energy Charge |  | 0.03572 | 2086.048 | 2114.624 | 2640.4224 | 1994.6048 | 1503.0976 | 1457.376 | 1448.8032 | 1811.7184 | 1340.2144 | 1297.3504 | 1437.3728 | 1591.6832 | 20723.3152
| Demand Charge (May through September) |  | 19.05 | July: 2775.585; August: 2893.695; September: 4210.05; May: 3777.615; June: 3268.98 | 16925.925
| Min Applied |  |  | July: 0; August: 0; September: 0; May: 0; June: 0 | 0 | 0
| Demand Charge (October through April) |  | 16.95 | October: 3263.892; November: 3549.33; December: 2484.87; January: 2756.07; February: 2722.17; March: 2611.995; April: 2740.815 | 20129.142
| Min Applied |  |  | October: 0; November: 0; December: 0; January: 0; February: 0; March: 0; April: 0 | 0 | 0
| PF Penalty |  |  | 0 | 0 | 0 | 0 | 0 | 0 | 0 | 0 | 0 | 0 | 0 | 0 | 0
|  |  | TOTAL: | 4951.633 | 5098.319 | 6940.4724 | 5348.4968 | 5142.4276 | 4032.246 | 4294.8732 | 4623.8884 | 4042.2094 | 4128.1654 | 5304.9878 | 4950.6632 | 58858.3822
6 | PS Proposed
| Service Charge |  | 90 | 90 | 90 | 90 | 90 | 90 | 90 | 90 | 90 | 90 | 90 | 90 | 90 | 1080
| Energy Charge |  | 0.03572 | 2086.048 | 2114.624 | 2640.4224 | 1994.6048 | 1503.0976 | 1457.376 | 1448.8032 | 1811.7184 | 1340.2144 | 1297.3504 | 1437.3728 | 1591.6832 | 20723.3152
| Demand Charge (May through September) |  | 20.71 | July: 3017.447; August: 3145.849; September: 4576.91; May: 4106.793; June: 3553.836 | 18400.835
| Min Applied |  |  | July: 0; August: 0; September: 0; May: 0; June: 0 | 0 | 0
| Demand Charge (October through April) |  | 18.43 | October: 3548.8808; November: 3859.242; December: 2701.838; January: 2996.718; February: 2959.858; March: 2840.063; April: 2980.131 | 21886.7308
| Min Applied |  |  | October: 0; November: 0; December: 0; January: 0; February: 0; March: 0; April: 0 | 0 | 0
| PF Penalty |  |  | 0 | 0 | 0 | 0 | 0 | 0 | 0 | 0 | 0 | 0 | 0 | 0 | 0
|  |  | TOTAL: | 5193.495 | 5350.473 | 7307.3324 | 5633.4856 | 5452.3396 | 4249.214 | 4535.5212 | 4861.5764 | 4270.2774 | 4367.4814 | 5634.1658 | 5235.5192 | 62090.881
7 | TODS Current
| Service Charge |  | 200 | 200 | 200 | 200 | 200 | 200 | 200 | 200 | 200 | 200 | 200 | 200 | 200 | 2400
| Energy Charge |  | 0.03527 | 2059.768 | 2087.984 | 2607.1584 | 1969.4768 | 1484.1616 | 1439.016 | 1430.5512 | 1788.8944 | 1323.3304 | 1281.0064 | 1419.2648 | 1571.6312 | 20462.2432
| Peak Demand |  | 6.13 | 893.141 | 931.147 | 1354.73 | 1180.3928 | 1283.622 | 898.658 | 996.738 | 984.478 | 944.633 | 991.221 | 1215.579 | 1051.908 | 12726.2478
| Min Applied |  |  | 0 | 0 | 0 | 0 | 0 | 0 | 0 | 0 | 0 | 0 | 0 | 0 | 0 | 0
| Intermediate Demand |  | 4.53 | 660.021 | 688.107 | 1001.13 | 872.2968 | 948.582 | 664.098 | 736.578 | 727.518 | 698.073 | 732.501 | 898.299 | 777.348 | 9404.5518
| Min Applied |  |  | 0 | 0 | 0 | 0 | 0 | 0 | 0 | 0 | 0 | 0 | 0 | 0 | 0 | 0
| Base Demand |  | 5.2 | 757.64 | 789.88 | 1149.2 | 1001.312 | 1088.88 | 762.32 | 845.52 | 835.12 | 801.32 | 840.84 | 1031.16 | 892.32 | 10795.512
| Min Applied |  |  | 542.36 | 510.12 | 150.8 | 298.688 | 211.12 | 537.68 | 454.48 | 464.88 | 498.68 | 459.16 | 268.84 | 407.68 | 4804.488 | 923.94
| PF Penalty |  |  | 0 | 0 | 0 | 0 | 0 | 0 | 0 | 0 | 0 | 0 | 0 | 0 | 0
|  |  | TOTAL: | 5112.93 | 5207.238 | 6463.0184 | 5522.1664 | 5216.3656 | 4501.772 | 4663.8672 | 5000.8904 | 4466.0364 | 4504.7284 | 5033.1428 | 4900.8872 | 60593.0428
8 | TODS Proposed
| Service Charge |  | 200 | 200 | 200 | 200 | 200 | 200 | 200 | 200 | 200 | 200 | 200 | 200 | 200 | 2400
| Energy Charge |  | 0.03531 | 2062.104 | 2090.352 | 2610.1152 | 1971.7104 | 1485.8448 | 1440.648 | 1432.1736 | 1790.9232 | 1324.8312 | 1282.4592 | 1420.8744 | 1573.4136 | 20485.4496
| Peak Demand |  | 7.81 | 1137.917 | 1186.339 | 1726.01 | 1503.8936 | 1635.414 | 1144.946 | 1269.906 | 1254.286 | 1203.521 | 1262.877 | 1548.723 | 1340.196 | 16214.0286
| Min Applied |  |  | 0 | 0 | 0 | 0 | 0 | 0 | 0 | 0 | 0 | 0 | 0 | 0 | 0 | 0
| Intermediate Demand |  | 6.11 | 890.227 | 928.109 | 1350.31 | 1176.5416 | 1279.434 | 895.726 | 993.486 | 981.266 | 941.551 | 987.987 | 1211.613 | 1048.476 | 12684.7266
| Min Applied |  |  | 0 | 0 | 0 | 0 | 0 | 0 | 0 | 0 | 0 | 0 | 0 | 0 | 0 | 0
| Base Demand |  | 3.24 | 472.068 | 492.156 | 716.04 | 623.8944 | 678.456 | 474.984 | 526.824 | 520.344 | 499.284 | 523.908 | 642.492 | 555.984 | 6726.4344
| Min Applied |  |  | 337.932 | 317.844 | 93.96 | 186.1056 | 131.544 | 335.016 | 283.176 | 289.656 | 310.716 | 286.092 | 167.508 | 254.016 | 2993.5656 | 923.94
| PF Penalty |  |  | 0 | 0 | 0 | 0 | 0 | 0 | 0 | 0 | 0 | 0 | 0 | 0 | 0
|  |  | TOTAL: | 5100.248 | 5214.8 | 6696.4352 | 5662.1456 | 5410.6928 | 4491.32 | 4705.5656 | 5036.4752 | 4479.9032 | 4543.3232 | 5191.2104 | 4972.0856 | 61504.2048
AE

## AF
RATE COMPARISON TEMPLATE
Rates current as of 7/1/2017
Rate 1
Metered Usage |  |  |  | July | August | September | October | November | December | January | February | March | April | May | June | TOTAL |  |  | Rate 2
Energy | [18 empty] | Rate 3
|  |  | On Peak | 67520 | 87360 | 85440 | 67520 | 57920 | 58080 | 62240 | 52960 | 56000 | 61760 | 68480 | 83840 | 809120 | 35.33% |  | Rate 4
|  |  | Off Peak | [12 empty] | 0 |  |  | Rate 5
Demand | Max KW | [17 empty] | Rate 6
| 261.4 |  | Peak | 184.8 | 238.4 | 257 | 216.6 | 172.3 | 158.9 | 160 | 182.7 | 261.4 | 226.9 | 191.5 | 208.3 | 2458.8 |  | 1080 | Rate 7
| 261.4 |  | Intermediate | 184.8 | 238.4 | 257 | 216.6 | 172.3 | 158.9 | 160 | 182.7 | 261.4 | 226.9 | 191.5 | 208.3 | 2458.8 |  | 1378.8 | Rate 8
| 261.4 |  | Base | 184.8 | 238.4 | 257 | 216.6 | 172.3 | 158.9 | 160 | 182.7 | 261.4 | 226.9 | 191.5 | 208.3 | 2458.8
|  |  | PF | 90 | 90 | 90 | 90 | 90 | 90 | 90 | 90 | 90 | 90 | 90 | 90
COMPARISON | Service |  |  | July | August | September | October | November | December | January | February | March | April | May | June | TOTAL
| CURRENT | PS Sec Current | Rate 5 | 6022.2544 | 7752.0192 | 8037.7668 | 6173.1844 | 5079.3874 | 4857.9726 | 5025.2128 | 5078.4962 | 6521.05 | 6142.0222 | 6184.1806 | 7052.8798 | 73926.4264
| POTENTIAL | PS Proposed | Rate 6 | 6329.0224 | 8147.7632 | 8464.3868 | 6493.7524 | 5334.3914 | 5093.1446 | 5262.0128 | 5348.8922 | 6907.922 | 6477.8342 | 6502.0706 | 7398.6578 | 77759.8504
| Savings |  |  | -306.768 | -395.744 | -426.62 | -320.568 | -255.004 | -235.172 | -236.8 | -270.396 | -386.872 | -335.812 | -317.89 | -345.778 | -3833.424
Rate Code
Base Charges
1 | GS 3- P Current
| Service Charge |  | 40 | 40 | 40 | 40 | 40 | 40 | 40 | 40 | 40 | 40 | 40 | 40 | 40 | 480
| Energy Charge |  | 0.10426 | 7039.6352 | 9108.1536 | 8907.9744 | 7039.6352 | 6038.7392 | 6055.4208 | 6489.1424 | 5521.6096 | 5838.56 | 6439.0976 | 7139.7248 | 8741.1584 | 84358.8512
|  |  | TOTAL: | 7079.6352 | 9148.1536 | 8947.9744 | 7079.6352 | 6078.7392 | 6095.4208 | 6529.1424 | 5561.6096 | 5878.56 | 6479.0976 | 7179.7248 | 8781.1584 | 84838.8512
2 | GS 3-P Proposed
| Service Charge |  | 50.4 | 50.4 | 50.4 | 50.4 | 50.4 | 50.4 | 50.4 | 50.4 | 50.4 | 50.4 | 50.4 | 50.4 | 50.4 | 604.8
| Energy Charge |  | 0.10685 | 7214.512 | 9334.416 | 9129.264 | 7214.512 | 6188.752 | 6205.848 | 6650.344 | 5658.776 | 5983.6 | 6599.056 | 7317.088 | 8958.304 | 86454.472
|  |  | TOTAL: | 7264.912 | 9384.816 | 9179.664 | 7264.912 | 6239.152 | 6256.248 | 6700.744 | 5709.176 | 6034 | 6649.456 | 7367.488 | 9008.704 | 87059.272
3 | AES 3-P Current
| Service Charge |  | 40 | 40 | 40 | 40 | 40 | 40 | 40 | 40 | 40 | 40 | 40 | 40 | 40 | 480
| Energy Charge |  | 0.08369 | 5650.7488 | 7311.1584 | 7150.4736 | 5650.7488 | 4847.3248 | 4860.7152 | 5208.8656 | 4432.2224 | 4686.64 | 5168.6944 | 5731.0912 | 7016.5696 | 67715.2528
|  |  | TOTAL: | 5690.7488 | 7351.1584 | 7190.4736 | 5690.7488 | 4887.3248 | 4900.7152 | 5248.8656 | 4472.2224 | 4726.64 | 5208.6944 | 5771.0912 | 7056.5696 | 68195.2528
4 | AES 3-P Proposed
| Service Charge |  | 140 | 140 | 140 | 140 | 140 | 140 | 140 | 140 | 140 | 140 | 140 | 140 | 140 | 1680
| Energy Charge |  | 0.08519 | 5752.0288 | 7442.1984 | 7278.6336 | 5752.0288 | 4934.2048 | 4947.8352 | 5302.2256 | 4511.6624 | 4770.64 | 5261.3344 | 5833.8112 | 7142.3296 | 68928.9328
|  |  | TOTAL: | 5892.0288 | 7582.1984 | 7418.6336 | 5892.0288 | 5074.2048 | 5087.8352 | 5442.2256 | 4651.6624 | 4910.64 | 5401.3344 | 5973.8112 | 7282.3296 | 70608.9328
5 | PS Sec Current
| Service Charge |  | 90 | 90 | 90 | 90 | 90 | 90 | 90 | 90 | 90 | 90 | 90 | 90 | 90 | 1080
| Energy Charge |  | 0.03572 | 2411.8144 | 3120.4992 | 3051.9168 | 2411.8144 | 2068.9024 | 2074.6176 | 2223.2128 | 1891.7312 | 2000.32 | 2206.0672 | 2446.1056 | 2994.7648 | 28901.7664
| Demand Charge (May through September) |  | 19.05 | July: 3520.44; August: 4541.52; September: 4895.85; May: 3648.075; June: 3968.115 | 20574
| Min Applied |  |  | July: 0; August: 0; September: 0; May: 0; June: 0 | 0 | 0
| Demand Charge (October through April) |  | 16.95 | October: 3671.37; November: 2920.485; December: 2693.355; January: 2712; February: 3096.765; March: 4430.73; April: 3845.955 | 23370.66
| Min Applied |  |  | October: 0; November: 0; December: 0; January: 0; February: 0; March: 0; April: 0 | 0 | 0
| PF Penalty |  |  | 0 | 0 | 0 | 0 | 0 | 0 | 0 | 0 | 0 | 0 | 0 | 0 | 0
|  |  | TOTAL: | 6022.2544 | 7752.0192 | 8037.7668 | 6173.1844 | 5079.3874 | 4857.9726 | 5025.2128 | 5078.4962 | 6521.05 | 6142.0222 | 6184.1806 | 7052.8798 | 73926.4264
6 | PS Proposed
| Service Charge |  | 90 | 90 | 90 | 90 | 90 | 90 | 90 | 90 | 90 | 90 | 90 | 90 | 90 | 1080
| Energy Charge |  | 0.03572 | 2411.8144 | 3120.4992 | 3051.9168 | 2411.8144 | 2068.9024 | 2074.6176 | 2223.2128 | 1891.7312 | 2000.32 | 2206.0672 | 2446.1056 | 2994.7648 | 28901.7664
| Demand Charge (May through September) |  | 20.71 | July: 3827.208; August: 4937.264; September: 5322.47; May: 3965.965; June: 4313.893 | 22366.8
| Min Applied |  |  | July: 0; August: 0; September: 0; May: 0; June: 0 | 0 | 0
| Demand Charge (October through April) |  | 18.43 | October: 3991.938; November: 3175.489; December: 2928.527; January: 2948.8; February: 3367.161; March: 4817.602; April: 4181.767 | 25411.284
| Min Applied |  |  | October: 0; November: 0; December: 0; January: 0; February: 0; March: 0; April: 0 | 0 | 0
| PF Penalty |  |  | 0 | 0 | 0 | 0 | 0 | 0 | 0 | 0 | 0 | 0 | 0 | 0 | 0
|  |  | TOTAL: | 6329.0224 | 8147.7632 | 8464.3868 | 6493.7524 | 5334.3914 | 5093.1446 | 5262.0128 | 5348.8922 | 6907.922 | 6477.8342 | 6502.0706 | 7398.6578 | 77759.8504
7 | TODS Current
| Service Charge |  | 200 | 200 | 200 | 200 | 200 | 200 | 200 | 200 | 200 | 200 | 200 | 200 | 200 | 2400
| Energy Charge |  | 0.03527 | 2381.4304 | 3081.1872 | 3013.4688 | 2381.4304 | 2042.8384 | 2048.4816 | 2195.2048 | 1867.8992 | 1975.12 | 2178.2752 | 2415.2896 | 2957.0368 | 28537.6624
| Peak Demand |  | 6.13 | 1132.824 | 1461.392 | 1575.41 | 1327.758 | 1056.199 | 974.057 | 980.8 | 1119.951 | 1602.382 | 1390.897 | 1173.895 | 1276.879 | 15072.444
| Min Applied |  |  | 0 | 0 | 0 | 0 | 0 | 0 | 0 | 0 | 0 | 0 | 0 | 0 | 0 | 0
| Intermediate Demand |  | 4.53 | 837.144 | 1079.952 | 1164.21 | 981.198 | 780.519 | 719.817 | 724.8 | 827.631 | 1184.142 | 1027.857 | 867.495 | 943.599 | 11138.364
| Min Applied |  |  | 0 | 0 | 0 | 0 | 0 | 0 | 0 | 0 | 0 | 0 | 0 | 0 | 0 | 0
| Base Demand |  | 5.2 | 960.96 | 1239.68 | 1336.4 | 1126.32 | 895.96 | 826.28 | 832 | 950.04 | 1359.28 | 1179.88 | 995.8 | 1083.16 | 12785.76
| Min Applied |  |  | 339.04 | 60.32 | 0 | 173.68 | 404.04 | 473.72 | 468 | 349.96 | 0 | 120.12 | 304.2 | 216.84 | 2909.92 | 559.6
| PF Penalty |  |  | 0 | 0 | 0 | 0 | 0 | 0 | 0 | 0 | 0 | 0 | 0 | 0 | 0
|  |  | TOTAL: | 5851.3984 | 7122.5312 | 7289.4888 | 6190.3864 | 5379.5564 | 5242.3556 | 5400.8048 | 5315.4812 | 6320.924 | 6097.0292 | 5956.6796 | 6677.5148 | 72844.1504
8 | TODS Proposed
| Service Charge |  | 200 | 200 | 200 | 200 | 200 | 200 | 200 | 200 | 200 | 200 | 200 | 200 | 200 | 2400
| Energy Charge |  | 0.03531 | 2384.1312 | 3084.6816 | 3016.8864 | 2384.1312 | 2045.1552 | 2050.8048 | 2197.6944 | 1870.0176 | 1977.36 | 2180.7456 | 2418.0288 | 2960.3904 | 28570.0272
| Peak Demand |  | 7.81 | 1443.288 | 1861.904 | 2007.17 | 1691.646 | 1345.663 | 1241.009 | 1249.6 | 1426.887 | 2041.534 | 1772.089 | 1495.615 | 1626.823 | 19203.228
| Min Applied |  |  | 0 | 0 | 0 | 0 | 0 | 0 | 0 | 0 | 0 | 0 | 0 | 0 | 0 | 0
| Intermediate Demand |  | 6.11 | 1129.128 | 1456.624 | 1570.27 | 1323.426 | 1052.753 | 970.879 | 977.6 | 1116.297 | 1597.154 | 1386.359 | 1170.065 | 1272.713 | 15023.268
| Min Applied |  |  | 0 | 0 | 0 | 0 | 0 | 0 | 0 | 0 | 0 | 0 | 0 | 0 | 0 | 0
| Base Demand |  | 3.24 | 598.752 | 772.416 | 832.68 | 701.784 | 558.252 | 514.836 | 518.4 | 591.948 | 846.936 | 735.156 | 620.46 | 674.892 | 7966.512
| Min Applied |  |  | 248.184 | 74.52 | 14.256 | 145.152 | 288.684 | 332.1 | 328.536 | 254.988 | 0 | 111.78 | 226.476 | 172.044 | 2196.72 | 678
| PF Penalty |  |  | 0 | 0 | 0 | 0 | 0 | 0 | 0 | 0 | 0 | 0 | 0 | 0 | 0
|  |  | TOTAL: | 6003.4832 | 7450.1456 | 7641.2624 | 6446.1392 | 5490.5072 | 5309.6288 | 5471.8304 | 5460.1376 | 6662.984 | 6386.1296 | 6130.6448 | 6906.8624 | 75359.7552

## AG
RATE COMPARISON TEMPLATE
Rates current as of 7/1/2017
Rate 1
Metered Usage |  |  |  | July | August | September | October | November | December | January | February | March | April | May | June | TOTAL |  |  | Rate 2
Energy | [18 empty] | Rate 3
|  |  | On Peak | 68800 | 102400 | 125200 | 95600 | 119600 | 108000 | 156600 | 101600 | 93200 | 88800 | 102000 | 112400 | 1274200 | 39.96% |  | Rate 4
|  |  | Off Peak | [12 empty] | 0 |  |  | Rate 5
Demand | Max KW | [17 empty] | Rate 6
| 364 |  | Peak | 173.2 | 303 | 340 | 310 | 364 | 307 | 343 | 334 | 317 | 313 | 344 | 43 | 3491.2 |  | 1203.2 | Rate 7
| 364 |  | Intermediate | 173.2 | 303 | 340 | 310 | 364 | 307 | 343 | 334 | 317 | 313 | 344 | 43 | 3491.2 |  | 2288 | Rate 8
| 364 |  | Base | 173.2 | 303 | 340 | 310 | 364 | 307 | 343 | 334 | 317 | 313 | 344 | 43 | 3491.2
|  |  | PF | 90 | 90 | 90 | 90 | 90 | 90 | 90 | 90 | 90 | 90 | 90 | 90
COMPARISON | Service |  |  | July | August | September | October | November | December | January | February | March | April | May | June | TOTAL
| CURRENT | PS Sec Current | Rate 5 | 6014.636 | 9519.878 | 11039.144 | 8759.332 | 10531.912 | 9151.41 | 11497.602 | 9380.452 | 8792.254 | 8567.286 | 10286.64 | 7572.028 | 111112.574
| POTENTIAL | PS Proposed | Rate 6 | 6316.756 | 10022.858 | 11603.544 | 9218.132 | 11070.632 | 9605.77 | 12005.242 | 9874.772 | 9261.414 | 9030.526 | 10857.68 | 7874.148 | 116741.474
| Savings |  |  | -302.12 | -502.98 | -564.4 | -458.8 | -538.72 | -454.36 | -507.64 | -494.32 | -469.16 | -463.24 | -571.04 | -302.12 | -5628.9
Rate Code
Base Charges
1 | GS 3- P Current
| Service Charge |  | 40 | 40 | 40 | 40 | 40 | 40 | 40 | 40 | 40 | 40 | 40 | 40 | 40 | 480
| Energy Charge |  | 0.10426 | 7173.088 | 10676.224 | 13053.352 | 9967.256 | 12469.496 | 11260.08 | 16327.116 | 10592.816 | 9717.032 | 9258.288 | 10634.52 | 11718.824 | 132848.092
|  |  | TOTAL: | 7213.088 | 10716.224 | 13093.352 | 10007.256 | 12509.496 | 11300.08 | 16367.116 | 10632.816 | 9757.032 | 9298.288 | 10674.52 | 11758.824 | 133328.092
2 | GS 3-P Proposed
| Service Charge |  | 50.4 | 50.4 | 50.4 | 50.4 | 50.4 | 50.4 | 50.4 | 50.4 | 50.4 | 50.4 | 50.4 | 50.4 | 50.4 | 604.8
| Energy Charge |  | 0.10685 | 7351.28 | 10941.44 | 13377.62 | 10214.86 | 12779.26 | 11539.8 | 16732.71 | 10855.96 | 9958.42 | 9488.28 | 10898.7 | 12009.94 | 136148.27
|  |  | TOTAL: | 7401.68 | 10991.84 | 13428.02 | 10265.26 | 12829.66 | 11590.2 | 16783.11 | 10906.36 | 10008.82 | 9538.68 | 10949.1 | 12060.34 | 136753.07
3 | AES 3-P Current
| Service Charge |  | 40 | 40 | 40 | 40 | 40 | 40 | 40 | 40 | 40 | 40 | 40 | 40 | 40 | 480
| Energy Charge |  | 0.08369 | 5757.872 | 8569.856 | 10477.988 | 8000.764 | 10009.324 | 9038.52 | 13105.854 | 8502.904 | 7799.908 | 7431.672 | 8536.38 | 9406.756 | 106637.798
|  |  | TOTAL: | 5797.872 | 8609.856 | 10517.988 | 8040.764 | 10049.324 | 9078.52 | 13145.854 | 8542.904 | 7839.908 | 7471.672 | 8576.38 | 9446.756 | 107117.798
4 | AES 3-P Proposed
| Service Charge |  | 140 | 140 | 140 | 140 | 140 | 140 | 140 | 140 | 140 | 140 | 140 | 140 | 140 | 1680
| Energy Charge |  | 0.08519 | 5861.072 | 8723.456 | 10665.788 | 8144.164 | 10188.724 | 9200.52 | 13340.754 | 8655.304 | 7939.708 | 7564.872 | 8689.38 | 9575.356 | 108549.098
|  |  | TOTAL: | 6001.072 | 8863.456 | 10805.788 | 8284.164 | 10328.724 | 9340.52 | 13480.754 | 8795.304 | 8079.708 | 7704.872 | 8829.38 | 9715.356 | 110229.098
5 | PS Sec Current
| Service Charge |  | 90 | 90 | 90 | 90 | 90 | 90 | 90 | 90 | 90 | 90 | 90 | 90 | 90 | 1080
| Energy Charge |  | 0.03572 | 2457.536 | 3657.728 | 4472.144 | 3414.832 | 4272.112 | 3857.76 | 5593.752 | 3629.152 | 3329.104 | 3171.936 | 3643.44 | 4014.928 | 45514.424
| Demand Charge (May through September) |  | 19.05 | July: 3299.46; August: 5772.15; September: 6477; May: 6553.2; June: 819.15 | 22920.96
| Min Applied |  |  | July: 167.64; August: 0; September: 0; May: 0; June: 2647.95 | 2815.59 | 147.8
| Demand Charge (October through April) |  | 16.95 | October: 5254.5; November: 6169.8; December: 5203.65; January: 5813.85; February: 5661.3; March: 5373.15; April: 5305.35 | 38781.6
| Min Applied |  |  | October: 0; November: 0; December: 0; January: 0; February: 0; March: 0; April: 0 | 0 | 0
| PF Penalty |  |  | 0 | 0 | 0 | 0 | 0 | 0 | 0 | 0 | 0 | 0 | 0 | 0 | 0
|  |  | TOTAL: | 6014.636 | 9519.878 | 11039.144 | 8759.332 | 10531.912 | 9151.41 | 11497.602 | 9380.452 | 8792.254 | 8567.286 | 10286.64 | 7572.028 | 111112.574
6 | PS Proposed
| Service Charge |  | 90 | 90 | 90 | 90 | 90 | 90 | 90 | 90 | 90 | 90 | 90 | 90 | 90 | 1080
| Energy Charge |  | 0.03572 | 2457.536 | 3657.728 | 4472.144 | 3414.832 | 4272.112 | 3857.76 | 5593.752 | 3629.152 | 3329.104 | 3171.936 | 3643.44 | 4014.928 | 45514.424
| Demand Charge (May through September) |  | 20.71 | July: 3586.972; August: 6275.13; September: 7041.4; May: 7124.24; June: 890.53 | 24918.272
| Min Applied |  |  | July: 182.248; August: 0; September: 0; May: 0; June: 2878.69 | 3060.938 | 147.8
| Demand Charge (October through April) |  | 18.43 | October: 5713.3; November: 6708.52; December: 5658.01; January: 6321.49; February: 6155.62; March: 5842.31; April: 5768.59 | 42167.84
| Min Applied |  |  | October: 0; November: 0; December: 0; January: 0; February: 0; March: 0; April: 0 | 0 | 0
| PF Penalty |  |  | 0 | 0 | 0 | 0 | 0 | 0 | 0 | 0 | 0 | 0 | 0 | 0 | 0
|  |  | TOTAL: | 6316.756 | 10022.858 | 11603.544 | 9218.132 | 11070.632 | 9605.77 | 12005.242 | 9874.772 | 9261.414 | 9030.526 | 10857.68 | 7874.148 | 116741.474
7 | TODS Current
| Service Charge |  | 200 | 200 | 200 | 200 | 200 | 200 | 200 | 200 | 200 | 200 | 200 | 200 | 200 | 2400
| Energy Charge |  | 0.03527 | 2426.576 | 3611.648 | 4415.804 | 3371.812 | 4218.292 | 3809.16 | 5523.282 | 3583.432 | 3287.164 | 3131.976 | 3597.54 | 3964.348 | 44941.034
| Peak Demand |  | 6.13 | 1061.716 | 1857.39 | 2084.2 | 1900.3 | 2231.32 | 1881.91 | 2102.59 | 2047.42 | 1943.21 | 1918.69 | 2108.72 | 263.59 | 21401.056
| Min Applied |  |  | 53.944 | 0 | 0 | 0 | 0 | 0 | 0 | 0 | 0 | 0 | 0 | 852.07 | 906.014 | 147.8
| Intermediate Demand |  | 4.53 | 784.596 | 1372.59 | 1540.2 | 1404.3 | 1648.92 | 1390.71 | 1553.79 | 1513.02 | 1436.01 | 1417.89 | 1558.32 | 194.79 | 15815.136
| Min Applied |  |  | 39.864 | 0 | 0 | 0 | 0 | 0 | 0 | 0 | 0 | 0 | 0 | 629.67 | 669.534 | 147.8
| Base Demand |  | 5.2 | 900.64 | 1575.6 | 1768 | 1612 | 1892.8 | 1596.4 | 1783.6 | 1736.8 | 1648.4 | 1627.6 | 1788.8 | 223.6 | 18154.24
| Min Applied |  |  | 399.36 | 0 | 0 | 0 | 0 | 0 | 0 | 0 | 0 | 0 | 0 | 1076.4 | 1475.76 | 283.8
| PF Penalty |  |  | 0 | 0 | 0 | 0 | 0 | 0 | 0 | 0 | 0 | 0 | 0 | 0 | 0
|  |  | TOTAL: | 5866.696 | 8617.228 | 10008.204 | 8488.412 | 10191.332 | 8878.18 | 11163.262 | 9080.672 | 8514.784 | 8296.156 | 9253.38 | 7404.468 | 105762.774
8 | TODS Proposed
| Service Charge |  | 200 | 200 | 200 | 200 | 200 | 200 | 200 | 200 | 200 | 200 | 200 | 200 | 200 | 2400
| Energy Charge |  | 0.03531 | 2429.328 | 3615.744 | 4420.812 | 3375.636 | 4223.076 | 3813.48 | 5529.546 | 3587.496 | 3290.892 | 3135.528 | 3601.62 | 3968.844 | 44992.002
| Peak Demand |  | 7.81 | 1352.692 | 2366.43 | 2655.4 | 2421.1 | 2842.84 | 2397.67 | 2678.83 | 2608.54 | 2475.77 | 2444.53 | 2686.64 | 335.83 | 27266.272
| Min Applied |  |  | 68.728 | 0 | 0 | 0 | 0 | 0 | 0 | 0 | 0 | 0 | 0 | 1085.59 | 1154.318 | 147.8
| Intermediate Demand |  | 6.11 | 1058.252 | 1851.33 | 2077.4 | 1894.1 | 2224.04 | 1875.77 | 2095.73 | 2040.74 | 1936.87 | 1912.43 | 2101.84 | 262.73 | 21331.232
| Min Applied |  |  | 53.768 | 0 | 0 | 0 | 0 | 0 | 0 | 0 | 0 | 0 | 0 | 849.29 | 903.058 | 147.8
| Base Demand |  | 3.24 | 561.168 | 981.72 | 1101.6 | 1004.4 | 1179.36 | 994.68 | 1111.32 | 1082.16 | 1027.08 | 1014.12 | 1114.56 | 139.32 | 11311.488
| Min Applied |  |  | 618.192 | 197.64 | 77.76 | 174.96 | 0 | 184.68 | 68.04 | 97.2 | 152.28 | 165.24 | 64.8 | 1040.04 | 2840.832 | 876.8
| PF Penalty |  |  | 0 | 0 | 0 | 0 | 0 | 0 | 0 | 0 | 0 | 0 | 0 | 0 | 0
|  |  | TOTAL: | 6342.128 | 9212.864 | 10532.972 | 9070.196 | 10669.316 | 9466.28 | 11683.466 | 9616.136 | 9082.892 | 8871.848 | 9769.46 | 7881.644 | 112199.202

## AH
RATE COMPARISON TEMPLATE
Rates current as of 7/1/2017
Rate 1
Metered Usage |  |  |  | July | August | September | October | November | December | January | February | March | April | May | June | TOTAL |  |  | Rate 2
Energy | [18 empty] | Rate 3
|  |  | On Peak | 89120 | 86480 | 96480 | 64480 | 58480 | 48720 | 65360 | 53040 | 55200 | 55280 | 83280 | 71040 | 826960 | 40.34% |  | Rate 4
|  |  | Off Peak | [12 empty] | 0 |  |  | Rate 5
Demand | Max KW | [17 empty] | Rate 6
| 234 |  | Peak | 181 | 220 | 234 | 196 | 175 | 174 | 196 | 188 | 181 | 214 | 210 | 188 | 2357 |  | 1033 | Rate 7
| 234 |  | Intermediate | 181 | 220 | 234 | 196 | 175 | 174 | 196 | 188 | 181 | 214 | 210 | 188 | 2357 |  | 1324 | Rate 8
| 234 |  | Base | 181 | 220 | 234 | 196 | 175 | 174 | 196 | 188 | 181 | 214 | 210 | 188 | 2357
|  |  | PF | 90 | 90 | 90 | 90 | 90 | 90 | 90 | 90 | 90 | 90 | 90 | 90
COMPARISON | Service |  |  | July | August | September | October | November | December | January | February | March | April | May | June | TOTAL
| CURRENT | PS Sec Current | Rate 5 | 6721.4164 | 7370.0656 | 7993.9656 | 5715.4256 | 5145.1556 | 4779.5784 | 5746.8592 | 5171.1888 | 5129.694 | 5691.9016 | 7065.2616 | 6208.9488 | 72739.4612
| POTENTIAL | PS Proposed | Rate 6 | 7021.8764 | 7735.2656 | 8382.4056 | 6005.5056 | 5404.1556 | 5037.0984 | 6036.9392 | 5449.4288 | 5397.574 | 6008.6216 | 7413.8616 | 6521.0288 | 76413.7612
| Savings |  |  | -300.46 | -365.2 | -388.44 | -290.08 | -259 | -257.52 | -290.08 | -278.24 | -267.88 | -316.72 | -348.6 | -312.08 | -3674.3
Rate Code
Base Charges
1 | GS 3- P Current
| Service Charge |  | 40 | 40 | 40 | 40 | 40 | 40 | 40 | 40 | 40 | 40 | 40 | 40 | 40 | 480
| Energy Charge |  | 0.10426 | 9291.6512 | 9016.4048 | 10059.0048 | 6722.6848 | 6097.1248 | 5079.5472 | 6814.4336 | 5529.9504 | 5755.152 | 5763.4928 | 8682.7728 | 7406.6304 | 86218.8496
|  |  | TOTAL: | 9331.6512 | 9056.4048 | 10099.0048 | 6762.6848 | 6137.1248 | 5119.5472 | 6854.4336 | 5569.9504 | 5795.152 | 5803.4928 | 8722.7728 | 7446.6304 | 86698.8496
2 | GS 3-P Proposed
| Service Charge |  | 50.4 | 50.4 | 50.4 | 50.4 | 50.4 | 50.4 | 50.4 | 50.4 | 50.4 | 50.4 | 50.4 | 50.4 | 50.4 | 604.8
| Energy Charge |  | 0.10685 | 9522.472 | 9240.388 | 10308.888 | 6889.688 | 6248.588 | 5205.732 | 6983.716 | 5667.324 | 5898.12 | 5906.668 | 8898.468 | 7590.624 | 88360.676
|  |  | TOTAL: | 9572.872 | 9290.788 | 10359.288 | 6940.088 | 6298.988 | 5256.132 | 7034.116 | 5717.724 | 5948.52 | 5957.068 | 8948.868 | 7641.024 | 88965.476
3 | AES 3-P Current
| Service Charge |  | 40 | 40 | 40 | 40 | 40 | 40 | 40 | 40 | 40 | 40 | 40 | 40 | 40 | 480
| Energy Charge |  | 0.08369 | 7458.4528 | 7237.5112 | 8074.4112 | 5396.3312 | 4894.1912 | 4077.3768 | 5469.9784 | 4438.9176 | 4619.688 | 4626.3832 | 6969.7032 | 5945.3376 | 69208.2824
|  |  | TOTAL: | 7498.4528 | 7277.5112 | 8114.4112 | 5436.3312 | 4934.1912 | 4117.3768 | 5509.9784 | 4478.9176 | 4659.688 | 4666.3832 | 7009.7032 | 5985.3376 | 69688.2824
4 | AES 3-P Proposed
| Service Charge |  | 140 | 140 | 140 | 140 | 140 | 140 | 140 | 140 | 140 | 140 | 140 | 140 | 140 | 1680
| Energy Charge |  | 0.08519 | 7592.1328 | 7367.2312 | 8219.1312 | 5493.0512 | 4981.9112 | 4150.4568 | 5568.0184 | 4518.4776 | 4702.488 | 4709.3032 | 7094.6232 | 6051.8976 | 70448.7224
|  |  | TOTAL: | 7732.1328 | 7507.2312 | 8359.1312 | 5633.0512 | 5121.9112 | 4290.4568 | 5708.0184 | 4658.4776 | 4842.488 | 4849.3032 | 7234.6232 | 6191.8976 | 72128.7224
5 | PS Sec Current
| Service Charge |  | 90 | 90 | 90 | 90 | 90 | 90 | 90 | 90 | 90 | 90 | 90 | 90 | 90 | 1080
| Energy Charge |  | 0.03572 | 3183.3664 | 3089.0656 | 3446.2656 | 2303.2256 | 2088.9056 | 1740.2784 | 2334.6592 | 1894.5888 | 1971.744 | 1974.6016 | 2974.7616 | 2537.5488 | 29539.0112
| Demand Charge (May through September) |  | 19.05 | July: 3448.05; August: 4191; September: 4457.7; May: 4000.5; June: 3581.4 | 19678.65
| Min Applied |  |  | July: 0; August: 0; September: 0; May: 0; June: 0 | 0 | 0
| Demand Charge (October through April) |  | 16.95 | October: 3322.2; November: 2966.25; December: 2949.3; January: 3322.2; February: 3186.6; March: 3067.95; April: 3627.3 | 22441.8
| Min Applied |  |  | October: 0; November: 0; December: 0; January: 0; February: 0; March: 0; April: 0 | 0 | 0
| PF Penalty |  |  | 0 | 0 | 0 | 0 | 0 | 0 | 0 | 0 | 0 | 0 | 0 | 0 | 0
|  |  | TOTAL: | 6721.4164 | 7370.0656 | 7993.9656 | 5715.4256 | 5145.1556 | 4779.5784 | 5746.8592 | 5171.1888 | 5129.694 | 5691.9016 | 7065.2616 | 6208.9488 | 72739.4612
6 | PS Proposed
| Service Charge |  | 90 | 90 | 90 | 90 | 90 | 90 | 90 | 90 | 90 | 90 | 90 | 90 | 90 | 1080
| Energy Charge |  | 0.03572 | 3183.3664 | 3089.0656 | 3446.2656 | 2303.2256 | 2088.9056 | 1740.2784 | 2334.6592 | 1894.5888 | 1971.744 | 1974.6016 | 2974.7616 | 2537.5488 | 29539.0112
| Demand Charge (May through September) |  | 20.71 | July: 3748.51; August: 4556.2; September: 4846.14; May: 4349.1; June: 3893.48 | 21393.43
| Min Applied |  |  | July: 0; August: 0; September: 0; May: 0; June: 0 | 0 | 0
| Demand Charge (October through April) |  | 18.43 | October: 3612.28; November: 3225.25; December: 3206.82; January: 3612.28; February: 3464.84; March: 3335.83; April: 3944.02 | 24401.32
| Min Applied |  |  | October: 0; November: 0; December: 0; January: 0; February: 0; March: 0; April: 0 | 0 | 0
| PF Penalty |  |  | 0 | 0 | 0 | 0 | 0 | 0 | 0 | 0 | 0 | 0 | 0 | 0 | 0
|  |  | TOTAL: | 7021.8764 | 7735.2656 | 8382.4056 | 6005.5056 | 5404.1556 | 5037.0984 | 6036.9392 | 5449.4288 | 5397.574 | 6008.6216 | 7413.8616 | 6521.0288 | 76413.7612
7 | TODS Current
| Service Charge |  | 200 | 200 | 200 | 200 | 200 | 200 | 200 | 200 | 200 | 200 | 200 | 200 | 200 | 2400
| Energy Charge |  | 0.03527 | 3143.2624 | 3050.1496 | 3402.8496 | 2274.2096 | 2062.5896 | 1718.3544 | 2305.2472 | 1870.7208 | 1946.904 | 1949.7256 | 2937.2856 | 2505.5808 | 29166.8792
| Peak Demand |  | 6.13 | 1109.53 | 1348.6 | 1434.42 | 1201.48 | 1072.75 | 1066.62 | 1201.48 | 1152.44 | 1109.53 | 1311.82 | 1287.3 | 1152.44 | 14448.41
| Min Applied |  |  | 0 | 0 | 0 | 0 | 0 | 0 | 0 | 0 | 0 | 0 | 0 | 0 | 0 | 0
| Intermediate Demand |  | 4.53 | 819.93 | 996.6 | 1060.02 | 887.88 | 792.75 | 788.22 | 887.88 | 851.64 | 819.93 | 969.42 | 951.3 | 851.64 | 10677.21
| Min Applied |  |  | 0 | 0 | 0 | 0 | 0 | 0 | 0 | 0 | 0 | 0 | 0 | 0 | 0 | 0
| Base Demand |  | 5.2 | 941.2 | 1144 | 1216.8 | 1019.2 | 910 | 904.8 | 1019.2 | 977.6 | 941.2 | 1112.8 | 1092 | 977.6 | 12256.4
| Min Applied |  |  | 358.8 | 156 | 83.2 | 280.8 | 390 | 395.2 | 280.8 | 322.4 | 358.8 | 187.2 | 208 | 322.4 | 3343.6 | 643
| PF Penalty |  |  | 0 | 0 | 0 | 0 | 0 | 0 | 0 | 0 | 0 | 0 | 0 | 0 | 0
|  |  | TOTAL: | 6572.7224 | 6895.3496 | 7397.2896 | 5863.5696 | 5428.0896 | 5073.1944 | 5894.6072 | 5374.8008 | 5376.364 | 5730.9656 | 6675.8856 | 6009.6608 | 72292.4992
8 | TODS Proposed
| Service Charge |  | 200 | 200 | 200 | 200 | 200 | 200 | 200 | 200 | 200 | 200 | 200 | 200 | 200 | 2400
| Energy Charge |  | 0.03531 | 3146.8272 | 3053.6088 | 3406.7088 | 2276.7888 | 2064.9288 | 1720.3032 | 2307.8616 | 1872.8424 | 1949.112 | 1951.9368 | 2940.6168 | 2508.4224 | 29199.9576
| Peak Demand |  | 7.81 | 1413.61 | 1718.2 | 1827.54 | 1530.76 | 1366.75 | 1358.94 | 1530.76 | 1468.28 | 1413.61 | 1671.34 | 1640.1 | 1468.28 | 18408.17
| Min Applied |  |  | 0 | 0 | 0 | 0 | 0 | 0 | 0 | 0 | 0 | 0 | 0 | 0 | 0 | 0
| Intermediate Demand |  | 6.11 | 1105.91 | 1344.2 | 1429.74 | 1197.56 | 1069.25 | 1063.14 | 1197.56 | 1148.68 | 1105.91 | 1307.54 | 1283.1 | 1148.68 | 14401.27
| Min Applied |  |  | 0 | 0 | 0 | 0 | 0 | 0 | 0 | 0 | 0 | 0 | 0 | 0 | 0 | 0
| Base Demand |  | 3.24 | 586.44 | 712.8 | 758.16 | 635.04 | 567 | 563.76 | 635.04 | 609.12 | 586.44 | 693.36 | 680.4 | 609.12 | 7636.68
| Min Applied |  |  | 223.56 | 97.2 | 51.84 | 174.96 | 243 | 246.24 | 174.96 | 200.88 | 223.56 | 116.64 | 129.6 | 200.88 | 2083.32 | 643
| PF Penalty |  |  | 0 | 0 | 0 | 0 | 0 | 0 | 0 | 0 | 0 | 0 | 0 | 0 | 0
|  |  | TOTAL: | 6676.3472 | 7126.0088 | 7673.9888 | 6015.1088 | 5510.9288 | 5152.3832 | 6046.1816 | 5499.8024 | 5478.632 | 5940.8168 | 6873.8168 | 6135.3824 | 74129.3976

## AI
RATE COMPARISON TEMPLATE
Rates current as of 7/1/2017
Rate 1
Metered Usage |  |  |  | July | August | September | October | November | December | January | February | March | April | May | June | TOTAL |  |  | Rate 2
Energy | [18 empty] | Rate 3
|  |  | On Peak | 43400 | 37400 | 23200 | 25400 | 23400 | 20600 | 22200 | 22200 | 17800 | 25000 | 24200 | 27800 | 312600 | 23.79% |  | Rate 4
|  |  | Off Peak | [12 empty] | 0 |  |  | Rate 5
Demand | Max KW | [17 empty] | Rate 6
| 150.02 |  | Peak | 129.2 | 150.02 | 117.6 | 139.8 | 80.6 | 81 | 78.6 | 76.6 | 123.7 | 137.8 | 129.2 | 127.6 | 1371.72 |  | 653.62 | Rate 7
| 150.02 |  | Intermediate | 129.2 | 150.02 | 117.6 | 139.8 | 80.6 | 81 | 78.6 | 76.6 | 123.7 | 137.8 | 129.2 | 127.6 | 1371.72 |  | 718.1 | Rate 8
| 150.02 |  | Base | 129.2 | 150.02 | 117.6 | 139.8 | 80.6 | 81 | 78.6 | 76.6 | 123.7 | 137.8 | 129.2 | 127.6 | 1371.72
|  |  | PF | 90 | 90 | 90 | 90 | 90 | 90 | 90 | 90 | 90 | 90 | 90 | 90
COMPARISON | Service |  |  | July | August | September | October | November | December | January | February | March | April | May | June | TOTAL
| CURRENT | PS Sec Current | Rate 5 | 4101.508 | 4283.809 | 3158.984 | 3366.898 | 2292.018 | 2198.782 | 2215.254 | 2181.354 | 2822.531 | 3318.71 | 3415.684 | 3513.796 | 36869.328
| POTENTIAL | PS Proposed | Rate 6 | 4315.98 | 4532.8422 | 3354.2 | 3573.802 | 2411.306 | 2318.662 | 2331.582 | 2294.722 | 3005.607 | 3522.654 | 3630.156 | 3725.612 | 39017.1252
| Savings |  |  | -214.472 | -249.0332 | -195.216 | -206.904 | -119.288 | -119.88 | -116.328 | -113.368 | -183.076 | -203.944 | -214.472 | -211.816 | -2147.7972
Rate Code
Base Charges
1 | GS 3- P Current
| Service Charge |  | 40 | 40 | 40 | 40 | 40 | 40 | 40 | 40 | 40 | 40 | 40 | 40 | 40 | 480
| Energy Charge |  | 0.10426 | 4524.884 | 3899.324 | 2418.832 | 2648.204 | 2439.684 | 2147.756 | 2314.572 | 2314.572 | 1855.828 | 2606.5 | 2523.092 | 2898.428 | 32591.676
|  |  | TOTAL: | 4564.884 | 3939.324 | 2458.832 | 2688.204 | 2479.684 | 2187.756 | 2354.572 | 2354.572 | 1895.828 | 2646.5 | 2563.092 | 2938.428 | 33071.676
2 | GS 3-P Proposed
| Service Charge |  | 50.4 | 50.4 | 50.4 | 50.4 | 50.4 | 50.4 | 50.4 | 50.4 | 50.4 | 50.4 | 50.4 | 50.4 | 50.4 | 604.8
| Energy Charge |  | 0.10685 | 4637.29 | 3996.19 | 2478.92 | 2713.99 | 2500.29 | 2201.11 | 2372.07 | 2372.07 | 1901.93 | 2671.25 | 2585.77 | 2970.43 | 33401.31
|  |  | TOTAL: | 4687.69 | 4046.59 | 2529.32 | 2764.39 | 2550.69 | 2251.51 | 2422.47 | 2422.47 | 1952.33 | 2721.65 | 2636.17 | 3020.83 | 34006.11
3 | AES 3-P Current
| Service Charge |  | 40 | 40 | 40 | 40 | 40 | 40 | 40 | 40 | 40 | 40 | 40 | 40 | 40 | 480
| Energy Charge |  | 0.08369 | 3632.146 | 3130.006 | 1941.608 | 2125.726 | 1958.346 | 1724.014 | 1857.918 | 1857.918 | 1489.682 | 2092.25 | 2025.298 | 2326.582 | 26161.494
|  |  | TOTAL: | 3672.146 | 3170.006 | 1981.608 | 2165.726 | 1998.346 | 1764.014 | 1897.918 | 1897.918 | 1529.682 | 2132.25 | 2065.298 | 2366.582 | 26641.494
4 | AES 3-P Proposed
| Service Charge |  | 140 | 140 | 140 | 140 | 140 | 140 | 140 | 140 | 140 | 140 | 140 | 140 | 140 | 1680
| Energy Charge |  | 0.08519 | 3697.246 | 3186.106 | 1976.408 | 2163.826 | 1993.446 | 1754.914 | 1891.218 | 1891.218 | 1516.382 | 2129.75 | 2061.598 | 2368.282 | 26630.394
|  |  | TOTAL: | 3837.246 | 3326.106 | 2116.408 | 2303.826 | 2133.446 | 1894.914 | 2031.218 | 2031.218 | 1656.382 | 2269.75 | 2201.598 | 2508.282 | 28310.394
5 | PS Sec Current
| Service Charge |  | 90 | 90 | 90 | 90 | 90 | 90 | 90 | 90 | 90 | 90 | 90 | 90 | 90 | 1080
| Energy Charge |  | 0.03572 | 1550.248 | 1335.928 | 828.704 | 907.288 | 835.848 | 735.832 | 792.984 | 792.984 | 635.816 | 893 | 864.424 | 993.016 | 11166.072
| Demand Charge (May through September) |  | 19.05 | July: 2461.26; August: 2857.881; September: 2240.28; May: 2461.26; June: 2430.78 | 12451.461
| Min Applied |  |  | July: 0; August: 0; September: 0; May: 0; June: 0 | 0 | 0
| Demand Charge (October through April) |  | 16.95 | October: 2369.61; November: 1366.17; December: 1372.95; January: 1332.27; February: 1298.37; March: 2096.715; April: 2335.71 | 12171.795
| Min Applied |  |  | October: 0; November: 0; December: 0; January: 0; February: 0; March: 0; April: 0 | 0 | 0
| PF Penalty |  |  | 0 | 0 | 0 | 0 | 0 | 0 | 0 | 0 | 0 | 0 | 0 | 0 | 0
|  |  | TOTAL: | 4101.508 | 4283.809 | 3158.984 | 3366.898 | 2292.018 | 2198.782 | 2215.254 | 2181.354 | 2822.531 | 3318.71 | 3415.684 | 3513.796 | 36869.328
6 | PS Proposed
| Service Charge |  | 90 | 90 | 90 | 90 | 90 | 90 | 90 | 90 | 90 | 90 | 90 | 90 | 90 | 1080
| Energy Charge |  | 0.03572 | 1550.248 | 1335.928 | 828.704 | 907.288 | 835.848 | 735.832 | 792.984 | 792.984 | 635.816 | 893 | 864.424 | 993.016 | 11166.072
| Demand Charge (May through September) |  | 20.71 | July: 2675.732; August: 3106.9142; September: 2435.496; May: 2675.732; June: 2642.596 | 13536.4702
| Min Applied |  |  | July: 0; August: 0; September: 0; May: 0; June: 0 | 0 | 0
| Demand Charge (October through April) |  | 18.43 | October: 2576.514; November: 1485.458; December: 1492.83; January: 1448.598; February: 1411.738; March: 2279.791; April: 2539.654 | 13234.583
| Min Applied |  |  | October: 0; November: 0; December: 0; January: 0; February: 0; March: 0; April: 0 | 0 | 0
| PF Penalty |  |  | 0 | 0 | 0 | 0 | 0 | 0 | 0 | 0 | 0 | 0 | 0 | 0 | 0
|  |  | TOTAL: | 4315.98 | 4532.8422 | 3354.2 | 3573.802 | 2411.306 | 2318.662 | 2331.582 | 2294.722 | 3005.607 | 3522.654 | 3630.156 | 3725.612 | 39017.1252
7 | TODS Current
| Service Charge |  | 200 | 200 | 200 | 200 | 200 | 200 | 200 | 200 | 200 | 200 | 200 | 200 | 200 | 2400
| Energy Charge |  | 0.03527 | 1530.718 | 1319.098 | 818.264 | 895.858 | 825.318 | 726.562 | 782.994 | 782.994 | 627.806 | 881.75 | 853.534 | 980.506 | 11025.402
| Peak Demand |  | 6.13 | 791.996 | 919.6226 | 720.888 | 856.974 | 494.078 | 496.53 | 481.818 | 469.558 | 758.281 | 844.714 | 791.996 | 782.188 | 8408.6436
| Min Applied |  |  | 0 | 0 | 0 | 0 | 0 | 0 | 0 | 0 | 0 | 0 | 0 | 0 | 0 | 0
| Intermediate Demand |  | 4.53 | 585.276 | 679.5906 | 532.728 | 633.294 | 365.118 | 366.93 | 356.058 | 346.998 | 560.361 | 624.234 | 585.276 | 578.028 | 6213.8916
| Min Applied |  |  | 0 | 0 | 0 | 0 | 0 | 0 | 0 | 0 | 0 | 0 | 0 | 0 | 0 | 0
| Base Demand |  | 5.2 | 671.84 | 780.104 | 611.52 | 726.96 | 419.12 | 421.2 | 408.72 | 398.32 | 643.24 | 716.56 | 671.84 | 663.52 | 7132.944
| Min Applied |  |  | 628.16 | 519.896 | 688.48 | 573.04 | 880.88 | 878.8 | 891.28 | 901.68 | 656.76 | 583.44 | 628.16 | 636.48 | 8467.056 | 1628.28
| PF Penalty |  |  | 0 | 0 | 0 | 0 | 0 | 0 | 0 | 0 | 0 | 0 | 0 | 0 | 0
|  |  | TOTAL: | 4407.99 | 4418.3112 | 3571.88 | 3886.126 | 3184.514 | 3090.022 | 3120.87 | 3099.55 | 3446.448 | 3850.698 | 3730.806 | 3840.722 | 43647.9372
8 | TODS Proposed
| Service Charge |  | 200 | 200 | 200 | 200 | 200 | 200 | 200 | 200 | 200 | 200 | 200 | 200 | 200 | 2400
| Energy Charge |  | 0.03531 | 1532.454 | 1320.594 | 819.192 | 896.874 | 826.254 | 727.386 | 783.882 | 783.882 | 628.518 | 882.75 | 854.502 | 981.618 | 11037.906
| Peak Demand |  | 7.81 | 1009.052 | 1171.6562 | 918.456 | 1091.838 | 629.486 | 632.61 | 613.866 | 598.246 | 966.097 | 1076.218 | 1009.052 | 996.556 | 10713.1332
| Min Applied |  |  | 0 | 0 | 0 | 0 | 0 | 0 | 0 | 0 | 0 | 0 | 0 | 0 | 0 | 0
| Intermediate Demand |  | 6.11 | 789.412 | 916.6222 | 718.536 | 854.178 | 492.466 | 494.91 | 480.246 | 468.026 | 755.807 | 841.958 | 789.412 | 779.636 | 8381.2092
| Min Applied |  |  | 0 | 0 | 0 | 0 | 0 | 0 | 0 | 0 | 0 | 0 | 0 | 0 | 0 | 0
| Base Demand |  | 3.24 | 418.608 | 486.0648 | 381.024 | 452.952 | 261.144 | 262.44 | 254.664 | 248.184 | 400.788 | 446.472 | 418.608 | 413.424 | 4444.3728
| Min Applied |  |  | 391.392 | 323.9352 | 428.976 | 357.048 | 548.856 | 547.56 | 555.336 | 561.816 | 409.212 | 363.528 | 391.392 | 396.576 | 5275.6272 | 1628.28
| PF Penalty |  |  | 0 | 0 | 0 | 0 | 0 | 0 | 0 | 0 | 0 | 0 | 0 | 0 | 0
|  |  | TOTAL: | 4340.918 | 4418.8724 | 3466.184 | 3852.89 | 2958.206 | 2864.906 | 2887.994 | 2860.154 | 3360.422 | 3810.926 | 3662.966 | 3767.81 | 42252.2484

## AJ
RATE COMPARISON TEMPLATE
Rates current as of 7/1/2017
Rate 1
Metered Usage |  |  |  | July | August | September | October | November | December | January | February | March | April | May | June | TOTAL |  |  | Rate 2
Energy | [18 empty] | Rate 3
|  |  | On Peak | 59615 | 61195 | 45641 | 45547 | 42082 | 34996 | 35544 | 42311 | 39300 | 47314 | 45729 | 43949 | 543223 | 27.32% |  | Rate 4
|  |  | Off Peak | [12 empty] | 0 |  |  | Rate 5
Demand | Max KW | [17 empty] | Rate 6
| 227 |  | Peak | 219.6 | 227 | 202.3 | 179.3 | 143.8 | 133.2 | 127.1 | 168.1 | 166.7 | 197.8 | 183.6 | 150.8 | 2099.3 |  | 983.3 | Rate 7
| 227 |  | Intermediate | 219.6 | 227 | 202.3 | 179.3 | 143.8 | 133.2 | 127.1 | 168.1 | 166.7 | 197.8 | 183.6 | 150.8 | 2099.3 |  | 1116 | Rate 8
| 227 |  | Base | 219.6 | 227 | 202.3 | 179.3 | 143.8 | 133.2 | 127.1 | 168.1 | 166.7 | 197.8 | 183.6 | 150.8 | 2099.3
|  |  | PF | 90 | 90 | 90 | 90 | 90 | 90 | 90 | 90 | 90 | 90 | 90 | 90
COMPARISON | Service |  |  | July | August | September | October | November | December | January | February | March | April | May | June | TOTAL
| CURRENT | PS Sec Current | Rate 5 | 6402.8278 | 6600.2354 | 5574.1115 | 4756.0738 | 4030.579 | 3597.7971 | 3513.9767 | 4450.6439 | 4319.361 | 5132.7661 | 5221.0199 | 4532.5983 | 58131.9906
| POTENTIAL | PS Proposed | Rate 6 | 6767.3638 | 6977.0554 | 5909.9295 | 5021.4378 | 4243.403 | 3794.9331 | 3702.0847 | 4699.4319 | 4566.077 | 5425.5101 | 5525.7959 | 4782.9263 | 61415.9486
| Savings |  |  | -364.536 | -376.82 | -335.818 | -265.364 | -212.824 | -197.136 | -188.108 | -248.788 | -246.716 | -292.744 | -304.776 | -250.328 | -3283.958
Rate Code
Base Charges
1 | GS 3- P Current
| Service Charge |  | 40 | 40 | 40 | 40 | 40 | 40 | 40 | 40 | 40 | 40 | 40 | 40 | 40 | 480
| Energy Charge |  | 0.10426 | 6215.4599 | 6380.1907 | 4758.5307 | 4748.7302 | 4387.4693 | 3648.683 | 3705.8174 | 4411.3449 | 4097.418 | 4932.9576 | 4767.7055 | 4582.1227 | 56636.43
|  |  | TOTAL: | 6255.4599 | 6420.1907 | 4798.5307 | 4788.7302 | 4427.4693 | 3688.683 | 3745.8174 | 4451.3449 | 4137.418 | 4972.9576 | 4807.7055 | 4622.1227 | 57116.43
2 | GS 3-P Proposed
| Service Charge |  | 50.4 | 50.4 | 50.4 | 50.4 | 50.4 | 50.4 | 50.4 | 50.4 | 50.4 | 50.4 | 50.4 | 50.4 | 50.4 | 604.8
| Energy Charge |  | 0.10685 | 6369.8628 | 6538.6857 | 4876.7409 | 4866.6969 | 4496.4617 | 3739.3226 | 3797.8764 | 4520.9303 | 4199.205 | 5055.5009 | 4886.1436 | 4695.9506 | 58043.3775
|  |  | TOTAL: | 6420.2627 | 6589.0858 | 4927.1408 | 4917.097 | 4546.8617 | 3789.7226 | 3848.2764 | 4571.3304 | 4249.605 | 5105.9009 | 4936.5436 | 4746.3507 | 58648.1776
3 | AES 3-P Current
| Service Charge |  | 40 | 40 | 40 | 40 | 40 | 40 | 40 | 40 | 40 | 40 | 40 | 40 | 40 | 480
| Energy Charge |  | 0.08369 | 4989.1794 | 5121.4096 | 3819.6953 | 3811.8284 | 3521.8426 | 2928.8152 | 2974.6774 | 3541.0076 | 3289.017 | 3959.7087 | 3827.06 | 3678.0918 | 45462.3329
|  |  | TOTAL: | 5029.1794 | 5161.4096 | 3859.6953 | 3851.8284 | 3561.8426 | 2968.8152 | 3014.6774 | 3581.0076 | 3329.017 | 3999.7087 | 3867.06 | 3718.0918 | 45942.3329
4 | AES 3-P Proposed
| Service Charge |  | 140 | 140 | 140 | 140 | 140 | 140 | 140 | 140 | 140 | 140 | 140 | 140 | 140 | 1680
| Energy Charge |  | 0.08519 | 5078.6019 | 5213.202 | 3888.1568 | 3880.1489 | 3584.9656 | 2981.3092 | 3027.9934 | 3604.4741 | 3347.967 | 4030.6797 | 3895.6535 | 3744.0153 | 46277.1674
|  |  | TOTAL: | 5218.6019 | 5353.202 | 4028.1568 | 4020.1489 | 3724.9656 | 3121.3092 | 3167.9934 | 3744.4741 | 3487.967 | 4170.6797 | 4035.6535 | 3884.0153 | 47957.1674
5 | PS Sec Current
| Service Charge |  | 90 | 90 | 90 | 90 | 90 | 90 | 90 | 90 | 90 | 90 | 90 | 90 | 90 | 1080
| Energy Charge |  | 0.03572 | 2129.4478 | 2185.8854 | 1630.2965 | 1626.9388 | 1503.169 | 1250.0571 | 1269.6317 | 1511.3489 | 1403.796 | 1690.0561 | 1633.4399 | 1569.8583 | 19403.9256
| Demand Charge (May through September) |  | 19.05 | July: 4183.38; August: 4324.35; September: 3853.815; May: 3497.58; June: 2872.74 | 18731.865
| Min Applied |  |  | July: 0; August: 0; September: 0; May: 0; June: 0 | 0 | 0
| Demand Charge (October through April) |  | 16.95 | October: 3039.135; November: 2437.41; December: 2257.74; January: 2154.345; February: 2849.295; March: 2825.565; April: 3352.71 | 18916.2
| Min Applied |  |  | October: 0; November: 0; December: 0; January: 0; February: 0; March: 0; April: 0 | 0 | 0
| PF Penalty |  |  | 0 | 0 | 0 | 0 | 0 | 0 | 0 | 0 | 0 | 0 | 0 | 0 | 0
|  |  | TOTAL: | 6402.8278 | 6600.2354 | 5574.1115 | 4756.0738 | 4030.579 | 3597.7971 | 3513.9767 | 4450.6439 | 4319.361 | 5132.7661 | 5221.0199 | 4532.5983 | 58131.9906
6 | PS Proposed
| Service Charge |  | 90 | 90 | 90 | 90 | 90 | 90 | 90 | 90 | 90 | 90 | 90 | 90 | 90 | 1080
| Energy Charge |  | 0.03572 | 2129.4478 | 2185.8854 | 1630.2965 | 1626.9388 | 1503.169 | 1250.0571 | 1269.6317 | 1511.3489 | 1403.796 | 1690.0561 | 1633.4399 | 1569.8583 | 19403.9256
| Demand Charge (May through September) |  | 20.71 | July: 4547.916; August: 4701.17; September: 4189.633; May: 3802.356; June: 3123.068 | 20364.143
| Min Applied |  |  | July: 0; August: 0; September: 0; May: 0; June: 0 | 0 | 0
| Demand Charge (October through April) |  | 18.43 | October: 3304.499; November: 2650.234; December: 2454.876; January: 2342.453; February: 3098.083; March: 3072.281; April: 3645.454 | 20567.88
| Min Applied |  |  | October: 0; November: 0; December: 0; January: 0; February: 0; March: 0; April: 0 | 0 | 0
| PF Penalty |  |  | 0 | 0 | 0 | 0 | 0 | 0 | 0 | 0 | 0 | 0 | 0 | 0 | 0
|  |  | TOTAL: | 6767.3638 | 6977.0554 | 5909.9295 | 5021.4378 | 4243.403 | 3794.9331 | 3702.0847 | 4699.4319 | 4566.077 | 5425.5101 | 5525.7959 | 4782.9263 | 61415.9486
7 | TODS Current
| Service Charge |  | 200 | 200 | 200 | 200 | 200 | 200 | 200 | 200 | 200 | 200 | 200 | 200 | 200 | 2400
| Energy Charge |  | 0.03527 | 2102.6211 | 2158.3477 | 1609.7581 | 1606.4427 | 1484.2321 | 1234.3089 | 1253.6369 | 1492.309 | 1386.111 | 1668.7648 | 1612.8618 | 1550.0812 | 19159.4752
| Peak Demand |  | 6.13 | 1346.148 | 1391.51 | 1240.099 | 1099.109 | 881.494 | 816.516 | 779.123 | 1030.453 | 1021.871 | 1212.514 | 1125.468 | 924.404 | 12868.709
| Min Applied |  |  | 0 | 0 | 0 | 0 | 0 | 0 | 0 | 0 | 0 | 0 | 0 | 0 | 0 | 0
| Intermediate Demand |  | 4.53 | 994.788 | 1028.31 | 916.419 | 812.229 | 651.414 | 603.396 | 575.763 | 761.493 | 755.151 | 896.034 | 831.708 | 683.124 | 9509.829
| Min Applied |  |  | 0 | 0 | 0 | 0 | 0 | 0 | 0 | 0 | 0 | 0 | 0 | 0 | 0 | 0
| Base Demand |  | 5.2 | 1141.92 | 1180.4 | 1051.96 | 932.36 | 747.76 | 692.64 | 660.92 | 874.12 | 866.84 | 1028.56 | 954.72 | 784.16 | 10916.36
| Min Applied |  |  | 158.08 | 119.6 | 248.04 | 367.64 | 552.24 | 607.36 | 639.08 | 425.88 | 433.16 | 271.44 | 345.28 | 515.84 | 4683.64 | 900.7
| PF Penalty |  |  | 0 | 0 | 0 | 0 | 0 | 0 | 0 | 0 | 0 | 0 | 0 | 0 | 0
|  |  | TOTAL: | 5943.5571 | 6078.1677 | 5266.2761 | 5017.7807 | 4517.1401 | 4154.2209 | 4108.5229 | 4784.255 | 4663.133 | 5277.3128 | 5070.0378 | 4657.6092 | 59538.0132
8 | TODS Proposed
| Service Charge |  | 200 | 200 | 200 | 200 | 200 | 200 | 200 | 200 | 200 | 200 | 200 | 200 | 200 | 2400
| Energy Charge |  | 0.03531 | 2105.0057 | 2160.7955 | 1611.5837 | 1608.2646 | 1485.9154 | 1235.7088 | 1255.0586 | 1494.0014 | 1387.683 | 1670.6573 | 1614.691 | 1551.8392 | 19181.2041
| Peak Demand |  | 7.81 | 1715.076 | 1772.87 | 1579.963 | 1400.333 | 1123.078 | 1040.292 | 992.651 | 1312.861 | 1301.927 | 1544.818 | 1433.916 | 1177.748 | 16395.533
| Min Applied |  |  | 0 | 0 | 0 | 0 | 0 | 0 | 0 | 0 | 0 | 0 | 0 | 0 | 0 | 0
| Intermediate Demand |  | 6.11 | 1341.756 | 1386.97 | 1236.053 | 1095.523 | 878.618 | 813.852 | 776.581 | 1027.091 | 1018.537 | 1208.558 | 1121.796 | 921.388 | 12826.723
| Min Applied |  |  | 0 | 0 | 0 | 0 | 0 | 0 | 0 | 0 | 0 | 0 | 0 | 0 | 0 | 0
| Base Demand |  | 3.24 | 711.504 | 735.48 | 655.452 | 580.932 | 465.912 | 431.568 | 411.804 | 544.644 | 540.108 | 640.872 | 594.864 | 488.592 | 6801.732
| Min Applied |  |  | 98.496 | 74.52 | 154.548 | 229.068 | 344.088 | 378.432 | 398.196 | 265.356 | 269.892 | 169.128 | 215.136 | 321.408 | 2918.268 | 900.7
| PF Penalty |  |  | 0 | 0 | 0 | 0 | 0 | 0 | 0 | 0 | 0 | 0 | 0 | 0 | 0
|  |  | TOTAL: | 6171.8377 | 6330.6354 | 5437.5997 | 5114.1206 | 4497.6114 | 4099.8528 | 4034.2906 | 4843.9534 | 4718.147 | 5434.0333 | 5180.403 | 4660.9752 | 60523.4601

## AK
RATE COMPARISON TEMPLATE
Rates current as of 7/1/2017
Rate 1
Metered Usage |  |  |  | July | August | September | October | November | December | January | February | March | April | May | June | TOTAL |  |  | Rate 2
Energy | [18 empty] | Rate 3
|  |  | On Peak | 112264 | 138675 | 122178 | 84383 | 106303 | 82007 | 105691 | 101183 | 93981 | 95475 | 95466 | 105062 | 1242668 | 37.43% |  | Rate 4
|  |  | Off Peak | [12 empty] | 0 |  |  | Rate 5
Demand | Max KW | [17 empty] | Rate 6
| 379 |  | Peak | 297 | 365 | 379 | 294 | 331 | 306 | 351 | 317 | 353 | 348 | 341 | 246 | 3928 |  | 1628 | Rate 7
| 379 |  | Intermediate | 297 | 365 | 379 | 294 | 331 | 306 | 351 | 317 | 353 | 348 | 341 | 246 | 3928 |  | 2300 | Rate 8
| 379 |  | Base | 297 | 365 | 379 | 294 | 331 | 306 | 351 | 317 | 353 | 348 | 341 | 246 | 3928
|  |  | PF | 90 | 90 | 90 | 90 | 90 | 90 | 90 | 90 | 90 | 90 | 90 | 90
COMPARISON | Service |  |  | July | August | September | October | November | December | January | February | March | April | May | June | TOTAL
| CURRENT | PS Sec Current | Rate 5 | 9757.9201 | 11996.721 | 11674.1482 | 8087.4608 | 9497.5932 | 8205.99 | 9814.7325 | 9077.4068 | 9430.3513 | 9398.967 | 9996.0955 | 8529.1146 | 115466.501
| POTENTIAL | PS Proposed | Rate 6 | 10250.9401 | 12602.621 | 12303.2882 | 8522.5808 | 9987.4732 | 8658.87 | 10334.2125 | 9546.5668 | 9952.7913 | 9914.007 | 10562.1555 | 8937.4746 | 121572.981
| Savings |  |  | -493.02 | -605.9 | -629.14 | -435.12 | -489.88 | -452.88 | -519.48 | -469.16 | -522.44 | -515.04 | -566.06 | -408.36 | -6106.48
Rate Code
Base Charges
1 | GS 3- P Current
| Service Charge |  | 40 | 40 | 40 | 40 | 40 | 40 | 40 | 40 | 40 | 40 | 40 | 40 | 40 | 480
| Energy Charge |  | 0.10426 | 11704.6446 | 14458.2555 | 12738.2783 | 8797.7716 | 11083.1508 | 8550.0498 | 11019.3437 | 10549.3396 | 9798.4591 | 9954.2235 | 9953.2852 | 10953.7641 | 129560.5657
|  |  | TOTAL: | 11744.6446 | 14498.2555 | 12778.2783 | 8837.7716 | 11123.1508 | 8590.0498 | 11059.3437 | 10589.3396 | 9838.4591 | 9994.2235 | 9993.2852 | 10993.7641 | 130040.5657
2 | GS 3-P Proposed
| Service Charge |  | 50.4 | 50.4 | 50.4 | 50.4 | 50.4 | 50.4 | 50.4 | 50.4 | 50.4 | 50.4 | 50.4 | 50.4 | 50.4 | 604.8
| Energy Charge |  | 0.10685 | 11995.4084 | 14817.4237 | 13054.7193 | 9016.3235 | 11358.4755 | 8762.4479 | 11293.0834 | 10811.4036 | 10041.8698 | 10201.5037 | 10200.5421 | 11225.8747 | 132779.0758
|  |  | TOTAL: | 12045.8084 | 14867.8237 | 13105.1193 | 9066.7236 | 11408.8756 | 8812.8479 | 11343.4834 | 10861.8036 | 10092.2699 | 10251.9037 | 10250.9421 | 11276.2747 | 133383.8758
3 | AES 3-P Current
| Service Charge |  | 40 | 40 | 40 | 40 | 40 | 40 | 40 | 40 | 40 | 40 | 40 | 40 | 40 | 480
| Energy Charge |  | 0.08369 | 9395.3742 | 11605.7108 | 10225.0768 | 7062.0133 | 8896.4981 | 6863.1658 | 8845.2798 | 8468.0053 | 7865.2699 | 7990.3027 | 7989.5495 | 8792.6388 | 103998.8849
|  |  | TOTAL: | 9435.3742 | 11645.7108 | 10265.0768 | 7102.0133 | 8936.4981 | 6903.1658 | 8885.2798 | 8508.0053 | 7905.2699 | 8030.3027 | 8029.5495 | 8832.6388 | 104478.8849
4 | AES 3-P Proposed
| Service Charge |  | 140 | 140 | 140 | 140 | 140 | 140 | 140 | 140 | 140 | 140 | 140 | 140 | 140 | 1680
| Energy Charge |  | 0.08519 | 9563.7702 | 11813.7232 | 10408.3438 | 7188.5878 | 9055.9526 | 6986.1763 | 9003.8163 | 8619.7798 | 8006.2414 | 8133.5153 | 8132.7485 | 8950.2318 | 105862.8869
|  |  | TOTAL: | 9703.7702 | 11953.7232 | 10548.3438 | 7328.5878 | 9195.9526 | 7126.1763 | 9143.8163 | 8759.7798 | 8146.2414 | 8273.5153 | 8272.7485 | 9090.2318 | 107542.8869
5 | PS Sec Current
| Service Charge |  | 90 | 90 | 90 | 90 | 90 | 90 | 90 | 90 | 90 | 90 | 90 | 90 | 90 | 1080
| Energy Charge |  | 0.03572 | 4010.0701 | 4953.471 | 4364.1982 | 3014.1608 | 3797.1432 | 2929.29 | 3775.2825 | 3614.2568 | 3357.0013 | 3410.367 | 3410.0455 | 3752.8146 | 44388.101
| Demand Charge (May through September) |  | 19.05 | July: 5657.85; August: 6953.25; September: 7219.95; May: 6496.05; June: 4686.3 | 31013.4
| Min Applied |  |  | July: 0; August: 0; September: 0; May: 0; June: 0 | 0 | 0
| Demand Charge (October through April) |  | 16.95 | October: 4983.3; November: 5610.45; December: 5186.7; January: 5949.45; February: 5373.15; March: 5983.35; April: 5898.6 | 38985
| Min Applied |  |  | October: 0; November: 0; December: 0; January: 0; February: 0; March: 0; April: 0 | 0 | 0
| PF Penalty |  |  | 0 | 0 | 0 | 0 | 0 | 0 | 0 | 0 | 0 | 0 | 0 | 0 | 0
|  |  | TOTAL: | 9757.9201 | 11996.721 | 11674.1482 | 8087.4608 | 9497.5932 | 8205.99 | 9814.7325 | 9077.4068 | 9430.3513 | 9398.967 | 9996.0955 | 8529.1146 | 115466.501
6 | PS Proposed
| Service Charge |  | 90 | 90 | 90 | 90 | 90 | 90 | 90 | 90 | 90 | 90 | 90 | 90 | 90 | 1080
| Energy Charge |  | 0.03572 | 4010.0701 | 4953.471 | 4364.1982 | 3014.1608 | 3797.1432 | 2929.29 | 3775.2825 | 3614.2568 | 3357.0013 | 3410.367 | 3410.0455 | 3752.8146 | 44388.101
| Demand Charge (May through September) |  | 20.71 | July: 6150.87; August: 7559.15; September: 7849.09; May: 7062.11; June: 5094.66 | 33715.88
| Min Applied |  |  | July: 0; August: 0; September: 0; May: 0; June: 0 | 0 | 0
| Demand Charge (October through April) |  | 18.43 | October: 5418.42; November: 6100.33; December: 5639.58; January: 6468.93; February: 5842.31; March: 6505.79; April: 6413.64 | 42389
| Min Applied |  |  | October: 0; November: 0; December: 0; January: 0; February: 0; March: 0; April: 0 | 0 | 0
| PF Penalty |  |  | 0 | 0 | 0 | 0 | 0 | 0 | 0 | 0 | 0 | 0 | 0 | 0 | 0
|  |  | TOTAL: | 10250.9401 | 12602.621 | 12303.2882 | 8522.5808 | 9987.4732 | 8658.87 | 10334.2125 | 9546.5668 | 9952.7913 | 9914.007 | 10562.1555 | 8937.4746 | 121572.981
7 | TODS Current
| Service Charge |  | 200 | 200 | 200 | 200 | 200 | 200 | 200 | 200 | 200 | 200 | 200 | 200 | 200 | 2400
| Energy Charge |  | 0.03527 | 3959.5513 | 4891.0673 | 4309.2181 | 2976.1884 | 3749.3068 | 2892.3869 | 3727.7216 | 3568.7244 | 3314.7099 | 3367.4032 | 3367.0858 | 3705.5367 | 43828.9004
| Peak Demand |  | 6.13 | 1820.61 | 2237.45 | 2323.27 | 1802.22 | 2029.03 | 1875.78 | 2151.63 | 1943.21 | 2163.89 | 2133.24 | 2090.33 | 1507.98 | 24078.64
| Min Applied |  |  | 0 | 0 | 0 | 0 | 0 | 0 | 0 | 0 | 0 | 0 | 0 | 0 | 0 | 0
| Intermediate Demand |  | 4.53 | 1345.41 | 1653.45 | 1716.87 | 1331.82 | 1499.43 | 1386.18 | 1590.03 | 1436.01 | 1599.09 | 1576.44 | 1544.73 | 1114.38 | 17793.84
| Min Applied |  |  | 0 | 0 | 0 | 0 | 0 | 0 | 0 | 0 | 0 | 0 | 0 | 0 | 0 | 0
| Base Demand |  | 5.2 | 1544.4 | 1898 | 1970.8 | 1528.8 | 1721.2 | 1591.2 | 1825.2 | 1648.4 | 1835.6 | 1809.6 | 1773.2 | 1279.2 | 20425.6
| Min Applied |  |  | 0 | 0 | 0 | 0 | 0 | 0 | 0 | 0 | 0 | 0 | 0 | 20.8 | 20.8 | 4
| PF Penalty |  |  | 0 | 0 | 0 | 0 | 0 | 0 | 0 | 0 | 0 | 0 | 0 | 0 | 0
|  |  | TOTAL: | 8869.9713 | 10879.9672 | 10520.1581 | 7839.0284 | 9198.9668 | 7945.5469 | 9494.5816 | 8796.3444 | 9113.2899 | 9086.6833 | 8975.3458 | 7827.8967 | 108547.7804
8 | TODS Proposed
| Service Charge |  | 200 | 200 | 200 | 200 | 200 | 200 | 200 | 200 | 200 | 200 | 200 | 200 | 200 | 2400
| Energy Charge |  | 0.03531 | 3964.0418 | 4896.6142 | 4314.1052 | 2979.5637 | 3753.5589 | 2895.6672 | 3731.9492 | 3572.7717 | 3318.4691 | 3371.2222 | 3370.9045 | 3709.7392 | 43878.6071
| Peak Demand |  | 7.81 | 2319.57 | 2850.65 | 2959.99 | 2296.14 | 2585.11 | 2389.86 | 2741.31 | 2475.77 | 2756.93 | 2717.88 | 2663.21 | 1921.26 | 30677.68
| Min Applied |  |  | 0 | 0 | 0 | 0 | 0 | 0 | 0 | 0 | 0 | 0 | 0 | 0 | 0 | 0
| Intermediate Demand |  | 6.11 | 1814.67 | 2230.15 | 2315.69 | 1796.34 | 2022.41 | 1869.66 | 2144.61 | 1936.87 | 2156.83 | 2126.28 | 2083.51 | 1503.06 | 24000.08
| Min Applied |  |  | 0 | 0 | 0 | 0 | 0 | 0 | 0 | 0 | 0 | 0 | 0 | 0 | 0 | 0
| Base Demand |  | 3.24 | 962.28 | 1182.6 | 1227.96 | 952.56 | 1072.44 | 991.44 | 1137.24 | 1027.08 | 1143.72 | 1127.52 | 1104.84 | 797.04 | 12726.72
| Min Applied |  |  | 265.68 | 45.36 | 0 | 275.4 | 155.52 | 236.52 | 90.72 | 200.88 | 84.24 | 100.44 | 123.12 | 430.92 | 2008.8 | 620
| PF Penalty |  |  | 0 | 0 | 0 | 0 | 0 | 0 | 0 | 0 | 0 | 0 | 0 | 0 | 0
|  |  | TOTAL: | 9526.2418 | 11405.3743 | 11017.7452 | 8500.0037 | 9789.0389 | 8583.1472 | 10045.8292 | 9413.3717 | 9660.1891 | 9643.3422 | 9545.5845 | 8562.0192 | 115691.8871

## AL
RATE COMPARISON TEMPLATE
Rates current as of 7/1/2017
Rate 1
Metered Usage |  |  |  | July | August | September | October | November | December | January | February | March | April | May | June | TOTAL |  |  | Rate 2
Energy | [18 empty] | Rate 3
|  |  | On Peak | 18540 | 14640 | 16800 | 16440 | 15300 | 14760 | 14820 | 16440 | 15240 | 17460 | 13440 | 14640 | 188520 | 31.19% |  | Rate 4
|  |  | Off Peak | [12 empty] | 0 |  |  | Rate 5
Demand | Max KW | [17 empty] | Rate 6
| 69 |  | Peak | 69 | 68.4 | 68.4 | 66 | 64.2 | 64.2 | 64.2 | 64.2 | 62.4 | 60.6 | 60 | 39.6 | 751.2 |  | 305.4 | Rate 7
| 69 |  | Intermediate | 69 | 68.4 | 68.4 | 66 | 64.2 | 64.2 | 64.2 | 64.2 | 62.4 | 60.6 | 60 | 39.6 | 751.2 |  | 445.8 | Rate 8
| 69 |  | Base | 69 | 68.4 | 68.4 | 66 | 64.2 | 64.2 | 64.2 | 64.2 | 62.4 | 60.6 | 60 | 39.6 | 751.2
|  |  | PF | 90 | 90 | 90 | 90 | 90 | 90 | 90 | 90 | 90 | 90 | 90 | 90
COMPARISON | Service |  |  | July | August | September | October | November | December | January | February | March | April | May | June | TOTAL
| CURRENT | PS Sec Current | Rate 5 | 2066.6988 | 1915.9608 | 1993.116 | 1795.9368 | 1724.706 | 1705.4172 | 1707.5604 | 1765.4268 | 1692.0528 | 1740.8412 | 1713.0768 | 1367.3208 | 21188.1144
| POTENTIAL | PS Proposed | Rate 6 | 2181.2388 | 2029.5048 | 2106.66 | 1893.6168 | 1819.722 | 1800.4332 | 1802.5764 | 1860.4428 | 1784.4048 | 1830.5292 | 1812.6768 | 1433.0568 | 22354.8624
| Savings |  |  | -114.54 | -113.544 | -113.544 | -97.68 | -95.016 | -95.016 | -95.016 | -95.016 | -92.352 | -89.688 | -99.6 | -65.736 | -1166.748
Rate Code
Base Charges
1 | GS 3- P Current
| Service Charge |  | 40 | 40 | 40 | 40 | 40 | 40 | 40 | 40 | 40 | 40 | 40 | 40 | 40 | 480
| Energy Charge |  | 0.10426 | 1932.9804 | 1526.3664 | 1751.568 | 1714.0344 | 1595.178 | 1538.8776 | 1545.1332 | 1714.0344 | 1588.9224 | 1820.3796 | 1401.2544 | 1526.3664 | 19655.0952
|  |  | TOTAL: | 1972.9804 | 1566.3664 | 1791.568 | 1754.0344 | 1635.178 | 1578.8776 | 1585.1332 | 1754.0344 | 1628.9224 | 1860.3796 | 1441.2544 | 1566.3664 | 20135.0952
2 | GS 3-P Proposed
| Service Charge |  | 50.4 | 50.4 | 50.4 | 50.4 | 50.4 | 50.4 | 50.4 | 50.4 | 50.4 | 50.4 | 50.4 | 50.4 | 50.4 | 604.8
| Energy Charge |  | 0.10685 | 1980.999 | 1564.284 | 1795.08 | 1756.614 | 1634.805 | 1577.106 | 1583.517 | 1756.614 | 1628.394 | 1865.601 | 1436.064 | 1564.284 | 20143.362
|  |  | TOTAL: | 2031.399 | 1614.684 | 1845.48 | 1807.014 | 1685.205 | 1627.506 | 1633.917 | 1807.014 | 1678.794 | 1916.001 | 1486.464 | 1614.684 | 20748.162
3 | AES 3-P Current
| Service Charge |  | 40 | 40 | 40 | 40 | 40 | 40 | 40 | 40 | 40 | 40 | 40 | 40 | 40 | 480
| Energy Charge |  | 0.08369 | 1551.6126 | 1225.2216 | 1405.992 | 1375.8636 | 1280.457 | 1235.2644 | 1240.2858 | 1375.8636 | 1275.4356 | 1461.2274 | 1124.7936 | 1225.2216 | 15777.2388
|  |  | TOTAL: | 1591.6126 | 1265.2216 | 1445.992 | 1415.8636 | 1320.457 | 1275.2644 | 1280.2858 | 1415.8636 | 1315.4356 | 1501.2274 | 1164.7936 | 1265.2216 | 16257.2388
4 | AES 3-P Proposed
| Service Charge |  | 140 | 140 | 140 | 140 | 140 | 140 | 140 | 140 | 140 | 140 | 140 | 140 | 140 | 1680
| Energy Charge |  | 0.08519 | 1579.4226 | 1247.1816 | 1431.192 | 1400.5236 | 1303.407 | 1257.4044 | 1262.5158 | 1400.5236 | 1298.2956 | 1487.4174 | 1144.9536 | 1247.1816 | 16060.0188
|  |  | TOTAL: | 1719.4226 | 1387.1816 | 1571.192 | 1540.5236 | 1443.407 | 1397.4044 | 1402.5158 | 1540.5236 | 1438.2956 | 1627.4174 | 1284.9536 | 1387.1816 | 17740.0188
5 | PS Sec Current
| Service Charge |  | 90 | 90 | 90 | 90 | 90 | 90 | 90 | 90 | 90 | 90 | 90 | 90 | 90 | 1080
| Energy Charge |  | 0.03572 | 662.2488 | 522.9408 | 600.096 | 587.2368 | 546.516 | 527.2272 | 529.3704 | 587.2368 | 544.3728 | 623.6712 | 480.0768 | 522.9408 | 6733.9344
| Demand Charge (May through September) |  | 19.05 | July: 1314.45; August: 1303.02; September: 1303.02; May: 1143; June: 754.38 | 5817.87
| Min Applied |  |  | July: 0; August: 0; September: 0; May: 0; June: 0 | 0 | 0
| Demand Charge (October through April) |  | 16.95 | October: 1118.7; November: 1088.19; December: 1088.19; January: 1088.19; February: 1088.19; March: 1057.68; April: 1027.17 | 7556.31
| Min Applied |  |  | October: 0; November: 0; December: 0; January: 0; February: 0; March: 0; April: 0 | 0 | 0
| PF Penalty |  |  | 0 | 0 | 0 | 0 | 0 | 0 | 0 | 0 | 0 | 0 | 0 | 0 | 0
|  |  | TOTAL: | 2066.6988 | 1915.9608 | 1993.116 | 1795.9368 | 1724.706 | 1705.4172 | 1707.5604 | 1765.4268 | 1692.0528 | 1740.8412 | 1713.0768 | 1367.3208 | 21188.1144
6 | PS Proposed
| Service Charge |  | 90 | 90 | 90 | 90 | 90 | 90 | 90 | 90 | 90 | 90 | 90 | 90 | 90 | 1080
| Energy Charge |  | 0.03572 | 662.2488 | 522.9408 | 600.096 | 587.2368 | 546.516 | 527.2272 | 529.3704 | 587.2368 | 544.3728 | 623.6712 | 480.0768 | 522.9408 | 6733.9344
| Demand Charge (May through September) |  | 20.71 | July: 1428.99; August: 1416.564; September: 1416.564; May: 1242.6; June: 820.116 | 6324.834
| Min Applied |  |  | July: 0; August: 0; September: 0; May: 0; June: 0 | 0 | 0
| Demand Charge (October through April) |  | 18.43 | October: 1216.38; November: 1183.206; December: 1183.206; January: 1183.206; February: 1183.206; March: 1150.032; April: 1116.858 | 8216.094
| Min Applied |  |  | October: 0; November: 0; December: 0; January: 0; February: 0; March: 0; April: 0 | 0 | 0
| PF Penalty |  |  | 0 | 0 | 0 | 0 | 0 | 0 | 0 | 0 | 0 | 0 | 0 | 0 | 0
|  |  | TOTAL: | 2181.2388 | 2029.5048 | 2106.66 | 1893.6168 | 1819.722 | 1800.4332 | 1802.5764 | 1860.4428 | 1784.4048 | 1830.5292 | 1812.6768 | 1433.0568 | 22354.8624
7 | TODS Current
| Service Charge |  | 200 | 200 | 200 | 200 | 200 | 200 | 200 | 200 | 200 | 200 | 200 | 200 | 200 | 2400
| Energy Charge |  | 0.03527 | 653.9058 | 516.3528 | 592.536 | 579.8388 | 539.631 | 520.5852 | 522.7014 | 579.8388 | 537.5148 | 615.8142 | 474.0288 | 516.3528 | 6649.1004
| Peak Demand |  | 6.13 | 422.97 | 419.292 | 419.292 | 404.58 | 393.546 | 393.546 | 393.546 | 393.546 | 382.512 | 371.478 | 367.8 | 242.748 | 4604.856
| Min Applied |  |  | 0 | 0 | 0 | 0 | 0 | 0 | 0 | 0 | 0 | 0 | 0 | 0 | 0 | 0
| Intermediate Demand |  | 4.53 | 312.57 | 309.852 | 309.852 | 298.98 | 290.826 | 290.826 | 290.826 | 290.826 | 282.672 | 274.518 | 271.8 | 179.388 | 3402.936
| Min Applied |  |  | 0 | 0 | 0 | 0 | 0 | 0 | 0 | 0 | 0 | 0 | 0 | 0 | 0 | 0
| Base Demand |  | 5.2 | 358.8 | 355.68 | 355.68 | 343.2 | 333.84 | 333.84 | 333.84 | 333.84 | 324.48 | 315.12 | 312 | 205.92 | 3906.24
| Min Applied |  |  | 941.2 | 944.32 | 944.32 | 956.8 | 966.16 | 966.16 | 966.16 | 966.16 | 975.52 | 984.88 | 988 | 1094.08 | 11693.76 | 2248.8
| PF Penalty |  |  | 0 | 0 | 0 | 0 | 0 | 0 | 0 | 0 | 0 | 0 | 0 | 0 | 0
|  |  | TOTAL: | 2889.4458 | 2745.4968 | 2821.68 | 2783.3988 | 2724.003 | 2704.9572 | 2707.0734 | 2764.2108 | 2702.6988 | 2761.8102 | 2613.6288 | 2438.4888 | 32656.8924
8 | TODS Proposed
| Service Charge |  | 200 | 200 | 200 | 200 | 200 | 200 | 200 | 200 | 200 | 200 | 200 | 200 | 200 | 2400
| Energy Charge |  | 0.03531 | 654.6474 | 516.9384 | 593.208 | 580.4964 | 540.243 | 521.1756 | 523.2942 | 580.4964 | 538.1244 | 616.5126 | 474.5664 | 516.9384 | 6656.6412
| Peak Demand |  | 7.81 | 538.89 | 534.204 | 534.204 | 515.46 | 501.402 | 501.402 | 501.402 | 501.402 | 487.344 | 473.286 | 468.6 | 309.276 | 5866.872
| Min Applied |  |  | 0 | 0 | 0 | 0 | 0 | 0 | 0 | 0 | 0 | 0 | 0 | 0 | 0 | 0
| Intermediate Demand |  | 6.11 | 421.59 | 417.924 | 417.924 | 403.26 | 392.262 | 392.262 | 392.262 | 392.262 | 381.264 | 370.266 | 366.6 | 241.956 | 4589.832
| Min Applied |  |  | 0 | 0 | 0 | 0 | 0 | 0 | 0 | 0 | 0 | 0 | 0 | 0 | 0 | 0
| Base Demand |  | 3.24 | 223.56 | 221.616 | 221.616 | 213.84 | 208.008 | 208.008 | 208.008 | 208.008 | 202.176 | 196.344 | 194.4 | 128.304 | 2433.888
| Min Applied |  |  | 586.44 | 588.384 | 588.384 | 596.16 | 601.992 | 601.992 | 601.992 | 601.992 | 607.824 | 613.656 | 615.6 | 681.696 | 7286.112 | 2248.8
| PF Penalty |  |  | 0 | 0 | 0 | 0 | 0 | 0 | 0 | 0 | 0 | 0 | 0 | 0 | 0
|  |  | TOTAL: | 2625.1274 | 2479.0664 | 2555.336 | 2509.2164 | 2443.907 | 2424.8396 | 2426.9582 | 2484.1604 | 2416.7324 | 2470.0646 | 2319.7664 | 2078.1704 | 29233.3452

## AM
RATE COMPARISON TEMPLATE
Rates current as of 7/1/2017
Rate 1
Metered Usage |  |  |  | July | August | September | October | November | December | January | February | March | April | May | June | TOTAL |  |  | Rate 2
Energy | [18 empty] | Rate 3
|  |  | On Peak | 12480 | 21280 | 20800 | 13840 | 17600 | 34000 | 60560 | 61440 | 47040 | 35680 | 20640 | 30960 | 376320 | 28.7% |  | Rate 4
|  |  | Off Peak | [12 empty] | 0 |  |  | Rate 5
Demand | Max KW | [17 empty] | Rate 6
| 149.7 |  | Peak | 74.5 | 58.6 | 71 | 71 | 71 | 90.8 | 149.7 | 149.7 | 149.7 | 149.7 | 149.7 | 149.7 | 1335.1 |  | 503.5 | Rate 7
| 149.7 |  | Intermediate | 74.5 | 58.6 | 71 | 71 | 71 | 90.8 | 149.7 | 149.7 | 149.7 | 149.7 | 149.7 | 149.7 | 1335.1 |  | 831.6 | Rate 8
| 149.7 |  | Base | 74.5 | 58.6 | 71 | 71 | 71 | 90.8 | 149.7 | 149.7 | 149.7 | 149.7 | 149.7 | 149.7 | 1335.1
|  |  | PF | 90 | 90 | 90 | 90 | 90 | 90 | 90 | 90 | 90 | 90 | 90 | 90
COMPARISON | Service |  |  | July | August | September | October | November | December | January | February | March | April | May | June | TOTAL
| CURRENT | PS Sec Current | Rate 5 | 1961.6781 | 2276.0141 | 2258.8685 | 1853.0723 | 1987.3795 | 2843.54 | 4790.6182 | 4822.0518 | 4307.6838 | 3901.9046 | 3679.0458 | 4047.6762 | 38729.5329
| POTENTIAL | PS Proposed | Rate 6 | 2085.9291 | 2400.2651 | 2383.1195 | 1963.8503 | 2098.1575 | 2977.924 | 5012.1742 | 5043.6078 | 4529.2398 | 4123.4606 | 3927.5478 | 4296.1782 | 40841.4539
| Savings |  |  | -124.251 | -124.251 | -124.251 | -110.778 | -110.778 | -134.384 | -221.556 | -221.556 | -221.556 | -221.556 | -248.502 | -248.502 | -2111.921
Rate Code
Base Charges
1 | GS 3- P Current
| Service Charge |  | 40 | 40 | 40 | 40 | 40 | 40 | 40 | 40 | 40 | 40 | 40 | 40 | 40 | 480
| Energy Charge |  | 0.10426 | 1301.1648 | 2218.6528 | 2168.608 | 1442.9584 | 1834.976 | 3544.84 | 6313.9856 | 6405.7344 | 4904.3904 | 3719.9968 | 2151.9264 | 3227.8896 | 39235.1232
|  |  | TOTAL: | 1341.1648 | 2258.6528 | 2208.608 | 1482.9584 | 1874.976 | 3584.84 | 6353.9856 | 6445.7344 | 4944.3904 | 3759.9968 | 2191.9264 | 3267.8896 | 39715.1232
2 | GS 3-P Proposed
| Service Charge |  | 50.4 | 50.4 | 50.4 | 50.4 | 50.4 | 50.4 | 50.4 | 50.4 | 50.4 | 50.4 | 50.4 | 50.4 | 50.4 | 604.8
| Energy Charge |  | 0.10685 | 1333.488 | 2273.768 | 2222.48 | 1478.804 | 1880.56 | 3632.9 | 6470.836 | 6564.864 | 5026.224 | 3812.408 | 2205.384 | 3308.076 | 40209.792
|  |  | TOTAL: | 1383.888 | 2324.168 | 2272.88 | 1529.204 | 1930.96 | 3683.3 | 6521.236 | 6615.264 | 5076.624 | 3862.808 | 2255.784 | 3358.476 | 40814.592
3 | AES 3-P Current
| Service Charge |  | 40 | 40 | 40 | 40 | 40 | 40 | 40 | 40 | 40 | 40 | 40 | 40 | 40 | 480
| Energy Charge |  | 0.08369 | 1044.4512 | 1780.9232 | 1740.752 | 1158.2696 | 1472.944 | 2845.46 | 5068.2664 | 5141.9136 | 3936.7776 | 2986.0592 | 1727.3616 | 2591.0424 | 31494.2208
|  |  | TOTAL: | 1084.4512 | 1820.9232 | 1780.752 | 1198.2696 | 1512.944 | 2885.46 | 5108.2664 | 5181.9136 | 3976.7776 | 3026.0592 | 1767.3616 | 2631.0424 | 31974.2208
4 | AES 3-P Proposed
| Service Charge |  | 140 | 140 | 140 | 140 | 140 | 140 | 140 | 140 | 140 | 140 | 140 | 140 | 140 | 1680
| Energy Charge |  | 0.08519 | 1063.1712 | 1812.8432 | 1771.952 | 1179.0296 | 1499.344 | 2896.46 | 5159.1064 | 5234.0736 | 4007.3376 | 3039.5792 | 1758.3216 | 2637.4824 | 32058.7008
|  |  | TOTAL: | 1203.1712 | 1952.8432 | 1911.952 | 1319.0296 | 1639.344 | 3036.46 | 5299.1064 | 5374.0736 | 4147.3376 | 3179.5792 | 1898.3216 | 2777.4824 | 33738.7008
5 | PS Sec Current
| Service Charge |  | 90 | 90 | 90 | 90 | 90 | 90 | 90 | 90 | 90 | 90 | 90 | 90 | 90 | 1080
| Energy Charge |  | 0.03572 | 445.7856 | 760.1216 | 742.976 | 494.3648 | 628.672 | 1214.48 | 2163.2032 | 2194.6368 | 1680.2688 | 1274.4896 | 737.2608 | 1105.8912 | 13442.1504
| Demand Charge (May through September) |  | 19.05 | July: 1419.225; August: 1116.33; September: 1352.55; May: 2851.785; June: 2851.785 | 9591.675
| Min Applied |  |  | July: 6.6675; August: 309.5625; September: 73.3425; May: 0; June: 0 | 389.5725 | 20.45
| Demand Charge (October through April) |  | 16.95 | October: 1203.45; November: 1203.45; December: 1539.06; January: 2537.415; February: 2537.415; March: 2537.415; April: 2537.415 | 14095.62
| Min Applied |  |  | October: 65.2575; November: 65.2575; December: 0; January: 0; February: 0; March: 0; April: 0 | 130.515 | 7.7
| PF Penalty |  |  | 0 | 0 | 0 | 0 | 0 | 0 | 0 | 0 | 0 | 0 | 0 | 0 | 0
|  |  | TOTAL: | 1961.6781 | 2276.0141 | 2258.8685 | 1853.0723 | 1987.3795 | 2843.54 | 4790.6182 | 4822.0518 | 4307.6838 | 3901.9046 | 3679.0458 | 4047.6762 | 38729.5329
6 | PS Proposed
| Service Charge |  | 90 | 90 | 90 | 90 | 90 | 90 | 90 | 90 | 90 | 90 | 90 | 90 | 90 | 1080
| Energy Charge |  | 0.03572 | 445.7856 | 760.1216 | 742.976 | 494.3648 | 628.672 | 1214.48 | 2163.2032 | 2194.6368 | 1680.2688 | 1274.4896 | 737.2608 | 1105.8912 | 13442.1504
| Demand Charge (May through September) |  | 20.71 | July: 1542.895; August: 1213.606; September: 1470.41; May: 3100.287; June: 3100.287 | 10427.485
| Min Applied |  |  | July: 7.2485; August: 336.5375; September: 79.7335; May: 0; June: 0 | 423.5195 | 20.45
| Demand Charge (October through April) |  | 18.43 | October: 1308.53; November: 1308.53; December: 1673.444; January: 2758.971; February: 2758.971; March: 2758.971; April: 2758.971 | 15326.388
| Min Applied |  |  | October: 70.9555; November: 70.9555; December: 0; January: 0; February: 0; March: 0; April: 0 | 141.911 | 7.7
| PF Penalty |  |  | 0 | 0 | 0 | 0 | 0 | 0 | 0 | 0 | 0 | 0 | 0 | 0 | 0
|  |  | TOTAL: | 2085.9291 | 2400.2651 | 2383.1195 | 1963.8503 | 2098.1575 | 2977.924 | 5012.1742 | 5043.6078 | 4529.2398 | 4123.4606 | 3927.5478 | 4296.1782 | 40841.4539
7 | TODS Current
| Service Charge |  | 200 | 200 | 200 | 200 | 200 | 200 | 200 | 200 | 200 | 200 | 200 | 200 | 200 | 2400
| Energy Charge |  | 0.03527 | 440.1696 | 750.5456 | 733.616 | 488.1368 | 620.752 | 1199.18 | 2135.9512 | 2166.9888 | 1659.1008 | 1258.4336 | 727.9728 | 1091.9592 | 13272.8064
| Peak Demand |  | 6.13 | 456.685 | 359.218 | 435.23 | 435.23 | 435.23 | 556.604 | 917.661 | 917.661 | 917.661 | 917.661 | 917.661 | 917.661 | 8184.163
| Min Applied |  |  | 2.1455 | 99.6125 | 23.6005 | 23.6005 | 23.6005 | 0 | 0 | 0 | 0 | 0 | 0 | 0 | 172.5595 | 28.15
| Intermediate Demand |  | 4.53 | 337.485 | 265.458 | 321.63 | 321.63 | 321.63 | 411.324 | 678.141 | 678.141 | 678.141 | 678.141 | 678.141 | 678.141 | 6048.003
| Min Applied |  |  | 1.5855 | 73.6125 | 17.4405 | 17.4405 | 17.4405 | 0 | 0 | 0 | 0 | 0 | 0 | 0 | 127.5195 | 28.15
| Base Demand |  | 5.2 | 387.4 | 304.72 | 369.2 | 369.2 | 369.2 | 472.16 | 778.44 | 778.44 | 778.44 | 778.44 | 778.44 | 778.44 | 6942.52
| Min Applied |  |  | 912.6 | 995.28 | 930.8 | 930.8 | 930.8 | 827.84 | 521.56 | 521.56 | 521.56 | 521.56 | 521.56 | 521.56 | 8657.48 | 1664.9
| PF Penalty |  |  | 0 | 0 | 0 | 0 | 0 | 0 | 0 | 0 | 0 | 0 | 0 | 0 | 0
|  |  | TOTAL: | 2738.0706 | 3048.4466 | 3031.517 | 2786.0378 | 2918.653 | 3667.108 | 5231.7532 | 5262.7908 | 4754.9028 | 4354.2356 | 3823.7748 | 4187.7612 | 45805.0514
8 | TODS Proposed
| Service Charge |  | 200 | 200 | 200 | 200 | 200 | 200 | 200 | 200 | 200 | 200 | 200 | 200 | 200 | 2400
| Energy Charge |  | 0.03531 | 440.6688 | 751.3968 | 734.448 | 488.6904 | 621.456 | 1200.54 | 2138.3736 | 2169.4464 | 1660.9824 | 1259.8608 | 728.7984 | 1093.1976 | 13287.8592
| Peak Demand |  | 7.81 | 581.845 | 457.666 | 554.51 | 554.51 | 554.51 | 709.148 | 1169.157 | 1169.157 | 1169.157 | 1169.157 | 1169.157 | 1169.157 | 10427.131
| Min Applied |  |  | 2.7335 | 126.9125 | 30.0685 | 30.0685 | 30.0685 | 0 | 0 | 0 | 0 | 0 | 0 | 0 | 219.8515 | 28.15
| Intermediate Demand |  | 6.11 | 455.195 | 358.046 | 433.81 | 433.81 | 433.81 | 554.788 | 914.667 | 914.667 | 914.667 | 914.667 | 914.667 | 914.667 | 8157.461
| Min Applied |  |  | 2.1385 | 99.2875 | 23.5235 | 23.5235 | 23.5235 | 0 | 0 | 0 | 0 | 0 | 0 | 0 | 171.9965 | 28.15
| Base Demand |  | 3.24 | 241.38 | 189.864 | 230.04 | 230.04 | 230.04 | 294.192 | 485.028 | 485.028 | 485.028 | 485.028 | 485.028 | 485.028 | 4325.724
| Min Applied |  |  | 568.62 | 620.136 | 579.96 | 579.96 | 579.96 | 515.808 | 324.972 | 324.972 | 324.972 | 324.972 | 324.972 | 324.972 | 5394.276 | 1664.9
| PF Penalty |  |  | 0 | 0 | 0 | 0 | 0 | 0 | 0 | 0 | 0 | 0 | 0 | 0 | 0
|  |  | TOTAL: | 2492.5808 | 2803.3088 | 2786.36 | 2540.6024 | 2673.368 | 3474.476 | 5232.1976 | 5263.2704 | 4754.8064 | 4353.6848 | 3822.6224 | 4187.0216 | 44384.2992

## AN
RATE COMPARISON TEMPLATE
Rates current as of 7/1/2017
Rate 1
Metered Usage |  |  |  | July | August | September | October | November | December | January | February | March | April | May | June | TOTAL |  |  | Rate 2
Energy | [18 empty] | Rate 3
|  |  | On Peak | 13440 | 41520 | 48240 | 13440 | 17760 | 20400 | 22560 | 23520 | 27120 | 27600 | 31440 | 19920 | 306960 | 18.72% |  | Rate 4
|  |  | Off Peak | [12 empty] | 0 |  |  | Rate 5
Demand | Max KW | [17 empty] | Rate 6
| 187.2 |  | Peak | 81.6 | 187.2 | 148.3 | 148.6 | 146.4 | 114.2 | 113.5 | 115 | 126.5 | 157.4 | 158.2 | 140.6 | 1637.5 |  | 715.9 | Rate 7
| 187.2 |  | Intermediate | 81.6 | 187.2 | 148.3 | 148.6 | 146.4 | 114.2 | 113.5 | 115 | 126.5 | 157.4 | 158.2 | 140.6 | 1637.5 |  | 921.6 | Rate 8
| 187.2 |  | Base | 81.6 | 187.2 | 148.3 | 148.6 | 146.4 | 114.2 | 113.5 | 115 | 126.5 | 157.4 | 158.2 | 140.6 | 1637.5
|  |  | PF | 90 | 90 | 90 | 90 | 90 | 90 | 90 | 90 | 90 | 90 | 90 | 90
COMPARISON | Service |  |  | July | August | September | October | November | December | January | February | March | April | May | June | TOTAL
| CURRENT | PS Sec Current | Rate 5 | 2353.1568 | 5139.2544 | 4638.2478 | 3088.8468 | 3205.8672 | 2754.378 | 2819.6682 | 2879.3844 | 3202.9014 | 3743.802 | 4226.7468 | 3479.9724 | 41532.2262
| POTENTIAL | PS Proposed | Rate 6 | 2508.5328 | 5450.0064 | 4884.4258 | 3308.7748 | 3422.5392 | 2923.394 | 2987.6482 | 3049.5844 | 3390.1214 | 3976.754 | 4489.3588 | 3713.3684 | 44104.5082
| Savings |  |  | -155.376 | -310.752 | -246.178 | -219.928 | -216.672 | -169.016 | -167.98 | -170.2 | -187.22 | -232.952 | -262.612 | -233.396 | -2572.282
Rate Code
Base Charges
1 | GS 3- P Current
| Service Charge |  | 40 | 40 | 40 | 40 | 40 | 40 | 40 | 40 | 40 | 40 | 40 | 40 | 40 | 480
| Energy Charge |  | 0.10426 | 1401.2544 | 4328.8752 | 5029.5024 | 1401.2544 | 1851.6576 | 2126.904 | 2352.1056 | 2452.1952 | 2827.5312 | 2877.576 | 3277.9344 | 2076.8592 | 32003.6496
|  |  | TOTAL: | 1441.2544 | 4368.8752 | 5069.5024 | 1441.2544 | 1891.6576 | 2166.904 | 2392.1056 | 2492.1952 | 2867.5312 | 2917.576 | 3317.9344 | 2116.8592 | 32483.6496
2 | GS 3-P Proposed
| Service Charge |  | 50.4 | 50.4 | 50.4 | 50.4 | 50.4 | 50.4 | 50.4 | 50.4 | 50.4 | 50.4 | 50.4 | 50.4 | 50.4 | 604.8
| Energy Charge |  | 0.10685 | 1436.064 | 4436.412 | 5154.444 | 1436.064 | 1897.656 | 2179.74 | 2410.536 | 2513.112 | 2897.772 | 2949.06 | 3359.364 | 2128.452 | 32798.676
|  |  | TOTAL: | 1486.464 | 4486.812 | 5204.844 | 1486.464 | 1948.056 | 2230.14 | 2460.936 | 2563.512 | 2948.172 | 2999.46 | 3409.764 | 2178.852 | 33403.476
3 | AES 3-P Current
| Service Charge |  | 40 | 40 | 40 | 40 | 40 | 40 | 40 | 40 | 40 | 40 | 40 | 40 | 40 | 480
| Energy Charge |  | 0.08369 | 1124.7936 | 3474.8088 | 4037.2056 | 1124.7936 | 1486.3344 | 1707.276 | 1888.0464 | 1968.3888 | 2269.6728 | 2309.844 | 2631.2136 | 1667.1048 | 25689.4824
|  |  | TOTAL: | 1164.7936 | 3514.8088 | 4077.2056 | 1164.7936 | 1526.3344 | 1747.276 | 1928.0464 | 2008.3888 | 2309.6728 | 2349.844 | 2671.2136 | 1707.1048 | 26169.4824
4 | AES 3-P Proposed
| Service Charge |  | 140 | 140 | 140 | 140 | 140 | 140 | 140 | 140 | 140 | 140 | 140 | 140 | 140 | 1680
| Energy Charge |  | 0.08519 | 1144.9536 | 3537.0888 | 4109.5656 | 1144.9536 | 1512.9744 | 1737.876 | 1921.8864 | 2003.6688 | 2310.3528 | 2351.244 | 2678.3736 | 1696.9848 | 26149.9224
|  |  | TOTAL: | 1284.9536 | 3677.0888 | 4249.5656 | 1284.9536 | 1652.9744 | 1877.876 | 2061.8864 | 2143.6688 | 2450.3528 | 2491.244 | 2818.3736 | 1836.9848 | 27829.9224
5 | PS Sec Current
| Service Charge |  | 90 | 90 | 90 | 90 | 90 | 90 | 90 | 90 | 90 | 90 | 90 | 90 | 90 | 1080
| Energy Charge |  | 0.03572 | 480.0768 | 1483.0944 | 1723.1328 | 480.0768 | 634.3872 | 728.688 | 805.8432 | 840.1344 | 968.7264 | 985.872 | 1123.0368 | 711.5424 | 10964.6112
| Demand Charge (May through September) |  | 19.05 | July: 1554.48; August: 3566.16; September: 2825.115; May: 3013.71; June: 2678.43 | 13637.895
| Min Applied |  |  | July: 228.6; August: 0; September: 0; May: 0; June: 0 | 228.6 | 12
| Demand Charge (October through April) |  | 16.95 | October: 2518.77; November: 2481.48; December: 1935.69; January: 1923.825; February: 1949.25; March: 2144.175; April: 2667.93 | 15621.12
| Min Applied |  |  | October: 0; November: 0; December: 0; January: 0; February: 0; March: 0; April: 0 | 0 | 0
| PF Penalty |  |  | 0 | 0 | 0 | 0 | 0 | 0 | 0 | 0 | 0 | 0 | 0 | 0 | 0
|  |  | TOTAL: | 2353.1568 | 5139.2544 | 4638.2478 | 3088.8468 | 3205.8672 | 2754.378 | 2819.6682 | 2879.3844 | 3202.9014 | 3743.802 | 4226.7468 | 3479.9724 | 41532.2262
6 | PS Proposed
| Service Charge |  | 90 | 90 | 90 | 90 | 90 | 90 | 90 | 90 | 90 | 90 | 90 | 90 | 90 | 1080
| Energy Charge |  | 0.03572 | 480.0768 | 1483.0944 | 1723.1328 | 480.0768 | 634.3872 | 728.688 | 805.8432 | 840.1344 | 968.7264 | 985.872 | 1123.0368 | 711.5424 | 10964.6112
| Demand Charge (May through September) |  | 20.71 | July: 1689.936; August: 3876.912; September: 3071.293; May: 3276.322; June: 2911.826 | 14826.289
| Min Applied |  |  | July: 248.52; August: 0; September: 0; May: 0; June: 0 | 248.52 | 12
| Demand Charge (October through April) |  | 18.43 | October: 2738.698; November: 2698.152; December: 2104.706; January: 2091.805; February: 2119.45; March: 2331.395; April: 2900.882 | 16985.088
| Min Applied |  |  | October: 0; November: 0; December: 0; January: 0; February: 0; March: 0; April: 0 | 0 | 0
| PF Penalty |  |  | 0 | 0 | 0 | 0 | 0 | 0 | 0 | 0 | 0 | 0 | 0 | 0 | 0
|  |  | TOTAL: | 2508.5328 | 5450.0064 | 4884.4258 | 3308.7748 | 3422.5392 | 2923.394 | 2987.6482 | 3049.5844 | 3390.1214 | 3976.754 | 4489.3588 | 3713.3684 | 44104.5082
7 | TODS Current
| Service Charge |  | 200 | 200 | 200 | 200 | 200 | 200 | 200 | 200 | 200 | 200 | 200 | 200 | 200 | 2400
| Energy Charge |  | 0.03527 | 474.0288 | 1464.4104 | 1701.4248 | 474.0288 | 626.3952 | 719.508 | 795.6912 | 829.5504 | 956.5224 | 973.452 | 1108.8888 | 702.5784 | 10826.4792
| Peak Demand |  | 6.13 | 500.208 | 1147.536 | 909.079 | 910.918 | 897.432 | 700.046 | 695.755 | 704.95 | 775.445 | 964.862 | 969.766 | 861.878 | 10037.875
| Min Applied |  |  | 73.56 | 0 | 0 | 0 | 0 | 0 | 0 | 0 | 0 | 0 | 0 | 0 | 73.56 | 12
| Intermediate Demand |  | 4.53 | 369.648 | 848.016 | 671.799 | 673.158 | 663.192 | 517.326 | 514.155 | 520.95 | 573.045 | 713.022 | 716.646 | 636.918 | 7417.875
| Min Applied |  |  | 54.36 | 0 | 0 | 0 | 0 | 0 | 0 | 0 | 0 | 0 | 0 | 0 | 54.36 | 12
| Base Demand |  | 5.2 | 424.32 | 973.44 | 771.16 | 772.72 | 761.28 | 593.84 | 590.2 | 598 | 657.8 | 818.48 | 822.64 | 731.12 | 8515
| Min Applied |  |  | 875.68 | 326.56 | 528.84 | 527.28 | 538.72 | 706.16 | 709.8 | 702 | 642.2 | 481.52 | 477.36 | 568.88 | 7085 | 1362.5
| PF Penalty |  |  | 0 | 0 | 0 | 0 | 0 | 0 | 0 | 0 | 0 | 0 | 0 | 0 | 0
|  |  | TOTAL: | 2971.8048 | 4959.9624 | 4782.3028 | 3558.1048 | 3687.0192 | 3436.88 | 3505.6012 | 3555.4504 | 3805.0124 | 4151.336 | 4295.3008 | 3701.3744 | 46410.1492
8 | TODS Proposed
| Service Charge |  | 200 | 200 | 200 | 200 | 200 | 200 | 200 | 200 | 200 | 200 | 200 | 200 | 200 | 2400
| Energy Charge |  | 0.03531 | 474.5664 | 1466.0712 | 1703.3544 | 474.5664 | 627.1056 | 720.324 | 796.5936 | 830.4912 | 957.6072 | 974.556 | 1110.1464 | 703.3752 | 10838.7576
| Peak Demand |  | 7.81 | 637.296 | 1462.032 | 1158.223 | 1160.566 | 1143.384 | 891.902 | 886.435 | 898.15 | 987.965 | 1229.294 | 1235.542 | 1098.086 | 12788.875
| Min Applied |  |  | 93.72 | 0 | 0 | 0 | 0 | 0 | 0 | 0 | 0 | 0 | 0 | 0 | 93.72 | 12
| Intermediate Demand |  | 6.11 | 498.576 | 1143.792 | 906.113 | 907.946 | 894.504 | 697.762 | 693.485 | 702.65 | 772.915 | 961.714 | 966.602 | 859.066 | 10005.125
| Min Applied |  |  | 73.32 | 0 | 0 | 0 | 0 | 0 | 0 | 0 | 0 | 0 | 0 | 0 | 73.32 | 12
| Base Demand |  | 3.24 | 264.384 | 606.528 | 480.492 | 481.464 | 474.336 | 370.008 | 367.74 | 372.6 | 409.86 | 509.976 | 512.568 | 455.544 | 5305.5
| Min Applied |  |  | 545.616 | 203.472 | 329.508 | 328.536 | 335.664 | 439.992 | 442.26 | 437.4 | 400.14 | 300.024 | 297.432 | 354.456 | 4414.5 | 1362.5
| PF Penalty |  |  | 0 | 0 | 0 | 0 | 0 | 0 | 0 | 0 | 0 | 0 | 0 | 0 | 0
|  |  | TOTAL: | 2787.4784 | 5081.8952 | 4777.6904 | 3553.0784 | 3674.9936 | 3319.988 | 3386.5136 | 3441.2912 | 3728.4872 | 4175.564 | 4322.2904 | 3670.5272 | 45919.7976

## AO
RATE COMPARISON TEMPLATE
Rates current as of 7/1/2017
Rate 1
Metered Usage |  |  |  | July | August | September | October | November | December | January | February | March | April | May | June | TOTAL |  |  | Rate 2
Energy | [18 empty] | Rate 3
|  |  | On Peak | 37200 | 47000 | 58000 | 42400 | 50200 | 53600 | 68800 | 58600 | 51400 | 48000 | 48200 | 50000 | 613400 | 27.14% |  | Rate 4
|  |  | Off Peak | [12 empty] | 0 |  |  | Rate 5
Demand | Max KW | [17 empty] | Rate 6
| 258 |  | Peak | 146 | 230 | 258 | 212 | 196 | 202 | 245 | 236 | 200 | 192 | 197 | 185 | 2499 |  | 1016 | Rate 7
| 258 |  | Intermediate | 146 | 230 | 258 | 212 | 196 | 202 | 245 | 236 | 200 | 192 | 197 | 185 | 2499 |  | 1483 | Rate 8
| 258 |  | Base | 146 | 230 | 258 | 212 | 196 | 202 | 245 | 236 | 200 | 192 | 197 | 185 | 2499
|  |  | PF | 90 | 90 | 90 | 90 | 90 | 90 | 90 | 90 | 90 | 90 | 90 | 90
COMPARISON | Service |  |  | July | August | September | October | November | December | January | February | March | April | May | June | TOTAL
| CURRENT | PS Sec Current | Rate 5 | 4200.084 | 6150.34 | 7076.66 | 5197.928 | 5205.344 | 5428.492 | 6700.286 | 6183.392 | 5316.008 | 5058.96 | 5564.554 | 5400.25 | 67482.298
| POTENTIAL | PS Proposed | Rate 6 | 4442.444 | 6532.14 | 7504.94 | 5511.688 | 5495.424 | 5727.452 | 7062.886 | 6532.672 | 5612.008 | 5343.12 | 5891.574 | 5707.35 | 71363.698
| Savings |  |  | -242.36 | -381.8 | -428.28 | -313.76 | -290.08 | -298.96 | -362.6 | -349.28 | -296 | -284.16 | -327.02 | -307.1 | -3881.4
Rate Code
Base Charges
1 | GS 3- P Current
| Service Charge |  | 40 | 40 | 40 | 40 | 40 | 40 | 40 | 40 | 40 | 40 | 40 | 40 | 40 | 480
| Energy Charge |  | 0.10426 | 3878.472 | 4900.22 | 6047.08 | 4420.624 | 5233.852 | 5588.336 | 7173.088 | 6109.636 | 5358.964 | 5004.48 | 5025.332 | 5213 | 63953.084
|  |  | TOTAL: | 3918.472 | 4940.22 | 6087.08 | 4460.624 | 5273.852 | 5628.336 | 7213.088 | 6149.636 | 5398.964 | 5044.48 | 5065.332 | 5253 | 64433.084
2 | GS 3-P Proposed
| Service Charge |  | 50.4 | 50.4 | 50.4 | 50.4 | 50.4 | 50.4 | 50.4 | 50.4 | 50.4 | 50.4 | 50.4 | 50.4 | 50.4 | 604.8
| Energy Charge |  | 0.10685 | 3974.82 | 5021.95 | 6197.3 | 4530.44 | 5363.87 | 5727.16 | 7351.28 | 6261.41 | 5492.09 | 5128.8 | 5150.17 | 5342.5 | 65541.79
|  |  | TOTAL: | 4025.22 | 5072.35 | 6247.7 | 4580.84 | 5414.27 | 5777.56 | 7401.68 | 6311.81 | 5542.49 | 5179.2 | 5200.57 | 5392.9 | 66146.59
3 | AES 3-P Current
| Service Charge |  | 40 | 40 | 40 | 40 | 40 | 40 | 40 | 40 | 40 | 40 | 40 | 40 | 40 | 480
| Energy Charge |  | 0.08369 | 3113.268 | 3933.43 | 4854.02 | 3548.456 | 4201.238 | 4485.784 | 5757.872 | 4904.234 | 4301.666 | 4017.12 | 4033.858 | 4184.5 | 51335.446
|  |  | TOTAL: | 3153.268 | 3973.43 | 4894.02 | 3588.456 | 4241.238 | 4525.784 | 5797.872 | 4944.234 | 4341.666 | 4057.12 | 4073.858 | 4224.5 | 51815.446
4 | AES 3-P Proposed
| Service Charge |  | 140 | 140 | 140 | 140 | 140 | 140 | 140 | 140 | 140 | 140 | 140 | 140 | 140 | 1680
| Energy Charge |  | 0.08519 | 3169.068 | 4003.93 | 4941.02 | 3612.056 | 4276.538 | 4566.184 | 5861.072 | 4992.134 | 4378.766 | 4089.12 | 4106.158 | 4259.5 | 52255.546
|  |  | TOTAL: | 3309.068 | 4143.93 | 5081.02 | 3752.056 | 4416.538 | 4706.184 | 6001.072 | 5132.134 | 4518.766 | 4229.12 | 4246.158 | 4399.5 | 53935.546
5 | PS Sec Current
| Service Charge |  | 90 | 90 | 90 | 90 | 90 | 90 | 90 | 90 | 90 | 90 | 90 | 90 | 90 | 1080
| Energy Charge |  | 0.03572 | 1328.784 | 1678.84 | 2071.76 | 1514.528 | 1793.144 | 1914.592 | 2457.536 | 2093.192 | 1836.008 | 1714.56 | 1721.704 | 1786 | 21910.648
| Demand Charge (May through September) |  | 19.05 | July: 2781.3; August: 4381.5; September: 4914.9; May: 3752.85; June: 3524.25 | 19354.8
| Min Applied |  |  | July: 0; August: 0; September: 0; May: 0; June: 0 | 0 | 0
| Demand Charge (October through April) |  | 16.95 | October: 3593.4; November: 3322.2; December: 3423.9; January: 4152.75; February: 4000.2; March: 3390; April: 3254.4 | 25136.85
| Min Applied |  |  | October: 0; November: 0; December: 0; January: 0; February: 0; March: 0; April: 0 | 0 | 0
| PF Penalty |  |  | 0 | 0 | 0 | 0 | 0 | 0 | 0 | 0 | 0 | 0 | 0 | 0 | 0
|  |  | TOTAL: | 4200.084 | 6150.34 | 7076.66 | 5197.928 | 5205.344 | 5428.492 | 6700.286 | 6183.392 | 5316.008 | 5058.96 | 5564.554 | 5400.25 | 67482.298
6 | PS Proposed
| Service Charge |  | 90 | 90 | 90 | 90 | 90 | 90 | 90 | 90 | 90 | 90 | 90 | 90 | 90 | 1080
| Energy Charge |  | 0.03572 | 1328.784 | 1678.84 | 2071.76 | 1514.528 | 1793.144 | 1914.592 | 2457.536 | 2093.192 | 1836.008 | 1714.56 | 1721.704 | 1786 | 21910.648
| Demand Charge (May through September) |  | 20.71 | July: 3023.66; August: 4763.3; September: 5343.18; May: 4079.87; June: 3831.35 | 21041.36
| Min Applied |  |  | July: 0; August: 0; September: 0; May: 0; June: 0 | 0 | 0
| Demand Charge (October through April) |  | 18.43 | October: 3907.16; November: 3612.28; December: 3722.86; January: 4515.35; February: 4349.48; March: 3686; April: 3538.56 | 27331.69
| Min Applied |  |  | October: 0; November: 0; December: 0; January: 0; February: 0; March: 0; April: 0 | 0 | 0
| PF Penalty |  |  | 0 | 0 | 0 | 0 | 0 | 0 | 0 | 0 | 0 | 0 | 0 | 0 | 0
|  |  | TOTAL: | 4442.444 | 6532.14 | 7504.94 | 5511.688 | 5495.424 | 5727.452 | 7062.886 | 6532.672 | 5612.008 | 5343.12 | 5891.574 | 5707.35 | 71363.698
7 | TODS Current
| Service Charge |  | 200 | 200 | 200 | 200 | 200 | 200 | 200 | 200 | 200 | 200 | 200 | 200 | 200 | 2400
| Energy Charge |  | 0.03527 | 1312.044 | 1657.69 | 2045.66 | 1495.448 | 1770.554 | 1890.472 | 2426.576 | 2066.822 | 1812.878 | 1692.96 | 1700.014 | 1763.5 | 21634.618
| Peak Demand |  | 6.13 | 894.98 | 1409.9 | 1581.54 | 1299.56 | 1201.48 | 1238.26 | 1501.85 | 1446.68 | 1226 | 1176.96 | 1207.61 | 1134.05 | 15318.87
| Min Applied |  |  | 0 | 0 | 0 | 0 | 0 | 0 | 0 | 0 | 0 | 0 | 0 | 0 | 0 | 0
| Intermediate Demand |  | 4.53 | 661.38 | 1041.9 | 1168.74 | 960.36 | 887.88 | 915.06 | 1109.85 | 1069.08 | 906 | 869.76 | 892.41 | 838.05 | 11320.47
| Min Applied |  |  | 0 | 0 | 0 | 0 | 0 | 0 | 0 | 0 | 0 | 0 | 0 | 0 | 0 | 0
| Base Demand |  | 5.2 | 759.2 | 1196 | 1341.6 | 1102.4 | 1019.2 | 1050.4 | 1274 | 1227.2 | 1040 | 998.4 | 1024.4 | 962 | 12994.8
| Min Applied |  |  | 540.8 | 104 | 0 | 197.6 | 280.8 | 249.6 | 26 | 72.8 | 260 | 301.6 | 275.6 | 338 | 2646.8 | 509
| PF Penalty |  |  | 0 | 0 | 0 | 0 | 0 | 0 | 0 | 0 | 0 | 0 | 0 | 0 | 0
|  |  | TOTAL: | 4368.404 | 5609.49 | 6337.54 | 5255.368 | 5359.914 | 5543.792 | 6538.276 | 6082.582 | 5444.878 | 5239.68 | 5300.034 | 5235.6 | 66315.558
8 | TODS Proposed
| Service Charge |  | 200 | 200 | 200 | 200 | 200 | 200 | 200 | 200 | 200 | 200 | 200 | 200 | 200 | 2400
| Energy Charge |  | 0.03531 | 1313.532 | 1659.57 | 2047.98 | 1497.144 | 1772.562 | 1892.616 | 2429.328 | 2069.166 | 1814.934 | 1694.88 | 1701.942 | 1765.5 | 21659.154
| Peak Demand |  | 7.81 | 1140.26 | 1796.3 | 2014.98 | 1655.72 | 1530.76 | 1577.62 | 1913.45 | 1843.16 | 1562 | 1499.52 | 1538.57 | 1444.85 | 19517.19
| Min Applied |  |  | 0 | 0 | 0 | 0 | 0 | 0 | 0 | 0 | 0 | 0 | 0 | 0 | 0 | 0
| Intermediate Demand |  | 6.11 | 892.06 | 1405.3 | 1576.38 | 1295.32 | 1197.56 | 1234.22 | 1496.95 | 1441.96 | 1222 | 1173.12 | 1203.67 | 1130.35 | 15268.89
| Min Applied |  |  | 0 | 0 | 0 | 0 | 0 | 0 | 0 | 0 | 0 | 0 | 0 | 0 | 0 | 0
| Base Demand |  | 3.24 | 473.04 | 745.2 | 835.92 | 686.88 | 635.04 | 654.48 | 793.8 | 764.64 | 648 | 622.08 | 638.28 | 599.4 | 8096.76
| Min Applied |  |  | 362.88 | 90.72 | 0 | 149.04 | 200.88 | 181.44 | 42.12 | 71.28 | 187.92 | 213.84 | 197.64 | 236.52 | 1934.28 | 597
| PF Penalty |  |  | 0 | 0 | 0 | 0 | 0 | 0 | 0 | 0 | 0 | 0 | 0 | 0 | 0
|  |  | TOTAL: | 4381.772 | 5897.09 | 6675.26 | 5484.104 | 5536.802 | 5740.376 | 6875.648 | 6390.206 | 5634.854 | 5403.44 | 5480.102 | 5376.62 | 68876.274

## AP
RATE COMPARISON TEMPLATE
Rates current as of 7/1/2017
Rate 1
Metered Usage |  |  |  | July | August | September | October | November | December | January | February | March | April | May | June | TOTAL |  |  | Rate 2
Energy | [18 empty] | Rate 3
|  |  | On Peak | 71760 | 101120 | 73440 | 80640 | 81280 | 86320 | 79600 | 75920 | 79440 | 78800 | 68400 | 60640 | 937360 | 29.64% |  | Rate 4
|  |  | Off Peak | [12 empty] | 0 |  |  | Rate 5
Demand | Max KW | [17 empty] | Rate 6
| 361 |  | Peak | 284 | 304 | 311 | 276 | 316 | 361 | 360 | 309 | 308 | 281 | 270 | 187 | 3567 |  | 1356 | Rate 7
| 361 |  | Intermediate | 338 | 346 | 331 | 276 | 316 | 361 | 360 | 309 | 308 | 281 | 261 | 192 | 3679 |  | 2211 | Rate 8
| 361 |  | Base | 341 | 351 | 331 | 276 | 316 | 361 | 360 | 309 | 308 | 281 | 274 | 227 | 3735
|  |  | PF | 90 | 90 | 90 | 90 | 90 | 90 | 90 | 90 | 90 | 90 | 90 | 90
COMPARISON | Service |  |  | July | August | September | October | November | December | January | February | March | April | May | June | TOTAL
| CURRENT | TODS Current | Rate 7 | 7776.2352 | 9022.6024 | 7917.2888 | 7421.5328 | 8078.5056 | 8969.9664 | 8717.092 | 7778.4384 | 7886.7288 | 7435.936 | 6874.698 | 5654.8428 | 93533.8672
| POTENTIAL | TODS Proposed | Rate 8 | 8186.7056 | 9428.4872 | 8414.1264 | 8058.9584 | 8638.3568 | 9442.7192 | 9191.516 | 8351.6552 | 8462.0264 | 8063.588 | 7488.254 | 6144.4284 | 99870.8216
| Savings |  |  | -410.4704 | -405.8848 | -496.8376 | -637.4256 | -559.8512 | -472.7528 | -474.424 | -573.2168 | -575.2976 | -627.652 | -613.556 | -489.5856 | -6336.9544
Rate Code
Base Charges
1 | GS 3- P Current
| Service Charge |  | 40 | 40 | 40 | 40 | 40 | 40 | 40 | 40 | 40 | 40 | 40 | 40 | 40 | 480
| Energy Charge |  | 0.10426 | 7481.6976 | 10542.7712 | 7656.8544 | 8407.5264 | 8474.2528 | 8999.7232 | 8299.096 | 7915.4192 | 8282.4144 | 8215.688 | 7131.384 | 6322.3264 | 97729.1536
|  |  | TOTAL: | 7521.6976 | 10582.7712 | 7696.8544 | 8447.5264 | 8514.2528 | 9039.7232 | 8339.096 | 7955.4192 | 8322.4144 | 8255.688 | 7171.384 | 6362.3264 | 98209.1536
2 | GS 3-P Proposed
| Service Charge |  | 50.4 | 50.4 | 50.4 | 50.4 | 50.4 | 50.4 | 50.4 | 50.4 | 50.4 | 50.4 | 50.4 | 50.4 | 50.4 | 604.8
| Energy Charge |  | 0.10685 | 7667.556 | 10804.672 | 7847.064 | 8616.384 | 8684.768 | 9223.292 | 8505.26 | 8112.052 | 8488.164 | 8419.78 | 7308.54 | 6479.384 | 100156.916
|  |  | TOTAL: | 7717.956 | 10855.072 | 7897.464 | 8666.784 | 8735.168 | 9273.692 | 8555.66 | 8162.452 | 8538.564 | 8470.18 | 7358.94 | 6529.784 | 100761.716
3 | AES 3-P Current
| Service Charge |  | 40 | 40 | 40 | 40 | 40 | 40 | 40 | 40 | 40 | 40 | 40 | 40 | 40 | 480
| Energy Charge |  | 0.08369 | 6005.5944 | 8462.7328 | 6146.1936 | 6748.7616 | 6802.3232 | 7224.1208 | 6661.724 | 6353.7448 | 6648.3336 | 6594.772 | 5724.396 | 5074.9616 | 78447.6584
|  |  | TOTAL: | 6045.5944 | 8502.7328 | 6186.1936 | 6788.7616 | 6842.3232 | 7264.1208 | 6701.724 | 6393.7448 | 6688.3336 | 6634.772 | 5764.396 | 5114.9616 | 78927.6584
4 | AES 3-P Proposed
| Service Charge |  | 140 | 140 | 140 | 140 | 140 | 140 | 140 | 140 | 140 | 140 | 140 | 140 | 140 | 1680
| Energy Charge |  | 0.08519 | 6113.2344 | 8614.4128 | 6256.3536 | 6869.7216 | 6924.2432 | 7353.6008 | 6781.124 | 6467.6248 | 6767.4936 | 6712.972 | 5826.996 | 5165.9216 | 79853.6984
|  |  | TOTAL: | 6253.2344 | 8754.4128 | 6396.3536 | 7009.7216 | 7064.2432 | 7493.6008 | 6921.124 | 6607.6248 | 6907.4936 | 6852.972 | 5966.996 | 5305.9216 | 81533.6984
5 | PS Sec Current
| Service Charge |  | 90 | 90 | 90 | 90 | 90 | 90 | 90 | 90 | 90 | 90 | 90 | 90 | 90 | 1080
| Energy Charge |  | 0.03572 | 2563.2672 | 3612.0064 | 2623.2768 | 2880.4608 | 2903.3216 | 3083.3504 | 2843.312 | 2711.8624 | 2837.5968 | 2814.736 | 2443.248 | 2166.0608 | 33482.4992
| Demand Charge (May through September) |  | 19.05 | July: 5410.2; August: 5791.2; September: 5924.55; May: 5143.5; June: 3562.35 | 25831.8
| Min Applied |  |  | July: 0; August: 0; September: 0; May: 0; June: 0 | 0 | 0
| Demand Charge (October through April) |  | 16.95 | October: 4678.2; November: 5356.2; December: 6118.95; January: 6102; February: 5237.55; March: 5220.6; April: 4762.95 | 37476.45
| Min Applied |  |  | October: 0; November: 0; December: 0; January: 0; February: 0; March: 0; April: 0 | 0 | 0
| PF Penalty |  |  | 0 | 0 | 0 | 0 | 0 | 0 | 0 | 0 | 0 | 0 | 0 | 0 | 0
|  |  | TOTAL: | 8063.4672 | 9493.2064 | 8637.8268 | 7648.6608 | 8349.5216 | 9292.3004 | 9035.312 | 8039.4124 | 8148.1968 | 7667.686 | 7676.748 | 5818.4108 | 97870.7492
6 | PS Proposed
| Service Charge |  | 90 | 90 | 90 | 90 | 90 | 90 | 90 | 90 | 90 | 90 | 90 | 90 | 90 | 1080
| Energy Charge |  | 0.03572 | 2563.2672 | 3612.0064 | 2623.2768 | 2880.4608 | 2903.3216 | 3083.3504 | 2843.312 | 2711.8624 | 2837.5968 | 2814.736 | 2443.248 | 2166.0608 | 33482.4992
| Demand Charge (May through September) |  | 20.71 | July: 5881.64; August: 6295.84; September: 6440.81; May: 5591.7; June: 3872.77 | 28082.76
| Min Applied |  |  | July: 0; August: 0; September: 0; May: 0; June: 0 | 0 | 0
| Demand Charge (October through April) |  | 18.43 | October: 5086.68; November: 5823.88; December: 6653.23; January: 6634.8; February: 5694.87; March: 5676.44; April: 5178.83 | 40748.73
| Min Applied |  |  | October: 0; November: 0; December: 0; January: 0; February: 0; March: 0; April: 0 | 0 | 0
| PF Penalty |  |  | 0 | 0 | 0 | 0 | 0 | 0 | 0 | 0 | 0 | 0 | 0 | 0 | 0
|  |  | TOTAL: | 8534.9072 | 9997.8464 | 9154.0868 | 8057.1408 | 8817.2016 | 9826.5804 | 9568.112 | 8496.7324 | 8604.0368 | 8083.566 | 8124.948 | 6128.8308 | 103393.9892
7 | TODS Current
| Service Charge |  | 200 | 200 | 200 | 200 | 200 | 200 | 200 | 200 | 200 | 200 | 200 | 200 | 200 | 2400
| Energy Charge |  | 0.03527 | 2530.9752 | 3566.5024 | 2590.2288 | 2844.1728 | 2866.7456 | 3044.5064 | 2807.492 | 2677.6984 | 2801.8488 | 2779.276 | 2412.468 | 2138.7728 | 33060.6872
| Peak Demand |  | 6.13 | 1740.92 | 1863.52 | 1906.43 | 1691.88 | 1937.08 | 2212.93 | 2206.8 | 1894.17 | 1888.04 | 1722.53 | 1655.1 | 1146.31 | 21865.71
| Min Applied |  |  | 0 | 0 | 0 | 0 | 0 | 0 | 0 | 0 | 0 | 0 | 0 | 0 | 0 | 0
| Intermediate Demand |  | 4.53 | 1531.14 | 1567.38 | 1499.43 | 1250.28 | 1431.48 | 1635.33 | 1630.8 | 1399.77 | 1395.24 | 1272.93 | 1182.33 | 869.76 | 16665.87
| Min Applied |  |  | 0 | 0 | 0 | 0 | 0 | 0 | 0 | 0 | 0 | 0 | 0 | 0 | 0 | 0
| Base Demand |  | 5.2 | 1773.2 | 1825.2 | 1721.2 | 1435.2 | 1643.2 | 1877.2 | 1872 | 1606.8 | 1601.6 | 1461.2 | 1424.8 | 1180.4 | 19422
| Min Applied |  |  | 0 | 0 | 0 | 0 | 0 | 0 | 0 | 0 | 0 | 0 | 0 | 119.6 | 119.6 | 23
| PF Penalty |  |  | 0 | 0 | 0 | 0 | 0 | 0 | 0 | 0 | 0 | 0 | 0 | 0 | 0
|  |  | TOTAL: | 7776.2352 | 9022.6024 | 7917.2888 | 7421.5328 | 8078.5056 | 8969.9664 | 8717.092 | 7778.4384 | 7886.7288 | 7435.936 | 6874.698 | 5654.8428 | 93533.8672
8 | TODS Proposed
| Service Charge |  | 200 | 200 | 200 | 200 | 200 | 200 | 200 | 200 | 200 | 200 | 200 | 200 | 200 | 2400
| Energy Charge |  | 0.03531 | 2533.8456 | 3570.5472 | 2593.1664 | 2847.3984 | 2869.9968 | 3047.9592 | 2810.676 | 2680.7352 | 2805.0264 | 2782.428 | 2415.204 | 2141.1984 | 33098.1816
| Peak Demand |  | 7.81 | 2218.04 | 2374.24 | 2428.91 | 2155.56 | 2467.96 | 2819.41 | 2811.6 | 2413.29 | 2405.48 | 2194.61 | 2108.7 | 1460.47 | 27858.27
| Min Applied |  |  | 0 | 0 | 0 | 0 | 0 | 0 | 0 | 0 | 0 | 0 | 0 | 0 | 0 | 0
| Intermediate Demand |  | 6.11 | 2065.18 | 2114.06 | 2022.41 | 1686.36 | 1930.76 | 2205.71 | 2199.6 | 1887.99 | 1881.88 | 1716.91 | 1594.71 | 1173.12 | 22478.69
| Min Applied |  |  | 0 | 0 | 0 | 0 | 0 | 0 | 0 | 0 | 0 | 0 | 0 | 0 | 0 | 0
| Base Demand |  | 3.24 | 1104.84 | 1137.24 | 1072.44 | 894.24 | 1023.84 | 1169.64 | 1166.4 | 1001.16 | 997.92 | 910.44 | 887.76 | 735.48 | 12101.4
| Min Applied |  |  | 64.8 | 32.4 | 97.2 | 275.4 | 145.8 | 0 | 3.24 | 168.48 | 171.72 | 259.2 | 281.88 | 434.16 | 1934.28 | 597
| PF Penalty |  |  | 0 | 0 | 0 | 0 | 0 | 0 | 0 | 0 | 0 | 0 | 0 | 0 | 0
|  |  | TOTAL: | 8186.7056 | 9428.4872 | 8414.1264 | 8058.9584 | 8638.3568 | 9442.7192 | 9191.516 | 8351.6552 | 8462.0264 | 8063.588 | 7488.254 | 6144.4284 | 99870.8216

## AQ
RATE COMPARISON TEMPLATE
Rates current as of 7/1/2017
Rate 1
Metered Usage |  |  |  | July | August | September | October | November | December | January | February | March | April | May | June | TOTAL |  |  | Rate 2
Energy | [18 empty] | Rate 3
|  |  | On Peak | 23184 | 21456 | 17424 | 28656 | 31392 | 21744 | 22896 | 21024 | 27504 | 23760 | 23616 | 23040 | 285696 | 20.76% |  | Rate 4
|  |  | Off Peak | [12 empty] | 0 |  |  | Rate 5
Demand | Max KW | [17 empty] | Rate 6
| 157.1 |  | Peak | 138.4 | 117.2 | 117.9 | 157.1 | 153 | 129.6 | 127 | 105.9 | 89.2 | 100.9 | 115.2 | 123.5 | 1474.9 |  | 612.2 | Rate 7
| 157.1 |  | Intermediate | 138.4 | 117.2 | 117.9 | 157.1 | 153 | 129.6 | 127 | 105.9 | 89.2 | 100.9 | 115.2 | 123.5 | 1474.9 |  | 862.7 | Rate 8
| 157.1 |  | Base | 138.4 | 117.2 | 117.9 | 157.1 | 153 | 129.6 | 127 | 105.9 | 89.2 | 100.9 | 115.2 | 123.5 | 1474.9
|  |  | PF | 90 | 90 | 90 | 90 | 90 | 90 | 90 | 90 | 90 | 90 | 90 | 90
COMPARISON | Service |  |  | July | August | September | October | November | December | January | February | March | April | May | June | TOTAL
| CURRENT | PS Sec Current | Rate 5 | 3554.6525 | 3089.0683 | 2958.3803 | 3776.4373 | 3804.6722 | 3063.4157 | 3060.4951 | 2635.9823 | 2584.3829 | 2648.9622 | 3128.1235 | 3265.6638 | 37570.2361
| POTENTIAL | PS Proposed | Rate 6 | 3784.3965 | 3283.6203 | 3154.0943 | 4008.9453 | 4031.1122 | 3255.2237 | 3248.4551 | 2792.7143 | 2716.3989 | 2798.2942 | 3319.3555 | 3470.6738 | 39863.2841
| Savings |  |  | -229.744 | -194.552 | -195.714 | -232.508 | -226.44 | -191.808 | -187.96 | -156.732 | -132.016 | -149.332 | -191.232 | -205.01 | -2293.048
Rate Code
Base Charges
1 | GS 3- P Current
| Service Charge |  | 40 | 40 | 40 | 40 | 40 | 40 | 40 | 40 | 40 | 40 | 40 | 40 | 40 | 480
| Energy Charge |  | 0.10426 | 2417.1638 | 2237.0026 | 1816.6262 | 2987.6746 | 3272.9299 | 2267.0294 | 2387.137 | 2191.9622 | 2867.567 | 2477.2176 | 2462.2042 | 2402.1504 | 29786.665
|  |  | TOTAL: | 2457.1638 | 2277.0026 | 1856.6262 | 3027.6746 | 3312.9299 | 2307.0294 | 2427.137 | 2231.9622 | 2907.567 | 2517.2176 | 2502.2042 | 2442.1504 | 30266.665
2 | GS 3-P Proposed
| Service Charge |  | 50.4 | 50.4 | 50.4 | 50.4 | 50.4 | 50.4 | 50.4 | 50.4 | 50.4 | 50.4 | 50.4 | 50.4 | 50.4 | 604.8
| Energy Charge |  | 0.10685 | 2477.2104 | 2292.5736 | 1861.7544 | 3061.8936 | 3354.2352 | 2323.3464 | 2446.4376 | 2246.4144 | 2938.8024 | 2538.756 | 2523.3696 | 2461.824 | 30526.6176
|  |  | TOTAL: | 2527.6104 | 2342.9736 | 1912.1544 | 3112.2936 | 3404.6352 | 2373.7464 | 2496.8376 | 2296.8144 | 2989.2024 | 2589.156 | 2573.7696 | 2512.224 | 31131.4176
3 | AES 3-P Current
| Service Charge |  | 40 | 40 | 40 | 40 | 40 | 40 | 40 | 40 | 40 | 40 | 40 | 40 | 40 | 480
| Energy Charge |  | 0.08369 | 1940.269 | 1795.6526 | 1458.2146 | 2398.2206 | 2627.1965 | 1819.7554 | 1916.1662 | 1759.4986 | 2301.8098 | 1988.4744 | 1976.423 | 1928.2176 | 23909.8982
|  |  | TOTAL: | 1980.269 | 1835.6526 | 1498.2146 | 2438.2206 | 2667.1965 | 1859.7554 | 1956.1662 | 1799.4986 | 2341.8098 | 2028.4744 | 2016.423 | 1968.2176 | 24389.8982
4 | AES 3-P Proposed
| Service Charge |  | 140 | 140 | 140 | 140 | 140 | 140 | 140 | 140 | 140 | 140 | 140 | 140 | 140 | 1680
| Energy Charge |  | 0.08519 | 1975.045 | 1827.8366 | 1484.3506 | 2441.2046 | 2674.2845 | 1852.3714 | 1950.5102 | 1791.0346 | 2343.0658 | 2024.1144 | 2011.847 | 1962.7776 | 24338.4422
|  |  | TOTAL: | 2115.045 | 1967.8366 | 1624.3506 | 2581.2046 | 2814.2845 | 1992.3714 | 2090.5102 | 1931.0346 | 2483.0658 | 2164.1144 | 2151.847 | 2102.7776 | 26018.4422
5 | PS Sec Current
| Service Charge |  | 90 | 90 | 90 | 90 | 90 | 90 | 90 | 90 | 90 | 90 | 90 | 90 | 90 | 1080
| Energy Charge |  | 0.03572 | 828.1325 | 766.4083 | 622.3853 | 1023.5923 | 1121.3222 | 776.6957 | 817.8451 | 750.9773 | 982.4429 | 848.7072 | 843.5635 | 822.9888 | 10205.0611
| Demand Charge (May through September) |  | 19.05 | July: 2636.52; August: 2232.66; September: 2245.995; May: 2194.56; June: 2352.675 | 11662.41
| Min Applied |  |  | July: 0; August: 0; September: 0; May: 0; June: 0 | 0 | 0
| Demand Charge (October through April) |  | 16.95 | October: 2662.845; November: 2593.35; December: 2196.72; January: 2152.65; February: 1795.005; March: 1511.94; April: 1710.255 | 14622.765
| Min Applied |  |  | October: 0; November: 0; December: 0; January: 0; February: 0; March: 0; April: 0 | 0 | 0
| PF Penalty |  |  | 0 | 0 | 0 | 0 | 0 | 0 | 0 | 0 | 0 | 0 | 0 | 0 | 0
|  |  | TOTAL: | 3554.6525 | 3089.0683 | 2958.3803 | 3776.4373 | 3804.6722 | 3063.4157 | 3060.4951 | 2635.9823 | 2584.3829 | 2648.9622 | 3128.1235 | 3265.6638 | 37570.2361
6 | PS Proposed
| Service Charge |  | 90 | 90 | 90 | 90 | 90 | 90 | 90 | 90 | 90 | 90 | 90 | 90 | 90 | 1080
| Energy Charge |  | 0.03572 | 828.1325 | 766.4083 | 622.3853 | 1023.5923 | 1121.3222 | 776.6957 | 817.8451 | 750.9773 | 982.4429 | 848.7072 | 843.5635 | 822.9888 | 10205.0611
| Demand Charge (May through September) |  | 20.71 | July: 2866.264; August: 2427.212; September: 2441.709; May: 2385.792; June: 2557.685 | 12678.662
| Min Applied |  |  | July: 0; August: 0; September: 0; May: 0; June: 0 | 0 | 0
| Demand Charge (October through April) |  | 18.43 | October: 2895.353; November: 2819.79; December: 2388.528; January: 2340.61; February: 1951.737; March: 1643.956; April: 1859.587 | 15899.561
| Min Applied |  |  | October: 0; November: 0; December: 0; January: 0; February: 0; March: 0; April: 0 | 0 | 0
| PF Penalty |  |  | 0 | 0 | 0 | 0 | 0 | 0 | 0 | 0 | 0 | 0 | 0 | 0 | 0
|  |  | TOTAL: | 3784.3965 | 3283.6203 | 3154.0943 | 4008.9453 | 4031.1122 | 3255.2237 | 3248.4551 | 2792.7143 | 2716.3989 | 2798.2942 | 3319.3555 | 3470.6738 | 39863.2841
7 | TODS Current
| Service Charge |  | 200 | 200 | 200 | 200 | 200 | 200 | 200 | 200 | 200 | 200 | 200 | 200 | 200 | 2400
| Energy Charge |  | 0.03527 | 817.6997 | 756.7531 | 614.5445 | 1010.6971 | 1107.1958 | 766.9109 | 807.5419 | 741.5165 | 970.0661 | 838.0152 | 832.9363 | 812.6208 | 10076.4979
| Peak Demand |  | 6.13 | 848.392 | 718.436 | 722.727 | 963.023 | 937.89 | 794.448 | 778.51 | 649.167 | 546.796 | 618.517 | 706.176 | 757.055 | 9041.137
| Min Applied |  |  | 0 | 0 | 0 | 0 | 0 | 0 | 0 | 0 | 0 | 0 | 0 | 0 | 0 | 0
| Intermediate Demand |  | 4.53 | 626.952 | 530.916 | 534.087 | 711.663 | 693.09 | 587.088 | 575.31 | 479.727 | 404.076 | 457.077 | 521.856 | 559.455 | 6681.297
| Min Applied |  |  | 0 | 0 | 0 | 0 | 0 | 0 | 0 | 0 | 0 | 0 | 0 | 0 | 0 | 0
| Base Demand |  | 5.2 | 719.68 | 609.44 | 613.08 | 816.92 | 795.6 | 673.92 | 660.4 | 550.68 | 463.84 | 524.68 | 599.04 | 642.2 | 7669.48
| Min Applied |  |  | 580.32 | 690.56 | 686.92 | 483.08 | 504.4 | 626.08 | 639.6 | 749.32 | 836.16 | 775.32 | 700.96 | 657.8 | 7930.52 | 1525.1
| PF Penalty |  |  | 0 | 0 | 0 | 0 | 0 | 0 | 0 | 0 | 0 | 0 | 0 | 0 | 0
|  |  | TOTAL: | 3793.0437 | 3506.1051 | 3371.3585 | 4185.3831 | 4238.1758 | 3648.4469 | 3661.3619 | 3370.4105 | 3420.9381 | 3413.6092 | 3560.9683 | 3629.1308 | 43798.9319
8 | TODS Proposed
| Service Charge |  | 200 | 200 | 200 | 200 | 200 | 200 | 200 | 200 | 200 | 200 | 200 | 200 | 200 | 2400
| Energy Charge |  | 0.03531 | 818.627 | 757.6114 | 615.2414 | 1011.8434 | 1108.4515 | 767.7806 | 808.4578 | 742.3574 | 971.1662 | 838.9656 | 833.881 | 813.5424 | 10087.9258
| Peak Demand |  | 7.81 | 1080.904 | 915.332 | 920.799 | 1226.951 | 1194.93 | 1012.176 | 991.87 | 827.079 | 696.652 | 788.029 | 899.712 | 964.535 | 11518.969
| Min Applied |  |  | 0 | 0 | 0 | 0 | 0 | 0 | 0 | 0 | 0 | 0 | 0 | 0 | 0 | 0
| Intermediate Demand |  | 6.11 | 845.624 | 716.092 | 720.369 | 959.881 | 934.83 | 791.856 | 775.97 | 647.049 | 545.012 | 616.499 | 703.872 | 754.585 | 9011.639
| Min Applied |  |  | 0 | 0 | 0 | 0 | 0 | 0 | 0 | 0 | 0 | 0 | 0 | 0 | 0 | 0
| Base Demand |  | 3.24 | 448.416 | 379.728 | 381.996 | 509.004 | 495.72 | 419.904 | 411.48 | 343.116 | 289.008 | 326.916 | 373.248 | 400.14 | 4778.676
| Min Applied |  |  | 361.584 | 430.272 | 428.004 | 300.996 | 314.28 | 390.096 | 398.52 | 466.884 | 520.992 | 483.084 | 436.752 | 409.86 | 4941.324 | 1525.1
| PF Penalty |  |  | 0 | 0 | 0 | 0 | 0 | 0 | 0 | 0 | 0 | 0 | 0 | 0 | 0
|  |  | TOTAL: | 3755.155 | 3399.0354 | 3266.4094 | 4208.6754 | 4248.2115 | 3581.8126 | 3586.2978 | 3226.4854 | 3222.8302 | 3253.4936 | 3447.465 | 3542.6624 | 42738.5338

## AR
RATE COMPARISON TEMPLATE
Rates current as of 7/1/2017
Rate 1
Metered Usage |  |  |  | July | August | September | October | November | December | January | February | March | April | May | June | TOTAL |  |  | Rate 2
Energy | [18 empty] | Rate 3
|  |  | On Peak | 77262 | 61596 | 74221 | 106391 | 100713 | 66249 | 71174 | 70240 | 81367 | 81847 | 72535 | 74863 | 938458 | 28.51% |  | Rate 4
|  |  | Off Peak | [12 empty] | 0 |  |  | Rate 5
Demand | Max KW | [17 empty] | Rate 6
| 375.7 |  | Peak | 308.7 | 218 | 322 | 375.7 | 355.7 | 324.9 | 301.3 | 350.1 | 306 | 297.7 | 316.3 | 314.6 | 3791 |  | 1479.6 | Rate 7
| 386.5 |  | Intermediate | 351.4 | 242.6 | 322 | 375.7 | 386.5 | 324.9 | 342 | 350.1 | 306 | 330.3 | 316.3 | 314.6 | 3962.4 |  | 2311.4 | Rate 8
| 386.5 |  | Base | 356.2 | 242.6 | 322 | 375.7 | 386.5 | 324.9 | 342 | 350.1 | 306 | 330.3 | 316.3 | 314.6 | 3967.2
|  |  | PF | 90 | 90 | 90 | 90 | 90 | 90 | 90 | 90 | 90 | 90 | 90 | 90
COMPARISON | Service |  |  | July | August | September | October | November | December | January | February | March | April | May | June | TOTAL
| CURRENT | TODS Current | Rate 7 | 8261.4437 | 6107.8089 | 7924.6947 | 9911.0126 | 9693.2335 | 7689.5162 | 7884.936 | 8229.9508 | 7922.9741 | 8125.4637 | 7774.8274 | 7829.974 | 97355.8357
| POTENTIAL | TODS Proposed | Rate 8 | 8738.3822 | 6812.0808 | 8555.2435 | 10438.6702 | 10147.968 | 8314.1202 | 8408.1869 | 8805.8264 | 8584.8488 | 8685.4476 | 8416.3669 | 8474.9045 | 104382.046
| Savings |  |  | -476.9385 | -704.2718 | -630.5488 | -527.6576 | -454.7345 | -624.604 | -523.251 | -575.8756 | -661.8747 | -559.9839 | -641.5394 | -644.9305 | -7026.2103
Rate Code
Base Charges
1 | GS 3- P Current
| Service Charge |  | 40 | 40 | 40 | 40 | 40 | 40 | 40 | 40 | 40 | 40 | 40 | 40 | 40 | 480
| Energy Charge |  | 0.10426 | 8055.3361 | 6421.999 | 7738.2815 | 11092.3257 | 10500.3374 | 6907.1207 | 7420.6012 | 7323.2224 | 8483.3234 | 8533.3682 | 7562.4991 | 7805.2164 | 97843.6311
|  |  | TOTAL: | 8095.3361 | 6461.999 | 7778.2815 | 11132.3257 | 10540.3374 | 6947.1207 | 7460.6012 | 7363.2224 | 8523.3234 | 8573.3682 | 7602.4991 | 7845.2164 | 98323.6311
2 | GS 3-P Proposed
| Service Charge |  | 50.4 | 50.4 | 50.4 | 50.4 | 50.4 | 50.4 | 50.4 | 50.4 | 50.4 | 50.4 | 50.4 | 50.4 | 50.4 | 604.8
| Energy Charge |  | 0.10685 | 8255.4447 | 6581.5326 | 7930.5139 | 11367.8784 | 10761.184 | 7078.7056 | 7604.9419 | 7505.144 | 8694.0639 | 8745.352 | 7750.3647 | 7999.1115 | 100274.2373
|  |  | TOTAL: | 8305.8447 | 6631.9326 | 7980.9138 | 11418.2784 | 10811.584 | 7129.1057 | 7655.3419 | 7555.544 | 8744.4639 | 8795.7519 | 7800.7648 | 8049.5116 | 100879.0373
3 | AES 3-P Current
| Service Charge |  | 40 | 40 | 40 | 40 | 40 | 40 | 40 | 40 | 40 | 40 | 40 | 40 | 40 | 480
| Energy Charge |  | 0.08369 | 6466.0568 | 5154.9692 | 6211.5555 | 8903.8628 | 8428.671 | 5544.3788 | 5956.5521 | 5878.3856 | 6809.6042 | 6849.7754 | 6070.4541 | 6265.2845 | 78539.55
|  |  | TOTAL: | 6506.0568 | 5194.9692 | 6251.5555 | 8943.8628 | 8468.671 | 5584.3788 | 5996.5521 | 5918.3856 | 6849.6042 | 6889.7754 | 6110.4541 | 6305.2845 | 79019.55
4 | AES 3-P Proposed
| Service Charge |  | 140 | 140 | 140 | 140 | 140 | 140 | 140 | 140 | 140 | 140 | 140 | 140 | 140 | 1680
| Energy Charge |  | 0.08519 | 6581.9498 | 5247.3632 | 6322.887 | 9063.4493 | 8579.7405 | 5643.7523 | 6063.3131 | 5983.7456 | 6931.6547 | 6972.5459 | 6179.2567 | 6377.579 | 79947.237
|  |  | TOTAL: | 6721.9498 | 5387.3632 | 6462.887 | 9203.4493 | 8719.7405 | 5783.7523 | 6203.3131 | 6123.7456 | 7071.6547 | 7112.5459 | 6319.2567 | 6517.579 | 81627.237
5 | PS Sec Current
| Service Charge |  | 90 | 90 | 90 | 90 | 90 | 90 | 90 | 90 | 90 | 90 | 90 | 90 | 90 | 1080
| Energy Charge |  | 0.03572 | 2759.7986 | 2200.2091 | 2651.1741 | 3800.2865 | 3597.4684 | 2366.4143 | 2542.3353 | 2508.9728 | 2906.4292 | 2923.5748 | 2590.9502 | 2674.1064 | 33521.7198
| Demand Charge (May through September) |  | 19.05 | July: 5880.735; August: 4152.9; September: 6134.1; May: 6025.515; June: 5993.13 | 28186.38
| Min Applied |  |  | July: 0; August: 0; September: 0; May: 0; June: 0 | 0 | 0
| Demand Charge (October through April) |  | 16.95 | October: 6368.115; November: 6029.115; December: 5507.055; January: 5107.035; February: 5934.195; March: 5186.7; April: 5046.015 | 39178.23
| Min Applied |  |  | October: 0; November: 0; December: 0; January: 0; February: 0; March: 0; April: 0 | 0 | 0
| PF Penalty |  |  | 0 | 0 | 0 | 0 | 0 | 0 | 0 | 0 | 0 | 0 | 0 | 0 | 0
|  |  | TOTAL: | 8730.5336 | 6443.1091 | 8875.2741 | 10258.4015 | 9716.5834 | 7963.4693 | 7739.3703 | 8533.1678 | 8183.1292 | 8059.5898 | 8706.4652 | 8757.2364 | 101966.3298
6 | PS Proposed
| Service Charge |  | 90 | 90 | 90 | 90 | 90 | 90 | 90 | 90 | 90 | 90 | 90 | 90 | 90 | 1080
| Energy Charge |  | 0.03572 | 2759.7986 | 2200.2091 | 2651.1741 | 3800.2865 | 3597.4684 | 2366.4143 | 2542.3353 | 2508.9728 | 2906.4292 | 2923.5748 | 2590.9502 | 2674.1064 | 33521.7198
| Demand Charge (May through September) |  | 20.71 | July: 6393.177; August: 4514.78; September: 6668.62; May: 6550.573; June: 6515.366 | 30642.516
| Min Applied |  |  | July: 0; August: 0; September: 0; May: 0; June: 0 | 0 | 0
| Demand Charge (October through April) |  | 18.43 | October: 6924.151; November: 6555.551; December: 5987.907; January: 5552.959; February: 6452.343; March: 5639.58; April: 5486.611 | 42599.102
| Min Applied |  |  | October: 0; November: 0; December: 0; January: 0; February: 0; March: 0; April: 0 | 0 | 0
| PF Penalty |  |  | 0 | 0 | 0 | 0 | 0 | 0 | 0 | 0 | 0 | 0 | 0 | 0 | 0
|  |  | TOTAL: | 9242.9756 | 6804.9891 | 9409.7941 | 10814.4375 | 10243.0194 | 8444.3213 | 8185.2943 | 9051.3158 | 8636.0092 | 8500.1858 | 9231.5232 | 9279.4724 | 107843.3378
7 | TODS Current
| Service Charge |  | 200 | 200 | 200 | 200 | 200 | 200 | 200 | 200 | 200 | 200 | 200 | 200 | 200 | 2400
| Energy Charge |  | 0.03527 | 2725.0307 | 2172.4909 | 2617.7747 | 3752.4106 | 3552.1475 | 2336.6022 | 2510.307 | 2477.3648 | 2869.8141 | 2886.7437 | 2558.3095 | 2640.418 | 33099.4137
| Peak Demand |  | 6.13 | 1892.331 | 1336.34 | 1973.86 | 2303.041 | 2180.441 | 1991.637 | 1846.969 | 2146.113 | 1875.78 | 1824.901 | 1938.919 | 1928.498 | 23238.83
| Min Applied |  |  | 0 | 0 | 0 | 0 | 0 | 0 | 0 | 0 | 0 | 0 | 0 | 0 | 0 | 0
| Intermediate Demand |  | 4.53 | 1591.842 | 1098.978 | 1458.66 | 1701.921 | 1750.845 | 1471.797 | 1549.26 | 1585.953 | 1386.18 | 1496.259 | 1432.839 | 1425.138 | 17949.672
| Min Applied |  |  | 0 | 0 | 0 | 0 | 0 | 0 | 0 | 0 | 0 | 0 | 0 | 0 | 0 | 0
| Base Demand |  | 5.2 | 1852.24 | 1261.52 | 1674.4 | 1953.64 | 2009.8 | 1689.48 | 1778.4 | 1820.52 | 1591.2 | 1717.56 | 1644.76 | 1635.92 | 20629.44
| Min Applied |  |  | 0 | 38.48 | 0 | 0 | 0 | 0 | 0 | 0 | 0 | 0 | 0 | 0 | 38.48 | 7.4
| PF Penalty |  |  | 0 | 0 | 0 | 0 | 0 | 0 | 0 | 0 | 0 | 0 | 0 | 0 | 0
|  |  | TOTAL: | 8261.4437 | 6107.8089 | 7924.6947 | 9911.0126 | 9693.2335 | 7689.5162 | 7884.936 | 8229.9508 | 7922.9741 | 8125.4637 | 7774.8274 | 7829.974 | 97355.8357
8 | TODS Proposed
| Service Charge |  | 200 | 200 | 200 | 200 | 200 | 200 | 200 | 200 | 200 | 200 | 200 | 200 | 200 | 2400
| Energy Charge |  | 0.03531 | 2728.1212 | 2174.9548 | 2620.7435 | 3756.6662 | 3556.176 | 2339.2522 | 2513.1539 | 2480.1744 | 2873.0688 | 2890.0176 | 2561.2108 | 2643.4125 | 33136.952
| Peak Demand |  | 7.81 | 2410.947 | 1702.58 | 2514.82 | 2934.217 | 2778.017 | 2537.469 | 2353.153 | 2734.281 | 2389.86 | 2325.037 | 2470.303 | 2457.026 | 29607.71
| Min Applied |  |  | 0 | 0 | 0 | 0 | 0 | 0 | 0 | 0 | 0 | 0 | 0 | 0 | 0 | 0
| Intermediate Demand |  | 6.11 | 2147.054 | 1482.286 | 1967.42 | 2295.527 | 2361.515 | 1985.139 | 2089.62 | 2139.111 | 1869.66 | 2018.133 | 1932.593 | 1922.206 | 24210.264
| Min Applied |  |  | 0 | 0 | 0 | 0 | 0 | 0 | 0 | 0 | 0 | 0 | 0 | 0 | 0 | 0
| Base Demand |  | 3.24 | 1154.088 | 786.024 | 1043.28 | 1217.268 | 1252.26 | 1052.676 | 1108.08 | 1134.324 | 991.44 | 1070.172 | 1024.812 | 1019.304 | 12853.728
| Min Applied |  |  | 98.172 | 466.236 | 208.98 | 34.992 | 0 | 199.584 | 144.18 | 117.936 | 260.82 | 182.088 | 227.448 | 232.956 | 2173.392 | 670.8
| PF Penalty |  |  | 0 | 0 | 0 | 0 | 0 | 0 | 0 | 0 | 0 | 0 | 0 | 0 | 0
|  |  | TOTAL: | 8738.3822 | 6812.0808 | 8555.2435 | 10438.6702 | 10147.968 | 8314.1202 | 8408.1869 | 8805.8264 | 8584.8488 | 8685.4476 | 8416.3669 | 8474.9045 | 104382.046

## AS
RATE COMPARISON TEMPLATE
Rates current as of 7/1/2017
Rate 1
Metered Usage |  |  |  | July | August | September | October | November | December | January | February | March | April | May | June | TOTAL |  |  | Rate 2
Energy | [18 empty] | Rate 3
|  |  | On Peak | 80928 | 67968 | 75744 | 95616 | 93888 | 73152 | 77184 | 64800 | 78048 | 75456 | 70272 | 69984 | 923040 | 32.1% |  | Rate 4
|  |  | Off Peak | [12 empty] | 0 |  |  | Rate 5
Demand | Max KW | [17 empty] | Rate 6
| 328.3 |  | Peak | 276.8 | 193 | 253.5 | 327.6 | 328.3 | 294.1 | 302.4 | 264.6 | 291.2 | 295.1 | 254.2 | 310.9 | 3391.7 |  | 1288.4 | Rate 7
| 369.1 |  | Intermediate | 321.9 | 201.8 | 253.7 | 369.1 | 365.1 | 294.1 | 302.4 | 264.6 | 291.2 | 295.1 | 254.2 | 310.9 | 3524.1 |  | 2103.3 | Rate 8
| 394.5 |  | Base | 333.3 | 211.7 | 263.5 | 391.2 | 394.5 | 294.1 | 302.4 | 264.6 | 291.2 | 295.1 | 254.2 | 318 | 3613.8
|  |  | PF | 90 | 90 | 90 | 90 | 90 | 90 | 90 | 90 | 90 | 90 | 90 | 90
COMPARISON | Service |  |  | July | August | September | October | November | December | January | February | March | April | May | June | TOTAL
| CURRENT | TODS Current | Rate 7 | 7942.4816 | 5994.4754 | 7113.2569 | 9286.8273 | 9229.2118 | 7453.727 | 7718.3437 | 6844.682 | 7595.495 | 7545.6491 | 6926.8154 | 7636.1297 | 91287.0948
| POTENTIAL | TODS Proposed | Rate 8 | 8464.3647 | 6618.4581 | 7682.6426 | 9668.138 | 9588.1493 | 8155.0491 | 8412.955 | 7449.5 | 8287.5589 | 8250.3234 | 7497.9483 | 8277.043 | 98352.1304
| Savings |  |  | -521.8831 | -623.9827 | -569.3858 | -381.3106 | -358.9375 | -701.3221 | -694.6114 | -604.818 | -692.0639 | -704.6742 | -571.1329 | -640.9134 | -7065.0356
Rate Code
Base Charges
1 | GS 3- P Current
| Service Charge |  | 40 | 40 | 40 | 40 | 40 | 40 | 40 | 40 | 40 | 40 | 40 | 40 | 40 | 480
| Energy Charge |  | 0.10426 | 8437.5533 | 7086.3437 | 7897.0694 | 9968.9242 | 9788.7629 | 7626.8275 | 8047.2038 | 6756.048 | 8137.2845 | 7867.0426 | 7326.5587 | 7296.5318 | 96236.1504
|  |  | TOTAL: | 8477.5533 | 7126.3437 | 7937.0694 | 10008.9242 | 9828.7629 | 7666.8275 | 8087.2038 | 6796.048 | 8177.2845 | 7907.0426 | 7366.5587 | 7336.5318 | 96716.1504
2 | GS 3-P Proposed
| Service Charge |  | 50.4 | 50.4 | 50.4 | 50.4 | 50.4 | 50.4 | 50.4 | 50.4 | 50.4 | 50.4 | 50.4 | 50.4 | 50.4 | 604.8
| Energy Charge |  | 0.10685 | 8647.1568 | 7262.3808 | 8093.2464 | 10216.5696 | 10031.9328 | 7816.2912 | 8247.1104 | 6923.88 | 8339.4288 | 8062.4736 | 7508.5632 | 7477.7904 | 98626.824
|  |  | TOTAL: | 8697.5568 | 7312.7808 | 8143.6464 | 10266.9696 | 10082.3328 | 7866.6912 | 8297.5104 | 6974.28 | 8389.8288 | 8112.8736 | 7558.9632 | 7528.1904 | 99231.624
3 | AES 3-P Current
| Service Charge |  | 40 | 40 | 40 | 40 | 40 | 40 | 40 | 40 | 40 | 40 | 40 | 40 | 40 | 480
| Energy Charge |  | 0.08369 | 6772.8643 | 5688.2419 | 6339.0154 | 8002.103 | 7857.4867 | 6122.0909 | 6459.529 | 5423.112 | 6531.8371 | 6314.9126 | 5881.0637 | 5856.961 | 77249.2176
|  |  | TOTAL: | 6812.8643 | 5728.2419 | 6379.0154 | 8042.103 | 7897.4867 | 6162.0909 | 6499.529 | 5463.112 | 6571.8371 | 6354.9126 | 5921.0637 | 5896.961 | 77729.2176
4 | AES 3-P Proposed
| Service Charge |  | 140 | 140 | 140 | 140 | 140 | 140 | 140 | 140 | 140 | 140 | 140 | 140 | 140 | 1680
| Energy Charge |  | 0.08519 | 6894.2563 | 5790.1939 | 6452.6314 | 8145.527 | 7998.3187 | 6231.8189 | 6575.305 | 5520.312 | 6648.9091 | 6428.0966 | 5986.4717 | 5961.937 | 78633.7776
|  |  | TOTAL: | 7034.2563 | 5930.1939 | 6592.6314 | 8285.527 | 8138.3187 | 6371.8189 | 6715.305 | 5660.312 | 6788.9091 | 6568.0966 | 6126.4717 | 6101.937 | 80313.7776
5 | PS Sec Current
| Service Charge |  | 90 | 90 | 90 | 90 | 90 | 90 | 90 | 90 | 90 | 90 | 90 | 90 | 90 | 1080
| Energy Charge |  | 0.03572 | 2890.7482 | 2427.817 | 2705.5757 | 3415.4035 | 3353.6794 | 2612.9894 | 2757.0125 | 2314.656 | 2787.8746 | 2695.2883 | 2510.1158 | 2499.8285 | 32970.9888
| Demand Charge (May through September) |  | 19.05 | July: 5273.04; August: 3676.65; September: 4829.175; May: 4842.51; June: 5922.645 | 24544.02
| Min Applied |  |  | July: 0; August: 0; September: 0; May: 0; June: 0 | 0 | 0
| Demand Charge (October through April) |  | 16.95 | October: 5552.82; November: 5564.685; December: 4984.995; January: 5125.68; February: 4484.97; March: 4935.84; April: 5001.945 | 35650.935
| Min Applied |  |  | October: 0; November: 0; December: 0; January: 0; February: 0; March: 0; April: 0 | 0 | 0
| PF Penalty |  |  | 0 | 0 | 0 | 0 | 0 | 0 | 0 | 0 | 0 | 0 | 0 | 0 | 0
|  |  | TOTAL: | 8253.7882 | 6194.467 | 7624.7507 | 9058.2235 | 9008.3644 | 7687.9844 | 7972.6925 | 6889.626 | 7813.7146 | 7787.2333 | 7442.6258 | 8512.4735 | 94245.9438
6 | PS Proposed
| Service Charge |  | 90 | 90 | 90 | 90 | 90 | 90 | 90 | 90 | 90 | 90 | 90 | 90 | 90 | 1080
| Energy Charge |  | 0.03572 | 2890.7482 | 2427.817 | 2705.5757 | 3415.4035 | 3353.6794 | 2612.9894 | 2757.0125 | 2314.656 | 2787.8746 | 2695.2883 | 2510.1158 | 2499.8285 | 32970.9888
| Demand Charge (May through September) |  | 20.71 | July: 5732.528; August: 3997.03; September: 5249.985; May: 5264.482; June: 6438.739 | 26682.764
| Min Applied |  |  | July: 0; August: 0; September: 0; May: 0; June: 0 | 0 | 0
| Demand Charge (October through April) |  | 18.43 | October: 6037.668; November: 6050.569; December: 5420.263; January: 5573.232; February: 4876.578; March: 5366.816; April: 5438.693 | 38763.819
| Min Applied |  |  | October: 0; November: 0; December: 0; January: 0; February: 0; March: 0; April: 0 | 0 | 0
| PF Penalty |  |  | 0 | 0 | 0 | 0 | 0 | 0 | 0 | 0 | 0 | 0 | 0 | 0 | 0
|  |  | TOTAL: | 8713.2762 | 6514.847 | 8045.5607 | 9543.0715 | 9494.2484 | 8123.2524 | 8420.2445 | 7281.234 | 8244.6906 | 8223.9813 | 7864.5978 | 9028.5675 | 99497.5718
7 | TODS Current
| Service Charge |  | 200 | 200 | 200 | 200 | 200 | 200 | 200 | 200 | 200 | 200 | 200 | 200 | 200 | 2400
| Energy Charge |  | 0.03527 | 2854.3306 | 2397.2314 | 2671.4909 | 3372.3763 | 3311.4298 | 2580.071 | 2722.2797 | 2285.496 | 2752.753 | 2661.3331 | 2478.4934 | 2468.3357 | 32555.6208
| Peak Demand |  | 6.13 | 1696.784 | 1183.09 | 1553.955 | 2008.188 | 2012.479 | 1802.833 | 1853.712 | 1621.998 | 1785.056 | 1808.963 | 1558.246 | 1905.817 | 20791.121
| Min Applied |  |  | 0 | 0 | 0 | 0 | 0 | 0 | 0 | 0 | 0 | 0 | 0 | 0 | 0 | 0
| Intermediate Demand |  | 4.53 | 1458.207 | 914.154 | 1149.261 | 1672.023 | 1653.903 | 1332.273 | 1369.872 | 1198.638 | 1319.136 | 1336.803 | 1151.526 | 1408.377 | 15964.173
| Min Applied |  |  | 0 | 0 | 0 | 0 | 0 | 0 | 0 | 0 | 0 | 0 | 0 | 0 | 0 | 0
| Base Demand |  | 5.2 | 1733.16 | 1100.84 | 1370.2 | 2034.24 | 2051.4 | 1529.32 | 1572.48 | 1375.92 | 1514.24 | 1534.52 | 1321.84 | 1653.6 | 18791.76
| Min Applied |  |  | 0 | 199.16 | 168.35 | 0 | 0 | 9.23 | 0 | 162.63 | 24.31 | 4.03 | 216.71 | 0 | 784.42 | 150.85
| PF Penalty |  |  | 0 | 0 | 0 | 0 | 0 | 0 | 0 | 0 | 0 | 0 | 0 | 0 | 0
|  |  | TOTAL: | 7942.4816 | 5994.4754 | 7113.2569 | 9286.8273 | 9229.2118 | 7453.727 | 7718.3437 | 6844.682 | 7595.495 | 7545.6491 | 6926.8154 | 7636.1297 | 91287.0948
8 | TODS Proposed
| Service Charge |  | 200 | 200 | 200 | 200 | 200 | 200 | 200 | 200 | 200 | 200 | 200 | 200 | 200 | 2400
| Energy Charge |  | 0.03531 | 2857.5677 | 2399.9501 | 2674.5206 | 3376.201 | 3315.1853 | 2582.9971 | 2725.367 | 2288.088 | 2755.8749 | 2664.3514 | 2481.3043 | 2471.135 | 32592.5424
| Peak Demand |  | 7.81 | 2161.808 | 1507.33 | 1979.835 | 2558.556 | 2564.023 | 2296.921 | 2361.744 | 2066.526 | 2274.272 | 2304.731 | 1985.302 | 2428.129 | 26489.177
| Min Applied |  |  | 0 | 0 | 0 | 0 | 0 | 0 | 0 | 0 | 0 | 0 | 0 | 0 | 0 | 0
| Intermediate Demand |  | 6.11 | 1966.809 | 1232.998 | 1550.107 | 2255.201 | 2230.761 | 1796.951 | 1847.664 | 1616.706 | 1779.232 | 1803.061 | 1553.162 | 1899.599 | 21532.251
| Min Applied |  |  | 0 | 0 | 0 | 0 | 0 | 0 | 0 | 0 | 0 | 0 | 0 | 0 | 0 | 0
| Base Demand |  | 3.24 | 1079.892 | 685.908 | 853.74 | 1267.488 | 1278.18 | 952.884 | 979.776 | 857.304 | 943.488 | 956.124 | 823.608 | 1030.32 | 11708.712
| Min Applied |  |  | 198.288 | 592.272 | 424.44 | 10.692 | 0 | 325.296 | 298.404 | 420.876 | 334.692 | 322.056 | 454.572 | 247.86 | 3629.448 | 1120.2
| PF Penalty |  |  | 0 | 0 | 0 | 0 | 0 | 0 | 0 | 0 | 0 | 0 | 0 | 0 | 0
|  |  | TOTAL: | 8464.3647 | 6618.4581 | 7682.6426 | 9668.138 | 9588.1493 | 8155.0491 | 8412.955 | 7449.5 | 8287.5589 | 8250.3234 | 7497.9483 | 8277.043 | 98352.1304

## AT
RATE COMPARISON TEMPLATE
Rates current as of 7/1/2017
Rate 1
Metered Usage |  |  |  | July | August | September | October | November | December | January | February | March | April | May | June | TOTAL |  |  | Rate 2
Energy | [18 empty] | Rate 3
|  |  | On Peak | 37082 | 55678 | 43982 | 51782 | 67994 | 58131 | 34731 | 36283 | 28172 | 36246 | 24188 | 42959 | 517228 | 19.03% |  | Rate 4
|  |  | Off Peak | [12 empty] | 0 |  |  | Rate 5
Demand | Max KW | [17 empty] | Rate 6
| 310.2 |  | Peak | 207.9 | 292.5 | 272.1 | 279.6 | 310.2 | 295.2 | 306.6 | 183 | 111.9 | 111.3 | 101.4 | 215.4 | 2687.1 |  | 1089.3 | Rate 7
| 310.2 |  | Intermediate | 207.9 | 292.5 | 272.1 | 279.6 | 310.2 | 295.2 | 306.6 | 183 | 111.9 | 111.3 | 101.4 | 215.4 | 2687.1 |  | 1597.8 | Rate 8
| 310.2 |  | Base | 207.9 | 292.5 | 272.1 | 279.6 | 310.2 | 295.2 | 306.6 | 183 | 111.9 | 111.3 | 101.4 | 215.4 | 2687.1
|  |  | PF | 90 | 90 | 90 | 90 | 90 | 90 | 90 | 90 | 90 | 90 | 90 | 90
COMPARISON | Service |  |  | July | August | September | October | November | December | January | February | March | April | May | June | TOTAL
| CURRENT | PS Sec Current | Rate 5 | 5375.064 | 7650.9432 | 6844.542 | 6678.873 | 7776.6357 | 7170.0793 | 6527.4613 | 4487.8788 | 3725.2488 | 4013.6521 | 3908.6504 | 5727.8655 | 69886.8942
| POTENTIAL | PS Proposed | Rate 6 | 5720.178 | 8136.4932 | 7296.228 | 7092.681 | 8235.7317 | 7606.9753 | 6981.2293 | 4758.7188 | 3954.7968 | 4243.2001 | 4166.1164 | 6085.4295 | 74277.7782
| Savings |  |  | -345.114 | -485.55 | -451.686 | -413.808 | -459.096 | -436.896 | -453.768 | -270.84 | -229.548 | -229.548 | -257.466 | -357.564 | -4390.884
Rate Code
Base Charges
1 | GS 3- P Current
| Service Charge |  | 40 | 40 | 40 | 40 | 40 | 40 | 40 | 40 | 40 | 40 | 40 | 40 | 40 | 480
| Energy Charge |  | 0.10426 | 3866.1693 | 5804.9883 | 4585.5633 | 5398.7913 | 7089.0544 | 6060.7381 | 3621.0541 | 3782.8656 | 2937.2127 | 3779.008 | 2521.8409 | 4478.9053 | 53926.1913
|  |  | TOTAL: | 3906.1693 | 5844.9883 | 4625.5633 | 5438.7913 | 7129.0544 | 6100.7381 | 3661.0541 | 3822.8656 | 2977.2127 | 3819.008 | 2561.8409 | 4518.9053 | 54406.1913
2 | GS 3-P Proposed
| Service Charge |  | 50.4 | 50.4 | 50.4 | 50.4 | 50.4 | 50.4 | 50.4 | 50.4 | 50.4 | 50.4 | 50.4 | 50.4 | 50.4 | 604.8
| Energy Charge |  | 0.10685 | 3962.2117 | 5949.1943 | 4699.4767 | 5532.9067 | 7265.1589 | 6211.2973 | 3711.0073 | 3876.8385 | 3010.1782 | 3872.8851 | 2584.4878 | 4590.1691 | 55265.8118
|  |  | TOTAL: | 4012.6117 | 5999.5943 | 4749.8767 | 5583.3067 | 7315.5589 | 6261.6974 | 3761.4073 | 3927.2386 | 3060.5782 | 3923.2851 | 2634.8878 | 4640.5692 | 55870.6118
3 | AES 3-P Current
| Service Charge |  | 40 | 40 | 40 | 40 | 40 | 40 | 40 | 40 | 40 | 40 | 40 | 40 | 40 | 480
| Energy Charge |  | 0.08369 | 3103.3926 | 4659.6918 | 3680.8536 | 4333.6356 | 5690.4179 | 4864.9834 | 2906.6374 | 3036.5243 | 2357.7147 | 3033.4277 | 2024.2937 | 3595.2387 | 43286.8113
|  |  | TOTAL: | 3143.3926 | 4699.6918 | 3720.8536 | 4373.6356 | 5730.4179 | 4904.9834 | 2946.6374 | 3076.5243 | 2397.7147 | 3073.4277 | 2064.2937 | 3635.2387 | 43766.8113
4 | AES 3-P Proposed
| Service Charge |  | 140 | 140 | 140 | 140 | 140 | 140 | 140 | 140 | 140 | 140 | 140 | 140 | 140 | 1680
| Energy Charge |  | 0.08519 | 3159.0156 | 4743.2088 | 3746.8266 | 4411.3086 | 5792.4089 | 4952.1799 | 2958.7339 | 3090.9488 | 2399.9727 | 3087.7967 | 2060.5757 | 3659.6772 | 44062.6533
|  |  | TOTAL: | 3299.0156 | 4883.2088 | 3886.8266 | 4551.3086 | 5932.4089 | 5092.1799 | 3098.7339 | 3230.9488 | 2539.9727 | 3227.7967 | 2200.5757 | 3799.6772 | 45742.6533
5 | PS Sec Current
| Service Charge |  | 90 | 90 | 90 | 90 | 90 | 90 | 90 | 90 | 90 | 90 | 90 | 90 | 90 | 1080
| Energy Charge |  | 0.03572 | 1324.569 | 1988.8182 | 1571.037 | 1849.653 | 2428.7457 | 2076.4393 | 1240.5913 | 1296.0288 | 1006.3038 | 1294.7071 | 863.9954 | 1534.4955 | 18475.3842
| Demand Charge (May through September) |  | 19.05 | July: 3960.495; August: 5572.125; September: 5183.505; May: 1931.67; June: 4103.37 | 20751.165
| Min Applied |  |  | July: 0; August: 0; September: 0; May: 1022.985; June: 0 | 1022.985 | 53.7
| Demand Charge (October through April) |  | 16.95 | October: 4739.22; November: 5257.89; December: 5003.64; January: 5196.87; February: 3101.85; March: 1896.705; April: 1886.535 | 27082.71
| Min Applied |  |  | October: 0; November: 0; December: 0; January: 0; February: 0; March: 732.24; April: 742.41 | 1474.65 | 87
| PF Penalty |  |  | 0 | 0 | 0 | 0 | 0 | 0 | 0 | 0 | 0 | 0 | 0 | 0 | 0
|  |  | TOTAL: | 5375.064 | 7650.9432 | 6844.542 | 6678.873 | 7776.6357 | 7170.0793 | 6527.4613 | 4487.8788 | 3725.2488 | 4013.6521 | 3908.6504 | 5727.8655 | 69886.8942
6 | PS Proposed
| Service Charge |  | 90 | 90 | 90 | 90 | 90 | 90 | 90 | 90 | 90 | 90 | 90 | 90 | 90 | 1080
| Energy Charge |  | 0.03572 | 1324.569 | 1988.8182 | 1571.037 | 1849.653 | 2428.7457 | 2076.4393 | 1240.5913 | 1296.0288 | 1006.3038 | 1294.7071 | 863.9954 | 1534.4955 | 18475.3842
| Demand Charge (May through September) |  | 20.71 | July: 4305.609; August: 6057.675; September: 5635.191; May: 2099.994; June: 4460.934 | 22559.403
| Min Applied |  |  | July: 0; August: 0; September: 0; May: 1112.127; June: 0 | 1112.127 | 53.7
| Demand Charge (October through April) |  | 18.43 | October: 5153.028; November: 5716.986; December: 5440.536; January: 5650.638; February: 3372.69; March: 2062.317; April: 2051.259 | 29447.454
| Min Applied |  |  | October: 0; November: 0; December: 0; January: 0; February: 0; March: 796.176; April: 807.234 | 1603.41 | 87
| PF Penalty |  |  | 0 | 0 | 0 | 0 | 0 | 0 | 0 | 0 | 0 | 0 | 0 | 0 | 0
|  |  | TOTAL: | 5720.178 | 8136.4932 | 7296.228 | 7092.681 | 8235.7317 | 7606.9753 | 6981.2293 | 4758.7188 | 3954.7968 | 4243.2001 | 4166.1164 | 6085.4295 | 74277.7782
7 | TODS Current
| Service Charge |  | 200 | 200 | 200 | 200 | 200 | 200 | 200 | 200 | 200 | 200 | 200 | 200 | 200 | 2400
| Energy Charge |  | 0.03527 | 1307.8821 | 1963.7631 | 1551.2451 | 1826.3511 | 2398.1484 | 2050.2804 | 1224.9624 | 1279.7014 | 993.6264 | 1278.3964 | 853.1108 | 1515.1639 | 18242.6316
| Peak Demand |  | 6.13 | 1274.427 | 1793.025 | 1667.973 | 1713.948 | 1901.526 | 1809.576 | 1879.458 | 1121.79 | 685.947 | 682.269 | 621.582 | 1320.402 | 16471.923
| Min Applied |  |  | 0 | 0 | 0 | 0 | 0 | 0 | 0 | 0 | 264.816 | 268.494 | 329.181 | 0 | 862.491 | 140.7
| Intermediate Demand |  | 4.53 | 941.787 | 1325.025 | 1232.613 | 1266.588 | 1405.206 | 1337.256 | 1388.898 | 828.99 | 506.907 | 504.189 | 459.342 | 975.762 | 12172.563
| Min Applied |  |  | 0 | 0 | 0 | 0 | 0 | 0 | 0 | 0 | 195.696 | 198.414 | 243.261 | 0 | 637.371 | 140.7
| Base Demand |  | 5.2 | 1081.08 | 1521 | 1414.92 | 1453.92 | 1613.04 | 1535.04 | 1594.32 | 951.6 | 581.88 | 578.76 | 527.28 | 1120.08 | 13972.92
| Min Applied |  |  | 218.92 | 0 | 0 | 0 | 0 | 0 | 0 | 348.4 | 718.12 | 721.24 | 772.72 | 179.92 | 2959.32 | 569.1
| PF Penalty |  |  | 0 | 0 | 0 | 0 | 0 | 0 | 0 | 0 | 0 | 0 | 0 | 0 | 0
|  |  | TOTAL: | 5024.0961 | 6802.8131 | 6066.7511 | 6460.8071 | 7517.9204 | 6932.1524 | 6287.6384 | 4730.4814 | 4146.9924 | 4431.7624 | 4006.4768 | 5311.3279 | 67719.2196
8 | TODS Proposed
| Service Charge |  | 200 | 200 | 200 | 200 | 200 | 200 | 200 | 200 | 200 | 200 | 200 | 200 | 200 | 2400
| Energy Charge |  | 0.03531 | 1309.3654 | 1965.9902 | 1553.0044 | 1828.4224 | 2400.8681 | 2052.6056 | 1226.3516 | 1281.1527 | 994.7533 | 1279.8463 | 854.0783 | 1516.8823 | 18263.3207
| Peak Demand |  | 7.81 | 1623.699 | 2284.425 | 2125.101 | 2183.676 | 2422.662 | 2305.512 | 2394.546 | 1429.23 | 873.939 | 869.253 | 791.934 | 1682.274 | 20986.251
| Min Applied |  |  | 0 | 0 | 0 | 0 | 0 | 0 | 0 | 0 | 337.392 | 342.078 | 419.397 | 0 | 1098.867 | 140.7
| Intermediate Demand |  | 6.11 | 1270.269 | 1787.175 | 1662.531 | 1708.356 | 1895.322 | 1803.672 | 1873.326 | 1118.13 | 683.709 | 680.043 | 619.554 | 1316.094 | 16418.181
| Min Applied |  |  | 0 | 0 | 0 | 0 | 0 | 0 | 0 | 0 | 263.952 | 267.618 | 328.107 | 0 | 859.677 | 140.7
| Base Demand |  | 3.24 | 673.596 | 947.7 | 881.604 | 905.904 | 1005.048 | 956.448 | 993.384 | 592.92 | 362.556 | 360.612 | 328.536 | 697.896 | 8706.204
| Min Applied |  |  | 331.452 | 57.348 | 123.444 | 99.144 | 0 | 48.6 | 11.664 | 412.128 | 642.492 | 644.436 | 676.512 | 307.152 | 3354.372 | 1035.3
| PF Penalty |  |  | 0 | 0 | 0 | 0 | 0 | 0 | 0 | 0 | 0 | 0 | 0 | 0 | 0
|  |  | TOTAL: | 5408.3814 | 7242.6382 | 6545.6844 | 6925.5024 | 7923.9001 | 7366.8376 | 6699.2716 | 5033.5607 | 4358.7933 | 4643.8863 | 4218.1183 | 5720.2983 | 72086.8727

## AU
RATE COMPARISON TEMPLATE
Rates current as of 7/1/2017
Rate 1
Metered Usage |  |  |  | July | August | September | October | November | December | January | February | March | April | May | June | TOTAL |  |  | Rate 2
Energy | [18 empty] | Rate 3
|  |  | On Peak | 89600 | 129600 | 126800 | 97200 | 121200 | 117200 | 116400 | 118800 | 104000 | 93600 | 95600 | 90800 | 1300800 | 36.09% |  | Rate 4
|  |  | Off Peak | [12 empty] | 0 |  |  | Rate 5
Demand | Max KW | [17 empty] | Rate 6
| 411.4 |  | Peak | 277.9 | 372.2 | 392.9 | 376.6 | 364.1 | 389 | 411.4 | 398.2 | 343.2 | 376.8 | 324.2 | 288.7 | 4315.2 |  | 1655.9 | Rate 7
| 424.8 |  | Intermediate | 277.9 | 423.1 | 424.8 | 376.6 | 364.1 | 389 | 411.4 | 398.2 | 343.2 | 376.8 | 351.6 | 288.7 | 4425.4 |  | 2659.3 | Rate 8
| 424.8 |  | Base | 277.9 | 423.1 | 424.8 | 376.6 | 364.1 | 389 | 411.4 | 398.2 | 343.2 | 376.8 | 351.6 | 288.7 | 4425.4
|  |  | PF | 90 | 90 | 90 | 90 | 90 | 90 | 90 | 90 | 90 | 90 | 90 | 90
COMPARISON | Service |  |  | July | August | September | October | November | December | January | February | March | April | May | June | TOTAL
| CURRENT | TODS Current | Rate 7 | 7979.326 | 11169.341 | 11214.017 | 9601.12 | 10249.35 | 10503.184 | 10830.232 | 10705.528 | 9311.232 | 9477.32 | 8980.226 | 8136.778 | 118157.654
| POTENTIAL | TODS Proposed | Rate 8 | 8608.496 | 11644.551 | 11717.737 | 10250.756 | 10924.196 | 11129.564 | 11413.124 | 11314.124 | 10025.936 | 10126.424 | 9632.266 | 8801.204 | 125588.378
| Savings |  |  | -629.17 | -475.21 | -503.72 | -649.636 | -674.846 | -626.38 | -582.892 | -608.596 | -714.704 | -649.104 | -652.04 | -664.426 | -7430.724
Rate Code
Base Charges
1 | GS 3- P Current
| Service Charge |  | 40 | 40 | 40 | 40 | 40 | 40 | 40 | 40 | 40 | 40 | 40 | 40 | 40 | 480
| Energy Charge |  | 0.10426 | 9341.696 | 13512.096 | 13220.168 | 10134.072 | 12636.312 | 12219.272 | 12135.864 | 12386.088 | 10843.04 | 9758.736 | 9967.256 | 9466.808 | 135621.408
|  |  | TOTAL: | 9381.696 | 13552.096 | 13260.168 | 10174.072 | 12676.312 | 12259.272 | 12175.864 | 12426.088 | 10883.04 | 9798.736 | 10007.256 | 9506.808 | 136101.408
2 | GS 3-P Proposed
| Service Charge |  | 50.4 | 50.4 | 50.4 | 50.4 | 50.4 | 50.4 | 50.4 | 50.4 | 50.4 | 50.4 | 50.4 | 50.4 | 50.4 | 604.8
| Energy Charge |  | 0.10685 | 9573.76 | 13847.76 | 13548.58 | 10385.82 | 12950.22 | 12522.82 | 12437.34 | 12693.78 | 11112.4 | 10001.16 | 10214.86 | 9701.98 | 138990.48
|  |  | TOTAL: | 9624.16 | 13898.16 | 13598.98 | 10436.22 | 13000.62 | 12573.22 | 12487.74 | 12744.18 | 11162.8 | 10051.56 | 10265.26 | 9752.38 | 139595.28
3 | AES 3-P Current
| Service Charge |  | 40 | 40 | 40 | 40 | 40 | 40 | 40 | 40 | 40 | 40 | 40 | 40 | 40 | 480
| Energy Charge |  | 0.08369 | 7498.624 | 10846.224 | 10611.892 | 8134.668 | 10143.228 | 9808.468 | 9741.516 | 9942.372 | 8703.76 | 7833.384 | 8000.764 | 7599.052 | 108863.952
|  |  | TOTAL: | 7538.624 | 10886.224 | 10651.892 | 8174.668 | 10183.228 | 9848.468 | 9781.516 | 9982.372 | 8743.76 | 7873.384 | 8040.764 | 7639.052 | 109343.952
4 | AES 3-P Proposed
| Service Charge |  | 140 | 140 | 140 | 140 | 140 | 140 | 140 | 140 | 140 | 140 | 140 | 140 | 140 | 1680
| Energy Charge |  | 0.08519 | 7633.024 | 11040.624 | 10802.092 | 8280.468 | 10325.028 | 9984.268 | 9916.116 | 10120.572 | 8859.76 | 7973.784 | 8144.164 | 7735.252 | 110815.152
|  |  | TOTAL: | 7773.024 | 11180.624 | 10942.092 | 8420.468 | 10465.028 | 10124.268 | 10056.116 | 10260.572 | 8999.76 | 8113.784 | 8284.164 | 7875.252 | 112495.152
5 | PS Sec Current
| Service Charge |  | 90 | 90 | 90 | 90 | 90 | 90 | 90 | 90 | 90 | 90 | 90 | 90 | 90 | 1080
| Energy Charge |  | 0.03572 | 3200.512 | 4629.312 | 4529.296 | 3471.984 | 4329.264 | 4186.384 | 4157.808 | 4243.536 | 3714.88 | 3343.392 | 3414.832 | 3243.376 | 46464.576
| Demand Charge (May through September) |  | 19.05 | July: 5293.995; August: 7090.41; September: 7484.745; May: 6176.01; June: 5499.735 | 31544.895
| Min Applied |  |  | July: 0; August: 0; September: 0; May: 0; June: 0 | 0 | 0
| Demand Charge (October through April) |  | 16.95 | October: 6383.37; November: 6171.495; December: 6593.55; January: 6973.23; February: 6749.49; March: 5817.24; April: 6386.76 | 45075.135
| Min Applied |  |  | October: 0; November: 0; December: 0; January: 0; February: 0; March: 0; April: 0 | 0 | 0
| PF Penalty |  |  | 0 | 0 | 0 | 0 | 0 | 0 | 0 | 0 | 0 | 0 | 0 | 0 | 0
|  |  | TOTAL: | 8584.507 | 11809.722 | 12104.041 | 9945.354 | 10590.759 | 10869.934 | 11221.038 | 11083.026 | 9622.12 | 9820.152 | 9680.842 | 8833.111 | 124164.606
6 | PS Proposed
| Service Charge |  | 90 | 90 | 90 | 90 | 90 | 90 | 90 | 90 | 90 | 90 | 90 | 90 | 90 | 1080
| Energy Charge |  | 0.03572 | 3200.512 | 4629.312 | 4529.296 | 3471.984 | 4329.264 | 4186.384 | 4157.808 | 4243.536 | 3714.88 | 3343.392 | 3414.832 | 3243.376 | 46464.576
| Demand Charge (May through September) |  | 20.71 | July: 5755.309; August: 7708.262; September: 8136.959; May: 6714.182; June: 5978.977 | 34293.689
| Min Applied |  |  | July: 0; August: 0; September: 0; May: 0; June: 0 | 0 | 0
| Demand Charge (October through April) |  | 18.43 | October: 6940.738; November: 6710.363; December: 7169.27; January: 7582.102; February: 7338.826; March: 6325.176; April: 6944.424 | 49010.899
| Min Applied |  |  | October: 0; November: 0; December: 0; January: 0; February: 0; March: 0; April: 0 | 0 | 0
| PF Penalty |  |  | 0 | 0 | 0 | 0 | 0 | 0 | 0 | 0 | 0 | 0 | 0 | 0 | 0
|  |  | TOTAL: | 9045.821 | 12427.574 | 12756.255 | 10502.722 | 11129.627 | 11445.654 | 11829.91 | 11672.362 | 10130.056 | 10377.816 | 10219.014 | 9312.353 | 130849.164
7 | TODS Current
| Service Charge |  | 200 | 200 | 200 | 200 | 200 | 200 | 200 | 200 | 200 | 200 | 200 | 200 | 200 | 2400
| Energy Charge |  | 0.03527 | 3160.192 | 4570.992 | 4472.236 | 3428.244 | 4274.724 | 4133.644 | 4105.428 | 4190.076 | 3668.08 | 3301.272 | 3371.812 | 3202.516 | 45879.216
| Peak Demand |  | 6.13 | 1703.527 | 2281.586 | 2408.477 | 2308.558 | 2231.933 | 2384.57 | 2521.882 | 2440.966 | 2103.816 | 2309.784 | 1987.346 | 1769.731 | 26452.176
| Min Applied |  |  | 0 | 0 | 0 | 0 | 0 | 0 | 0 | 0 | 0 | 0 | 0 | 0 | 0 | 0
| Intermediate Demand |  | 4.53 | 1258.887 | 1916.643 | 1924.344 | 1705.998 | 1649.373 | 1762.17 | 1863.642 | 1803.846 | 1554.696 | 1706.904 | 1592.748 | 1307.811 | 20047.062
| Min Applied |  |  | 0 | 0 | 0 | 0 | 0 | 0 | 0 | 0 | 0 | 0 | 0 | 0 | 0 | 0
| Base Demand |  | 5.2 | 1445.08 | 2200.12 | 2208.96 | 1958.32 | 1893.32 | 2022.8 | 2139.28 | 2070.64 | 1784.64 | 1959.36 | 1828.32 | 1501.24 | 23012.08
| Min Applied |  |  | 211.64 | 0 | 0 | 0 | 0 | 0 | 0 | 0 | 0 | 0 | 0 | 155.48 | 367.12 | 70.6
| PF Penalty |  |  | 0 | 0 | 0 | 0 | 0 | 0 | 0 | 0 | 0 | 0 | 0 | 0 | 0
|  |  | TOTAL: | 7979.326 | 11169.341 | 11214.017 | 9601.12 | 10249.35 | 10503.184 | 10830.232 | 10705.528 | 9311.232 | 9477.32 | 8980.226 | 8136.778 | 118157.654
8 | TODS Proposed
| Service Charge |  | 200 | 200 | 200 | 200 | 200 | 200 | 200 | 200 | 200 | 200 | 200 | 200 | 200 | 2400
| Energy Charge |  | 0.03531 | 3163.776 | 4576.176 | 4477.308 | 3432.132 | 4279.572 | 4138.332 | 4110.084 | 4194.828 | 3672.24 | 3305.016 | 3375.636 | 3206.148 | 45931.248
| Peak Demand |  | 7.81 | 2170.399 | 2906.882 | 3068.549 | 2941.246 | 2843.621 | 3038.09 | 3213.034 | 3109.942 | 2680.392 | 2942.808 | 2532.002 | 2254.747 | 33701.712
| Min Applied |  |  | 0 | 0 | 0 | 0 | 0 | 0 | 0 | 0 | 0 | 0 | 0 | 0 | 0 | 0
| Intermediate Demand |  | 6.11 | 1697.969 | 2585.141 | 2595.528 | 2301.026 | 2224.651 | 2376.79 | 2513.654 | 2433.002 | 2096.952 | 2302.248 | 2148.276 | 1763.957 | 27039.194
| Min Applied |  |  | 0 | 0 | 0 | 0 | 0 | 0 | 0 | 0 | 0 | 0 | 0 | 0 | 0 | 0
| Base Demand |  | 3.24 | 900.396 | 1370.844 | 1376.352 | 1220.184 | 1179.684 | 1260.36 | 1332.936 | 1290.168 | 1111.968 | 1220.832 | 1139.184 | 935.388 | 14338.296
| Min Applied |  |  | 475.956 | 5.508 | 0 | 156.168 | 196.668 | 115.992 | 43.416 | 86.184 | 264.384 | 155.52 | 237.168 | 440.964 | 2177.928 | 672.2
| PF Penalty |  |  | 0 | 0 | 0 | 0 | 0 | 0 | 0 | 0 | 0 | 0 | 0 | 0 | 0
|  |  | TOTAL: | 8608.496 | 11644.551 | 11717.737 | 10250.756 | 10924.196 | 11129.564 | 11413.124 | 11314.124 | 10025.936 | 10126.424 | 9632.266 | 8801.204 | 125588.378

## AV
RATE COMPARISON TEMPLATE
Rates current as of 7/1/2017
Rate 1
Metered Usage |  |  |  | July | August | September | October | November | December | January | February | March | April | May | June | TOTAL |  |  | Rate 2
Energy | [18 empty] | Rate 3
|  |  | On Peak | 16320 | 27120 | 27280 | 18640 | 23360 | 22800 | 21680 | 22800 | 20880 | 18720 | 19360 | 14160 | 253120 | 22.54% |  | Rate 4
|  |  | Off Peak | [12 empty] | 0 |  |  | Rate 5
Demand | Max KW | [17 empty] | Rate 6
| 128.2 |  | Peak | 99 | 122.3 | 128.2 | 89.4 | 97.7 | 87 | 89.1 | 89.4 | 98.1 | 103.8 | 95.1 | 50.9 | 1150 |  | 495.5 | Rate 7
| 128.2 |  | Intermediate | 99 | 122.3 | 128.2 | 89.4 | 97.7 | 87 | 89.1 | 89.4 | 98.1 | 103.8 | 95.1 | 50.9 | 1150 |  | 654.5 | Rate 8
| 128.2 |  | Base | 99 | 122.3 | 128.2 | 89.4 | 97.7 | 87 | 89.1 | 89.4 | 98.1 | 103.8 | 95.1 | 50.9 | 1150
|  |  | PF | 90 | 90 | 90 | 90 | 90 | 90 | 90 | 90 | 90 | 90 | 90 | 90
COMPARISON | Service |  |  | July | August | September | October | November | December | January | February | March | April | May | June | TOTAL
| CURRENT | PS Sec Current | Rate 5 | 2558.9004 | 3388.5414 | 3506.6516 | 2271.1508 | 2580.4342 | 2379.066 | 2374.6546 | 2419.746 | 2498.6286 | 2518.0884 | 2593.1942 | 1816.9002 | 30905.9564
| POTENTIAL | PS Proposed | Rate 6 | 2723.2404 | 3591.5594 | 3719.4636 | 2403.4628 | 2725.0302 | 2507.826 | 2506.5226 | 2552.058 | 2643.8166 | 2671.7124 | 2751.0602 | 1923.3062 | 32719.0584
| Savings |  |  | -164.34 | -203.018 | -212.812 | -132.312 | -144.596 | -128.76 | -131.868 | -132.312 | -145.188 | -153.624 | -157.866 | -106.406 | -1813.102
Rate Code
Base Charges
1 | GS 3- P Current
| Service Charge |  | 40 | 40 | 40 | 40 | 40 | 40 | 40 | 40 | 40 | 40 | 40 | 40 | 40 | 480
| Energy Charge |  | 0.10426 | 1701.5232 | 2827.5312 | 2844.2128 | 1943.4064 | 2435.5136 | 2377.128 | 2260.3568 | 2377.128 | 2176.9488 | 1951.7472 | 2018.4736 | 1476.3216 | 26390.2912
|  |  | TOTAL: | 1741.5232 | 2867.5312 | 2884.2128 | 1983.4064 | 2475.5136 | 2417.128 | 2300.3568 | 2417.128 | 2216.9488 | 1991.7472 | 2058.4736 | 1516.3216 | 26870.2912
2 | GS 3-P Proposed
| Service Charge |  | 50.4 | 50.4 | 50.4 | 50.4 | 50.4 | 50.4 | 50.4 | 50.4 | 50.4 | 50.4 | 50.4 | 50.4 | 50.4 | 604.8
| Energy Charge |  | 0.10685 | 1743.792 | 2897.772 | 2914.868 | 1991.684 | 2496.016 | 2436.18 | 2316.508 | 2436.18 | 2231.028 | 2000.232 | 2068.616 | 1512.996 | 27045.872
|  |  | TOTAL: | 1794.192 | 2948.172 | 2965.268 | 2042.084 | 2546.416 | 2486.58 | 2366.908 | 2486.58 | 2281.428 | 2050.632 | 2119.016 | 1563.396 | 27650.672
3 | AES 3-P Current
| Service Charge |  | 40 | 40 | 40 | 40 | 40 | 40 | 40 | 40 | 40 | 40 | 40 | 40 | 40 | 480
| Energy Charge |  | 0.08369 | 1365.8208 | 2269.6728 | 2283.0632 | 1559.9816 | 1954.9984 | 1908.132 | 1814.3992 | 1908.132 | 1747.4472 | 1566.6768 | 1620.2384 | 1185.0504 | 21183.6128
|  |  | TOTAL: | 1405.8208 | 2309.6728 | 2323.0632 | 1599.9816 | 1994.9984 | 1948.132 | 1854.3992 | 1948.132 | 1787.4472 | 1606.6768 | 1660.2384 | 1225.0504 | 21663.6128
4 | AES 3-P Proposed
| Service Charge |  | 140 | 140 | 140 | 140 | 140 | 140 | 140 | 140 | 140 | 140 | 140 | 140 | 140 | 1680
| Energy Charge |  | 0.08519 | 1390.3008 | 2310.3528 | 2323.9832 | 1587.9416 | 1990.0384 | 1942.332 | 1846.9192 | 1942.332 | 1778.7672 | 1594.7568 | 1649.2784 | 1206.2904 | 21563.2928
|  |  | TOTAL: | 1530.3008 | 2450.3528 | 2463.9832 | 1727.9416 | 2130.0384 | 2082.332 | 1986.9192 | 2082.332 | 1918.7672 | 1734.7568 | 1789.2784 | 1346.2904 | 23243.2928
5 | PS Sec Current
| Service Charge |  | 90 | 90 | 90 | 90 | 90 | 90 | 90 | 90 | 90 | 90 | 90 | 90 | 90 | 1080
| Energy Charge |  | 0.03572 | 582.9504 | 968.7264 | 974.4416 | 665.8208 | 834.4192 | 814.416 | 774.4096 | 814.416 | 745.8336 | 668.6784 | 691.5392 | 505.7952 | 9041.4464
| Demand Charge (May through September) |  | 19.05 | July: 1885.95; August: 2329.815; September: 2442.21; May: 1811.655; June: 969.645 | 9439.275
| Min Applied |  |  | July: 0; August: 0; September: 0; May: 0; June: 251.46 | 251.46 | 13.2
| Demand Charge (October through April) |  | 16.95 | October: 1515.33; November: 1656.015; December: 1474.65; January: 1510.245; February: 1515.33; March: 1662.795; April: 1759.41 | 11093.775
| Min Applied |  |  | October: 0; November: 0; December: 0; January: 0; February: 0; March: 0; April: 0 | 0 | 0
| PF Penalty |  |  | 0 | 0 | 0 | 0 | 0 | 0 | 0 | 0 | 0 | 0 | 0 | 0 | 0
|  |  | TOTAL: | 2558.9004 | 3388.5414 | 3506.6516 | 2271.1508 | 2580.4342 | 2379.066 | 2374.6546 | 2419.746 | 2498.6286 | 2518.0884 | 2593.1942 | 1816.9002 | 30905.9564
6 | PS Proposed
| Service Charge |  | 90 | 90 | 90 | 90 | 90 | 90 | 90 | 90 | 90 | 90 | 90 | 90 | 90 | 1080
| Energy Charge |  | 0.03572 | 582.9504 | 968.7264 | 974.4416 | 665.8208 | 834.4192 | 814.416 | 774.4096 | 814.416 | 745.8336 | 668.6784 | 691.5392 | 505.7952 | 9041.4464
| Demand Charge (May through September) |  | 20.71 | July: 2050.29; August: 2532.833; September: 2655.022; May: 1969.521; June: 1054.139 | 10261.805
| Min Applied |  |  | July: 0; August: 0; September: 0; May: 0; June: 273.372 | 273.372 | 13.2
| Demand Charge (October through April) |  | 18.43 | October: 1647.642; November: 1800.611; December: 1603.41; January: 1642.113; February: 1647.642; March: 1807.983; April: 1913.034 | 12062.435
| Min Applied |  |  | October: 0; November: 0; December: 0; January: 0; February: 0; March: 0; April: 0 | 0 | 0
| PF Penalty |  |  | 0 | 0 | 0 | 0 | 0 | 0 | 0 | 0 | 0 | 0 | 0 | 0 | 0
|  |  | TOTAL: | 2723.2404 | 3591.5594 | 3719.4636 | 2403.4628 | 2725.0302 | 2507.826 | 2506.5226 | 2552.058 | 2643.8166 | 2671.7124 | 2751.0602 | 1923.3062 | 32719.0584
7 | TODS Current
| Service Charge |  | 200 | 200 | 200 | 200 | 200 | 200 | 200 | 200 | 200 | 200 | 200 | 200 | 200 | 2400
| Energy Charge |  | 0.03527 | 575.6064 | 956.5224 | 962.1656 | 657.4328 | 823.9072 | 804.156 | 764.6536 | 804.156 | 736.4376 | 660.2544 | 682.8272 | 499.4232 | 8927.5424
| Peak Demand |  | 6.13 | 606.87 | 749.699 | 785.866 | 548.022 | 598.901 | 533.31 | 546.183 | 548.022 | 601.353 | 636.294 | 582.963 | 312.017 | 7049.5
| Min Applied |  |  | 0 | 0 | 0 | 0 | 0 | 0 | 0 | 0 | 0 | 0 | 0 | 80.916 | 80.916 | 13.2
| Intermediate Demand |  | 4.53 | 448.47 | 554.019 | 580.746 | 404.982 | 442.581 | 394.11 | 403.623 | 404.982 | 444.393 | 470.214 | 430.803 | 230.577 | 5209.5
| Min Applied |  |  | 0 | 0 | 0 | 0 | 0 | 0 | 0 | 0 | 0 | 0 | 0 | 59.796 | 59.796 | 13.2
| Base Demand |  | 5.2 | 514.8 | 635.96 | 666.64 | 464.88 | 508.04 | 452.4 | 463.32 | 464.88 | 510.12 | 539.76 | 494.52 | 264.68 | 5980
| Min Applied |  |  | 785.2 | 664.04 | 633.36 | 835.12 | 791.96 | 847.6 | 836.68 | 835.12 | 789.88 | 760.24 | 805.48 | 1035.32 | 9620 | 1850
| PF Penalty |  |  | 0 | 0 | 0 | 0 | 0 | 0 | 0 | 0 | 0 | 0 | 0 | 0 | 0
|  |  | TOTAL: | 3130.9464 | 3760.2404 | 3828.7776 | 3110.4368 | 3365.3892 | 3231.576 | 3214.4596 | 3257.16 | 3282.1836 | 3266.7624 | 3196.5932 | 2682.7292 | 39327.2544
8 | TODS Proposed
| Service Charge |  | 200 | 200 | 200 | 200 | 200 | 200 | 200 | 200 | 200 | 200 | 200 | 200 | 200 | 2400
| Energy Charge |  | 0.03531 | 576.2592 | 957.6072 | 963.2568 | 658.1784 | 824.8416 | 805.068 | 765.5208 | 805.068 | 737.2728 | 661.0032 | 683.6016 | 499.9896 | 8937.6672
| Peak Demand |  | 7.81 | 773.19 | 955.163 | 1001.242 | 698.214 | 763.037 | 679.47 | 695.871 | 698.214 | 766.161 | 810.678 | 742.731 | 397.529 | 8981.5
| Min Applied |  |  | 0 | 0 | 0 | 0 | 0 | 0 | 0 | 0 | 0 | 0 | 0 | 103.092 | 103.092 | 13.2
| Intermediate Demand |  | 6.11 | 604.89 | 747.253 | 783.302 | 546.234 | 596.947 | 531.57 | 544.401 | 546.234 | 599.391 | 634.218 | 581.061 | 310.999 | 7026.5
| Min Applied |  |  | 0 | 0 | 0 | 0 | 0 | 0 | 0 | 0 | 0 | 0 | 0 | 80.652 | 80.652 | 13.2
| Base Demand |  | 3.24 | 320.76 | 396.252 | 415.368 | 289.656 | 316.548 | 281.88 | 288.684 | 289.656 | 317.844 | 336.312 | 308.124 | 164.916 | 3726
| Min Applied |  |  | 489.24 | 413.748 | 394.632 | 520.344 | 493.452 | 528.12 | 521.316 | 520.344 | 492.156 | 473.688 | 501.876 | 645.084 | 5994 | 1850
| PF Penalty |  |  | 0 | 0 | 0 | 0 | 0 | 0 | 0 | 0 | 0 | 0 | 0 | 0 | 0
|  |  | TOTAL: | 2964.3392 | 3670.0232 | 3757.8008 | 2912.6264 | 3194.8256 | 3026.108 | 3015.7928 | 3059.516 | 3112.8248 | 3115.8992 | 3017.3936 | 2402.2616 | 37249.4112

## AW
RATE COMPARISON TEMPLATE
Rates current as of 7/1/2017
Rate 1
Metered Usage |  |  |  | July | August | September | October | November | December | January | February | March | April | May | June | TOTAL |  |  | Rate 2
Energy | [18 empty] | Rate 3
|  |  | On Peak | 23364 | 35938 | 32894 | 22638 | 20426 | 24646 | 29118 | 31907 | 25432 | 19909 | 22589 | 15402 | 304263 | 26.72% |  | Rate 4
|  |  | Off Peak | [12 empty] | 0 |  |  | Rate 5
Demand | Max KW | [17 empty] | Rate 6
| 130 |  | Peak | 120.2 | 129.3 | 130 | 130 | 102.7 | 112.6 | 127.3 | 128.6 | 107 | 112.2 | 96.8 | 81 | 1377.7 |  | 557.3 | Rate 7
| 130 |  | Intermediate | 120.2 | 129.3 | 130 | 130 | 102.7 | 112.6 | 127.3 | 128.6 | 107 | 112.2 | 96.8 | 81 | 1377.7 |  | 820.4 | Rate 8
| 130 |  | Base | 120.2 | 129.3 | 130 | 130 | 102.7 | 112.6 | 127.3 | 128.6 | 107 | 112.2 | 96.8 | 81 | 1377.7
|  |  | PF | 90 | 90 | 90 | 90 | 90 | 90 | 90 | 90 | 90 | 90 | 90 | 90
COMPARISON | Service |  |  | July | August | September | October | November | December | January | February | March | April | May | June | TOTAL
| CURRENT | PS Sec Current | Rate 5 | 3214.3721 | 3836.8704 | 3741.4737 | 3102.1294 | 2560.3817 | 2878.9251 | 3287.83 | 3409.488 | 2812.081 | 2702.9395 | 2740.9191 | 2183.2094 | 36470.6194
| POTENTIAL | PS Proposed | Rate 6 | 3413.9041 | 4051.5084 | 3957.2737 | 3294.5294 | 2712.3777 | 3045.5731 | 3476.234 | 3599.816 | 2970.441 | 2868.9955 | 2901.6071 | 2317.6694 | 38609.9294
| Savings |  |  | -199.532 | -214.638 | -215.8 | -192.4 | -151.996 | -166.648 | -188.404 | -190.328 | -158.36 | -166.056 | -160.688 | -134.46 | -2139.31
Rate Code
Base Charges
1 | GS 3- P Current
| Service Charge |  | 40 | 40 | 40 | 40 | 40 | 40 | 40 | 40 | 40 | 40 | 40 | 40 | 40 | 480
| Energy Charge |  | 0.10426 | 2435.9306 | 3746.8959 | 3429.5284 | 2360.2379 | 2129.6148 | 2569.592 | 3035.8427 | 3326.6238 | 2651.5403 | 2075.7123 | 2355.1291 | 1605.8125 | 31722.4604
|  |  | TOTAL: | 2475.9306 | 3786.8959 | 3469.5284 | 2400.2379 | 2169.6148 | 2609.592 | 3075.8427 | 3366.6238 | 2691.5403 | 2115.7123 | 2395.1291 | 1645.8125 | 32202.4604
2 | GS 3-P Proposed
| Service Charge |  | 50.4 | 50.4 | 50.4 | 50.4 | 50.4 | 50.4 | 50.4 | 50.4 | 50.4 | 50.4 | 50.4 | 50.4 | 50.4 | 604.8
| Energy Charge |  | 0.10685 | 2496.4434 | 3839.9753 | 3514.7239 | 2418.8703 | 2182.5181 | 2633.4251 | 3111.2583 | 3409.2629 | 2717.4092 | 2127.2766 | 2413.6346 | 1645.7037 | 32510.5016
|  |  | TOTAL: | 2546.8434 | 3890.3753 | 3565.1239 | 2469.2703 | 2232.9181 | 2683.8251 | 3161.6583 | 3459.6629 | 2767.8092 | 2177.6766 | 2464.0347 | 1696.1037 | 33115.3015
3 | AES 3-P Current
| Service Charge |  | 40 | 40 | 40 | 40 | 40 | 40 | 40 | 40 | 40 | 40 | 40 | 40 | 40 | 480
| Energy Charge |  | 0.08369 | 1955.3332 | 3007.6512 | 2752.8989 | 1894.5742 | 1709.4519 | 2062.6237 | 2436.8854 | 2670.2968 | 2128.4041 | 1666.1842 | 1890.4734 | 1288.9934 | 25463.7705
|  |  | TOTAL: | 1995.3332 | 3047.6512 | 2792.8989 | 1934.5742 | 1749.4519 | 2102.6237 | 2476.8854 | 2710.2968 | 2168.4041 | 1706.1842 | 1930.4734 | 1328.9934 | 25943.7705
4 | AES 3-P Proposed
| Service Charge |  | 140 | 140 | 140 | 140 | 140 | 140 | 140 | 140 | 140 | 140 | 140 | 140 | 140 | 1680
| Energy Charge |  | 0.08519 | 1990.3792 | 3061.5582 | 2802.2399 | 1928.5312 | 1740.0909 | 2099.5927 | 2480.5624 | 2718.1573 | 2166.5521 | 1696.0477 | 1924.3569 | 1312.0964 | 25920.165
|  |  | TOTAL: | 2130.3792 | 3201.5582 | 2942.2399 | 2068.5312 | 1880.0909 | 2239.5927 | 2620.5624 | 2858.1573 | 2306.5521 | 1836.0477 | 2064.3569 | 1452.0964 | 27600.165
5 | PS Sec Current
| Service Charge |  | 90 | 90 | 90 | 90 | 90 | 90 | 90 | 90 | 90 | 90 | 90 | 90 | 90 | 1080
| Energy Charge |  | 0.03572 | 834.5621 | 1283.7054 | 1174.9737 | 808.6294 | 729.6167 | 880.3551 | 1040.095 | 1139.718 | 908.431 | 711.1495 | 806.8791 | 550.1594 | 10868.2744
| Demand Charge (May through September) |  | 19.05 | July: 2289.81; August: 2463.165; September: 2476.5; May: 1844.04; June: 1543.05 | 10616.565
| Min Applied |  |  | July: 0; August: 0; September: 0; May: 0; June: 0 | 0 | 0
| Demand Charge (October through April) |  | 16.95 | October: 2203.5; November: 1740.765; December: 1908.57; January: 2157.735; February: 2179.77; March: 1813.65; April: 1901.79 | 13905.78
| Min Applied |  |  | October: 0; November: 0; December: 0; January: 0; February: 0; March: 0; April: 0 | 0 | 0
| PF Penalty |  |  | 0 | 0 | 0 | 0 | 0 | 0 | 0 | 0 | 0 | 0 | 0 | 0 | 0
|  |  | TOTAL: | 3214.3721 | 3836.8704 | 3741.4737 | 3102.1294 | 2560.3817 | 2878.9251 | 3287.83 | 3409.488 | 2812.081 | 2702.9395 | 2740.9191 | 2183.2094 | 36470.6194
6 | PS Proposed
| Service Charge |  | 90 | 90 | 90 | 90 | 90 | 90 | 90 | 90 | 90 | 90 | 90 | 90 | 90 | 1080
| Energy Charge |  | 0.03572 | 834.5621 | 1283.7054 | 1174.9737 | 808.6294 | 729.6167 | 880.3551 | 1040.095 | 1139.718 | 908.431 | 711.1495 | 806.8791 | 550.1594 | 10868.2744
| Demand Charge (May through September) |  | 20.71 | July: 2489.342; August: 2677.803; September: 2692.3; May: 2004.728; June: 1677.51 | 11541.683
| Min Applied |  |  | July: 0; August: 0; September: 0; May: 0; June: 0 | 0 | 0
| Demand Charge (October through April) |  | 18.43 | October: 2395.9; November: 1892.761; December: 2075.218; January: 2346.139; February: 2370.098; March: 1972.01; April: 2067.846 | 15119.972
| Min Applied |  |  | October: 0; November: 0; December: 0; January: 0; February: 0; March: 0; April: 0 | 0 | 0
| PF Penalty |  |  | 0 | 0 | 0 | 0 | 0 | 0 | 0 | 0 | 0 | 0 | 0 | 0 | 0
|  |  | TOTAL: | 3413.9041 | 4051.5084 | 3957.2737 | 3294.5294 | 2712.3777 | 3045.5731 | 3476.234 | 3599.816 | 2970.441 | 2868.9955 | 2901.6071 | 2317.6694 | 38609.9294
7 | TODS Current
| Service Charge |  | 200 | 200 | 200 | 200 | 200 | 200 | 200 | 200 | 200 | 200 | 200 | 200 | 200 | 2400
| Energy Charge |  | 0.03527 | 824.0483 | 1267.5333 | 1160.1714 | 798.4423 | 720.425 | 869.2644 | 1026.9919 | 1125.3599 | 896.9866 | 702.1904 | 796.714 | 543.2285 | 10731.356
| Peak Demand |  | 6.13 | 736.826 | 792.609 | 796.9 | 796.9 | 629.551 | 690.238 | 780.349 | 788.318 | 655.91 | 687.786 | 593.384 | 496.53 | 8445.301
| Min Applied |  |  | 0 | 0 | 0 | 0 | 0 | 0 | 0 | 0 | 0 | 0 | 0 | 0 | 0 | 0
| Intermediate Demand |  | 4.53 | 544.506 | 585.729 | 588.9 | 588.9 | 465.231 | 510.078 | 576.669 | 582.558 | 484.71 | 508.266 | 438.504 | 366.93 | 6240.981
| Min Applied |  |  | 0 | 0 | 0 | 0 | 0 | 0 | 0 | 0 | 0 | 0 | 0 | 0 | 0 | 0
| Base Demand |  | 5.2 | 625.04 | 672.36 | 676 | 676 | 534.04 | 585.52 | 661.96 | 668.72 | 556.4 | 583.44 | 503.36 | 421.2 | 7164.04
| Min Applied |  |  | 674.96 | 627.64 | 624 | 624 | 765.96 | 714.48 | 638.04 | 631.28 | 743.6 | 716.56 | 796.64 | 878.8 | 8435.96 | 1622.3
| PF Penalty |  |  | 0 | 0 | 0 | 0 | 0 | 0 | 0 | 0 | 0 | 0 | 0 | 0 | 0
|  |  | TOTAL: | 3605.3803 | 4145.8713 | 4045.9714 | 3684.2423 | 3315.207 | 3569.5804 | 3884.0099 | 3996.2359 | 3537.6066 | 3398.2424 | 3328.602 | 2906.6885 | 43417.638
8 | TODS Proposed
| Service Charge |  | 200 | 200 | 200 | 200 | 200 | 200 | 200 | 200 | 200 | 200 | 200 | 200 | 200 | 2400
| Energy Charge |  | 0.03531 | 824.9828 | 1268.9708 | 1161.4871 | 799.3478 | 721.2421 | 870.2503 | 1028.1566 | 1126.6362 | 898.0039 | 702.9868 | 797.6176 | 543.8446 | 10743.5265
| Peak Demand |  | 7.81 | 938.762 | 1009.833 | 1015.3 | 1015.3 | 802.087 | 879.406 | 994.213 | 1004.366 | 835.67 | 876.282 | 756.008 | 632.61 | 10759.837
| Min Applied |  |  | 0 | 0 | 0 | 0 | 0 | 0 | 0 | 0 | 0 | 0 | 0 | 0 | 0 | 0
| Intermediate Demand |  | 6.11 | 734.422 | 790.023 | 794.3 | 794.3 | 627.497 | 687.986 | 777.803 | 785.746 | 653.77 | 685.542 | 591.448 | 494.91 | 8417.747
| Min Applied |  |  | 0 | 0 | 0 | 0 | 0 | 0 | 0 | 0 | 0 | 0 | 0 | 0 | 0 | 0
| Base Demand |  | 3.24 | 389.448 | 418.932 | 421.2 | 421.2 | 332.748 | 364.824 | 412.452 | 416.664 | 346.68 | 363.528 | 313.632 | 262.44 | 4463.748
| Min Applied |  |  | 420.552 | 391.068 | 388.8 | 388.8 | 477.252 | 445.176 | 397.548 | 393.336 | 463.32 | 446.472 | 496.368 | 547.56 | 5256.252 | 1622.3
| PF Penalty |  |  | 0 | 0 | 0 | 0 | 0 | 0 | 0 | 0 | 0 | 0 | 0 | 0 | 0
|  |  | TOTAL: | 3508.1668 | 4078.8268 | 3981.0871 | 3618.9478 | 3160.8261 | 3447.6423 | 3810.1726 | 3926.7482 | 3397.4439 | 3274.8108 | 3155.0736 | 2681.3646 | 42041.1105

## AX
RATE COMPARISON TEMPLATE
Rates current as of 7/1/2017
Rate 1
Metered Usage |  |  |  | July | August | September | October | November | December | January | February | March | April | May | June | TOTAL |  |  | Rate 2
Energy | [18 empty] | Rate 3
|  |  | On Peak | 9246 | 12546 | 20858 | 15394 | 14028 | 18328 | 18980 | 21612 | 21164 | 15758 | 16698 | 12378 | 196990 | 26.09% |  | Rate 4
|  |  | Off Peak | [12 empty] | 0 |  |  | Rate 5
Demand | Max KW | [17 empty] | Rate 6
| 86.2 |  | Peak | 35.9 | 74.3 | 86.2 | 74.4 | 59.2 | 72.7 | 73.4 | 77.4 | 80.1 | 62.6 | 60.5 | 65.5 | 822.2 |  | 322.4 | Rate 7
| 86.2 |  | Intermediate | 35.9 | 74.3 | 86.2 | 74.4 | 59.2 | 72.7 | 73.4 | 77.4 | 80.1 | 62.6 | 60.5 | 65.5 | 822.2 |  | 499.8 | Rate 8
| 86.2 |  | Base | 35.9 | 74.3 | 86.2 | 74.4 | 59.2 | 72.7 | 73.4 | 77.4 | 80.1 | 62.6 | 60.5 | 65.5 | 822.2
|  |  | PF | 90 | 90 | 90 | 90 | 90 | 90 | 90 | 90 | 90 | 90 | 90 | 90
COMPARISON | Service |  |  | July | August | September | October | November | December | January | February | March | April | May | June | TOTAL
| CURRENT | PS Sec Current | Rate 5 | 1241.3221 | 1953.5581 | 2477.1578 | 1900.9537 | 1594.5202 | 1976.9412 | 2012.0956 | 2173.9106 | 2203.6731 | 1713.9458 | 1838.9776 | 1779.9172 | 22866.9728
| POTENTIAL | PS Proposed | Rate 6 | 1312.8681 | 2076.8961 | 2620.2498 | 2011.0657 | 1682.1362 | 2084.5372 | 2120.7276 | 2288.4626 | 2322.2211 | 1806.5938 | 1939.4076 | 1888.6472 | 24153.8128
| Savings |  |  | -71.546 | -123.338 | -143.092 | -110.112 | -87.616 | -107.596 | -108.632 | -114.552 | -118.548 | -92.648 | -100.43 | -108.73 | -1286.84
Rate Code
Base Charges
1 | GS 3- P Current
| Service Charge |  | 40 | 40 | 40 | 40 | 40 | 40 | 40 | 40 | 40 | 40 | 40 | 40 | 40 | 480
| Energy Charge |  | 0.10426 | 963.988 | 1308.046 | 2174.6551 | 1604.9784 | 1462.5593 | 1910.8773 | 1978.8548 | 2253.2671 | 2206.5586 | 1642.9291 | 1740.9335 | 1290.5303 | 20538.1774
|  |  | TOTAL: | 1003.988 | 1348.046 | 2214.6551 | 1644.9784 | 1502.5593 | 1950.8773 | 2018.8548 | 2293.2671 | 2246.5586 | 1682.9291 | 1780.9335 | 1330.5303 | 21018.1774
2 | GS 3-P Proposed
| Service Charge |  | 50.4 | 50.4 | 50.4 | 50.4 | 50.4 | 50.4 | 50.4 | 50.4 | 50.4 | 50.4 | 50.4 | 50.4 | 50.4 | 604.8
| Energy Charge |  | 0.10685 | 987.9351 | 1340.5401 | 2228.6773 | 1644.8489 | 1498.8918 | 1958.3468 | 2028.013 | 2309.2422 | 2261.3734 | 1683.7423 | 1784.1813 | 1322.5893 | 21048.3815
|  |  | TOTAL: | 1038.3351 | 1390.9401 | 2279.0773 | 1695.2489 | 1549.2918 | 2008.7468 | 2078.413 | 2359.6422 | 2311.7734 | 1734.1423 | 1834.5813 | 1372.9893 | 21653.1815
3 | AES 3-P Current
| Service Charge |  | 40 | 40 | 40 | 40 | 40 | 40 | 40 | 40 | 40 | 40 | 40 | 40 | 40 | 480
| Energy Charge |  | 0.08369 | 773.7977 | 1049.9747 | 1745.606 | 1288.3239 | 1174.0033 | 1533.8703 | 1588.4362 | 1808.7083 | 1771.2152 | 1318.787 | 1397.4556 | 1035.9148 | 16486.0931
|  |  | TOTAL: | 813.7977 | 1089.9747 | 1785.606 | 1328.3239 | 1214.0033 | 1573.8703 | 1628.4362 | 1848.7083 | 1811.2152 | 1358.787 | 1437.4556 | 1075.9148 | 16966.0931
4 | AES 3-P Proposed
| Service Charge |  | 140 | 140 | 140 | 140 | 140 | 140 | 140 | 140 | 140 | 140 | 140 | 140 | 140 | 1680
| Energy Charge |  | 0.08519 | 787.6667 | 1068.7937 | 1776.893 | 1311.4149 | 1195.0453 | 1561.3623 | 1616.9062 | 1841.1263 | 1802.9612 | 1342.424 | 1422.5026 | 1054.4818 | 16781.5781
|  |  | TOTAL: | 927.6667 | 1208.7937 | 1916.893 | 1451.4149 | 1335.0453 | 1701.3623 | 1756.9062 | 1981.1263 | 1942.9612 | 1482.424 | 1562.5026 | 1194.4818 | 18461.5781
5 | PS Sec Current
| Service Charge |  | 90 | 90 | 90 | 90 | 90 | 90 | 90 | 90 | 90 | 90 | 90 | 90 | 90 | 1080
| Energy Charge |  | 0.03572 | 330.2671 | 448.1431 | 745.0478 | 549.8737 | 501.0802 | 654.6762 | 677.9656 | 771.9806 | 755.9781 | 562.8758 | 596.4526 | 442.1422 | 7036.4828
| Demand Charge (May through September) |  | 19.05 | July: 683.895; August: 1415.415; September: 1642.11; May: 1152.525; June: 1247.775 | 6141.72
| Min Applied |  |  | July: 137.16; August: 0; September: 0; May: 0; June: 0 | 137.16 | 7.2
| Demand Charge (October through April) |  | 16.95 | October: 1261.08; November: 1003.44; December: 1232.265; January: 1244.13; February: 1311.93; March: 1357.695; April: 1061.07 | 8471.61
| Min Applied |  |  | October: 0; November: 0; December: 0; January: 0; February: 0; March: 0; April: 0 | 0 | 0
| PF Penalty |  |  | 0 | 0 | 0 | 0 | 0 | 0 | 0 | 0 | 0 | 0 | 0 | 0 | 0
|  |  | TOTAL: | 1241.3221 | 1953.5581 | 2477.1578 | 1900.9537 | 1594.5202 | 1976.9412 | 2012.0956 | 2173.9106 | 2203.6731 | 1713.9458 | 1838.9776 | 1779.9172 | 22866.9728
6 | PS Proposed
| Service Charge |  | 90 | 90 | 90 | 90 | 90 | 90 | 90 | 90 | 90 | 90 | 90 | 90 | 90 | 1080
| Energy Charge |  | 0.03572 | 330.2671 | 448.1431 | 745.0478 | 549.8737 | 501.0802 | 654.6762 | 677.9656 | 771.9806 | 755.9781 | 562.8758 | 596.4526 | 442.1422 | 7036.4828
| Demand Charge (May through September) |  | 20.71 | July: 743.489; August: 1538.753; September: 1785.202; May: 1252.955; June: 1356.505 | 6676.904
| Min Applied |  |  | July: 149.112; August: 0; September: 0; May: 0; June: 0 | 149.112 | 7.2
| Demand Charge (October through April) |  | 18.43 | October: 1371.192; November: 1091.056; December: 1339.861; January: 1352.762; February: 1426.482; March: 1476.243; April: 1153.718 | 9211.314
| Min Applied |  |  | October: 0; November: 0; December: 0; January: 0; February: 0; March: 0; April: 0 | 0 | 0
| PF Penalty |  |  | 0 | 0 | 0 | 0 | 0 | 0 | 0 | 0 | 0 | 0 | 0 | 0 | 0
|  |  | TOTAL: | 1312.8681 | 2076.8961 | 2620.2498 | 2011.0657 | 1682.1362 | 2084.5372 | 2120.7276 | 2288.4626 | 2322.2211 | 1806.5938 | 1939.4076 | 1888.6472 | 24153.8128
7 | TODS Current
| Service Charge |  | 200 | 200 | 200 | 200 | 200 | 200 | 200 | 200 | 200 | 200 | 200 | 200 | 200 | 2400
| Energy Charge |  | 0.03527 | 326.1064 | 442.4974 | 735.6617 | 542.9464 | 494.7676 | 646.4286 | 669.4246 | 762.2552 | 746.4543 | 555.7847 | 588.9385 | 436.5721 | 6947.8373
| Peak Demand |  | 6.13 | 220.067 | 455.459 | 528.406 | 456.072 | 362.896 | 445.651 | 449.942 | 474.462 | 491.013 | 383.738 | 370.865 | 401.515 | 5040.086
| Min Applied |  |  | 44.136 | 0 | 0 | 0 | 0 | 0 | 0 | 0 | 0 | 0 | 0 | 0 | 44.136 | 7.2
| Intermediate Demand |  | 4.53 | 162.627 | 336.579 | 390.486 | 337.032 | 268.176 | 329.331 | 332.502 | 350.622 | 362.853 | 283.578 | 274.065 | 296.715 | 3724.566
| Min Applied |  |  | 32.616 | 0 | 0 | 0 | 0 | 0 | 0 | 0 | 0 | 0 | 0 | 0 | 32.616 | 7.2
| Base Demand |  | 5.2 | 186.68 | 386.36 | 448.24 | 386.88 | 307.84 | 378.04 | 381.68 | 402.48 | 416.52 | 325.52 | 314.6 | 340.6 | 4275.44
| Min Applied |  |  | 1113.32 | 913.64 | 851.76 | 913.12 | 992.16 | 921.96 | 918.32 | 897.52 | 883.48 | 974.48 | 985.4 | 959.4 | 11324.56 | 2177.8
| PF Penalty |  |  | 0 | 0 | 0 | 0 | 0 | 0 | 0 | 0 | 0 | 0 | 0 | 0 | 0
|  |  | TOTAL: | 2285.5524 | 2734.5354 | 3154.5537 | 2836.0504 | 2625.8396 | 2921.4106 | 2951.8686 | 3087.3392 | 3100.3203 | 2723.1007 | 2733.8685 | 2634.8021 | 33789.2413
8 | TODS Proposed
| Service Charge |  | 200 | 200 | 200 | 200 | 200 | 200 | 200 | 200 | 200 | 200 | 200 | 200 | 200 | 2400
| Energy Charge |  | 0.03531 | 326.4763 | 442.9993 | 736.496 | 543.5621 | 495.3287 | 647.1617 | 670.1838 | 763.1197 | 747.3008 | 556.415 | 589.6064 | 437.0672 | 6955.7169
| Peak Demand |  | 7.81 | 280.379 | 580.283 | 673.222 | 581.064 | 462.352 | 567.787 | 573.254 | 604.494 | 625.581 | 488.906 | 472.505 | 511.555 | 6421.382
| Min Applied |  |  | 56.232 | 0 | 0 | 0 | 0 | 0 | 0 | 0 | 0 | 0 | 0 | 0 | 56.232 | 7.2
| Intermediate Demand |  | 6.11 | 219.349 | 453.973 | 526.682 | 454.584 | 361.712 | 444.197 | 448.474 | 472.914 | 489.411 | 382.486 | 369.655 | 400.205 | 5023.642
| Min Applied |  |  | 43.992 | 0 | 0 | 0 | 0 | 0 | 0 | 0 | 0 | 0 | 0 | 0 | 43.992 | 7.2
| Base Demand |  | 3.24 | 116.316 | 240.732 | 279.288 | 241.056 | 191.808 | 235.548 | 237.816 | 250.776 | 259.524 | 202.824 | 196.02 | 212.22 | 2663.928
| Min Applied |  |  | 693.684 | 569.268 | 530.712 | 568.944 | 618.192 | 574.452 | 572.184 | 559.224 | 550.476 | 607.176 | 613.98 | 597.78 | 7056.072 | 2177.8
| PF Penalty |  |  | 0 | 0 | 0 | 0 | 0 | 0 | 0 | 0 | 0 | 0 | 0 | 0 | 0
|  |  | TOTAL: | 1936.4283 | 2487.2553 | 2946.4 | 2589.2101 | 2329.3927 | 2669.1457 | 2701.9118 | 2850.5277 | 2872.2928 | 2437.807 | 2441.7664 | 2358.8272 | 30620.9649

## AY
RATE COMPARISON TEMPLATE
Rates current as of 7/1/2017
Rate 1
Metered Usage |  |  |  | July | August | September | October | November | December | January | February | March | April | May | June | TOTAL |  |  | Rate 2
Energy | [18 empty] | Rate 3
|  |  | On Peak | 181009 | 236399 | 236491 | 154940 | 189552 | 173980 | 209781 | 190991 | 186458 | 169632 | 201182 | 183434 | 2313849 | 39.25% |  | Rate 4
|  |  | Off Peak | [12 empty] | 0 |  |  | Rate 5
Demand | Max KW | [17 empty] | Rate 6
| 673 |  | Peak | 581 | 668 | 654 | 598 | 596 | 559 | 673 | 531 | 559 | 575 | 629 | 586 | 7209 |  | 3118 | Rate 7
| 673 |  | Intermediate | 581 | 668 | 654 | 598 | 596 | 559 | 673 | 531 | 559 | 575 | 629 | 586 | 7209 |  | 4091 | Rate 8
| 673 |  | Base | 581 | 668 | 654 | 598 | 596 | 559 | 673 | 531 | 559 | 575 | 629 | 586 | 7209
|  |  | PF | 90 | 90 | 90 | 90 | 90 | 90 | 90 | 90 | 90 | 90 | 90 | 90
COMPARISON | Service |  |  | July | August | September | October | November | December | January | February | March | April | May | June | TOTAL
| CURRENT | TODS Current | Rate 7 | 15798.8474 | 19132.2727 | 18913.4776 | 15149.0138 | 16338.059 | 15202.0146 | 18272.7559 | 15357.9126 | 15642.1137 | 15302.4206 | 17271.6291 | 15963.6772 | 198344.1942
| POTENTIAL | TODS Proposed | Rate 8 | 16859.4678 | 20026.3287 | 19834.6972 | 16175.6114 | 17369.9211 | 16305.0338 | 19156.0471 | 16515.9322 | 16745.632 | 16374.2259 | 18239.9364 | 17014.6945 | 210617.5282
| Savings |  |  | -1060.6204 | -894.056 | -921.2196 | -1026.5976 | -1031.8621 | -1103.0192 | -883.2912 | -1158.0196 | -1103.5183 | -1071.8053 | -968.3073 | -1051.0174 | -12273.334
Rate Code
Base Charges
1 | GS 3- P Current
| Service Charge |  | 40 | 40 | 40 | 40 | 40 | 40 | 40 | 40 | 40 | 40 | 40 | 40 | 40 | 480
| Energy Charge |  | 0.10426 | 18871.9983 | 24646.9597 | 24656.5517 | 16154.0444 | 19762.6915 | 18139.1548 | 21871.7671 | 19912.7217 | 19440.1111 | 17685.8323 | 20975.2353 | 19124.8288 | 241241.8967
|  |  | TOTAL: | 18911.9983 | 24686.9597 | 24696.5517 | 16194.0444 | 19802.6915 | 18179.1548 | 21911.7671 | 19952.7217 | 19480.1111 | 17725.8323 | 21015.2353 | 19164.8288 | 241721.8967
2 | GS 3-P Proposed
| Service Charge |  | 50.4 | 50.4 | 50.4 | 50.4 | 50.4 | 50.4 | 50.4 | 50.4 | 50.4 | 50.4 | 50.4 | 50.4 | 50.4 | 604.8
| Energy Charge |  | 0.10685 | 19340.8116 | 25259.2332 | 25269.0634 | 16555.339 | 20253.6312 | 18589.763 | 22415.0998 | 20407.3884 | 19923.0373 | 18125.1792 | 21496.2967 | 19599.9229 | 247234.7656
|  |  | TOTAL: | 19391.2117 | 25309.6332 | 25319.4634 | 16605.739 | 20304.0312 | 18640.163 | 22465.4999 | 20457.7883 | 19973.4373 | 18175.5792 | 21546.6967 | 19650.3229 | 247839.5657
3 | AES 3-P Current
| Service Charge |  | 40 | 40 | 40 | 40 | 40 | 40 | 40 | 40 | 40 | 40 | 40 | 40 | 40 | 480
| Energy Charge |  | 0.08369 | 15148.6432 | 19784.2323 | 19791.9318 | 12966.9286 | 15863.6069 | 14560.3862 | 17556.5719 | 15984.0368 | 15604.67 | 14196.5021 | 16836.9216 | 15351.5915 | 193646.0228
|  |  | TOTAL: | 15188.6432 | 19824.2323 | 19831.9318 | 13006.9286 | 15903.6069 | 14600.3862 | 17596.5719 | 16024.0368 | 15644.67 | 14236.5021 | 16876.9216 | 15391.5915 | 194126.0228
4 | AES 3-P Proposed
| Service Charge |  | 140 | 140 | 140 | 140 | 140 | 140 | 140 | 140 | 140 | 140 | 140 | 140 | 140 | 1680
| Energy Charge |  | 0.08519 | 15420.1567 | 20138.8308 | 20146.6683 | 13199.3386 | 16147.9349 | 14821.3562 | 17871.2434 | 16270.5233 | 15884.357 | 14450.9501 | 17138.6946 | 15626.7425 | 197116.7963
|  |  | TOTAL: | 15560.1567 | 20278.8308 | 20286.6683 | 13339.3386 | 16287.9349 | 14961.3562 | 18011.2434 | 16410.5233 | 16024.357 | 14590.9501 | 17278.6946 | 15766.7425 | 198796.7963
5 | PS Sec Current
| Service Charge |  | 90 | 90 | 90 | 90 | 90 | 90 | 90 | 90 | 90 | 90 | 90 | 90 | 90 | 1080
| Energy Charge |  | 0.03572 | 6465.6415 | 8444.1723 | 8447.4585 | 5534.4568 | 6770.7974 | 6214.5656 | 7493.3773 | 6822.1985 | 6660.2798 | 6059.255 | 7186.221 | 6552.2625 | 82650.6863
| Demand Charge (May through September) |  | 19.05 | July: 11068.05; August: 12725.4; September: 12458.7; May: 11982.45; June: 11163.3 | 59397.9
| Min Applied |  |  | July: 0; August: 0; September: 0; May: 0; June: 0 | 0 | 0
| Demand Charge (October through April) |  | 16.95 | October: 10136.1; November: 10102.2; December: 9475.05; January: 11407.35; February: 9000.45; March: 9475.05; April: 9746.25 | 69342.45
| Min Applied |  |  | October: 0; November: 0; December: 0; January: 0; February: 0; March: 0; April: 0 | 0 | 0
| PF Penalty |  |  | 0 | 0 | 0 | 0 | 0 | 0 | 0 | 0 | 0 | 0 | 0 | 0 | 0
|  |  | TOTAL: | 17623.6915 | 21259.5723 | 20996.1585 | 15760.5568 | 16962.9974 | 15779.6156 | 18990.7273 | 15912.6485 | 16225.3298 | 15895.505 | 19258.671 | 17805.5625 | 212471.0363
6 | PS Proposed
| Service Charge |  | 90 | 90 | 90 | 90 | 90 | 90 | 90 | 90 | 90 | 90 | 90 | 90 | 90 | 1080
| Energy Charge |  | 0.03572 | 6465.6415 | 8444.1723 | 8447.4585 | 5534.4568 | 6770.7974 | 6214.5656 | 7493.3773 | 6822.1985 | 6660.2798 | 6059.255 | 7186.221 | 6552.2625 | 82650.6863
| Demand Charge (May through September) |  | 20.71 | July: 12032.51; August: 13834.28; September: 13544.34; May: 13026.59; June: 12136.06 | 64573.78
| Min Applied |  |  | July: 0; August: 0; September: 0; May: 0; June: 0 | 0 | 0
| Demand Charge (October through April) |  | 18.43 | October: 11021.14; November: 10984.28; December: 10302.37; January: 12403.39; February: 9786.33; March: 10302.37; April: 10597.25 | 75397.13
| Min Applied |  |  | October: 0; November: 0; December: 0; January: 0; February: 0; March: 0; April: 0 | 0 | 0
| PF Penalty |  |  | 0 | 0 | 0 | 0 | 0 | 0 | 0 | 0 | 0 | 0 | 0 | 0 | 0
|  |  | TOTAL: | 18588.1515 | 22368.4523 | 22081.7985 | 16645.5968 | 17845.0774 | 16606.9356 | 19986.7673 | 16698.5285 | 17052.6498 | 16746.505 | 20302.811 | 18778.3225 | 223701.5963
7 | TODS Current
| Service Charge |  | 200 | 200 | 200 | 200 | 200 | 200 | 200 | 200 | 200 | 200 | 200 | 200 | 200 | 2400
| Energy Charge |  | 0.03527 | 6384.1874 | 8337.7927 | 8341.0376 | 5464.7338 | 6685.499 | 6136.2746 | 7398.9759 | 6736.2526 | 6576.3737 | 5982.9206 | 7095.6891 | 6469.7172 | 81609.4542
| Peak Demand |  | 6.13 | 3561.53 | 4094.84 | 4009.02 | 3665.74 | 3653.48 | 3426.67 | 4125.49 | 3255.03 | 3426.67 | 3524.75 | 3855.77 | 3592.18 | 44191.17
| Min Applied |  |  | 0 | 0 | 0 | 0 | 0 | 0 | 0 | 0 | 0 | 0 | 0 | 0 | 0 | 0
| Intermediate Demand |  | 4.53 | 2631.93 | 3026.04 | 2962.62 | 2708.94 | 2699.88 | 2532.27 | 3048.69 | 2405.43 | 2532.27 | 2604.75 | 2849.37 | 2654.58 | 32656.77
| Min Applied |  |  | 0 | 0 | 0 | 0 | 0 | 0 | 0 | 0 | 0 | 0 | 0 | 0 | 0 | 0
| Base Demand |  | 5.2 | 3021.2 | 3473.6 | 3400.8 | 3109.6 | 3099.2 | 2906.8 | 3499.6 | 2761.2 | 2906.8 | 2990 | 3270.8 | 3047.2 | 37486.8
| Min Applied |  |  | 0 | 0 | 0 | 0 | 0 | 0 | 0 | 0 | 0 | 0 | 0 | 0 | 0 | 0
| PF Penalty |  |  | 0 | 0 | 0 | 0 | 0 | 0 | 0 | 0 | 0 | 0 | 0 | 0 | 0
|  |  | TOTAL: | 15798.8474 | 19132.2727 | 18913.4776 | 15149.0138 | 16338.059 | 15202.0146 | 18272.7559 | 15357.9126 | 15642.1137 | 15302.4206 | 17271.6291 | 15963.6772 | 198344.1942
8 | TODS Proposed
| Service Charge |  | 200 | 200 | 200 | 200 | 200 | 200 | 200 | 200 | 200 | 200 | 200 | 200 | 200 | 2400
| Energy Charge |  | 0.03531 | 6391.4278 | 8347.2487 | 8350.4972 | 5470.9314 | 6693.0811 | 6143.2338 | 7407.3671 | 6743.8922 | 6583.832 | 5989.7059 | 7103.7364 | 6477.0545 | 81702.0082
| Peak Demand |  | 7.81 | 4537.61 | 5217.08 | 5107.74 | 4670.38 | 4654.76 | 4365.79 | 5256.13 | 4147.11 | 4365.79 | 4490.75 | 4912.49 | 4576.66 | 56302.29
| Min Applied |  |  | 0 | 0 | 0 | 0 | 0 | 0 | 0 | 0 | 0 | 0 | 0 | 0 | 0 | 0
| Intermediate Demand |  | 6.11 | 3549.91 | 4081.48 | 3995.94 | 3653.78 | 3641.56 | 3415.49 | 4112.03 | 3244.41 | 3415.49 | 3513.25 | 3843.19 | 3580.46 | 44046.99
| Min Applied |  |  | 0 | 0 | 0 | 0 | 0 | 0 | 0 | 0 | 0 | 0 | 0 | 0 | 0 | 0
| Base Demand |  | 3.24 | 1882.44 | 2164.32 | 2118.96 | 1937.52 | 1931.04 | 1811.16 | 2180.52 | 1720.44 | 1811.16 | 1863 | 2037.96 | 1898.64 | 23357.16
| Min Applied |  |  | 298.08 | 16.2 | 61.56 | 243 | 249.48 | 369.36 | 0 | 460.08 | 369.36 | 317.52 | 142.56 | 281.88 | 2809.08 | 867
| PF Penalty |  |  | 0 | 0 | 0 | 0 | 0 | 0 | 0 | 0 | 0 | 0 | 0 | 0 | 0
|  |  | TOTAL: | 16859.4678 | 20026.3287 | 19834.6972 | 16175.6114 | 17369.9211 | 16305.0338 | 19156.0471 | 16515.9322 | 16745.632 | 16374.2259 | 18239.9364 | 17014.6945 | 210617.5282

## AZ
RATE COMPARISON TEMPLATE
Rates current as of 7/1/2017
Rate 1
Metered Usage |  |  |  | July | August | September | October | November | December | January | February | March | April | May | June | TOTAL |  |  | Rate 2
Energy | [18 empty] | Rate 3
|  |  | On Peak | 184260 | 211950 | 206317 | 143598 | 144612 | 137711 | 143175 | 145762 | 137225 | 139668 | 151795 | 163028 | 1909101 | 35.67% |  | Rate 4
|  |  | Off Peak | [12 empty] | 0 |  |  | Rate 5
Demand | Max KW | [17 empty] | Rate 6
| 611 |  | Peak | 499 | 596 | 611 | 487 | 505 | 374 | 406 | 445 | 435 | 551 | 603 | 490 | 6002 | 500.1667 | 2799 | Rate 7
| 611 |  | Intermediate | 499 | 596 | 611 | 487 | 505 | 374 | 406 | 445 | 435 | 551 | 603 | 490 | 6002 |  | 3203 | Rate 8
| 611 |  | Base | 499 | 596 | 611 | 487 | 505 | 374 | 406 | 445 | 435 | 551 | 603 | 490 | 6002
|  |  | PF | 90 | 90 | 90 | 90 | 90 | 90 | 90 | 90 | 90 | 90 | 90 | 90
COMPARISON | Service |  |  | July | August | September | October | November | December | January | February | March | April | May | June | TOTAL
| CURRENT | TODS Current | Rate 7 | 14612.9902 | 17128.0365 | 17167.2606 | 12988.5215 | 13309.7652 | 11426.807 | 11960.6423 | 12467.6257 | 12059.9258 | 13864.9504 | 15117.3896 | 13721.3976 | 165825.3123
| POTENTIAL | TODS Proposed | Rate 8 | 15631.9406 | 17959.9145 | 17969.8133 | 14029.1254 | 14315.4897 | 12248.2954 | 12886.6693 | 13520.8962 | 13080.2548 | 14781.2371 | 15933.2815 | 14756.9587 | 177113.8763
| Savings |  |  | -1018.9504 | -831.878 | -802.5527 | -1040.6039 | -1005.7245 | -821.4884 | -926.027 | -1053.2705 | -1020.329 | -916.2867 | -815.8918 | -1035.5611 | -11288.564
Rate Code
Base Charges
1 | GS 3- P Current
| Service Charge |  | 40 | 40 | 40 | 40 | 40 | 40 | 40 | 40 | 40 | 40 | 40 | 40 | 40 | 480
| Energy Charge |  | 0.10426 | 19210.9476 | 22097.907 | 21510.6104 | 14971.5275 | 15077.2471 | 14357.7489 | 14927.4255 | 15197.1461 | 14307.0785 | 14561.7857 | 15826.1467 | 16997.2993 | 199042.8703
|  |  | TOTAL: | 19250.9476 | 22137.907 | 21550.6104 | 15011.5275 | 15117.2471 | 14397.7489 | 14967.4255 | 15237.1461 | 14347.0785 | 14601.7857 | 15866.1467 | 17037.2993 | 199522.8703
2 | GS 3-P Proposed
| Service Charge |  | 50.4 | 50.4 | 50.4 | 50.4 | 50.4 | 50.4 | 50.4 | 50.4 | 50.4 | 50.4 | 50.4 | 50.4 | 50.4 | 604.8
| Energy Charge |  | 0.10685 | 19688.181 | 22646.8575 | 22044.9715 | 15343.4463 | 15451.7922 | 14714.4204 | 15298.2488 | 15574.6697 | 14662.4912 | 14923.5258 | 16219.2957 | 17419.5418 | 203987.4419
|  |  | TOTAL: | 19738.581 | 22697.2575 | 22095.3714 | 15393.8463 | 15502.1922 | 14764.8203 | 15348.6488 | 15625.0697 | 14712.8913 | 14973.9258 | 16269.6958 | 17469.9418 | 204592.2418
3 | AES 3-P Current
| Service Charge |  | 40 | 40 | 40 | 40 | 40 | 40 | 40 | 40 | 40 | 40 | 40 | 40 | 40 | 480
| Energy Charge |  | 0.08369 | 15420.7194 | 17738.0955 | 17266.6697 | 12017.7166 | 12102.5783 | 11525.0336 | 11982.3157 | 12198.8218 | 11484.3602 | 11688.8149 | 12703.7236 | 13643.8133 | 159772.6627
|  |  | TOTAL: | 15460.7194 | 17778.0955 | 17306.6697 | 12057.7166 | 12142.5783 | 11565.0336 | 12022.3157 | 12238.8218 | 11524.3602 | 11728.8149 | 12743.7236 | 13683.8133 | 160252.6627
4 | AES 3-P Proposed
| Service Charge |  | 140 | 140 | 140 | 140 | 140 | 140 | 140 | 140 | 140 | 140 | 140 | 140 | 140 | 1680
| Energy Charge |  | 0.08519 | 15697.1094 | 18056.0205 | 17576.1452 | 12233.1136 | 12319.4963 | 11731.6001 | 12197.0783 | 12417.4648 | 11690.1977 | 11898.3169 | 12931.416 | 13888.3553 | 162636.3142
|  |  | TOTAL: | 15837.1094 | 18196.0205 | 17716.1452 | 12373.1136 | 12459.4963 | 11871.6001 | 12337.0783 | 12557.4648 | 11830.1977 | 12038.3169 | 13071.416 | 14028.3553 | 164316.3142
5 | PS Sec Current
| Service Charge |  | 90 | 90 | 90 | 90 | 90 | 90 | 90 | 90 | 90 | 90 | 90 | 90 | 90 | 1080
| Energy Charge |  | 0.03572 | 6581.7672 | 7570.854 | 7369.6432 | 5129.3206 | 5165.5406 | 4919.0369 | 5114.211 | 5206.6186 | 4901.677 | 4988.941 | 5422.1174 | 5823.3602 | 68193.0877
| Demand Charge (May through September) |  | 19.05 | July: 9505.95; August: 11353.8; September: 11639.55; May: 11487.15; June: 9334.5 | 53320.95
| Min Applied |  |  | July: 0; August: 0; September: 0; May: 0; June: 0 | 0 | 0
| Demand Charge (October through April) |  | 16.95 | October: 8254.65; November: 8559.75; December: 6339.3; January: 6881.7; February: 7542.75; March: 7373.25; April: 9339.45 | 54290.85
| Min Applied |  |  | October: 0; November: 0; December: 0; January: 0; February: 0; March: 0; April: 0 | 0 | 0
| PF Penalty |  |  | 0 | 0 | 0 | 0 | 0 | 0 | 0 | 0 | 0 | 0 | 0 | 0 | 0
|  |  | TOTAL: | 16177.7172 | 19014.654 | 19099.1932 | 13473.9706 | 13815.2906 | 11348.3369 | 12085.911 | 12839.3686 | 12364.927 | 14418.391 | 16999.2674 | 15247.8602 | 176884.8877
6 | PS Proposed
| Service Charge |  | 90 | 90 | 90 | 90 | 90 | 90 | 90 | 90 | 90 | 90 | 90 | 90 | 90 | 1080
| Energy Charge |  | 0.03572 | 6581.7672 | 7570.854 | 7369.6432 | 5129.3206 | 5165.5406 | 4919.0369 | 5114.211 | 5206.6186 | 4901.677 | 4988.941 | 5422.1174 | 5823.3602 | 68193.0877
| Demand Charge (May through September) |  | 20.71 | July: 10334.29; August: 12343.16; September: 12653.81; May: 12488.13; June: 10147.9 | 57967.29
| Min Applied |  |  | July: 0; August: 0; September: 0; May: 0; June: 0 | 0 | 0
| Demand Charge (October through April) |  | 18.43 | October: 8975.41; November: 9307.15; December: 6892.82; January: 7482.58; February: 8201.35; March: 8017.05; April: 10154.93 | 59031.29
| Min Applied |  |  | October: 0; November: 0; December: 0; January: 0; February: 0; March: 0; April: 0 | 0 | 0
| PF Penalty |  |  | 0 | 0 | 0 | 0 | 0 | 0 | 0 | 0 | 0 | 0 | 0 | 0 | 0
|  |  | TOTAL: | 17006.0572 | 20004.014 | 20113.4532 | 14194.7306 | 14562.6906 | 11901.8569 | 12686.791 | 13497.9686 | 13008.727 | 15233.871 | 18000.2474 | 16061.2602 | 186271.6677
7 | TODS Current
| Service Charge |  | 200 | 200 | 200 | 200 | 200 | 200 | 200 | 200 | 200 | 200 | 200 | 200 | 200 | 2400
| Energy Charge |  | 0.03527 | 6498.8502 | 7475.4765 | 7276.8006 | 5064.7015 | 5100.4652 | 4857.067 | 5049.7823 | 5141.0257 | 4839.9258 | 4926.0904 | 5353.8097 | 5749.9976 | 67333.9923
| Peak Demand |  | 6.13 | 3058.87 | 3653.48 | 3745.43 | 2985.31 | 3095.65 | 2292.62 | 2488.78 | 2727.85 | 2666.55 | 3377.63 | 3696.39 | 3003.7 | 36792.26
| Min Applied |  |  | 0 | 0 | 0 | 0 | 0 | 0 | 0 | 0 | 0 | 0 | 0 | 0 | 0 | 0
| Intermediate Demand |  | 4.53 | 2260.47 | 2699.88 | 2767.83 | 2206.11 | 2287.65 | 1694.22 | 1839.18 | 2015.85 | 1970.55 | 2496.03 | 2731.59 | 2219.7 | 27189.06
| Min Applied |  |  | 0 | 0 | 0 | 0 | 0 | 0 | 0 | 0 | 0 | 0 | 0 | 0 | 0 | 0
| Base Demand |  | 5.2 | 2594.8 | 3099.2 | 3177.2 | 2532.4 | 2626 | 1944.8 | 2111.2 | 2314 | 2262 | 2865.2 | 3135.6 | 2548 | 31210.4
| Min Applied |  |  | 0 | 0 | 0 | 0 | 0 | 438.1 | 271.7 | 68.9 | 120.9 | 0 | 0 | 0 | 899.6 | 173
| PF Penalty |  |  | 0 | 0 | 0 | 0 | 0 | 0 | 0 | 0 | 0 | 0 | 0 | 0 | 0
|  |  | TOTAL: | 14612.9902 | 17128.0365 | 17167.2606 | 12988.5215 | 13309.7652 | 11426.807 | 11960.6423 | 12467.6257 | 12059.9258 | 13864.9504 | 15117.3896 | 13721.3976 | 165825.3123
8 | TODS Proposed
| Service Charge |  | 200 | 200 | 200 | 200 | 200 | 200 | 200 | 200 | 200 | 200 | 200 | 200 | 200 | 2400
| Energy Charge |  | 0.03531 | 6506.2206 | 7483.9545 | 7285.0533 | 5070.4454 | 5106.2497 | 4862.5754 | 5055.5093 | 5146.8562 | 4845.4147 | 4931.6771 | 5359.8814 | 5756.5187 | 67410.3563
| Peak Demand |  | 7.81 | 3897.19 | 4654.76 | 4771.91 | 3803.47 | 3944.05 | 2920.94 | 3170.86 | 3475.45 | 3397.35 | 4303.31 | 4709.43 | 3826.9 | 46875.62
| Min Applied |  |  | 0 | 0 | 0 | 0 | 0 | 0 | 0 | 0 | 0 | 0 | 0 | 0 | 0 | 0
| Intermediate Demand |  | 6.11 | 3048.89 | 3641.56 | 3733.21 | 2975.57 | 3085.55 | 2285.14 | 2480.66 | 2718.95 | 2657.85 | 3366.61 | 3684.33 | 2993.9 | 36672.22
| Min Applied |  |  | 0 | 0 | 0 | 0 | 0 | 0 | 0 | 0 | 0 | 0 | 0 | 0 | 0 | 0
| Base Demand |  | 3.24 | 1616.76 | 1931.04 | 1979.64 | 1577.88 | 1636.2 | 1211.76 | 1315.44 | 1441.8 | 1409.4 | 1785.24 | 1953.72 | 1587.6 | 19446.48
| Min Applied |  |  | 362.88 | 48.6 | 0 | 401.76 | 343.44 | 767.88 | 664.2 | 537.84 | 570.24 | 194.4 | 25.92 | 392.04 | 4309.2 | 1330
| PF Penalty |  |  | 0 | 0 | 0 | 0 | 0 | 0 | 0 | 0 | 0 | 0 | 0 | 0 | 0
|  |  | TOTAL: | 15631.9406 | 17959.9145 | 17969.8133 | 14029.1254 | 14315.4897 | 12248.2954 | 12886.6693 | 13520.8962 | 13080.2548 | 14781.2371 | 15933.2815 | 14756.9587 | 177113.8763

## BA
RATE COMPARISON TEMPLATE
Rates current as of 7/1/2017
Rate 1
Metered Usage |  |  |  | July | August | September | October | November | December | January | February | March | April | May | June | TOTAL |  |  | Rate 2
Energy | [18 empty] | Rate 3
|  |  | On Peak | 52986 | 62764 | 66847 | 45130 | 43678 | 45775 | 44463 | 50930 | 44015 | 39461 | 41770 | 45212 | 583031 | 28.44% |  | Rate 4
|  |  | Off Peak | [12 empty] | 0 |  |  | Rate 5
Demand | Max KW | [17 empty] | Rate 6
| 234 |  | Peak | 174 | 226 | 234 | 200 | 165 | 162 | 169 | 167 | 152 | 167 | 171 | 165 | 2152 |  | 970 | Rate 7
| 234 |  | Intermediate | 174 | 226 | 234 | 200 | 165 | 162 | 169 | 167 | 152 | 167 | 171 | 165 | 2152 |  | 1182 | Rate 8
| 234 |  | Base | 174 | 226 | 234 | 200 | 165 | 162 | 169 | 167 | 152 | 167 | 171 | 165 | 2152
|  |  | PF | 90 | 90 | 90 | 90 | 90 | 90 | 90 | 90 | 90 | 90 | 90 | 90
COMPARISON | Service |  |  | July | August | September | October | November | December | January | February | March | April | May | June | TOTAL
| CURRENT | PS Sec Current | Rate 5 | 5297.3599 | 6637.2301 | 6935.4748 | 5092.0436 | 4446.9282 | 4470.983 | 4542.7684 | 4739.8696 | 4238.6158 | 4330.1969 | 4839.5744 | 4848.2226 | 60419.2673
| POTENTIAL | PS Proposed | Rate 6 | 5586.1999 | 7012.3901 | 7323.9148 | 5388.0436 | 4691.1282 | 4710.743 | 4792.8884 | 4987.0296 | 4463.5758 | 4577.3569 | 5123.4344 | 5122.1226 | 63778.8273
| Savings |  |  | -288.84 | -375.16 | -388.44 | -296 | -244.2 | -239.76 | -250.12 | -247.16 | -224.96 | -247.16 | -283.86 | -273.9 | -3359.56
Rate Code
Base Charges
1 | GS 3- P Current
| Service Charge |  | 40 | 40 | 40 | 40 | 40 | 40 | 40 | 40 | 40 | 40 | 40 | 40 | 40 | 480
| Energy Charge |  | 0.10426 | 5524.3204 | 6543.7746 | 6969.4682 | 4705.2538 | 4553.8683 | 4772.5015 | 4635.7124 | 5309.9618 | 4589.0039 | 4114.2039 | 4354.9402 | 4713.8031 | 60786.8121
|  |  | TOTAL: | 5564.3204 | 6583.7746 | 7009.4682 | 4745.2538 | 4593.8683 | 4812.5015 | 4675.7124 | 5349.9618 | 4629.0039 | 4154.2039 | 4394.9402 | 4753.8031 | 61266.8121
2 | GS 3-P Proposed
| Service Charge |  | 50.4 | 50.4 | 50.4 | 50.4 | 50.4 | 50.4 | 50.4 | 50.4 | 50.4 | 50.4 | 50.4 | 50.4 | 50.4 | 604.8
| Energy Charge |  | 0.10685 | 5661.5541 | 6706.3334 | 7142.602 | 4822.1405 | 4666.9943 | 4891.0588 | 4750.8715 | 5441.8705 | 4703.0027 | 4216.4078 | 4463.1245 | 4830.9022 | 62296.8624
|  |  | TOTAL: | 5711.9541 | 6756.7334 | 7193.0019 | 4872.5405 | 4717.3943 | 4941.4587 | 4801.2716 | 5492.2705 | 4753.4028 | 4266.8079 | 4513.5245 | 4881.3022 | 62901.6623
3 | AES 3-P Current
| Service Charge |  | 40 | 40 | 40 | 40 | 40 | 40 | 40 | 40 | 40 | 40 | 40 | 40 | 40 | 480
| Energy Charge |  | 0.08369 | 4434.3983 | 5252.7192 | 5594.4254 | 3776.9297 | 3655.4118 | 3830.9097 | 3721.1085 | 4262.3317 | 3683.6154 | 3302.4911 | 3495.7313 | 3783.7923 | 48793.8644
|  |  | TOTAL: | 4474.3983 | 5292.7192 | 5634.4254 | 3816.9297 | 3695.4118 | 3870.9097 | 3761.1085 | 4302.3317 | 3723.6154 | 3342.4911 | 3535.7313 | 3823.7923 | 49273.8644
4 | AES 3-P Proposed
| Service Charge |  | 140 | 140 | 140 | 140 | 140 | 140 | 140 | 140 | 140 | 140 | 140 | 140 | 140 | 1680
| Energy Charge |  | 0.08519 | 4513.8773 | 5346.8652 | 5694.6959 | 3844.6247 | 3720.9288 | 3899.5723 | 3787.803 | 4338.7267 | 3749.6379 | 3361.6826 | 3558.3863 | 3851.6103 | 49668.4109
|  |  | TOTAL: | 4653.8773 | 5486.8652 | 5834.6959 | 3984.6247 | 3860.9288 | 4039.5723 | 3927.803 | 4478.7267 | 3889.6379 | 3501.6826 | 3698.3863 | 3991.6103 | 51348.4109
5 | PS Sec Current
| Service Charge |  | 90 | 90 | 90 | 90 | 90 | 90 | 90 | 90 | 90 | 90 | 90 | 90 | 90 | 1080
| Energy Charge |  | 0.03572 | 1892.6599 | 2241.9301 | 2387.7748 | 1612.0436 | 1560.1782 | 1635.083 | 1588.2184 | 1819.2196 | 1572.2158 | 1409.5469 | 1492.0244 | 1614.9726 | 20825.8673
| Demand Charge (May through September) |  | 19.05 | July: 3314.7; August: 4305.3; September: 4457.7; May: 3257.55; June: 3143.25 | 18478.5
| Min Applied |  |  | July: 0; August: 0; September: 0; May: 0; June: 0 | 0 | 0
| Demand Charge (October through April) |  | 16.95 | October: 3390; November: 2796.75; December: 2745.9; January: 2864.55; February: 2830.65; March: 2576.4; April: 2830.65 | 20034.9
| Min Applied |  |  | October: 0; November: 0; December: 0; January: 0; February: 0; March: 0; April: 0 | 0 | 0
| PF Penalty |  |  | 0 | 0 | 0 | 0 | 0 | 0 | 0 | 0 | 0 | 0 | 0 | 0 | 0
|  |  | TOTAL: | 5297.3599 | 6637.2301 | 6935.4748 | 5092.0436 | 4446.9282 | 4470.983 | 4542.7684 | 4739.8696 | 4238.6158 | 4330.1969 | 4839.5744 | 4848.2226 | 60419.2673
6 | PS Proposed
| Service Charge |  | 90 | 90 | 90 | 90 | 90 | 90 | 90 | 90 | 90 | 90 | 90 | 90 | 90 | 1080
| Energy Charge |  | 0.03572 | 1892.6599 | 2241.9301 | 2387.7748 | 1612.0436 | 1560.1782 | 1635.083 | 1588.2184 | 1819.2196 | 1572.2158 | 1409.5469 | 1492.0244 | 1614.9726 | 20825.8673
| Demand Charge (May through September) |  | 20.71 | July: 3603.54; August: 4680.46; September: 4846.14; May: 3541.41; June: 3417.15 | 20088.7
| Min Applied |  |  | July: 0; August: 0; September: 0; May: 0; June: 0 | 0 | 0
| Demand Charge (October through April) |  | 18.43 | October: 3686; November: 3040.95; December: 2985.66; January: 3114.67; February: 3077.81; March: 2801.36; April: 3077.81 | 21784.26
| Min Applied |  |  | October: 0; November: 0; December: 0; January: 0; February: 0; March: 0; April: 0 | 0 | 0
| PF Penalty |  |  | 0 | 0 | 0 | 0 | 0 | 0 | 0 | 0 | 0 | 0 | 0 | 0 | 0
|  |  | TOTAL: | 5586.1999 | 7012.3901 | 7323.9148 | 5388.0436 | 4691.1282 | 4710.743 | 4792.8884 | 4987.0296 | 4463.5758 | 4577.3569 | 5123.4344 | 5122.1226 | 63778.8273
7 | TODS Current
| Service Charge |  | 200 | 200 | 200 | 200 | 200 | 200 | 200 | 200 | 200 | 200 | 200 | 200 | 200 | 2400
| Energy Charge |  | 0.03527 | 1868.8162 | 2213.6863 | 2357.6937 | 1591.7351 | 1540.5231 | 1614.4842 | 1568.21 | 1796.3011 | 1552.409 | 1391.7895 | 1473.2279 | 1594.6272 | 20563.5034
| Peak Demand |  | 6.13 | 1066.62 | 1385.38 | 1434.42 | 1226 | 1011.45 | 993.06 | 1035.97 | 1023.71 | 931.76 | 1023.71 | 1048.23 | 1011.45 | 13191.76
| Min Applied |  |  | 0 | 0 | 0 | 0 | 0 | 0 | 0 | 0 | 0 | 0 | 0 | 0 | 0 | 0
| Intermediate Demand |  | 4.53 | 788.22 | 1023.78 | 1060.02 | 906 | 747.45 | 733.86 | 765.57 | 756.51 | 688.56 | 756.51 | 774.63 | 747.45 | 9748.56
| Min Applied |  |  | 0 | 0 | 0 | 0 | 0 | 0 | 0 | 0 | 0 | 0 | 0 | 0 | 0 | 0
| Base Demand |  | 5.2 | 904.8 | 1175.2 | 1216.8 | 1040 | 858 | 842.4 | 878.8 | 868.4 | 790.4 | 868.4 | 889.2 | 858 | 11190.4
| Min Applied |  |  | 395.2 | 124.8 | 83.2 | 260 | 442 | 457.6 | 421.2 | 431.6 | 509.6 | 431.6 | 410.8 | 442 | 4409.6 | 848
| PF Penalty |  |  | 0 | 0 | 0 | 0 | 0 | 0 | 0 | 0 | 0 | 0 | 0 | 0 | 0
|  |  | TOTAL: | 5223.6562 | 6122.8463 | 6352.1337 | 5223.7351 | 4799.4231 | 4841.4042 | 4869.75 | 5076.5211 | 4672.729 | 4672.0095 | 4796.0879 | 4853.5272 | 61503.8234
8 | TODS Proposed
| Service Charge |  | 200 | 200 | 200 | 200 | 200 | 200 | 200 | 200 | 200 | 200 | 200 | 200 | 200 | 2400
| Energy Charge |  | 0.03531 | 1870.9357 | 2216.1968 | 2360.3676 | 1593.5403 | 1542.2702 | 1616.3153 | 1569.9885 | 1798.3383 | 1554.1697 | 1393.3679 | 1474.8987 | 1596.4357 | 20586.8246
| Peak Demand |  | 7.81 | 1358.94 | 1765.06 | 1827.54 | 1562 | 1288.65 | 1265.22 | 1319.89 | 1304.27 | 1187.12 | 1304.27 | 1335.51 | 1288.65 | 16807.12
| Min Applied |  |  | 0 | 0 | 0 | 0 | 0 | 0 | 0 | 0 | 0 | 0 | 0 | 0 | 0 | 0
| Intermediate Demand |  | 6.11 | 1063.14 | 1380.86 | 1429.74 | 1222 | 1008.15 | 989.82 | 1032.59 | 1020.37 | 928.72 | 1020.37 | 1044.81 | 1008.15 | 13148.72
| Min Applied |  |  | 0 | 0 | 0 | 0 | 0 | 0 | 0 | 0 | 0 | 0 | 0 | 0 | 0 | 0
| Base Demand |  | 3.24 | 563.76 | 732.24 | 758.16 | 648 | 534.6 | 524.88 | 547.56 | 541.08 | 492.48 | 541.08 | 554.04 | 534.6 | 6972.48
| Min Applied |  |  | 246.24 | 77.76 | 51.84 | 162 | 275.4 | 285.12 | 262.44 | 268.92 | 317.52 | 268.92 | 255.96 | 275.4 | 2747.52 | 848
| PF Penalty |  |  | 0 | 0 | 0 | 0 | 0 | 0 | 0 | 0 | 0 | 0 | 0 | 0 | 0
|  |  | TOTAL: | 5303.0157 | 6372.1168 | 6627.6476 | 5387.5403 | 4849.0702 | 4881.3552 | 4932.4685 | 5132.9783 | 4680.0096 | 4728.0079 | 4865.2187 | 4903.2357 | 62662.6646

## BB
RATE COMPARISON TEMPLATE
Rates current as of 7/1/2017
Rate 1
Metered Usage |  |  |  | July | August | September | October | November | December | January | February | March | April | May | June | TOTAL |  |  | Rate 2
Energy | [18 empty] | Rate 3
|  |  | On Peak | 50600 | 55500 | 59200 | 36600 | 35000 | 39000 | 51600 | 43400 | 38700 | 37700 | 36600 | 46100 | 530000 | 27.38% |  | Rate 4
|  |  | Off Peak | [12 empty] | 0 |  |  | Rate 5
Demand | Max KW | [17 empty] | Rate 6
| 221 |  | Peak | 181 | 214 | 221 | 169 | 178 | 180 | 197 | 184 | 169 | 167 | 177 | 164 | 2201 |  | 957 | Rate 7
| 221 |  | Intermediate | 181 | 214 | 221 | 169 | 178 | 180 | 197 | 184 | 169 | 167 | 177 | 164 | 2201 |  | 1244 | Rate 8
| 221 |  | Base | 181 | 214 | 221 | 169 | 178 | 180 | 197 | 184 | 169 | 167 | 177 | 164 | 2201
|  |  | PF | 90 | 90 | 90 | 90 | 90 | 90 | 90 | 90 | 90 | 90 | 90 | 90
COMPARISON | Service |  |  | July | August | September | October | November | December | January | February | March | April | May | June | TOTAL
| CURRENT | PS Sec Current | Rate 5 | 5345.482 | 6149.16 | 6414.674 | 4261.902 | 4357.3 | 4534.08 | 5272.302 | 4759.048 | 4336.914 | 4267.294 | 4769.202 | 4860.892 | 59328.25
| POTENTIAL | PS Proposed | Rate 6 | 5645.942 | 6504.4 | 6781.534 | 4512.022 | 4620.74 | 4800.48 | 5563.862 | 5031.368 | 4587.034 | 4514.454 | 5063.022 | 5133.132 | 62757.99
| Savings |  |  | -300.46 | -355.24 | -366.86 | -250.12 | -263.44 | -266.4 | -291.56 | -272.32 | -250.12 | -247.16 | -293.82 | -272.24 | -3429.74
Rate Code
Base Charges
1 | GS 3- P Current
| Service Charge |  | 40 | 40 | 40 | 40 | 40 | 40 | 40 | 40 | 40 | 40 | 40 | 40 | 40 | 480
| Energy Charge |  | 0.10426 | 5275.556 | 5786.43 | 6172.192 | 3815.916 | 3649.1 | 4066.14 | 5379.816 | 4524.884 | 4034.862 | 3930.602 | 3815.916 | 4806.386 | 55257.8
|  |  | TOTAL: | 5315.556 | 5826.43 | 6212.192 | 3855.916 | 3689.1 | 4106.14 | 5419.816 | 4564.884 | 4074.862 | 3970.602 | 3855.916 | 4846.386 | 55737.8
2 | GS 3-P Proposed
| Service Charge |  | 50.4 | 50.4 | 50.4 | 50.4 | 50.4 | 50.4 | 50.4 | 50.4 | 50.4 | 50.4 | 50.4 | 50.4 | 50.4 | 604.8
| Energy Charge |  | 0.10685 | 5406.61 | 5930.175 | 6325.52 | 3910.71 | 3739.75 | 4167.15 | 5513.46 | 4637.29 | 4135.095 | 4028.245 | 3910.71 | 4925.785 | 56630.5
|  |  | TOTAL: | 5457.01 | 5980.575 | 6375.92 | 3961.11 | 3790.15 | 4217.55 | 5563.86 | 4687.69 | 4185.495 | 4078.645 | 3961.11 | 4976.185 | 57235.3
3 | AES 3-P Current
| Service Charge |  | 40 | 40 | 40 | 40 | 40 | 40 | 40 | 40 | 40 | 40 | 40 | 40 | 40 | 480
| Energy Charge |  | 0.08369 | 4234.714 | 4644.795 | 4954.448 | 3063.054 | 2929.15 | 3263.91 | 4318.404 | 3632.146 | 3238.803 | 3155.113 | 3063.054 | 3858.109 | 44355.7
|  |  | TOTAL: | 4274.714 | 4684.795 | 4994.448 | 3103.054 | 2969.15 | 3303.91 | 4358.404 | 3672.146 | 3278.803 | 3195.113 | 3103.054 | 3898.109 | 44835.7
4 | AES 3-P Proposed
| Service Charge |  | 140 | 140 | 140 | 140 | 140 | 140 | 140 | 140 | 140 | 140 | 140 | 140 | 140 | 1680
| Energy Charge |  | 0.08519 | 4310.614 | 4728.045 | 5043.248 | 3117.954 | 2981.65 | 3322.41 | 4395.804 | 3697.246 | 3296.853 | 3211.663 | 3117.954 | 3927.259 | 45150.7
|  |  | TOTAL: | 4450.614 | 4868.045 | 5183.248 | 3257.954 | 3121.65 | 3462.41 | 4535.804 | 3837.246 | 3436.853 | 3351.663 | 3257.954 | 4067.259 | 46830.7
5 | PS Sec Current
| Service Charge |  | 90 | 90 | 90 | 90 | 90 | 90 | 90 | 90 | 90 | 90 | 90 | 90 | 90 | 1080
| Energy Charge |  | 0.03572 | 1807.432 | 1982.46 | 2114.624 | 1307.352 | 1250.2 | 1393.08 | 1843.152 | 1550.248 | 1382.364 | 1346.644 | 1307.352 | 1646.692 | 18931.6
| Demand Charge (May through September) |  | 19.05 | July: 3448.05; August: 4076.7; September: 4210.05; May: 3371.85; June: 3124.2 | 18230.85
| Min Applied |  |  | July: 0; August: 0; September: 0; May: 0; June: 0 | 0 | 0
| Demand Charge (October through April) |  | 16.95 | October: 2864.55; November: 3017.1; December: 3051; January: 3339.15; February: 3118.8; March: 2864.55; April: 2830.65 | 21085.8
| Min Applied |  |  | October: 0; November: 0; December: 0; January: 0; February: 0; March: 0; April: 0 | 0 | 0
| PF Penalty |  |  | 0 | 0 | 0 | 0 | 0 | 0 | 0 | 0 | 0 | 0 | 0 | 0 | 0
|  |  | TOTAL: | 5345.482 | 6149.16 | 6414.674 | 4261.902 | 4357.3 | 4534.08 | 5272.302 | 4759.048 | 4336.914 | 4267.294 | 4769.202 | 4860.892 | 59328.25
6 | PS Proposed
| Service Charge |  | 90 | 90 | 90 | 90 | 90 | 90 | 90 | 90 | 90 | 90 | 90 | 90 | 90 | 1080
| Energy Charge |  | 0.03572 | 1807.432 | 1982.46 | 2114.624 | 1307.352 | 1250.2 | 1393.08 | 1843.152 | 1550.248 | 1382.364 | 1346.644 | 1307.352 | 1646.692 | 18931.6
| Demand Charge (May through September) |  | 20.71 | July: 3748.51; August: 4431.94; September: 4576.91; May: 3665.67; June: 3396.44 | 19819.47
| Min Applied |  |  | July: 0; August: 0; September: 0; May: 0; June: 0 | 0 | 0
| Demand Charge (October through April) |  | 18.43 | October: 3114.67; November: 3280.54; December: 3317.4; January: 3630.71; February: 3391.12; March: 3114.67; April: 3077.81 | 22926.92
| Min Applied |  |  | October: 0; November: 0; December: 0; January: 0; February: 0; March: 0; April: 0 | 0 | 0
| PF Penalty |  |  | 0 | 0 | 0 | 0 | 0 | 0 | 0 | 0 | 0 | 0 | 0 | 0 | 0
|  |  | TOTAL: | 5645.942 | 6504.4 | 6781.534 | 4512.022 | 4620.74 | 4800.48 | 5563.862 | 5031.368 | 4587.034 | 4514.454 | 5063.022 | 5133.132 | 62757.99
7 | TODS Current
| Service Charge |  | 200 | 200 | 200 | 200 | 200 | 200 | 200 | 200 | 200 | 200 | 200 | 200 | 200 | 2400
| Energy Charge |  | 0.03527 | 1784.662 | 1957.485 | 2087.984 | 1290.882 | 1234.45 | 1375.53 | 1819.932 | 1530.718 | 1364.949 | 1329.679 | 1290.882 | 1625.947 | 18693.1
| Peak Demand |  | 6.13 | 1109.53 | 1311.82 | 1354.73 | 1035.97 | 1091.14 | 1103.4 | 1207.61 | 1127.92 | 1035.97 | 1023.71 | 1085.01 | 1005.32 | 13492.13
| Min Applied |  |  | 0 | 0 | 0 | 0 | 0 | 0 | 0 | 0 | 0 | 0 | 0 | 0 | 0 | 0
| Intermediate Demand |  | 4.53 | 819.93 | 969.42 | 1001.13 | 765.57 | 806.34 | 815.4 | 892.41 | 833.52 | 765.57 | 756.51 | 801.81 | 742.92 | 9970.53
| Min Applied |  |  | 0 | 0 | 0 | 0 | 0 | 0 | 0 | 0 | 0 | 0 | 0 | 0 | 0 | 0
| Base Demand |  | 5.2 | 941.2 | 1112.8 | 1149.2 | 878.8 | 925.6 | 936 | 1024.4 | 956.8 | 878.8 | 868.4 | 920.4 | 852.8 | 11445.2
| Min Applied |  |  | 358.8 | 187.2 | 150.8 | 421.2 | 374.4 | 364 | 275.6 | 343.2 | 421.2 | 431.6 | 379.6 | 447.2 | 4154.8 | 799
| PF Penalty |  |  | 0 | 0 | 0 | 0 | 0 | 0 | 0 | 0 | 0 | 0 | 0 | 0 | 0
|  |  | TOTAL: | 5214.122 | 5738.725 | 5943.844 | 4592.422 | 4631.93 | 4794.33 | 5419.952 | 4992.158 | 4666.489 | 4609.899 | 4677.702 | 4874.187 | 60155.76
8 | TODS Proposed
| Service Charge |  | 200 | 200 | 200 | 200 | 200 | 200 | 200 | 200 | 200 | 200 | 200 | 200 | 200 | 2400
| Energy Charge |  | 0.03531 | 1786.686 | 1959.705 | 2090.352 | 1292.346 | 1235.85 | 1377.09 | 1821.996 | 1532.454 | 1366.497 | 1331.187 | 1292.346 | 1627.791 | 18714.3
| Peak Demand |  | 7.81 | 1413.61 | 1671.34 | 1726.01 | 1319.89 | 1390.18 | 1405.8 | 1538.57 | 1437.04 | 1319.89 | 1304.27 | 1382.37 | 1280.84 | 17189.81
| Min Applied |  |  | 0 | 0 | 0 | 0 | 0 | 0 | 0 | 0 | 0 | 0 | 0 | 0 | 0 | 0
| Intermediate Demand |  | 6.11 | 1105.91 | 1307.54 | 1350.31 | 1032.59 | 1087.58 | 1099.8 | 1203.67 | 1124.24 | 1032.59 | 1020.37 | 1081.47 | 1002.04 | 13448.11
| Min Applied |  |  | 0 | 0 | 0 | 0 | 0 | 0 | 0 | 0 | 0 | 0 | 0 | 0 | 0 | 0
| Base Demand |  | 3.24 | 586.44 | 693.36 | 716.04 | 547.56 | 576.72 | 583.2 | 638.28 | 596.16 | 547.56 | 541.08 | 573.48 | 531.36 | 7131.24
| Min Applied |  |  | 223.56 | 116.64 | 93.96 | 262.44 | 233.28 | 226.8 | 171.72 | 213.84 | 262.44 | 268.92 | 236.52 | 278.64 | 2588.76 | 799
| PF Penalty |  |  | 0 | 0 | 0 | 0 | 0 | 0 | 0 | 0 | 0 | 0 | 0 | 0 | 0
|  |  | TOTAL: | 5316.206 | 5948.585 | 6176.672 | 4654.826 | 4723.61 | 4892.69 | 5574.236 | 5103.734 | 4728.977 | 4665.827 | 4766.186 | 4920.671 | 61472.22

## BC
RATE COMPARISON TEMPLATE
Rates current as of 7/1/2017
Rate 1
Metered Usage |  |  |  | July | August | September | October | November | December | January | February | March | April | May | June | TOTAL |  |  | Rate 2
Energy | [18 empty] | Rate 3
|  |  | On Peak | 85600 | 95200 | 84500 | 60600 | 58800 | 56200 | 51800 | 54300 | 52500 | 54500 | 72200 | 77200 | 803400 | 40.05% |  | Rate 4
|  |  | Off Peak | [12 empty] | 0 |  |  | Rate 5
Demand | Max KW | [17 empty] | Rate 6
| 229 |  | Peak | 215 | 229 | 227 | 191 | 219 | 141 | 152 | 145 | 156 | 204 | 204 | 176 | 2259 |  | 1051 | Rate 7
| 229 |  | Intermediate | 215 | 229 | 227 | 191 | 219 | 141 | 152 | 145 | 156 | 204 | 204 | 176 | 2259 |  | 1208 | Rate 8
| 229 |  | Base | 215 | 229 | 227 | 191 | 219 | 141 | 152 | 145 | 156 | 204 | 204 | 176 | 2259
|  |  | PF | 90 | 90 | 90 | 90 | 90 | 90 | 90 | 90 | 90 | 90 | 90 | 90
COMPARISON | Service |  |  | July | August | September | October | November | December | January | February | March | April | May | June | TOTAL
| CURRENT | PS Sec Current | Rate 5 | 7243.382 | 7852.994 | 7432.69 | 5492.082 | 5902.386 | 4487.414 | 4516.696 | 4487.346 | 4609.5 | 5494.54 | 6555.184 | 6200.384 | 70274.598
| POTENTIAL | PS Proposed | Rate 6 | 7600.282 | 8233.134 | 7809.51 | 5774.762 | 6226.506 | 4696.094 | 4741.656 | 4701.946 | 4840.38 | 5796.46 | 6893.824 | 6492.544 | 73807.098
| Savings |  |  | -356.9 | -380.14 | -376.82 | -282.68 | -324.12 | -208.68 | -224.96 | -214.6 | -230.88 | -301.92 | -338.64 | -292.16 | -3532.5
Rate Code
Base Charges
1 | GS 3- P Current
| Service Charge |  | 40 | 40 | 40 | 40 | 40 | 40 | 40 | 40 | 40 | 40 | 40 | 40 | 40 | 480
| Energy Charge |  | 0.10426 | 8924.656 | 9925.552 | 8809.97 | 6318.156 | 6130.488 | 5859.412 | 5400.668 | 5661.318 | 5473.65 | 5682.17 | 7527.572 | 8048.872 | 83762.484
|  |  | TOTAL: | 8964.656 | 9965.552 | 8849.97 | 6358.156 | 6170.488 | 5899.412 | 5440.668 | 5701.318 | 5513.65 | 5722.17 | 7567.572 | 8088.872 | 84242.484
2 | GS 3-P Proposed
| Service Charge |  | 50.4 | 50.4 | 50.4 | 50.4 | 50.4 | 50.4 | 50.4 | 50.4 | 50.4 | 50.4 | 50.4 | 50.4 | 50.4 | 604.8
| Energy Charge |  | 0.10685 | 9146.36 | 10172.12 | 9028.825 | 6475.11 | 6282.78 | 6004.97 | 5534.83 | 5801.955 | 5609.625 | 5823.325 | 7714.57 | 8248.82 | 85843.29
|  |  | TOTAL: | 9196.76 | 10222.52 | 9079.225 | 6525.51 | 6333.18 | 6055.37 | 5585.23 | 5852.355 | 5660.025 | 5873.725 | 7764.97 | 8299.22 | 86448.09
3 | AES 3-P Current
| Service Charge |  | 40 | 40 | 40 | 40 | 40 | 40 | 40 | 40 | 40 | 40 | 40 | 40 | 40 | 480
| Energy Charge |  | 0.08369 | 7163.864 | 7967.288 | 7071.805 | 5071.614 | 4920.972 | 4703.378 | 4335.142 | 4544.367 | 4393.725 | 4561.105 | 6042.418 | 6460.868 | 67236.546
|  |  | TOTAL: | 7203.864 | 8007.288 | 7111.805 | 5111.614 | 4960.972 | 4743.378 | 4375.142 | 4584.367 | 4433.725 | 4601.105 | 6082.418 | 6500.868 | 67716.546
4 | AES 3-P Proposed
| Service Charge |  | 140 | 140 | 140 | 140 | 140 | 140 | 140 | 140 | 140 | 140 | 140 | 140 | 140 | 1680
| Energy Charge |  | 0.08519 | 7292.264 | 8110.088 | 7198.555 | 5162.514 | 5009.172 | 4787.678 | 4412.842 | 4625.817 | 4472.475 | 4642.855 | 6150.718 | 6576.668 | 68441.646
|  |  | TOTAL: | 7432.264 | 8250.088 | 7338.555 | 5302.514 | 5149.172 | 4927.678 | 4552.842 | 4765.817 | 4612.475 | 4782.855 | 6290.718 | 6716.668 | 70121.646
5 | PS Sec Current
| Service Charge |  | 90 | 90 | 90 | 90 | 90 | 90 | 90 | 90 | 90 | 90 | 90 | 90 | 90 | 1080
| Energy Charge |  | 0.03572 | 3057.632 | 3400.544 | 3018.34 | 2164.632 | 2100.336 | 2007.464 | 1850.296 | 1939.596 | 1875.3 | 1946.74 | 2578.984 | 2757.584 | 28697.448
| Demand Charge (May through September) |  | 19.05 | July: 4095.75; August: 4362.45; September: 4324.35; May: 3886.2; June: 3352.8 | 20021.55
| Min Applied |  |  | July: 0; August: 0; September: 0; May: 0; June: 0 | 0 | 0
| Demand Charge (October through April) |  | 16.95 | October: 3237.45; November: 3712.05; December: 2389.95; January: 2576.4; February: 2457.75; March: 2644.2; April: 3457.8 | 20475.6
| Min Applied |  |  | October: 0; November: 0; December: 0; January: 0; February: 0; March: 0; April: 0 | 0 | 0
| PF Penalty |  |  | 0 | 0 | 0 | 0 | 0 | 0 | 0 | 0 | 0 | 0 | 0 | 0 | 0
|  |  | TOTAL: | 7243.382 | 7852.994 | 7432.69 | 5492.082 | 5902.386 | 4487.414 | 4516.696 | 4487.346 | 4609.5 | 5494.54 | 6555.184 | 6200.384 | 70274.598
6 | PS Proposed
| Service Charge |  | 90 | 90 | 90 | 90 | 90 | 90 | 90 | 90 | 90 | 90 | 90 | 90 | 90 | 1080
| Energy Charge |  | 0.03572 | 3057.632 | 3400.544 | 3018.34 | 2164.632 | 2100.336 | 2007.464 | 1850.296 | 1939.596 | 1875.3 | 1946.74 | 2578.984 | 2757.584 | 28697.448
| Demand Charge (May through September) |  | 20.71 | July: 4452.65; August: 4742.59; September: 4701.17; May: 4224.84; June: 3644.96 | 21766.21
| Min Applied |  |  | July: 0; August: 0; September: 0; May: 0; June: 0 | 0 | 0
| Demand Charge (October through April) |  | 18.43 | October: 3520.13; November: 4036.17; December: 2598.63; January: 2801.36; February: 2672.35; March: 2875.08; April: 3759.72 | 22263.44
| Min Applied |  |  | October: 0; November: 0; December: 0; January: 0; February: 0; March: 0; April: 0 | 0 | 0
| PF Penalty |  |  | 0 | 0 | 0 | 0 | 0 | 0 | 0 | 0 | 0 | 0 | 0 | 0 | 0
|  |  | TOTAL: | 7600.282 | 8233.134 | 7809.51 | 5774.762 | 6226.506 | 4696.094 | 4741.656 | 4701.946 | 4840.38 | 5796.46 | 6893.824 | 6492.544 | 73807.098
7 | TODS Current
| Service Charge |  | 200 | 200 | 200 | 200 | 200 | 200 | 200 | 200 | 200 | 200 | 200 | 200 | 200 | 2400
| Energy Charge |  | 0.03527 | 3019.112 | 3357.704 | 2980.315 | 2137.362 | 2073.876 | 1982.174 | 1826.986 | 1915.161 | 1851.675 | 1922.215 | 2546.494 | 2722.844 | 28335.918
| Peak Demand |  | 6.13 | 1317.95 | 1403.77 | 1391.51 | 1170.83 | 1342.47 | 864.33 | 931.76 | 888.85 | 956.28 | 1250.52 | 1250.52 | 1078.88 | 13847.67
| Min Applied |  |  | 0 | 0 | 0 | 0 | 0 | 0 | 0 | 0 | 0 | 0 | 0 | 0 | 0 | 0
| Intermediate Demand |  | 4.53 | 973.95 | 1037.37 | 1028.31 | 865.23 | 992.07 | 638.73 | 688.56 | 656.85 | 706.68 | 924.12 | 924.12 | 797.28 | 10233.27
| Min Applied |  |  | 0 | 0 | 0 | 0 | 0 | 0 | 0 | 0 | 0 | 0 | 0 | 0 | 0 | 0
| Base Demand |  | 5.2 | 1118 | 1190.8 | 1180.4 | 993.2 | 1138.8 | 733.2 | 790.4 | 754 | 811.2 | 1060.8 | 1060.8 | 915.2 | 11746.8
| Min Applied |  |  | 182 | 109.2 | 119.6 | 306.8 | 161.2 | 566.8 | 509.6 | 546 | 488.8 | 239.2 | 239.2 | 384.8 | 3853.2 | 741
| PF Penalty |  |  | 0 | 0 | 0 | 0 | 0 | 0 | 0 | 0 | 0 | 0 | 0 | 0 | 0
|  |  | TOTAL: | 6811.012 | 7298.844 | 6900.135 | 5673.422 | 5908.416 | 4985.234 | 4947.306 | 4960.861 | 5014.635 | 5596.855 | 6221.134 | 6099.004 | 70416.858
8 | TODS Proposed
| Service Charge |  | 200 | 200 | 200 | 200 | 200 | 200 | 200 | 200 | 200 | 200 | 200 | 200 | 200 | 2400
| Energy Charge |  | 0.03531 | 3022.536 | 3361.512 | 2983.695 | 2139.786 | 2076.228 | 1984.422 | 1829.058 | 1917.333 | 1853.775 | 1924.395 | 2549.382 | 2725.932 | 28368.054
| Peak Demand |  | 7.81 | 1679.15 | 1788.49 | 1772.87 | 1491.71 | 1710.39 | 1101.21 | 1187.12 | 1132.45 | 1218.36 | 1593.24 | 1593.24 | 1374.56 | 17642.79
| Min Applied |  |  | 0 | 0 | 0 | 0 | 0 | 0 | 0 | 0 | 0 | 0 | 0 | 0 | 0 | 0
| Intermediate Demand |  | 6.11 | 1313.65 | 1399.19 | 1386.97 | 1167.01 | 1338.09 | 861.51 | 928.72 | 885.95 | 953.16 | 1246.44 | 1246.44 | 1075.36 | 13802.49
| Min Applied |  |  | 0 | 0 | 0 | 0 | 0 | 0 | 0 | 0 | 0 | 0 | 0 | 0 | 0 | 0
| Base Demand |  | 3.24 | 696.6 | 741.96 | 735.48 | 618.84 | 709.56 | 456.84 | 492.48 | 469.8 | 505.44 | 660.96 | 660.96 | 570.24 | 7319.16
| Min Applied |  |  | 113.4 | 68.04 | 74.52 | 191.16 | 100.44 | 353.16 | 317.52 | 340.2 | 304.56 | 149.04 | 149.04 | 239.76 | 2400.84 | 741
| PF Penalty |  |  | 0 | 0 | 0 | 0 | 0 | 0 | 0 | 0 | 0 | 0 | 0 | 0 | 0
|  |  | TOTAL: | 7025.336 | 7559.192 | 7153.535 | 5808.506 | 6134.708 | 4957.142 | 4954.898 | 4945.733 | 5035.295 | 5774.075 | 6399.062 | 6185.852 | 71933.334

## BD
RATE COMPARISON TEMPLATE
Rates current as of 7/1/2017
Rate 1
Metered Usage |  |  |  | July | August | September | October | November | December | January | February | March | April | May | June | TOTAL |  |  | Rate 2
Energy | [18 empty] | Rate 3
|  |  | On Peak | 72000 | 80400 | 63000 | 55600 | 56400 | 60400 | 58000 | 72600 | 68400 | 73000 | 56400 | 59200 | 775400 | 28.83% |  | Rate 4
|  |  | Off Peak | [12 empty] | 0 |  |  | Rate 5
Demand | Max KW | [17 empty] | Rate 6
| 307 |  | Peak | 307 | 288 | 255 | 235 | 218 | 218 | 209 | 216 | 228 | 253 | 226 | 219 | 2872 |  | 1295 | Rate 7
| 307 |  | Intermediate | 307 | 288 | 255 | 235 | 218 | 218 | 209 | 216 | 228 | 253 | 226 | 219 | 2872 |  | 1577 | Rate 8
| 307 |  | Base | 307 | 288 | 255 | 235 | 218 | 218 | 209 | 216 | 228 | 253 | 226 | 219 | 2872
|  |  | PF | 90 | 90 | 90 | 90 | 90 | 90 | 90 | 90 | 90 | 90 | 90 | 90
COMPARISON | Service |  |  | July | August | September | October | November | December | January | February | March | April | May | June | TOTAL
| CURRENT | TODS Current | Rate 7 | 7608.46 | 7603.388 | 6466.31 | 5966.112 | 5813.108 | 5954.188 | 5773.6 | 6363.162 | 6342.948 | 6787.29 | 5898.388 | 5922.524 | 76499.478
| POTENTIAL | TODS Proposed | Rate 8 | 8010.44 | 8042.564 | 6968.81 | 6429.116 | 6220.724 | 6361.964 | 6151.94 | 6764.906 | 6783.644 | 7294.07 | 6332.084 | 6333.512 | 81693.774
| Savings |  |  | -401.98 | -439.176 | -502.5 | -463.004 | -407.616 | -407.776 | -378.34 | -401.744 | -440.696 | -506.78 | -433.696 | -410.988 | -5194.296
Rate Code
Base Charges
1 | GS 3- P Current
| Service Charge |  | 40 | 40 | 40 | 40 | 40 | 40 | 40 | 40 | 40 | 40 | 40 | 40 | 40 | 480
| Energy Charge |  | 0.10426 | 7506.72 | 8382.504 | 6568.38 | 5796.856 | 5880.264 | 6297.304 | 6047.08 | 7569.276 | 7131.384 | 7610.98 | 5880.264 | 6172.192 | 80843.204
|  |  | TOTAL: | 7546.72 | 8422.504 | 6608.38 | 5836.856 | 5920.264 | 6337.304 | 6087.08 | 7609.276 | 7171.384 | 7650.98 | 5920.264 | 6212.192 | 81323.204
2 | GS 3-P Proposed
| Service Charge |  | 50.4 | 50.4 | 50.4 | 50.4 | 50.4 | 50.4 | 50.4 | 50.4 | 50.4 | 50.4 | 50.4 | 50.4 | 50.4 | 604.8
| Energy Charge |  | 0.10685 | 7693.2 | 8590.74 | 6731.55 | 5940.86 | 6026.34 | 6453.74 | 6197.3 | 7757.31 | 7308.54 | 7800.05 | 6026.34 | 6325.52 | 82851.49
|  |  | TOTAL: | 7743.6 | 8641.14 | 6781.95 | 5991.26 | 6076.74 | 6504.14 | 6247.7 | 7807.71 | 7358.94 | 7850.45 | 6076.74 | 6375.92 | 83456.29
3 | AES 3-P Current
| Service Charge |  | 40 | 40 | 40 | 40 | 40 | 40 | 40 | 40 | 40 | 40 | 40 | 40 | 40 | 480
| Energy Charge |  | 0.08369 | 6025.68 | 6728.676 | 5272.47 | 4653.164 | 4720.116 | 5054.876 | 4854.02 | 6075.894 | 5724.396 | 6109.37 | 4720.116 | 4954.448 | 64893.226
|  |  | TOTAL: | 6065.68 | 6768.676 | 5312.47 | 4693.164 | 4760.116 | 5094.876 | 4894.02 | 6115.894 | 5764.396 | 6149.37 | 4760.116 | 4994.448 | 65373.226
4 | AES 3-P Proposed
| Service Charge |  | 140 | 140 | 140 | 140 | 140 | 140 | 140 | 140 | 140 | 140 | 140 | 140 | 140 | 1680
| Energy Charge |  | 0.08519 | 6133.68 | 6849.276 | 5366.97 | 4736.564 | 4804.716 | 5145.476 | 4941.02 | 6184.794 | 5826.996 | 6218.87 | 4804.716 | 5043.248 | 66056.326
|  |  | TOTAL: | 6273.68 | 6989.276 | 5506.97 | 4876.564 | 4944.716 | 5285.476 | 5081.02 | 6324.794 | 5966.996 | 6358.87 | 4944.716 | 5183.248 | 67736.326
5 | PS Sec Current
| Service Charge |  | 90 | 90 | 90 | 90 | 90 | 90 | 90 | 90 | 90 | 90 | 90 | 90 | 90 | 1080
| Energy Charge |  | 0.03572 | 2571.84 | 2871.888 | 2250.36 | 1986.032 | 2014.608 | 2157.488 | 2071.76 | 2593.272 | 2443.248 | 2607.56 | 2014.608 | 2114.624 | 27697.288
| Demand Charge (May through September) |  | 19.05 | July: 5848.35; August: 5486.4; September: 4857.75; May: 4305.3; June: 4171.95 | 24669.75
| Min Applied |  |  | July: 0; August: 0; September: 0; May: 0; June: 0 | 0 | 0
| Demand Charge (October through April) |  | 16.95 | October: 3983.25; November: 3695.1; December: 3695.1; January: 3542.55; February: 3661.2; March: 3864.6; April: 4288.35 | 26730.15
| Min Applied |  |  | October: 0; November: 0; December: 0; January: 0; February: 0; March: 0; April: 0 | 0 | 0
| PF Penalty |  |  | 0 | 0 | 0 | 0 | 0 | 0 | 0 | 0 | 0 | 0 | 0 | 0 | 0
|  |  | TOTAL: | 8510.19 | 8448.288 | 7198.11 | 6059.282 | 5799.708 | 5942.588 | 5704.31 | 6344.472 | 6397.848 | 6985.91 | 6409.908 | 6376.574 | 80177.188
6 | PS Proposed
| Service Charge |  | 90 | 90 | 90 | 90 | 90 | 90 | 90 | 90 | 90 | 90 | 90 | 90 | 90 | 1080
| Energy Charge |  | 0.03572 | 2571.84 | 2871.888 | 2250.36 | 1986.032 | 2014.608 | 2157.488 | 2071.76 | 2593.272 | 2443.248 | 2607.56 | 2014.608 | 2114.624 | 27697.288
| Demand Charge (May through September) |  | 20.71 | July: 6357.97; August: 5964.48; September: 5281.05; May: 4680.46; June: 4535.49 | 26819.45
| Min Applied |  |  | July: 0; August: 0; September: 0; May: 0; June: 0 | 0 | 0
| Demand Charge (October through April) |  | 18.43 | October: 4331.05; November: 4017.74; December: 4017.74; January: 3851.87; February: 3980.88; March: 4202.04; April: 4662.79 | 29064.11
| Min Applied |  |  | October: 0; November: 0; December: 0; January: 0; February: 0; March: 0; April: 0 | 0 | 0
| PF Penalty |  |  | 0 | 0 | 0 | 0 | 0 | 0 | 0 | 0 | 0 | 0 | 0 | 0 | 0
|  |  | TOTAL: | 9019.81 | 8926.368 | 7621.41 | 6407.082 | 6122.348 | 6265.228 | 6013.63 | 6664.152 | 6735.288 | 7360.35 | 6785.068 | 6740.114 | 84660.848
7 | TODS Current
| Service Charge |  | 200 | 200 | 200 | 200 | 200 | 200 | 200 | 200 | 200 | 200 | 200 | 200 | 200 | 2400
| Energy Charge |  | 0.03527 | 2539.44 | 2835.708 | 2222.01 | 1961.012 | 1989.228 | 2130.308 | 2045.66 | 2560.602 | 2412.468 | 2574.71 | 1989.228 | 2087.984 | 27348.358
| Peak Demand |  | 6.13 | 1881.91 | 1765.44 | 1563.15 | 1440.55 | 1336.34 | 1336.34 | 1281.17 | 1324.08 | 1397.64 | 1550.89 | 1385.38 | 1342.47 | 17605.36
| Min Applied |  |  | 0 | 0 | 0 | 0 | 0 | 0 | 0 | 0 | 0 | 0 | 0 | 0 | 0 | 0
| Intermediate Demand |  | 4.53 | 1390.71 | 1304.64 | 1155.15 | 1064.55 | 987.54 | 987.54 | 946.77 | 978.48 | 1032.84 | 1146.09 | 1023.78 | 992.07 | 13010.16
| Min Applied |  |  | 0 | 0 | 0 | 0 | 0 | 0 | 0 | 0 | 0 | 0 | 0 | 0 | 0 | 0
| Base Demand |  | 5.2 | 1596.4 | 1497.6 | 1326 | 1222 | 1133.6 | 1133.6 | 1086.8 | 1123.2 | 1185.6 | 1315.6 | 1175.2 | 1138.8 | 14934.4
| Min Applied |  |  | 0 | 0 | 0 | 78 | 166.4 | 166.4 | 213.2 | 176.8 | 114.4 | 0 | 124.8 | 161.2 | 1201.2 | 231
| PF Penalty |  |  | 0 | 0 | 0 | 0 | 0 | 0 | 0 | 0 | 0 | 0 | 0 | 0 | 0
|  |  | TOTAL: | 7608.46 | 7603.388 | 6466.31 | 5966.112 | 5813.108 | 5954.188 | 5773.6 | 6363.162 | 6342.948 | 6787.29 | 5898.388 | 5922.524 | 76499.478
8 | TODS Proposed
| Service Charge |  | 200 | 200 | 200 | 200 | 200 | 200 | 200 | 200 | 200 | 200 | 200 | 200 | 200 | 2400
| Energy Charge |  | 0.03531 | 2542.32 | 2838.924 | 2224.53 | 1963.236 | 1991.484 | 2132.724 | 2047.98 | 2563.506 | 2415.204 | 2577.63 | 1991.484 | 2090.352 | 27379.374
| Peak Demand |  | 7.81 | 2397.67 | 2249.28 | 1991.55 | 1835.35 | 1702.58 | 1702.58 | 1632.29 | 1686.96 | 1780.68 | 1975.93 | 1765.06 | 1710.39 | 22430.32
| Min Applied |  |  | 0 | 0 | 0 | 0 | 0 | 0 | 0 | 0 | 0 | 0 | 0 | 0 | 0 | 0
| Intermediate Demand |  | 6.11 | 1875.77 | 1759.68 | 1558.05 | 1435.85 | 1331.98 | 1331.98 | 1276.99 | 1319.76 | 1393.08 | 1545.83 | 1380.86 | 1338.09 | 17547.92
| Min Applied |  |  | 0 | 0 | 0 | 0 | 0 | 0 | 0 | 0 | 0 | 0 | 0 | 0 | 0 | 0
| Base Demand |  | 3.24 | 994.68 | 933.12 | 826.2 | 761.4 | 706.32 | 706.32 | 677.16 | 699.84 | 738.72 | 819.72 | 732.24 | 709.56 | 9305.28
| Min Applied |  |  | 0 | 61.56 | 168.48 | 233.28 | 288.36 | 288.36 | 317.52 | 294.84 | 255.96 | 174.96 | 262.44 | 285.12 | 2630.88 | 812
| PF Penalty |  |  | 0 | 0 | 0 | 0 | 0 | 0 | 0 | 0 | 0 | 0 | 0 | 0 | 0
|  |  | TOTAL: | 8010.44 | 8042.564 | 6968.81 | 6429.116 | 6220.724 | 6361.964 | 6151.94 | 6764.906 | 6783.644 | 7294.07 | 6332.084 | 6333.512 | 81693.774

## BE
RATE COMPARISON TEMPLATE
Rates current as of 7/1/2017
Rate 1
Metered Usage |  |  |  | July | August | September | October | November | December | January | February | March | April | May | June | TOTAL |  |  | Rate 2
Energy | [18 empty] | Rate 3
|  |  | On Peak | 76655 | 74664 | 77521 | 57515 | 59741 | 61573 | 64223 | 69936 | 60517 | 60517 | 66658 | 58672 | 788192 | 28.38% |  | Rate 4
|  |  | Off Peak | [12 empty] | 0 |  |  | Rate 5
Demand | Max KW | [17 empty] | Rate 6
| 317 |  | Peak | 277 | 317 | 280 | 240 | 235 | 249 | 268 | 280 | 239 | 239 | 265 | 218 | 3107 |  | 1357 | Rate 7
| 317 |  | Intermediate | 277 | 317 | 280 | 240 | 235 | 249 | 268 | 280 | 239 | 239 | 265 | 218 | 3107 |  | 1750 | Rate 8
| 317 |  | Base | 277 | 317 | 280 | 240 | 235 | 249 | 268 | 280 | 239 | 239 | 265 | 218 | 3107
|  |  | PF | 90 | 90 | 90 | 90 | 90 | 90 | 90 | 90 | 90 | 90 | 90 | 90
COMPARISON | Service |  |  | July | August | September | October | November | December | January | February | March | April | May | June | TOTAL
| CURRENT | TODS Current | Rate 7 | 7296.8418 | 7861.0193 | 7374.9657 | 6086.9541 | 6112.1651 | 6326.0197 | 6715.6252 | 7107.4427 | 6182.1746 | 6182.1746 | 6753.9277 | 5893.2414 | 79892.5518
| POTENTIAL | TODS Proposed | Rate 8 | 7789.608 | 8276.1058 | 7861.9465 | 6598.7347 | 6607.7347 | 6867.3026 | 7225.3541 | 7594.1202 | 6690.8153 | 6690.8153 | 7269.574 | 6333.3483 | 85805.4595
| Savings |  |  | -492.7662 | -415.0866 | -486.9808 | -511.7806 | -495.5696 | -541.2829 | -509.7289 | -486.6774 | -508.6407 | -508.6407 | -515.6463 | -440.1069 | -5912.9077
Rate Code
Base Charges
1 | GS 3- P Current
| Service Charge |  | 40 | 40 | 40 | 40 | 40 | 40 | 40 | 40 | 40 | 40 | 40 | 40 | 40 | 480
| Energy Charge |  | 0.10426 | 7992.0503 | 7784.4686 | 8082.3395 | 5996.5139 | 6228.5967 | 6419.601 | 6695.89 | 7291.5274 | 6309.5024 | 6309.5024 | 6949.7631 | 6117.1427 | 82176.8979
|  |  | TOTAL: | 8032.0503 | 7824.4686 | 8122.3395 | 6036.5139 | 6268.5967 | 6459.601 | 6735.89 | 7331.5274 | 6349.5024 | 6349.5024 | 6989.7631 | 6157.1427 | 82656.8979
2 | GS 3-P Proposed
| Service Charge |  | 50.4 | 50.4 | 50.4 | 50.4 | 50.4 | 50.4 | 50.4 | 50.4 | 50.4 | 50.4 | 50.4 | 50.4 | 50.4 | 604.8
| Energy Charge |  | 0.10685 | 8190.5868 | 7977.8484 | 8283.1189 | 6145.4778 | 6383.3259 | 6579.0751 | 6862.2275 | 7472.6616 | 6466.2415 | 6466.2415 | 7122.4073 | 6269.1032 | 84218.3152
|  |  | TOTAL: | 8240.9868 | 8028.2484 | 8333.5189 | 6195.8777 | 6433.7258 | 6629.4751 | 6912.6276 | 7523.0616 | 6516.6415 | 6516.6415 | 7172.8073 | 6319.5032 | 84823.1152
3 | AES 3-P Current
| Service Charge |  | 40 | 40 | 40 | 40 | 40 | 40 | 40 | 40 | 40 | 40 | 40 | 40 | 40 | 480
| Energy Charge |  | 0.08369 | 6415.2569 | 6248.6302 | 6487.7325 | 4813.4303 | 4999.7243 | 5153.0444 | 5374.8229 | 5852.9438 | 5064.6677 | 5064.6677 | 5578.608 | 4910.2597 | 65963.7885
|  |  | TOTAL: | 6455.2569 | 6288.6302 | 6527.7325 | 4853.4303 | 5039.7243 | 5193.0444 | 5414.8229 | 5892.9438 | 5104.6677 | 5104.6677 | 5618.608 | 4950.2597 | 66443.7885
4 | AES 3-P Proposed
| Service Charge |  | 140 | 140 | 140 | 140 | 140 | 140 | 140 | 140 | 140 | 140 | 140 | 140 | 140 | 1680
| Energy Charge |  | 0.08519 | 6530.2395 | 6360.6262 | 6604.014 | 4899.7028 | 5089.3358 | 5245.4039 | 5471.1574 | 5957.8478 | 5155.4432 | 5155.4432 | 5678.595 | 4998.2677 | 67146.0765
|  |  | TOTAL: | 6670.2395 | 6500.6262 | 6744.014 | 5039.7028 | 5229.3358 | 5385.4039 | 5611.1574 | 6097.8478 | 5295.4432 | 5295.4432 | 5818.595 | 5138.2677 | 68826.0765
5 | PS Sec Current
| Service Charge |  | 90 | 90 | 90 | 90 | 90 | 90 | 90 | 90 | 90 | 90 | 90 | 90 | 90 | 1080
| Energy Charge |  | 0.03572 | 2738.1166 | 2666.9981 | 2769.0501 | 2054.4358 | 2133.9485 | 2199.3876 | 2294.0456 | 2498.1139 | 2161.6672 | 2161.6672 | 2381.0238 | 2095.7638 | 28154.2182
| Demand Charge (May through September) |  | 19.05 | July: 5276.85; August: 6038.85; September: 5334; May: 5048.25; June: 4152.9 | 25850.85
| Min Applied |  |  | July: 0; August: 0; September: 0; May: 0; June: 0 | 0 | 0
| Demand Charge (October through April) |  | 16.95 | October: 4068; November: 3983.25; December: 4220.55; January: 4542.6; February: 4746; March: 4051.05; April: 4051.05 | 29662.5
| Min Applied |  |  | October: 0; November: 0; December: 0; January: 0; February: 0; March: 0; April: 0 | 0 | 0
| PF Penalty |  |  | 0 | 0 | 0 | 0 | 0 | 0 | 0 | 0 | 0 | 0 | 0 | 0 | 0
|  |  | TOTAL: | 8104.9666 | 8795.8481 | 8193.0501 | 6212.4358 | 6207.1985 | 6509.9376 | 6926.6456 | 7334.1139 | 6302.7172 | 6302.7172 | 7519.2738 | 6338.6638 | 84747.5682
6 | PS Proposed
| Service Charge |  | 90 | 90 | 90 | 90 | 90 | 90 | 90 | 90 | 90 | 90 | 90 | 90 | 90 | 1080
| Energy Charge |  | 0.03572 | 2738.1166 | 2666.9981 | 2769.0501 | 2054.4358 | 2133.9485 | 2199.3876 | 2294.0456 | 2498.1139 | 2161.6672 | 2161.6672 | 2381.0238 | 2095.7638 | 28154.2182
| Demand Charge (May through September) |  | 20.71 | July: 5736.67; August: 6565.07; September: 5798.8; May: 5488.15; June: 4514.78 | 28103.47
| Min Applied |  |  | July: 0; August: 0; September: 0; May: 0; June: 0 | 0 | 0
| Demand Charge (October through April) |  | 18.43 | October: 4423.2; November: 4331.05; December: 4589.07; January: 4939.24; February: 5160.4; March: 4404.77; April: 4404.77 | 32252.5
| Min Applied |  |  | October: 0; November: 0; December: 0; January: 0; February: 0; March: 0; April: 0 | 0 | 0
| PF Penalty |  |  | 0 | 0 | 0 | 0 | 0 | 0 | 0 | 0 | 0 | 0 | 0 | 0 | 0
|  |  | TOTAL: | 8564.7866 | 9322.0681 | 8657.8501 | 6567.6358 | 6554.9985 | 6878.4576 | 7323.2856 | 7748.5139 | 6656.4372 | 6656.4372 | 7959.1738 | 6700.5438 | 89590.1882
7 | TODS Current
| Service Charge |  | 200 | 200 | 200 | 200 | 200 | 200 | 200 | 200 | 200 | 200 | 200 | 200 | 200 | 2400
| Energy Charge |  | 0.03527 | 2703.6218 | 2633.3993 | 2734.1657 | 2028.554 | 2107.0651 | 2171.6797 | 2265.1452 | 2466.6427 | 2134.4346 | 2134.4346 | 2351.0277 | 2069.3614 | 27799.5318
| Peak Demand |  | 6.13 | 1698.01 | 1943.21 | 1716.4 | 1471.2 | 1440.55 | 1526.37 | 1642.84 | 1716.4 | 1465.07 | 1465.07 | 1624.45 | 1336.34 | 19045.91
| Min Applied |  |  | 0 | 0 | 0 | 0 | 0 | 0 | 0 | 0 | 0 | 0 | 0 | 0 | 0 | 0
| Intermediate Demand |  | 4.53 | 1254.81 | 1436.01 | 1268.4 | 1087.2 | 1064.55 | 1127.97 | 1214.04 | 1268.4 | 1082.67 | 1082.67 | 1200.45 | 987.54 | 14074.71
| Min Applied |  |  | 0 | 0 | 0 | 0 | 0 | 0 | 0 | 0 | 0 | 0 | 0 | 0 | 0 | 0
| Base Demand |  | 5.2 | 1440.4 | 1648.4 | 1456 | 1248 | 1222 | 1294.8 | 1393.6 | 1456 | 1242.8 | 1242.8 | 1378 | 1133.6 | 16156.4
| Min Applied |  |  | 0 | 0 | 0 | 52 | 78 | 5.2 | 0 | 0 | 57.2 | 57.2 | 0 | 166.4 | 416 | 80
| PF Penalty |  |  | 0 | 0 | 0 | 0 | 0 | 0 | 0 | 0 | 0 | 0 | 0 | 0 | 0
|  |  | TOTAL: | 7296.8418 | 7861.0193 | 7374.9657 | 6086.9541 | 6112.1651 | 6326.0197 | 6715.6252 | 7107.4427 | 6182.1746 | 6182.1746 | 6753.9277 | 5893.2414 | 79892.5518
8 | TODS Proposed
| Service Charge |  | 200 | 200 | 200 | 200 | 200 | 200 | 200 | 200 | 200 | 200 | 200 | 200 | 200 | 2400
| Energy Charge |  | 0.03531 | 2706.6881 | 2636.3858 | 2737.2665 | 2030.8546 | 2109.4547 | 2174.1426 | 2267.7141 | 2469.4402 | 2136.8553 | 2136.8553 | 2353.694 | 2071.7083 | 27831.0595
| Peak Demand |  | 7.81 | 2163.37 | 2475.77 | 2186.8 | 1874.4 | 1835.35 | 1944.69 | 2093.08 | 2186.8 | 1866.59 | 1866.59 | 2069.65 | 1702.58 | 24265.67
| Min Applied |  |  | 0 | 0 | 0 | 0 | 0 | 0 | 0 | 0 | 0 | 0 | 0 | 0 | 0 | 0
| Intermediate Demand |  | 6.11 | 1692.47 | 1936.87 | 1710.8 | 1466.4 | 1435.85 | 1521.39 | 1637.48 | 1710.8 | 1460.29 | 1460.29 | 1619.15 | 1331.98 | 18983.77
| Min Applied |  |  | 0 | 0 | 0 | 0 | 0 | 0 | 0 | 0 | 0 | 0 | 0 | 0 | 0 | 0
| Base Demand |  | 3.24 | 897.48 | 1027.08 | 907.2 | 777.6 | 761.4 | 806.76 | 868.32 | 907.2 | 774.36 | 774.36 | 858.6 | 706.32 | 10066.68
| Min Applied |  |  | 129.6 | 0 | 119.88 | 249.48 | 265.68 | 220.32 | 158.76 | 119.88 | 252.72 | 252.72 | 168.48 | 320.76 | 2258.28 | 697
| PF Penalty |  |  | 0 | 0 | 0 | 0 | 0 | 0 | 0 | 0 | 0 | 0 | 0 | 0 | 0
|  |  | TOTAL: | 7789.608 | 8276.1058 | 7861.9465 | 6598.7347 | 6607.7347 | 6867.3026 | 7225.3541 | 7594.1202 | 6690.8153 | 6690.8153 | 7269.574 | 6333.3483 | 85805.4595

## BF
RATE COMPARISON TEMPLATE
Rates current as of 7/1/2017
Rate 1
Metered Usage |  |  |  | July | August | September | October | November | December | January | February | March | April | May | June | TOTAL |  |  | Rate 2
Energy | [18 empty] | Rate 3
|  |  | On Peak | 124032 | 112896 | 109056 | 85632 | 77184 | 73728 | 79872 | 77184 | 77568 | 77184 | 84864 | 76032 | 1055232 | 30.26% |  | Rate 4
|  |  | Off Peak | [12 empty] | 0 |  |  | Rate 5
Demand | Max KW | [17 empty] | Rate 6
| 398.1 |  | Peak | 233.9 | 318.6 | 317.7 | 398.1 | 292.1 | 265 | 256.7 | 247.7 | 258 | 272.3 | 324.4 | 244.5 | 3429 | 285.75 | 1439.1 | Rate 7
| 324.4 |  | Intermediate | 233.9 | 318.6 | 317.7 | 298.1 | 292.1 | 265 | 256.7 | 247.7 | 258 | 272.3 | 324.4 | 244.5 | 3329 |  | 1989.9 | Rate 8
| 324.4 |  | Base | 233.9 | 318.6 | 317.7 | 298.1 | 292.1 | 265 | 256.7 | 247.7 | 258 | 272.3 | 324.4 | 244.5 | 3329
|  |  | PF | 90 | 90 | 90 | 90 | 90 | 90 | 90 | 90 | 90 | 90 | 90 | 90
COMPARISON | Service |  |  | July | August | September | October | November | December | January | February | March | April | May | June | TOTAL
| CURRENT | TODS Current | Rate 7 | 8367.9826 | 9234.8379 | 9085.1271 | 8561.1066 | 7554.9857 | 7003.2866 | 7088.3474 | 6862.7617 | 7027.7034 | 7240.9577 | 8338.1373 | 6788.0186 | 93153.2526
| POTENTIAL | TODS Proposed | Rate 8 | 8886.5139 | 9672.3258 | 9524.2074 | 9205.2739 | 8042.455 | 7543.1917 | 7644.6003 | 7424.407 | 7581.3421 | 7766.839 | 8763.2518 | 7339.1859 | 99393.5939
| Savings |  |  | -518.5313 | -437.4878 | -439.0802 | -644.1673 | -487.4694 | -539.9051 | -556.2529 | -561.6454 | -553.6387 | -525.8814 | -425.1146 | -551.1673 | -6240.3413
Rate Code
Base Charges
1 | GS 3- P Current
| Service Charge |  | 40 | 40 | 40 | 40 | 40 | 40 | 40 | 40 | 40 | 40 | 40 | 40 | 40 | 480
| Energy Charge |  | 0.10426 | 12931.5763 | 11770.537 | 11370.1786 | 8927.9923 | 8047.2038 | 7686.8813 | 8327.4547 | 8047.2038 | 8087.2397 | 8047.2038 | 8847.9206 | 7927.0963 | 110018.4883
|  |  | TOTAL: | 12971.5763 | 11810.537 | 11410.1786 | 8967.9923 | 8087.2038 | 7726.8813 | 8367.4547 | 8087.2038 | 8127.2397 | 8087.2038 | 8887.9206 | 7967.0963 | 110498.4883
2 | GS 3-P Proposed
| Service Charge |  | 50.4 | 50.4 | 50.4 | 50.4 | 50.4 | 50.4 | 50.4 | 50.4 | 50.4 | 50.4 | 50.4 | 50.4 | 50.4 | 604.8
| Energy Charge |  | 0.10685 | 13252.8192 | 12062.9376 | 11652.6336 | 9149.7792 | 8247.1104 | 7877.8368 | 8534.3232 | 8247.1104 | 8288.1408 | 8247.1104 | 9067.7184 | 8124.0192 | 112751.5392
|  |  | TOTAL: | 13303.2192 | 12113.3376 | 11703.0336 | 9200.1792 | 8297.5104 | 7928.2368 | 8584.7232 | 8297.5104 | 8338.5408 | 8297.5104 | 9118.1184 | 8174.4192 | 113356.3392
3 | AES 3-P Current
| Service Charge |  | 40 | 40 | 40 | 40 | 40 | 40 | 40 | 40 | 40 | 40 | 40 | 40 | 40 | 480
| Energy Charge |  | 0.08369 | 10380.2381 | 9448.2662 | 9126.8966 | 7166.5421 | 6459.529 | 6170.2963 | 6684.4877 | 6459.529 | 6491.6659 | 6459.529 | 7102.2682 | 6363.1181 | 88312.3661
|  |  | TOTAL: | 10420.2381 | 9488.2662 | 9166.8966 | 7206.5421 | 6499.529 | 6210.2963 | 6724.4877 | 6499.529 | 6531.6659 | 6499.529 | 7142.2682 | 6403.1181 | 88792.3661
4 | AES 3-P Proposed
| Service Charge |  | 140 | 140 | 140 | 140 | 140 | 140 | 140 | 140 | 140 | 140 | 140 | 140 | 140 | 1680
| Energy Charge |  | 0.08519 | 10566.2861 | 9617.6102 | 9290.4806 | 7294.9901 | 6575.305 | 6280.8883 | 6804.2957 | 6575.305 | 6608.0179 | 6575.305 | 7229.5642 | 6477.1661 | 89895.2141
|  |  | TOTAL: | 10706.2861 | 9757.6102 | 9430.4806 | 7434.9901 | 6715.305 | 6420.8883 | 6944.2957 | 6715.305 | 6748.0179 | 6715.305 | 7369.5642 | 6617.1661 | 91575.2141
5 | PS Sec Current
| Service Charge |  | 90 | 90 | 90 | 90 | 90 | 90 | 90 | 90 | 90 | 90 | 90 | 90 | 90 | 1080
| Energy Charge |  | 0.03572 | 4430.423 | 4032.6451 | 3895.4803 | 3058.775 | 2757.0125 | 2633.5642 | 2853.0278 | 2757.0125 | 2770.729 | 2757.0125 | 3031.3421 | 2715.863 | 37692.887
| Demand Charge (May through September) |  | 19.05 | July: 4455.795; August: 6069.33; September: 6052.185; May: 6179.82; June: 4657.725 | 27414.855
| Min Applied |  |  | July: 0; August: 0; September: 0; May: 0; June: 0 | 0 | 0
| Demand Charge (October through April) |  | 16.95 | October: 6747.795; November: 4951.095; December: 4491.75; January: 4351.065; February: 4198.515; March: 4373.1; April: 4615.485 | 33728.805
| Min Applied |  |  | October: 0; November: 0; December: 0; January: 0; February: 0; March: 0; April: 0 | 0 | 0
| PF Penalty |  |  | 0 | 0 | 0 | 0 | 0 | 0 | 0 | 0 | 0 | 0 | 0 | 0 | 0
|  |  | TOTAL: | 8976.218 | 10191.9751 | 10037.6653 | 9896.57 | 7798.1075 | 7215.3142 | 7294.0928 | 7045.5275 | 7233.829 | 7462.4975 | 9301.1621 | 7463.588 | 99916.547
6 | PS Proposed
| Service Charge |  | 90 | 90 | 90 | 90 | 90 | 90 | 90 | 90 | 90 | 90 | 90 | 90 | 90 | 1080
| Energy Charge |  | 0.03572 | 4430.423 | 4032.6451 | 3895.4803 | 3058.775 | 2757.0125 | 2633.5642 | 2853.0278 | 2757.0125 | 2770.729 | 2757.0125 | 3031.3421 | 2715.863 | 37692.887
| Demand Charge (May through September) |  | 20.71 | July: 4844.069; August: 6598.206; September: 6579.567; May: 6718.324; June: 5063.595 | 29803.761
| Min Applied |  |  | July: 0; August: 0; September: 0; May: 0; June: 0 | 0 | 0
| Demand Charge (October through April) |  | 18.43 | October: 7336.983; November: 5383.403; December: 4883.95; January: 4730.981; February: 4565.111; March: 4754.94; April: 5018.489 | 36673.857
| Min Applied |  |  | October: 0; November: 0; December: 0; January: 0; February: 0; March: 0; April: 0 | 0 | 0
| PF Penalty |  |  | 0 | 0 | 0 | 0 | 0 | 0 | 0 | 0 | 0 | 0 | 0 | 0 | 0
|  |  | TOTAL: | 9364.492 | 10720.8511 | 10565.0473 | 10485.758 | 8230.4155 | 7607.5142 | 7674.0088 | 7412.1235 | 7615.669 | 7865.5015 | 9839.6661 | 7869.458 | 105250.505
7 | TODS Current
| Service Charge |  | 200 | 200 | 200 | 200 | 200 | 200 | 200 | 200 | 200 | 200 | 200 | 200 | 200 | 2400
| Energy Charge |  | 0.03527 | 4374.6086 | 3981.8419 | 3846.4051 | 3020.2406 | 2722.2797 | 2600.3866 | 2817.0854 | 2722.2797 | 2735.8234 | 2722.2797 | 2993.1533 | 2681.6486 | 37218.0326
| Peak Demand |  | 6.13 | 1433.807 | 1953.018 | 1947.501 | 2440.353 | 1790.573 | 1624.45 | 1573.571 | 1518.401 | 1581.54 | 1669.199 | 1988.572 | 1498.785 | 21019.77
| Min Applied |  |  | 0 | 0 | 0 | 0 | 0 | 0 | 0 | 0 | 0 | 0 | 0 | 0 | 0 | 0
| Intermediate Demand |  | 4.53 | 1059.567 | 1443.258 | 1439.181 | 1350.393 | 1323.213 | 1200.45 | 1162.851 | 1122.081 | 1168.74 | 1233.519 | 1469.532 | 1107.585 | 15080.37
| Min Applied |  |  | 0 | 0 | 0 | 0 | 0 | 0 | 0 | 0 | 0 | 0 | 0 | 0 | 0 | 0
| Base Demand |  | 5.2 | 1216.28 | 1656.72 | 1652.04 | 1550.12 | 1518.92 | 1378 | 1334.84 | 1288.04 | 1341.6 | 1415.96 | 1686.88 | 1271.4 | 17310.8
| Min Applied |  |  | 83.72 | 0 | 0 | 0 | 0 | 0 | 0 | 11.96 | 0 | 0 | 0 | 28.6 | 124.28 | 23.9
| PF Penalty |  |  | 0 | 0 | 0 | 0 | 0 | 0 | 0 | 0 | 0 | 0 | 0 | 0 | 0
|  |  | TOTAL: | 8367.9826 | 9234.8379 | 9085.1271 | 8561.1066 | 7554.9857 | 7003.2866 | 7088.3474 | 6862.7617 | 7027.7034 | 7240.9577 | 8338.1373 | 6788.0186 | 93153.2526
8 | TODS Proposed
| Service Charge |  | 200 | 200 | 200 | 200 | 200 | 200 | 200 | 200 | 200 | 200 | 200 | 200 | 200 | 2400
| Energy Charge |  | 0.03531 | 4379.5699 | 3986.3578 | 3850.7674 | 3023.6659 | 2725.367 | 2603.3357 | 2820.2803 | 2725.367 | 2738.9261 | 2725.367 | 2996.5478 | 2684.6899 | 37260.2419
| Peak Demand |  | 7.81 | 1826.759 | 2488.266 | 2481.237 | 3109.161 | 2281.301 | 2069.65 | 2004.827 | 1934.537 | 2014.98 | 2126.663 | 2533.564 | 1909.545 | 26780.49
| Min Applied |  |  | 0 | 0 | 0 | 0 | 0 | 0 | 0 | 0 | 0 | 0 | 0 | 0 | 0 | 0
| Intermediate Demand |  | 6.11 | 1429.129 | 1946.646 | 1941.147 | 1821.391 | 1784.731 | 1619.15 | 1568.437 | 1513.447 | 1576.38 | 1663.753 | 1982.084 | 1493.895 | 20340.19
| Min Applied |  |  | 0 | 0 | 0 | 0 | 0 | 0 | 0 | 0 | 0 | 0 | 0 | 0 | 0 | 0
| Base Demand |  | 3.24 | 757.836 | 1032.264 | 1029.348 | 965.844 | 946.404 | 858.6 | 831.708 | 802.548 | 835.92 | 882.252 | 1051.056 | 792.18 | 10785.96
| Min Applied |  |  | 293.22 | 18.792 | 21.708 | 85.212 | 104.652 | 192.456 | 219.348 | 248.508 | 215.136 | 168.804 | 0 | 258.876 | 1826.712 | 563.8
| PF Penalty |  |  | 0 | 0 | 0 | 0 | 0 | 0 | 0 | 0 | 0 | 0 | 0 | 0 | 0
|  |  | TOTAL: | 8886.5139 | 9672.3258 | 9524.2074 | 9205.2739 | 8042.455 | 7543.1917 | 7644.6003 | 7424.407 | 7581.3421 | 7766.839 | 8763.2518 | 7339.1859 | 99393.5939

## BG
RATE COMPARISON TEMPLATE
Rates current as of 7/1/2017
Rate 1
Metered Usage |  |  |  | July | August | September | October | November | December | January | February | March | April | May | June | TOTAL |  |  | Rate 2
Energy | [18 empty] | Rate 3
|  |  | On Peak | 142800 | 151920 | 157920 | 128040 | 116400 | 117240 | 109440 | 118440 | 110160 | 106440 | 114240 | 130440 | 1503480 | 40.57% |  | Rate 4
|  |  | Off Peak | [12 empty] | 0 |  |  | Rate 5
Demand | Max KW | [17 empty] | Rate 6
| 423 |  | Peak | 100 | 404 | 423 | 409 | 325 | 319 | 323 | 339 | 320 | 320 | 337 | 375 | 3994 |  | 1639 | Rate 7
| 423 |  | Intermediate | 100 | 404 | 423 | 409 | 325 | 319 | 323 | 339 | 320 | 320 | 337 | 375 | 3994 |  | 2355 | Rate 8
| 423 |  | Base | 100 | 404 | 423 | 409 | 325 | 319 | 323 | 339 | 320 | 320 | 337 | 375 | 3994
|  |  | PF | 90 | 90 | 90 | 90 | 90 | 90 | 90 | 90 | 90 | 90 | 90 | 90
COMPARISON | Service |  |  | July | August | September | October | November | December | January | February | March | April | May | June | TOTAL
| CURRENT | PS Sec Current | Rate 5 | 9219.891 | 13212.7824 | 13789.0524 | 11596.1388 | 9756.558 | 9684.8628 | 9474.0468 | 10066.7268 | 9448.9152 | 9316.0368 | 10590.5028 | 11893.0668 | 128048.5806
| POTENTIAL | PS Proposed | Rate 6 | 9570.981 | 13883.4224 | 14491.2324 | 12201.4588 | 10237.558 | 10156.9828 | 9952.0868 | 10568.4468 | 9922.5152 | 9789.6368 | 11149.9228 | 12515.5668 | 134439.8106
| Savings |  |  | -351.09 | -670.64 | -702.18 | -605.32 | -481 | -472.12 | -478.04 | -501.72 | -473.6 | -473.6 | -559.42 | -622.5 | -6391.23
Rate Code
Base Charges
1 | GS 3- P Current
| Service Charge |  | 40 | 40 | 40 | 40 | 40 | 40 | 40 | 40 | 40 | 40 | 40 | 40 | 40 | 480
| Energy Charge |  | 0.10426 | 14888.328 | 15839.1792 | 16464.7392 | 13349.4504 | 12135.864 | 12223.4424 | 11410.2144 | 12348.5544 | 11485.2816 | 11097.4344 | 11910.6624 | 13599.6744 | 156752.8248
|  |  | TOTAL: | 14928.328 | 15879.1792 | 16504.7392 | 13389.4504 | 12175.864 | 12263.4424 | 11450.2144 | 12388.5544 | 11525.2816 | 11137.4344 | 11950.6624 | 13639.6744 | 157232.8248
2 | GS 3-P Proposed
| Service Charge |  | 50.4 | 50.4 | 50.4 | 50.4 | 50.4 | 50.4 | 50.4 | 50.4 | 50.4 | 50.4 | 50.4 | 50.4 | 50.4 | 604.8
| Energy Charge |  | 0.10685 | 15258.18 | 16232.652 | 16873.752 | 13681.074 | 12437.34 | 12527.094 | 11693.664 | 12655.314 | 11770.596 | 11373.114 | 12206.544 | 13937.514 | 160646.838
|  |  | TOTAL: | 15308.58 | 16283.052 | 16924.152 | 13731.474 | 12487.74 | 12577.494 | 11744.064 | 12705.714 | 11820.996 | 11423.514 | 12256.944 | 13987.914 | 161251.638
3 | AES 3-P Current
| Service Charge |  | 40 | 40 | 40 | 40 | 40 | 40 | 40 | 40 | 40 | 40 | 40 | 40 | 40 | 480
| Energy Charge |  | 0.08369 | 11950.932 | 12714.1848 | 13216.3248 | 10715.6676 | 9741.516 | 9811.8156 | 9159.0336 | 9912.2436 | 9219.2904 | 8907.9636 | 9560.7456 | 10916.5236 | 125826.2412
|  |  | TOTAL: | 11990.932 | 12754.1848 | 13256.3248 | 10755.6676 | 9781.516 | 9851.8156 | 9199.0336 | 9952.2436 | 9259.2904 | 8947.9636 | 9600.7456 | 10956.5236 | 126306.2412
4 | AES 3-P Proposed
| Service Charge |  | 140 | 140 | 140 | 140 | 140 | 140 | 140 | 140 | 140 | 140 | 140 | 140 | 140 | 1680
| Energy Charge |  | 0.08519 | 12165.132 | 12942.0648 | 13453.2048 | 10907.7276 | 9916.116 | 9987.6756 | 9323.1936 | 10089.9036 | 9384.5304 | 9067.6236 | 9732.1056 | 11112.1836 | 128081.4612
|  |  | TOTAL: | 12305.132 | 13082.0648 | 13593.2048 | 11047.7276 | 10056.116 | 10127.6756 | 9463.1936 | 10229.9036 | 9524.5304 | 9207.6236 | 9872.1056 | 11252.1836 | 129761.4612
5 | PS Sec Current
| Service Charge |  | 90 | 90 | 90 | 90 | 90 | 90 | 90 | 90 | 90 | 90 | 90 | 90 | 90 | 1080
| Energy Charge |  | 0.03572 | 5100.816 | 5426.5824 | 5640.9024 | 4573.5888 | 4157.808 | 4187.8128 | 3909.1968 | 4230.6768 | 3934.9152 | 3802.0368 | 4080.6528 | 4659.3168 | 53704.3056
| Demand Charge (May through September) |  | 19.05 | July: 1905; August: 7696.2; September: 8058.15; May: 6419.85; June: 7143.75 | 31222.95
| Min Applied |  |  | July: 2124.075; August: 0; September: 0; May: 0; June: 0 | 2124.075 | 111.5
| Demand Charge (October through April) |  | 16.95 | October: 6932.55; November: 5508.75; December: 5407.05; January: 5474.85; February: 5746.05; March: 5424; April: 5424 | 39917.25
| Min Applied |  |  | October: 0; November: 0; December: 0; January: 0; February: 0; March: 0; April: 0 | 0 | 0
| PF Penalty |  |  | 0 | 0 | 0 | 0 | 0 | 0 | 0 | 0 | 0 | 0 | 0 | 0 | 0
|  |  | TOTAL: | 9219.891 | 13212.7824 | 13789.0524 | 11596.1388 | 9756.558 | 9684.8628 | 9474.0468 | 10066.7268 | 9448.9152 | 9316.0368 | 10590.5028 | 11893.0668 | 128048.5806
6 | PS Proposed
| Service Charge |  | 90 | 90 | 90 | 90 | 90 | 90 | 90 | 90 | 90 | 90 | 90 | 90 | 90 | 1080
| Energy Charge |  | 0.03572 | 5100.816 | 5426.5824 | 5640.9024 | 4573.5888 | 4157.808 | 4187.8128 | 3909.1968 | 4230.6768 | 3934.9152 | 3802.0368 | 4080.6528 | 4659.3168 | 53704.3056
| Demand Charge (May through September) |  | 20.71 | July: 2071; August: 8366.84; September: 8760.33; May: 6979.27; June: 7766.25 | 33943.69
| Min Applied |  |  | July: 2309.165; August: 0; September: 0; May: 0; June: 0 | 2309.165 | 111.5
| Demand Charge (October through April) |  | 18.43 | October: 7537.87; November: 5989.75; December: 5879.17; January: 5952.89; February: 6247.77; March: 5897.6; April: 5897.6 | 43402.65
| Min Applied |  |  | October: 0; November: 0; December: 0; January: 0; February: 0; March: 0; April: 0 | 0 | 0
| PF Penalty |  |  | 0 | 0 | 0 | 0 | 0 | 0 | 0 | 0 | 0 | 0 | 0 | 0 | 0
|  |  | TOTAL: | 9570.981 | 13883.4224 | 14491.2324 | 12201.4588 | 10237.558 | 10156.9828 | 9952.0868 | 10568.4468 | 9922.5152 | 9789.6368 | 11149.9228 | 12515.5668 | 134439.8106
7 | TODS Current
| Service Charge |  | 200 | 200 | 200 | 200 | 200 | 200 | 200 | 200 | 200 | 200 | 200 | 200 | 200 | 2400
| Energy Charge |  | 0.03527 | 5036.556 | 5358.2184 | 5569.8384 | 4515.9708 | 4105.428 | 4135.0548 | 3859.9488 | 4177.3788 | 3885.3432 | 3754.1388 | 4029.2448 | 4600.6188 | 53027.7396
| Peak Demand |  | 6.13 | 613 | 2476.52 | 2592.99 | 2507.17 | 1992.25 | 1955.47 | 1979.99 | 2078.07 | 1961.6 | 1961.6 | 2065.81 | 2298.75 | 24483.22
| Min Applied |  |  | 683.495 | 0 | 0 | 0 | 0 | 0 | 0 | 0 | 0 | 0 | 0 | 0 | 683.495 | 111.5
| Intermediate Demand |  | 4.53 | 453 | 1830.12 | 1916.19 | 1852.77 | 1472.25 | 1445.07 | 1463.19 | 1535.67 | 1449.6 | 1449.6 | 1526.61 | 1698.75 | 18092.82
| Min Applied |  |  | 505.095 | 0 | 0 | 0 | 0 | 0 | 0 | 0 | 0 | 0 | 0 | 0 | 505.095 | 111.5
| Base Demand |  | 5.2 | 520 | 2100.8 | 2199.6 | 2126.8 | 1690 | 1658.8 | 1679.6 | 1762.8 | 1664 | 1664 | 1752.4 | 1950 | 20768.8
| Min Applied |  |  | 780 | 0 | 0 | 0 | 0 | 0 | 0 | 0 | 0 | 0 | 0 | 0 | 780 | 150
| PF Penalty |  |  | 0 | 0 | 0 | 0 | 0 | 0 | 0 | 0 | 0 | 0 | 0 | 0 | 0
|  |  | TOTAL: | 8791.146 | 11965.6584 | 12478.6184 | 11202.7108 | 9459.928 | 9394.3948 | 9182.7288 | 9753.9188 | 9160.5432 | 9029.3388 | 9574.0648 | 10748.1188 | 120741.1696
8 | TODS Proposed
| Service Charge |  | 200 | 200 | 200 | 200 | 200 | 200 | 200 | 200 | 200 | 200 | 200 | 200 | 200 | 2400
| Energy Charge |  | 0.03531 | 5042.268 | 5364.2952 | 5576.1552 | 4521.0924 | 4110.084 | 4139.7444 | 3864.3264 | 4182.1164 | 3889.7496 | 3758.3964 | 4033.8144 | 4605.8364 | 53087.8788
| Peak Demand |  | 7.81 | 781 | 3155.24 | 3303.63 | 3194.29 | 2538.25 | 2491.39 | 2522.63 | 2647.59 | 2499.2 | 2499.2 | 2631.97 | 2928.75 | 31193.14
| Min Applied |  |  | 870.815 | 0 | 0 | 0 | 0 | 0 | 0 | 0 | 0 | 0 | 0 | 0 | 870.815 | 111.5
| Intermediate Demand |  | 6.11 | 611 | 2468.44 | 2584.53 | 2498.99 | 1985.75 | 1949.09 | 1973.53 | 2071.29 | 1955.2 | 1955.2 | 2059.07 | 2291.25 | 24403.34
| Min Applied |  |  | 681.265 | 0 | 0 | 0 | 0 | 0 | 0 | 0 | 0 | 0 | 0 | 0 | 681.265 | 111.5
| Base Demand |  | 3.24 | 324 | 1308.96 | 1370.52 | 1325.16 | 1053 | 1033.56 | 1046.52 | 1098.36 | 1036.8 | 1036.8 | 1091.88 | 1215 | 12940.56
| Min Applied |  |  | 1046.52 | 61.56 | 0 | 45.36 | 317.52 | 336.96 | 324 | 272.16 | 333.72 | 333.72 | 278.64 | 155.52 | 3505.68 | 1082
| PF Penalty |  |  | 0 | 0 | 0 | 0 | 0 | 0 | 0 | 0 | 0 | 0 | 0 | 0 | 0
|  |  | TOTAL: | 9556.868 | 12558.4952 | 13034.8352 | 11784.8924 | 10204.604 | 10150.7444 | 9931.0064 | 10471.5164 | 9914.6696 | 9783.3164 | 10295.3744 | 11396.3564 | 129082.6788

## BH
RATE COMPARISON TEMPLATE
Rates current as of 7/1/2017
Rate 1
Metered Usage |  |  |  | July | August | September | October | November | December | January | February | March | April | May | June | TOTAL |  |  | Rate 2
Energy | [18 empty] | Rate 3
|  |  | On Peak | 35074 | 48416 | 66046 | 42096 | 45146 | 40553 | 38450 | 35541 | 37249 | 41432 | 46304 | 34782 | 511089 | 40.24% |  | Rate 4
|  |  | Off Peak | [12 empty] | 0 |  |  | Rate 5
Demand | Max KW | [17 empty] | Rate 6
| 145 |  | Peak | 68 | 145 | 78 | 134 | 121 | 114 | 120 | 118 | 122 | 134 | 126 | 105 | 1385 |  | 522 | Rate 7
| 145 |  | Intermediate | 68 | 145 | 78 | 134 | 121 | 114 | 120 | 118 | 122 | 134 | 126 | 105 | 1385 |  | 863 | Rate 8
| 145 |  | Base | 68 | 145 | 78 | 134 | 121 | 114 | 120 | 118 | 122 | 134 | 126 | 105 | 1385
|  |  | PF | 90 | 90 | 90 | 90 | 90 | 90 | 90 | 90 | 90 | 90 | 90 | 90
COMPARISON | Service |  |  | July | August | September | October | November | December | January | February | March | April | May | June | TOTAL
| CURRENT | PS Sec Current | Rate 5 | 2723.9683 | 4581.6695 | 3935.0631 | 3864.9691 | 3753.5651 | 3470.8532 | 3497.434 | 3359.6245 | 3488.4343 | 3841.251 | 4144.2789 | 3332.663 | 43993.7741
| POTENTIAL | PS Proposed | Rate 6 | 2844.3183 | 4822.3695 | 4064.5431 | 4063.2891 | 3932.6451 | 3639.5732 | 3675.034 | 3534.2645 | 3668.9943 | 4039.571 | 4353.4389 | 3506.963 | 46145.0041
| Savings |  |  | -120.35 | -240.7 | -129.48 | -198.32 | -179.08 | -168.72 | -177.6 | -174.64 | -180.56 | -198.32 | -209.16 | -174.3 | -2151.23
Rate Code
Base Charges
1 | GS 3- P Current
| Service Charge |  | 40 | 40 | 40 | 40 | 40 | 40 | 40 | 40 | 40 | 40 | 40 | 40 | 40 | 480
| Energy Charge |  | 0.10426 | 3656.8152 | 5047.8522 | 6885.956 | 4388.929 | 4706.922 | 4228.0558 | 4008.797 | 3705.5047 | 3883.5807 | 4319.7003 | 4827.655 | 3626.3713 | 53286.1391
|  |  | TOTAL: | 3696.8152 | 5087.8522 | 6925.956 | 4428.929 | 4746.922 | 4268.0558 | 4048.797 | 3745.5047 | 3923.5807 | 4359.7003 | 4867.655 | 3666.3713 | 53766.1391
2 | GS 3-P Proposed
| Service Charge |  | 50.4 | 50.4 | 50.4 | 50.4 | 50.4 | 50.4 | 50.4 | 50.4 | 50.4 | 50.4 | 50.4 | 50.4 | 50.4 | 604.8
| Energy Charge |  | 0.10685 | 3747.6569 | 5173.2496 | 7057.0151 | 4497.9576 | 4823.8501 | 4333.0881 | 4108.3825 | 3797.5559 | 3980.0556 | 4427.0092 | 4947.5824 | 3716.4567 | 54609.8596
|  |  | TOTAL: | 3798.0569 | 5223.6496 | 7107.4151 | 4548.3576 | 4874.2501 | 4383.488 | 4158.7825 | 3847.9558 | 4030.4556 | 4477.4092 | 4997.9824 | 3766.8567 | 55214.6597
3 | AES 3-P Current
| Service Charge |  | 40 | 40 | 40 | 40 | 40 | 40 | 40 | 40 | 40 | 40 | 40 | 40 | 40 | 480
| Energy Charge |  | 0.08369 | 2935.3431 | 4051.935 | 5527.3897 | 3523.0142 | 3778.2687 | 3393.8806 | 3217.8805 | 2974.4263 | 3117.3688 | 3467.4441 | 3875.1818 | 2910.9056 | 42773.0384
|  |  | TOTAL: | 2975.3431 | 4091.935 | 5567.3897 | 3563.0142 | 3818.2687 | 3433.8806 | 3257.8805 | 3014.4263 | 3157.3688 | 3507.4441 | 3915.1818 | 2950.9056 | 43253.0384
4 | AES 3-P Proposed
| Service Charge |  | 140 | 140 | 140 | 140 | 140 | 140 | 140 | 140 | 140 | 140 | 140 | 140 | 140 | 1680
| Energy Charge |  | 0.08519 | 2987.9541 | 4124.559 | 5626.4587 | 3586.1582 | 3845.9877 | 3454.7101 | 3275.5555 | 3027.7378 | 3173.2423 | 3529.5921 | 3944.6378 | 2963.0786 | 43539.6719
|  |  | TOTAL: | 3127.9541 | 4264.559 | 5766.4587 | 3726.1582 | 3985.9877 | 3594.7101 | 3415.5555 | 3167.7378 | 3313.2423 | 3669.5921 | 4084.6378 | 3103.0786 | 45219.6719
5 | PS Sec Current
| Service Charge |  | 90 | 90 | 90 | 90 | 90 | 90 | 90 | 90 | 90 | 90 | 90 | 90 | 90 | 1080
| Energy Charge |  | 0.03572 | 1252.8433 | 1729.4195 | 2359.1631 | 1503.6691 | 1612.6151 | 1448.5532 | 1373.434 | 1269.5245 | 1330.5343 | 1479.951 | 1653.9789 | 1242.413 | 18256.0991
| Demand Charge (May through September) |  | 19.05 | July: 1295.4; August: 2762.25; September: 1485.9; May: 2400.3; June: 2000.25 | 9944.1
| Min Applied |  |  | July: 85.725; August: 0; September: 0; May: 0; June: 0 | 85.725 | 4.5
| Demand Charge (October through April) |  | 16.95 | October: 2271.3; November: 2050.95; December: 1932.3; January: 2034; February: 2000.1; March: 2067.9; April: 2271.3 | 14627.85
| Min Applied |  |  | October: 0; November: 0; December: 0; January: 0; February: 0; March: 0; April: 0 | 0 | 0
| PF Penalty |  |  | 0 | 0 | 0 | 0 | 0 | 0 | 0 | 0 | 0 | 0 | 0 | 0 | 0
|  |  | TOTAL: | 2723.9683 | 4581.6695 | 3935.0631 | 3864.9691 | 3753.5651 | 3470.8532 | 3497.434 | 3359.6245 | 3488.4343 | 3841.251 | 4144.2789 | 3332.663 | 43993.7741
6 | PS Proposed
| Service Charge |  | 90 | 90 | 90 | 90 | 90 | 90 | 90 | 90 | 90 | 90 | 90 | 90 | 90 | 1080
| Energy Charge |  | 0.03572 | 1252.8433 | 1729.4195 | 2359.1631 | 1503.6691 | 1612.6151 | 1448.5532 | 1373.434 | 1269.5245 | 1330.5343 | 1479.951 | 1653.9789 | 1242.413 | 18256.0991
| Demand Charge (May through September) |  | 20.71 | July: 1408.28; August: 3002.95; September: 1615.38; May: 2609.46; June: 2174.55 | 10810.62
| Min Applied |  |  | July: 93.195; August: 0; September: 0; May: 0; June: 0 | 93.195 | 4.5
| Demand Charge (October through April) |  | 18.43 | October: 2469.62; November: 2230.03; December: 2101.02; January: 2211.6; February: 2174.74; March: 2248.46; April: 2469.62 | 15905.09
| Min Applied |  |  | October: 0; November: 0; December: 0; January: 0; February: 0; March: 0; April: 0 | 0 | 0
| PF Penalty |  |  | 0 | 0 | 0 | 0 | 0 | 0 | 0 | 0 | 0 | 0 | 0 | 0 | 0
|  |  | TOTAL: | 2844.3183 | 4822.3695 | 4064.5431 | 4063.2891 | 3932.6451 | 3639.5732 | 3675.034 | 3534.2645 | 3668.9943 | 4039.571 | 4353.4389 | 3506.963 | 46145.0041
7 | TODS Current
| Service Charge |  | 200 | 200 | 200 | 200 | 200 | 200 | 200 | 200 | 200 | 200 | 200 | 200 | 200 | 2400
| Energy Charge |  | 0.03527 | 1237.06 | 1707.6323 | 2329.4424 | 1484.7259 | 1592.2994 | 1430.3043 | 1356.1315 | 1253.5311 | 1313.7722 | 1461.3066 | 1633.1421 | 1226.7611 | 18026.109
| Peak Demand |  | 6.13 | 416.84 | 888.85 | 478.14 | 821.42 | 741.73 | 698.82 | 735.6 | 723.34 | 747.86 | 821.42 | 772.38 | 643.65 | 8490.05
| Min Applied |  |  | 27.585 | 0 | 0 | 0 | 0 | 0 | 0 | 0 | 0 | 0 | 0 | 0 | 27.585 | 4.5
| Intermediate Demand |  | 4.53 | 308.04 | 656.85 | 353.34 | 607.02 | 548.13 | 516.42 | 543.6 | 534.54 | 552.66 | 607.02 | 570.78 | 475.65 | 6274.05
| Min Applied |  |  | 20.385 | 0 | 0 | 0 | 0 | 0 | 0 | 0 | 0 | 0 | 0 | 0 | 20.385 | 4.5
| Base Demand |  | 5.2 | 353.6 | 754 | 405.6 | 696.8 | 629.2 | 592.8 | 624 | 613.6 | 634.4 | 696.8 | 655.2 | 546 | 7202
| Min Applied |  |  | 946.4 | 546 | 894.4 | 603.2 | 670.8 | 707.2 | 676 | 686.4 | 665.6 | 603.2 | 644.8 | 754 | 8398 | 1615
| PF Penalty |  |  | 0 | 0 | 0 | 0 | 0 | 0 | 0 | 0 | 0 | 0 | 0 | 0 | 0
|  |  | TOTAL: | 3509.91 | 4753.3323 | 4660.9224 | 4413.1659 | 4382.1594 | 4145.5443 | 4135.3315 | 4011.4111 | 4114.2922 | 4389.7466 | 4476.3021 | 3846.0611 | 50838.179
8 | TODS Proposed
| Service Charge |  | 200 | 200 | 200 | 200 | 200 | 200 | 200 | 200 | 200 | 200 | 200 | 200 | 200 | 2400
| Energy Charge |  | 0.03531 | 1238.4629 | 1709.569 | 2332.0843 | 1486.4098 | 1594.1053 | 1431.9264 | 1357.6695 | 1254.9527 | 1315.2622 | 1462.9639 | 1634.9942 | 1228.1524 | 18046.5526
| Peak Demand |  | 7.81 | 531.08 | 1132.45 | 609.18 | 1046.54 | 945.01 | 890.34 | 937.2 | 921.58 | 952.82 | 1046.54 | 984.06 | 820.05 | 10816.85
| Min Applied |  |  | 35.145 | 0 | 0 | 0 | 0 | 0 | 0 | 0 | 0 | 0 | 0 | 0 | 35.145 | 4.5
| Intermediate Demand |  | 6.11 | 415.48 | 885.95 | 476.58 | 818.74 | 739.31 | 696.54 | 733.2 | 720.98 | 745.42 | 818.74 | 769.86 | 641.55 | 8462.35
| Min Applied |  |  | 27.495 | 0 | 0 | 0 | 0 | 0 | 0 | 0 | 0 | 0 | 0 | 0 | 27.495 | 4.5
| Base Demand |  | 3.24 | 220.32 | 469.8 | 252.72 | 434.16 | 392.04 | 369.36 | 388.8 | 382.32 | 395.28 | 434.16 | 408.24 | 340.2 | 4487.4
| Min Applied |  |  | 589.68 | 340.2 | 557.28 | 375.84 | 417.96 | 440.64 | 421.2 | 427.68 | 414.72 | 375.84 | 401.76 | 469.8 | 5232.6 | 1615
| PF Penalty |  |  | 0 | 0 | 0 | 0 | 0 | 0 | 0 | 0 | 0 | 0 | 0 | 0 | 0
|  |  | TOTAL: | 3257.6629 | 4737.969 | 4427.8443 | 4361.6898 | 4288.4253 | 4028.8064 | 4038.0695 | 3907.5127 | 4023.5022 | 4338.2439 | 4398.9142 | 3699.7524 | 49508.3926

## BI
RATE COMPARISON TEMPLATE
Rates current as of 7/1/2017
Rate 1
Metered Usage |  |  |  | July | August | September | October | November | December | January | February | March | April | May | June | TOTAL |  |  | Rate 2
Energy | [18 empty] | Rate 3
|  |  | On Peak | 55600 | 66800 | 94400 | 85600 | 63600 | 51200 | 47200 | 43200 | 44400 | 49200 | 62000 | 70800 | 734000 | 30.36% |  | Rate 4
|  |  | Off Peak | [12 empty] | 0 |  |  | Rate 5
Demand | Max KW | [17 empty] | Rate 6
| 276 |  | Peak | 161 | 217 | 276 | 224 | 169 | 137 | 130 | 123 | 127 | 193 | 153 | 195 | 2105 |  | 1002 | Rate 7
| 276 |  | Intermediate | 161 | 217 | 276 | 224 | 169 | 137 | 130 | 123 | 127 | 193 | 153 | 195 | 2105 |  | 1103 | Rate 8
| 276 |  | Base | 161 | 217 | 276 | 224 | 169 | 137 | 130 | 123 | 127 | 193 | 153 | 195 | 2105
|  |  | PF | 90 | 90 | 90 | 90 | 90 | 90 | 90 | 90 | 90 | 90 | 90 | 90
COMPARISON | Service |  |  | July | August | September | October | November | December | January | February | March | April | May | June | TOTAL
| CURRENT | PS Sec Current | Rate 5 | 5143.082 | 6609.946 | 8719.768 | 6944.432 | 5226.342 | 4257.964 | 4115.084 | 3972.204 | 4015.068 | 5118.774 | 5219.29 | 6333.726 | 65675.68
| POTENTIAL | PS Proposed | Rate 6 | 5410.342 | 6970.166 | 9177.928 | 7275.952 | 5476.462 | 4462.204 | 4319.324 | 4176.444 | 4219.308 | 5404.414 | 5473.27 | 6657.426 | 69023.24
| Savings |  |  | -267.26 | -360.22 | -458.16 | -331.52 | -250.12 | -204.24 | -204.24 | -204.24 | -204.24 | -285.64 | -253.98 | -323.7 | -3347.56
Rate Code
Base Charges
1 | GS 3- P Current
| Service Charge |  | 40 | 40 | 40 | 40 | 40 | 40 | 40 | 40 | 40 | 40 | 40 | 40 | 40 | 480
| Energy Charge |  | 0.10426 | 5796.856 | 6964.568 | 9842.144 | 8924.656 | 6630.936 | 5338.112 | 4921.072 | 4504.032 | 4629.144 | 5129.592 | 6464.12 | 7381.608 | 76526.84
|  |  | TOTAL: | 5836.856 | 7004.568 | 9882.144 | 8964.656 | 6670.936 | 5378.112 | 4961.072 | 4544.032 | 4669.144 | 5169.592 | 6504.12 | 7421.608 | 77006.84
2 | GS 3-P Proposed
| Service Charge |  | 50.4 | 50.4 | 50.4 | 50.4 | 50.4 | 50.4 | 50.4 | 50.4 | 50.4 | 50.4 | 50.4 | 50.4 | 50.4 | 604.8
| Energy Charge |  | 0.10685 | 5940.86 | 7137.58 | 10086.64 | 9146.36 | 6795.66 | 5470.72 | 5043.32 | 4615.92 | 4744.14 | 5257.02 | 6624.7 | 7564.98 | 78427.9
|  |  | TOTAL: | 5991.26 | 7187.98 | 10137.04 | 9196.76 | 6846.06 | 5521.12 | 5093.72 | 4666.32 | 4794.54 | 5307.42 | 6675.1 | 7615.38 | 79032.7
3 | AES 3-P Current
| Service Charge |  | 40 | 40 | 40 | 40 | 40 | 40 | 40 | 40 | 40 | 40 | 40 | 40 | 40 | 480
| Energy Charge |  | 0.08369 | 4653.164 | 5590.492 | 7900.336 | 7163.864 | 5322.684 | 4284.928 | 3950.168 | 3615.408 | 3715.836 | 4117.548 | 5188.78 | 5925.252 | 61428.46
|  |  | TOTAL: | 4693.164 | 5630.492 | 7940.336 | 7203.864 | 5362.684 | 4324.928 | 3990.168 | 3655.408 | 3755.836 | 4157.548 | 5228.78 | 5965.252 | 61908.46
4 | AES 3-P Proposed
| Service Charge |  | 140 | 140 | 140 | 140 | 140 | 140 | 140 | 140 | 140 | 140 | 140 | 140 | 140 | 1680
| Energy Charge |  | 0.08519 | 4736.564 | 5690.692 | 8041.936 | 7292.264 | 5418.084 | 4361.728 | 4020.968 | 3680.208 | 3782.436 | 4191.348 | 5281.78 | 6031.452 | 62529.46
|  |  | TOTAL: | 4876.564 | 5830.692 | 8181.936 | 7432.264 | 5558.084 | 4501.728 | 4160.968 | 3820.208 | 3922.436 | 4331.348 | 5421.78 | 6171.452 | 64209.46
5 | PS Sec Current
| Service Charge |  | 90 | 90 | 90 | 90 | 90 | 90 | 90 | 90 | 90 | 90 | 90 | 90 | 90 | 1080
| Energy Charge |  | 0.03572 | 1986.032 | 2386.096 | 3371.968 | 3057.632 | 2271.792 | 1828.864 | 1685.984 | 1543.104 | 1585.968 | 1757.424 | 2214.64 | 2528.976 | 26218.48
| Demand Charge (May through September) |  | 19.05 | July: 3067.05; August: 4133.85; September: 5257.8; May: 2914.65; June: 3714.75 | 19088.1
| Min Applied |  |  | July: 0; August: 0; September: 0; May: 0; June: 0 | 0 | 0
| Demand Charge (October through April) |  | 16.95 | October: 3796.8; November: 2864.55; December: 2322.15; January: 2203.5; February: 2084.85; March: 2152.65; April: 3271.35 | 18695.85
| Min Applied |  |  | October: 0; November: 0; December: 16.95; January: 135.6; February: 254.25; March: 186.45; April: 0 | 593.25 | 35
| PF Penalty |  |  | 0 | 0 | 0 | 0 | 0 | 0 | 0 | 0 | 0 | 0 | 0 | 0 | 0
|  |  | TOTAL: | 5143.082 | 6609.946 | 8719.768 | 6944.432 | 5226.342 | 4257.964 | 4115.084 | 3972.204 | 4015.068 | 5118.774 | 5219.29 | 6333.726 | 65675.68
6 | PS Proposed
| Service Charge |  | 90 | 90 | 90 | 90 | 90 | 90 | 90 | 90 | 90 | 90 | 90 | 90 | 90 | 1080
| Energy Charge |  | 0.03572 | 1986.032 | 2386.096 | 3371.968 | 3057.632 | 2271.792 | 1828.864 | 1685.984 | 1543.104 | 1585.968 | 1757.424 | 2214.64 | 2528.976 | 26218.48
| Demand Charge (May through September) |  | 20.71 | July: 3334.31; August: 4494.07; September: 5715.96; May: 3168.63; June: 4038.45 | 20751.42
| Min Applied |  |  | July: 0; August: 0; September: 0; May: 0; June: 0 | 0 | 0
| Demand Charge (October through April) |  | 18.43 | October: 4128.32; November: 3114.67; December: 2524.91; January: 2395.9; February: 2266.89; March: 2340.61; April: 3556.99 | 20328.29
| Min Applied |  |  | October: 0; November: 0; December: 18.43; January: 147.44; February: 276.45; March: 202.73; April: 0 | 645.05 | 35
| PF Penalty |  |  | 0 | 0 | 0 | 0 | 0 | 0 | 0 | 0 | 0 | 0 | 0 | 0 | 0
|  |  | TOTAL: | 5410.342 | 6970.166 | 9177.928 | 7275.952 | 5476.462 | 4462.204 | 4319.324 | 4176.444 | 4219.308 | 5404.414 | 5473.27 | 6657.426 | 69023.24
7 | TODS Current
| Service Charge |  | 200 | 200 | 200 | 200 | 200 | 200 | 200 | 200 | 200 | 200 | 200 | 200 | 200 | 2400
| Energy Charge |  | 0.03527 | 1961.012 | 2356.036 | 3329.488 | 3019.112 | 2243.172 | 1805.824 | 1664.744 | 1523.664 | 1565.988 | 1735.284 | 2186.74 | 2497.116 | 25888.18
| Peak Demand |  | 6.13 | 986.93 | 1330.21 | 1691.88 | 1373.12 | 1035.97 | 839.81 | 796.9 | 753.99 | 778.51 | 1183.09 | 937.89 | 1195.35 | 12903.65
| Min Applied |  |  | 0 | 0 | 0 | 0 | 0 | 6.13 | 49.04 | 91.95 | 67.43 | 0 | 0 | 0 | 214.55 | 35
| Intermediate Demand |  | 4.53 | 729.33 | 983.01 | 1250.28 | 1014.72 | 765.57 | 620.61 | 588.9 | 557.19 | 575.31 | 874.29 | 693.09 | 883.35 | 9535.65
| Min Applied |  |  | 0 | 0 | 0 | 0 | 0 | 4.53 | 36.24 | 67.95 | 49.83 | 0 | 0 | 0 | 158.55 | 35
| Base Demand |  | 5.2 | 837.2 | 1128.4 | 1435.2 | 1164.8 | 878.8 | 712.4 | 676 | 639.6 | 660.4 | 1003.6 | 795.6 | 1014 | 10946
| Min Applied |  |  | 462.8 | 171.6 | 0 | 135.2 | 421.2 | 587.6 | 624 | 660.4 | 639.6 | 296.4 | 504.4 | 286 | 4789.2 | 921
| PF Penalty |  |  | 0 | 0 | 0 | 0 | 0 | 0 | 0 | 0 | 0 | 0 | 0 | 0 | 0
|  |  | TOTAL: | 5177.272 | 6169.256 | 7906.848 | 6906.952 | 5544.712 | 4776.904 | 4635.824 | 4494.744 | 4537.068 | 5292.664 | 5317.72 | 6075.816 | 66835.78
8 | TODS Proposed
| Service Charge |  | 200 | 200 | 200 | 200 | 200 | 200 | 200 | 200 | 200 | 200 | 200 | 200 | 200 | 2400
| Energy Charge |  | 0.03531 | 1963.236 | 2358.708 | 3333.264 | 3022.536 | 2245.716 | 1807.872 | 1666.632 | 1525.392 | 1567.764 | 1737.252 | 2189.22 | 2499.948 | 25917.54
| Peak Demand |  | 7.81 | 1257.41 | 1694.77 | 2155.56 | 1749.44 | 1319.89 | 1069.97 | 1015.3 | 960.63 | 991.87 | 1507.33 | 1194.93 | 1522.95 | 16440.05
| Min Applied |  |  | 0 | 0 | 0 | 0 | 0 | 7.81 | 62.48 | 117.15 | 85.91 | 0 | 0 | 0 | 273.35 | 35
| Intermediate Demand |  | 6.11 | 983.71 | 1325.87 | 1686.36 | 1368.64 | 1032.59 | 837.07 | 794.3 | 751.53 | 775.97 | 1179.23 | 934.83 | 1191.45 | 12861.55
| Min Applied |  |  | 0 | 0 | 0 | 0 | 0 | 6.11 | 48.88 | 91.65 | 67.21 | 0 | 0 | 0 | 213.85 | 35
| Base Demand |  | 3.24 | 521.64 | 703.08 | 894.24 | 725.76 | 547.56 | 443.88 | 421.2 | 398.52 | 411.48 | 625.32 | 495.72 | 631.8 | 6820.2
| Min Applied |  |  | 372.6 | 191.16 | 0 | 168.48 | 346.68 | 450.36 | 473.04 | 495.72 | 482.76 | 268.92 | 398.52 | 262.44 | 3910.68 | 1207
| PF Penalty |  |  | 0 | 0 | 0 | 0 | 0 | 0 | 0 | 0 | 0 | 0 | 0 | 0 | 0
|  |  | TOTAL: | 5298.596 | 6473.588 | 8269.424 | 7234.856 | 5692.436 | 4823.072 | 4681.832 | 4540.592 | 4582.964 | 5518.052 | 5413.22 | 6308.588 | 68837.22

## BJ
RATE COMPARISON TEMPLATE
Rates current as of 7/1/2017
Rate 1
Metered Usage |  |  |  | July | August | September | October | November | December | January | February | March | April | May | June | TOTAL |  |  | Rate 2
Energy | [18 empty] | Rate 3
|  |  | On Peak | 16204 | 33093 | 43641 | 37428 | 49637 | 47941 | 67945 | 61815 | 50635 | 47865 | 33635 | 23064 | 512903 | 23.9% |  | Rate 4
|  |  | Off Peak | [12 empty] | 0 |  |  | Rate 5
Demand | Max KW | [17 empty] | Rate 6
| 245 |  | Peak | 48 | 138 | 153 | 153 | 225 | 208 | 228 | 245 | 233 | 198 | 158 | 52 | 2039 |  | 549 | Rate 7
| 245 |  | Intermediate | 48 | 138 | 153 | 153 | 225 | 208 | 228 | 245 | 233 | 198 | 158 | 52 | 2039 |  | 1490 | Rate 8
| 245 |  | Base | 48 | 138 | 153 | 153 | 225 | 208 | 228 | 245 | 233 | 198 | 158 | 52 | 2039
|  |  | PF | 90 | 90 | 90 | 90 | 90 | 90 | 90 | 90 | 90 | 90 | 90 | 90
COMPARISON | Service |  |  | July | August | September | October | November | December | January | February | March | April | May | June | TOTAL
| CURRENT | PS Sec Current | Rate 5 | 3002.4319 | 3900.982 | 4563.5065 | 4020.2782 | 5676.7836 | 5328.0525 | 6381.5954 | 6450.7818 | 5848.0322 | 5155.8378 | 4301.3422 | 3247.4711 | 57877.0952
| POTENTIAL | PS Proposed | Rate 6 | 3205.7819 | 4130.062 | 4817.4865 | 4246.7182 | 6009.7836 | 5635.8925 | 6719.0354 | 6813.3818 | 6192.8722 | 5448.8778 | 4563.6222 | 3450.8211 | 61234.3352
| Savings |  |  | -203.35 | -229.08 | -253.98 | -226.44 | -333 | -307.84 | -337.44 | -362.6 | -344.84 | -293.04 | -262.28 | -203.35 | -3357.24
Rate Code
Base Charges
1 | GS 3- P Current
| Service Charge |  | 40 | 40 | 40 | 40 | 40 | 40 | 40 | 40 | 40 | 40 | 40 | 40 | 40 | 480
| Energy Charge |  | 0.10426 | 1689.429 | 3450.2762 | 4550.0107 | 3902.2433 | 5175.1536 | 4998.3287 | 7083.9457 | 6444.8319 | 5279.2051 | 4990.4049 | 3506.7851 | 2404.6526 | 53475.2668
|  |  | TOTAL: | 1729.429 | 3490.2762 | 4590.0107 | 3942.2433 | 5215.1536 | 5038.3287 | 7123.9457 | 6484.8319 | 5319.2051 | 5030.4049 | 3546.7851 | 2444.6526 | 53955.2668
2 | GS 3-P Proposed
| Service Charge |  | 50.4 | 50.4 | 50.4 | 50.4 | 50.4 | 50.4 | 50.4 | 50.4 | 50.4 | 50.4 | 50.4 | 50.4 | 50.4 | 604.8
| Energy Charge |  | 0.10685 | 1731.3974 | 3535.9871 | 4663.0409 | 3999.1818 | 5303.7135 | 5122.4959 | 7259.9232 | 6604.9327 | 5410.3498 | 5114.3753 | 3593.8998 | 2464.3884 | 54803.6856
|  |  | TOTAL: | 1781.7974 | 3586.387 | 4713.4408 | 4049.5818 | 5354.1134 | 5172.8958 | 7310.3233 | 6655.3327 | 5460.7497 | 5164.7752 | 3644.2998 | 2514.7884 | 55408.4855
3 | AES 3-P Current
| Service Charge |  | 40 | 40 | 40 | 40 | 40 | 40 | 40 | 40 | 40 | 40 | 40 | 40 | 40 | 480
| Energy Charge |  | 0.08369 | 1356.1128 | 2769.5532 | 3652.3153 | 3132.3493 | 4154.1205 | 4012.1823 | 5686.317 | 5173.2973 | 4237.6431 | 4005.8218 | 2814.9131 | 1930.2262 | 42924.8521
|  |  | TOTAL: | 1396.1128 | 2809.5532 | 3692.3153 | 3172.3493 | 4194.1205 | 4052.1823 | 5726.317 | 5213.2973 | 4277.6431 | 4045.8218 | 2854.9131 | 1970.2262 | 43404.8521
4 | AES 3-P Proposed
| Service Charge |  | 140 | 140 | 140 | 140 | 140 | 140 | 140 | 140 | 140 | 140 | 140 | 140 | 140 | 1680
| Energy Charge |  | 0.08519 | 1380.4188 | 2819.1927 | 3717.7768 | 3188.4913 | 4228.576 | 4084.0938 | 5788.2346 | 5266.0198 | 4313.5957 | 4077.6193 | 2865.3657 | 1964.8222 | 43694.2066
|  |  | TOTAL: | 1520.4188 | 2959.1927 | 3857.7768 | 3328.4913 | 4368.576 | 4224.0938 | 5928.2346 | 5406.0198 | 4453.5957 | 4217.6193 | 3005.3657 | 2104.8222 | 45374.2066
5 | PS Sec Current
| Service Charge |  | 90 | 90 | 90 | 90 | 90 | 90 | 90 | 90 | 90 | 90 | 90 | 90 | 90 | 1080
| Energy Charge |  | 0.03572 | 578.8069 | 1182.082 | 1558.8565 | 1336.9282 | 1773.0336 | 1712.4525 | 2426.9954 | 2208.0318 | 1808.6822 | 1709.7378 | 1201.4422 | 823.8461 | 18320.8952
| Demand Charge (May through September) |  | 19.05 | July: 914.4; August: 2628.9; September: 2914.65; May: 3009.9; June: 990.6 | 10458.45
| Min Applied |  |  | July: 1419.225; August: 0; September: 0; May: 0; June: 1343.025 | 2762.25 | 145
| Demand Charge (October through April) |  | 16.95 | October: 2593.35; November: 3813.75; December: 3525.6; January: 3864.6; February: 4152.75; March: 3949.35; April: 3356.1 | 25255.5
| Min Applied |  |  | October: 0; November: 0; December: 0; January: 0; February: 0; March: 0; April: 0 | 0 | 0
| PF Penalty |  |  | 0 | 0 | 0 | 0 | 0 | 0 | 0 | 0 | 0 | 0 | 0 | 0 | 0
|  |  | TOTAL: | 3002.4319 | 3900.982 | 4563.5065 | 4020.2782 | 5676.7836 | 5328.0525 | 6381.5954 | 6450.7818 | 5848.0322 | 5155.8378 | 4301.3422 | 3247.4711 | 57877.0952
6 | PS Proposed
| Service Charge |  | 90 | 90 | 90 | 90 | 90 | 90 | 90 | 90 | 90 | 90 | 90 | 90 | 90 | 1080
| Energy Charge |  | 0.03572 | 578.8069 | 1182.082 | 1558.8565 | 1336.9282 | 1773.0336 | 1712.4525 | 2426.9954 | 2208.0318 | 1808.6822 | 1709.7378 | 1201.4422 | 823.8461 | 18320.8952
| Demand Charge (May through September) |  | 20.71 | July: 994.08; August: 2857.98; September: 3168.63; May: 3272.18; June: 1076.92 | 11369.79
| Min Applied |  |  | July: 1542.895; August: 0; September: 0; May: 0; June: 1460.055 | 3002.95 | 145
| Demand Charge (October through April) |  | 18.43 | October: 2819.79; November: 4146.75; December: 3833.44; January: 4202.04; February: 4515.35; March: 4294.19; April: 3649.14 | 27460.7
| Min Applied |  |  | October: 0; November: 0; December: 0; January: 0; February: 0; March: 0; April: 0 | 0 | 0
| PF Penalty |  |  | 0 | 0 | 0 | 0 | 0 | 0 | 0 | 0 | 0 | 0 | 0 | 0 | 0
|  |  | TOTAL: | 3205.7819 | 4130.062 | 4817.4865 | 4246.7182 | 6009.7836 | 5635.8925 | 6719.0354 | 6813.3818 | 6192.8722 | 5448.8778 | 4563.6222 | 3450.8211 | 61234.3352
7 | TODS Current
| Service Charge |  | 200 | 200 | 200 | 200 | 200 | 200 | 200 | 200 | 200 | 200 | 200 | 200 | 200 | 2400
| Energy Charge |  | 0.03527 | 571.5151 | 1167.1901 | 1539.2181 | 1320.0856 | 1750.697 | 1690.8791 | 2396.4201 | 2180.215 | 1785.8964 | 1688.1986 | 1186.3065 | 813.4673 | 18090.0888
| Peak Demand |  | 6.13 | 294.24 | 845.94 | 937.89 | 937.89 | 1379.25 | 1275.04 | 1397.64 | 1501.85 | 1428.29 | 1213.74 | 968.54 | 318.76 | 12499.07
| Min Applied |  |  | 456.685 | 0 | 0 | 0 | 0 | 0 | 0 | 0 | 0 | 0 | 0 | 432.165 | 888.85 | 145
| Intermediate Demand |  | 4.53 | 217.44 | 625.14 | 693.09 | 693.09 | 1019.25 | 942.24 | 1032.84 | 1109.85 | 1055.49 | 896.94 | 715.74 | 235.56 | 9236.67
| Min Applied |  |  | 337.485 | 0 | 0 | 0 | 0 | 0 | 0 | 0 | 0 | 0 | 0 | 319.365 | 656.85 | 145
| Base Demand |  | 5.2 | 249.6 | 717.6 | 795.6 | 795.6 | 1170 | 1081.6 | 1185.6 | 1274 | 1211.6 | 1029.6 | 821.6 | 270.4 | 10602.8
| Min Applied |  |  | 1050.4 | 582.4 | 504.4 | 504.4 | 130 | 218.4 | 114.4 | 26 | 88.4 | 270.4 | 478.4 | 1029.6 | 4997.2 | 961
| PF Penalty |  |  | 0 | 0 | 0 | 0 | 0 | 0 | 0 | 0 | 0 | 0 | 0 | 0 | 0
|  |  | TOTAL: | 3377.3651 | 4138.2701 | 4670.1981 | 4451.0656 | 5649.197 | 5408.1591 | 6326.9002 | 6291.915 | 5769.6764 | 5298.8786 | 4370.5864 | 3619.3173 | 59371.5288
8 | TODS Proposed
| Service Charge |  | 200 | 200 | 200 | 200 | 200 | 200 | 200 | 200 | 200 | 200 | 200 | 200 | 200 | 2400
| Energy Charge |  | 0.03531 | 572.1632 | 1168.5138 | 1540.9637 | 1321.5827 | 1752.6825 | 1692.7967 | 2399.1379 | 2182.6876 | 1787.9218 | 1690.1131 | 1187.6518 | 814.3898 | 18110.6049
| Peak Demand |  | 7.81 | 374.88 | 1077.78 | 1194.93 | 1194.93 | 1757.25 | 1624.48 | 1780.68 | 1913.45 | 1819.73 | 1546.38 | 1233.98 | 406.12 | 15924.59
| Min Applied |  |  | 581.845 | 0 | 0 | 0 | 0 | 0 | 0 | 0 | 0 | 0 | 0 | 550.605 | 1132.45 | 145
| Intermediate Demand |  | 6.11 | 293.28 | 843.18 | 934.83 | 934.83 | 1374.75 | 1270.88 | 1393.08 | 1496.95 | 1423.63 | 1209.78 | 965.38 | 317.72 | 12458.29
| Min Applied |  |  | 455.195 | 0 | 0 | 0 | 0 | 0 | 0 | 0 | 0 | 0 | 0 | 430.755 | 885.95 | 145
| Base Demand |  | 3.24 | 155.52 | 447.12 | 495.72 | 495.72 | 729 | 673.92 | 738.72 | 793.8 | 754.92 | 641.52 | 511.92 | 168.48 | 6606.36
| Min Applied |  |  | 654.48 | 362.88 | 314.28 | 314.28 | 81 | 136.08 | 71.28 | 16.2 | 55.08 | 168.48 | 298.08 | 641.52 | 3113.64 | 961
| PF Penalty |  |  | 0 | 0 | 0 | 0 | 0 | 0 | 0 | 0 | 0 | 0 | 0 | 0 | 0
|  |  | TOTAL: | 3287.3632 | 4099.4738 | 4680.7237 | 4461.3427 | 5894.6825 | 5598.1567 | 6582.8979 | 6603.0877 | 6041.2819 | 5456.2731 | 4397.0118 | 3529.5898 | 60631.8849

## BK
RATE COMPARISON TEMPLATE
Rates current as of 7/1/2017
Rate 1
Metered Usage |  |  |  | July | August | September | October | November | December | January | February | March | April | May | June | TOTAL |  |  | Rate 2
Energy | [18 empty] | Rate 3
|  |  | On Peak | 29600 | 22240 | 38240 | 42080 | 26720 | 24960 | 28800 | 37280 | 34080 | 28640 | 24320 | 27840 | 364800 | 22.93% |  | Rate 4
|  |  | Off Peak | [12 empty] | 0 |  |  | Rate 5
Demand | Max KW | [17 empty] | Rate 6
| 181.6 |  | Peak | 151.7 | 126.7 | 169.8 | 181.6 | 153.9 | 139.4 | 157.3 | 172.3 | 170.6 | 171 | 144 | 146.1 | 1884.4 |  | 738.3 | Rate 7
| 181.6 |  | Intermediate | 151.7 | 126.7 | 169.8 | 181.6 | 153.9 | 139.4 | 157.3 | 172.3 | 170.6 | 171 | 144 | 146.1 | 1884.4 |  | 1146.1 | Rate 8
| 181.6 |  | Base | 151.7 | 126.7 | 169.8 | 181.6 | 153.9 | 139.4 | 157.3 | 172.3 | 170.6 | 171 | 144 | 146.1 | 1884.4
|  |  | PF | 90 | 90 | 90 | 90 | 90 | 90 | 90 | 90 | 90 | 90 | 90 | 90
COMPARISON | Service |  |  | July | August | September | October | November | December | January | February | March | April | May | June | TOTAL
| CURRENT | PS Sec Current | Rate 5 | 4037.197 | 3298.0478 | 4690.6228 | 4671.2176 | 3653.0434 | 3344.4012 | 3784.971 | 4342.1266 | 4199.0076 | 4011.4708 | 3701.9104 | 3867.6498 | 47601.666
| POTENTIAL | PS Proposed | Rate 6 | 4289.019 | 3508.3698 | 4972.4908 | 4939.9856 | 3880.8154 | 3550.7132 | 4017.775 | 4597.1306 | 4451.4956 | 4264.5508 | 3940.9504 | 4110.1758 | 50523.472
| Savings |  |  | -251.822 | -210.322 | -281.868 | -268.768 | -227.772 | -206.312 | -232.804 | -255.004 | -252.488 | -253.08 | -239.04 | -242.526 | -2921.806
Rate Code
Base Charges
1 | GS 3- P Current
| Service Charge |  | 40 | 40 | 40 | 40 | 40 | 40 | 40 | 40 | 40 | 40 | 40 | 40 | 40 | 480
| Energy Charge |  | 0.10426 | 3086.096 | 2318.7424 | 3986.9024 | 4387.2608 | 2785.8272 | 2602.3296 | 3002.688 | 3886.8128 | 3553.1808 | 2986.0064 | 2535.6032 | 2902.5984 | 38034.048
|  |  | TOTAL: | 3126.096 | 2358.7424 | 4026.9024 | 4427.2608 | 2825.8272 | 2642.3296 | 3042.688 | 3926.8128 | 3593.1808 | 3026.0064 | 2575.6032 | 2942.5984 | 38514.048
2 | GS 3-P Proposed
| Service Charge |  | 50.4 | 50.4 | 50.4 | 50.4 | 50.4 | 50.4 | 50.4 | 50.4 | 50.4 | 50.4 | 50.4 | 50.4 | 50.4 | 604.8
| Energy Charge |  | 0.10685 | 3162.76 | 2376.344 | 4085.944 | 4496.248 | 2855.032 | 2666.976 | 3077.28 | 3983.368 | 3641.448 | 3060.184 | 2598.592 | 2974.704 | 38978.88
|  |  | TOTAL: | 3213.16 | 2426.744 | 4136.344 | 4546.648 | 2905.432 | 2717.376 | 3127.68 | 4033.768 | 3691.848 | 3110.584 | 2648.992 | 3025.104 | 39583.68
3 | AES 3-P Current
| Service Charge |  | 40 | 40 | 40 | 40 | 40 | 40 | 40 | 40 | 40 | 40 | 40 | 40 | 40 | 480
| Energy Charge |  | 0.08369 | 2477.224 | 1861.2656 | 3200.3056 | 3521.6752 | 2236.1968 | 2088.9024 | 2410.272 | 3119.9632 | 2852.1552 | 2396.8816 | 2035.3408 | 2329.9296 | 30530.112
|  |  | TOTAL: | 2517.224 | 1901.2656 | 3240.3056 | 3561.6752 | 2276.1968 | 2128.9024 | 2450.272 | 3159.9632 | 2892.1552 | 2436.8816 | 2075.3408 | 2369.9296 | 31010.112
4 | AES 3-P Proposed
| Service Charge |  | 140 | 140 | 140 | 140 | 140 | 140 | 140 | 140 | 140 | 140 | 140 | 140 | 140 | 1680
| Energy Charge |  | 0.08519 | 2521.624 | 1894.6256 | 3257.6656 | 3584.7952 | 2276.2768 | 2126.3424 | 2453.472 | 3175.8832 | 2903.2752 | 2439.8416 | 2071.8208 | 2371.6896 | 31077.312
|  |  | TOTAL: | 2661.624 | 2034.6256 | 3397.6656 | 3724.7952 | 2416.2768 | 2266.3424 | 2593.472 | 3315.8832 | 3043.2752 | 2579.8416 | 2211.8208 | 2511.6896 | 32757.312
5 | PS Sec Current
| Service Charge |  | 90 | 90 | 90 | 90 | 90 | 90 | 90 | 90 | 90 | 90 | 90 | 90 | 90 | 1080
| Energy Charge |  | 0.03572 | 1057.312 | 794.4128 | 1365.9328 | 1503.0976 | 954.4384 | 891.5712 | 1028.736 | 1331.6416 | 1217.3376 | 1023.0208 | 868.7104 | 994.4448 | 13030.656
| Demand Charge (May through September) |  | 19.05 | July: 2889.885; August: 2413.635; September: 3234.69; May: 2743.2; June: 2783.205 | 14064.615
| Min Applied |  |  | July: 0; August: 0; September: 0; May: 0; June: 0 | 0 | 0
| Demand Charge (October through April) |  | 16.95 | October: 3078.12; November: 2608.605; December: 2362.83; January: 2666.235; February: 2920.485; March: 2891.67; April: 2898.45 | 19426.395
| Min Applied |  |  | October: 0; November: 0; December: 0; January: 0; February: 0; March: 0; April: 0 | 0 | 0
| PF Penalty |  |  | 0 | 0 | 0 | 0 | 0 | 0 | 0 | 0 | 0 | 0 | 0 | 0 | 0
|  |  | TOTAL: | 4037.197 | 3298.0478 | 4690.6228 | 4671.2176 | 3653.0434 | 3344.4012 | 3784.971 | 4342.1266 | 4199.0076 | 4011.4708 | 3701.9104 | 3867.6498 | 47601.666
6 | PS Proposed
| Service Charge |  | 90 | 90 | 90 | 90 | 90 | 90 | 90 | 90 | 90 | 90 | 90 | 90 | 90 | 1080
| Energy Charge |  | 0.03572 | 1057.312 | 794.4128 | 1365.9328 | 1503.0976 | 954.4384 | 891.5712 | 1028.736 | 1331.6416 | 1217.3376 | 1023.0208 | 868.7104 | 994.4448 | 13030.656
| Demand Charge (May through September) |  | 20.71 | July: 3141.707; August: 2623.957; September: 3516.558; May: 2982.24; June: 3025.731 | 15290.193
| Min Applied |  |  | July: 0; August: 0; September: 0; May: 0; June: 0 | 0 | 0
| Demand Charge (October through April) |  | 18.43 | October: 3346.888; November: 2836.377; December: 2569.142; January: 2899.039; February: 3175.489; March: 3144.158; April: 3151.53 | 21122.623
| Min Applied |  |  | October: 0; November: 0; December: 0; January: 0; February: 0; March: 0; April: 0 | 0 | 0
| PF Penalty |  |  | 0 | 0 | 0 | 0 | 0 | 0 | 0 | 0 | 0 | 0 | 0 | 0 | 0
|  |  | TOTAL: | 4289.019 | 3508.3698 | 4972.4908 | 4939.9856 | 3880.8154 | 3550.7132 | 4017.775 | 4597.1306 | 4451.4956 | 4264.5508 | 3940.9504 | 4110.1758 | 50523.472
7 | TODS Current
| Service Charge |  | 200 | 200 | 200 | 200 | 200 | 200 | 200 | 200 | 200 | 200 | 200 | 200 | 200 | 2400
| Energy Charge |  | 0.03527 | 1043.992 | 784.4048 | 1348.7248 | 1484.1616 | 942.4144 | 880.3392 | 1015.776 | 1314.8656 | 1202.0016 | 1010.1328 | 857.7664 | 981.9168 | 12866.496
| Peak Demand |  | 6.13 | 929.921 | 776.671 | 1040.874 | 1113.208 | 943.407 | 854.522 | 964.249 | 1056.199 | 1045.778 | 1048.23 | 882.72 | 895.593 | 11551.372
| Min Applied |  |  | 0 | 0 | 0 | 0 | 0 | 0 | 0 | 0 | 0 | 0 | 0 | 0 | 0 | 0
| Intermediate Demand |  | 4.53 | 687.201 | 573.951 | 769.194 | 822.648 | 697.167 | 631.482 | 712.569 | 780.519 | 772.818 | 774.63 | 652.32 | 661.833 | 8536.332
| Min Applied |  |  | 0 | 0 | 0 | 0 | 0 | 0 | 0 | 0 | 0 | 0 | 0 | 0 | 0 | 0
| Base Demand |  | 5.2 | 788.84 | 658.84 | 882.96 | 944.32 | 800.28 | 724.88 | 817.96 | 895.96 | 887.12 | 889.2 | 748.8 | 759.72 | 9798.88
| Min Applied |  |  | 511.16 | 641.16 | 417.04 | 355.68 | 499.72 | 575.12 | 482.04 | 404.04 | 412.88 | 410.8 | 551.2 | 540.28 | 5801.12 | 1115.6
| PF Penalty |  |  | 0 | 0 | 0 | 0 | 0 | 0 | 0 | 0 | 0 | 0 | 0 | 0 | 0
|  |  | TOTAL: | 4161.114 | 3635.0268 | 4658.7928 | 4920.0176 | 4082.9884 | 3866.3432 | 4192.594 | 4651.5836 | 4520.5976 | 4332.9928 | 3892.8064 | 4039.3428 | 50954.2
8 | TODS Proposed
| Service Charge |  | 200 | 200 | 200 | 200 | 200 | 200 | 200 | 200 | 200 | 200 | 200 | 200 | 200 | 2400
| Energy Charge |  | 0.03531 | 1045.176 | 785.2944 | 1350.2544 | 1485.8448 | 943.4832 | 881.3376 | 1016.928 | 1316.3568 | 1203.3648 | 1011.2784 | 858.7392 | 983.0304 | 12881.088
| Peak Demand |  | 7.81 | 1184.777 | 989.527 | 1326.138 | 1418.296 | 1201.959 | 1088.714 | 1228.513 | 1345.663 | 1332.386 | 1335.51 | 1124.64 | 1141.041 | 14717.164
| Min Applied |  |  | 0 | 0 | 0 | 0 | 0 | 0 | 0 | 0 | 0 | 0 | 0 | 0 | 0 | 0
| Intermediate Demand |  | 6.11 | 926.887 | 774.137 | 1037.478 | 1109.576 | 940.329 | 851.734 | 961.103 | 1052.753 | 1042.366 | 1044.81 | 879.84 | 892.671 | 11513.684
| Min Applied |  |  | 0 | 0 | 0 | 0 | 0 | 0 | 0 | 0 | 0 | 0 | 0 | 0 | 0 | 0
| Base Demand |  | 3.24 | 491.508 | 410.508 | 550.152 | 588.384 | 498.636 | 451.656 | 509.652 | 558.252 | 552.744 | 554.04 | 466.56 | 473.364 | 6105.456
| Min Applied |  |  | 318.492 | 399.492 | 259.848 | 221.616 | 311.364 | 358.344 | 300.348 | 251.748 | 257.256 | 255.96 | 343.44 | 336.636 | 3614.544 | 1115.6
| PF Penalty |  |  | 0 | 0 | 0 | 0 | 0 | 0 | 0 | 0 | 0 | 0 | 0 | 0 | 0
|  |  | TOTAL: | 4166.84 | 3558.9584 | 4723.8704 | 5023.7168 | 4095.7712 | 3831.7856 | 4216.544 | 4724.7728 | 4588.1168 | 4401.5984 | 3873.2192 | 4026.7424 | 51231.936

## BL
RATE COMPARISON TEMPLATE
Rates current as of 7/1/2017
Rate 1
Metered Usage |  |  |  | July | August | September | October | November | December | January | February | March | April | May | June | TOTAL |  |  | Rate 2
Energy | [18 empty] | Rate 3
|  |  | On Peak | 15600 | 14280 | 25540 | 24720 | 17520 | 19560 | 21480 | 27720 | 23160 | 21240 | 20520 | 17520 | 248860 | 24.64% |  | Rate 4
|  |  | Off Peak | [12 empty] | 0 |  |  | Rate 5
Demand | Max KW | [17 empty] | Rate 6
| 115.3 |  | Peak | 97.1 | 106.7 | 115.3 | 115.3 | 114.1 | 96.8 | 90.9 | 98.1 | 102.6 | 100.1 | 84.2 | 94.9 | 1216.1 |  | 498.2 | Rate 7
| 115.3 |  | Intermediate | 97.1 | 106.7 | 115.3 | 115.3 | 114.1 | 96.8 | 90.9 | 98.1 | 102.6 | 100.1 | 84.2 | 94.9 | 1216.1 |  | 717.9 | Rate 8
| 115.3 |  | Base | 97.1 | 106.7 | 115.3 | 115.3 | 114.1 | 96.8 | 90.9 | 98.1 | 102.6 | 100.1 | 84.2 | 94.9 | 1216.1
|  |  | PF | 90 | 90 | 90 | 90 | 90 | 90 | 90 | 90 | 90 | 90 | 90 | 90
COMPARISON | Service |  |  | July | August | September | October | November | December | January | February | March | April | May | June | TOTAL
| CURRENT | PS Sec Current | Rate 5 | 2496.987 | 2632.7166 | 3198.7538 | 2927.3334 | 2649.8094 | 2429.4432 | 2398.0206 | 2742.9534 | 2656.3452 | 2545.3878 | 2426.9844 | 2523.6594 | 31628.3942
| POTENTIAL | PS Proposed | Rate 6 | 2658.173 | 2809.8386 | 3390.1518 | 3097.9774 | 2818.6774 | 2572.7072 | 2532.5526 | 2888.1414 | 2808.1932 | 2693.5358 | 2566.7564 | 2681.1934 | 33517.8982
| Savings |  |  | -161.186 | -177.122 | -191.398 | -170.644 | -168.868 | -143.264 | -134.532 | -145.188 | -151.848 | -148.148 | -139.772 | -157.534 | -1889.504
Rate Code
Base Charges
1 | GS 3- P Current
| Service Charge |  | 40 | 40 | 40 | 40 | 40 | 40 | 40 | 40 | 40 | 40 | 40 | 40 | 40 | 480
| Energy Charge |  | 0.10426 | 1626.456 | 1488.8328 | 2662.8004 | 2577.3072 | 1826.6352 | 2039.3256 | 2239.5048 | 2890.0872 | 2414.6616 | 2214.4824 | 2139.4152 | 1826.6352 | 25946.1436
|  |  | TOTAL: | 1666.456 | 1528.8328 | 2702.8004 | 2617.3072 | 1866.6352 | 2079.3256 | 2279.5048 | 2930.0872 | 2454.6616 | 2254.4824 | 2179.4152 | 1866.6352 | 26426.1436
2 | GS 3-P Proposed
| Service Charge |  | 50.4 | 50.4 | 50.4 | 50.4 | 50.4 | 50.4 | 50.4 | 50.4 | 50.4 | 50.4 | 50.4 | 50.4 | 50.4 | 604.8
| Energy Charge |  | 0.10685 | 1666.86 | 1525.818 | 2728.949 | 2641.332 | 1872.012 | 2089.986 | 2295.138 | 2961.882 | 2474.646 | 2269.494 | 2192.562 | 1872.012 | 26590.691
|  |  | TOTAL: | 1717.26 | 1576.218 | 2779.349 | 2691.732 | 1922.412 | 2140.386 | 2345.538 | 3012.282 | 2525.046 | 2319.894 | 2242.962 | 1922.412 | 27195.491
3 | AES 3-P Current
| Service Charge |  | 40 | 40 | 40 | 40 | 40 | 40 | 40 | 40 | 40 | 40 | 40 | 40 | 40 | 480
| Energy Charge |  | 0.08369 | 1305.564 | 1195.0932 | 2137.4426 | 2068.8168 | 1466.2488 | 1636.9764 | 1797.6612 | 2319.8868 | 1938.2604 | 1777.5756 | 1717.3188 | 1466.2488 | 20827.0934
|  |  | TOTAL: | 1345.564 | 1235.0932 | 2177.4426 | 2108.8168 | 1506.2488 | 1676.9764 | 1837.6612 | 2359.8868 | 1978.2604 | 1817.5756 | 1757.3188 | 1506.2488 | 21307.0934
4 | AES 3-P Proposed
| Service Charge |  | 140 | 140 | 140 | 140 | 140 | 140 | 140 | 140 | 140 | 140 | 140 | 140 | 140 | 1680
| Energy Charge |  | 0.08519 | 1328.964 | 1216.5132 | 2175.7526 | 2105.8968 | 1492.5288 | 1666.3164 | 1829.8812 | 2361.4668 | 1973.0004 | 1809.4356 | 1748.0988 | 1492.5288 | 21200.3834
|  |  | TOTAL: | 1468.964 | 1356.5132 | 2315.7526 | 2245.8968 | 1632.5288 | 1806.3164 | 1969.8812 | 2501.4668 | 2113.0004 | 1949.4356 | 1888.0988 | 1632.5288 | 22880.3834
5 | PS Sec Current
| Service Charge |  | 90 | 90 | 90 | 90 | 90 | 90 | 90 | 90 | 90 | 90 | 90 | 90 | 90 | 1080
| Energy Charge |  | 0.03572 | 557.232 | 510.0816 | 912.2888 | 882.9984 | 625.8144 | 698.6832 | 767.2656 | 990.1584 | 827.2752 | 758.6928 | 732.9744 | 625.8144 | 8889.2792
| Demand Charge (May through September) |  | 19.05 | July: 1849.755; August: 2032.635; September: 2196.465; May: 1604.01; June: 1807.845 | 9490.71
| Min Applied |  |  | July: 0; August: 0; September: 0; May: 0; June: 0 | 0 | 0
| Demand Charge (October through April) |  | 16.95 | October: 1954.335; November: 1933.995; December: 1640.76; January: 1540.755; February: 1662.795; March: 1739.07; April: 1696.695 | 12168.405
| Min Applied |  |  | October: 0; November: 0; December: 0; January: 0; February: 0; March: 0; April: 0 | 0 | 0
| PF Penalty |  |  | 0 | 0 | 0 | 0 | 0 | 0 | 0 | 0 | 0 | 0 | 0 | 0 | 0
|  |  | TOTAL: | 2496.987 | 2632.7166 | 3198.7538 | 2927.3334 | 2649.8094 | 2429.4432 | 2398.0206 | 2742.9534 | 2656.3452 | 2545.3878 | 2426.9844 | 2523.6594 | 31628.3942
6 | PS Proposed
| Service Charge |  | 90 | 90 | 90 | 90 | 90 | 90 | 90 | 90 | 90 | 90 | 90 | 90 | 90 | 1080
| Energy Charge |  | 0.03572 | 557.232 | 510.0816 | 912.2888 | 882.9984 | 625.8144 | 698.6832 | 767.2656 | 990.1584 | 827.2752 | 758.6928 | 732.9744 | 625.8144 | 8889.2792
| Demand Charge (May through September) |  | 20.71 | July: 2010.941; August: 2209.757; September: 2387.863; May: 1743.782; June: 1965.379 | 10317.722
| Min Applied |  |  | July: 0; August: 0; September: 0; May: 0; June: 0 | 0 | 0
| Demand Charge (October through April) |  | 18.43 | October: 2124.979; November: 2102.863; December: 1784.024; January: 1675.287; February: 1807.983; March: 1890.918; April: 1844.843 | 13230.897
| Min Applied |  |  | October: 0; November: 0; December: 0; January: 0; February: 0; March: 0; April: 0 | 0 | 0
| PF Penalty |  |  | 0 | 0 | 0 | 0 | 0 | 0 | 0 | 0 | 0 | 0 | 0 | 0 | 0
|  |  | TOTAL: | 2658.173 | 2809.8386 | 3390.1518 | 3097.9774 | 2818.6774 | 2572.7072 | 2532.5526 | 2888.1414 | 2808.1932 | 2693.5358 | 2566.7564 | 2681.1934 | 33517.8982
7 | TODS Current
| Service Charge |  | 200 | 200 | 200 | 200 | 200 | 200 | 200 | 200 | 200 | 200 | 200 | 200 | 200 | 2400
| Energy Charge |  | 0.03527 | 550.212 | 503.6556 | 900.7958 | 871.8744 | 617.9304 | 689.8812 | 757.5996 | 977.6844 | 816.8532 | 749.1348 | 723.7404 | 617.9304 | 8777.2922
| Peak Demand |  | 6.13 | 595.223 | 654.071 | 706.789 | 706.789 | 699.433 | 593.384 | 557.217 | 601.353 | 628.938 | 613.613 | 516.146 | 581.737 | 7454.693
| Min Applied |  |  | 0 | 0 | 0 | 0 | 0 | 0 | 0 | 0 | 0 | 0 | 0 | 0 | 0 | 0
| Intermediate Demand |  | 4.53 | 439.863 | 483.351 | 522.309 | 522.309 | 516.873 | 438.504 | 411.777 | 444.393 | 464.778 | 453.453 | 381.426 | 429.897 | 5508.933
| Min Applied |  |  | 0 | 0 | 0 | 0 | 0 | 0 | 0 | 0 | 0 | 0 | 0 | 0 | 0 | 0
| Base Demand |  | 5.2 | 504.92 | 554.84 | 599.56 | 599.56 | 593.32 | 503.36 | 472.68 | 510.12 | 533.52 | 520.52 | 437.84 | 493.48 | 6323.72
| Min Applied |  |  | 795.08 | 745.16 | 700.44 | 700.44 | 706.68 | 796.64 | 827.32 | 789.88 | 766.48 | 779.48 | 862.16 | 806.52 | 9276.28 | 1783.9
| PF Penalty |  |  | 0 | 0 | 0 | 0 | 0 | 0 | 0 | 0 | 0 | 0 | 0 | 0 | 0
|  |  | TOTAL: | 3085.298 | 3141.0776 | 3629.8938 | 3600.9724 | 3334.2364 | 3221.7692 | 3226.5936 | 3523.4304 | 3410.5692 | 3316.2008 | 3121.3124 | 3129.5644 | 39740.9182
8 | TODS Proposed
| Service Charge |  | 200 | 200 | 200 | 200 | 200 | 200 | 200 | 200 | 200 | 200 | 200 | 200 | 200 | 2400
| Energy Charge |  | 0.03531 | 550.836 | 504.2268 | 901.8174 | 872.8632 | 618.6312 | 690.6636 | 758.4588 | 978.7932 | 817.7796 | 749.9844 | 724.5612 | 618.6312 | 8787.2466
| Peak Demand |  | 7.81 | 758.351 | 833.327 | 900.493 | 900.493 | 891.121 | 756.008 | 709.929 | 766.161 | 801.306 | 781.781 | 657.602 | 741.169 | 9497.741
| Min Applied |  |  | 0 | 0 | 0 | 0 | 0 | 0 | 0 | 0 | 0 | 0 | 0 | 0 | 0 | 0
| Intermediate Demand |  | 6.11 | 593.281 | 651.937 | 704.483 | 704.483 | 697.151 | 591.448 | 555.399 | 599.391 | 626.886 | 611.611 | 514.462 | 579.839 | 7430.371
| Min Applied |  |  | 0 | 0 | 0 | 0 | 0 | 0 | 0 | 0 | 0 | 0 | 0 | 0 | 0 | 0
| Base Demand |  | 3.24 | 314.604 | 345.708 | 373.572 | 373.572 | 369.684 | 313.632 | 294.516 | 317.844 | 332.424 | 324.324 | 272.808 | 307.476 | 3940.164
| Min Applied |  |  | 495.396 | 464.292 | 436.428 | 436.428 | 440.316 | 496.368 | 515.484 | 492.156 | 477.576 | 485.676 | 537.192 | 502.524 | 5779.836 | 1783.9
| PF Penalty |  |  | 0 | 0 | 0 | 0 | 0 | 0 | 0 | 0 | 0 | 0 | 0 | 0 | 0
|  |  | TOTAL: | 2912.468 | 2999.4908 | 3516.7934 | 3487.8392 | 3216.9032 | 3048.1196 | 3033.7868 | 3354.3452 | 3255.9716 | 3153.3764 | 2906.6252 | 2949.6392 | 37835.3586

## BM
RATE COMPARISON TEMPLATE
Rates current as of 7/1/2017
Rate 1
Metered Usage |  |  |  | July | August | September | October | November | December | January | February | March | April | May | June | TOTAL |  |  | Rate 2
Energy | [18 empty] | Rate 3
|  |  | On Peak | 65040 | 81120 | 106560 | 67440 | 62160 | 63840 | 58800 | 55680 | 57360 | 63120 | 71040 | 72480 | 824640 | 32.98% |  | Rate 4
|  |  | Off Peak | [12 empty] | 0 |  |  | Rate 5
Demand | Max KW | [17 empty] | Rate 6
| 285.4 |  | Peak | 194.4 | 266.7 | 285.4 | 235.9 | 220.2 | 230.4 | 197.1 | 224.9 | 191.2 | 219.9 | 243.5 | 203.8 | 2713.4 |  | 1193.8 | Rate 7
| 296.9 |  | Intermediate | 194.4 | 266.7 | 296.9 | 258 | 220.2 | 230.4 | 197.1 | 224.9 | 198.7 | 219.9 | 248 | 215.7 | 2770.9 |  | 1519.6 | Rate 8
| 296.9 |  | Base | 268.1 | 268.1 | 296.9 | 265.5 | 265.5 | 250 | 250 | 250 | 250 | 250 | 250 | 250 | 3114.1
|  |  | PF | 90 | 90 | 90 | 90 | 90 | 90 | 90 | 90 | 90 | 90 | 90 | 90
COMPARISON | Service |  |  | July | August | September | October | November | December | January | February | March | April | May | June | TOTAL
| CURRENT | TODS Current | Rate 7 | 5960.3848 | 7298.2444 | 8596.7102 | 6574.0158 | 6120.3152 | 6207.7008 | 5674.962 | 5861.2676 | 5595.2542 | 6070.3764 | 6621.6758 | 6282.7846 | 76863.6918
| POTENTIAL | TODS Proposed | Rate 8 | 6164.5664 | 7738.7672 | 8967.6226 | 6962.0214 | 6422.0096 | 6623.3144 | 5981.816 | 6258.6248 | 5894.6666 | 6451.7312 | 7087.3934 | 6630.8298 | 81183.3634
| Savings |  |  | -204.1816 | -440.5228 | -370.9124 | -388.0056 | -301.6944 | -415.6136 | -306.854 | -397.3572 | -299.4124 | -381.3548 | -465.7176 | -348.0452 | -4319.6716
Rate Code
Base Charges
1 | GS 3- P Current
| Service Charge |  | 40 | 40 | 40 | 40 | 40 | 40 | 40 | 40 | 40 | 40 | 40 | 40 | 40 | 480
| Energy Charge |  | 0.10426 | 6781.0704 | 8457.5712 | 11109.9456 | 7031.2944 | 6480.8016 | 6655.9584 | 6130.488 | 5805.1968 | 5980.3536 | 6580.8912 | 7406.6304 | 7556.7648 | 85976.9664
|  |  | TOTAL: | 6821.0704 | 8497.5712 | 11149.9456 | 7071.2944 | 6520.8016 | 6695.9584 | 6170.488 | 5845.1968 | 6020.3536 | 6620.8912 | 7446.6304 | 7596.7648 | 86456.9664
2 | GS 3-P Proposed
| Service Charge |  | 50.4 | 50.4 | 50.4 | 50.4 | 50.4 | 50.4 | 50.4 | 50.4 | 50.4 | 50.4 | 50.4 | 50.4 | 50.4 | 604.8
| Energy Charge |  | 0.10685 | 6949.524 | 8667.672 | 11385.936 | 7205.964 | 6641.796 | 6821.304 | 6282.78 | 5949.408 | 6128.916 | 6744.372 | 7590.624 | 7744.488 | 88112.784
|  |  | TOTAL: | 6999.924 | 8718.072 | 11436.336 | 7256.364 | 6692.196 | 6871.704 | 6333.18 | 5999.808 | 6179.316 | 6794.772 | 7641.024 | 7794.888 | 88717.584
3 | AES 3-P Current
| Service Charge |  | 40 | 40 | 40 | 40 | 40 | 40 | 40 | 40 | 40 | 40 | 40 | 40 | 40 | 480
| Energy Charge |  | 0.08369 | 5443.1976 | 6788.9328 | 8918.0064 | 5644.0536 | 5202.1704 | 5342.7696 | 4920.972 | 4659.8592 | 4800.4584 | 5282.5128 | 5945.3376 | 6065.8512 | 69014.1216
|  |  | TOTAL: | 5483.1976 | 6828.9328 | 8958.0064 | 5684.0536 | 5242.1704 | 5382.7696 | 4960.972 | 4699.8592 | 4840.4584 | 5322.5128 | 5985.3376 | 6105.8512 | 69494.1216
4 | AES 3-P Proposed
| Service Charge |  | 140 | 140 | 140 | 140 | 140 | 140 | 140 | 140 | 140 | 140 | 140 | 140 | 140 | 1680
| Energy Charge |  | 0.08519 | 5540.7576 | 6910.6128 | 9077.8464 | 5745.2136 | 5295.4104 | 5438.5296 | 5009.172 | 4743.3792 | 4886.4984 | 5377.1928 | 6051.8976 | 6174.5712 | 70251.0816
|  |  | TOTAL: | 5680.7576 | 7050.6128 | 9217.8464 | 5885.2136 | 5435.4104 | 5578.5296 | 5149.172 | 4883.3792 | 5026.4984 | 5517.1928 | 6191.8976 | 6314.5712 | 71931.0816
5 | PS Sec Current
| Service Charge |  | 90 | 90 | 90 | 90 | 90 | 90 | 90 | 90 | 90 | 90 | 90 | 90 | 90 | 1080
| Energy Charge |  | 0.03572 | 2323.2288 | 2897.6064 | 3806.3232 | 2408.9568 | 2220.3552 | 2280.3648 | 2100.336 | 1988.8896 | 2048.8992 | 2254.6464 | 2537.5488 | 2588.9856 | 29456.1408
| Demand Charge (May through September) |  | 19.05 | July: 3703.32; August: 5080.635; September: 5436.87; May: 4638.675; June: 3882.39 | 22741.89
| Min Applied |  |  | July: 0; August: 0; September: 0; May: 0; June: 0 | 0 | 0
| Demand Charge (October through April) |  | 16.95 | October: 3998.505; November: 3732.39; December: 3905.28; January: 3340.845; February: 3812.055; March: 3240.84; April: 3727.305 | 25757.22
| Min Applied |  |  | October: 0; November: 0; December: 0; January: 0; February: 0; March: 0; April: 0 | 0 | 0
| PF Penalty |  |  | 0 | 0 | 0 | 0 | 0 | 0 | 0 | 0 | 0 | 0 | 0 | 0 | 0
|  |  | TOTAL: | 6116.5488 | 8068.2414 | 9333.1932 | 6497.4618 | 6042.7452 | 6275.6448 | 5531.181 | 5890.9446 | 5379.7392 | 6071.9514 | 7266.2238 | 6561.3756 | 79035.2508
6 | PS Proposed
| Service Charge |  | 90 | 90 | 90 | 90 | 90 | 90 | 90 | 90 | 90 | 90 | 90 | 90 | 90 | 1080
| Energy Charge |  | 0.03572 | 2323.2288 | 2897.6064 | 3806.3232 | 2408.9568 | 2220.3552 | 2280.3648 | 2100.336 | 1988.8896 | 2048.8992 | 2254.6464 | 2537.5488 | 2588.9856 | 29456.1408
| Demand Charge (May through September) |  | 20.71 | July: 4026.024; August: 5523.357; September: 5910.634; May: 5042.885; June: 4220.698 | 24723.598
| Min Applied |  |  | July: 0; August: 0; September: 0; May: 0; June: 0 | 0 | 0
| Demand Charge (October through April) |  | 18.43 | October: 4347.637; November: 4058.286; December: 4246.272; January: 3632.553; February: 4144.907; March: 3523.816; April: 4052.757 | 28006.228
| Min Applied |  |  | October: 0; November: 0; December: 0; January: 0; February: 0; March: 0; April: 0 | 0 | 0
| PF Penalty |  |  | 0 | 0 | 0 | 0 | 0 | 0 | 0 | 0 | 0 | 0 | 0 | 0 | 0
|  |  | TOTAL: | 6439.2528 | 8510.9634 | 9806.9572 | 6846.5938 | 6368.6412 | 6616.6368 | 5822.889 | 6223.7966 | 5662.7152 | 6397.4034 | 7670.4338 | 6899.6836 | 83265.9668
7 | TODS Current
| Service Charge |  | 200 | 200 | 200 | 200 | 200 | 200 | 200 | 200 | 200 | 200 | 200 | 200 | 200 | 2400
| Energy Charge |  | 0.03527 | 2293.9608 | 2861.1024 | 3758.3712 | 2378.6088 | 2192.3832 | 2251.6368 | 2073.876 | 1963.8336 | 2023.0872 | 2226.2424 | 2505.5808 | 2556.3696 | 29085.0528
| Peak Demand |  | 6.13 | 1191.672 | 1634.871 | 1749.502 | 1446.067 | 1349.826 | 1412.352 | 1208.223 | 1378.637 | 1172.056 | 1347.987 | 1492.655 | 1249.294 | 16633.142
| Min Applied |  |  | 0 | 0 | 0 | 0 | 0 | 0 | 0 | 0 | 0 | 0 | 0 | 0 | 0 | 0
| Intermediate Demand |  | 4.53 | 880.632 | 1208.151 | 1344.957 | 1168.74 | 997.506 | 1043.712 | 892.863 | 1018.797 | 900.111 | 996.147 | 1123.44 | 977.121 | 12552.177
| Min Applied |  |  | 0 | 0 | 0 | 0 | 0 | 0 | 0 | 0 | 0 | 0 | 0 | 0 | 0 | 0
| Base Demand |  | 5.2 | 1394.12 | 1394.12 | 1543.88 | 1380.6 | 1380.6 | 1300 | 1300 | 1300 | 1300 | 1300 | 1300 | 1300 | 16193.32
| Min Applied |  |  | 0 | 0 | 0 | 0 | 0 | 0 | 0 | 0 | 0 | 0 | 0 | 0 | 0 | 0
| PF Penalty |  |  | 0 | 0 | 0 | 0 | 0 | 0 | 0 | 0 | 0 | 0 | 0 | 0 | 0
|  |  | TOTAL: | 5960.3848 | 7298.2444 | 8596.7102 | 6574.0158 | 6120.3152 | 6207.7008 | 5674.962 | 5861.2676 | 5595.2542 | 6070.3764 | 6621.6758 | 6282.7846 | 76863.6918
8 | TODS Proposed
| Service Charge |  | 200 | 200 | 200 | 200 | 200 | 200 | 200 | 200 | 200 | 200 | 200 | 200 | 200 | 2400
| Energy Charge |  | 0.03531 | 2296.5624 | 2864.3472 | 3762.6336 | 2381.3064 | 2194.8696 | 2254.1904 | 2076.228 | 1966.0608 | 2025.3816 | 2228.7672 | 2508.4224 | 2559.2688 | 29118.0384
| Peak Demand |  | 7.81 | 1518.264 | 2082.927 | 2228.974 | 1842.379 | 1719.762 | 1799.424 | 1539.351 | 1756.469 | 1493.272 | 1717.419 | 1901.735 | 1591.678 | 21191.654
| Min Applied |  |  | 0 | 0 | 0 | 0 | 0 | 0 | 0 | 0 | 0 | 0 | 0 | 0 | 0 | 0
| Intermediate Demand |  | 6.11 | 1187.784 | 1629.537 | 1814.059 | 1576.38 | 1345.422 | 1407.744 | 1204.281 | 1374.139 | 1214.057 | 1343.589 | 1515.28 | 1317.927 | 16930.199
| Min Applied |  |  | 0 | 0 | 0 | 0 | 0 | 0 | 0 | 0 | 0 | 0 | 0 | 0 | 0 | 0
| Base Demand |  | 3.24 | 868.644 | 868.644 | 961.956 | 860.22 | 860.22 | 810 | 810 | 810 | 810 | 810 | 810 | 810 | 10089.684
| Min Applied |  |  | 93.312 | 93.312 | 0 | 101.736 | 101.736 | 151.956 | 151.956 | 151.956 | 151.956 | 151.956 | 151.956 | 151.956 | 1453.788 | 448.7
| PF Penalty |  |  | 0 | 0 | 0 | 0 | 0 | 0 | 0 | 0 | 0 | 0 | 0 | 0 | 0
|  |  | TOTAL: | 6164.5664 | 7738.7672 | 8967.6226 | 6962.0214 | 6422.0096 | 6623.3144 | 5981.816 | 6258.6248 | 5894.6666 | 6451.7312 | 7087.3934 | 6630.8298 | 81183.3634

## BN
RATE COMPARISON TEMPLATE
Rates current as of 7/1/2017
Rate 1
Metered Usage |  |  |  | July | August | September | October | November | December | January | February | March | April | May | June | TOTAL |  |  | Rate 2
Energy | [18 empty] | Rate 3
|  |  | On Peak | 39360 | 70400 | 94240 | 61760 | 56000 | 52800 | 44480 | 47040 | 45440 | 46560 | 54240 | 41920 | 654240 | 26.11% |  | Rate 4
|  |  | Off Peak | [12 empty] | 0 |  |  | Rate 5
Demand | Max KW | [17 empty] | Rate 6
| 286 |  | Peak | 166.4 | 238.8 | 286 | 230.8 | 216.3 | 211.2 | 211.2 | 197 | 201.9 | 193.5 | 222.4 | 170.6 | 2546.1 |  | 1084.2 | Rate 7
| 286 |  | Intermediate | 166.4 | 238.8 | 286 | 230.8 | 216.3 | 211.2 | 211.2 | 197 | 201.9 | 193.5 | 222.4 | 170.6 | 2546.1 |  | 1461.9 | Rate 8
| 286 |  | Base | 166.4 | 238.8 | 286 | 230.8 | 216.3 | 211.2 | 211.2 | 197 | 201.9 | 193.5 | 222.4 | 170.6 | 2546.1
|  |  | PF | 90 | 90 | 90 | 90 | 90 | 90 | 90 | 90 | 90 | 90 | 90 | 90
COMPARISON | Service |  |  | July | August | September | October | November | December | January | February | March | April | May | June | TOTAL
| CURRENT | PS Sec Current | Rate 5 | 4665.8592 | 7153.828 | 8904.5528 | 6208.1272 | 5756.605 | 5555.856 | 5258.6656 | 5109.4188 | 5135.3218 | 5032.9482 | 6264.1728 | 4837.3124 | 69882.6678
| POTENTIAL | PS Proposed | Rate 6 | 4942.0832 | 7550.236 | 9379.3128 | 6549.7112 | 6076.729 | 5868.432 | 5571.2416 | 5400.9788 | 5434.1338 | 5319.3282 | 6633.3568 | 5120.5084 | 73846.0518
| Savings |  |  | -276.224 | -396.408 | -474.76 | -341.584 | -320.124 | -312.576 | -312.576 | -291.56 | -298.812 | -286.38 | -369.184 | -283.196 | -3963.384
Rate Code
Base Charges
1 | GS 3- P Current
| Service Charge |  | 40 | 40 | 40 | 40 | 40 | 40 | 40 | 40 | 40 | 40 | 40 | 40 | 40 | 480
| Energy Charge |  | 0.10426 | 4103.6736 | 7339.904 | 9825.4624 | 6439.0976 | 5838.56 | 5504.928 | 4637.4848 | 4904.3904 | 4737.5744 | 4854.3456 | 5655.0624 | 4370.5792 | 68211.0624
|  |  | TOTAL: | 4143.6736 | 7379.904 | 9865.4624 | 6479.0976 | 5878.56 | 5544.928 | 4677.4848 | 4944.3904 | 4777.5744 | 4894.3456 | 5695.0624 | 4410.5792 | 68691.0624
2 | GS 3-P Proposed
| Service Charge |  | 50.4 | 50.4 | 50.4 | 50.4 | 50.4 | 50.4 | 50.4 | 50.4 | 50.4 | 50.4 | 50.4 | 50.4 | 50.4 | 604.8
| Energy Charge |  | 0.10685 | 4205.616 | 7522.24 | 10069.544 | 6599.056 | 5983.6 | 5641.68 | 4752.688 | 5026.224 | 4855.264 | 4974.936 | 5795.544 | 4479.152 | 69905.544
|  |  | TOTAL: | 4256.016 | 7572.64 | 10119.944 | 6649.456 | 6034 | 5692.08 | 4803.088 | 5076.624 | 4905.664 | 5025.336 | 5845.944 | 4529.552 | 70510.344
3 | AES 3-P Current
| Service Charge |  | 40 | 40 | 40 | 40 | 40 | 40 | 40 | 40 | 40 | 40 | 40 | 40 | 40 | 480
| Energy Charge |  | 0.08369 | 3294.0384 | 5891.776 | 7886.9456 | 5168.6944 | 4686.64 | 4418.832 | 3722.5312 | 3936.7776 | 3802.8736 | 3896.6064 | 4539.3456 | 3508.2848 | 54753.3456
|  |  | TOTAL: | 3334.0384 | 5931.776 | 7926.9456 | 5208.6944 | 4726.64 | 4458.832 | 3762.5312 | 3976.7776 | 3842.8736 | 3936.6064 | 4579.3456 | 3548.2848 | 55233.3456
4 | AES 3-P Proposed
| Service Charge |  | 140 | 140 | 140 | 140 | 140 | 140 | 140 | 140 | 140 | 140 | 140 | 140 | 140 | 1680
| Energy Charge |  | 0.08519 | 3353.0784 | 5997.376 | 8028.3056 | 5261.3344 | 4770.64 | 4498.032 | 3789.2512 | 4007.3376 | 3871.0336 | 3966.4464 | 4620.7056 | 3571.1648 | 55734.7056
|  |  | TOTAL: | 3493.0784 | 6137.376 | 8168.3056 | 5401.3344 | 4910.64 | 4638.032 | 3929.2512 | 4147.3376 | 4011.0336 | 4106.4464 | 4760.7056 | 3711.1648 | 57414.7056
5 | PS Sec Current
| Service Charge |  | 90 | 90 | 90 | 90 | 90 | 90 | 90 | 90 | 90 | 90 | 90 | 90 | 90 | 1080
| Energy Charge |  | 0.03572 | 1405.9392 | 2514.688 | 3366.2528 | 2206.0672 | 2000.32 | 1886.016 | 1588.8256 | 1680.2688 | 1623.1168 | 1663.1232 | 1937.4528 | 1497.3824 | 23369.4528
| Demand Charge (May through September) |  | 19.05 | July: 3169.92; August: 4549.14; September: 5448.3; May: 4236.72; June: 3249.93 | 20654.01
| Min Applied |  |  | July: 0; August: 0; September: 0; May: 0; June: 0 | 0 | 0
| Demand Charge (October through April) |  | 16.95 | October: 3912.06; November: 3666.285; December: 3579.84; January: 3579.84; February: 3339.15; March: 3422.205; April: 3279.825 | 24779.205
| Min Applied |  |  | October: 0; November: 0; December: 0; January: 0; February: 0; March: 0; April: 0 | 0 | 0
| PF Penalty |  |  | 0 | 0 | 0 | 0 | 0 | 0 | 0 | 0 | 0 | 0 | 0 | 0 | 0
|  |  | TOTAL: | 4665.8592 | 7153.828 | 8904.5528 | 6208.1272 | 5756.605 | 5555.856 | 5258.6656 | 5109.4188 | 5135.3218 | 5032.9482 | 6264.1728 | 4837.3124 | 69882.6678
6 | PS Proposed
| Service Charge |  | 90 | 90 | 90 | 90 | 90 | 90 | 90 | 90 | 90 | 90 | 90 | 90 | 90 | 1080
| Energy Charge |  | 0.03572 | 1405.9392 | 2514.688 | 3366.2528 | 2206.0672 | 2000.32 | 1886.016 | 1588.8256 | 1680.2688 | 1623.1168 | 1663.1232 | 1937.4528 | 1497.3824 | 23369.4528
| Demand Charge (May through September) |  | 20.71 | July: 3446.144; August: 4945.548; September: 5923.06; May: 4605.904; June: 3533.126 | 22453.782
| Min Applied |  |  | July: 0; August: 0; September: 0; May: 0; June: 0 | 0 | 0
| Demand Charge (October through April) |  | 18.43 | October: 4253.644; November: 3986.409; December: 3892.416; January: 3892.416; February: 3630.71; March: 3721.017; April: 3566.205 | 26942.817
| Min Applied |  |  | October: 0; November: 0; December: 0; January: 0; February: 0; March: 0; April: 0 | 0 | 0
| PF Penalty |  |  | 0 | 0 | 0 | 0 | 0 | 0 | 0 | 0 | 0 | 0 | 0 | 0 | 0
|  |  | TOTAL: | 4942.0832 | 7550.236 | 9379.3128 | 6549.7112 | 6076.729 | 5868.432 | 5571.2416 | 5400.9788 | 5434.1338 | 5319.3282 | 6633.3568 | 5120.5084 | 73846.0518
7 | TODS Current
| Service Charge |  | 200 | 200 | 200 | 200 | 200 | 200 | 200 | 200 | 200 | 200 | 200 | 200 | 200 | 2400
| Energy Charge |  | 0.03527 | 1388.2272 | 2483.008 | 3323.8448 | 2178.2752 | 1975.12 | 1862.256 | 1568.8096 | 1659.1008 | 1602.6688 | 1642.1712 | 1913.0448 | 1478.5184 | 23075.0448
| Peak Demand |  | 6.13 | 1020.032 | 1463.844 | 1753.18 | 1414.804 | 1325.919 | 1294.656 | 1294.656 | 1207.61 | 1237.647 | 1186.155 | 1363.312 | 1045.778 | 15607.593
| Min Applied |  |  | 0 | 0 | 0 | 0 | 0 | 0 | 0 | 0 | 0 | 0 | 0 | 0 | 0 | 0
| Intermediate Demand |  | 4.53 | 753.792 | 1081.764 | 1295.58 | 1045.524 | 979.839 | 956.736 | 956.736 | 892.41 | 914.607 | 876.555 | 1007.472 | 772.818 | 11533.833
| Min Applied |  |  | 0 | 0 | 0 | 0 | 0 | 0 | 0 | 0 | 0 | 0 | 0 | 0 | 0 | 0
| Base Demand |  | 5.2 | 865.28 | 1241.76 | 1487.2 | 1200.16 | 1124.76 | 1098.24 | 1098.24 | 1024.4 | 1049.88 | 1006.2 | 1156.48 | 887.12 | 13239.72
| Min Applied |  |  | 434.72 | 58.24 | 0 | 99.84 | 175.24 | 201.76 | 201.76 | 275.6 | 250.12 | 293.8 | 143.52 | 412.88 | 2547.48 | 489.9
| PF Penalty |  |  | 0 | 0 | 0 | 0 | 0 | 0 | 0 | 0 | 0 | 0 | 0 | 0 | 0
|  |  | TOTAL: | 4662.0512 | 6528.616 | 8059.8048 | 6138.6032 | 5780.878 | 5613.648 | 5320.2016 | 5259.1208 | 5254.9228 | 5204.8812 | 5783.8288 | 4797.1144 | 68403.6708
8 | TODS Proposed
| Service Charge |  | 200 | 200 | 200 | 200 | 200 | 200 | 200 | 200 | 200 | 200 | 200 | 200 | 200 | 2400
| Energy Charge |  | 0.03531 | 1389.8016 | 2485.824 | 3327.6144 | 2180.7456 | 1977.36 | 1864.368 | 1570.5888 | 1660.9824 | 1604.4864 | 1644.0336 | 1915.2144 | 1480.1952 | 23101.2144
| Peak Demand |  | 7.81 | 1299.584 | 1865.028 | 2233.66 | 1802.548 | 1689.303 | 1649.472 | 1649.472 | 1538.57 | 1576.839 | 1511.235 | 1736.944 | 1332.386 | 19885.041
| Min Applied |  |  | 0 | 0 | 0 | 0 | 0 | 0 | 0 | 0 | 0 | 0 | 0 | 0 | 0 | 0
| Intermediate Demand |  | 6.11 | 1016.704 | 1459.068 | 1747.46 | 1410.188 | 1321.593 | 1290.432 | 1290.432 | 1203.67 | 1233.609 | 1182.285 | 1358.864 | 1042.366 | 15556.671
| Min Applied |  |  | 0 | 0 | 0 | 0 | 0 | 0 | 0 | 0 | 0 | 0 | 0 | 0 | 0 | 0
| Base Demand |  | 3.24 | 539.136 | 773.712 | 926.64 | 747.792 | 700.812 | 684.288 | 684.288 | 638.28 | 654.156 | 626.94 | 720.576 | 552.744 | 8249.364
| Min Applied |  |  | 387.504 | 152.928 | 0 | 178.848 | 225.828 | 242.352 | 242.352 | 288.36 | 272.484 | 299.7 | 206.064 | 373.896 | 2870.316 | 885.9
| PF Penalty |  |  | 0 | 0 | 0 | 0 | 0 | 0 | 0 | 0 | 0 | 0 | 0 | 0 | 0
|  |  | TOTAL: | 4832.7296 | 6936.56 | 8435.3744 | 6520.1216 | 6114.896 | 5930.912 | 5637.1328 | 5529.8624 | 5541.5744 | 5464.1936 | 6137.6624 | 4981.5872 | 72062.6064

## BO
RATE COMPARISON TEMPLATE
Rates current as of 7/1/2017
Rate 1
Metered Usage |  |  |  | July | August | September | October | November | December | January | February | March | April | May | June | TOTAL |  |  | Rate 2
Energy | [18 empty] | Rate 3
|  |  | On Peak | 52800 | 67520 | 89120 | 50400 | 46240 | 44800 | 44000 | 39680 | 41120 | 43840 | 49600 | 44000 | 613120 | 28.21% |  | Rate 4
|  |  | Off Peak | [12 empty] | 0 |  |  | Rate 5
Demand | Max KW | [17 empty] | Rate 6
| 248.1 |  | Peak | 171.6 | 211.4 | 248.1 | 205.5 | 191.1 | 163.6 | 151 | 160.1 | 161 | 162.5 | 195.3 | 157.5 | 2178.7 |  | 983.9 | Rate 7
| 248.1 |  | Intermediate | 171.6 | 211.4 | 248.1 | 205.5 | 191.1 | 163.6 | 151 | 160.1 | 161 | 162.5 | 195.3 | 157.5 | 2178.7 |  | 1194.8 | Rate 8
| 0 |  | Base | [12 empty] | 0
|  |  | PF | 90 | 90 | 90 | 90 | 90 | 90 | 90 | 90 | 90 | 90 | 90 | 90
COMPARISON | Service |  |  | July | August | September | October | November | December | January | February | March | April | May | June | TOTAL
| CURRENT | PS Sec Current | Rate 5 | 5244.996 | 6528.9844 | 7999.6714 | 5373.513 | 4980.8378 | 4463.276 | 4221.13 | 4221.0646 | 4287.7564 | 4410.3398 | 5582.177 | 4662.055 | 61975.8014
| POTENTIAL | PS Proposed | Rate 6 | 5529.852 | 6879.9084 | 8411.5174 | 5677.653 | 5263.6658 | 4705.404 | 4444.61 | 4458.0126 | 4526.0364 | 4650.8398 | 5906.375 | 4923.505 | 65377.3794
| Savings |  |  | -284.856 | -350.924 | -411.846 | -304.14 | -282.828 | -242.128 | -223.48 | -236.948 | -238.28 | -240.5 | -324.198 | -261.45 | -3401.578
Rate Code
Base Charges
1 | GS 3- P Current
| Service Charge |  | 40 | 40 | 40 | 40 | 40 | 40 | 40 | 40 | 40 | 40 | 40 | 40 | 40 | 480
| Energy Charge |  | 0.10426 | 5504.928 | 7039.6352 | 9291.6512 | 5254.704 | 4820.9824 | 4670.848 | 4587.44 | 4137.0368 | 4287.1712 | 4570.7584 | 5171.296 | 4587.44 | 63923.8912
|  |  | TOTAL: | 5544.928 | 7079.6352 | 9331.6512 | 5294.704 | 4860.9824 | 4710.848 | 4627.44 | 4177.0368 | 4327.1712 | 4610.7584 | 5211.296 | 4627.44 | 64403.8912
2 | GS 3-P Proposed
| Service Charge |  | 50.4 | 50.4 | 50.4 | 50.4 | 50.4 | 50.4 | 50.4 | 50.4 | 50.4 | 50.4 | 50.4 | 50.4 | 50.4 | 604.8
| Energy Charge |  | 0.10685 | 5641.68 | 7214.512 | 9522.472 | 5385.24 | 4940.744 | 4786.88 | 4701.4 | 4239.808 | 4393.672 | 4684.304 | 5299.76 | 4701.4 | 65511.872
|  |  | TOTAL: | 5692.08 | 7264.912 | 9572.872 | 5435.64 | 4991.144 | 4837.28 | 4751.8 | 4290.208 | 4444.072 | 4734.704 | 5350.16 | 4751.8 | 66116.672
3 | AES 3-P Current
| Service Charge |  | 40 | 40 | 40 | 40 | 40 | 40 | 40 | 40 | 40 | 40 | 40 | 40 | 40 | 480
| Energy Charge |  | 0.08369 | 4418.832 | 5650.7488 | 7458.4528 | 4217.976 | 3869.8256 | 3749.312 | 3682.36 | 3320.8192 | 3441.3328 | 3668.9696 | 4151.024 | 3682.36 | 51312.0128
|  |  | TOTAL: | 4458.832 | 5690.7488 | 7498.4528 | 4257.976 | 3909.8256 | 3789.312 | 3722.36 | 3360.8192 | 3481.3328 | 3708.9696 | 4191.024 | 3722.36 | 51792.0128
4 | AES 3-P Proposed
| Service Charge |  | 140 | 140 | 140 | 140 | 140 | 140 | 140 | 140 | 140 | 140 | 140 | 140 | 140 | 1680
| Energy Charge |  | 0.08519 | 4498.032 | 5752.0288 | 7592.1328 | 4293.576 | 3939.1856 | 3816.512 | 3748.36 | 3380.3392 | 3503.0128 | 3734.7296 | 4225.424 | 3748.36 | 52231.6928
|  |  | TOTAL: | 4638.032 | 5892.0288 | 7732.1328 | 4433.576 | 4079.1856 | 3956.512 | 3888.36 | 3520.3392 | 3643.0128 | 3874.7296 | 4365.424 | 3888.36 | 53911.6928
5 | PS Sec Current
| Service Charge |  | 90 | 90 | 90 | 90 | 90 | 90 | 90 | 90 | 90 | 90 | 90 | 90 | 90 | 1080
| Energy Charge |  | 0.03572 | 1886.016 | 2411.8144 | 3183.3664 | 1800.288 | 1651.6928 | 1600.256 | 1571.68 | 1417.3696 | 1468.8064 | 1565.9648 | 1771.712 | 1571.68 | 21900.6464
| Demand Charge (May through September) |  | 19.05 | July: 3268.98; August: 4027.17; September: 4726.305; May: 3720.465; June: 3000.375 | 18743.295
| Min Applied |  |  | July: 0; August: 0; September: 0; May: 0; June: 0 | 0 | 0
| Demand Charge (October through April) |  | 16.95 | October: 3483.225; November: 3239.145; December: 2773.02; January: 2559.45; February: 2713.695; March: 2728.95; April: 2754.375 | 20251.86
| Min Applied |  |  | October: 0; November: 0; December: 0; January: 0; February: 0; March: 0; April: 0 | 0 | 0
| PF Penalty |  |  | 0 | 0 | 0 | 0 | 0 | 0 | 0 | 0 | 0 | 0 | 0 | 0 | 0
|  |  | TOTAL: | 5244.996 | 6528.9844 | 7999.6714 | 5373.513 | 4980.8378 | 4463.276 | 4221.13 | 4221.0646 | 4287.7564 | 4410.3398 | 5582.177 | 4662.055 | 61975.8014
6 | PS Proposed
| Service Charge |  | 90 | 90 | 90 | 90 | 90 | 90 | 90 | 90 | 90 | 90 | 90 | 90 | 90 | 1080
| Energy Charge |  | 0.03572 | 1886.016 | 2411.8144 | 3183.3664 | 1800.288 | 1651.6928 | 1600.256 | 1571.68 | 1417.3696 | 1468.8064 | 1565.9648 | 1771.712 | 1571.68 | 21900.6464
| Demand Charge (May through September) |  | 20.71 | July: 3553.836; August: 4378.094; September: 5138.151; May: 4044.663; June: 3261.825 | 20376.569
| Min Applied |  |  | July: 0; August: 0; September: 0; May: 0; June: 0 | 0 | 0
| Demand Charge (October through April) |  | 18.43 | October: 3787.365; November: 3521.973; December: 3015.148; January: 2782.93; February: 2950.643; March: 2967.23; April: 2994.875 | 22020.164
| Min Applied |  |  | October: 0; November: 0; December: 0; January: 0; February: 0; March: 0; April: 0 | 0 | 0
| PF Penalty |  |  | 0 | 0 | 0 | 0 | 0 | 0 | 0 | 0 | 0 | 0 | 0 | 0 | 0
|  |  | TOTAL: | 5529.852 | 6879.9084 | 8411.5174 | 5677.653 | 5263.6658 | 4705.404 | 4444.61 | 4458.0126 | 4526.0364 | 4650.8398 | 5906.375 | 4923.505 | 65377.3794
7 | TODS Current
| Service Charge |  | 200 | 200 | 200 | 200 | 200 | 200 | 200 | 200 | 200 | 200 | 200 | 200 | 200 | 2400
| Energy Charge |  | 0.03527 | 1862.256 | 2381.4304 | 3143.2624 | 1777.608 | 1630.8848 | 1580.096 | 1551.88 | 1399.5136 | 1450.3024 | 1546.2368 | 1749.392 | 1551.88 | 21624.7424
| Peak Demand |  | 6.13 | 1051.908 | 1295.882 | 1520.853 | 1259.715 | 1171.443 | 1002.868 | 925.63 | 981.413 | 986.93 | 996.125 | 1197.189 | 965.475 | 13355.431
| Min Applied |  |  | 0 | 0 | 0 | 0 | 0 | 0 | 0 | 0 | 0 | 0 | 0 | 0 | 0 | 0
| Intermediate Demand |  | 4.53 | 777.348 | 957.642 | 1123.893 | 930.915 | 865.683 | 741.108 | 684.03 | 725.253 | 729.33 | 736.125 | 884.709 | 713.475 | 9869.511
| Min Applied |  |  | 0 | 0 | 0 | 0 | 0 | 0 | 0 | 0 | 0 | 0 | 0 | 0 | 0 | 0
| Base Demand |  | 5.2 | 0 | 0 | 0 | 0 | 0 | 0 | 0 | 0 | 0 | 0 | 0 | 0 | 0
| Min Applied |  |  | 1300 | 1300 | 1300 | 1300 | 1300 | 1300 | 1300 | 1300 | 1300 | 1300 | 1300 | 1300 | 15600 | 3000
| PF Penalty |  |  | 0 | 0 | 0 | 0 | 0 | 0 | 0 | 0 | 0 | 0 | 0 | 0 | 0
|  |  | TOTAL: | 5191.512 | 6134.9544 | 7288.0084 | 5468.238 | 5168.0108 | 4824.072 | 4661.54 | 4606.1796 | 4666.5624 | 4778.4868 | 5331.29 | 4730.83 | 62849.6844
8 | TODS Proposed
| Service Charge |  | 200 | 200 | 200 | 200 | 200 | 200 | 200 | 200 | 200 | 200 | 200 | 200 | 200 | 2400
| Energy Charge |  | 0.03531 | 1864.368 | 2384.1312 | 3146.8272 | 1779.624 | 1632.7344 | 1581.888 | 1553.64 | 1401.1008 | 1451.9472 | 1547.9904 | 1751.376 | 1553.64 | 21649.2672
| Peak Demand |  | 7.81 | 1340.196 | 1651.034 | 1937.661 | 1604.955 | 1492.491 | 1277.716 | 1179.31 | 1250.381 | 1257.41 | 1269.125 | 1525.293 | 1230.075 | 17015.647
| Min Applied |  |  | 0 | 0 | 0 | 0 | 0 | 0 | 0 | 0 | 0 | 0 | 0 | 0 | 0 | 0
| Intermediate Demand |  | 6.11 | 1048.476 | 1291.654 | 1515.891 | 1255.605 | 1167.621 | 999.596 | 922.61 | 978.211 | 983.71 | 992.875 | 1193.283 | 962.325 | 13311.857
| Min Applied |  |  | 0 | 0 | 0 | 0 | 0 | 0 | 0 | 0 | 0 | 0 | 0 | 0 | 0 | 0
| Base Demand |  | 3.24 | 0 | 0 | 0 | 0 | 0 | 0 | 0 | 0 | 0 | 0 | 0 | 0 | 0
| Min Applied |  |  | 810 | 810 | 810 | 810 | 810 | 810 | 810 | 810 | 810 | 810 | 810 | 810 | 9720 | 3000
| PF Penalty |  |  | 0 | 0 | 0 | 0 | 0 | 0 | 0 | 0 | 0 | 0 | 0 | 0 | 0
|  |  | TOTAL: | 5263.04 | 6336.8192 | 7610.3792 | 5650.184 | 5302.8464 | 4869.2 | 4665.56 | 4639.6928 | 4703.0672 | 4819.9904 | 5479.952 | 4756.04 | 64096.7712

## BP
RATE COMPARISON TEMPLATE
Rates current as of 7/1/2017
Rate 1
Metered Usage |  |  |  | July | August | September | October | November | December | January | February | March | April | May | June | TOTAL |  |  | Rate 2
Energy | [18 empty] | Rate 3
|  |  | On Peak | 39435 | 47441 | 45868 | 35306 | 43132 | 34163 | 41911 | 40683 | 41492 | 36039 | 36625 | 39835 | 481930 | 25.71% |  | Rate 4
|  |  | Off Peak | [12 empty] | 0 |  |  | Rate 5
Demand | Max KW | [17 empty] | Rate 6
| 214 |  | Peak | 168 | 212 | 214 | 170 | 188 | 174 | 177 | 168 | 149 | 166 | 162 | 135 | 2083 |  | 891 | Rate 7
| 214 |  | Intermediate | 168 | 212 | 214 | 170 | 188 | 174 | 177 | 168 | 149 | 166 | 162 | 135 | 2083 |  | 1192 | Rate 8
| 214 |  | Base | 168 | 212 | 214 | 170 | 188 | 174 | 177 | 168 | 149 | 166 | 162 | 135 | 2083
|  |  | PF | 90 | 90 | 90 | 90 | 90 | 90 | 90 | 90 | 90 | 90 | 90 | 90
COMPARISON | Service |  |  | July | August | September | October | November | December | January | February | March | April | May | June | TOTAL
| CURRENT | PS Sec Current | Rate 5 | 4699.0182 | 5823.1925 | 5805.105 | 4232.6303 | 4817.275 | 4259.6024 | 4587.2109 | 4390.7968 | 4097.6442 | 4191.0131 | 4484.345 | 4084.6562 | 55472.4896
| POTENTIAL | PS Proposed | Rate 6 | 4977.8982 | 6175.1125 | 6160.345 | 4484.2303 | 5095.515 | 4517.1224 | 4849.1709 | 4639.4368 | 4318.1642 | 4436.6931 | 4753.265 | 4308.7562 | 58715.7096
| Savings |  |  | -278.88 | -351.92 | -355.24 | -251.6 | -278.24 | -257.52 | -261.96 | -248.64 | -220.52 | -245.68 | -268.92 | -224.1 | -3243.22
Rate Code
Base Charges
1 | GS 3- P Current
| Service Charge |  | 40 | 40 | 40 | 40 | 40 | 40 | 40 | 40 | 40 | 40 | 40 | 40 | 40 | 480
| Energy Charge |  | 0.10426 | 4111.4931 | 4946.1987 | 4782.1977 | 3681.0036 | 4496.9423 | 3561.8344 | 4369.6409 | 4241.6096 | 4325.9559 | 3757.4261 | 3818.5225 | 4153.1971 | 50246.0218
|  |  | TOTAL: | 4151.4931 | 4986.1987 | 4822.1977 | 3721.0036 | 4536.9423 | 3601.8344 | 4409.6409 | 4281.6096 | 4365.9559 | 3797.4261 | 3858.5225 | 4193.1971 | 50726.0218
2 | GS 3-P Proposed
| Service Charge |  | 50.4 | 50.4 | 50.4 | 50.4 | 50.4 | 50.4 | 50.4 | 50.4 | 50.4 | 50.4 | 50.4 | 50.4 | 50.4 | 604.8
| Energy Charge |  | 0.10685 | 4213.6298 | 5069.0709 | 4900.9958 | 3772.4461 | 4608.6542 | 3650.3166 | 4478.1903 | 4346.9785 | 4433.4202 | 3850.7672 | 3913.3812 | 4256.3697 | 51494.2205
|  |  | TOTAL: | 4264.0297 | 5119.4708 | 4951.3958 | 3822.8461 | 4659.0542 | 3700.7166 | 4528.5904 | 4397.3786 | 4483.8202 | 3901.1672 | 3963.7812 | 4306.7698 | 52099.0205
3 | AES 3-P Current
| Service Charge |  | 40 | 40 | 40 | 40 | 40 | 40 | 40 | 40 | 40 | 40 | 40 | 40 | 40 | 480
| Energy Charge |  | 0.08369 | 3300.3151 | 3970.3373 | 3838.6929 | 2954.7591 | 3609.7171 | 2859.1015 | 3507.5316 | 3404.7603 | 3472.4655 | 3016.1039 | 3065.1462 | 3333.7912 | 40332.7217
|  |  | TOTAL: | 3340.3151 | 4010.3373 | 3878.6929 | 2994.7591 | 3649.7171 | 2899.1015 | 3547.5316 | 3444.7603 | 3512.4655 | 3056.1039 | 3105.1462 | 3373.7912 | 40812.7217
4 | AES 3-P Proposed
| Service Charge |  | 140 | 140 | 140 | 140 | 140 | 140 | 140 | 140 | 140 | 140 | 140 | 140 | 140 | 1680
| Energy Charge |  | 0.08519 | 3359.4677 | 4041.4988 | 3907.4949 | 3007.7181 | 3674.4151 | 2910.346 | 3570.3981 | 3465.7848 | 3534.7035 | 3070.1624 | 3120.0837 | 3393.5437 | 41055.6167
|  |  | TOTAL: | 3499.4677 | 4181.4988 | 4047.4949 | 3147.7181 | 3814.4151 | 3050.346 | 3710.3981 | 3605.7848 | 3674.7035 | 3210.1624 | 3260.0837 | 3533.5437 | 42735.6167
5 | PS Sec Current
| Service Charge |  | 90 | 90 | 90 | 90 | 90 | 90 | 90 | 90 | 90 | 90 | 90 | 90 | 90 | 1080
| Energy Charge |  | 0.03572 | 1408.6182 | 1694.5925 | 1638.405 | 1261.1303 | 1540.675 | 1220.3024 | 1497.0609 | 1453.1968 | 1482.0942 | 1287.3131 | 1308.245 | 1422.9062 | 17214.5396
| Demand Charge (May through September) |  | 19.05 | July: 3200.4; August: 4038.6; September: 4076.7; May: 3086.1; June: 2571.75 | 16973.55
| Min Applied |  |  | July: 0; August: 0; September: 0; May: 0; June: 0 | 0 | 0
| Demand Charge (October through April) |  | 16.95 | October: 2881.5; November: 3186.6; December: 2949.3; January: 3000.15; February: 2847.6; March: 2525.55; April: 2813.7 | 20204.4
| Min Applied |  |  | October: 0; November: 0; December: 0; January: 0; February: 0; March: 0; April: 0 | 0 | 0
| PF Penalty |  |  | 0 | 0 | 0 | 0 | 0 | 0 | 0 | 0 | 0 | 0 | 0 | 0 | 0
|  |  | TOTAL: | 4699.0182 | 5823.1925 | 5805.105 | 4232.6303 | 4817.275 | 4259.6024 | 4587.2109 | 4390.7968 | 4097.6442 | 4191.0131 | 4484.345 | 4084.6562 | 55472.4896
6 | PS Proposed
| Service Charge |  | 90 | 90 | 90 | 90 | 90 | 90 | 90 | 90 | 90 | 90 | 90 | 90 | 90 | 1080
| Energy Charge |  | 0.03572 | 1408.6182 | 1694.5925 | 1638.405 | 1261.1303 | 1540.675 | 1220.3024 | 1497.0609 | 1453.1968 | 1482.0942 | 1287.3131 | 1308.245 | 1422.9062 | 17214.5396
| Demand Charge (May through September) |  | 20.71 | July: 3479.28; August: 4390.52; September: 4431.94; May: 3355.02; June: 2795.85 | 18452.61
| Min Applied |  |  | July: 0; August: 0; September: 0; May: 0; June: 0 | 0 | 0
| Demand Charge (October through April) |  | 18.43 | October: 3133.1; November: 3464.84; December: 3206.82; January: 3262.11; February: 3096.24; March: 2746.07; April: 3059.38 | 21968.56
| Min Applied |  |  | October: 0; November: 0; December: 0; January: 0; February: 0; March: 0; April: 0 | 0 | 0
| PF Penalty |  |  | 0 | 0 | 0 | 0 | 0 | 0 | 0 | 0 | 0 | 0 | 0 | 0 | 0
|  |  | TOTAL: | 4977.8982 | 6175.1125 | 6160.345 | 4484.2303 | 5095.515 | 4517.1224 | 4849.1709 | 4639.4368 | 4318.1642 | 4436.6931 | 4753.265 | 4308.7562 | 58715.7096
7 | TODS Current
| Service Charge |  | 200 | 200 | 200 | 200 | 200 | 200 | 200 | 200 | 200 | 200 | 200 | 200 | 200 | 2400
| Energy Charge |  | 0.03527 | 1390.8725 | 1673.2441 | 1617.7644 | 1245.2426 | 1521.2656 | 1204.929 | 1478.201 | 1434.8894 | 1463.4228 | 1271.0955 | 1291.7638 | 1404.9805 | 16997.6711
| Peak Demand |  | 6.13 | 1029.84 | 1299.56 | 1311.82 | 1042.1 | 1152.44 | 1066.62 | 1085.01 | 1029.84 | 913.37 | 1017.58 | 993.06 | 827.55 | 12768.79
| Min Applied |  |  | 0 | 0 | 0 | 0 | 0 | 0 | 0 | 0 | 0 | 0 | 0 | 0 | 0 | 0
| Intermediate Demand |  | 4.53 | 761.04 | 960.36 | 969.42 | 770.1 | 851.64 | 788.22 | 801.81 | 761.04 | 674.97 | 751.98 | 733.86 | 611.55 | 9435.99
| Min Applied |  |  | 0 | 0 | 0 | 0 | 0 | 0 | 0 | 0 | 0 | 0 | 0 | 0 | 0 | 0
| Base Demand |  | 5.2 | 873.6 | 1102.4 | 1112.8 | 884 | 977.6 | 904.8 | 920.4 | 873.6 | 774.8 | 863.2 | 842.4 | 702 | 10831.6
| Min Applied |  |  | 426.4 | 197.6 | 187.2 | 416 | 322.4 | 395.2 | 379.6 | 426.4 | 525.2 | 436.8 | 457.6 | 598 | 4768.4 | 917
| PF Penalty |  |  | 0 | 0 | 0 | 0 | 0 | 0 | 0 | 0 | 0 | 0 | 0 | 0 | 0
|  |  | TOTAL: | 4681.7524 | 5433.1641 | 5399.0044 | 4557.4426 | 5025.3456 | 4559.769 | 4865.021 | 4725.7694 | 4551.7628 | 4540.6555 | 4518.6838 | 4344.0805 | 57202.4511
8 | TODS Proposed
| Service Charge |  | 200 | 200 | 200 | 200 | 200 | 200 | 200 | 200 | 200 | 200 | 200 | 200 | 200 | 2400
| Energy Charge |  | 0.03531 | 1392.4498 | 1675.1417 | 1619.5991 | 1246.6549 | 1522.9909 | 1206.2955 | 1479.8774 | 1436.5167 | 1465.0825 | 1272.5371 | 1293.2287 | 1406.5738 | 17016.9483
| Peak Demand |  | 7.81 | 1312.08 | 1655.72 | 1671.34 | 1327.7 | 1468.28 | 1358.94 | 1382.37 | 1312.08 | 1163.69 | 1296.46 | 1265.22 | 1054.35 | 16268.23
| Min Applied |  |  | 0 | 0 | 0 | 0 | 0 | 0 | 0 | 0 | 0 | 0 | 0 | 0 | 0 | 0
| Intermediate Demand |  | 6.11 | 1026.48 | 1295.32 | 1307.54 | 1038.7 | 1148.68 | 1063.14 | 1081.47 | 1026.48 | 910.39 | 1014.26 | 989.82 | 824.85 | 12727.13
| Min Applied |  |  | 0 | 0 | 0 | 0 | 0 | 0 | 0 | 0 | 0 | 0 | 0 | 0 | 0 | 0
| Base Demand |  | 3.24 | 544.32 | 686.88 | 693.36 | 550.8 | 609.12 | 563.76 | 573.48 | 544.32 | 482.76 | 537.84 | 524.88 | 437.4 | 6748.92
| Min Applied |  |  | 265.68 | 123.12 | 116.64 | 259.2 | 200.88 | 246.24 | 236.52 | 265.68 | 327.24 | 272.16 | 285.12 | 372.6 | 2971.08 | 917
| PF Penalty |  |  | 0 | 0 | 0 | 0 | 0 | 0 | 0 | 0 | 0 | 0 | 0 | 0 | 0
|  |  | TOTAL: | 4741.0099 | 5636.1817 | 5608.4791 | 4623.0549 | 5149.9509 | 4638.3755 | 4953.7174 | 4785.0767 | 4549.1625 | 4593.2571 | 4558.2688 | 4295.7738 | 58132.3083

## BQ
RATE COMPARISON TEMPLATE
Rates current as of 7/1/2017
Rate 1
Metered Usage |  |  |  | July | August | September | October | November | December | January | February | March | April | May | June | TOTAL |  |  | Rate 2
Energy | [18 empty] | Rate 3
|  |  | On Peak | 18200 | 23600 | 22800 | 16300 | 17800 | 17400 | 23400 | 20800 | 19900 | 14900 | 16900 | 17600 | 229600 | 27.88% |  | Rate 4
|  |  | Off Peak | [12 empty] | 0 |  |  | Rate 5
Demand | Max KW | [17 empty] | Rate 6
| 94 |  | Peak | 78 | 94 | 94 | 77 | 71 | 76 | 86 | 80 | 72 | 66 | 73 | 79 | 946 |  | 418 | Rate 7
| 94 |  | Intermediate | 78 | 94 | 94 | 77 | 71 | 76 | 86 | 80 | 72 | 66 | 73 | 79 | 946 |  | 528 | Rate 8
| 94 |  | Base | 78 | 94 | 94 | 77 | 71 | 76 | 86 | 80 | 72 | 66 | 73 | 79 | 946
|  |  | PF | 90 | 90 | 90 | 90 | 90 | 90 | 90 | 90 | 90 | 90 | 90 | 90
COMPARISON | Service |  |  | July | August | September | October | November | December | January | February | March | April | May | June | TOTAL
| CURRENT | PS Sec Current | Rate 5 | 2226.004 | 2723.692 | 2695.116 | 1977.386 | 1929.266 | 1999.728 | 2383.548 | 2188.976 | 2021.228 | 1740.928 | 2084.318 | 2223.622 | 26193.812
| POTENTIAL | PS Proposed | Rate 6 | 2355.484 | 2879.732 | 2851.156 | 2091.346 | 2034.346 | 2112.208 | 2510.828 | 2307.376 | 2127.788 | 1838.608 | 2205.498 | 2354.762 | 27669.132
| Savings |  |  | -129.48 | -156.04 | -156.04 | -113.96 | -105.08 | -112.48 | -127.28 | -118.4 | -106.56 | -97.68 | -121.18 | -131.14 | -1475.32
Rate Code
Base Charges
1 | GS 3- P Current
| Service Charge |  | 40 | 40 | 40 | 40 | 40 | 40 | 40 | 40 | 40 | 40 | 40 | 40 | 40 | 480
| Energy Charge |  | 0.10426 | 1897.532 | 2460.536 | 2377.128 | 1699.438 | 1855.828 | 1814.124 | 2439.684 | 2168.608 | 2074.774 | 1553.474 | 1761.994 | 1834.976 | 23938.096
|  |  | TOTAL: | 1937.532 | 2500.536 | 2417.128 | 1739.438 | 1895.828 | 1854.124 | 2479.684 | 2208.608 | 2114.774 | 1593.474 | 1801.994 | 1874.976 | 24418.096
2 | GS 3-P Proposed
| Service Charge |  | 50.4 | 50.4 | 50.4 | 50.4 | 50.4 | 50.4 | 50.4 | 50.4 | 50.4 | 50.4 | 50.4 | 50.4 | 50.4 | 604.8
| Energy Charge |  | 0.10685 | 1944.67 | 2521.66 | 2436.18 | 1741.655 | 1901.93 | 1859.19 | 2500.29 | 2222.48 | 2126.315 | 1592.065 | 1805.765 | 1880.56 | 24532.76
|  |  | TOTAL: | 1995.07 | 2572.06 | 2486.58 | 1792.055 | 1952.33 | 1909.59 | 2550.69 | 2272.88 | 2176.715 | 1642.465 | 1856.165 | 1930.96 | 25137.56
3 | AES 3-P Current
| Service Charge |  | 40 | 40 | 40 | 40 | 40 | 40 | 40 | 40 | 40 | 40 | 40 | 40 | 40 | 480
| Energy Charge |  | 0.08369 | 1523.158 | 1975.084 | 1908.132 | 1364.147 | 1489.682 | 1456.206 | 1958.346 | 1740.752 | 1665.431 | 1246.981 | 1414.361 | 1472.944 | 19215.224
|  |  | TOTAL: | 1563.158 | 2015.084 | 1948.132 | 1404.147 | 1529.682 | 1496.206 | 1998.346 | 1780.752 | 1705.431 | 1286.981 | 1454.361 | 1512.944 | 19695.224
4 | AES 3-P Proposed
| Service Charge |  | 140 | 140 | 140 | 140 | 140 | 140 | 140 | 140 | 140 | 140 | 140 | 140 | 140 | 1680
| Energy Charge |  | 0.08519 | 1550.458 | 2010.484 | 1942.332 | 1388.597 | 1516.382 | 1482.306 | 1993.446 | 1771.952 | 1695.281 | 1269.331 | 1439.711 | 1499.344 | 19559.624
|  |  | TOTAL: | 1690.458 | 2150.484 | 2082.332 | 1528.597 | 1656.382 | 1622.306 | 2133.446 | 1911.952 | 1835.281 | 1409.331 | 1579.711 | 1639.344 | 21239.624
5 | PS Sec Current
| Service Charge |  | 90 | 90 | 90 | 90 | 90 | 90 | 90 | 90 | 90 | 90 | 90 | 90 | 90 | 1080
| Energy Charge |  | 0.03572 | 650.104 | 842.992 | 814.416 | 582.236 | 635.816 | 621.528 | 835.848 | 742.976 | 710.828 | 532.228 | 603.668 | 628.672 | 8201.312
| Demand Charge (May through September) |  | 19.05 | July: 1485.9; August: 1790.7; September: 1790.7; May: 1390.65; June: 1504.95 | 7962.9
| Min Applied |  |  | July: 0; August: 0; September: 0; May: 0; June: 0 | 0 | 0
| Demand Charge (October through April) |  | 16.95 | October: 1305.15; November: 1203.45; December: 1288.2; January: 1457.7; February: 1356; March: 1220.4; April: 1118.7 | 8949.6
| Min Applied |  |  | October: 0; November: 0; December: 0; January: 0; February: 0; March: 0; April: 0 | 0 | 0
| PF Penalty |  |  | 0 | 0 | 0 | 0 | 0 | 0 | 0 | 0 | 0 | 0 | 0 | 0 | 0
|  |  | TOTAL: | 2226.004 | 2723.692 | 2695.116 | 1977.386 | 1929.266 | 1999.728 | 2383.548 | 2188.976 | 2021.228 | 1740.928 | 2084.318 | 2223.622 | 26193.812
6 | PS Proposed
| Service Charge |  | 90 | 90 | 90 | 90 | 90 | 90 | 90 | 90 | 90 | 90 | 90 | 90 | 90 | 1080
| Energy Charge |  | 0.03572 | 650.104 | 842.992 | 814.416 | 582.236 | 635.816 | 621.528 | 835.848 | 742.976 | 710.828 | 532.228 | 603.668 | 628.672 | 8201.312
| Demand Charge (May through September) |  | 20.71 | July: 1615.38; August: 1946.74; September: 1946.74; May: 1511.83; June: 1636.09 | 8656.78
| Min Applied |  |  | July: 0; August: 0; September: 0; May: 0; June: 0 | 0 | 0
| Demand Charge (October through April) |  | 18.43 | October: 1419.11; November: 1308.53; December: 1400.68; January: 1584.98; February: 1474.4; March: 1326.96; April: 1216.38 | 9731.04
| Min Applied |  |  | October: 0; November: 0; December: 0; January: 0; February: 0; March: 0; April: 0 | 0 | 0
| PF Penalty |  |  | 0 | 0 | 0 | 0 | 0 | 0 | 0 | 0 | 0 | 0 | 0 | 0 | 0
|  |  | TOTAL: | 2355.484 | 2879.732 | 2851.156 | 2091.346 | 2034.346 | 2112.208 | 2510.828 | 2307.376 | 2127.788 | 1838.608 | 2205.498 | 2354.762 | 27669.132
7 | TODS Current
| Service Charge |  | 200 | 200 | 200 | 200 | 200 | 200 | 200 | 200 | 200 | 200 | 200 | 200 | 200 | 2400
| Energy Charge |  | 0.03527 | 641.914 | 832.372 | 804.156 | 574.901 | 627.806 | 613.698 | 825.318 | 733.616 | 701.873 | 525.523 | 596.063 | 620.752 | 8097.992
| Peak Demand |  | 6.13 | 478.14 | 576.22 | 576.22 | 472.01 | 435.23 | 465.88 | 527.18 | 490.4 | 441.36 | 404.58 | 447.49 | 484.27 | 5798.98
| Min Applied |  |  | 0 | 0 | 0 | 0 | 0 | 0 | 0 | 0 | 0 | 0 | 0 | 0 | 0 | 0
| Intermediate Demand |  | 4.53 | 353.34 | 425.82 | 425.82 | 348.81 | 321.63 | 344.28 | 389.58 | 362.4 | 326.16 | 298.98 | 330.69 | 357.87 | 4285.38
| Min Applied |  |  | 0 | 0 | 0 | 0 | 0 | 0 | 0 | 0 | 0 | 0 | 0 | 0 | 0 | 0
| Base Demand |  | 5.2 | 405.6 | 488.8 | 488.8 | 400.4 | 369.2 | 395.2 | 447.2 | 416 | 374.4 | 343.2 | 379.6 | 410.8 | 4919.2
| Min Applied |  |  | 894.4 | 811.2 | 811.2 | 899.6 | 930.8 | 904.8 | 852.8 | 884 | 925.6 | 956.8 | 920.4 | 889.2 | 10680.8 | 2054
| PF Penalty |  |  | 0 | 0 | 0 | 0 | 0 | 0 | 0 | 0 | 0 | 0 | 0 | 0 | 0
|  |  | TOTAL: | 2973.394 | 3334.412 | 3306.196 | 2895.721 | 2884.666 | 2923.858 | 3242.078 | 3086.416 | 2969.393 | 2729.083 | 2874.243 | 2962.892 | 36182.352
8 | TODS Proposed
| Service Charge |  | 200 | 200 | 200 | 200 | 200 | 200 | 200 | 200 | 200 | 200 | 200 | 200 | 200 | 2400
| Energy Charge |  | 0.03531 | 642.642 | 833.316 | 805.068 | 575.553 | 628.518 | 614.394 | 826.254 | 734.448 | 702.669 | 526.119 | 596.739 | 621.456 | 8107.176
| Peak Demand |  | 7.81 | 609.18 | 734.14 | 734.14 | 601.37 | 554.51 | 593.56 | 671.66 | 624.8 | 562.32 | 515.46 | 570.13 | 616.99 | 7388.26
| Min Applied |  |  | 0 | 0 | 0 | 0 | 0 | 0 | 0 | 0 | 0 | 0 | 0 | 0 | 0 | 0
| Intermediate Demand |  | 6.11 | 476.58 | 574.34 | 574.34 | 470.47 | 433.81 | 464.36 | 525.46 | 488.8 | 439.92 | 403.26 | 446.03 | 482.69 | 5780.06
| Min Applied |  |  | 0 | 0 | 0 | 0 | 0 | 0 | 0 | 0 | 0 | 0 | 0 | 0 | 0 | 0
| Base Demand |  | 3.24 | 252.72 | 304.56 | 304.56 | 249.48 | 230.04 | 246.24 | 278.64 | 259.2 | 233.28 | 213.84 | 236.52 | 255.96 | 3065.04
| Min Applied |  |  | 557.28 | 505.44 | 505.44 | 560.52 | 579.96 | 563.76 | 531.36 | 550.8 | 576.72 | 596.16 | 573.48 | 554.04 | 6654.96 | 2054
| PF Penalty |  |  | 0 | 0 | 0 | 0 | 0 | 0 | 0 | 0 | 0 | 0 | 0 | 0 | 0
|  |  | TOTAL: | 2738.402 | 3151.796 | 3123.548 | 2657.393 | 2626.838 | 2682.314 | 3033.374 | 2858.048 | 2714.909 | 2454.839 | 2622.899 | 2731.136 | 33395.496

## BR
RATE COMPARISON TEMPLATE
Rates current as of 7/1/2017
Rate 1
Metered Usage |  |  |  | July | August | September | October | November | December | January | February | March | April | May | June | TOTAL |  |  | Rate 2
Energy | [18 empty] | Rate 3
|  |  | On Peak | 60120 | 79920 | 95160 | 69480 | 67080 | 61800 | 67680 | 57000 | 56760 | 50760 | 75000 | 70440 | 811200 | 32.38% |  | Rate 4
|  |  | Off Peak | [12 empty] | 0 |  |  | Rate 5
Demand | Max KW | [17 empty] | Rate 6
| 286 |  | Peak | 192 | 251 | 286 | 231 | 235 | 209 | 209 | 203 | 182 | 176 | 239 | 213 | 2626 |  | 1181 | Rate 7
| 286 |  | Intermediate | 192 | 251 | 286 | 231 | 235 | 209 | 209 | 203 | 182 | 176 | 239 | 213 | 2626 |  | 1445 | Rate 8
| 286 |  | Base | 192 | 251 | 286 | 231 | 235 | 209 | 209 | 203 | 182 | 176 | 239 | 213 | 2626
|  |  | PF | 90 | 90 | 90 | 90 | 90 | 90 | 90 | 90 | 90 | 90 | 90 | 90
COMPARISON | Service |  |  | July | August | September | October | November | December | January | February | March | April | May | June | TOTAL
| CURRENT | PS Sec Current | Rate 5 | 5895.0864 | 7726.2924 | 8937.4152 | 6487.2756 | 6469.3476 | 5840.046 | 6050.0796 | 5566.89 | 5202.3672 | 4886.3472 | 7321.95 | 6663.7668 | 77046.864
| POTENTIAL | AES 3-P Proposed | Rate 4 | 5261.6228 | 6948.3848 | 8246.6804 | 6059.0012 | 5854.5452 | 5404.742 | 5905.6592 | 4995.83 | 4975.3844 | 4464.2444 | 6529.25 | 6140.7836 | 70786.128
| Savings |  |  | 633.4636 | 777.9076 | 690.7348 | 428.2744 | 614.8024 | 435.304 | 144.4204 | 571.06 | 226.9828 | 422.1028 | 792.7 | 522.9832 | 6260.736
Rate Code
Base Charges
1 | GS 3- P Current
| Service Charge |  | 40 | 40 | 40 | 40 | 40 | 40 | 40 | 40 | 40 | 40 | 40 | 40 | 40 | 480
| Energy Charge |  | 0.10426 | 6268.1112 | 8332.4592 | 9921.3816 | 7243.9848 | 6993.7608 | 6443.268 | 7056.3168 | 5942.82 | 5917.7976 | 5292.2376 | 7819.5 | 7344.0744 | 84575.712
|  |  | TOTAL: | 6308.1112 | 8372.4592 | 9961.3816 | 7283.9848 | 7033.7608 | 6483.268 | 7096.3168 | 5982.82 | 5957.7976 | 5332.2376 | 7859.5 | 7384.0744 | 85055.712
2 | GS 3-P Proposed
| Service Charge |  | 50.4 | 50.4 | 50.4 | 50.4 | 50.4 | 50.4 | 50.4 | 50.4 | 50.4 | 50.4 | 50.4 | 50.4 | 50.4 | 604.8
| Energy Charge |  | 0.10685 | 6423.822 | 8539.452 | 10167.846 | 7423.938 | 7167.498 | 6603.33 | 7231.608 | 6090.45 | 6064.806 | 5423.706 | 8013.75 | 7526.514 | 86676.72
|  |  | TOTAL: | 6474.222 | 8589.852 | 10218.246 | 7474.338 | 7217.898 | 6653.73 | 7282.008 | 6140.85 | 6115.206 | 5474.106 | 8064.15 | 7576.914 | 87281.52
3 | AES 3-P Current
| Service Charge |  | 40 | 40 | 40 | 40 | 40 | 40 | 40 | 40 | 40 | 40 | 40 | 40 | 40 | 480
| Energy Charge |  | 0.08369 | 5031.4428 | 6688.5048 | 7963.9404 | 5814.7812 | 5613.9252 | 5172.042 | 5664.1392 | 4770.33 | 4750.2444 | 4248.1044 | 6276.75 | 5895.1236 | 67889.328
|  |  | TOTAL: | 5071.4428 | 6728.5048 | 8003.9404 | 5854.7812 | 5653.9252 | 5212.042 | 5704.1392 | 4810.33 | 4790.2444 | 4288.1044 | 6316.75 | 5935.1236 | 68369.328
4 | AES 3-P Proposed
| Service Charge |  | 140 | 140 | 140 | 140 | 140 | 140 | 140 | 140 | 140 | 140 | 140 | 140 | 140 | 1680
| Energy Charge |  | 0.08519 | 5121.6228 | 6808.3848 | 8106.6804 | 5919.0012 | 5714.5452 | 5264.742 | 5765.6592 | 4855.83 | 4835.3844 | 4324.2444 | 6389.25 | 6000.7836 | 69106.128
|  |  | TOTAL: | 5261.6228 | 6948.3848 | 8246.6804 | 6059.0012 | 5854.5452 | 5404.742 | 5905.6592 | 4995.83 | 4975.3844 | 4464.2444 | 6529.25 | 6140.7836 | 70786.128
5 | PS Sec Current
| Service Charge |  | 90 | 90 | 90 | 90 | 90 | 90 | 90 | 90 | 90 | 90 | 90 | 90 | 90 | 1080
| Energy Charge |  | 0.03572 | 2147.4864 | 2854.7424 | 3399.1152 | 2481.8256 | 2396.0976 | 2207.496 | 2417.5296 | 2036.04 | 2027.4672 | 1813.1472 | 2679 | 2516.1168 | 28976.064
| Demand Charge (May through September) |  | 19.05 | July: 3657.6; August: 4781.55; September: 5448.3; May: 4552.95; June: 4057.65 | 22498.05
| Min Applied |  |  | July: 0; August: 0; September: 0; May: 0; June: 0 | 0 | 0
| Demand Charge (October through April) |  | 16.95 | October: 3915.45; November: 3983.25; December: 3542.55; January: 3542.55; February: 3440.85; March: 3084.9; April: 2983.2 | 24492.75
| Min Applied |  |  | October: 0; November: 0; December: 0; January: 0; February: 0; March: 0; April: 0 | 0 | 0
| PF Penalty |  |  | 0 | 0 | 0 | 0 | 0 | 0 | 0 | 0 | 0 | 0 | 0 | 0 | 0
|  |  | TOTAL: | 5895.0864 | 7726.2924 | 8937.4152 | 6487.2756 | 6469.3476 | 5840.046 | 6050.0796 | 5566.89 | 5202.3672 | 4886.3472 | 7321.95 | 6663.7668 | 77046.864
6 | PS Proposed
| Service Charge |  | 90 | 90 | 90 | 90 | 90 | 90 | 90 | 90 | 90 | 90 | 90 | 90 | 90 | 1080
| Energy Charge |  | 0.03572 | 2147.4864 | 2854.7424 | 3399.1152 | 2481.8256 | 2396.0976 | 2207.496 | 2417.5296 | 2036.04 | 2027.4672 | 1813.1472 | 2679 | 2516.1168 | 28976.064
| Demand Charge (May through September) |  | 20.71 | July: 3976.32; August: 5198.21; September: 5923.06; May: 4949.69; June: 4411.23 | 24458.51
| Min Applied |  |  | July: 0; August: 0; September: 0; May: 0; June: 0 | 0 | 0
| Demand Charge (October through April) |  | 18.43 | October: 4257.33; November: 4331.05; December: 3851.87; January: 3851.87; February: 3741.29; March: 3354.26; April: 3243.68 | 26631.35
| Min Applied |  |  | October: 0; November: 0; December: 0; January: 0; February: 0; March: 0; April: 0 | 0 | 0
| PF Penalty |  |  | 0 | 0 | 0 | 0 | 0 | 0 | 0 | 0 | 0 | 0 | 0 | 0 | 0
|  |  | TOTAL: | 6213.8064 | 8142.9524 | 9412.1752 | 6829.1556 | 6817.1476 | 6149.366 | 6359.3996 | 5867.33 | 5471.7272 | 5146.8272 | 7718.69 | 7017.3468 | 81145.924
7 | TODS Current
| Service Charge |  | 200 | 200 | 200 | 200 | 200 | 200 | 200 | 200 | 200 | 200 | 200 | 200 | 200 | 2400
| Energy Charge |  | 0.03527 | 2120.4324 | 2818.7784 | 3356.2932 | 2450.5596 | 2365.9116 | 2179.686 | 2387.0736 | 2010.39 | 2001.9252 | 1790.3052 | 2645.25 | 2484.4188 | 28611.024
| Peak Demand |  | 6.13 | 1176.96 | 1538.63 | 1753.18 | 1416.03 | 1440.55 | 1281.17 | 1281.17 | 1244.39 | 1115.66 | 1078.88 | 1465.07 | 1305.69 | 16097.38
| Min Applied |  |  | 0 | 0 | 0 | 0 | 0 | 0 | 0 | 0 | 0 | 0 | 0 | 0 | 0 | 0
| Intermediate Demand |  | 4.53 | 869.76 | 1137.03 | 1295.58 | 1046.43 | 1064.55 | 946.77 | 946.77 | 919.59 | 824.46 | 797.28 | 1082.67 | 964.89 | 11895.78
| Min Applied |  |  | 0 | 0 | 0 | 0 | 0 | 0 | 0 | 0 | 0 | 0 | 0 | 0 | 0 | 0
| Base Demand |  | 5.2 | 998.4 | 1305.2 | 1487.2 | 1201.2 | 1222 | 1086.8 | 1086.8 | 1055.6 | 946.4 | 915.2 | 1242.8 | 1107.6 | 13655.2
| Min Applied |  |  | 301.6 | 0 | 0 | 98.8 | 78 | 213.2 | 213.2 | 244.4 | 353.6 | 384.8 | 57.2 | 192.4 | 2137.2 | 411
| PF Penalty |  |  | 0 | 0 | 0 | 0 | 0 | 0 | 0 | 0 | 0 | 0 | 0 | 0 | 0
|  |  | TOTAL: | 5667.1524 | 6999.6384 | 8092.2532 | 6413.0196 | 6371.0116 | 5907.626 | 6115.0136 | 5674.37 | 5442.0452 | 5166.4652 | 6692.99 | 6254.9988 | 74796.584
8 | TODS Proposed
| Service Charge |  | 200 | 200 | 200 | 200 | 200 | 200 | 200 | 200 | 200 | 200 | 200 | 200 | 200 | 2400
| Energy Charge |  | 0.03531 | 2122.8372 | 2821.9752 | 3360.0996 | 2453.3388 | 2368.5948 | 2182.158 | 2389.7808 | 2012.67 | 2004.1956 | 1792.3356 | 2648.25 | 2487.2364 | 28643.472
| Peak Demand |  | 7.81 | 1499.52 | 1960.31 | 2233.66 | 1804.11 | 1835.35 | 1632.29 | 1632.29 | 1585.43 | 1421.42 | 1374.56 | 1866.59 | 1663.53 | 20509.06
| Min Applied |  |  | 0 | 0 | 0 | 0 | 0 | 0 | 0 | 0 | 0 | 0 | 0 | 0 | 0 | 0
| Intermediate Demand |  | 6.11 | 1173.12 | 1533.61 | 1747.46 | 1411.41 | 1435.85 | 1276.99 | 1276.99 | 1240.33 | 1112.02 | 1075.36 | 1460.29 | 1301.43 | 16044.86
| Min Applied |  |  | 0 | 0 | 0 | 0 | 0 | 0 | 0 | 0 | 0 | 0 | 0 | 0 | 0 | 0
| Base Demand |  | 3.24 | 622.08 | 813.24 | 926.64 | 748.44 | 761.4 | 677.16 | 677.16 | 657.72 | 589.68 | 570.24 | 774.36 | 690.12 | 8508.24
| Min Applied |  |  | 304.56 | 113.4 | 0 | 178.2 | 165.24 | 249.48 | 249.48 | 268.92 | 336.96 | 356.4 | 152.28 | 236.52 | 2611.44 | 806
| PF Penalty |  |  | 0 | 0 | 0 | 0 | 0 | 0 | 0 | 0 | 0 | 0 | 0 | 0 | 0
|  |  | TOTAL: | 5922.1172 | 7442.5352 | 8467.8596 | 6795.4988 | 6766.4348 | 6218.078 | 6425.7008 | 5965.07 | 5664.2756 | 5368.8956 | 7101.77 | 6578.8364 | 78717.072

## BS
RATE COMPARISON TEMPLATE
Rates current as of 7/1/2017
Rate 1
Metered Usage |  |  |  | July | August | September | October | November | December | January | February | March | April | May | June | TOTAL |  |  | Rate 2
Energy | [18 empty] | Rate 3
|  |  | On Peak | 85500 | 103800 | 87900 | 74100 | 84900 | 84600 | 92100 | 83700 | 75600 | 81000 | 80400 | 92700 | 1026300 | 42.45% |  | Rate 4
|  |  | Off Peak | [12 empty] | 0 |  |  | Rate 5
Demand | Max KW | [17 empty] | Rate 6
| 276 |  | Peak | 236 | 276 | 258 | 251 | 234 | 236 | 240 | 236 | 230 | 247 | 247 | 176 | 2867 |  | 1193 | Rate 7
| 276 |  | Intermediate | 236 | 276 | 258 | 251 | 234 | 236 | 240 | 236 | 230 | 247 | 247 | 176 | 2867 |  | 1674 | Rate 8
| 276 |  | Base | 236 | 276 | 258 | 251 | 234 | 236 | 240 | 236 | 230 | 247 | 247 | 176 | 2867
|  |  | PF | 90 | 90 | 90 | 90 | 90 | 90 | 90 | 90 | 90 | 90 | 90 | 90
COMPARISON | Service |  |  | July | August | September | October | November | December | January | February | March | April | May | June | TOTAL
| CURRENT | PS Sec Current | Rate 5 | 7639.86 | 9055.536 | 8144.688 | 6991.302 | 7088.928 | 7112.112 | 7447.812 | 7079.964 | 6688.932 | 7169.97 | 7667.238 | 6754.044 | 88840.386
| POTENTIAL | PS Proposed | Rate 6 | 8031.62 | 9513.696 | 8572.968 | 7362.782 | 7435.248 | 7461.392 | 7803.012 | 7429.244 | 7029.332 | 7535.53 | 8077.258 | 7046.204 | 93298.286
| Savings |  |  | -391.76 | -458.16 | -428.28 | -371.48 | -346.32 | -349.28 | -355.2 | -349.28 | -340.4 | -365.56 | -410.02 | -292.16 | -4457.9
Rate Code
Base Charges
1 | GS 3- P Current
| Service Charge |  | 40 | 40 | 40 | 40 | 40 | 40 | 40 | 40 | 40 | 40 | 40 | 40 | 40 | 480
| Energy Charge |  | 0.10426 | 8914.23 | 10822.188 | 9164.454 | 7725.666 | 8851.674 | 8820.396 | 9602.346 | 8726.562 | 7882.056 | 8445.06 | 8382.504 | 9664.902 | 107002.038
|  |  | TOTAL: | 8954.23 | 10862.188 | 9204.454 | 7765.666 | 8891.674 | 8860.396 | 9642.346 | 8766.562 | 7922.056 | 8485.06 | 8422.504 | 9704.902 | 107482.038
2 | GS 3-P Proposed
| Service Charge |  | 50.4 | 50.4 | 50.4 | 50.4 | 50.4 | 50.4 | 50.4 | 50.4 | 50.4 | 50.4 | 50.4 | 50.4 | 50.4 | 604.8
| Energy Charge |  | 0.10685 | 9135.675 | 11091.03 | 9392.115 | 7917.585 | 9071.565 | 9039.51 | 9840.885 | 8943.345 | 8077.86 | 8654.85 | 8590.74 | 9904.995 | 109660.155
|  |  | TOTAL: | 9186.075 | 11141.43 | 9442.515 | 7967.985 | 9121.965 | 9089.91 | 9891.285 | 8993.745 | 8128.26 | 8705.25 | 8641.14 | 9955.395 | 110264.955
3 | AES 3-P Current
| Service Charge |  | 40 | 40 | 40 | 40 | 40 | 40 | 40 | 40 | 40 | 40 | 40 | 40 | 40 | 480
| Energy Charge |  | 0.08369 | 7155.495 | 8687.022 | 7356.351 | 6201.429 | 7105.281 | 7080.174 | 7707.849 | 7004.853 | 6326.964 | 6778.89 | 6728.676 | 7758.063 | 85891.047
|  |  | TOTAL: | 7195.495 | 8727.022 | 7396.351 | 6241.429 | 7145.281 | 7120.174 | 7747.849 | 7044.853 | 6366.964 | 6818.89 | 6768.676 | 7798.063 | 86371.047
4 | AES 3-P Proposed
| Service Charge |  | 140 | 140 | 140 | 140 | 140 | 140 | 140 | 140 | 140 | 140 | 140 | 140 | 140 | 1680
| Energy Charge |  | 0.08519 | 7283.745 | 8842.722 | 7488.201 | 6312.579 | 7232.631 | 7207.074 | 7845.999 | 7130.403 | 6440.364 | 6900.39 | 6849.276 | 7897.113 | 87430.497
|  |  | TOTAL: | 7423.745 | 8982.722 | 7628.201 | 6452.579 | 7372.631 | 7347.074 | 7985.999 | 7270.403 | 6580.364 | 7040.39 | 6989.276 | 8037.113 | 89110.497
5 | PS Sec Current
| Service Charge |  | 90 | 90 | 90 | 90 | 90 | 90 | 90 | 90 | 90 | 90 | 90 | 90 | 90 | 1080
| Energy Charge |  | 0.03572 | 3054.06 | 3707.736 | 3139.788 | 2646.852 | 3032.628 | 3021.912 | 3289.812 | 2989.764 | 2700.432 | 2893.32 | 2871.888 | 3311.244 | 36659.436
| Demand Charge (May through September) |  | 19.05 | July: 4495.8; August: 5257.8; September: 4914.9; May: 4705.35; June: 3352.8 | 22726.65
| Min Applied |  |  | July: 0; August: 0; September: 0; May: 0; June: 0 | 0 | 0
| Demand Charge (October through April) |  | 16.95 | October: 4254.45; November: 3966.3; December: 4000.2; January: 4068; February: 4000.2; March: 3898.5; April: 4186.65 | 28374.3
| Min Applied |  |  | October: 0; November: 0; December: 0; January: 0; February: 0; March: 0; April: 0 | 0 | 0
| PF Penalty |  |  | 0 | 0 | 0 | 0 | 0 | 0 | 0 | 0 | 0 | 0 | 0 | 0 | 0
|  |  | TOTAL: | 7639.86 | 9055.536 | 8144.688 | 6991.302 | 7088.928 | 7112.112 | 7447.812 | 7079.964 | 6688.932 | 7169.97 | 7667.238 | 6754.044 | 88840.386
6 | PS Proposed
| Service Charge |  | 90 | 90 | 90 | 90 | 90 | 90 | 90 | 90 | 90 | 90 | 90 | 90 | 90 | 1080
| Energy Charge |  | 0.03572 | 3054.06 | 3707.736 | 3139.788 | 2646.852 | 3032.628 | 3021.912 | 3289.812 | 2989.764 | 2700.432 | 2893.32 | 2871.888 | 3311.244 | 36659.436
| Demand Charge (May through September) |  | 20.71 | July: 4887.56; August: 5715.96; September: 5343.18; May: 5115.37; June: 3644.96 | 24707.03
| Min Applied |  |  | July: 0; August: 0; September: 0; May: 0; June: 0 | 0 | 0
| Demand Charge (October through April) |  | 18.43 | October: 4625.93; November: 4312.62; December: 4349.48; January: 4423.2; February: 4349.48; March: 4238.9; April: 4552.21 | 30851.82
| Min Applied |  |  | October: 0; November: 0; December: 0; January: 0; February: 0; March: 0; April: 0 | 0 | 0
| PF Penalty |  |  | 0 | 0 | 0 | 0 | 0 | 0 | 0 | 0 | 0 | 0 | 0 | 0 | 0
|  |  | TOTAL: | 8031.62 | 9513.696 | 8572.968 | 7362.782 | 7435.248 | 7461.392 | 7803.012 | 7429.244 | 7029.332 | 7535.53 | 8077.258 | 7046.204 | 93298.286
7 | TODS Current
| Service Charge |  | 200 | 200 | 200 | 200 | 200 | 200 | 200 | 200 | 200 | 200 | 200 | 200 | 200 | 2400
| Energy Charge |  | 0.03527 | 3015.585 | 3661.026 | 3100.233 | 2613.507 | 2994.423 | 2983.842 | 3248.367 | 2952.099 | 2666.412 | 2856.87 | 2835.708 | 3269.529 | 36197.601
| Peak Demand |  | 6.13 | 1446.68 | 1691.88 | 1581.54 | 1538.63 | 1434.42 | 1446.68 | 1471.2 | 1446.68 | 1409.9 | 1514.11 | 1514.11 | 1078.88 | 17574.71
| Min Applied |  |  | 0 | 0 | 0 | 0 | 0 | 0 | 0 | 0 | 0 | 0 | 0 | 0 | 0 | 0
| Intermediate Demand |  | 4.53 | 1069.08 | 1250.28 | 1168.74 | 1137.03 | 1060.02 | 1069.08 | 1087.2 | 1069.08 | 1041.9 | 1118.91 | 1118.91 | 797.28 | 12987.51
| Min Applied |  |  | 0 | 0 | 0 | 0 | 0 | 0 | 0 | 0 | 0 | 0 | 0 | 0 | 0 | 0
| Base Demand |  | 5.2 | 1227.2 | 1435.2 | 1341.6 | 1305.2 | 1216.8 | 1227.2 | 1248 | 1227.2 | 1196 | 1284.4 | 1284.4 | 915.2 | 14908.4
| Min Applied |  |  | 72.8 | 0 | 0 | 0 | 83.2 | 72.8 | 52 | 72.8 | 104 | 15.6 | 15.6 | 384.8 | 873.6 | 168
| PF Penalty |  |  | 0 | 0 | 0 | 0 | 0 | 0 | 0 | 0 | 0 | 0 | 0 | 0 | 0
|  |  | TOTAL: | 7031.345 | 8238.386 | 7392.113 | 6794.367 | 6988.863 | 6999.602 | 7306.767 | 6967.859 | 6618.212 | 6989.89 | 6968.728 | 6645.689 | 84941.821
8 | TODS Proposed
| Service Charge |  | 200 | 200 | 200 | 200 | 200 | 200 | 200 | 200 | 200 | 200 | 200 | 200 | 200 | 2400
| Energy Charge |  | 0.03531 | 3019.005 | 3665.178 | 3103.749 | 2616.471 | 2997.819 | 2987.226 | 3252.051 | 2955.447 | 2669.436 | 2860.11 | 2838.924 | 3273.237 | 36238.653
| Peak Demand |  | 7.81 | 1843.16 | 2155.56 | 2014.98 | 1960.31 | 1827.54 | 1843.16 | 1874.4 | 1843.16 | 1796.3 | 1929.07 | 1929.07 | 1374.56 | 22391.27
| Min Applied |  |  | 0 | 0 | 0 | 0 | 0 | 0 | 0 | 0 | 0 | 0 | 0 | 0 | 0 | 0
| Intermediate Demand |  | 6.11 | 1441.96 | 1686.36 | 1576.38 | 1533.61 | 1429.74 | 1441.96 | 1466.4 | 1441.96 | 1405.3 | 1509.17 | 1509.17 | 1075.36 | 17517.37
| Min Applied |  |  | 0 | 0 | 0 | 0 | 0 | 0 | 0 | 0 | 0 | 0 | 0 | 0 | 0 | 0
| Base Demand |  | 3.24 | 764.64 | 894.24 | 835.92 | 813.24 | 758.16 | 764.64 | 777.6 | 764.64 | 745.2 | 800.28 | 800.28 | 570.24 | 9289.08
| Min Applied |  |  | 129.6 | 0 | 58.32 | 81 | 136.08 | 129.6 | 116.64 | 129.6 | 149.04 | 93.96 | 93.96 | 324 | 1441.8 | 445
| PF Penalty |  |  | 0 | 0 | 0 | 0 | 0 | 0 | 0 | 0 | 0 | 0 | 0 | 0 | 0
|  |  | TOTAL: | 7398.365 | 8601.338 | 7789.349 | 7204.631 | 7349.339 | 7366.586 | 7687.091 | 7334.807 | 6965.276 | 7392.59 | 7371.404 | 6817.397 | 89278.173

## BT
RATE COMPARISON TEMPLATE
Rates current as of 7/1/2017
Rate 1
Metered Usage |  |  |  | July | August | September | October | November | December | January | February | March | April | May | June | TOTAL |  |  | Rate 2
Energy | [18 empty] | Rate 3
|  |  | On Peak | 93000 | 96600 | 101100 | 68400 | 60900 | 65700 | 51000 | 49200 | 53100 | 41400 | 40500 | 29100 | 750000 | 34.95% |  | Rate 4
|  |  | Off Peak | [12 empty] | 0 |  |  | Rate 5
Demand | Max KW |  |  | 174 | 238 | 245 | 211 | 213 | 147 | 111 | 135 | 125 | 114 | 109 | 45 |  |  |  | Rate 6
| 245 |  | Peak | 174 | 238 | 245 | 211 | 213 | 147 | 111 | 135 | 125 | 114 | 109 | 45 | 1867 |  | 811 | Rate 7
| 245 |  | Intermediate | 174 | 238 | 245 | 211 | 213 | 147 | 111 | 135 | 125 | 114 | 109 | 45 | 1867 |  | 1056 | Rate 8
| 0 |  | Base | [12 empty] | 0
|  |  | PF | 90 | 90 | 90 | 90 | 90 | 90 | 90 | 90 | 90 | 90 | 90 | 90
COMPARISON | Service |  |  | July | August | September | October | November | December | January | February | March | April | May | June | TOTAL
| CURRENT | PS Sec Current | Rate 5 | 6726.66 | 8074.452 | 8368.542 | 6109.698 | 5875.698 | 4928.454 | 3988.095 | 4135.674 | 4105.482 | 3645.183 | 3870.285 | 3463.077 | 63291.3
| POTENTIAL | PS Proposed | Rate 6 | 7015.5 | 8469.532 | 8775.242 | 6421.978 | 6190.938 | 5146.014 | 4169.395 | 4335.474 | 4290.482 | 3826.483 | 4073.635 | 3666.427 | 66381.1
| Savings |  |  | -288.84 | -395.08 | -406.7 | -312.28 | -315.24 | -217.56 | -181.3 | -199.8 | -185 | -181.3 | -203.35 | -203.35 | -3089.8
Rate Code
Base Charges
1 | GS 3- P Current
| Service Charge |  | 40 | 40 | 40 | 40 | 40 | 40 | 40 | 40 | 40 | 40 | 40 | 40 | 40 | 480
| Energy Charge |  | 0.10426 | 9696.18 | 10071.516 | 10540.686 | 7131.384 | 6349.434 | 6849.882 | 5317.26 | 5129.592 | 5536.206 | 4316.364 | 4222.53 | 3033.966 | 78195
|  |  | TOTAL: | 9736.18 | 10111.516 | 10580.686 | 7171.384 | 6389.434 | 6889.882 | 5357.26 | 5169.592 | 5576.206 | 4356.364 | 4262.53 | 3073.966 | 78675
2 | GS 3-P Proposed
| Service Charge |  | 50.4 | 50.4 | 50.4 | 50.4 | 50.4 | 50.4 | 50.4 | 50.4 | 50.4 | 50.4 | 50.4 | 50.4 | 50.4 | 604.8
| Energy Charge |  | 0.10685 | 9937.05 | 10321.71 | 10802.535 | 7308.54 | 6507.165 | 7020.045 | 5449.35 | 5257.02 | 5673.735 | 4423.59 | 4327.425 | 3109.335 | 80137.5
|  |  | TOTAL: | 9987.45 | 10372.11 | 10852.935 | 7358.94 | 6557.565 | 7070.445 | 5499.75 | 5307.42 | 5724.135 | 4473.99 | 4377.825 | 3159.735 | 80742.3
3 | AES 3-P Current
| Service Charge |  | 40 | 40 | 40 | 40 | 40 | 40 | 40 | 40 | 40 | 40 | 40 | 40 | 40 | 480
| Energy Charge |  | 0.08369 | 7783.17 | 8084.454 | 8461.059 | 5724.396 | 5096.721 | 5498.433 | 4268.19 | 4117.548 | 4443.939 | 3464.766 | 3389.445 | 2435.379 | 62767.5
|  |  | TOTAL: | 7823.17 | 8124.454 | 8501.059 | 5764.396 | 5136.721 | 5538.433 | 4308.19 | 4157.548 | 4483.939 | 3504.766 | 3429.445 | 2475.379 | 63247.5
4 | AES 3-P Proposed
| Service Charge |  | 140 | 140 | 140 | 140 | 140 | 140 | 140 | 140 | 140 | 140 | 140 | 140 | 140 | 1680
| Energy Charge |  | 0.08519 | 7922.67 | 8229.354 | 8612.709 | 5826.996 | 5188.071 | 5596.983 | 4344.69 | 4191.348 | 4523.589 | 3526.866 | 3450.195 | 2479.029 | 63892.5
|  |  | TOTAL: | 8062.67 | 8369.354 | 8752.709 | 5966.996 | 5328.071 | 5736.983 | 4484.69 | 4331.348 | 4663.589 | 3666.866 | 3590.195 | 2619.029 | 65572.5
5 | PS Sec Current
| Service Charge |  | 90 | 90 | 90 | 90 | 90 | 90 | 90 | 90 | 90 | 90 | 90 | 90 | 90 | 1080
| Energy Charge |  | 0.03572 | 3321.96 | 3450.552 | 3611.292 | 2443.248 | 2175.348 | 2346.804 | 1821.72 | 1757.424 | 1896.732 | 1478.808 | 1446.66 | 1039.452 | 26790
| Demand Charge (May through September) |  | 19.05 | July: 3314.7; August: 4533.9; September: 4667.25; May: 2076.45; June: 857.25 | 15449.55
| Min Applied |  |  | July: 0; August: 0; September: 0; May: 257.175; June: 1476.375 | 1733.55 | 91
| Demand Charge (October through April) |  | 16.95 | October: 3576.45; November: 3610.35; December: 2491.65; January: 1881.45; February: 2288.25; March: 2118.75; April: 1932.3 | 17899.2
| Min Applied |  |  | October: 0; November: 0; December: 0; January: 194.925; February: 0; March: 0; April: 144.075 | 339 | 20
| PF Penalty |  |  | 0 | 0 | 0 | 0 | 0 | 0 | 0 | 0 | 0 | 0 | 0 | 0 | 0
|  |  | TOTAL: | 6726.66 | 8074.452 | 8368.542 | 6109.698 | 5875.698 | 4928.454 | 3988.095 | 4135.674 | 4105.482 | 3645.183 | 3870.285 | 3463.077 | 63291.3
6 | PS Proposed
| Service Charge |  | 90 | 90 | 90 | 90 | 90 | 90 | 90 | 90 | 90 | 90 | 90 | 90 | 90 | 1080
| Energy Charge |  | 0.03572 | 3321.96 | 3450.552 | 3611.292 | 2443.248 | 2175.348 | 2346.804 | 1821.72 | 1757.424 | 1896.732 | 1478.808 | 1446.66 | 1039.452 | 26790
| Demand Charge (May through September) |  | 20.71 | July: 3603.54; August: 4928.98; September: 5073.95; May: 2257.39; June: 931.95 | 16795.81
| Min Applied |  |  | July: 0; August: 0; September: 0; May: 279.585; June: 1605.025 | 1884.61 | 91
| Demand Charge (October through April) |  | 18.43 | October: 3888.73; November: 3925.59; December: 2709.21; January: 2045.73; February: 2488.05; March: 2303.75; April: 2101.02 | 19462.08
| Min Applied |  |  | October: 0; November: 0; December: 0; January: 211.945; February: 0; March: 0; April: 156.655 | 368.6 | 20
| PF Penalty |  |  | 0 | 0 | 0 | 0 | 0 | 0 | 0 | 0 | 0 | 0 | 0 | 0 | 0
|  |  | TOTAL: | 7015.5 | 8469.532 | 8775.242 | 6421.978 | 6190.938 | 5146.014 | 4169.395 | 4335.474 | 4290.482 | 3826.483 | 4073.635 | 3666.427 | 66381.1
7 | TODS Current
| Service Charge |  | 200 | 200 | 200 | 200 | 200 | 200 | 200 | 200 | 200 | 200 | 200 | 200 | 200 | 2400
| Energy Charge |  | 0.03527 | 3280.11 | 3407.082 | 3565.797 | 2412.468 | 2147.943 | 2317.239 | 1798.77 | 1735.284 | 1872.837 | 1460.178 | 1428.435 | 1026.357 | 26452.5
| Peak Demand |  | 6.13 | 1066.62 | 1458.94 | 1501.85 | 1293.43 | 1305.69 | 901.11 | 680.43 | 827.55 | 766.25 | 698.82 | 668.17 | 275.85 | 11444.71
| Min Applied |  |  | 0 | 0 | 0 | 0 | 0 | 0 | 70.495 | 0 | 0 | 52.105 | 82.755 | 475.075 | 680.43 | 111
| Intermediate Demand |  | 4.53 | 788.22 | 1078.14 | 1109.85 | 955.83 | 964.89 | 665.91 | 502.83 | 611.55 | 566.25 | 516.42 | 493.77 | 203.85 | 8457.51
| Min Applied |  |  | 0 | 0 | 0 | 0 | 0 | 0 | 52.095 | 0 | 0 | 38.505 | 61.155 | 351.075 | 502.83 | 111
| Base Demand |  | 5.2 | 0 | 0 | 0 | 0 | 0 | 0 | 0 | 0 | 0 | 0 | 0 | 0 | 0
| Min Applied |  |  | 1300 | 1300 | 1300 | 1300 | 1300 | 1300 | 1300 | 1300 | 1300 | 1300 | 1300 | 1300 | 15600 | 3000
| PF Penalty |  |  | 0 | 0 | 0 | 0 | 0 | 0 | 0 | 0 | 0 | 0 | 0 | 0 | 0
|  |  | TOTAL: | 6634.95 | 7444.162 | 7677.497 | 6161.728 | 5918.523 | 5384.259 | 4604.62 | 4674.384 | 4705.337 | 4266.028 | 4234.285 | 3832.207 | 65537.98
8 | TODS Proposed
| Service Charge |  | 200 | 200 | 200 | 200 | 200 | 200 | 200 | 200 | 200 | 200 | 200 | 200 | 200 | 2400
| Energy Charge |  | 0.03531 | 3283.83 | 3410.946 | 3569.841 | 2415.204 | 2150.379 | 2319.867 | 1800.81 | 1737.252 | 1874.961 | 1461.834 | 1430.055 | 1027.521 | 26482.5
| Peak Demand |  | 7.81 | 1358.94 | 1858.78 | 1913.45 | 1647.91 | 1663.53 | 1148.07 | 866.91 | 1054.35 | 976.25 | 890.34 | 851.29 | 351.45 | 14581.27
| Min Applied |  |  | 0 | 0 | 0 | 0 | 0 | 0 | 89.815 | 0 | 0 | 66.385 | 105.435 | 605.275 | 866.91 | 111
| Intermediate Demand |  | 6.11 | 1063.14 | 1454.18 | 1496.95 | 1289.21 | 1301.43 | 898.17 | 678.21 | 824.85 | 763.75 | 696.54 | 665.99 | 274.95 | 11407.37
| Min Applied |  |  | 0 | 0 | 0 | 0 | 0 | 0 | 70.265 | 0 | 0 | 51.935 | 82.485 | 473.525 | 678.21 | 111
| Base Demand |  | 3.24 | 0 | 0 | 0 | 0 | 0 | 0 | 0 | 0 | 0 | 0 | 0 | 0 | 0
| Min Applied |  |  | 810 | 810 | 810 | 810 | 810 | 810 | 810 | 810 | 810 | 810 | 810 | 810 | 9720 | 3000
| PF Penalty |  |  | 0 | 0 | 0 | 0 | 0 | 0 | 0 | 0 | 0 | 0 | 0 | 0 | 0
|  |  | TOTAL: | 6715.91 | 7733.906 | 7990.241 | 6362.324 | 6125.339 | 5376.107 | 4516.01 | 4626.452 | 4624.961 | 4177.034 | 4145.255 | 3742.721 | 66136.26

## BU
RATE COMPARISON TEMPLATE
Rates current as of 7/1/2017
Rate 1
Metered Usage |  |  |  | July | August | September | October | November | December | January | February | March | April | May | June | TOTAL |  |  | Rate 2
Energy | [18 empty] | Rate 3
|  |  | On Peak | 172080 | 236400 | 239280 | 194640 | 208560 | 221760 | 192480 | 184560 | 206400 | 198960 | 219600 | 216000 | 2490720 | 52.27% |  | Rate 4
|  |  | Off Peak | [12 empty] | 0 |  |  | Rate 5
Demand | Max KW | [17 empty] | Rate 6
| 544 |  | Peak | 430 | 544 | 543 | 505 | 494 | 505 | 504 | 476 | 465 | 507 | 498 | 426 | 5897 |  | 2441 | Rate 7
| 544 |  | Intermediate | 430 | 544 | 543 | 505 | 494 | 505 | 504 | 476 | 465 | 507 | 498 | 426 | 5897 |  | 3456 | Rate 8
| 544 |  | Base | 430 | 544 | 543 | 505 | 494 | 505 | 504 | 476 | 465 | 507 | 498 | 426 | 5897
|  |  | PF | 90 | 90 | 90 | 90 | 90 | 90 | 90 | 90 | 90 | 90 | 90 | 90
COMPARISON | Service |  |  | July | August | September | October | November | December | January | February | March | April | May | June | TOTAL
| CURRENT | PS Sec Current | Rate 5 | 14428.1976 | 18897.408 | 18981.2316 | 15602.2908 | 15913.0632 | 16571.0172 | 15508.1856 | 14750.6832 | 15344.358 | 15790.5012 | 17421.012 | 15920.82 | 195128.7684
| POTENTIAL | PS Proposed | Rate 6 | 15141.9976 | 19800.448 | 19882.6116 | 16349.6908 | 16644.1832 | 17318.4172 | 16254.1056 | 15455.1632 | 16032.558 | 16540.8612 | 18247.692 | 16627.98 | 204295.7084
| Savings |  |  | -713.8 | -903.04 | -901.38 | -747.4 | -731.12 | -747.4 | -745.92 | -704.48 | -688.2 | -750.36 | -826.68 | -707.16 | -9166.94
Rate Code
Base Charges
1 | GS 3- P Current
| Service Charge |  | 40 | 40 | 40 | 40 | 40 | 40 | 40 | 40 | 40 | 40 | 40 | 40 | 40 | 480
| Energy Charge |  | 0.10426 | 17941.0608 | 24647.064 | 24947.3328 | 20293.1664 | 21744.4656 | 23120.6976 | 20067.9648 | 19242.2256 | 21519.264 | 20743.5696 | 22895.496 | 22520.16 | 259682.4672
|  |  | TOTAL: | 17981.0608 | 24687.064 | 24987.3328 | 20333.1664 | 21784.4656 | 23160.6976 | 20107.9648 | 19282.2256 | 21559.264 | 20783.5696 | 22935.496 | 22560.16 | 260162.4672
2 | GS 3-P Proposed
| Service Charge |  | 50.4 | 50.4 | 50.4 | 50.4 | 50.4 | 50.4 | 50.4 | 50.4 | 50.4 | 50.4 | 50.4 | 50.4 | 50.4 | 604.8
| Energy Charge |  | 0.10685 | 18386.748 | 25259.34 | 25567.068 | 20797.284 | 22284.636 | 23695.056 | 20566.488 | 19720.236 | 22053.84 | 21258.876 | 23464.26 | 23079.6 | 266133.432
|  |  | TOTAL: | 18437.148 | 25309.74 | 25617.468 | 20847.684 | 22335.036 | 23745.456 | 20616.888 | 19770.636 | 22104.24 | 21309.276 | 23514.66 | 23130 | 266738.232
3 | AES 3-P Current
| Service Charge |  | 40 | 40 | 40 | 40 | 40 | 40 | 40 | 40 | 40 | 40 | 40 | 40 | 40 | 480
| Energy Charge |  | 0.08369 | 14401.3752 | 19784.316 | 20025.3432 | 16289.4216 | 17454.3864 | 18559.0944 | 16108.6512 | 15445.8264 | 17273.616 | 16650.9624 | 18378.324 | 18077.04 | 208448.3568
|  |  | TOTAL: | 14441.3752 | 19824.316 | 20065.3432 | 16329.4216 | 17494.3864 | 18599.0944 | 16148.6512 | 15485.8264 | 17313.616 | 16690.9624 | 18418.324 | 18117.04 | 208928.3568
4 | AES 3-P Proposed
| Service Charge |  | 140 | 140 | 140 | 140 | 140 | 140 | 140 | 140 | 140 | 140 | 140 | 140 | 140 | 1680
| Energy Charge |  | 0.08519 | 14659.4952 | 20138.916 | 20384.2632 | 16581.3816 | 17767.2264 | 18891.7344 | 16397.3712 | 15722.6664 | 17583.216 | 16949.4024 | 18707.724 | 18401.04 | 212184.4368
|  |  | TOTAL: | 14799.4952 | 20278.916 | 20524.2632 | 16721.3816 | 17907.2264 | 19031.7344 | 16537.3712 | 15862.6664 | 17723.216 | 17089.4024 | 18847.724 | 18541.04 | 213864.4368
5 | PS Sec Current
| Service Charge |  | 90 | 90 | 90 | 90 | 90 | 90 | 90 | 90 | 90 | 90 | 90 | 90 | 90 | 1080
| Energy Charge |  | 0.03572 | 6146.6976 | 8444.208 | 8547.0816 | 6952.5408 | 7449.7632 | 7921.2672 | 6875.3856 | 6592.4832 | 7372.608 | 7106.8512 | 7844.112 | 7715.52 | 88968.5184
| Demand Charge (May through September) |  | 19.05 | July: 8191.5; August: 10363.2; September: 10344.15; May: 9486.9; June: 8115.3 | 46501.05
| Min Applied |  |  | July: 0; August: 0; September: 0; May: 0; June: 0 | 0 | 0
| Demand Charge (October through April) |  | 16.95 | October: 8559.75; November: 8373.3; December: 8559.75; January: 8542.8; February: 8068.2; March: 7881.75; April: 8593.65 | 58579.2
| Min Applied |  |  | October: 0; November: 0; December: 0; January: 0; February: 0; March: 0; April: 0 | 0 | 0
| PF Penalty |  |  | 0 | 0 | 0 | 0 | 0 | 0 | 0 | 0 | 0 | 0 | 0 | 0 | 0
|  |  | TOTAL: | 14428.1976 | 18897.408 | 18981.2316 | 15602.2908 | 15913.0632 | 16571.0172 | 15508.1856 | 14750.6832 | 15344.358 | 15790.5012 | 17421.012 | 15920.82 | 195128.7684
6 | PS Proposed
| Service Charge |  | 90 | 90 | 90 | 90 | 90 | 90 | 90 | 90 | 90 | 90 | 90 | 90 | 90 | 1080
| Energy Charge |  | 0.03572 | 6146.6976 | 8444.208 | 8547.0816 | 6952.5408 | 7449.7632 | 7921.2672 | 6875.3856 | 6592.4832 | 7372.608 | 7106.8512 | 7844.112 | 7715.52 | 88968.5184
| Demand Charge (May through September) |  | 20.71 | July: 8905.3; August: 11266.24; September: 11245.53; May: 10313.58; June: 8822.46 | 50553.11
| Min Applied |  |  | July: 0; August: 0; September: 0; May: 0; June: 0 | 0 | 0
| Demand Charge (October through April) |  | 18.43 | October: 9307.15; November: 9104.42; December: 9307.15; January: 9288.72; February: 8772.68; March: 8569.95; April: 9344.01 | 63694.08
| Min Applied |  |  | October: 0; November: 0; December: 0; January: 0; February: 0; March: 0; April: 0 | 0 | 0
| PF Penalty |  |  | 0 | 0 | 0 | 0 | 0 | 0 | 0 | 0 | 0 | 0 | 0 | 0 | 0
|  |  | TOTAL: | 15141.9976 | 19800.448 | 19882.6116 | 16349.6908 | 16644.1832 | 17318.4172 | 16254.1056 | 15455.1632 | 16032.558 | 16540.8612 | 18247.692 | 16627.98 | 204295.7084
7 | TODS Current
| Service Charge |  | 200 | 200 | 200 | 200 | 200 | 200 | 200 | 200 | 200 | 200 | 200 | 200 | 200 | 2400
| Energy Charge |  | 0.03527 | 6069.2616 | 8337.828 | 8439.4056 | 6864.9528 | 7355.9112 | 7821.4752 | 6788.7696 | 6509.4312 | 7279.728 | 7017.3192 | 7745.292 | 7618.32 | 87847.6944
| Peak Demand |  | 6.13 | 2635.9 | 3334.72 | 3328.59 | 3095.65 | 3028.22 | 3095.65 | 3089.52 | 2917.88 | 2850.45 | 3107.91 | 3052.74 | 2611.38 | 36148.61
| Min Applied |  |  | 0 | 0 | 0 | 0 | 0 | 0 | 0 | 0 | 0 | 0 | 0 | 0 | 0 | 0
| Intermediate Demand |  | 4.53 | 1947.9 | 2464.32 | 2459.79 | 2287.65 | 2237.82 | 2287.65 | 2283.12 | 2156.28 | 2106.45 | 2296.71 | 2255.94 | 1929.78 | 26713.41
| Min Applied |  |  | 0 | 0 | 0 | 0 | 0 | 0 | 0 | 0 | 0 | 0 | 0 | 0 | 0 | 0
| Base Demand |  | 5.2 | 2236 | 2828.8 | 2823.6 | 2626 | 2568.8 | 2626 | 2620.8 | 2475.2 | 2418 | 2636.4 | 2589.6 | 2215.2 | 30664.4
| Min Applied |  |  | 0 | 0 | 0 | 0 | 0 | 0 | 0 | 0 | 0 | 0 | 0 | 0 | 0 | 0
| PF Penalty |  |  | 0 | 0 | 0 | 0 | 0 | 0 | 0 | 0 | 0 | 0 | 0 | 0 | 0
|  |  | TOTAL: | 13089.0616 | 17165.668 | 17251.3856 | 15074.2528 | 15390.7512 | 16030.7752 | 14982.2096 | 14258.7912 | 14854.628 | 15258.3392 | 15843.572 | 14574.68 | 183774.1144
8 | TODS Proposed
| Service Charge |  | 200 | 200 | 200 | 200 | 200 | 200 | 200 | 200 | 200 | 200 | 200 | 200 | 200 | 2400
| Energy Charge |  | 0.03531 | 6076.1448 | 8347.284 | 8448.9768 | 6872.7384 | 7364.2536 | 7830.3456 | 6796.4688 | 6516.8136 | 7287.984 | 7025.2776 | 7754.076 | 7626.96 | 87947.3232
| Peak Demand |  | 7.81 | 3358.3 | 4248.64 | 4240.83 | 3944.05 | 3858.14 | 3944.05 | 3936.24 | 3717.56 | 3631.65 | 3959.67 | 3889.38 | 3327.06 | 46055.57
| Min Applied |  |  | 0 | 0 | 0 | 0 | 0 | 0 | 0 | 0 | 0 | 0 | 0 | 0 | 0 | 0
| Intermediate Demand |  | 6.11 | 2627.3 | 3323.84 | 3317.73 | 3085.55 | 3018.34 | 3085.55 | 3079.44 | 2908.36 | 2841.15 | 3097.77 | 3042.78 | 2602.86 | 36030.67
| Min Applied |  |  | 0 | 0 | 0 | 0 | 0 | 0 | 0 | 0 | 0 | 0 | 0 | 0 | 0 | 0
| Base Demand |  | 3.24 | 1393.2 | 1762.56 | 1759.32 | 1636.2 | 1600.56 | 1636.2 | 1632.96 | 1542.24 | 1506.6 | 1642.68 | 1613.52 | 1380.24 | 19106.28
| Min Applied |  |  | 369.36 | 0 | 3.24 | 126.36 | 162 | 126.36 | 129.6 | 220.32 | 255.96 | 119.88 | 149.04 | 382.32 | 2044.44 | 631
| PF Penalty |  |  | 0 | 0 | 0 | 0 | 0 | 0 | 0 | 0 | 0 | 0 | 0 | 0 | 0
|  |  | TOTAL: | 14024.3048 | 17882.324 | 17970.0968 | 15864.8984 | 16203.2936 | 16822.5056 | 15774.7088 | 15105.2936 | 15723.344 | 16045.2776 | 16648.796 | 15519.44 | 193584.2832

## BV
RATE COMPARISON TEMPLATE
Rates current as of 7/1/2017
Rate 1
Metered Usage |  |  |  | July | August | September | October | November | December | January | February | March | April | May | June | TOTAL |  |  | Rate 2
Energy | [18 empty] | Rate 3
|  |  | On Peak | 135996 | 141169 | 173663 | 134090 | 116536 | 130657 | 119614 | 114565 | 111717 | 134500 | 115662 | 131083 | 1559252 | 39.81% |  | Rate 4
|  |  | Off Peak | [12 empty] | 0 |  |  | Rate 5
Demand | Max KW | [17 empty] | Rate 6
| 447.1 |  | Peak | 329.3 | 377 | 447.1 | 438.2 | 359 | 356.4 | 324.2 | 326.6 | 310.6 | 361.9 | 402 | 390.2 | 4422.5 |  | 1945.6 | Rate 7
| 447.1 |  | Intermediate | 329.3 | 377 | 447.1 | 438.2 | 359 | 356.4 | 324.2 | 326.6 | 310.6 | 361.9 | 402 | 390.2 | 4422.5 |  | 2476.9 | Rate 8
| 447.1 |  | Base | 329.3 | 377 | 447.1 | 438.2 | 359 | 356.4 | 324.2 | 326.6 | 310.6 | 361.9 | 402 | 390.2 | 4422.5
|  |  | PF | 90 | 90 | 90 | 90 | 90 | 90 | 90 | 90 | 90 | 90 | 90 | 90
COMPARISON | Service |  |  | July | August | September | October | November | December | January | February | March | April | May | June | TOTAL
| CURRENT | TODS Current | Rate 7 | 10250.6069 | 11158.2506 | 13416.1 | 11879.2063 | 10003.9647 | 10460.7764 | 9618.4478 | 9465.9536 | 9194.9446 | 10683.549 | 10655.1187 | 11011.8694 | 127798.788
| POTENTIAL | TODS Current | Rate 7 | 10250.6069 | 11158.2506 | 13416.1 | 11879.2063 | 10003.9647 | 10460.7764 | 9618.4478 | 9465.9536 | 9194.9446 | 10683.549 | 10655.1187 | 11011.8694 | 127798.788
| Savings |  |  | 0 | 0 | 0 | 0 | 0 | 0 | 0 | 0 | 0 | 0 | 0 | 0 | 0
Rate Code
Base Charges
1 | GS 3- P Current
| Service Charge |  | 40 | 40 | 40 | 40 | 40 | 40 | 40 | 40 | 40 | 40 | 40 | 40 | 40 | 480
| Energy Charge |  | 0.10426 | 14178.943 | 14718.2799 | 18106.1044 | 13980.2234 | 12150.0434 | 13622.2988 | 12470.9556 | 11944.5469 | 11647.6144 | 14022.97 | 12058.9201 | 13666.7136 | 162567.6135
|  |  | TOTAL: | 14218.943 | 14758.2799 | 18146.1044 | 14020.2234 | 12190.0434 | 13662.2988 | 12510.9556 | 11984.5469 | 11687.6144 | 14062.97 | 12098.9201 | 13706.7136 | 163047.6135
2 | GS 3-P Proposed
| Service Charge |  | 50.4 | 50.4 | 50.4 | 50.4 | 50.4 | 50.4 | 50.4 | 50.4 | 50.4 | 50.4 | 50.4 | 50.4 | 50.4 | 604.8
| Energy Charge |  | 0.10685 | 14531.1726 | 15083.9076 | 18555.8916 | 14327.5165 | 12451.8716 | 13960.7005 | 12780.7559 | 12241.2702 | 11936.9615 | 14371.325 | 12358.4847 | 14006.2185 | 166606.0762
|  |  | TOTAL: | 14581.5726 | 15134.3077 | 18606.2916 | 14377.9165 | 12502.2716 | 14011.1004 | 12831.1559 | 12291.6702 | 11987.3615 | 14421.725 | 12408.8847 | 14056.6185 | 167210.8762
3 | AES 3-P Current
| Service Charge |  | 40 | 40 | 40 | 40 | 40 | 40 | 40 | 40 | 40 | 40 | 40 | 40 | 40 | 480
| Energy Charge |  | 0.08369 | 11381.5052 | 11814.4336 | 14533.8565 | 11221.9921 | 9752.8978 | 10934.6843 | 10010.4957 | 9587.9448 | 9349.5957 | 11256.305 | 9679.7528 | 10970.3363 | 130493.7999
|  |  | TOTAL: | 11421.5052 | 11854.4336 | 14573.8565 | 11261.9921 | 9792.8978 | 10974.6843 | 10050.4957 | 9627.9448 | 9389.5957 | 11296.305 | 9719.7528 | 11010.3363 | 130973.7999
4 | AES 3-P Proposed
| Service Charge |  | 140 | 140 | 140 | 140 | 140 | 140 | 140 | 140 | 140 | 140 | 140 | 140 | 140 | 1680
| Energy Charge |  | 0.08519 | 11585.4992 | 12026.1871 | 14794.351 | 11423.1271 | 9927.7018 | 11130.6698 | 10189.9167 | 9759.7923 | 9517.1712 | 11458.055 | 9853.2458 | 11166.9608 | 132832.6779
|  |  | TOTAL: | 11725.4992 | 12166.1871 | 14934.351 | 11563.1271 | 10067.7018 | 11270.6698 | 10329.9167 | 9899.7923 | 9657.1712 | 11598.055 | 9993.2458 | 11306.9608 | 134512.6779
5 | PS Sec Current
| Service Charge |  | 90 | 90 | 90 | 90 | 90 | 90 | 90 | 90 | 90 | 90 | 90 | 90 | 90 | 1080
| Energy Charge |  | 0.03572 | 4857.7771 | 5042.5567 | 6203.2424 | 4789.6948 | 4162.6659 | 4667.068 | 4272.6121 | 4092.2618 | 3990.5312 | 4804.34 | 4131.4466 | 4682.2848 | 55696.4814
| Demand Charge (May through September) |  | 19.05 | July: 6273.165; August: 7181.85; September: 8517.255; May: 7658.1; June: 7433.31 | 37063.68
| Min Applied |  |  | July: 0; August: 0; September: 0; May: 0; June: 0 | 0 | 0
| Demand Charge (October through April) |  | 16.95 | October: 7427.49; November: 6085.05; December: 6040.98; January: 5495.19; February: 5535.87; March: 5264.67; April: 6134.205 | 41983.455
| Min Applied |  |  | October: 0; November: 0; December: 0; January: 0; February: 0; March: 0; April: 0 | 0 | 0
| PF Penalty |  |  | 0 | 0 | 0 | 0 | 0 | 0 | 0 | 0 | 0 | 0 | 0 | 0 | 0
|  |  | TOTAL: | 11220.9421 | 12314.4067 | 14810.4974 | 12307.1848 | 10337.7159 | 10798.048 | 9857.8021 | 9718.1318 | 9345.2012 | 11028.545 | 11879.5466 | 12205.5948 | 135823.6164
6 | PS Proposed
| Service Charge |  | 90 | 90 | 90 | 90 | 90 | 90 | 90 | 90 | 90 | 90 | 90 | 90 | 90 | 1080
| Energy Charge |  | 0.03572 | 4857.7771 | 5042.5567 | 6203.2424 | 4789.6948 | 4162.6659 | 4667.068 | 4272.6121 | 4092.2618 | 3990.5312 | 4804.34 | 4131.4466 | 4682.2848 | 55696.4814
| Demand Charge (May through September) |  | 20.71 | July: 6819.803; August: 7807.67; September: 9259.441; May: 8325.42; June: 8081.042 | 40293.376
| Min Applied |  |  | July: 0; August: 0; September: 0; May: 0; June: 0 | 0 | 0
| Demand Charge (October through April) |  | 18.43 | October: 8076.026; November: 6616.37; December: 6568.452; January: 5975.006; February: 6019.238; March: 5724.358; April: 6669.817 | 45649.267
| Min Applied |  |  | October: 0; November: 0; December: 0; January: 0; February: 0; March: 0; April: 0 | 0 | 0
| PF Penalty |  |  | 0 | 0 | 0 | 0 | 0 | 0 | 0 | 0 | 0 | 0 | 0 | 0 | 0
|  |  | TOTAL: | 11767.5801 | 12940.2267 | 15552.6834 | 12955.7208 | 10869.0359 | 11325.52 | 10337.6181 | 10201.4998 | 9804.8892 | 11564.157 | 12546.8666 | 12853.3268 | 142719.1244
7 | TODS Current
| Service Charge |  | 200 | 200 | 200 | 200 | 200 | 200 | 200 | 200 | 200 | 200 | 200 | 200 | 200 | 2400
| Energy Charge |  | 0.03527 | 4796.5789 | 4979.0306 | 6125.094 | 4729.3543 | 4110.2247 | 4608.2724 | 4218.7858 | 4040.7076 | 3940.2586 | 4743.815 | 4079.3987 | 4623.2974 | 54994.818
| Peak Demand |  | 6.13 | 2018.609 | 2311.01 | 2740.723 | 2686.166 | 2200.67 | 2184.732 | 1987.346 | 2002.058 | 1903.978 | 2218.447 | 2464.26 | 2391.926 | 27109.925
| Min Applied |  |  | 0 | 0 | 0 | 0 | 0 | 0 | 0 | 0 | 0 | 0 | 0 | 0 | 0 | 0
| Intermediate Demand |  | 4.53 | 1491.729 | 1707.81 | 2025.363 | 1985.046 | 1626.27 | 1614.492 | 1468.626 | 1479.498 | 1407.018 | 1639.407 | 1821.06 | 1767.606 | 20033.925
| Min Applied |  |  | 0 | 0 | 0 | 0 | 0 | 0 | 0 | 0 | 0 | 0 | 0 | 0 | 0 | 0
| Base Demand |  | 5.2 | 1712.36 | 1960.4 | 2324.92 | 2278.64 | 1866.8 | 1853.28 | 1685.84 | 1698.32 | 1615.12 | 1881.88 | 2090.4 | 2029.04 | 22997
| Min Applied |  |  | 31.33 | 0 | 0 | 0 | 0 | 0 | 57.85 | 45.37 | 128.57 | 0 | 0 | 0 | 263.12 | 50.6
| PF Penalty |  |  | 0 | 0 | 0 | 0 | 0 | 0 | 0 | 0 | 0 | 0 | 0 | 0 | 0
|  |  | TOTAL: | 10250.6069 | 11158.2506 | 13416.1 | 11879.2063 | 10003.9647 | 10460.7764 | 9618.4478 | 9465.9536 | 9194.9446 | 10683.549 | 10655.1187 | 11011.8694 | 127798.788
8 | TODS Proposed
| Service Charge |  | 200 | 200 | 200 | 200 | 200 | 200 | 200 | 200 | 200 | 200 | 200 | 200 | 200 | 2400
| Energy Charge |  | 0.03531 | 4802.0188 | 4984.6774 | 6132.0405 | 4734.7179 | 4114.8862 | 4613.4987 | 4223.5703 | 4045.2901 | 3944.7273 | 4749.195 | 4084.0252 | 4628.5407 | 55057.1881
| Peak Demand |  | 7.81 | 2571.833 | 2944.37 | 3491.851 | 3422.342 | 2803.79 | 2783.484 | 2532.002 | 2550.746 | 2425.786 | 2826.439 | 3139.62 | 3047.462 | 34539.725
| Min Applied |  |  | 0 | 0 | 0 | 0 | 0 | 0 | 0 | 0 | 0 | 0 | 0 | 0 | 0 | 0
| Intermediate Demand |  | 6.11 | 2012.023 | 2303.47 | 2731.781 | 2677.402 | 2193.49 | 2177.604 | 1980.862 | 1995.526 | 1897.766 | 2211.209 | 2456.22 | 2384.122 | 27021.475
| Min Applied |  |  | 0 | 0 | 0 | 0 | 0 | 0 | 0 | 0 | 0 | 0 | 0 | 0 | 0 | 0
| Base Demand |  | 3.24 | 1066.932 | 1221.48 | 1448.604 | 1419.768 | 1163.16 | 1154.736 | 1050.408 | 1058.184 | 1006.344 | 1172.556 | 1302.48 | 1264.248 | 14328.9
| Min Applied |  |  | 381.672 | 227.124 | 0 | 28.836 | 285.444 | 293.868 | 398.196 | 390.42 | 442.26 | 276.048 | 146.124 | 184.356 | 3054.348 | 942.7
| PF Penalty |  |  | 0 | 0 | 0 | 0 | 0 | 0 | 0 | 0 | 0 | 0 | 0 | 0 | 0
|  |  | TOTAL: | 11034.4788 | 11881.1214 | 14004.2765 | 12483.0659 | 10760.7702 | 11223.1907 | 10385.0383 | 10240.1661 | 9916.8833 | 11435.447 | 11328.4692 | 11708.7287 | 136401.6361

## BW
RATE COMPARISON TEMPLATE
Rates current as of 7/1/2017
Rate 1
Metered Usage |  |  |  | July | August | September | October | November | December | January | February | March | April | May | June | TOTAL |  |  | Rate 2
Energy | [18 empty] | Rate 3
|  |  | On Peak | 202922 | 247435 | 246929 | 170079 | 194286 | 182863 | 204422 | 179470 | 175790 | 172655 | 190705 | 205017 | 2372573 | 43.23% |  | Rate 4
|  |  | Off Peak | [12 empty] | 0 |  |  | Rate 5
Demand | Max KW | [17 empty] | Rate 6
| 626.5 |  | Peak | 543.5 | 626.5 | 617.6 | 554.9 | 520.7 | 470.6 | 504.7 | 500.9 | 503.1 | 510.4 | 551 | 497.5 | 6401.4 |  | 2836.1 | Rate 7
| 626.5 |  | Intermediate | 543.5 | 626.5 | 617.6 | 554.9 | 520.7 | 470.6 | 504.7 | 500.9 | 503.1 | 510.4 | 551 | 497.5 | 6401.4 |  | 3565.3 | Rate 8
| 626.5 |  | Base | 543.5 | 626.5 | 617.6 | 554.9 | 520.7 | 470.6 | 504.7 | 500.9 | 503.1 | 510.4 | 551 | 497.5 | 6401.4
|  |  | PF | 90 | 90 | 90 | 90 | 90 | 90 | 90 | 90 | 90 | 90 | 90 | 90
COMPARISON | Service |  |  | July | August | September | October | November | December | January | February | March | April | May | June | TOTAL
| CURRENT | TODS Current | Rate 7 | 15976.9689 | 18863.3224 | 18704.3218 | 14999.4003 | 15310.7692 | 14113.294 | 15414.5059 | 14474.1809 | 14379.2793 | 14384.4858 | 15665.0253 | 15321.2996 | 187606.8537
| POTENTIAL | TODS Proposed | Rate 8 | 16960.5558 | 19687.6698 | 19545.915 | 15959.5575 | 16338.2427 | 15237.5045 | 16473.4248 | 15539.4737 | 15440.1569 | 15431.076 | 16633.5736 | 16394.2103 | 199641.3606
| Savings |  |  | -983.5869 | -824.3474 | -841.5932 | -960.1572 | -1027.4734 | -1124.2105 | -1058.9189 | -1065.2928 | -1060.8776 | -1046.5902 | -968.5482 | -1072.9107 | -12034.5069
Rate Code
Base Charges
1 | GS 3- P Current
| Service Charge |  | 40 | 40 | 40 | 40 | 40 | 40 | 40 | 40 | 40 | 40 | 40 | 40 | 40 | 480
| Energy Charge |  | 0.10426 | 21156.6477 | 25797.5731 | 25744.8175 | 17732.4365 | 20256.2584 | 19065.2964 | 21313.0377 | 18711.5422 | 18327.8654 | 18001.0103 | 19882.9033 | 21375.0724 | 247364.461
|  |  | TOTAL: | 21196.6477 | 25837.5731 | 25784.8175 | 17772.4365 | 20296.2584 | 19105.2964 | 21353.0377 | 18751.5422 | 18367.8654 | 18041.0103 | 19922.9033 | 21415.0724 | 247844.461
2 | GS 3-P Proposed
| Service Charge |  | 50.4 | 50.4 | 50.4 | 50.4 | 50.4 | 50.4 | 50.4 | 50.4 | 50.4 | 50.4 | 50.4 | 50.4 | 50.4 | 604.8
| Energy Charge |  | 0.10685 | 21682.2157 | 26438.4297 | 26384.3636 | 18172.9411 | 20759.4591 | 19538.9116 | 21842.4907 | 19176.3695 | 18783.1615 | 18448.1868 | 20376.8292 | 21906.0664 | 253509.425
|  |  | TOTAL: | 21732.6157 | 26488.8298 | 26434.7637 | 18223.3412 | 20809.8591 | 19589.3115 | 21892.8907 | 19226.7695 | 18833.5615 | 18498.5867 | 20427.2293 | 21956.4664 | 254114.2251
3 | AES 3-P Current
| Service Charge |  | 40 | 40 | 40 | 40 | 40 | 40 | 40 | 40 | 40 | 40 | 40 | 40 | 40 | 480
| Energy Charge |  | 0.08369 | 16982.5422 | 20707.8351 | 20665.488 | 14233.9115 | 16259.7953 | 15303.8045 | 17108.0772 | 15019.8443 | 14711.8651 | 14449.497 | 15960.1015 | 17157.8727 | 198560.6344
|  |  | TOTAL: | 17022.5422 | 20747.8351 | 20705.488 | 14273.9115 | 16299.7953 | 15343.8045 | 17148.0772 | 15059.8443 | 14751.8651 | 14489.497 | 16000.1015 | 17197.8727 | 199040.6344
4 | AES 3-P Proposed
| Service Charge |  | 140 | 140 | 140 | 140 | 140 | 140 | 140 | 140 | 140 | 140 | 140 | 140 | 140 | 1680
| Energy Charge |  | 0.08519 | 17286.9252 | 21078.9876 | 21035.8815 | 14489.03 | 16551.2243 | 15578.099 | 17414.7102 | 15289.0493 | 14975.5501 | 14708.4795 | 16246.1589 | 17465.3982 | 202119.4939
|  |  | TOTAL: | 17426.9252 | 21218.9876 | 21175.8815 | 14629.03 | 16691.2243 | 15718.099 | 17554.7102 | 15429.0493 | 15115.5501 | 14848.4795 | 16386.159 | 17605.3982 | 203799.4939
5 | PS Sec Current
| Service Charge |  | 90 | 90 | 90 | 90 | 90 | 90 | 90 | 90 | 90 | 90 | 90 | 90 | 90 | 1080
| Energy Charge |  | 0.03572 | 7248.3738 | 8838.3782 | 8820.3039 | 6075.2219 | 6939.8959 | 6531.8664 | 7301.9538 | 6410.6684 | 6279.2188 | 6167.2366 | 6811.9826 | 7323.2072 | 84748.3076
| Demand Charge (May through September) |  | 19.05 | July: 10353.675; August: 11934.825; September: 11765.28; May: 10496.55; June: 9477.375 | 54027.705
| Min Applied |  |  | July: 0; August: 0; September: 0; May: 0; June: 0 | 0 | 0
| Demand Charge (October through April) |  | 16.95 | October: 9405.555; November: 8825.865; December: 7976.67; January: 8554.665; February: 8490.255; March: 8527.545; April: 8651.28 | 60431.835
| Min Applied |  |  | October: 0; November: 0; December: 0; January: 0; February: 0; March: 0; April: 0 | 0 | 0
| PF Penalty |  |  | 0 | 0 | 0 | 0 | 0 | 0 | 0 | 0 | 0 | 0 | 0 | 0 | 0
|  |  | TOTAL: | 17692.0488 | 20863.2032 | 20675.5839 | 15570.7769 | 15855.7609 | 14598.5364 | 15946.6188 | 14990.9234 | 14896.7638 | 14908.5166 | 17398.5326 | 16890.5822 | 200287.8476
6 | PS Proposed
| Service Charge |  | 90 | 90 | 90 | 90 | 90 | 90 | 90 | 90 | 90 | 90 | 90 | 90 | 90 | 1080
| Energy Charge |  | 0.03572 | 7248.3738 | 8838.3782 | 8820.3039 | 6075.2219 | 6939.8959 | 6531.8664 | 7301.9538 | 6410.6684 | 6279.2188 | 6167.2366 | 6811.9826 | 7323.2072 | 84748.3076
| Demand Charge (May through September) |  | 20.71 | July: 11255.885; August: 12974.815; September: 12790.496; May: 11411.21; June: 10303.225 | 58735.631
| Min Applied |  |  | July: 0; August: 0; September: 0; May: 0; June: 0 | 0 | 0
| Demand Charge (October through April) |  | 18.43 | October: 10226.807; November: 9596.501; December: 8673.158; January: 9301.621; February: 9231.587; March: 9272.133; April: 9406.672 | 65708.479
| Min Applied |  |  | October: 0; November: 0; December: 0; January: 0; February: 0; March: 0; April: 0 | 0 | 0
| PF Penalty |  |  | 0 | 0 | 0 | 0 | 0 | 0 | 0 | 0 | 0 | 0 | 0 | 0 | 0
|  |  | TOTAL: | 18594.2588 | 21903.1932 | 21700.7999 | 16392.0289 | 16626.3969 | 15295.0244 | 16693.5748 | 15732.2554 | 15641.3518 | 15663.9086 | 18313.1926 | 17716.4322 | 210272.4176
7 | TODS Current
| Service Charge |  | 200 | 200 | 200 | 200 | 200 | 200 | 200 | 200 | 200 | 200 | 200 | 200 | 200 | 2400
| Energy Charge |  | 0.03527 | 7157.0589 | 8727.0325 | 8709.1858 | 5998.6863 | 6852.4672 | 6449.578 | 7209.9639 | 6329.9069 | 6200.1133 | 6089.5418 | 6726.1654 | 7230.9496 | 83680.6497
| Peak Demand |  | 6.13 | 3331.655 | 3840.445 | 3785.888 | 3401.537 | 3191.891 | 2884.778 | 3093.811 | 3070.517 | 3084.003 | 3128.752 | 3377.63 | 3049.675 | 39240.582
| Min Applied |  |  | 0 | 0 | 0 | 0 | 0 | 0 | 0 | 0 | 0 | 0 | 0 | 0 | 0 | 0
| Intermediate Demand |  | 4.53 | 2462.055 | 2838.045 | 2797.728 | 2513.697 | 2358.771 | 2131.818 | 2286.291 | 2269.077 | 2279.043 | 2312.112 | 2496.03 | 2253.675 | 28998.342
| Min Applied |  |  | 0 | 0 | 0 | 0 | 0 | 0 | 0 | 0 | 0 | 0 | 0 | 0 | 0 | 0
| Base Demand |  | 5.2 | 2826.2 | 3257.8 | 3211.52 | 2885.48 | 2707.64 | 2447.12 | 2624.44 | 2604.68 | 2616.12 | 2654.08 | 2865.2 | 2587 | 33287.28
| Min Applied |  |  | 0 | 0 | 0 | 0 | 0 | 0 | 0 | 0 | 0 | 0 | 0 | 0 | 0 | 0
| PF Penalty |  |  | 0 | 0 | 0 | 0 | 0 | 0 | 0 | 0 | 0 | 0 | 0 | 0 | 0
|  |  | TOTAL: | 15976.9689 | 18863.3224 | 18704.3218 | 14999.4003 | 15310.7692 | 14113.294 | 15414.5059 | 14474.1809 | 14379.2793 | 14384.4858 | 15665.0253 | 15321.2996 | 187606.8537
8 | TODS Proposed
| Service Charge |  | 200 | 200 | 200 | 200 | 200 | 200 | 200 | 200 | 200 | 200 | 200 | 200 | 200 | 2400
| Energy Charge |  | 0.03531 | 7165.1758 | 8736.9299 | 8719.063 | 6005.4895 | 6860.2387 | 6456.8925 | 7218.1408 | 6337.0857 | 6207.1449 | 6096.448 | 6733.7936 | 7239.1503 | 83775.5526
| Peak Demand |  | 7.81 | 4244.735 | 4892.965 | 4823.456 | 4333.769 | 4066.667 | 3675.386 | 3941.707 | 3912.029 | 3929.211 | 3986.224 | 4303.31 | 3885.475 | 49994.934
| Min Applied |  |  | 0 | 0 | 0 | 0 | 0 | 0 | 0 | 0 | 0 | 0 | 0 | 0 | 0 | 0
| Intermediate Demand |  | 6.11 | 3320.785 | 3827.915 | 3773.536 | 3390.439 | 3181.477 | 2875.366 | 3083.717 | 3060.499 | 3073.941 | 3118.544 | 3366.61 | 3039.725 | 39112.554
| Min Applied |  |  | 0 | 0 | 0 | 0 | 0 | 0 | 0 | 0 | 0 | 0 | 0 | 0 | 0 | 0
| Base Demand |  | 3.24 | 1760.94 | 2029.86 | 2001.024 | 1797.876 | 1687.068 | 1524.744 | 1635.228 | 1622.916 | 1630.044 | 1653.696 | 1785.24 | 1611.9 | 20740.536
| Min Applied |  |  | 268.92 | 0 | 28.836 | 231.984 | 342.792 | 505.116 | 394.632 | 406.944 | 399.816 | 376.164 | 244.62 | 417.96 | 3617.784 | 1116.6
| PF Penalty |  |  | 0 | 0 | 0 | 0 | 0 | 0 | 0 | 0 | 0 | 0 | 0 | 0 | 0
|  |  | TOTAL: | 16960.5558 | 19687.6698 | 19545.915 | 15959.5575 | 16338.2427 | 15237.5045 | 16473.4248 | 15539.4737 | 15440.1569 | 15431.076 | 16633.5736 | 16394.2103 | 199641.3606

## BX
RATE COMPARISON TEMPLATE
Rates current as of 7/1/2017
Rate 1
Metered Usage |  |  |  | July | August | September | October | November | December | January | February | March | April | May | June | TOTAL |  |  | Rate 2
Energy | [18 empty] | Rate 3
|  |  | On Peak | 64250 | 76000 | 83000 | 57000 | 60750 | 63250 | 55500 | 62750 | 66000 | 57000 | 63750 | 62750 | 772000 | 26.12% |  | Rate 4
|  |  | Off Peak | [12 empty] | 0 |  |  | Rate 5
Demand | Max KW | [17 empty] | Rate 6
| 337.4 |  | Peak | 263.1 | 321.8 | 337.4 | 286.1 | 255.2 | 218.7 | 241.2 | 246 | 254 | 265.7 | 270 | 294.5 | 3253.7 |  | 1486.8 | Rate 7
| 337.4 |  | Intermediate | 263.1 | 321.8 | 337.4 | 286.1 | 255.2 | 218.7 | 241.2 | 246 | 254 | 265.7 | 270 | 294.5 | 3253.7 |  | 1766.9 | Rate 8
| 337.4 |  | Base | 263.1 | 321.8 | 337.4 | 286.1 | 255.2 | 218.7 | 241.2 | 246 | 254 | 265.7 | 270 | 294.5 | 3253.7
|  |  | PF | 90 | 90 | 90 | 90 | 90 | 90 | 90 | 90 | 90 | 90 | 90 | 90
COMPARISON | Service |  |  | July | August | September | October | November | December | January | February | March | April | May | June | TOTAL
| CURRENT | TODS Current | Rate 7 | 6638.8635 | 7984.268 | 8478.574 | 6747.936 | 6390.1245 | 6062.1695 | 6028.677 | 6335.5525 | 6556.26 | 6424.392 | 6730.6625 | 7083.9625 | 81461.442
| POTENTIAL | TODS Proposed | Rate 8 | 7224.1955 | 8456.192 | 8920.514 | 7288.358 | 6990.6425 | 6570.8375 | 6610.385 | 6933.1985 | 7159.316 | 7004.39 | 7302.5885 | 7608.3185 | 88068.936
| Savings |  |  | -585.332 | -471.924 | -441.94 | -540.422 | -600.518 | -508.668 | -581.708 | -597.646 | -603.056 | -579.998 | -571.926 | -524.356 | -6607.494
Rate Code
Base Charges
1 | GS 3- P Current
| Service Charge |  | 40 | 40 | 40 | 40 | 40 | 40 | 40 | 40 | 40 | 40 | 40 | 40 | 40 | 480
| Energy Charge |  | 0.10426 | 6698.705 | 7923.76 | 8653.58 | 5942.82 | 6333.795 | 6594.445 | 5786.43 | 6542.315 | 6881.16 | 5942.82 | 6646.575 | 6542.315 | 80488.72
|  |  | TOTAL: | 6738.705 | 7963.76 | 8693.58 | 5982.82 | 6373.795 | 6634.445 | 5826.43 | 6582.315 | 6921.16 | 5982.82 | 6686.575 | 6582.315 | 80968.72
2 | GS 3-P Proposed
| Service Charge |  | 50.4 | 50.4 | 50.4 | 50.4 | 50.4 | 50.4 | 50.4 | 50.4 | 50.4 | 50.4 | 50.4 | 50.4 | 50.4 | 604.8
| Energy Charge |  | 0.10685 | 6865.1125 | 8120.6 | 8868.55 | 6090.45 | 6491.1375 | 6758.2625 | 5930.175 | 6704.8375 | 7052.1 | 6090.45 | 6811.6875 | 6704.8375 | 82488.2
|  |  | TOTAL: | 6915.5125 | 8171 | 8918.95 | 6140.85 | 6541.5375 | 6808.6625 | 5980.575 | 6755.2375 | 7102.5 | 6140.85 | 6862.0875 | 6755.2375 | 83093
3 | AES 3-P Current
| Service Charge |  | 40 | 40 | 40 | 40 | 40 | 40 | 40 | 40 | 40 | 40 | 40 | 40 | 40 | 480
| Energy Charge |  | 0.08369 | 5377.0825 | 6360.44 | 6946.27 | 4770.33 | 5084.1675 | 5293.3925 | 4644.795 | 5251.5475 | 5523.54 | 4770.33 | 5335.2375 | 5251.5475 | 64608.68
|  |  | TOTAL: | 5417.0825 | 6400.44 | 6986.27 | 4810.33 | 5124.1675 | 5333.3925 | 4684.795 | 5291.5475 | 5563.54 | 4810.33 | 5375.2375 | 5291.5475 | 65088.68
4 | AES 3-P Proposed
| Service Charge |  | 140 | 140 | 140 | 140 | 140 | 140 | 140 | 140 | 140 | 140 | 140 | 140 | 140 | 1680
| Energy Charge |  | 0.08519 | 5473.4575 | 6474.44 | 7070.77 | 4855.83 | 5175.2925 | 5388.2675 | 4728.045 | 5345.6725 | 5622.54 | 4855.83 | 5430.8625 | 5345.6725 | 65766.68
|  |  | TOTAL: | 5613.4575 | 6614.44 | 7210.77 | 4995.83 | 5315.2925 | 5528.2675 | 4868.045 | 5485.6725 | 5762.54 | 4995.83 | 5570.8625 | 5485.6725 | 67446.68
5 | PS Sec Current
| Service Charge |  | 90 | 90 | 90 | 90 | 90 | 90 | 90 | 90 | 90 | 90 | 90 | 90 | 90 | 1080
| Energy Charge |  | 0.03572 | 2295.01 | 2714.72 | 2964.76 | 2036.04 | 2169.99 | 2259.29 | 1982.46 | 2241.43 | 2357.52 | 2036.04 | 2277.15 | 2241.43 | 27575.84
| Demand Charge (May through September) |  | 19.05 | July: 5012.055; August: 6130.29; September: 6427.47; May: 5143.5; June: 5610.225 | 28323.54
| Min Applied |  |  | July: 0; August: 0; September: 0; May: 0; June: 0 | 0 | 0
| Demand Charge (October through April) |  | 16.95 | October: 4849.395; November: 4325.64; December: 3706.965; January: 4088.34; February: 4169.7; March: 4305.3; April: 4503.615 | 29948.955
| Min Applied |  |  | October: 0; November: 0; December: 0; January: 0; February: 0; March: 0; April: 0 | 0 | 0
| PF Penalty |  |  | 0 | 0 | 0 | 0 | 0 | 0 | 0 | 0 | 0 | 0 | 0 | 0 | 0
|  |  | TOTAL: | 7397.065 | 8935.01 | 9482.23 | 6975.435 | 6585.63 | 6056.255 | 6160.8 | 6501.13 | 6752.82 | 6629.655 | 7510.65 | 7941.655 | 86928.335
6 | PS Proposed
| Service Charge |  | 90 | 90 | 90 | 90 | 90 | 90 | 90 | 90 | 90 | 90 | 90 | 90 | 90 | 1080
| Energy Charge |  | 0.03572 | 2295.01 | 2714.72 | 2964.76 | 2036.04 | 2169.99 | 2259.29 | 1982.46 | 2241.43 | 2357.52 | 2036.04 | 2277.15 | 2241.43 | 27575.84
| Demand Charge (May through September) |  | 20.71 | July: 5448.801; August: 6664.478; September: 6987.554; May: 5591.7; June: 6099.095 | 30791.628
| Min Applied |  |  | July: 0; August: 0; September: 0; May: 0; June: 0 | 0 | 0
| Demand Charge (October through April) |  | 18.43 | October: 5272.823; November: 4703.336; December: 4030.641; January: 4445.316; February: 4533.78; March: 4681.22; April: 4896.851 | 32563.967
| Min Applied |  |  | October: 0; November: 0; December: 0; January: 0; February: 0; March: 0; April: 0 | 0 | 0
| PF Penalty |  |  | 0 | 0 | 0 | 0 | 0 | 0 | 0 | 0 | 0 | 0 | 0 | 0 | 0
|  |  | TOTAL: | 7833.811 | 9469.198 | 10042.314 | 7398.863 | 6963.326 | 6379.931 | 6517.776 | 6865.21 | 7128.74 | 7022.891 | 7958.85 | 8430.525 | 92011.435
7 | TODS Current
| Service Charge |  | 200 | 200 | 200 | 200 | 200 | 200 | 200 | 200 | 200 | 200 | 200 | 200 | 200 | 2400
| Energy Charge |  | 0.03527 | 2266.0975 | 2680.52 | 2927.41 | 2010.39 | 2142.6525 | 2230.8275 | 1957.485 | 2213.1925 | 2327.82 | 2010.39 | 2248.4625 | 2213.1925 | 27228.44
| Peak Demand |  | 6.13 | 1612.803 | 1972.634 | 2068.262 | 1753.793 | 1564.376 | 1340.631 | 1478.556 | 1507.98 | 1557.02 | 1628.741 | 1655.1 | 1805.285 | 19945.181
| Min Applied |  |  | 0 | 0 | 0 | 0 | 0 | 0 | 0 | 0 | 0 | 0 | 0 | 0 | 0 | 0
| Intermediate Demand |  | 4.53 | 1191.843 | 1457.754 | 1528.422 | 1296.033 | 1156.056 | 990.711 | 1092.636 | 1114.38 | 1150.62 | 1203.621 | 1223.1 | 1334.085 | 14739.261
| Min Applied |  |  | 0 | 0 | 0 | 0 | 0 | 0 | 0 | 0 | 0 | 0 | 0 | 0 | 0 | 0
| Base Demand |  | 5.2 | 1368.12 | 1673.36 | 1754.48 | 1487.72 | 1327.04 | 1137.24 | 1254.24 | 1279.2 | 1320.8 | 1381.64 | 1404 | 1531.4 | 16919.24
| Min Applied |  |  | 0 | 0 | 0 | 0 | 0 | 162.76 | 45.76 | 20.8 | 0 | 0 | 0 | 0 | 229.32 | 44.1
| PF Penalty |  |  | 0 | 0 | 0 | 0 | 0 | 0 | 0 | 0 | 0 | 0 | 0 | 0 | 0
|  |  | TOTAL: | 6638.8635 | 7984.268 | 8478.574 | 6747.936 | 6390.1245 | 6062.1695 | 6028.677 | 6335.5525 | 6556.26 | 6424.392 | 6730.6625 | 7083.9625 | 81461.442
8 | TODS Proposed
| Service Charge |  | 200 | 200 | 200 | 200 | 200 | 200 | 200 | 200 | 200 | 200 | 200 | 200 | 200 | 2400
| Energy Charge |  | 0.03531 | 2268.6675 | 2683.56 | 2930.73 | 2012.67 | 2145.0825 | 2233.3575 | 1959.705 | 2215.7025 | 2330.46 | 2012.67 | 2251.0125 | 2215.7025 | 27259.32
| Peak Demand |  | 7.81 | 2054.811 | 2513.258 | 2635.094 | 2234.441 | 1993.112 | 1708.047 | 1883.772 | 1921.26 | 1983.74 | 2075.117 | 2108.7 | 2300.045 | 25411.397
| Min Applied |  |  | 0 | 0 | 0 | 0 | 0 | 0 | 0 | 0 | 0 | 0 | 0 | 0 | 0 | 0
| Intermediate Demand |  | 6.11 | 1607.541 | 1966.198 | 2061.514 | 1748.071 | 1559.272 | 1336.257 | 1473.732 | 1503.06 | 1551.94 | 1623.427 | 1649.7 | 1799.395 | 19880.107
| Min Applied |  |  | 0 | 0 | 0 | 0 | 0 | 0 | 0 | 0 | 0 | 0 | 0 | 0 | 0 | 0
| Base Demand |  | 3.24 | 852.444 | 1042.632 | 1093.176 | 926.964 | 826.848 | 708.588 | 781.488 | 797.04 | 822.96 | 860.868 | 874.8 | 954.18 | 10541.988
| Min Applied |  |  | 240.732 | 50.544 | 0 | 166.212 | 266.328 | 384.588 | 311.688 | 296.136 | 270.216 | 232.308 | 218.376 | 138.996 | 2576.124 | 795.1
| PF Penalty |  |  | 0 | 0 | 0 | 0 | 0 | 0 | 0 | 0 | 0 | 0 | 0 | 0 | 0
|  |  | TOTAL: | 7224.1955 | 8456.192 | 8920.514 | 7288.358 | 6990.6425 | 6570.8375 | 6610.385 | 6933.1985 | 7159.316 | 7004.39 | 7302.5885 | 7608.3185 | 88068.936

## BY
RATE COMPARISON TEMPLATE
Rates current as of 7/1/2017
Rate 1
Metered Usage |  |  |  | July | August | September | October | November | December | January | February | March | April | May | June | TOTAL |  |  | Rate 2
Energy | [18 empty] | Rate 3
|  |  | On Peak | 62800 | 63800 | 91800 | 76600 | 75400 | 84800 | 72200 | 75800 | 71600 | 71200 | 72600 | 75400 | 894000 | 28.22% |  | Rate 4
|  |  | Off Peak | [12 empty] | 0 |  |  | Rate 5
Demand | Max KW | [17 empty] | Rate 6
| 361.6 |  | Peak | 210 | 265.9 | 329.6 | 308.6 | 310.8 | 335.5 | 339.1 | 341.8 | 361.6 | 330.1 | 332.5 | 254.6 | 3720.1 |  | 1392.6 | Rate 7
| 361.6 |  | Intermediate | 210 | 265.9 | 329.6 | 308.6 | 310.8 | 335.5 | 339.1 | 341.8 | 361.6 | 330.1 | 332.5 | 254.6 | 3720.1 |  | 2327.5 | Rate 8
| 361.6 |  | Base | 210 | 265.9 | 329.6 | 308.6 | 310.8 | 335.5 | 339.1 | 341.8 | 361.6 | 330.1 | 332.5 | 254.6 | 3720.1
|  |  | PF | 90 | 90 | 90 | 90 | 90 | 90 | 90 | 90 | 90 | 90 | 90 | 90
COMPARISON | Service |  |  | July | August | September | October | November | December | January | February | March | April | May | June | TOTAL
| CURRENT | TODS Current | Rate 7 | 5953.556 | 6694.96 | 8665.242 | 7796.078 | 7788.646 | 8511.926 | 8124.62 | 8294.414 | 8460.308 | 7946.61 | 8034.052 | 6983.634 | 93254.046
| POTENTIAL | TODS Proposed | Rate 8 | 6512.252 | 7325.69 | 9201.074 | 8372.042 | 8360.294 | 9036.032 | 8641.238 | 8805.938 | 8933.252 | 8480.648 | 8563.49 | 7577.99 | 99809.94
| Savings |  |  | -558.696 | -630.73 | -535.832 | -575.964 | -571.648 | -524.106 | -516.618 | -511.524 | -472.944 | -534.038 | -529.438 | -594.356 | -6555.894
Rate Code
Base Charges
1 | GS 3- P Current
| Service Charge |  | 40 | 40 | 40 | 40 | 40 | 40 | 40 | 40 | 40 | 40 | 40 | 40 | 40 | 480
| Energy Charge |  | 0.10426 | 6547.528 | 6651.788 | 9571.068 | 7986.316 | 7861.204 | 8841.248 | 7527.572 | 7902.908 | 7465.016 | 7423.312 | 7569.276 | 7861.204 | 93208.44
|  |  | TOTAL: | 6587.528 | 6691.788 | 9611.068 | 8026.316 | 7901.204 | 8881.248 | 7567.572 | 7942.908 | 7505.016 | 7463.312 | 7609.276 | 7901.204 | 93688.44
2 | GS 3-P Proposed
| Service Charge |  | 50.4 | 50.4 | 50.4 | 50.4 | 50.4 | 50.4 | 50.4 | 50.4 | 50.4 | 50.4 | 50.4 | 50.4 | 50.4 | 604.8
| Energy Charge |  | 0.10685 | 6710.18 | 6817.03 | 9808.83 | 8184.71 | 8056.49 | 9060.88 | 7714.57 | 8099.23 | 7650.46 | 7607.72 | 7757.31 | 8056.49 | 95523.9
|  |  | TOTAL: | 6760.58 | 6867.43 | 9859.23 | 8235.11 | 8106.89 | 9111.28 | 7764.97 | 8149.63 | 7700.86 | 7658.12 | 7807.71 | 8106.89 | 96128.7
3 | AES 3-P Current
| Service Charge |  | 40 | 40 | 40 | 40 | 40 | 40 | 40 | 40 | 40 | 40 | 40 | 40 | 40 | 480
| Energy Charge |  | 0.08369 | 5255.732 | 5339.422 | 7682.742 | 6410.654 | 6310.226 | 7096.912 | 6042.418 | 6343.702 | 5992.204 | 5958.728 | 6075.894 | 6310.226 | 74818.86
|  |  | TOTAL: | 5295.732 | 5379.422 | 7722.742 | 6450.654 | 6350.226 | 7136.912 | 6082.418 | 6383.702 | 6032.204 | 5998.728 | 6115.894 | 6350.226 | 75298.86
4 | AES 3-P Proposed
| Service Charge |  | 140 | 140 | 140 | 140 | 140 | 140 | 140 | 140 | 140 | 140 | 140 | 140 | 140 | 1680
| Energy Charge |  | 0.08519 | 5349.932 | 5435.122 | 7820.442 | 6525.554 | 6423.326 | 7224.112 | 6150.718 | 6457.402 | 6099.604 | 6065.528 | 6184.794 | 6423.326 | 76159.86
|  |  | TOTAL: | 5489.932 | 5575.122 | 7960.442 | 6665.554 | 6563.326 | 7364.112 | 6290.718 | 6597.402 | 6239.604 | 6205.528 | 6324.794 | 6563.326 | 77839.86
5 | PS Sec Current
| Service Charge |  | 90 | 90 | 90 | 90 | 90 | 90 | 90 | 90 | 90 | 90 | 90 | 90 | 90 | 1080
| Energy Charge |  | 0.03572 | 2243.216 | 2278.936 | 3279.096 | 2736.152 | 2693.288 | 3029.056 | 2578.984 | 2707.576 | 2557.552 | 2543.264 | 2593.272 | 2693.288 | 31933.68
| Demand Charge (May through September) |  | 19.05 | July: 4000.5; August: 5065.395; September: 6278.88; May: 6334.125; June: 4850.13 | 26529.03
| Min Applied |  |  | July: 0; August: 0; September: 0; May: 0; June: 0 | 0 | 0
| Demand Charge (October through April) |  | 16.95 | October: 5230.77; November: 5268.06; December: 5686.725; January: 5747.745; February: 5793.51; March: 6129.12; April: 5595.195 | 39451.125
| Min Applied |  |  | October: 0; November: 0; December: 0; January: 0; February: 0; March: 0; April: 0 | 0 | 0
| PF Penalty |  |  | 0 | 0 | 0 | 0 | 0 | 0 | 0 | 0 | 0 | 0 | 0 | 0 | 0
|  |  | TOTAL: | 6333.716 | 7434.331 | 9647.976 | 8056.922 | 8051.348 | 8805.781 | 8416.729 | 8591.086 | 8776.672 | 8228.459 | 9017.397 | 7633.418 | 98993.835
6 | PS Proposed
| Service Charge |  | 90 | 90 | 90 | 90 | 90 | 90 | 90 | 90 | 90 | 90 | 90 | 90 | 90 | 1080
| Energy Charge |  | 0.03572 | 2243.216 | 2278.936 | 3279.096 | 2736.152 | 2693.288 | 3029.056 | 2578.984 | 2707.576 | 2557.552 | 2543.264 | 2593.272 | 2693.288 | 31933.68
| Demand Charge (May through September) |  | 20.71 | July: 4349.1; August: 5506.789; September: 6826.016; May: 6886.075; June: 5272.766 | 28840.746
| Min Applied |  |  | July: 0; August: 0; September: 0; May: 0; June: 0 | 0 | 0
| Demand Charge (October through April) |  | 18.43 | October: 5687.498; November: 5728.044; December: 6183.265; January: 6249.613; February: 6299.374; March: 6664.288; April: 6083.743 | 42895.825
| Min Applied |  |  | October: 0; November: 0; December: 0; January: 0; February: 0; March: 0; April: 0 | 0 | 0
| PF Penalty |  |  | 0 | 0 | 0 | 0 | 0 | 0 | 0 | 0 | 0 | 0 | 0 | 0 | 0
|  |  | TOTAL: | 6682.316 | 7875.725 | 10195.112 | 8513.65 | 8511.332 | 9302.321 | 8918.597 | 9096.95 | 9311.84 | 8717.007 | 9569.347 | 8056.054 | 104750.251
7 | TODS Current
| Service Charge |  | 200 | 200 | 200 | 200 | 200 | 200 | 200 | 200 | 200 | 200 | 200 | 200 | 200 | 2400
| Energy Charge |  | 0.03527 | 2214.956 | 2250.226 | 3237.786 | 2701.682 | 2659.358 | 2990.896 | 2546.494 | 2673.466 | 2525.332 | 2511.224 | 2560.602 | 2659.358 | 31531.38
| Peak Demand |  | 6.13 | 1287.3 | 1629.967 | 2020.448 | 1891.718 | 1905.204 | 2056.615 | 2078.683 | 2095.234 | 2216.608 | 2023.513 | 2038.225 | 1560.698 | 22804.213
| Min Applied |  |  | 0 | 0 | 0 | 0 | 0 | 0 | 0 | 0 | 0 | 0 | 0 | 0 | 0 | 0
| Intermediate Demand |  | 4.53 | 951.3 | 1204.527 | 1493.088 | 1397.958 | 1407.924 | 1519.815 | 1536.123 | 1548.354 | 1638.048 | 1495.353 | 1506.225 | 1153.338 | 16852.053
| Min Applied |  |  | 0 | 0 | 0 | 0 | 0 | 0 | 0 | 0 | 0 | 0 | 0 | 0 | 0 | 0
| Base Demand |  | 5.2 | 1092 | 1382.68 | 1713.92 | 1604.72 | 1616.16 | 1744.6 | 1763.32 | 1777.36 | 1880.32 | 1716.52 | 1729 | 1323.92 | 19344.52
| Min Applied |  |  | 208 | 27.56 | 0 | 0 | 0 | 0 | 0 | 0 | 0 | 0 | 0 | 86.32 | 321.88 | 61.9
| PF Penalty |  |  | 0 | 0 | 0 | 0 | 0 | 0 | 0 | 0 | 0 | 0 | 0 | 0 | 0
|  |  | TOTAL: | 5953.556 | 6694.96 | 8665.242 | 7796.078 | 7788.646 | 8511.926 | 8124.62 | 8294.414 | 8460.308 | 7946.61 | 8034.052 | 6983.634 | 93254.046
8 | TODS Proposed
| Service Charge |  | 200 | 200 | 200 | 200 | 200 | 200 | 200 | 200 | 200 | 200 | 200 | 200 | 200 | 2400
| Energy Charge |  | 0.03531 | 2217.468 | 2252.778 | 3241.458 | 2704.746 | 2662.374 | 2994.288 | 2549.382 | 2676.498 | 2528.196 | 2514.072 | 2563.506 | 2662.374 | 31567.14
| Peak Demand |  | 7.81 | 1640.1 | 2076.679 | 2574.176 | 2410.166 | 2427.348 | 2620.255 | 2648.371 | 2669.458 | 2824.096 | 2578.081 | 2596.825 | 1988.426 | 29053.981
| Min Applied |  |  | 0 | 0 | 0 | 0 | 0 | 0 | 0 | 0 | 0 | 0 | 0 | 0 | 0 | 0
| Intermediate Demand |  | 6.11 | 1283.1 | 1624.649 | 2013.856 | 1885.546 | 1898.988 | 2049.905 | 2071.901 | 2088.398 | 2209.376 | 2016.911 | 2031.575 | 1555.606 | 22729.811
| Min Applied |  |  | 0 | 0 | 0 | 0 | 0 | 0 | 0 | 0 | 0 | 0 | 0 | 0 | 0 | 0
| Base Demand |  | 3.24 | 680.4 | 861.516 | 1067.904 | 999.864 | 1006.992 | 1087.02 | 1098.684 | 1107.432 | 1171.584 | 1069.524 | 1077.3 | 824.904 | 12053.124
| Min Applied |  |  | 491.184 | 310.068 | 103.68 | 171.72 | 164.592 | 84.564 | 72.9 | 64.152 | 0 | 102.06 | 94.284 | 346.68 | 2005.884 | 619.1
| PF Penalty |  |  | 0 | 0 | 0 | 0 | 0 | 0 | 0 | 0 | 0 | 0 | 0 | 0 | 0
|  |  | TOTAL: | 6512.252 | 7325.69 | 9201.074 | 8372.042 | 8360.294 | 9036.032 | 8641.238 | 8805.938 | 8933.252 | 8480.648 | 8563.49 | 7577.99 | 99809.94

## BZ
RATE COMPARISON TEMPLATE
Rates current as of 7/1/2017
Rate 1
Metered Usage |  |  |  | July | August | September | October | November | December | January | February | March | April | May | June | TOTAL |  |  | Rate 2
Energy | [18 empty] | Rate 3
|  |  | On Peak | 57840 | 91920 | 78480 | 63120 | 70800 | 52080 | 68160 | 71280 | 56880 | 62160 | 65520 | 59040 | 797280 | 30.04% |  | Rate 4
|  |  | Off Peak | [12 empty] | 0 |  |  | Rate 5
Demand | Max KW | [17 empty] | Rate 6
| 303 |  | Peak | 178 | 262 | 303 | 266 | 261 | 213 | 248 | 226 | 220 | 258 | 263 | 151 | 2849 |  | 1157 | Rate 7
| 316 |  | Intermediate | 190 | 296 | 316 | 283 | 261 | 213 | 248 | 226 | 220 | 259 | 265 | 160 | 2937 |  | 1692 | Rate 8
| 316 |  | Base | 272 | 296 | 316 | 283 | 261 | 255 | 255 | 255 | 255 | 259 | 265 | 255 | 3227
|  |  | PF | 90 | 90 | 90 | 90 | 90 | 90 | 90 | 90 | 90 | 90 | 90 | 90
COMPARISON | Service |  |  | July | August | September | October | November | December | January | February | March | April | May | June | TOTAL
| CURRENT | TODS Current | Rate 7 | 5606.2568 | 7928.1584 | 7900.0596 | 6810.4124 | 6836.576 | 5633.4416 | 6573.6832 | 6449.2056 | 5877.3576 | 6493.9932 | 6701.5304 | 5261.8358 | 78072.5106
| POTENTIAL | TODS Proposed | Rate 8 | 5817.2504 | 8324.3152 | 8292.1588 | 7259.1972 | 7356.908 | 6027.7448 | 7082.7296 | 6886.6568 | 6294.6728 | 7016.1796 | 7210.5312 | 5469.3574 | 83037.7018
| Savings |  |  | -210.9936 | -396.1568 | -392.0992 | -448.7848 | -520.332 | -394.3032 | -509.0464 | -437.4512 | -417.3152 | -522.1864 | -509.0008 | -207.5216 | -4965.1912
Rate Code
Base Charges
1 | GS 3- P Current
| Service Charge |  | 40 | 40 | 40 | 40 | 40 | 40 | 40 | 40 | 40 | 40 | 40 | 40 | 40 | 480
| Energy Charge |  | 0.10426 | 6030.3984 | 9583.5792 | 8182.3248 | 6580.8912 | 7381.608 | 5429.8608 | 7106.3616 | 7431.6528 | 5930.3088 | 6480.8016 | 6831.1152 | 6155.5104 | 83124.4128
|  |  | TOTAL: | 6070.3984 | 9623.5792 | 8222.3248 | 6620.8912 | 7421.608 | 5469.8608 | 7146.3616 | 7471.6528 | 5970.3088 | 6520.8016 | 6871.1152 | 6195.5104 | 83604.4128
2 | GS 3-P Proposed
| Service Charge |  | 50.4 | 50.4 | 50.4 | 50.4 | 50.4 | 50.4 | 50.4 | 50.4 | 50.4 | 50.4 | 50.4 | 50.4 | 50.4 | 604.8
| Energy Charge |  | 0.10685 | 6180.204 | 9821.652 | 8385.588 | 6744.372 | 7564.98 | 5564.748 | 7282.896 | 7616.268 | 6077.628 | 6641.796 | 7000.812 | 6308.424 | 85189.368
|  |  | TOTAL: | 6230.604 | 9872.052 | 8435.988 | 6794.772 | 7615.38 | 5615.148 | 7333.296 | 7666.668 | 6128.028 | 6692.196 | 7051.212 | 6358.824 | 85794.168
3 | AES 3-P Current
| Service Charge |  | 40 | 40 | 40 | 40 | 40 | 40 | 40 | 40 | 40 | 40 | 40 | 40 | 40 | 480
| Energy Charge |  | 0.08369 | 4840.6296 | 7692.7848 | 6567.9912 | 5282.5128 | 5925.252 | 4358.5752 | 5704.3104 | 5965.4232 | 4760.2872 | 5202.1704 | 5483.3688 | 4941.0576 | 66724.3632
|  |  | TOTAL: | 4880.6296 | 7732.7848 | 6607.9912 | 5322.5128 | 5965.252 | 4398.5752 | 5744.3104 | 6005.4232 | 4800.2872 | 5242.1704 | 5523.3688 | 4981.0576 | 67204.3632
4 | AES 3-P Proposed
| Service Charge |  | 140 | 140 | 140 | 140 | 140 | 140 | 140 | 140 | 140 | 140 | 140 | 140 | 140 | 1680
| Energy Charge |  | 0.08519 | 4927.3896 | 7830.6648 | 6685.7112 | 5377.1928 | 6031.452 | 4436.6952 | 5806.5504 | 6072.3432 | 4845.6072 | 5295.4104 | 5581.6488 | 5029.6176 | 67920.2832
|  |  | TOTAL: | 5067.3896 | 7970.6648 | 6825.7112 | 5517.1928 | 6171.452 | 4576.6952 | 5946.5504 | 6212.3432 | 4985.6072 | 5435.4104 | 5721.6488 | 5169.6176 | 69600.2832
5 | PS Sec Current
| Service Charge |  | 90 | 90 | 90 | 90 | 90 | 90 | 90 | 90 | 90 | 90 | 90 | 90 | 90 | 1080
| Energy Charge |  | 0.03572 | 2066.0448 | 3283.3824 | 2803.3056 | 2254.6464 | 2528.976 | 1860.2976 | 2434.6752 | 2546.1216 | 2031.7536 | 2220.3552 | 2340.3744 | 2108.9088 | 28478.8416
| Demand Charge (May through September) |  | 19.05 | July: 3390.9; August: 4991.1; September: 5772.15; May: 5010.15; June: 2876.55 | 22040.85
| Min Applied |  |  | July: 0; August: 0; September: 0; May: 0; June: 9.525 | 9.525 | 0.5
| Demand Charge (October through April) |  | 16.95 | October: 4508.7; November: 4423.95; December: 3610.35; January: 4203.6; February: 3830.7; March: 3729; April: 4373.1 | 28679.4
| Min Applied |  |  | October: 0; November: 0; December: 0; January: 0; February: 0; March: 0; April: 0 | 0 | 0
| PF Penalty |  |  | 0 | 0 | 0 | 0 | 0 | 0 | 0 | 0 | 0 | 0 | 0 | 0 | 0
|  |  | TOTAL: | 5546.9448 | 8364.4824 | 8665.4556 | 6853.3464 | 7042.926 | 5560.6476 | 6728.2752 | 6466.8216 | 5850.7536 | 6683.4552 | 7440.5244 | 5084.9838 | 80288.6166
6 | PS Proposed
| Service Charge |  | 90 | 90 | 90 | 90 | 90 | 90 | 90 | 90 | 90 | 90 | 90 | 90 | 90 | 1080
| Energy Charge |  | 0.03572 | 2066.0448 | 3283.3824 | 2803.3056 | 2254.6464 | 2528.976 | 1860.2976 | 2434.6752 | 2546.1216 | 2031.7536 | 2220.3552 | 2340.3744 | 2108.9088 | 28478.8416
| Demand Charge (May through September) |  | 20.71 | July: 3686.38; August: 5426.02; September: 6275.13; May: 5446.73; June: 3127.21 | 23961.47
| Min Applied |  |  | July: 0; August: 0; September: 0; May: 0; June: 10.355 | 10.355 | 0.5
| Demand Charge (October through April) |  | 18.43 | October: 4902.38; November: 4810.23; December: 3925.59; January: 4570.64; February: 4165.18; March: 4054.6; April: 4754.94 | 31183.56
| Min Applied |  |  | October: 0; November: 0; December: 0; January: 0; February: 0; March: 0; April: 0 | 0 | 0
| PF Penalty |  |  | 0 | 0 | 0 | 0 | 0 | 0 | 0 | 0 | 0 | 0 | 0 | 0 | 0
|  |  | TOTAL: | 5842.4248 | 8799.4024 | 9168.4356 | 7247.0264 | 7429.206 | 5875.8876 | 7095.3152 | 6801.3016 | 6176.3536 | 7065.2952 | 7877.1044 | 5336.4738 | 84714.2266
7 | TODS Current
| Service Charge |  | 200 | 200 | 200 | 200 | 200 | 200 | 200 | 200 | 200 | 200 | 200 | 200 | 200 | 2400
| Energy Charge |  | 0.03527 | 2040.0168 | 3242.0184 | 2767.9896 | 2226.2424 | 2497.116 | 1836.8616 | 2404.0032 | 2514.0456 | 2006.1576 | 2192.3832 | 2310.8904 | 2082.3408 | 28120.0656
| Peak Demand |  | 6.13 | 1091.14 | 1606.06 | 1857.39 | 1630.58 | 1599.93 | 1305.69 | 1520.24 | 1385.38 | 1348.6 | 1581.54 | 1612.19 | 925.63 | 17464.37
| Min Applied |  |  | 0 | 0 | 0 | 0 | 0 | 0 | 0 | 0 | 0 | 0 | 0 | 3.065 | 3.065 | 0.5
| Intermediate Demand |  | 4.53 | 860.7 | 1340.88 | 1431.48 | 1281.99 | 1182.33 | 964.89 | 1123.44 | 1023.78 | 996.6 | 1173.27 | 1200.45 | 724.8 | 13304.61
| Min Applied |  |  | 0 | 0 | 0 | 0 | 0 | 0 | 0 | 0 | 0 | 0 | 0 | 0 | 0 | 0
| Base Demand |  | 5.2 | 1414.4 | 1539.2 | 1643.2 | 1471.6 | 1357.2 | 1326 | 1326 | 1326 | 1326 | 1346.8 | 1378 | 1326 | 16780.4
| Min Applied |  |  | 0 | 0 | 0 | 0 | 0 | 0 | 0 | 0 | 0 | 0 | 0 | 0 | 0 | 0
| PF Penalty |  |  | 0 | 0 | 0 | 0 | 0 | 0 | 0 | 0 | 0 | 0 | 0 | 0 | 0
|  |  | TOTAL: | 5606.2568 | 7928.1584 | 7900.0596 | 6810.4124 | 6836.576 | 5633.4416 | 6573.6832 | 6449.2056 | 5877.3576 | 6493.9932 | 6701.5304 | 5261.8358 | 78072.5106
8 | TODS Proposed
| Service Charge |  | 200 | 200 | 200 | 200 | 200 | 200 | 200 | 200 | 200 | 200 | 200 | 200 | 200 | 2400
| Energy Charge |  | 0.03531 | 2042.3304 | 3245.6952 | 2771.1288 | 2228.7672 | 2499.948 | 1838.9448 | 2406.7296 | 2516.8968 | 2008.4328 | 2194.8696 | 2313.5112 | 2084.7024 | 28151.9568
| Peak Demand |  | 7.81 | 1390.18 | 2046.22 | 2366.43 | 2077.46 | 2038.41 | 1663.53 | 1936.88 | 1765.06 | 1718.2 | 2014.98 | 2054.03 | 1179.31 | 22250.69
| Min Applied |  |  | 0 | 0 | 0 | 0 | 0 | 0 | 0 | 0 | 0 | 0 | 0 | 3.905 | 3.905 | 0.5
| Intermediate Demand |  | 6.11 | 1160.9 | 1808.56 | 1930.76 | 1729.13 | 1594.71 | 1301.43 | 1515.28 | 1380.86 | 1344.2 | 1582.49 | 1619.15 | 977.6 | 17945.07
| Min Applied |  |  | 0 | 0 | 0 | 0 | 0 | 0 | 0 | 0 | 0 | 0 | 0 | 0 | 0 | 0
| Base Demand |  | 3.24 | 881.28 | 959.04 | 1023.84 | 916.92 | 845.64 | 826.2 | 826.2 | 826.2 | 826.2 | 839.16 | 858.6 | 826.2 | 10455.48
| Min Applied |  |  | 142.56 | 64.8 | 0 | 106.92 | 178.2 | 197.64 | 197.64 | 197.64 | 197.64 | 184.68 | 165.24 | 197.64 | 1830.6 | 565
| PF Penalty |  |  | 0 | 0 | 0 | 0 | 0 | 0 | 0 | 0 | 0 | 0 | 0 | 0 | 0
|  |  | TOTAL: | 5817.2504 | 8324.3152 | 8292.1588 | 7259.1972 | 7356.908 | 6027.7448 | 7082.7296 | 6886.6568 | 6294.6728 | 7016.1796 | 7210.5312 | 5469.3574 | 83037.7018

## CA
RATE COMPARISON TEMPLATE
Rates current as of 7/1/2017
Rate 1
Metered Usage |  |  |  | July | August | September | October | November | December | January | February | March | April | May | June | TOTAL |  |  | Rate 2
Energy | [18 empty] | Rate 3
|  |  | On Peak | 44320 | 68000 | 48480 | 53280 | 60160 | 74880 | 60800 | 65600 | 46080 | 45280 | 37440 | 29920 | 634240 | 29.08% |  | Rate 4
|  |  | Off Peak | [12 empty] | 0 |  |  | Rate 5
Demand | Max KW | [17 empty] | Rate 6
| 249 |  | Peak | 233 | 242 | 242 | 230 | 215 | 237 | 249 | 240 | 192 | 197 | 199 | 180 | 2656 |  | 1096 | Rate 7
| 249 |  | Intermediate | 233 | 242 | 242 | 230 | 215 | 237 | 249 | 240 | 192 | 197 | 199 | 180 | 2656 |  | 1560 | Rate 8
| 249 |  | Base | 233 | 242 | 242 | 230 | 215 | 237 | 249 | 240 | 192 | 197 | 199 | 180 | 2656
|  |  | PF | 90 | 90 | 90 | 90 | 90 | 90 | 90 | 90 | 90 | 90 | 90 | 90
COMPARISON | Service |  |  | July | August | September | October | November | December | January | February | March | April | May | June | TOTAL
| CURRENT | PS Sec Current | Rate 5 | 6111.7604 | 7129.06 | 6431.8056 | 5891.6616 | 5883.1652 | 6781.8636 | 6482.326 | 6501.232 | 4990.3776 | 5046.5516 | 5218.3068 | 4587.7424 | 71055.8528
| POTENTIAL | PS Proposed | Rate 6 | 6498.5404 | 7530.78 | 6833.5256 | 6232.0616 | 6201.3652 | 7132.6236 | 6850.846 | 6856.432 | 5274.5376 | 5338.1116 | 5548.6468 | 4886.5424 | 75184.0128
| Savings |  |  | -386.78 | -401.72 | -401.72 | -340.4 | -318.2 | -350.76 | -368.52 | -355.2 | -284.16 | -291.56 | -330.34 | -298.8 | -4128.16
Rate Code
Base Charges
1 | GS 3- P Current
| Service Charge |  | 40 | 40 | 40 | 40 | 40 | 40 | 40 | 40 | 40 | 40 | 40 | 40 | 40 | 480
| Energy Charge |  | 0.10426 | 4620.8032 | 7089.68 | 5054.5248 | 5554.9728 | 6272.2816 | 7806.9888 | 6339.008 | 6839.456 | 4804.3008 | 4720.8928 | 3903.4944 | 3119.4592 | 66125.8624
|  |  | TOTAL: | 4660.8032 | 7129.68 | 5094.5248 | 5594.9728 | 6312.2816 | 7846.9888 | 6379.008 | 6879.456 | 4844.3008 | 4760.8928 | 3943.4944 | 3159.4592 | 66605.8624
2 | GS 3-P Proposed
| Service Charge |  | 50.4 | 50.4 | 50.4 | 50.4 | 50.4 | 50.4 | 50.4 | 50.4 | 50.4 | 50.4 | 50.4 | 50.4 | 50.4 | 604.8
| Energy Charge |  | 0.10685 | 4735.592 | 7265.8 | 5180.088 | 5692.968 | 6428.096 | 8000.928 | 6496.48 | 7009.36 | 4923.648 | 4838.168 | 4000.464 | 3196.952 | 67768.544
|  |  | TOTAL: | 4785.992 | 7316.2 | 5230.488 | 5743.368 | 6478.496 | 8051.328 | 6546.88 | 7059.76 | 4974.048 | 4888.568 | 4050.864 | 3247.352 | 68373.344
3 | AES 3-P Current
| Service Charge |  | 40 | 40 | 40 | 40 | 40 | 40 | 40 | 40 | 40 | 40 | 40 | 40 | 40 | 480
| Energy Charge |  | 0.08369 | 3709.1408 | 5690.92 | 4057.2912 | 4459.0032 | 5034.7904 | 6266.7072 | 5088.352 | 5490.064 | 3856.4352 | 3789.4832 | 3133.3536 | 2504.0048 | 53079.5456
|  |  | TOTAL: | 3749.1408 | 5730.92 | 4097.2912 | 4499.0032 | 5074.7904 | 6306.7072 | 5128.352 | 5530.064 | 3896.4352 | 3829.4832 | 3173.3536 | 2544.0048 | 53559.5456
4 | AES 3-P Proposed
| Service Charge |  | 140 | 140 | 140 | 140 | 140 | 140 | 140 | 140 | 140 | 140 | 140 | 140 | 140 | 1680
| Energy Charge |  | 0.08519 | 3775.6208 | 5792.92 | 4130.0112 | 4538.9232 | 5125.0304 | 6379.0272 | 5179.552 | 5588.464 | 3925.5552 | 3857.4032 | 3189.5136 | 2548.8848 | 54030.9056
|  |  | TOTAL: | 3915.6208 | 5932.92 | 4270.0112 | 4678.9232 | 5265.0304 | 6519.0272 | 5319.552 | 5728.464 | 4065.5552 | 3997.4032 | 3329.5136 | 2688.8848 | 55710.9056
5 | PS Sec Current
| Service Charge |  | 90 | 90 | 90 | 90 | 90 | 90 | 90 | 90 | 90 | 90 | 90 | 90 | 90 | 1080
| Energy Charge |  | 0.03572 | 1583.1104 | 2428.96 | 1731.7056 | 1903.1616 | 2148.9152 | 2674.7136 | 2171.776 | 2343.232 | 1645.9776 | 1617.4016 | 1337.3568 | 1068.7424 | 22655.0528
| Demand Charge (May through September) |  | 19.05 | July: 4438.65; August: 4610.1; September: 4610.1; May: 3790.95; June: 3429 | 20878.8
| Min Applied |  |  | July: 0; August: 0; September: 0; May: 0; June: 0 | 0 | 0
| Demand Charge (October through April) |  | 16.95 | October: 3898.5; November: 3644.25; December: 4017.15; January: 4220.55; February: 4068; March: 3254.4; April: 3339.15 | 26442
| Min Applied |  |  | October: 0; November: 0; December: 0; January: 0; February: 0; March: 0; April: 0 | 0 | 0
| PF Penalty |  |  | 0 | 0 | 0 | 0 | 0 | 0 | 0 | 0 | 0 | 0 | 0 | 0 | 0
|  |  | TOTAL: | 6111.7604 | 7129.06 | 6431.8056 | 5891.6616 | 5883.1652 | 6781.8636 | 6482.326 | 6501.232 | 4990.3776 | 5046.5516 | 5218.3068 | 4587.7424 | 71055.8528
6 | PS Proposed
| Service Charge |  | 90 | 90 | 90 | 90 | 90 | 90 | 90 | 90 | 90 | 90 | 90 | 90 | 90 | 1080
| Energy Charge |  | 0.03572 | 1583.1104 | 2428.96 | 1731.7056 | 1903.1616 | 2148.9152 | 2674.7136 | 2171.776 | 2343.232 | 1645.9776 | 1617.4016 | 1337.3568 | 1068.7424 | 22655.0528
| Demand Charge (May through September) |  | 20.71 | July: 4825.43; August: 5011.82; September: 5011.82; May: 4121.29; June: 3727.8 | 22698.16
| Min Applied |  |  | July: 0; August: 0; September: 0; May: 0; June: 0 | 0 | 0
| Demand Charge (October through April) |  | 18.43 | October: 4238.9; November: 3962.45; December: 4367.91; January: 4589.07; February: 4423.2; March: 3538.56; April: 3630.71 | 28750.8
| Min Applied |  |  | October: 0; November: 0; December: 0; January: 0; February: 0; March: 0; April: 0 | 0 | 0
| PF Penalty |  |  | 0 | 0 | 0 | 0 | 0 | 0 | 0 | 0 | 0 | 0 | 0 | 0 | 0
|  |  | TOTAL: | 6498.5404 | 7530.78 | 6833.5256 | 6232.0616 | 6201.3652 | 7132.6236 | 6850.846 | 6856.432 | 5274.5376 | 5338.1116 | 5548.6468 | 4886.5424 | 75184.0128
7 | TODS Current
| Service Charge |  | 200 | 200 | 200 | 200 | 200 | 200 | 200 | 200 | 200 | 200 | 200 | 200 | 200 | 2400
| Energy Charge |  | 0.03527 | 1563.1664 | 2398.36 | 1709.8896 | 1879.1856 | 2121.8432 | 2641.0176 | 2144.416 | 2313.712 | 1625.2416 | 1597.0256 | 1320.5088 | 1055.2784 | 22369.6448
| Peak Demand |  | 6.13 | 1428.29 | 1483.46 | 1483.46 | 1409.9 | 1317.95 | 1452.81 | 1526.37 | 1471.2 | 1176.96 | 1207.61 | 1219.87 | 1103.4 | 16281.28
| Min Applied |  |  | 0 | 0 | 0 | 0 | 0 | 0 | 0 | 0 | 0 | 0 | 0 | 0 | 0 | 0
| Intermediate Demand |  | 4.53 | 1055.49 | 1096.26 | 1096.26 | 1041.9 | 973.95 | 1073.61 | 1127.97 | 1087.2 | 869.76 | 892.41 | 901.47 | 815.4 | 12031.68
| Min Applied |  |  | 0 | 0 | 0 | 0 | 0 | 0 | 0 | 0 | 0 | 0 | 0 | 0 | 0 | 0
| Base Demand |  | 5.2 | 1211.6 | 1258.4 | 1258.4 | 1196 | 1118 | 1232.4 | 1294.8 | 1248 | 998.4 | 1024.4 | 1034.8 | 936 | 13811.2
| Min Applied |  |  | 88.4 | 41.6 | 41.6 | 104 | 182 | 67.6 | 5.2 | 52 | 301.6 | 275.6 | 265.2 | 364 | 1788.8 | 344
| PF Penalty |  |  | 0 | 0 | 0 | 0 | 0 | 0 | 0 | 0 | 0 | 0 | 0 | 0 | 0
|  |  | TOTAL: | 5546.9464 | 6478.08 | 5789.6096 | 5830.9856 | 5913.7432 | 6667.4376 | 6298.756 | 6372.112 | 5171.9616 | 5197.0456 | 4941.8488 | 4474.0784 | 68682.6048
8 | TODS Proposed
| Service Charge |  | 200 | 200 | 200 | 200 | 200 | 200 | 200 | 200 | 200 | 200 | 200 | 200 | 200 | 2400
| Energy Charge |  | 0.03531 | 1564.9392 | 2401.08 | 1711.8288 | 1881.3168 | 2124.2496 | 2644.0128 | 2146.848 | 2316.336 | 1627.0848 | 1598.8368 | 1322.0064 | 1056.4752 | 22395.0144
| Peak Demand |  | 7.81 | 1819.73 | 1890.02 | 1890.02 | 1796.3 | 1679.15 | 1850.97 | 1944.69 | 1874.4 | 1499.52 | 1538.57 | 1554.19 | 1405.8 | 20743.36
| Min Applied |  |  | 0 | 0 | 0 | 0 | 0 | 0 | 0 | 0 | 0 | 0 | 0 | 0 | 0 | 0
| Intermediate Demand |  | 6.11 | 1423.63 | 1478.62 | 1478.62 | 1405.3 | 1313.65 | 1448.07 | 1521.39 | 1466.4 | 1173.12 | 1203.67 | 1215.89 | 1099.8 | 16228.16
| Min Applied |  |  | 0 | 0 | 0 | 0 | 0 | 0 | 0 | 0 | 0 | 0 | 0 | 0 | 0 | 0
| Base Demand |  | 3.24 | 754.92 | 784.08 | 784.08 | 745.2 | 696.6 | 767.88 | 806.76 | 777.6 | 622.08 | 638.28 | 644.76 | 583.2 | 8605.44
| Min Applied |  |  | 55.08 | 25.92 | 25.92 | 64.8 | 113.4 | 42.12 | 3.24 | 32.4 | 187.92 | 171.72 | 165.24 | 226.8 | 1114.56 | 344
| PF Penalty |  |  | 0 | 0 | 0 | 0 | 0 | 0 | 0 | 0 | 0 | 0 | 0 | 0 | 0
|  |  | TOTAL: | 5818.2992 | 6779.72 | 6090.4688 | 6092.9168 | 6127.0496 | 6953.0528 | 6622.928 | 6667.136 | 5309.7248 | 5351.0768 | 5102.0864 | 4572.0752 | 71486.5344

## CB
RATE COMPARISON TEMPLATE
Rates current as of 7/1/2017
Rate 1
Metered Usage |  |  |  | July | August | September | October | November | December | January | February | March | April | May | June | TOTAL |  |  | Rate 2
Energy | [18 empty] | Rate 3
|  |  | On Peak | 24960 | 21200 | 25920 | 16560 | 14000 | 24080 | 30880 | 32720 | 25760 | 20880 | 17520 | 21520 | 276000 | 37.96% |  | Rate 4
|  |  | Off Peak | [12 empty] | 0 |  |  | Rate 5
Demand | Max KW | [17 empty] | Rate 6
| 83 |  | Peak | 83 | 69.5 | 80.1 | 67.7 | 59.5 | 77.1 | 78.5 | 83 | 65 | 59 | 59.1 | 65.4 | 846.9 |  | 357.1 | Rate 7
| 83 |  | Intermediate | 83 | 69.5 | 80.1 | 67.7 | 59.5 | 77.1 | 78.5 | 83 | 65 | 59 | 59.1 | 65.4 | 846.9 |  | 489.8 | Rate 8
| 83 |  | Base | 83 | 69.5 | 80.1 | 67.7 | 59.5 | 77.1 | 78.5 | 83 | 65 | 59 | 59.1 | 65.4 | 846.9
|  |  | PF | 90 | 90 | 90 | 90 | 90 | 90 | 90 | 90 | 90 | 90 | 90 | 90
COMPARISON | Service |  |  | July | August | September | October | November | December | January | February | March | April | May | June | TOTAL
| CURRENT | PS Sec Current | Rate 5 | 2562.7212 | 2171.239 | 2541.7674 | 1829.0382 | 1598.605 | 2256.9826 | 2523.6086 | 2665.6084 | 2111.8972 | 1835.8836 | 1841.6694 | 2104.5644 | 26043.585
| POTENTIAL | PS Proposed | Rate 6 | 2700.5012 | 2286.609 | 2674.7334 | 1929.2342 | 1686.665 | 2371.0906 | 2639.7886 | 2788.4484 | 2208.0972 | 1923.2036 | 1939.7754 | 2213.1284 | 27361.275
| Savings |  |  | -137.78 | -115.37 | -132.966 | -100.196 | -88.06 | -114.108 | -116.18 | -122.84 | -96.2 | -87.32 | -98.106 | -108.564 | -1317.69
Rate Code
Base Charges
1 | GS 3- P Current
| Service Charge |  | 40 | 40 | 40 | 40 | 40 | 40 | 40 | 40 | 40 | 40 | 40 | 40 | 40 | 480
| Energy Charge |  | 0.10426 | 2602.3296 | 2210.312 | 2702.4192 | 1726.5456 | 1459.64 | 2510.5808 | 3219.5488 | 3411.3872 | 2685.7376 | 2176.9488 | 1826.6352 | 2243.6752 | 28775.76
|  |  | TOTAL: | 2642.3296 | 2250.312 | 2742.4192 | 1766.5456 | 1499.64 | 2550.5808 | 3259.5488 | 3451.3872 | 2725.7376 | 2216.9488 | 1866.6352 | 2283.6752 | 29255.76
2 | GS 3-P Proposed
| Service Charge |  | 50.4 | 50.4 | 50.4 | 50.4 | 50.4 | 50.4 | 50.4 | 50.4 | 50.4 | 50.4 | 50.4 | 50.4 | 50.4 | 604.8
| Energy Charge |  | 0.10685 | 2666.976 | 2265.22 | 2769.552 | 1769.436 | 1495.9 | 2572.948 | 3299.528 | 3496.132 | 2752.456 | 2231.028 | 1872.012 | 2299.412 | 29490.6
|  |  | TOTAL: | 2717.376 | 2315.62 | 2819.952 | 1819.836 | 1546.3 | 2623.348 | 3349.928 | 3546.532 | 2802.856 | 2281.428 | 1922.412 | 2349.812 | 30095.4
3 | AES 3-P Current
| Service Charge |  | 40 | 40 | 40 | 40 | 40 | 40 | 40 | 40 | 40 | 40 | 40 | 40 | 40 | 480
| Energy Charge |  | 0.08369 | 2088.9024 | 1774.228 | 2169.2448 | 1385.9064 | 1171.66 | 2015.2552 | 2584.3472 | 2738.3368 | 2155.8544 | 1747.4472 | 1466.2488 | 1801.0088 | 23098.44
|  |  | TOTAL: | 2128.9024 | 1814.228 | 2209.2448 | 1425.9064 | 1211.66 | 2055.2552 | 2624.3472 | 2778.3368 | 2195.8544 | 1787.4472 | 1506.2488 | 1841.0088 | 23578.44
4 | AES 3-P Proposed
| Service Charge |  | 140 | 140 | 140 | 140 | 140 | 140 | 140 | 140 | 140 | 140 | 140 | 140 | 140 | 1680
| Energy Charge |  | 0.08519 | 2126.3424 | 1806.028 | 2208.1248 | 1410.7464 | 1192.66 | 2051.3752 | 2630.6672 | 2787.4168 | 2194.4944 | 1778.7672 | 1492.5288 | 1833.2888 | 23512.44
|  |  | TOTAL: | 2266.3424 | 1946.028 | 2348.1248 | 1550.7464 | 1332.66 | 2191.3752 | 2770.6672 | 2927.4168 | 2334.4944 | 1918.7672 | 1632.5288 | 1973.2888 | 25192.44
5 | PS Sec Current
| Service Charge |  | 90 | 90 | 90 | 90 | 90 | 90 | 90 | 90 | 90 | 90 | 90 | 90 | 90 | 1080
| Energy Charge |  | 0.03572 | 891.5712 | 757.264 | 925.8624 | 591.5232 | 500.08 | 860.1376 | 1103.0336 | 1168.7584 | 920.1472 | 745.8336 | 625.8144 | 768.6944 | 9858.72
| Demand Charge (May through September) |  | 19.05 | July: 1581.15; August: 1323.975; September: 1525.905; May: 1125.855; June: 1245.87 | 6802.755
| Min Applied |  |  | July: 0; August: 0; September: 0; May: 0; June: 0 | 0 | 0
| Demand Charge (October through April) |  | 16.95 | October: 1147.515; November: 1008.525; December: 1306.845; January: 1330.575; February: 1406.85; March: 1101.75; April: 1000.05 | 8302.11
| Min Applied |  |  | October: 0; November: 0; December: 0; January: 0; February: 0; March: 0; April: 0 | 0 | 0
| PF Penalty |  |  | 0 | 0 | 0 | 0 | 0 | 0 | 0 | 0 | 0 | 0 | 0 | 0 | 0
|  |  | TOTAL: | 2562.7212 | 2171.239 | 2541.7674 | 1829.0382 | 1598.605 | 2256.9826 | 2523.6086 | 2665.6084 | 2111.8972 | 1835.8836 | 1841.6694 | 2104.5644 | 26043.585
6 | PS Proposed
| Service Charge |  | 90 | 90 | 90 | 90 | 90 | 90 | 90 | 90 | 90 | 90 | 90 | 90 | 90 | 1080
| Energy Charge |  | 0.03572 | 891.5712 | 757.264 | 925.8624 | 591.5232 | 500.08 | 860.1376 | 1103.0336 | 1168.7584 | 920.1472 | 745.8336 | 625.8144 | 768.6944 | 9858.72
| Demand Charge (May through September) |  | 20.71 | July: 1718.93; August: 1439.345; September: 1658.871; May: 1223.961; June: 1354.434 | 7395.541
| Min Applied |  |  | July: 0; August: 0; September: 0; May: 0; June: 0 | 0 | 0
| Demand Charge (October through April) |  | 18.43 | October: 1247.711; November: 1096.585; December: 1420.953; January: 1446.755; February: 1529.69; March: 1197.95; April: 1087.37 | 9027.014
| Min Applied |  |  | October: 0; November: 0; December: 0; January: 0; February: 0; March: 0; April: 0 | 0 | 0
| PF Penalty |  |  | 0 | 0 | 0 | 0 | 0 | 0 | 0 | 0 | 0 | 0 | 0 | 0 | 0
|  |  | TOTAL: | 2700.5012 | 2286.609 | 2674.7334 | 1929.2342 | 1686.665 | 2371.0906 | 2639.7886 | 2788.4484 | 2208.0972 | 1923.2036 | 1939.7754 | 2213.1284 | 27361.275
7 | TODS Current
| Service Charge |  | 200 | 200 | 200 | 200 | 200 | 200 | 200 | 200 | 200 | 200 | 200 | 200 | 200 | 2400
| Energy Charge |  | 0.03527 | 880.3392 | 747.724 | 914.1984 | 584.0712 | 493.78 | 849.3016 | 1089.1376 | 1154.0344 | 908.5552 | 736.4376 | 617.9304 | 759.0104 | 9734.52
| Peak Demand |  | 6.13 | 508.79 | 426.035 | 491.013 | 415.001 | 364.735 | 472.623 | 481.205 | 508.79 | 398.45 | 361.67 | 362.283 | 400.902 | 5191.497
| Min Applied |  |  | 0 | 0 | 0 | 0 | 0 | 0 | 0 | 0 | 0 | 0 | 0 | 0 | 0 | 0
| Intermediate Demand |  | 4.53 | 375.99 | 314.835 | 362.853 | 306.681 | 269.535 | 349.263 | 355.605 | 375.99 | 294.45 | 267.27 | 267.723 | 296.262 | 3836.457
| Min Applied |  |  | 0 | 0 | 0 | 0 | 0 | 0 | 0 | 0 | 0 | 0 | 0 | 0 | 0 | 0
| Base Demand |  | 5.2 | 431.6 | 361.4 | 416.52 | 352.04 | 309.4 | 400.92 | 408.2 | 431.6 | 338 | 306.8 | 307.32 | 340.08 | 4403.88
| Min Applied |  |  | 868.4 | 938.6 | 883.48 | 947.96 | 990.6 | 899.08 | 891.8 | 868.4 | 962 | 993.2 | 992.68 | 959.92 | 11196.12 | 2153.1
| PF Penalty |  |  | 0 | 0 | 0 | 0 | 0 | 0 | 0 | 0 | 0 | 0 | 0 | 0 | 0
|  |  | TOTAL: | 3265.1192 | 2988.594 | 3268.0644 | 2805.7532 | 2628.05 | 3171.1876 | 3425.9476 | 3538.8144 | 3101.4552 | 2865.3776 | 2747.9364 | 2956.1744 | 36762.474
8 | TODS Proposed
| Service Charge |  | 200 | 200 | 200 | 200 | 200 | 200 | 200 | 200 | 200 | 200 | 200 | 200 | 200 | 2400
| Energy Charge |  | 0.03531 | 881.3376 | 748.572 | 915.2352 | 584.7336 | 494.34 | 850.2648 | 1090.3728 | 1155.3432 | 909.5856 | 737.2728 | 618.6312 | 759.8712 | 9745.56
| Peak Demand |  | 7.81 | 648.23 | 542.795 | 625.581 | 528.737 | 464.695 | 602.151 | 613.085 | 648.23 | 507.65 | 460.79 | 461.571 | 510.774 | 6614.289
| Min Applied |  |  | 0 | 0 | 0 | 0 | 0 | 0 | 0 | 0 | 0 | 0 | 0 | 0 | 0 | 0
| Intermediate Demand |  | 6.11 | 507.13 | 424.645 | 489.411 | 413.647 | 363.545 | 471.081 | 479.635 | 507.13 | 397.15 | 360.49 | 361.101 | 399.594 | 5174.559
| Min Applied |  |  | 0 | 0 | 0 | 0 | 0 | 0 | 0 | 0 | 0 | 0 | 0 | 0 | 0 | 0
| Base Demand |  | 3.24 | 268.92 | 225.18 | 259.524 | 219.348 | 192.78 | 249.804 | 254.34 | 268.92 | 210.6 | 191.16 | 191.484 | 211.896 | 2743.956
| Min Applied |  |  | 541.08 | 584.82 | 550.476 | 590.652 | 617.22 | 560.196 | 555.66 | 541.08 | 599.4 | 618.84 | 618.516 | 598.104 | 6976.044 | 2153.1
| PF Penalty |  |  | 0 | 0 | 0 | 0 | 0 | 0 | 0 | 0 | 0 | 0 | 0 | 0 | 0
|  |  | TOTAL: | 3046.6976 | 2726.012 | 3040.2272 | 2537.1176 | 2332.58 | 2933.4968 | 3193.0928 | 3320.7032 | 2824.3856 | 2568.5528 | 2451.3032 | 2680.2392 | 33654.408

## CC
RATE COMPARISON TEMPLATE
Rates current as of 7/1/2017
Rate 1
Metered Usage |  |  |  | July | August | September | October | November | December | January | February | March | April | May | June | TOTAL |  |  | Rate 2
Energy | [18 empty] | Rate 3
|  |  | On Peak | 39680 | 55280 | 56640 | 41200 | 38960 | 37360 | 38320 | 35040 | 37560 | 37520 | 45120 | 38720 | 501400 | 26.52% |  | Rate 4
|  |  | Off Peak | [12 empty] | 0 |  |  | Rate 5
Demand | Max KW | [17 empty] | Rate 6
| 215.8 |  | Peak | 160.4 | 215.8 | 213.1 | 165.6 | 154.5 | 141.8 | 138.9 | 127.6 | 139 | 145.4 | 169.6 | 161 | 1932.7 |  | 919.9 | Rate 7
| 215.8 |  | Intermediate | 160.4 | 215.8 | 213.1 | 165.6 | 154.5 | 141.8 | 138.9 | 127.6 | 139 | 145.4 | 169.6 | 161 | 1932.7 |  | 1012.8 | Rate 8
| 215.8 |  | Base | 160.4 | 215.8 | 213.1 | 165.6 | 154.5 | 141.8 | 138.9 | 127.6 | 139 | 145.4 | 169.6 | 161 | 1932.7
|  |  | PF | 90 | 90 | 90 | 90 | 90 | 90 | 90 | 90 | 90 | 90 | 90 | 90
COMPARISON | Service |  |  | July | August | September | October | November | December | January | February | March | April | May | June | TOTAL
| CURRENT | PS Sec Current | Rate 5 | 4562.9896 | 6175.5916 | 6172.7358 | 4368.584 | 4100.4262 | 3828.0092 | 3813.1454 | 3504.4488 | 3787.6932 | 3894.7444 | 4932.5664 | 4540.1284 | 53681.063
| POTENTIAL | PS Proposed | Rate 6 | 4829.2536 | 6533.8196 | 6526.4818 | 4613.672 | 4329.0862 | 4037.8732 | 4018.7174 | 3693.2968 | 3993.4132 | 4109.9364 | 5214.1024 | 4807.3884 | 56707.041
| Savings |  |  | -266.264 | -358.228 | -353.746 | -245.088 | -228.66 | -209.864 | -205.572 | -188.848 | -205.72 | -215.192 | -281.536 | -267.26 | -3025.978
Rate Code
Base Charges
1 | GS 3- P Current
| Service Charge |  | 40 | 40 | 40 | 40 | 40 | 40 | 40 | 40 | 40 | 40 | 40 | 40 | 40 | 480
| Energy Charge |  | 0.10426 | 4137.0368 | 5763.4928 | 5905.2864 | 4295.512 | 4061.9696 | 3895.1536 | 3995.2432 | 3653.2704 | 3916.0056 | 3911.8352 | 4704.2112 | 4036.9472 | 52275.964
|  |  | TOTAL: | 4177.0368 | 5803.4928 | 5945.2864 | 4335.512 | 4101.9696 | 3935.1536 | 4035.2432 | 3693.2704 | 3956.0056 | 3951.8352 | 4744.2112 | 4076.9472 | 52755.964
2 | GS 3-P Proposed
| Service Charge |  | 50.4 | 50.4 | 50.4 | 50.4 | 50.4 | 50.4 | 50.4 | 50.4 | 50.4 | 50.4 | 50.4 | 50.4 | 50.4 | 604.8
| Energy Charge |  | 0.10685 | 4239.808 | 5906.668 | 6051.984 | 4402.22 | 4162.876 | 3991.916 | 4094.492 | 3744.024 | 4013.286 | 4009.012 | 4821.072 | 4137.232 | 53574.59
|  |  | TOTAL: | 4290.208 | 5957.068 | 6102.384 | 4452.62 | 4213.276 | 4042.316 | 4144.892 | 3794.424 | 4063.686 | 4059.412 | 4871.472 | 4187.632 | 54179.39
3 | AES 3-P Current
| Service Charge |  | 40 | 40 | 40 | 40 | 40 | 40 | 40 | 40 | 40 | 40 | 40 | 40 | 40 | 480
| Energy Charge |  | 0.08369 | 3320.8192 | 4626.3832 | 4740.2016 | 3448.028 | 3260.5624 | 3126.6584 | 3207.0008 | 2932.4976 | 3143.3964 | 3140.0488 | 3776.0928 | 3240.4768 | 41962.166
|  |  | TOTAL: | 3360.8192 | 4666.3832 | 4780.2016 | 3488.028 | 3300.5624 | 3166.6584 | 3247.0008 | 2972.4976 | 3183.3964 | 3180.0488 | 3816.0928 | 3280.4768 | 42442.166
4 | AES 3-P Proposed
| Service Charge |  | 140 | 140 | 140 | 140 | 140 | 140 | 140 | 140 | 140 | 140 | 140 | 140 | 140 | 1680
| Energy Charge |  | 0.08519 | 3380.3392 | 4709.3032 | 4825.1616 | 3509.828 | 3319.0024 | 3182.6984 | 3264.4808 | 2985.0576 | 3199.7364 | 3196.3288 | 3843.7728 | 3298.5568 | 42714.266
|  |  | TOTAL: | 3520.3392 | 4849.3032 | 4965.1616 | 3649.828 | 3459.0024 | 3322.6984 | 3404.4808 | 3125.0576 | 3339.7364 | 3336.3288 | 3983.7728 | 3438.5568 | 44394.266
5 | PS Sec Current
| Service Charge |  | 90 | 90 | 90 | 90 | 90 | 90 | 90 | 90 | 90 | 90 | 90 | 90 | 90 | 1080
| Energy Charge |  | 0.03572 | 1417.3696 | 1974.6016 | 2023.1808 | 1471.664 | 1391.6512 | 1334.4992 | 1368.7904 | 1251.6288 | 1341.6432 | 1340.2144 | 1611.6864 | 1383.0784 | 17910.008
| Demand Charge (May through September) |  | 19.05 | July: 3055.62; August: 4110.99; September: 4059.555; May: 3230.88; June: 3067.05 | 17524.095
| Min Applied |  |  | July: 0; August: 0; September: 0; May: 0; June: 0 | 0 | 0
| Demand Charge (October through April) |  | 16.95 | October: 2806.92; November: 2618.775; December: 2403.51; January: 2354.355; February: 2162.82; March: 2356.05; April: 2464.53 | 17166.96
| Min Applied |  |  | October: 0; November: 0; December: 0; January: 0; February: 0; March: 0; April: 0 | 0 | 0
| PF Penalty |  |  | 0 | 0 | 0 | 0 | 0 | 0 | 0 | 0 | 0 | 0 | 0 | 0 | 0
|  |  | TOTAL: | 4562.9896 | 6175.5916 | 6172.7358 | 4368.584 | 4100.4262 | 3828.0092 | 3813.1454 | 3504.4488 | 3787.6932 | 3894.7444 | 4932.5664 | 4540.1284 | 53681.063
6 | PS Proposed
| Service Charge |  | 90 | 90 | 90 | 90 | 90 | 90 | 90 | 90 | 90 | 90 | 90 | 90 | 90 | 1080
| Energy Charge |  | 0.03572 | 1417.3696 | 1974.6016 | 2023.1808 | 1471.664 | 1391.6512 | 1334.4992 | 1368.7904 | 1251.6288 | 1341.6432 | 1340.2144 | 1611.6864 | 1383.0784 | 17910.008
| Demand Charge (May through September) |  | 20.71 | July: 3321.884; August: 4469.218; September: 4413.301; May: 3512.416; June: 3334.31 | 19051.129
| Min Applied |  |  | July: 0; August: 0; September: 0; May: 0; June: 0 | 0 | 0
| Demand Charge (October through April) |  | 18.43 | October: 3052.008; November: 2847.435; December: 2613.374; January: 2559.927; February: 2351.668; March: 2561.77; April: 2679.722 | 18665.904
| Min Applied |  |  | October: 0; November: 0; December: 0; January: 0; February: 0; March: 0; April: 0 | 0 | 0
| PF Penalty |  |  | 0 | 0 | 0 | 0 | 0 | 0 | 0 | 0 | 0 | 0 | 0 | 0 | 0
|  |  | TOTAL: | 4829.2536 | 6533.8196 | 6526.4818 | 4613.672 | 4329.0862 | 4037.8732 | 4018.7174 | 3693.2968 | 3993.4132 | 4109.9364 | 5214.1024 | 4807.3884 | 56707.041
7 | TODS Current
| Service Charge |  | 200 | 200 | 200 | 200 | 200 | 200 | 200 | 200 | 200 | 200 | 200 | 200 | 200 | 2400
| Energy Charge |  | 0.03527 | 1399.5136 | 1949.7256 | 1997.6928 | 1453.124 | 1374.1192 | 1317.6872 | 1351.5464 | 1235.8608 | 1324.7412 | 1323.3304 | 1591.3824 | 1365.6544 | 17684.378
| Peak Demand |  | 6.13 | 983.252 | 1322.854 | 1306.303 | 1015.128 | 947.085 | 869.234 | 851.457 | 782.188 | 852.07 | 891.302 | 1039.648 | 986.93 | 11847.451
| Min Applied |  |  | 0 | 0 | 0 | 0 | 0 | 0 | 0 | 0 | 0 | 0 | 0 | 0 | 0 | 0
| Intermediate Demand |  | 4.53 | 726.612 | 977.574 | 965.343 | 750.168 | 699.885 | 642.354 | 629.217 | 578.028 | 629.67 | 658.662 | 768.288 | 729.33 | 8755.131
| Min Applied |  |  | 0 | 0 | 0 | 0 | 0 | 0 | 0 | 0 | 0 | 0 | 0 | 0 | 0 | 0
| Base Demand |  | 5.2 | 834.08 | 1122.16 | 1108.12 | 861.12 | 803.4 | 737.36 | 722.28 | 663.52 | 722.8 | 756.08 | 881.92 | 837.2 | 10050.04
| Min Applied |  |  | 465.92 | 177.84 | 191.88 | 438.88 | 496.6 | 562.64 | 577.72 | 636.48 | 577.2 | 543.92 | 418.08 | 462.8 | 5549.96 | 1067.3
| PF Penalty |  |  | 0 | 0 | 0 | 0 | 0 | 0 | 0 | 0 | 0 | 0 | 0 | 0 | 0
|  |  | TOTAL: | 4609.3776 | 5750.1536 | 5769.3388 | 4718.42 | 4521.0892 | 4329.2752 | 4332.2204 | 4096.0768 | 4306.4812 | 4373.2944 | 4899.3184 | 4581.9144 | 56286.96
8 | TODS Proposed
| Service Charge |  | 200 | 200 | 200 | 200 | 200 | 200 | 200 | 200 | 200 | 200 | 200 | 200 | 200 | 2400
| Energy Charge |  | 0.03531 | 1401.1008 | 1951.9368 | 1999.9584 | 1454.772 | 1375.6776 | 1319.1816 | 1353.0792 | 1237.2624 | 1326.2436 | 1324.8312 | 1593.1872 | 1367.2032 | 17704.434
| Peak Demand |  | 7.81 | 1252.724 | 1685.398 | 1664.311 | 1293.336 | 1206.645 | 1107.458 | 1084.809 | 996.556 | 1085.59 | 1135.574 | 1324.576 | 1257.41 | 15094.387
| Min Applied |  |  | 0 | 0 | 0 | 0 | 0 | 0 | 0 | 0 | 0 | 0 | 0 | 0 | 0 | 0
| Intermediate Demand |  | 6.11 | 980.044 | 1318.538 | 1302.041 | 1011.816 | 943.995 | 866.398 | 848.679 | 779.636 | 849.29 | 888.394 | 1036.256 | 983.71 | 11808.797
| Min Applied |  |  | 0 | 0 | 0 | 0 | 0 | 0 | 0 | 0 | 0 | 0 | 0 | 0 | 0 | 0
| Base Demand |  | 3.24 | 519.696 | 699.192 | 690.444 | 536.544 | 500.58 | 459.432 | 450.036 | 413.424 | 450.36 | 471.096 | 549.504 | 521.64 | 6261.948
| Min Applied |  |  | 290.304 | 110.808 | 119.556 | 273.456 | 309.42 | 350.568 | 359.964 | 396.576 | 359.64 | 338.904 | 260.496 | 288.36 | 3458.052 | 1067.3
| PF Penalty |  |  | 0 | 0 | 0 | 0 | 0 | 0 | 0 | 0 | 0 | 0 | 0 | 0 | 0
|  |  | TOTAL: | 4643.8688 | 5965.8728 | 5976.3104 | 4769.924 | 4536.3176 | 4303.0376 | 4296.5672 | 4023.4544 | 4271.1236 | 4358.7992 | 4964.0192 | 4618.3232 | 56727.618

## CD
RATE COMPARISON TEMPLATE
Rates current as of 7/1/2017
Rate 1
Metered Usage |  |  |  | July | August | September | October | November | December | January | February | March | April | May | June | TOTAL |  |  | Rate 2
Energy | [18 empty] | Rate 3
|  |  | On Peak | 66480 | 95280 | 96960 | 68160 | 68640 | 72480 | 78240 | 75600 | 70054 | 70560 | 76320 | 64080 | 902854 | 24.26% |  | Rate 4
|  |  | Off Peak | [12 empty] | 0 |  |  | Rate 5
Demand | Max KW | [17 empty] | Rate 6
| 424.8 |  | Peak | 279.1 | 424.8 | 393.8 | 307.2 | 276.2 | 270.6 | 264.4 | 255.6 | 245.8 | 238.5 | 266 | 325 | 3547 |  | 1688.7 | Rate 7
| 424.8 |  | Intermediate | 279.1 | 424.8 | 393.8 | 307.2 | 276.2 | 270.6 | 264.4 | 255.6 | 245.8 | 238.5 | 266 | 325 | 3547 |  | 1858.3 | Rate 8
| 424.8 |  | Base | 279.1 | 424.8 | 393.8 | 307.2 | 276.2 | 270.6 | 264.4 | 255.6 | 245.8 | 238.5 | 266 | 325 | 3547
|  |  | PF | 90 | 90 | 90 | 90 | 90 | 90 | 90 | 90 | 90 | 90 | 90 | 90
COMPARISON | Service |  |  | July | August | September | October | November | December | January | February | March | April | May | June | TOTAL
| CURRENT | TODS Current | Rate 7 | 7176.6756 | 10297.8536 | 9865.4472 | 7535.4752 | 7221.9448 | 7297.6856 | 7434.7488 | 7247.828 | 6591.0326 | 6531.0612 | 7384.0864 | 7614.6016 | 92198.4406
| POTENTIAL | TODS Proposed | Rate 8 | 7808.8328 | 10853.9048 | 10481.7056 | 8259.3056 | 7844.7344 | 7902.3728 | 8019.4544 | 7803.74 | 7471.4947 | 7387.7456 | 7973.9312 | 8363.0168 | 100170.2387
| Savings |  |  | -632.1572 | -556.0512 | -616.2584 | -723.8304 | -622.7896 | -604.6872 | -584.7056 | -555.912 | -880.4622 | -856.6844 | -589.8448 | -748.4152 | -7971.7982
Rate Code
Base Charges
1 | GS 3- P Current
| Service Charge |  | 40 | 40 | 40 | 40 | 40 | 40 | 40 | 40 | 40 | 40 | 40 | 40 | 40 | 480
| Energy Charge |  | 0.10426 | 6931.2048 | 9933.8928 | 10109.0496 | 7106.3616 | 7156.4064 | 7556.7648 | 8157.3024 | 7882.056 | 7303.83 | 7356.5856 | 7957.1232 | 6680.9808 | 94131.558
|  |  | TOTAL: | 6971.2048 | 9973.8928 | 10149.0496 | 7146.3616 | 7196.4064 | 7596.7648 | 8197.3024 | 7922.056 | 7343.83 | 7396.5856 | 7997.1232 | 6720.9808 | 94611.558
2 | GS 3-P Proposed
| Service Charge |  | 50.4 | 50.4 | 50.4 | 50.4 | 50.4 | 50.4 | 50.4 | 50.4 | 50.4 | 50.4 | 50.4 | 50.4 | 50.4 | 604.8
| Energy Charge |  | 0.10685 | 7103.388 | 10180.668 | 10360.176 | 7282.896 | 7334.184 | 7744.488 | 8359.944 | 8077.86 | 7485.2699 | 7539.336 | 8154.792 | 6846.948 | 96469.9499
|  |  | TOTAL: | 7153.788 | 10231.068 | 10410.576 | 7333.296 | 7384.584 | 7794.888 | 8410.344 | 8128.26 | 7535.6699 | 7589.736 | 8205.192 | 6897.348 | 97074.7499
3 | AES 3-P Current
| Service Charge |  | 40 | 40 | 40 | 40 | 40 | 40 | 40 | 40 | 40 | 40 | 40 | 40 | 40 | 480
| Energy Charge |  | 0.08369 | 5563.7112 | 7973.9832 | 8114.5824 | 5704.3104 | 5744.4816 | 6065.8512 | 6547.9056 | 6326.964 | 5862.8193 | 5905.1664 | 6387.2208 | 5362.8552 | 75559.8513
|  |  | TOTAL: | 5603.7112 | 8013.9832 | 8154.5824 | 5744.3104 | 5784.4816 | 6105.8512 | 6587.9056 | 6366.964 | 5902.8193 | 5945.1664 | 6427.2208 | 5402.8552 | 76039.8513
4 | AES 3-P Proposed
| Service Charge |  | 140 | 140 | 140 | 140 | 140 | 140 | 140 | 140 | 140 | 140 | 140 | 140 | 140 | 1680
| Energy Charge |  | 0.08519 | 5663.4312 | 8116.9032 | 8260.0224 | 5806.5504 | 5847.4416 | 6174.5712 | 6665.2656 | 6440.364 | 5967.9003 | 6011.0064 | 6501.7008 | 5458.9752 | 76914.1323
|  |  | TOTAL: | 5803.4312 | 8256.9032 | 8400.0224 | 5946.5504 | 5987.4416 | 6314.5712 | 6805.2656 | 6580.364 | 6107.9003 | 6151.0064 | 6641.7008 | 5598.9752 | 78594.1323
5 | PS Sec Current
| Service Charge |  | 90 | 90 | 90 | 90 | 90 | 90 | 90 | 90 | 90 | 90 | 90 | 90 | 90 | 1080
| Energy Charge |  | 0.03572 | 2374.6656 | 3403.4016 | 3463.4112 | 2434.6752 | 2451.8208 | 2588.9856 | 2794.7328 | 2700.432 | 2502.3289 | 2520.4032 | 2726.1504 | 2288.9376 | 32249.9449
| Demand Charge (May through September) |  | 19.05 | July: 5316.855; August: 8092.44; September: 7501.89; May: 5067.3; June: 6191.25 | 32169.735
| Min Applied |  |  | July: 0; August: 0; September: 0; May: 0; June: 0 | 0 | 0
| Demand Charge (October through April) |  | 16.95 | October: 5207.04; November: 4681.59; December: 4586.67; January: 4481.58; February: 4332.42; March: 4166.31; April: 4042.575 | 31498.185
| Min Applied |  |  | October: 0; November: 0; December: 0; January: 0; February: 0; March: 0; April: 0 | 0 | 0
| PF Penalty |  |  | 0 | 0 | 0 | 0 | 0 | 0 | 0 | 0 | 0 | 0 | 0 | 0 | 0
|  |  | TOTAL: | 7781.5206 | 11585.8416 | 11055.3012 | 7731.7152 | 7223.4108 | 7265.6556 | 7366.3128 | 7122.852 | 6758.6389 | 6652.9782 | 7883.4504 | 8570.1876 | 96997.8649
6 | PS Proposed
| Service Charge |  | 90 | 90 | 90 | 90 | 90 | 90 | 90 | 90 | 90 | 90 | 90 | 90 | 90 | 1080
| Energy Charge |  | 0.03572 | 2374.6656 | 3403.4016 | 3463.4112 | 2434.6752 | 2451.8208 | 2588.9856 | 2794.7328 | 2700.432 | 2502.3289 | 2520.4032 | 2726.1504 | 2288.9376 | 32249.9449
| Demand Charge (May through September) |  | 20.71 | July: 5780.161; August: 8797.608; September: 8155.598; May: 5508.86; June: 6730.75 | 34972.977
| Min Applied |  |  | July: 0; August: 0; September: 0; May: 0; June: 0 | 0 | 0
| Demand Charge (October through April) |  | 18.43 | October: 5661.696; November: 5090.366; December: 4987.158; January: 4872.892; February: 4710.708; March: 4530.094; April: 4395.555 | 34248.469
| Min Applied |  |  | October: 0; November: 0; December: 0; January: 0; February: 0; March: 0; April: 0 | 0 | 0
| PF Penalty |  |  | 0 | 0 | 0 | 0 | 0 | 0 | 0 | 0 | 0 | 0 | 0 | 0 | 0
|  |  | TOTAL: | 8244.8266 | 12291.0096 | 11709.0092 | 8186.3712 | 7632.1868 | 7666.1436 | 7757.6248 | 7501.14 | 7122.4229 | 7005.9582 | 8325.0104 | 9109.6876 | 102551.3909
7 | TODS Current
| Service Charge |  | 200 | 200 | 200 | 200 | 200 | 200 | 200 | 200 | 200 | 200 | 200 | 200 | 200 | 2400
| Energy Charge |  | 0.03527 | 2344.7496 | 3360.5256 | 3419.7792 | 2404.0032 | 2420.9328 | 2556.3696 | 2759.5248 | 2666.412 | 2470.8046 | 2488.6512 | 2691.8064 | 2260.1016 | 31843.6606
| Peak Demand |  | 6.13 | 1710.883 | 2604.024 | 2413.994 | 1883.136 | 1693.106 | 1658.778 | 1620.772 | 1566.828 | 1506.754 | 1462.005 | 1630.58 | 1992.25 | 21743.11
| Min Applied |  |  | 0 | 0 | 0 | 0 | 0 | 0 | 0 | 0 | 0 | 0 | 0 | 0 | 0 | 0
| Intermediate Demand |  | 4.53 | 1264.323 | 1924.344 | 1783.914 | 1391.616 | 1251.186 | 1225.818 | 1197.732 | 1157.868 | 1113.474 | 1080.405 | 1204.98 | 1472.25 | 16067.91
| Min Applied |  |  | 0 | 0 | 0 | 0 | 0 | 0 | 0 | 0 | 0 | 0 | 0 | 0 | 0 | 0
| Base Demand |  | 5.2 | 1451.32 | 2208.96 | 2047.76 | 1597.44 | 1436.24 | 1407.12 | 1374.88 | 1329.12 | 1278.16 | 1240.2 | 1383.2 | 1690 | 18444.4
| Min Applied |  |  | 205.4 | 0 | 0 | 59.28 | 220.48 | 249.6 | 281.84 | 327.6 | 21.84 | 59.8 | 273.52 | 0 | 1699.36 | 326.8
| PF Penalty |  |  | 0 | 0 | 0 | 0 | 0 | 0 | 0 | 0 | 0 | 0 | 0 | 0 | 0
|  |  | TOTAL: | 7176.6756 | 10297.8536 | 9865.4472 | 7535.4752 | 7221.9448 | 7297.6856 | 7434.7488 | 7247.828 | 6591.0326 | 6531.0612 | 7384.0864 | 7614.6016 | 92198.4406
8 | TODS Proposed
| Service Charge |  | 200 | 200 | 200 | 200 | 200 | 200 | 200 | 200 | 200 | 200 | 200 | 200 | 200 | 2400
| Energy Charge |  | 0.03531 | 2347.4088 | 3364.3368 | 3423.6576 | 2406.7296 | 2423.6784 | 2559.2688 | 2762.6544 | 2669.436 | 2473.6067 | 2491.4736 | 2694.8592 | 2262.6648 | 31879.7747
| Peak Demand |  | 7.81 | 2179.771 | 3317.688 | 3075.578 | 2399.232 | 2157.122 | 2113.386 | 2064.964 | 1996.236 | 1919.698 | 1862.685 | 2077.46 | 2538.25 | 27702.07
| Min Applied |  |  | 0 | 0 | 0 | 0 | 0 | 0 | 0 | 0 | 0 | 0 | 0 | 0 | 0 | 0
| Intermediate Demand |  | 6.11 | 1705.301 | 2595.528 | 2406.118 | 1876.992 | 1687.582 | 1653.366 | 1615.484 | 1561.716 | 1501.838 | 1457.235 | 1625.26 | 1985.75 | 21672.17
| Min Applied |  |  | 0 | 0 | 0 | 0 | 0 | 0 | 0 | 0 | 0 | 0 | 0 | 0 | 0 | 0
| Base Demand |  | 3.24 | 904.284 | 1376.352 | 1275.912 | 995.328 | 894.888 | 876.744 | 856.656 | 828.144 | 796.392 | 772.74 | 861.84 | 1053 | 11492.28
| Min Applied |  |  | 472.068 | 0 | 100.44 | 381.024 | 481.464 | 499.608 | 519.696 | 548.208 | 579.96 | 603.612 | 514.512 | 323.352 | 5023.944 | 1550.6
| PF Penalty |  |  | 0 | 0 | 0 | 0 | 0 | 0 | 0 | 0 | 0 | 0 | 0 | 0 | 0
|  |  | TOTAL: | 7808.8328 | 10853.9048 | 10481.7056 | 8259.3056 | 7844.7344 | 7902.3728 | 8019.4544 | 7803.74 | 7471.4947 | 7387.7456 | 7973.9312 | 8363.0168 | 100170.2387

## CE
RATE COMPARISON TEMPLATE
Rates current as of 7/1/2017
Rate 1
Metered Usage |  |  |  | July | August | September | October | November | December | January | February | March | April | May | June | TOTAL |  |  | Rate 2
Energy | [18 empty] | Rate 3
|  |  | On Peak | 62640 | 97440 | 92160 | 80640 | 83760 | 74640 | 74400 | 68400 | 71040 | 70560 | 91920 | 75840 | 943440 | 31.36% |  | Rate 4
|  |  | Off Peak | [12 empty] | 0 |  |  | Rate 5
Demand | Max KW | [17 empty] | Rate 6
| 343.4 |  | Peak | 221.9 | 317.5 | 343.4 | 309.6 | 292.3 | 301.1 | 277.8 | 264.2 | 271.9 | 281.8 | 324 | 288.3 | 3493.8 |  | 1495.1 | Rate 7
| 343.4 |  | Intermediate | 221.9 | 317.5 | 343.4 | 309.6 | 292.3 | 301.1 | 277.8 | 264.2 | 271.9 | 281.8 | 324 | 288.3 | 3493.8 |  | 1998.7 | Rate 8
| 343.4 |  | Base | 221.9 | 317.5 | 343.4 | 309.6 | 292.3 | 301.1 | 277.8 | 264.2 | 271.9 | 281.8 | 324 | 288.3 | 3493.8
|  |  | PF | 90 | 90 | 90 | 90 | 90 | 90 | 90 | 90 | 90 | 90 | 90 | 90
COMPARISON | Service |  |  | July | August | September | October | November | December | January | February | March | April | May | June | TOTAL
| CURRENT | TODS Current | Rate 7 | 6074.7668 | 8672.2588 | 8896.8072 | 7954.4288 | 7790.0932 | 7607.9988 | 7229.996 | 6802.68 | 7017.9148 | 7157.9992 | 8580.6584 | 7447.3148 | 91232.9168
| POTENTIAL | TODS Proposed | Rate 8 | 6613.2824 | 9172.8224 | 9346.9136 | 8469.6464 | 8338.9976 | 8139.4664 | 7806.656 | 7405.484 | 7605.8864 | 7726.7456 | 9068.3912 | 8003.6624 | 97697.9544
| Savings |  |  | -538.5156 | -500.5636 | -450.1064 | -515.2176 | -548.9044 | -531.4676 | -576.66 | -602.804 | -587.9716 | -568.7464 | -487.7328 | -556.3476 | -6465.0376
Rate Code
Base Charges
1 | GS 3- P Current
| Service Charge |  | 40 | 40 | 40 | 40 | 40 | 40 | 40 | 40 | 40 | 40 | 40 | 40 | 40 | 480
| Energy Charge |  | 0.10426 | 6530.8464 | 10159.0944 | 9608.6016 | 8407.5264 | 8732.8176 | 7781.9664 | 7756.944 | 7131.384 | 7406.6304 | 7356.5856 | 9583.5792 | 7907.0784 | 98363.0544
|  |  | TOTAL: | 6570.8464 | 10199.0944 | 9648.6016 | 8447.5264 | 8772.8176 | 7821.9664 | 7796.944 | 7171.384 | 7446.6304 | 7396.5856 | 9623.5792 | 7947.0784 | 98843.0544
2 | GS 3-P Proposed
| Service Charge |  | 50.4 | 50.4 | 50.4 | 50.4 | 50.4 | 50.4 | 50.4 | 50.4 | 50.4 | 50.4 | 50.4 | 50.4 | 50.4 | 604.8
| Energy Charge |  | 0.10685 | 6693.084 | 10411.464 | 9847.296 | 8616.384 | 8949.756 | 7975.284 | 7949.64 | 7308.54 | 7590.624 | 7539.336 | 9821.652 | 8103.504 | 100806.564
|  |  | TOTAL: | 6743.484 | 10461.864 | 9897.696 | 8666.784 | 9000.156 | 8025.684 | 8000.04 | 7358.94 | 7641.024 | 7589.736 | 9872.052 | 8153.904 | 101411.364
3 | AES 3-P Current
| Service Charge |  | 40 | 40 | 40 | 40 | 40 | 40 | 40 | 40 | 40 | 40 | 40 | 40 | 40 | 480
| Energy Charge |  | 0.08369 | 5242.3416 | 8154.7536 | 7712.8704 | 6748.7616 | 7009.8744 | 6246.6216 | 6226.536 | 5724.396 | 5945.3376 | 5905.1664 | 7692.7848 | 6347.0496 | 78956.4936
|  |  | TOTAL: | 5282.3416 | 8194.7536 | 7752.8704 | 6788.7616 | 7049.8744 | 6286.6216 | 6266.536 | 5764.396 | 5985.3376 | 5945.1664 | 7732.7848 | 6387.0496 | 79436.4936
4 | AES 3-P Proposed
| Service Charge |  | 140 | 140 | 140 | 140 | 140 | 140 | 140 | 140 | 140 | 140 | 140 | 140 | 140 | 1680
| Energy Charge |  | 0.08519 | 5336.3016 | 8300.9136 | 7851.1104 | 6869.7216 | 7135.5144 | 6358.5816 | 6338.136 | 5826.996 | 6051.8976 | 6011.0064 | 7830.6648 | 6460.8096 | 80371.6536
|  |  | TOTAL: | 5476.3016 | 8440.9136 | 7991.1104 | 7009.7216 | 7275.5144 | 6498.5816 | 6478.136 | 5966.996 | 6191.8976 | 6151.0064 | 7970.6648 | 6600.8096 | 82051.6536
5 | PS Sec Current
| Service Charge |  | 90 | 90 | 90 | 90 | 90 | 90 | 90 | 90 | 90 | 90 | 90 | 90 | 90 | 1080
| Energy Charge |  | 0.03572 | 2237.5008 | 3480.5568 | 3291.9552 | 2880.4608 | 2991.9072 | 2666.1408 | 2657.568 | 2443.248 | 2537.5488 | 2520.4032 | 3283.3824 | 2709.0048 | 33699.6768
| Demand Charge (May through September) |  | 19.05 | July: 4227.195; August: 6048.375; September: 6541.77; May: 6172.2; June: 5492.115 | 28481.655
| Min Applied |  |  | July: 0; August: 0; September: 0; May: 0; June: 0 | 0 | 0
| Demand Charge (October through April) |  | 16.95 | October: 5247.72; November: 4954.485; December: 5103.645; January: 4708.71; February: 4478.19; March: 4608.705; April: 4776.51 | 33877.965
| Min Applied |  |  | October: 0; November: 0; December: 0; January: 0; February: 0; March: 0; April: 0 | 0 | 0
| PF Penalty |  |  | 0 | 0 | 0 | 0 | 0 | 0 | 0 | 0 | 0 | 0 | 0 | 0 | 0
|  |  | TOTAL: | 6554.6958 | 9618.9318 | 9923.7252 | 8218.1808 | 8036.3922 | 7859.7858 | 7456.278 | 7011.438 | 7236.2538 | 7386.9132 | 9545.5824 | 8291.1198 | 97139.2968
6 | PS Proposed
| Service Charge |  | 90 | 90 | 90 | 90 | 90 | 90 | 90 | 90 | 90 | 90 | 90 | 90 | 90 | 1080
| Energy Charge |  | 0.03572 | 2237.5008 | 3480.5568 | 3291.9552 | 2880.4608 | 2991.9072 | 2666.1408 | 2657.568 | 2443.248 | 2537.5488 | 2520.4032 | 3283.3824 | 2709.0048 | 33699.6768
| Demand Charge (May through September) |  | 20.71 | July: 4595.549; August: 6575.425; September: 7111.814; May: 6710.04; June: 5970.693 | 30963.521
| Min Applied |  |  | July: 0; August: 0; September: 0; May: 0; June: 0 | 0 | 0
| Demand Charge (October through April) |  | 18.43 | October: 5705.928; November: 5387.089; December: 5549.273; January: 5119.854; February: 4869.206; March: 5011.117; April: 5193.574 | 36836.041
| Min Applied |  |  | October: 0; November: 0; December: 0; January: 0; February: 0; March: 0; April: 0 | 0 | 0
| PF Penalty |  |  | 0 | 0 | 0 | 0 | 0 | 0 | 0 | 0 | 0 | 0 | 0 | 0 | 0
|  |  | TOTAL: | 6923.0498 | 10145.9818 | 10493.7692 | 8676.3888 | 8468.9962 | 8305.4138 | 7867.422 | 7402.454 | 7638.6658 | 7803.9772 | 10083.4224 | 8769.6978 | 102579.2388
7 | TODS Current
| Service Charge |  | 200 | 200 | 200 | 200 | 200 | 200 | 200 | 200 | 200 | 200 | 200 | 200 | 200 | 2400
| Energy Charge |  | 0.03527 | 2209.3128 | 3436.7088 | 3250.4832 | 2844.1728 | 2954.2152 | 2632.5528 | 2624.088 | 2412.468 | 2505.5808 | 2488.6512 | 3242.0184 | 2674.8768 | 33275.1288
| Peak Demand |  | 6.13 | 1360.247 | 1946.275 | 2105.042 | 1897.848 | 1791.799 | 1845.743 | 1702.914 | 1619.546 | 1666.747 | 1727.434 | 1986.12 | 1767.279 | 21416.994
| Min Applied |  |  | 0 | 0 | 0 | 0 | 0 | 0 | 0 | 0 | 0 | 0 | 0 | 0 | 0 | 0
| Intermediate Demand |  | 4.53 | 1005.207 | 1438.275 | 1555.602 | 1402.488 | 1324.119 | 1363.983 | 1258.434 | 1196.826 | 1231.707 | 1276.554 | 1467.72 | 1305.999 | 15826.914
| Min Applied |  |  | 0 | 0 | 0 | 0 | 0 | 0 | 0 | 0 | 0 | 0 | 0 | 0 | 0 | 0
| Base Demand |  | 5.2 | 1153.88 | 1651 | 1785.68 | 1609.92 | 1519.96 | 1565.72 | 1444.56 | 1373.84 | 1413.88 | 1465.36 | 1684.8 | 1499.16 | 18167.76
| Min Applied |  |  | 146.12 | 0 | 0 | 0 | 0 | 0 | 0 | 0 | 0 | 0 | 0 | 0 | 146.12 | 28.1
| PF Penalty |  |  | 0 | 0 | 0 | 0 | 0 | 0 | 0 | 0 | 0 | 0 | 0 | 0 | 0
|  |  | TOTAL: | 6074.7668 | 8672.2588 | 8896.8072 | 7954.4288 | 7790.0932 | 7607.9988 | 7229.996 | 6802.68 | 7017.9148 | 7157.9992 | 8580.6584 | 7447.3148 | 91232.9168
8 | TODS Proposed
| Service Charge |  | 200 | 200 | 200 | 200 | 200 | 200 | 200 | 200 | 200 | 200 | 200 | 200 | 200 | 2400
| Energy Charge |  | 0.03531 | 2211.8184 | 3440.6064 | 3254.1696 | 2847.3984 | 2957.5656 | 2635.5384 | 2627.064 | 2415.204 | 2508.4224 | 2491.4736 | 3245.6952 | 2677.9104 | 33312.8664
| Peak Demand |  | 7.81 | 1733.039 | 2479.675 | 2681.954 | 2417.976 | 2282.863 | 2351.591 | 2169.618 | 2063.402 | 2123.539 | 2200.858 | 2530.44 | 2251.623 | 27286.578
| Min Applied |  |  | 0 | 0 | 0 | 0 | 0 | 0 | 0 | 0 | 0 | 0 | 0 | 0 | 0 | 0
| Intermediate Demand |  | 6.11 | 1355.809 | 1939.925 | 2098.174 | 1891.656 | 1785.953 | 1839.721 | 1697.358 | 1614.262 | 1661.309 | 1721.798 | 1979.64 | 1761.513 | 21347.118
| Min Applied |  |  | 0 | 0 | 0 | 0 | 0 | 0 | 0 | 0 | 0 | 0 | 0 | 0 | 0 | 0
| Base Demand |  | 3.24 | 718.956 | 1028.7 | 1112.616 | 1003.104 | 947.052 | 975.564 | 900.072 | 856.008 | 880.956 | 913.032 | 1049.76 | 934.092 | 11319.912
| Min Applied |  |  | 393.66 | 83.916 | 0 | 109.512 | 165.564 | 137.052 | 212.544 | 256.608 | 231.66 | 199.584 | 62.856 | 178.524 | 2031.48 | 627
| PF Penalty |  |  | 0 | 0 | 0 | 0 | 0 | 0 | 0 | 0 | 0 | 0 | 0 | 0 | 0
|  |  | TOTAL: | 6613.2824 | 9172.8224 | 9346.9136 | 8469.6464 | 8338.9976 | 8139.4664 | 7806.656 | 7405.484 | 7605.8864 | 7726.7456 | 9068.3912 | 8003.6624 | 97697.9544

## CF
RATE COMPARISON TEMPLATE
Rates current as of 7/1/2017
Rate 1
Metered Usage |  |  |  | July | August | September | October | November | December | January | February | March | April | May | June | TOTAL |  |  | Rate 2
Energy | [18 empty] | Rate 3
|  |  | On Peak | 26920 | 28800 | 24480 | 17400 | 19120 | 19840 | 20160 | 20520 | 19120 | 19840 | 20600 | 27160 | 263960 | 23.54% |  | Rate 4
|  |  | Off Peak | [12 empty] | 0 |  |  | Rate 5
Demand | Max KW | [17 empty] | Rate 6
| 128 |  | Peak | 98 | 124 | 127 | 106 | 109 | 104 | 117 | 113 | 113 | 117 | 128 | 97 | 1353 |  | 574 | Rate 7
| 128 |  | Intermediate | 98 | 124 | 127 | 106 | 109 | 104 | 117 | 113 | 113 | 117 | 128 | 97 | 1353 |  | 779 | Rate 8
| 128 |  | Base | 98 | 124 | 127 | 106 | 109 | 104 | 117 | 113 | 113 | 117 | 128 | 97 | 1353
|  |  | PF | 90 | 90 | 90 | 90 | 90 | 90 | 90 | 90 | 90 | 90 | 90 | 90
COMPARISON | Service |  |  | July | August | September | October | November | December | January | February | March | April | May | June | TOTAL
| CURRENT | PS Sec Current | Rate 5 | 2918.4824 | 3480.936 | 3383.7756 | 2508.228 | 2620.5164 | 2561.4848 | 2793.2652 | 2738.3244 | 2688.3164 | 2781.8348 | 3264.232 | 2908.0052 | 34647.4012
| POTENTIAL | PS Proposed | Rate 6 | 3081.1624 | 3686.776 | 3594.5956 | 2665.108 | 2781.8364 | 2715.4048 | 2966.4252 | 2905.5644 | 2855.5564 | 2954.9948 | 3476.712 | 3069.0252 | 36753.1612
| Savings |  |  | -162.68 | -205.84 | -210.82 | -156.88 | -161.32 | -153.92 | -173.16 | -167.24 | -167.24 | -173.16 | -212.48 | -161.02 | -2105.76
Rate Code
Base Charges
1 | GS 3- P Current
| Service Charge |  | 40 | 40 | 40 | 40 | 40 | 40 | 40 | 40 | 40 | 40 | 40 | 40 | 40 | 480
| Energy Charge |  | 0.10426 | 2806.6792 | 3002.688 | 2552.2848 | 1814.124 | 1993.4512 | 2068.5184 | 2101.8816 | 2139.4152 | 1993.4512 | 2068.5184 | 2147.756 | 2831.7016 | 27520.4696
|  |  | TOTAL: | 2846.6792 | 3042.688 | 2592.2848 | 1854.124 | 2033.4512 | 2108.5184 | 2141.8816 | 2179.4152 | 2033.4512 | 2108.5184 | 2187.756 | 2871.7016 | 28000.4696
2 | GS 3-P Proposed
| Service Charge |  | 50.4 | 50.4 | 50.4 | 50.4 | 50.4 | 50.4 | 50.4 | 50.4 | 50.4 | 50.4 | 50.4 | 50.4 | 50.4 | 604.8
| Energy Charge |  | 0.10685 | 2876.402 | 3077.28 | 2615.688 | 1859.19 | 2042.972 | 2119.904 | 2154.096 | 2192.562 | 2042.972 | 2119.904 | 2201.11 | 2902.046 | 28204.126
|  |  | TOTAL: | 2926.802 | 3127.68 | 2666.088 | 1909.59 | 2093.372 | 2170.304 | 2204.496 | 2242.962 | 2093.372 | 2170.304 | 2251.51 | 2952.446 | 28808.926
3 | AES 3-P Current
| Service Charge |  | 40 | 40 | 40 | 40 | 40 | 40 | 40 | 40 | 40 | 40 | 40 | 40 | 40 | 480
| Energy Charge |  | 0.08369 | 2252.9348 | 2410.272 | 2048.7312 | 1456.206 | 1600.1528 | 1660.4096 | 1687.1904 | 1717.3188 | 1600.1528 | 1660.4096 | 1724.014 | 2273.0204 | 22090.8124
|  |  | TOTAL: | 2292.9348 | 2450.272 | 2088.7312 | 1496.206 | 1640.1528 | 1700.4096 | 1727.1904 | 1757.3188 | 1640.1528 | 1700.4096 | 1764.014 | 2313.0204 | 22570.8124
4 | AES 3-P Proposed
| Service Charge |  | 140 | 140 | 140 | 140 | 140 | 140 | 140 | 140 | 140 | 140 | 140 | 140 | 140 | 1680
| Energy Charge |  | 0.08519 | 2293.3148 | 2453.472 | 2085.4512 | 1482.306 | 1628.8328 | 1690.1696 | 1717.4304 | 1748.0988 | 1628.8328 | 1690.1696 | 1754.914 | 2313.7604 | 22486.7524
|  |  | TOTAL: | 2433.3148 | 2593.472 | 2225.4512 | 1622.306 | 1768.8328 | 1830.1696 | 1857.4304 | 1888.0988 | 1768.8328 | 1830.1696 | 1894.914 | 2453.7604 | 24166.7524
5 | PS Sec Current
| Service Charge |  | 90 | 90 | 90 | 90 | 90 | 90 | 90 | 90 | 90 | 90 | 90 | 90 | 90 | 1080
| Energy Charge |  | 0.03572 | 961.5824 | 1028.736 | 874.4256 | 621.528 | 682.9664 | 708.6848 | 720.1152 | 732.9744 | 682.9664 | 708.6848 | 735.832 | 970.1552 | 9428.6512
| Demand Charge (May through September) |  | 19.05 | July: 1866.9; August: 2362.2; September: 2419.35; May: 2438.4; June: 1847.85 | 10934.7
| Min Applied |  |  | July: 0; August: 0; September: 0; May: 0; June: 0 | 0 | 0
| Demand Charge (October through April) |  | 16.95 | October: 1796.7; November: 1847.55; December: 1762.8; January: 1983.15; February: 1915.35; March: 1915.35; April: 1983.15 | 13204.05
| Min Applied |  |  | October: 0; November: 0; December: 0; January: 0; February: 0; March: 0; April: 0 | 0 | 0
| PF Penalty |  |  | 0 | 0 | 0 | 0 | 0 | 0 | 0 | 0 | 0 | 0 | 0 | 0 | 0
|  |  | TOTAL: | 2918.4824 | 3480.936 | 3383.7756 | 2508.228 | 2620.5164 | 2561.4848 | 2793.2652 | 2738.3244 | 2688.3164 | 2781.8348 | 3264.232 | 2908.0052 | 34647.4012
6 | PS Proposed
| Service Charge |  | 90 | 90 | 90 | 90 | 90 | 90 | 90 | 90 | 90 | 90 | 90 | 90 | 90 | 1080
| Energy Charge |  | 0.03572 | 961.5824 | 1028.736 | 874.4256 | 621.528 | 682.9664 | 708.6848 | 720.1152 | 732.9744 | 682.9664 | 708.6848 | 735.832 | 970.1552 | 9428.6512
| Demand Charge (May through September) |  | 20.71 | July: 2029.58; August: 2568.04; September: 2630.17; May: 2650.88; June: 2008.87 | 11887.54
| Min Applied |  |  | July: 0; August: 0; September: 0; May: 0; June: 0 | 0 | 0
| Demand Charge (October through April) |  | 18.43 | October: 1953.58; November: 2008.87; December: 1916.72; January: 2156.31; February: 2082.59; March: 2082.59; April: 2156.31 | 14356.97
| Min Applied |  |  | October: 0; November: 0; December: 0; January: 0; February: 0; March: 0; April: 0 | 0 | 0
| PF Penalty |  |  | 0 | 0 | 0 | 0 | 0 | 0 | 0 | 0 | 0 | 0 | 0 | 0 | 0
|  |  | TOTAL: | 3081.1624 | 3686.776 | 3594.5956 | 2665.108 | 2781.8364 | 2715.4048 | 2966.4252 | 2905.5644 | 2855.5564 | 2954.9948 | 3476.712 | 3069.0252 | 36753.1612
7 | TODS Current
| Service Charge |  | 200 | 200 | 200 | 200 | 200 | 200 | 200 | 200 | 200 | 200 | 200 | 200 | 200 | 2400
| Energy Charge |  | 0.03527 | 949.4684 | 1015.776 | 863.4096 | 613.698 | 674.3624 | 699.7568 | 711.0432 | 723.7404 | 674.3624 | 699.7568 | 726.562 | 957.9332 | 9309.8692
| Peak Demand |  | 6.13 | 600.74 | 760.12 | 778.51 | 649.78 | 668.17 | 637.52 | 717.21 | 692.69 | 692.69 | 717.21 | 784.64 | 594.61 | 8293.89
| Min Applied |  |  | 0 | 0 | 0 | 0 | 0 | 0 | 0 | 0 | 0 | 0 | 0 | 0 | 0 | 0
| Intermediate Demand |  | 4.53 | 443.94 | 561.72 | 575.31 | 480.18 | 493.77 | 471.12 | 530.01 | 511.89 | 511.89 | 530.01 | 579.84 | 439.41 | 6129.09
| Min Applied |  |  | 0 | 0 | 0 | 0 | 0 | 0 | 0 | 0 | 0 | 0 | 0 | 0 | 0 | 0
| Base Demand |  | 5.2 | 509.6 | 644.8 | 660.4 | 551.2 | 566.8 | 540.8 | 608.4 | 587.6 | 587.6 | 608.4 | 665.6 | 504.4 | 7035.6
| Min Applied |  |  | 790.4 | 655.2 | 639.6 | 748.8 | 733.2 | 759.2 | 691.6 | 712.4 | 712.4 | 691.6 | 634.4 | 795.6 | 8564.4 | 1647
| PF Penalty |  |  | 0 | 0 | 0 | 0 | 0 | 0 | 0 | 0 | 0 | 0 | 0 | 0 | 0
|  |  | TOTAL: | 3494.1484 | 3837.616 | 3717.2296 | 3243.658 | 3336.3024 | 3308.3968 | 3458.2632 | 3428.3204 | 3378.9424 | 3446.9768 | 3591.042 | 3491.9532 | 41732.8492
8 | TODS Proposed
| Service Charge |  | 200 | 200 | 200 | 200 | 200 | 200 | 200 | 200 | 200 | 200 | 200 | 200 | 200 | 2400
| Energy Charge |  | 0.03531 | 950.5452 | 1016.928 | 864.3888 | 614.394 | 675.1272 | 700.5504 | 711.8496 | 724.5612 | 675.1272 | 700.5504 | 727.386 | 959.0196 | 9320.4276
| Peak Demand |  | 7.81 | 765.38 | 968.44 | 991.87 | 827.86 | 851.29 | 812.24 | 913.77 | 882.53 | 882.53 | 913.77 | 999.68 | 757.57 | 10566.93
| Min Applied |  |  | 0 | 0 | 0 | 0 | 0 | 0 | 0 | 0 | 0 | 0 | 0 | 0 | 0 | 0
| Intermediate Demand |  | 6.11 | 598.78 | 757.64 | 775.97 | 647.66 | 665.99 | 635.44 | 714.87 | 690.43 | 690.43 | 714.87 | 782.08 | 592.67 | 8266.83
| Min Applied |  |  | 0 | 0 | 0 | 0 | 0 | 0 | 0 | 0 | 0 | 0 | 0 | 0 | 0 | 0
| Base Demand |  | 3.24 | 317.52 | 401.76 | 411.48 | 343.44 | 353.16 | 336.96 | 379.08 | 366.12 | 366.12 | 379.08 | 414.72 | 314.28 | 4383.72
| Min Applied |  |  | 492.48 | 408.24 | 398.52 | 466.56 | 456.84 | 473.04 | 430.92 | 443.88 | 443.88 | 430.92 | 395.28 | 495.72 | 5336.28 | 1647
| PF Penalty |  |  | 0 | 0 | 0 | 0 | 0 | 0 | 0 | 0 | 0 | 0 | 0 | 0 | 0
|  |  | TOTAL: | 3324.7052 | 3753.008 | 3642.2288 | 3099.914 | 3202.4072 | 3158.2304 | 3350.4896 | 3307.5212 | 3258.0872 | 3339.1904 | 3519.146 | 3319.2596 | 40274.1876

## CG
RATE COMPARISON TEMPLATE
Rates current as of 7/1/2017
Rate 1
Metered Usage |  |  |  | July | August | September | October | November | December | January | February | March | April | May | June | TOTAL |  |  | Rate 2
Energy | [18 empty] | Rate 3
|  |  | On Peak | 84200 | 128000 | 119800 | 88900 | 99800 | 75600 | 82400 | 95800 | 105200 | 100200 | 97800 | 92800 | 1170500 | 29.76% |  | Rate 4
|  |  | Off Peak | [12 empty] | 0 |  |  | Rate 5
Demand | Max KW | [17 empty] | Rate 6
| 449 |  | Peak | 280 | 412 | 403 | 380 | 422 | 340 | 345 | 439 | 449 | 400 | 340 | 272 | 4482 |  | 1707 | Rate 7
| 449 |  | Intermediate | 280 | 412 | 403 | 380 | 422 | 340 | 345 | 439 | 449 | 400 | 340 | 272 | 4482 |  | 2775 | Rate 8
| 449 |  | Base | 280 | 412 | 403 | 380 | 422 | 340 | 345 | 439 | 449 | 400 | 340 | 272 | 4482
|  |  | PF | 90 | 90 | 90 | 90 | 90 | 90 | 90 | 90 | 90 | 90 | 90 | 90
COMPARISON | Service |  |  | July | August | September | October | November | December | January | February | March | April | May | June | TOTAL
| CURRENT | TODS Current | Rate 7 | 7905.634 | 11248.88 | 10816.926 | 9362.303 | 10412.866 | 8258.812 | 8577.948 | 10541.406 | 11031.544 | 10078.054 | 9041.806 | 8123.676 | 115399.855
| POTENTIAL | TODS Proposed | Rate 8 | 8525.462 | 11909.48 | 11494.658 | 10083.419 | 11052.938 | 9056.996 | 9366.704 | 11148.338 | 11619.452 | 10760.822 | 9840.878 | 8717.768 | 123576.915
| Savings |  |  | -619.828 | -660.6 | -677.732 | -721.116 | -640.072 | -798.184 | -788.756 | -606.932 | -587.908 | -682.768 | -799.072 | -594.092 | -8177.06
Rate Code
Base Charges
1 | GS 3- P Current
| Service Charge |  | 40 | 40 | 40 | 40 | 40 | 40 | 40 | 40 | 40 | 40 | 40 | 40 | 40 | 480
| Energy Charge |  | 0.10426 | 8778.692 | 13345.28 | 12490.348 | 9268.714 | 10405.148 | 7882.056 | 8591.024 | 9988.108 | 10968.152 | 10446.852 | 10196.628 | 9675.328 | 122036.33
|  |  | TOTAL: | 8818.692 | 13385.28 | 12530.348 | 9308.714 | 10445.148 | 7922.056 | 8631.024 | 10028.108 | 11008.152 | 10486.852 | 10236.628 | 9715.328 | 122516.33
2 | GS 3-P Proposed
| Service Charge |  | 50.4 | 50.4 | 50.4 | 50.4 | 50.4 | 50.4 | 50.4 | 50.4 | 50.4 | 50.4 | 50.4 | 50.4 | 50.4 | 604.8
| Energy Charge |  | 0.10685 | 8996.77 | 13676.8 | 12800.63 | 9498.965 | 10663.63 | 8077.86 | 8804.44 | 10236.23 | 11240.62 | 10706.37 | 10449.93 | 9915.68 | 125067.925
|  |  | TOTAL: | 9047.17 | 13727.2 | 12851.03 | 9549.365 | 10714.03 | 8128.26 | 8854.84 | 10286.63 | 11291.02 | 10756.77 | 10500.33 | 9966.08 | 125672.725
3 | AES 3-P Current
| Service Charge |  | 40 | 40 | 40 | 40 | 40 | 40 | 40 | 40 | 40 | 40 | 40 | 40 | 40 | 480
| Energy Charge |  | 0.08369 | 7046.698 | 10712.32 | 10026.062 | 7440.041 | 8352.262 | 6326.964 | 6896.056 | 8017.502 | 8804.188 | 8385.738 | 8184.882 | 7766.432 | 97959.145
|  |  | TOTAL: | 7086.698 | 10752.32 | 10066.062 | 7480.041 | 8392.262 | 6366.964 | 6936.056 | 8057.502 | 8844.188 | 8425.738 | 8224.882 | 7806.432 | 98439.145
4 | AES 3-P Proposed
| Service Charge |  | 140 | 140 | 140 | 140 | 140 | 140 | 140 | 140 | 140 | 140 | 140 | 140 | 140 | 1680
| Energy Charge |  | 0.08519 | 7172.998 | 10904.32 | 10205.762 | 7573.391 | 8501.962 | 6440.364 | 7019.656 | 8161.202 | 8961.988 | 8536.038 | 8331.582 | 7905.632 | 99714.895
|  |  | TOTAL: | 7312.998 | 11044.32 | 10345.762 | 7713.391 | 8641.962 | 6580.364 | 7159.656 | 8301.202 | 9101.988 | 8676.038 | 8471.582 | 8045.632 | 101394.895
5 | PS Sec Current
| Service Charge |  | 90 | 90 | 90 | 90 | 90 | 90 | 90 | 90 | 90 | 90 | 90 | 90 | 90 | 1080
| Energy Charge |  | 0.03572 | 3007.624 | 4572.16 | 4279.256 | 3175.508 | 3564.856 | 2700.432 | 2943.328 | 3421.976 | 3757.744 | 3579.144 | 3493.416 | 3314.816 | 41810.26
| Demand Charge (May through September) |  | 19.05 | July: 5334; August: 7848.6; September: 7677.15; May: 6477; June: 5181.6 | 32518.35
| Min Applied |  |  | July: 0; August: 0; September: 0; May: 0; June: 0 | 0 | 0
| Demand Charge (October through April) |  | 16.95 | October: 6441; November: 7152.9; December: 5763; January: 5847.75; February: 7441.05; March: 7610.55; April: 6780 | 47036.25
| Min Applied |  |  | October: 0; November: 0; December: 0; January: 0; February: 0; March: 0; April: 0 | 0 | 0
| PF Penalty |  |  | 0 | 0 | 0 | 0 | 0 | 0 | 0 | 0 | 0 | 0 | 0 | 0 | 0
|  |  | TOTAL: | 8431.624 | 12510.76 | 12046.406 | 9706.508 | 10807.756 | 8553.432 | 8881.078 | 10953.026 | 11458.294 | 10449.144 | 10060.416 | 8586.416 | 122444.86
6 | PS Proposed
| Service Charge |  | 90 | 90 | 90 | 90 | 90 | 90 | 90 | 90 | 90 | 90 | 90 | 90 | 90 | 1080
| Energy Charge |  | 0.03572 | 3007.624 | 4572.16 | 4279.256 | 3175.508 | 3564.856 | 2700.432 | 2943.328 | 3421.976 | 3757.744 | 3579.144 | 3493.416 | 3314.816 | 41810.26
| Demand Charge (May through September) |  | 20.71 | July: 5798.8; August: 8532.52; September: 8346.13; May: 7041.4; June: 5633.12 | 35351.97
| Min Applied |  |  | July: 0; August: 0; September: 0; May: 0; June: 0 | 0 | 0
| Demand Charge (October through April) |  | 18.43 | October: 7003.4; November: 7777.46; December: 6266.2; January: 6358.35; February: 8090.77; March: 8275.07; April: 7372 | 51143.25
| Min Applied |  |  | October: 0; November: 0; December: 0; January: 0; February: 0; March: 0; April: 0 | 0 | 0
| PF Penalty |  |  | 0 | 0 | 0 | 0 | 0 | 0 | 0 | 0 | 0 | 0 | 0 | 0 | 0
|  |  | TOTAL: | 8896.424 | 13194.68 | 12715.386 | 10268.908 | 11432.316 | 9056.632 | 9391.678 | 11602.746 | 12122.814 | 11041.144 | 10624.816 | 9037.936 | 129385.48
7 | TODS Current
| Service Charge |  | 200 | 200 | 200 | 200 | 200 | 200 | 200 | 200 | 200 | 200 | 200 | 200 | 200 | 2400
| Energy Charge |  | 0.03527 | 2969.734 | 4514.56 | 4225.346 | 3135.503 | 3519.946 | 2666.412 | 2906.248 | 3378.866 | 3710.404 | 3534.054 | 3449.406 | 3273.056 | 41283.535
| Peak Demand |  | 6.13 | 1716.4 | 2525.56 | 2470.39 | 2329.4 | 2586.86 | 2084.2 | 2114.85 | 2691.07 | 2752.37 | 2452 | 2084.2 | 1667.36 | 27474.66
| Min Applied |  |  | 0 | 0 | 0 | 0 | 0 | 0 | 0 | 0 | 0 | 0 | 0 | 0 | 0 | 0
| Intermediate Demand |  | 4.53 | 1268.4 | 1866.36 | 1825.59 | 1721.4 | 1911.66 | 1540.2 | 1562.85 | 1988.67 | 2033.97 | 1812 | 1540.2 | 1232.16 | 20303.46
| Min Applied |  |  | 0 | 0 | 0 | 0 | 0 | 0 | 0 | 0 | 0 | 0 | 0 | 0 | 0 | 0
| Base Demand |  | 5.2 | 1456 | 2142.4 | 2095.6 | 1976 | 2194.4 | 1768 | 1794 | 2282.8 | 2334.8 | 2080 | 1768 | 1414.4 | 23306.4
| Min Applied |  |  | 295.1 | 0 | 0 | 0 | 0 | 0 | 0 | 0 | 0 | 0 | 0 | 336.7 | 631.8 | 121.5
| PF Penalty |  |  | 0 | 0 | 0 | 0 | 0 | 0 | 0 | 0 | 0 | 0 | 0 | 0 | 0
|  |  | TOTAL: | 7905.634 | 11248.88 | 10816.926 | 9362.303 | 10412.866 | 8258.812 | 8577.948 | 10541.406 | 11031.544 | 10078.054 | 9041.806 | 8123.676 | 115399.855
8 | TODS Proposed
| Service Charge |  | 200 | 200 | 200 | 200 | 200 | 200 | 200 | 200 | 200 | 200 | 200 | 200 | 200 | 2400
| Energy Charge |  | 0.03531 | 2973.102 | 4519.68 | 4230.138 | 3139.059 | 3523.938 | 2669.436 | 2909.544 | 3382.698 | 3714.612 | 3538.062 | 3453.318 | 3276.768 | 41330.355
| Peak Demand |  | 7.81 | 2186.8 | 3217.72 | 3147.43 | 2967.8 | 3295.82 | 2655.4 | 2694.45 | 3428.59 | 3506.69 | 3124 | 2655.4 | 2124.32 | 35004.42
| Min Applied |  |  | 0 | 0 | 0 | 0 | 0 | 0 | 0 | 0 | 0 | 0 | 0 | 0 | 0 | 0
| Intermediate Demand |  | 6.11 | 1710.8 | 2517.32 | 2462.33 | 2321.8 | 2578.42 | 2077.4 | 2107.95 | 2682.29 | 2743.39 | 2444 | 2077.4 | 1661.92 | 27385.02
| Min Applied |  |  | 0 | 0 | 0 | 0 | 0 | 0 | 0 | 0 | 0 | 0 | 0 | 0 | 0 | 0
| Base Demand |  | 3.24 | 907.2 | 1334.88 | 1305.72 | 1231.2 | 1367.28 | 1101.6 | 1117.8 | 1422.36 | 1454.76 | 1296 | 1101.6 | 881.28 | 14521.68
| Min Applied |  |  | 547.56 | 119.88 | 149.04 | 223.56 | 87.48 | 353.16 | 336.96 | 32.4 | 0 | 158.76 | 353.16 | 573.48 | 2935.44 | 906
| PF Penalty |  |  | 0 | 0 | 0 | 0 | 0 | 0 | 0 | 0 | 0 | 0 | 0 | 0 | 0
|  |  | TOTAL: | 8525.462 | 11909.48 | 11494.658 | 10083.419 | 11052.938 | 9056.996 | 9366.704 | 11148.338 | 11619.452 | 10760.822 | 9840.878 | 8717.768 | 123576.915

## CH
RATE COMPARISON TEMPLATE
Rates current as of 7/1/2017
Rate 1
Metered Usage |  |  |  | July | August | September | October | November | December | January | February | March | April | May | June | TOTAL |  |  | Rate 2
Energy | [18 empty] | Rate 3
|  |  | On Peak | 107520 | 127680 | 120000 | 85440 | 101760 | 96960 | 95040 | 99840 | 98880 | 97920 | 108480 | 116160 | 1255680 | 28.67% |  | Rate 4
|  |  | Off Peak | [12 empty] | 0 |  |  | Rate 5
Demand | Max KW | [17 empty] | Rate 6
| 500 |  | Peak | 463 | 500 | 426 | 356 | 360 | 346 | 349 | 310 | 400 | 352 | 419 | 353 | 4634 |  | 2161 | Rate 7
| 500 |  | Intermediate | 463 | 500 | 426 | 356 | 360 | 346 | 349 | 310 | 400 | 352 | 419 | 353 | 4634 |  | 2473 | Rate 8
| 500 |  | Base | 463 | 500 | 426 | 356 | 360 | 346 | 349 | 310 | 400 | 352 | 419 | 353 | 4634
|  |  | PF | 90 | 90 | 90 | 90 | 90 | 90 | 90 | 90 | 90 | 90 | 90 | 90
COMPARISON | Service |  |  | July | August | September | October | November | December | January | February | March | April | May | June | TOTAL
| CURRENT | TODS Current | Rate 7 | 11335.4104 | 12633.2736 | 11188.76 | 8958.4288 | 9576.6752 | 9258.1392 | 9222.4008 | 8975.9568 | 10031.4976 | 9355.9584 | 10671.4296 | 10009.9432 | 121217.8736
| POTENTIAL | TODS Proposed | Rate 8 | 12061.4912 | 13288.3808 | 11987.12 | 9792.4064 | 10424.3456 | 10059.9776 | 10033.9424 | 9660.5504 | 10879.4528 | 10177.3952 | 11482.9088 | 10835.3696 | 130683.3408
| Savings |  |  | -726.0808 | -655.1072 | -798.36 | -833.9776 | -847.6704 | -801.8384 | -811.5416 | -684.5936 | -847.9552 | -821.4368 | -811.4792 | -825.4264 | -9465.4672
Rate Code
Base Charges
1 | GS 3- P Current
| Service Charge |  | 40 | 40 | 40 | 40 | 40 | 40 | 40 | 40 | 40 | 40 | 40 | 40 | 40 | 480
| Energy Charge |  | 0.10426 | 11210.0352 | 13311.9168 | 12511.2 | 8907.9744 | 10609.4976 | 10109.0496 | 9908.8704 | 10409.3184 | 10309.2288 | 10209.1392 | 11310.1248 | 12110.8416 | 130917.1968
|  |  | TOTAL: | 11250.0352 | 13351.9168 | 12551.2 | 8947.9744 | 10649.4976 | 10149.0496 | 9948.8704 | 10449.3184 | 10349.2288 | 10249.1392 | 11350.1248 | 12150.8416 | 131397.1968
2 | GS 3-P Proposed
| Service Charge |  | 50.4 | 50.4 | 50.4 | 50.4 | 50.4 | 50.4 | 50.4 | 50.4 | 50.4 | 50.4 | 50.4 | 50.4 | 50.4 | 604.8
| Energy Charge |  | 0.10685 | 11488.512 | 13642.608 | 12822 | 9129.264 | 10873.056 | 10360.176 | 10155.024 | 10667.904 | 10565.328 | 10462.752 | 11591.088 | 12411.696 | 134169.408
|  |  | TOTAL: | 11538.912 | 13693.008 | 12872.4 | 9179.664 | 10923.456 | 10410.576 | 10205.424 | 10718.304 | 10615.728 | 10513.152 | 11641.488 | 12462.096 | 134774.208
3 | AES 3-P Current
| Service Charge |  | 40 | 40 | 40 | 40 | 40 | 40 | 40 | 40 | 40 | 40 | 40 | 40 | 40 | 480
| Energy Charge |  | 0.08369 | 8998.3488 | 10685.5392 | 10042.8 | 7150.4736 | 8516.2944 | 8114.5824 | 7953.8976 | 8355.6096 | 8275.2672 | 8194.9248 | 9078.6912 | 9721.4304 | 105087.8592
|  |  | TOTAL: | 9038.3488 | 10725.5392 | 10082.8 | 7190.4736 | 8556.2944 | 8154.5824 | 7993.8976 | 8395.6096 | 8315.2672 | 8234.9248 | 9118.6912 | 9761.4304 | 105567.8592
4 | AES 3-P Proposed
| Service Charge |  | 140 | 140 | 140 | 140 | 140 | 140 | 140 | 140 | 140 | 140 | 140 | 140 | 140 | 1680
| Energy Charge |  | 0.08519 | 9159.6288 | 10877.0592 | 10222.8 | 7278.6336 | 8668.9344 | 8260.0224 | 8096.4576 | 8505.3696 | 8423.5872 | 8341.8048 | 9241.4112 | 9895.6704 | 106971.3792
|  |  | TOTAL: | 9299.6288 | 11017.0592 | 10362.8 | 7418.6336 | 8808.9344 | 8400.0224 | 8236.4576 | 8645.3696 | 8563.5872 | 8481.8048 | 9381.4112 | 10035.6704 | 108651.3792
5 | PS Sec Current
| Service Charge |  | 90 | 90 | 90 | 90 | 90 | 90 | 90 | 90 | 90 | 90 | 90 | 90 | 90 | 1080
| Energy Charge |  | 0.03572 | 3840.6144 | 4560.7296 | 4286.4 | 3051.9168 | 3634.8672 | 3463.4112 | 3394.8288 | 3566.2848 | 3531.9936 | 3497.7024 | 3874.9056 | 4149.2352 | 44852.8896
| Demand Charge (May through September) |  | 19.05 | July: 8820.15; August: 9525; September: 8115.3; May: 7981.95; June: 6724.65 | 41167.05
| Min Applied |  |  | July: 0; August: 0; September: 0; May: 0; June: 0 | 0 | 0
| Demand Charge (October through April) |  | 16.95 | October: 6034.2; November: 6102; December: 5864.7; January: 5915.55; February: 5254.5; March: 6780; April: 5966.4 | 41917.35
| Min Applied |  |  | October: 0; November: 0; December: 0; January: 0; February: 0; March: 0; April: 0 | 0 | 0
| PF Penalty |  |  | 0 | 0 | 0 | 0 | 0 | 0 | 0 | 0 | 0 | 0 | 0 | 0 | 0
|  |  | TOTAL: | 12750.7644 | 14175.7296 | 12491.7 | 9176.1168 | 9826.8672 | 9418.1112 | 9400.3788 | 8910.7848 | 10401.9936 | 9554.1024 | 11946.8556 | 10963.8852 | 129017.2896
6 | PS Proposed
| Service Charge |  | 90 | 90 | 90 | 90 | 90 | 90 | 90 | 90 | 90 | 90 | 90 | 90 | 90 | 1080
| Energy Charge |  | 0.03572 | 3840.6144 | 4560.7296 | 4286.4 | 3051.9168 | 3634.8672 | 3463.4112 | 3394.8288 | 3566.2848 | 3531.9936 | 3497.7024 | 3874.9056 | 4149.2352 | 44852.8896
| Demand Charge (May through September) |  | 20.71 | July: 9588.73; August: 10355; September: 8822.46; May: 8677.49; June: 7310.63 | 44754.31
| Min Applied |  |  | July: 0; August: 0; September: 0; May: 0; June: 0 | 0 | 0
| Demand Charge (October through April) |  | 18.43 | October: 6561.08; November: 6634.8; December: 6376.78; January: 6432.07; February: 5713.3; March: 7372; April: 6487.36 | 45577.39
| Min Applied |  |  | October: 0; November: 0; December: 0; January: 0; February: 0; March: 0; April: 0 | 0 | 0
| PF Penalty |  |  | 0 | 0 | 0 | 0 | 0 | 0 | 0 | 0 | 0 | 0 | 0 | 0 | 0
|  |  | TOTAL: | 13519.3444 | 15005.7296 | 13198.86 | 9702.9968 | 10359.6672 | 9930.1912 | 9916.8988 | 9369.5848 | 10993.9936 | 10075.0624 | 12642.3956 | 11549.8652 | 136264.5896
7 | TODS Current
| Service Charge |  | 200 | 200 | 200 | 200 | 200 | 200 | 200 | 200 | 200 | 200 | 200 | 200 | 200 | 2400
| Energy Charge |  | 0.03527 | 3792.2304 | 4503.2736 | 4232.4 | 3013.4688 | 3589.0752 | 3419.7792 | 3352.0608 | 3521.3568 | 3487.4976 | 3453.6384 | 3826.0896 | 4096.9632 | 44287.8336
| Peak Demand |  | 6.13 | 2838.19 | 3065 | 2611.38 | 2182.28 | 2206.8 | 2120.98 | 2139.37 | 1900.3 | 2452 | 2157.76 | 2568.47 | 2163.89 | 28406.42
| Min Applied |  |  | 0 | 0 | 0 | 0 | 0 | 0 | 0 | 0 | 0 | 0 | 0 | 0 | 0 | 0
| Intermediate Demand |  | 4.53 | 2097.39 | 2265 | 1929.78 | 1612.68 | 1630.8 | 1567.38 | 1580.97 | 1404.3 | 1812 | 1594.56 | 1898.07 | 1599.09 | 20992.02
| Min Applied |  |  | 0 | 0 | 0 | 0 | 0 | 0 | 0 | 0 | 0 | 0 | 0 | 0 | 0 | 0
| Base Demand |  | 5.2 | 2407.6 | 2600 | 2215.2 | 1851.2 | 1872 | 1799.2 | 1814.8 | 1612 | 2080 | 1830.4 | 2178.8 | 1835.6 | 24096.8
| Min Applied |  |  | 0 | 0 | 0 | 98.8 | 78 | 150.8 | 135.2 | 338 | 0 | 119.6 | 0 | 114.4 | 1034.8 | 199
| PF Penalty |  |  | 0 | 0 | 0 | 0 | 0 | 0 | 0 | 0 | 0 | 0 | 0 | 0 | 0
|  |  | TOTAL: | 11335.4104 | 12633.2736 | 11188.76 | 8958.4288 | 9576.6752 | 9258.1392 | 9222.4008 | 8975.9568 | 10031.4976 | 9355.9584 | 10671.4296 | 10009.9432 | 121217.8736
8 | TODS Proposed
| Service Charge |  | 200 | 200 | 200 | 200 | 200 | 200 | 200 | 200 | 200 | 200 | 200 | 200 | 200 | 2400
| Energy Charge |  | 0.03531 | 3796.5312 | 4508.3808 | 4237.2 | 3016.8864 | 3593.1456 | 3423.6576 | 3355.8624 | 3525.3504 | 3491.4528 | 3457.5552 | 3830.4288 | 4101.6096 | 44338.0608
| Peak Demand |  | 7.81 | 3616.03 | 3905 | 3327.06 | 2780.36 | 2811.6 | 2702.26 | 2725.69 | 2421.1 | 3124 | 2749.12 | 3272.39 | 2756.93 | 36191.54
| Min Applied |  |  | 0 | 0 | 0 | 0 | 0 | 0 | 0 | 0 | 0 | 0 | 0 | 0 | 0 | 0
| Intermediate Demand |  | 6.11 | 2828.93 | 3055 | 2602.86 | 2175.16 | 2199.6 | 2114.06 | 2132.39 | 1894.1 | 2444 | 2150.72 | 2560.09 | 2156.83 | 28313.74
| Min Applied |  |  | 0 | 0 | 0 | 0 | 0 | 0 | 0 | 0 | 0 | 0 | 0 | 0 | 0 | 0
| Base Demand |  | 3.24 | 1500.12 | 1620 | 1380.24 | 1153.44 | 1166.4 | 1121.04 | 1130.76 | 1004.4 | 1296 | 1140.48 | 1357.56 | 1143.72 | 15014.16
| Min Applied |  |  | 119.88 | 0 | 239.76 | 466.56 | 453.6 | 498.96 | 489.24 | 615.6 | 324 | 479.52 | 262.44 | 476.28 | 4425.84 | 1366
| PF Penalty |  |  | 0 | 0 | 0 | 0 | 0 | 0 | 0 | 0 | 0 | 0 | 0 | 0 | 0
|  |  | TOTAL: | 12061.4912 | 13288.3808 | 11987.12 | 9792.4064 | 10424.3456 | 10059.9776 | 10033.9424 | 9660.5504 | 10879.4528 | 10177.3952 | 11482.9088 | 10835.3696 | 130683.3408

## CI
RATE COMPARISON TEMPLATE
Rates current as of 7/1/2017
Rate 1
Metered Usage |  |  |  | July | August | September | October | November | December | January | February | March | April | May | June | TOTAL |  |  | Rate 2
Energy | [18 empty] | Rate 3
|  |  | On Peak | 100320 | 105960 | 73920 | 69120 | 56400 | 50160 | 50040 | 67560 | 68780 | 69000 | 64920 | 75240 | 851420 | 21.27% |  | Rate 4
|  |  | Off Peak | [12 empty] | 0 |  |  | Rate 5
Demand | Max KW | [17 empty] | Rate 6
| 457 |  | Peak | 457 | 420 | 435 | 349 | 320 | 272 | 249 | 344 | 345 | 390 | 255 | 287 | 4123 |  | 1854 | Rate 7
| 457 |  | Intermediate | 457 | 420 | 435 | 349 | 320 | 272 | 249 | 344 | 345 | 390 | 255 | 287 | 4123 |  | 2269 | Rate 8
| 457 |  | Base | 457 | 420 | 435 | 349 | 320 | 272 | 249 | 344 | 345 | 390 | 255 | 287 | 4123
|  |  | PF | 90 | 90 | 90 | 90 | 90 | 90 | 90 | 90 | 90 | 90 | 90 | 90
COMPARISON | Service |  |  | July | August | September | October | November | December | January | February | March | April | May | June | TOTAL
| CURRENT | TODS Current | Rate 7 | 10986.3064 | 10598.4092 | 9706.2584 | 8173.0024 | 7382.728 | 6650.9632 | 5919.2508 | 8038.6812 | 8097.5706 | 8819.03 | 6990.3284 | 7695.4348 | 99057.9634
| POTENTIAL | TODS Proposed | Rate 8 | 11584.4192 | 11268.5276 | 10345.9952 | 8979.3872 | 8126.564 | 7238.0696 | 6913.6724 | 8854.7036 | 8911.7018 | 9545.87 | 7522.6052 | 8332.4444 | 107623.9602
| Savings |  |  | -598.1128 | -670.1184 | -639.7368 | -806.3848 | -743.836 | -587.1064 | -994.4216 | -816.0224 | -814.1312 | -726.84 | -532.2768 | -637.0096 | -8565.9968
Rate Code
Base Charges
1 | GS 3- P Current
| Service Charge |  | 40 | 40 | 40 | 40 | 40 | 40 | 40 | 40 | 40 | 40 | 40 | 40 | 40 | 480
| Energy Charge |  | 0.10426 | 10459.3632 | 11047.3896 | 7706.8992 | 7206.4512 | 5880.264 | 5229.6816 | 5217.1704 | 7043.8056 | 7171.0028 | 7193.94 | 6768.5592 | 7844.5224 | 88769.0492
|  |  | TOTAL: | 10499.3632 | 11087.3896 | 7746.8992 | 7246.4512 | 5920.264 | 5269.6816 | 5257.1704 | 7083.8056 | 7211.0028 | 7233.94 | 6808.5592 | 7884.5224 | 89249.0492
2 | GS 3-P Proposed
| Service Charge |  | 50.4 | 50.4 | 50.4 | 50.4 | 50.4 | 50.4 | 50.4 | 50.4 | 50.4 | 50.4 | 50.4 | 50.4 | 50.4 | 604.8
| Energy Charge |  | 0.10685 | 10719.192 | 11321.826 | 7898.352 | 7385.472 | 6026.34 | 5359.596 | 5346.774 | 7218.786 | 7349.143 | 7372.65 | 6936.702 | 8039.394 | 90974.227
|  |  | TOTAL: | 10769.592 | 11372.226 | 7948.752 | 7435.872 | 6076.74 | 5409.996 | 5397.174 | 7269.186 | 7399.543 | 7423.05 | 6987.102 | 8089.794 | 91579.027
3 | AES 3-P Current
| Service Charge |  | 40 | 40 | 40 | 40 | 40 | 40 | 40 | 40 | 40 | 40 | 40 | 40 | 40 | 480
| Energy Charge |  | 0.08369 | 8395.7808 | 8867.7924 | 6186.3648 | 5784.6528 | 4720.116 | 4197.8904 | 4187.8476 | 5654.0964 | 5756.1982 | 5774.61 | 5433.1548 | 6296.8356 | 71255.3398
|  |  | TOTAL: | 8435.7808 | 8907.7924 | 6226.3648 | 5824.6528 | 4760.116 | 4237.8904 | 4227.8476 | 5694.0964 | 5796.1982 | 5814.61 | 5473.1548 | 6336.8356 | 71735.3398
4 | AES 3-P Proposed
| Service Charge |  | 140 | 140 | 140 | 140 | 140 | 140 | 140 | 140 | 140 | 140 | 140 | 140 | 140 | 1680
| Energy Charge |  | 0.08519 | 8546.2608 | 9026.7324 | 6297.2448 | 5888.3328 | 4804.716 | 4273.1304 | 4262.9076 | 5755.4364 | 5859.3682 | 5878.11 | 5530.5348 | 6409.6956 | 72532.4698
|  |  | TOTAL: | 8686.2608 | 9166.7324 | 6437.2448 | 6028.3328 | 4944.716 | 4413.1304 | 4402.9076 | 5895.4364 | 5999.3682 | 6018.11 | 5670.5348 | 6549.6956 | 74212.4698
5 | PS Sec Current
| Service Charge |  | 90 | 90 | 90 | 90 | 90 | 90 | 90 | 90 | 90 | 90 | 90 | 90 | 90 | 1080
| Energy Charge |  | 0.03572 | 3583.4304 | 3784.8912 | 2640.4224 | 2468.9664 | 2014.608 | 1791.7152 | 1787.4288 | 2413.2432 | 2456.8216 | 2464.68 | 2318.9424 | 2687.5728 | 30412.7224
| Demand Charge (May through September) |  | 19.05 | July: 8705.85; August: 8001; September: 8286.75; May: 4857.75; June: 5467.35 | 35318.7
| Min Applied |  |  | July: 0; August: 0; September: 0; May: 0; June: 0 | 0 | 0
| Demand Charge (October through April) |  | 16.95 | October: 5915.55; November: 5424; December: 4610.4; January: 4220.55; February: 5830.8; March: 5847.75; April: 6610.5 | 38459.55
| Min Applied |  |  | October: 0; November: 0; December: 0; January: 0; February: 0; March: 0; April: 0 | 0 | 0
| PF Penalty |  |  | 0 | 0 | 0 | 0 | 0 | 0 | 0 | 0 | 0 | 0 | 0 | 0 | 0
|  |  | TOTAL: | 12379.2804 | 11875.8912 | 11017.1724 | 8474.5164 | 7528.608 | 6492.1152 | 6097.9788 | 8334.0432 | 8394.5716 | 9165.18 | 7266.6924 | 8244.9228 | 105270.9724
6 | PS Proposed
| Service Charge |  | 90 | 90 | 90 | 90 | 90 | 90 | 90 | 90 | 90 | 90 | 90 | 90 | 90 | 1080
| Energy Charge |  | 0.03572 | 3583.4304 | 3784.8912 | 2640.4224 | 2468.9664 | 2014.608 | 1791.7152 | 1787.4288 | 2413.2432 | 2456.8216 | 2464.68 | 2318.9424 | 2687.5728 | 30412.7224
| Demand Charge (May through September) |  | 20.71 | July: 9464.47; August: 8698.2; September: 9008.85; May: 5281.05; June: 5943.77 | 38396.34
| Min Applied |  |  | July: 0; August: 0; September: 0; May: 0; June: 0 | 0 | 0
| Demand Charge (October through April) |  | 18.43 | October: 6432.07; November: 5897.6; December: 5012.96; January: 4589.07; February: 6339.92; March: 6358.35; April: 7187.7 | 41817.67
| Min Applied |  |  | October: 0; November: 0; December: 0; January: 0; February: 0; March: 0; April: 0 | 0 | 0
| PF Penalty |  |  | 0 | 0 | 0 | 0 | 0 | 0 | 0 | 0 | 0 | 0 | 0 | 0 | 0
|  |  | TOTAL: | 13137.9004 | 12573.0912 | 11739.2724 | 8991.0364 | 8002.208 | 6894.6752 | 6466.4988 | 8843.1632 | 8905.1716 | 9742.38 | 7689.9924 | 8721.3428 | 111706.7324
7 | TODS Current
| Service Charge |  | 200 | 200 | 200 | 200 | 200 | 200 | 200 | 200 | 200 | 200 | 200 | 200 | 200 | 2400
| Energy Charge |  | 0.03527 | 3538.2864 | 3737.2092 | 2607.1584 | 2437.8624 | 1989.228 | 1769.1432 | 1764.9108 | 2382.8412 | 2425.8706 | 2433.63 | 2289.7284 | 2653.7148 | 30029.5834
| Peak Demand |  | 6.13 | 2801.41 | 2574.6 | 2666.55 | 2139.37 | 1961.6 | 1667.36 | 1526.37 | 2108.72 | 2114.85 | 2390.7 | 1563.15 | 1759.31 | 25273.99
| Min Applied |  |  | 0 | 0 | 0 | 0 | 0 | 0 | 0 | 0 | 0 | 0 | 0 | 0 | 0 | 0
| Intermediate Demand |  | 4.53 | 2070.21 | 1902.6 | 1970.55 | 1580.97 | 1449.6 | 1232.16 | 1127.97 | 1558.32 | 1562.85 | 1766.7 | 1155.15 | 1300.11 | 18677.19
| Min Applied |  |  | 0 | 0 | 0 | 0 | 0 | 0 | 0 | 0 | 0 | 0 | 0 | 0 | 0 | 0
| Base Demand |  | 5.2 | 2376.4 | 2184 | 2262 | 1814.8 | 1664 | 1414.4 | 1294.8 | 1788.8 | 1794 | 2028 | 1326 | 1492.4 | 21439.6
| Min Applied |  |  | 0 | 0 | 0 | 0 | 118.3 | 367.9 | 5.2 | 0 | 0 | 0 | 456.3 | 289.9 | 1237.6 | 238
| PF Penalty |  |  | 0 | 0 | 0 | 0 | 0 | 0 | 0 | 0 | 0 | 0 | 0 | 0 | 0
|  |  | TOTAL: | 10986.3064 | 10598.4092 | 9706.2584 | 8173.0024 | 7382.728 | 6650.9632 | 5919.2508 | 8038.6812 | 8097.5706 | 8819.03 | 6990.3284 | 7695.4348 | 99057.9634
8 | TODS Proposed
| Service Charge |  | 200 | 200 | 200 | 200 | 200 | 200 | 200 | 200 | 200 | 200 | 200 | 200 | 200 | 2400
| Energy Charge |  | 0.03531 | 3542.2992 | 3741.4476 | 2610.1152 | 2440.6272 | 1991.484 | 1771.1496 | 1766.9124 | 2385.5436 | 2428.6218 | 2436.39 | 2292.3252 | 2656.7244 | 30063.6402
| Peak Demand |  | 7.81 | 3569.17 | 3280.2 | 3397.35 | 2725.69 | 2499.2 | 2124.32 | 1944.69 | 2686.64 | 2694.45 | 3045.9 | 1991.55 | 2241.47 | 32200.63
| Min Applied |  |  | 0 | 0 | 0 | 0 | 0 | 0 | 0 | 0 | 0 | 0 | 0 | 0 | 0 | 0
| Intermediate Demand |  | 6.11 | 2792.27 | 2566.2 | 2657.85 | 2132.39 | 1955.2 | 1661.92 | 1521.39 | 2101.84 | 2107.95 | 2382.9 | 1558.05 | 1753.57 | 25191.53
| Min Applied |  |  | 0 | 0 | 0 | 0 | 0 | 0 | 0 | 0 | 0 | 0 | 0 | 0 | 0 | 0
| Base Demand |  | 3.24 | 1480.68 | 1360.8 | 1409.4 | 1130.76 | 1036.8 | 881.28 | 806.76 | 1114.56 | 1117.8 | 1263.6 | 826.2 | 929.88 | 13358.52
| Min Applied |  |  | 0 | 119.88 | 71.28 | 349.92 | 443.88 | 599.4 | 673.92 | 366.12 | 362.88 | 217.08 | 654.48 | 550.8 | 4409.64 | 1361
| PF Penalty |  |  | 0 | 0 | 0 | 0 | 0 | 0 | 0 | 0 | 0 | 0 | 0 | 0 | 0
|  |  | TOTAL: | 11584.4192 | 11268.5276 | 10345.9952 | 8979.3872 | 8126.564 | 7238.0696 | 6913.6724 | 8854.7036 | 8911.7018 | 9545.87 | 7522.6052 | 8332.4444 | 107623.9602

## CJ
RATE COMPARISON TEMPLATE
Rates current as of 7/1/2017
Rate 1
Metered Usage |  |  |  | July | August | September | October | November | December | January | February | March | April | May | June | TOTAL |  |  | Rate 2
Energy | [18 empty] | Rate 3
|  |  | On Peak | 117504 | 139392 | 124992 | 87552 | 94464 | 81792 | 80064 | 85824 | 89120 | 89280 | 92736 | 113472 | 1196192 | 32.13% |  | Rate 4
|  |  | Off Peak | [12 empty] | 0 |  |  | Rate 5
Demand | Max KW | [17 empty] | Rate 6
| 425 |  | Peak | 337 | 404 | 425 | 363 | 385 | 287 | 292 | 300 | 320 | 354 | 361 | 281 | 4109 |  | 1808 | Rate 7
| 425 |  | Intermediate | 337 | 404 | 425 | 363 | 385 | 287 | 292 | 300 | 320 | 354 | 361 | 281 | 4109 |  | 2301 | Rate 8
| 425 |  | Base | 337 | 404 | 425 | 363 | 385 | 287 | 292 | 300 | 320 | 354 | 361 | 281 | 4109
|  |  | PF | 90 | 90 | 90 | 90 | 90 | 90 | 90 | 90 | 90 | 90 | 90 | 90
COMPARISON | Service |  |  | July | August | September | October | November | December | January | February | March | April | May | June | TOTAL
| CURRENT | TODS Current | Rate 7 | 9689.1861 | 11523.7958 | 11348.9678 | 9045.139 | 9637.8453 | 7801.7238 | 7794.0773 | 8082.5125 | 8418.4624 | 8963.3456 | 9196.2587 | 8855.1174 | 110356.4318
| POTENTIAL | TODS Proposed | Rate 8 | 10417.1062 | 12122.6115 | 11906.4675 | 9721.4211 | 10271.7238 | 8460.1155 | 8468.6998 | 8783.4454 | 9178.2272 | 9657.1568 | 9876.6282 | 9495.2163 | 118358.8195
| Savings |  |  | -727.9202 | -598.8157 | -557.4997 | -676.2821 | -633.8786 | -658.3917 | -674.6226 | -700.933 | -759.7648 | -693.8112 | -680.3694 | -640.0989 | -8002.3877
Rate Code
Base Charges
1 | GS 3- P Current
| Service Charge |  | 40 | 40 | 40 | 40 | 40 | 40 | 40 | 40 | 40 | 40 | 40 | 40 | 40 | 480
| Energy Charge |  | 0.10426 | 12250.967 | 14533.0099 | 13031.6659 | 9128.1715 | 9848.8166 | 8527.6339 | 8347.4726 | 8948.0102 | 9291.6512 | 9308.3328 | 9668.6554 | 11830.5907 | 124714.9779
|  |  | TOTAL: | 12290.967 | 14573.0099 | 13071.6659 | 9168.1715 | 9888.8166 | 8567.6339 | 8387.4726 | 8988.0102 | 9331.6512 | 9348.3328 | 9708.6554 | 11870.5907 | 125194.9779
2 | GS 3-P Proposed
| Service Charge |  | 50.4 | 50.4 | 50.4 | 50.4 | 50.4 | 50.4 | 50.4 | 50.4 | 50.4 | 50.4 | 50.4 | 50.4 | 50.4 | 604.8
| Energy Charge |  | 0.10685 | 12555.3024 | 14894.0352 | 13355.3952 | 9354.9312 | 10093.4784 | 8739.4752 | 8554.8384 | 9170.2944 | 9522.472 | 9539.568 | 9908.8416 | 12124.4832 | 127813.1152
|  |  | TOTAL: | 12605.7024 | 14944.4352 | 13405.7952 | 9405.3312 | 10143.8784 | 8789.8752 | 8605.2384 | 9220.6944 | 9572.872 | 9589.968 | 9959.2416 | 12174.8832 | 128417.9152
3 | AES 3-P Current
| Service Charge |  | 40 | 40 | 40 | 40 | 40 | 40 | 40 | 40 | 40 | 40 | 40 | 40 | 40 | 480
| Energy Charge |  | 0.08369 | 9833.9098 | 11665.7165 | 10460.5805 | 7327.2269 | 7905.6922 | 6845.1725 | 6700.5562 | 7182.6106 | 7458.4528 | 7471.8432 | 7761.0758 | 9496.4717 | 100109.3085
|  |  | TOTAL: | 9873.9098 | 11705.7165 | 10500.5805 | 7367.2269 | 7945.6922 | 6885.1725 | 6740.5562 | 7222.6106 | 7498.4528 | 7511.8432 | 7801.0758 | 9536.4717 | 100589.3085
4 | AES 3-P Proposed
| Service Charge |  | 140 | 140 | 140 | 140 | 140 | 140 | 140 | 140 | 140 | 140 | 140 | 140 | 140 | 1680
| Energy Charge |  | 0.08519 | 10010.1658 | 11874.8045 | 10648.0685 | 7458.5549 | 8047.3882 | 6967.8605 | 6820.6522 | 7311.3466 | 7592.1328 | 7605.7632 | 7900.1798 | 9666.6797 | 101903.5965
|  |  | TOTAL: | 10150.1658 | 12014.8045 | 10788.0685 | 7598.5549 | 8187.3882 | 7107.8605 | 6960.6522 | 7451.3466 | 7732.1328 | 7745.7632 | 8040.1798 | 9806.6797 | 103583.5965
5 | PS Sec Current
| Service Charge |  | 90 | 90 | 90 | 90 | 90 | 90 | 90 | 90 | 90 | 90 | 90 | 90 | 90 | 1080
| Energy Charge |  | 0.03572 | 4197.2429 | 4979.0822 | 4464.7142 | 3127.3574 | 3374.2541 | 2921.6102 | 2859.8861 | 3065.6333 | 3183.3664 | 3189.0816 | 3312.5299 | 4053.2198 | 42727.9782
| Demand Charge (May through September) |  | 19.05 | July: 6419.85; August: 7696.2; September: 8096.25; May: 6877.05; June: 5353.05 | 34442.4
| Min Applied |  |  | July: 0; August: 0; September: 0; May: 0; June: 0 | 0 | 0
| Demand Charge (October through April) |  | 16.95 | October: 6152.85; November: 6525.75; December: 4864.65; January: 4949.4; February: 5085; March: 5424; April: 6000.3 | 39001.95
| Min Applied |  |  | October: 0; November: 0; December: 0; January: 0; February: 0; March: 0; April: 0 | 0 | 0
| PF Penalty |  |  | 0 | 0 | 0 | 0 | 0 | 0 | 0 | 0 | 0 | 0 | 0 | 0 | 0
|  |  | TOTAL: | 10707.0929 | 12765.2822 | 12650.9642 | 9370.2074 | 9990.0041 | 7876.2602 | 7899.2861 | 8240.6333 | 8697.3664 | 9279.3816 | 10279.5799 | 9496.2698 | 117252.3282
6 | PS Proposed
| Service Charge |  | 90 | 90 | 90 | 90 | 90 | 90 | 90 | 90 | 90 | 90 | 90 | 90 | 90 | 1080
| Energy Charge |  | 0.03572 | 4197.2429 | 4979.0822 | 4464.7142 | 3127.3574 | 3374.2541 | 2921.6102 | 2859.8861 | 3065.6333 | 3183.3664 | 3189.0816 | 3312.5299 | 4053.2198 | 42727.9782
| Demand Charge (May through September) |  | 20.71 | July: 6979.27; August: 8366.84; September: 8801.75; May: 7476.31; June: 5819.51 | 37443.68
| Min Applied |  |  | July: 0; August: 0; September: 0; May: 0; June: 0 | 0 | 0
| Demand Charge (October through April) |  | 18.43 | October: 6690.09; November: 7095.55; December: 5289.41; January: 5381.56; February: 5529; March: 5897.6; April: 6524.22 | 42407.43
| Min Applied |  |  | October: 0; November: 0; December: 0; January: 0; February: 0; March: 0; April: 0 | 0 | 0
| PF Penalty |  |  | 0 | 0 | 0 | 0 | 0 | 0 | 0 | 0 | 0 | 0 | 0 | 0 | 0
|  |  | TOTAL: | 11266.5129 | 13435.9222 | 13356.4642 | 9907.4474 | 10559.8041 | 8301.0202 | 8331.4461 | 8684.6333 | 9170.9664 | 9803.3016 | 10878.8399 | 9962.7298 | 123659.0882
7 | TODS Current
| Service Charge |  | 200 | 200 | 200 | 200 | 200 | 200 | 200 | 200 | 200 | 200 | 200 | 200 | 200 | 2400
| Energy Charge |  | 0.03527 | 4144.3661 | 4916.3558 | 4408.4678 | 3087.959 | 3331.7453 | 2884.8038 | 2823.8573 | 3027.0125 | 3143.2624 | 3148.9056 | 3270.7987 | 4002.1574 | 42189.6918
| Peak Demand |  | 6.13 | 2065.81 | 2476.52 | 2605.25 | 2225.19 | 2360.05 | 1759.31 | 1789.96 | 1839 | 1961.6 | 2170.02 | 2212.93 | 1722.53 | 25188.17
| Min Applied |  |  | 0 | 0 | 0 | 0 | 0 | 0 | 0 | 0 | 0 | 0 | 0 | 0 | 0 | 0
| Intermediate Demand |  | 4.53 | 1526.61 | 1830.12 | 1925.25 | 1644.39 | 1744.05 | 1300.11 | 1322.76 | 1359 | 1449.6 | 1603.62 | 1635.33 | 1272.93 | 18613.77
| Min Applied |  |  | 0 | 0 | 0 | 0 | 0 | 0 | 0 | 0 | 0 | 0 | 0 | 0 | 0 | 0
| Base Demand |  | 5.2 | 1752.4 | 2100.8 | 2210 | 1887.6 | 2002 | 1492.4 | 1518.4 | 1560 | 1664 | 1840.8 | 1877.2 | 1461.2 | 21366.8
| Min Applied |  |  | 0 | 0 | 0 | 0 | 0 | 165.1 | 139.1 | 97.5 | 0 | 0 | 0 | 196.3 | 598 | 115
| PF Penalty |  |  | 0 | 0 | 0 | 0 | 0 | 0 | 0 | 0 | 0 | 0 | 0 | 0 | 0
|  |  | TOTAL: | 9689.1861 | 11523.7958 | 11348.9678 | 9045.139 | 9637.8453 | 7801.7238 | 7794.0773 | 8082.5125 | 8418.4624 | 8963.3456 | 9196.2587 | 8855.1174 | 110356.4318
8 | TODS Proposed
| Service Charge |  | 200 | 200 | 200 | 200 | 200 | 200 | 200 | 200 | 200 | 200 | 200 | 200 | 200 | 2400
| Energy Charge |  | 0.03531 | 4149.0662 | 4921.9315 | 4413.4675 | 3091.4611 | 3335.5238 | 2888.0755 | 2827.0598 | 3030.4454 | 3146.8272 | 3152.4768 | 3274.5082 | 4006.6963 | 42237.5395
| Peak Demand |  | 7.81 | 2631.97 | 3155.24 | 3319.25 | 2835.03 | 3006.85 | 2241.47 | 2280.52 | 2343 | 2499.2 | 2764.74 | 2819.41 | 2194.61 | 32091.29
| Min Applied |  |  | 0 | 0 | 0 | 0 | 0 | 0 | 0 | 0 | 0 | 0 | 0 | 0 | 0 | 0
| Intermediate Demand |  | 6.11 | 2059.07 | 2468.44 | 2596.75 | 2217.93 | 2352.35 | 1753.57 | 1784.12 | 1833 | 1955.2 | 2162.94 | 2205.71 | 1716.91 | 25105.99
| Min Applied |  |  | 0 | 0 | 0 | 0 | 0 | 0 | 0 | 0 | 0 | 0 | 0 | 0 | 0 | 0
| Base Demand |  | 3.24 | 1091.88 | 1308.96 | 1377 | 1176.12 | 1247.4 | 929.88 | 946.08 | 972 | 1036.8 | 1146.96 | 1169.64 | 910.44 | 13313.16
| Min Applied |  |  | 285.12 | 68.04 | 0 | 200.88 | 129.6 | 447.12 | 430.92 | 405 | 340.2 | 230.04 | 207.36 | 466.56 | 3210.84 | 991
| PF Penalty |  |  | 0 | 0 | 0 | 0 | 0 | 0 | 0 | 0 | 0 | 0 | 0 | 0 | 0
|  |  | TOTAL: | 10417.1062 | 12122.6115 | 11906.4675 | 9721.4211 | 10271.7238 | 8460.1155 | 8468.6998 | 8783.4454 | 9178.2272 | 9657.1568 | 9876.6282 | 9495.2163 | 118358.8195

## CK
RATE COMPARISON TEMPLATE
Rates current as of 7/1/2017
Rate 1
Metered Usage |  |  |  | July | August | September | October | November | December | January | February | March | April | May | June | TOTAL |  |  | Rate 2
Energy | [18 empty] | Rate 3
|  |  | On Peak | [12 empty] | 0 | #DIV/0! |  | Rate 4
|  |  | Off Peak | [12 empty] | 0 |  |  | Rate 5
Demand | Max KW | [17 empty] | Rate 6
| 0 |  | Peak | [12 empty] | 0 |  | 0 | Rate 7
| 0 |  | Intermediate | [12 empty] | 0 |  | 0 | Rate 8
| 0 |  | Base | [12 empty] | 0
|  |  | PF | 90 | 90 | 90 | 90 | 90 | 90 | 90 | 90 | 90 | 90 | 90 | 90
COMPARISON | Service |  |  | July | August | September | October | November | December | January | February | March | April | May | June | TOTAL
| CURRENT | TODS Current | Rate 7 | 0 | 0 | 0 | 0 | 0 | 0 | 0 | 0 | 0 | 0 | 0 | 0 | 0
| POTENTIAL | TODS Proposed | Rate 8 | 0 | 0 | 0 | 0 | 0 | 0 | 0 | 0 | 0 | 0 | 0 | 0 | 0
| Savings |  |  | 0 | 0 | 0 | 0 | 0 | 0 | 0 | 0 | 0 | 0 | 0 | 0 | 0
Rate Code
Base Charges
1 | GS 3- P Current
| Service Charge |  | 40 | 0 | 0 | 0 | 0 | 0 | 0 | 0 | 0 | 0 | 0 | 0 | 0 | 0
| Energy Charge |  | 0.10426 | 0 | 0 | 0 | 0 | 0 | 0 | 0 | 0 | 0 | 0 | 0 | 0 | 0
|  |  | TOTAL: | 0 | 0 | 0 | 0 | 0 | 0 | 0 | 0 | 0 | 0 | 0 | 0 | 0
2 | GS 3-P Proposed
| Service Charge |  | 50.4 | 0 | 0 | 0 | 0 | 0 | 0 | 0 | 0 | 0 | 0 | 0 | 0 | 0
| Energy Charge |  | 0.10685 | 0 | 0 | 0 | 0 | 0 | 0 | 0 | 0 | 0 | 0 | 0 | 0 | 0
|  |  | TOTAL: | 0 | 0 | 0 | 0 | 0 | 0 | 0 | 0 | 0 | 0 | 0 | 0 | 0
3 | AES 3-P Current
| Service Charge |  | 40 | 0 | 0 | 0 | 0 | 0 | 0 | 0 | 0 | 0 | 0 | 0 | 0 | 0
| Energy Charge |  | 0.08369 | 0 | 0 | 0 | 0 | 0 | 0 | 0 | 0 | 0 | 0 | 0 | 0 | 0
|  |  | TOTAL: | 0 | 0 | 0 | 0 | 0 | 0 | 0 | 0 | 0 | 0 | 0 | 0 | 0
4 | AES 3-P Proposed
| Service Charge |  | 140 | 0 | 0 | 0 | 0 | 0 | 0 | 0 | 0 | 0 | 0 | 0 | 0 | 0
| Energy Charge |  | 0.08519 | 0 | 0 | 0 | 0 | 0 | 0 | 0 | 0 | 0 | 0 | 0 | 0 | 0
|  |  | TOTAL: | 0 | 0 | 0 | 0 | 0 | 0 | 0 | 0 | 0 | 0 | 0 | 0 | 0
5 | PS Sec Current
| Service Charge |  | 90 | 0 | 0 | 0 | 0 | 0 | 0 | 0 | 0 | 0 | 0 | 0 | 0 | 0
| Energy Charge |  | 0.03572 | 0 | 0 | 0 | 0 | 0 | 0 | 0 | 0 | 0 | 0 | 0 | 0 | 0
| Demand Charge (May through September) |  | 19.05 | July: 0; August: 0; September: 0; May: 0; June: 0 | 0
| Min Applied |  |  | July: 0; August: 0; September: 0; May: 0; June: 0 | 0 | 0
| Demand Charge (October through April) |  | 16.95 | October: 0; November: 0; December: 0; January: 0; February: 0; March: 0; April: 0 | 0
| Min Applied |  |  | October: 0; November: 0; December: 0; January: 0; February: 0; March: 0; April: 0 | 0 | 0
| PF Penalty |  |  | 0 | 0 | 0 | 0 | 0 | 0 | 0 | 0 | 0 | 0 | 0 | 0 | 0
|  |  | TOTAL: | 0 | 0 | 0 | 0 | 0 | 0 | 0 | 0 | 0 | 0 | 0 | 0 | 0
6 | PS Proposed
| Service Charge |  | 90 | 0 | 0 | 0 | 0 | 0 | 0 | 0 | 0 | 0 | 0 | 0 | 0 | 0
| Energy Charge |  | 0.03572 | 0 | 0 | 0 | 0 | 0 | 0 | 0 | 0 | 0 | 0 | 0 | 0 | 0
| Demand Charge (May through September) |  | 20.71 | July: 0; August: 0; September: 0; May: 0; June: 0 | 0
| Min Applied |  |  | July: 0; August: 0; September: 0; May: 0; June: 0 | 0 | 0
| Demand Charge (October through April) |  | 18.43 | October: 0; November: 0; December: 0; January: 0; February: 0; March: 0; April: 0 | 0
| Min Applied |  |  | October: 0; November: 0; December: 0; January: 0; February: 0; March: 0; April: 0 | 0 | 0
| PF Penalty |  |  | 0 | 0 | 0 | 0 | 0 | 0 | 0 | 0 | 0 | 0 | 0 | 0 | 0
|  |  | TOTAL: | 0 | 0 | 0 | 0 | 0 | 0 | 0 | 0 | 0 | 0 | 0 | 0 | 0
7 | TODS Current
| Service Charge |  | 200 | 0 | 0 | 0 | 0 | 0 | 0 | 0 | 0 | 0 | 0 | 0 | 0 | 0
| Energy Charge |  | 0.03527 | 0 | 0 | 0 | 0 | 0 | 0 | 0 | 0 | 0 | 0 | 0 | 0 | 0
| Peak Demand |  | 6.13 | 0 | 0 | 0 | 0 | 0 | 0 | 0 | 0 | 0 | 0 | 0 | 0 | 0
| Min Applied |  |  | 0 | 0 | 0 | 0 | 0 | 0 | 0 | 0 | 0 | 0 | 0 | 0 | 0 | 0
| Intermediate Demand |  | 4.53 | 0 | 0 | 0 | 0 | 0 | 0 | 0 | 0 | 0 | 0 | 0 | 0 | 0
| Min Applied |  |  | 0 | 0 | 0 | 0 | 0 | 0 | 0 | 0 | 0 | 0 | 0 | 0 | 0 | 0
| Base Demand |  | 5.2 | 0 | 0 | 0 | 0 | 0 | 0 | 0 | 0 | 0 | 0 | 0 | 0 | 0
| Min Applied |  |  | 0 | 0 | 0 | 0 | 0 | 0 | 0 | 0 | 0 | 0 | 0 | 0 | 0 | 0
| PF Penalty |  |  | 0 | 0 | 0 | 0 | 0 | 0 | 0 | 0 | 0 | 0 | 0 | 0 | 0
|  |  | TOTAL: | 0 | 0 | 0 | 0 | 0 | 0 | 0 | 0 | 0 | 0 | 0 | 0 | 0
8 | TODS Proposed
| Service Charge |  | 200 | 0 | 0 | 0 | 0 | 0 | 0 | 0 | 0 | 0 | 0 | 0 | 0 | 0
| Energy Charge |  | 0.03531 | 0 | 0 | 0 | 0 | 0 | 0 | 0 | 0 | 0 | 0 | 0 | 0 | 0
| Peak Demand |  | 7.81 | 0 | 0 | 0 | 0 | 0 | 0 | 0 | 0 | 0 | 0 | 0 | 0 | 0
| Min Applied |  |  | 0 | 0 | 0 | 0 | 0 | 0 | 0 | 0 | 0 | 0 | 0 | 0 | 0 | 0
| Intermediate Demand |  | 6.11 | 0 | 0 | 0 | 0 | 0 | 0 | 0 | 0 | 0 | 0 | 0 | 0 | 0
| Min Applied |  |  | 0 | 0 | 0 | 0 | 0 | 0 | 0 | 0 | 0 | 0 | 0 | 0 | 0 | 0
| Base Demand |  | 3.24 | 0 | 0 | 0 | 0 | 0 | 0 | 0 | 0 | 0 | 0 | 0 | 0 | 0
| Min Applied |  |  | 0 | 0 | 0 | 0 | 0 | 0 | 0 | 0 | 0 | 0 | 0 | 0 | 0 | 0
| PF Penalty |  |  | 0 | 0 | 0 | 0 | 0 | 0 | 0 | 0 | 0 | 0 | 0 | 0 | 0
|  |  | TOTAL: | 0 | 0 | 0 | 0 | 0 | 0 | 0 | 0 | 0 | 0 | 0 | 0 | 0