## Functional Assignment
|  | 1 | 2 | 3 | 4 | 5 | 6 | 7 | 8 | 9 | 10 | 11 | 12 | 13 | 14 | 15 | 16 | 17 | 18 | 19 | 20 | 21 | 22 | 23 | 24 | 25 | 26 | 27 | 28 | 29 | 30 | 31
|  |  | Functional |  | Total |  | Production Demand |  |  | Production Energy |  |  | Transmission Demand |  |  | Distribution Poles | Distribution Substation | Distribution Primary Lines |  |  | Distribution Sec. Lines |  | Distribution Line Trans. |  | Distribution Services | Distribution Meters | Distribution St. & Cust. Lighting | Customer Accounts Expense | Customer Service & Info. | Sales Expense
Description |  | Name | Vector |  | System |  | Base | Winter Peak | Summer Peak |  |  |  | Demand |  |  | Specific | General | Specific | Demand | Customer | Demand | Customer | Demand | Customer | Customer | [5 empty] | Total Check | Status
Plant in Service
[33 empty] | Electric Portion of Common Plant | 70%
Intangible Plant
301 | ORGANIZATION | P301 | PT&D |  | 2240.26 |  | 432.0096 | 452.5574 | 372.0007 | 0 | 0 | 0 | 241.0199 | 0 | 0 | 0 | 83.2108 | 0 | 142.2989 | 226.4505 | 39.1185 | 59.4467 | 54.0736 | 37.8165 | 18.7804 | 21.7847 | 59.6917 | 0 | 0 | 0 | 2240.26 | ok | Gas Portion of Common Plant | 30%
302 | FRANCHISE AND CONSENTS | P301 | PT&D |  |  |  | 0 | 0 | 0 | 0 | 0 | 0 | 0 | 0 | 0 | 0 | 0 | 0 | 0 | 0 | 0 | 0 | 0 | 0 | 0 | 0 | 0 | 0 | 0 | 0 | 0 | ok
303 | SOFTWARE - COMMON | P302 | PT&D |  |  |  | 0 | 0 | 0 | 0 | 0 | 0 | 0 | 0 | 0 | 0 | 0 | 0 | 0 | 0 | 0 | 0 | 0 | 0 | 0 | 0 | 0 | 0 | 0 | 0 | 0 | ok
301 | ORGANIZATION - COMMON | P301 | PT&D |  |  |  | 0 | 0 | 0 | 0 | 0 | 0 | 0 | 0 | 0 | 0 | 0 | 0 | 0 | 0 | 0 | 0 | 0 | 0 | 0 | 0 | 0 | 0 | 0 | 0 | 0 | ok
302 | FRANCHISE AND CONSENTS - COMMON | P301 | PT&D |  |  |  | 0 | 0 | 0 | 0 | 0 | 0 | 0 | 0 | 0 | 0 | 0 | 0 | 0 | 0 | 0 | 0 | 0 | 0 | 0 | 0 | 0 | 0 | 0 | 0 | 0 | ok
| Total Intangible Plant | PINT |  |  | 2240.26 | 0 | 432.0096 | 452.5574 | 372.0007 | 0 | 0 | 0 | 241.0199 | 0 | 0 | 0 | 83.2108 | 0 | 142.2989 | 226.4505 | 39.1185 | 59.4467 | 54.0736 | 37.8165 | 18.7804 | 21.7847 | 59.6917 | 0 | 0 | 0 | 2240.26 | ok
Steam Production Plant
| Total Steam Production Plant | PSTPR | F017 |  | 1762102620.8708 |  | 605813180.5097 | 634627651.1189 | 521661789.2422 | 0 | 0 | 0 | 0 | 0 | 0 | 0 | 0 | 0 | 0 | 0 | 0 | 0 | 0 | 0 | 0 | 0 | 0 | 0 | 0 | 0 | 1762102620.8708 | ok
Hydraulic Production Plant
| Total Hydraulic Production Plant | PHDPR | F017 |  | 146463607.7469 |  | 50354379.471 | 52749399.6422 | 43359828.6338 | 0 | 0 | 0 | 0 | 0 | 0 | 0 | 0 | 0 | 0 | 0 | 0 | 0 | 0 | 0 | 0 | 0 | 0 | 0 | 0 | 0 | 146463607.7469 | ok
Other Production Plant
| Total Other Production Plant | POTPR | F017 |  | 396983699.1592 |  | 136483513.8145 | 142975119.3522 | 117525065.9925 | 0 | 0 | 0 | 0 | 0 | 0 | 0 | 0 | 0 | 0 | 0 | 0 | 0 | 0 | 0 | 0 | 0 | 0 | 0 | 0 | 0 | 396983699.1592 | ok
| Total Production Plant | PPRTL |  |  | 2305549927.7769 |  | 792651073.7952 | 830352170.1133 | 682546683.8685 | 0 | 0 | 0 | 0 | 0 | 0 | 0 |  | 0 | 0 |  |  |  | 0 | 0 |  |  | 0 | 0 | 0 | 0 | 2305549927.7769 | ok
Transmission
| Total Transmission Plant | PTRAN | F011 |  | 442223222.4777 |  | 0 | 0 | 0 | 0 | 0 | 0 | 442223222.4777 | 0 | 0 | 0 | 0 | 0 | 0 | 0 | 0 | 0 | 0 | 0 | 0 | 0 | 0 | 0 | 0 | 0 | 442223222.4777 | ok
| Total Transmission Plant | PTRTL |  |  | 442223222.4777 |  | 0 | 0 | 0 | 0 | 0 | 0 | 442223222.4777 | 0 | 0 | 0 | 0 | 0 | 0 | 0 | 0 | 0 | 0 | 0 | 0 | 0 | 0 | 0 | 0 | 0 | 442223222.4777 | ok
Distribution
| TOTAL ACCTS 360-362 | P362 | F001 |  | 152675045 |  | 0 | 0 | 0 | 0 | 0 | 0 | 0 | 0 | 0 | 0 | 152675045 | 0 | 0 | 0 | 0 | 0 | 0 | 0 | 0 | 0 | 0 | 0 | 0 | 0 | 152675045 | ok
| 364 & 365-OVERHEAD LINES | P365 | F003 |  | 528239740 |  | 0 | 0 | 0 | 0 | 0 | 0 | 0 | 0 | 0 | 0 | 0 | 0 | 157757520.0108 | 228808321.7212 | 57817117.8832 | 83856780.3848 | 0 | 0 | 0 | 0 | 0 | 0 | 0 | 0 | 528239740 | ok
| 366 & 367-UNDERGROUND LINES | P367 | F004 |  | 329188953 |  | 0 | 0 | 0 | 0 | 0 | 0 | 0 | 0 | 0 | 0 | 0 | 0 | 103332511.1034 | 186682956.4896 | 13957512.8505 | 25215972.5565 | 0 | 0 | 0 | 0 | 0 | 0 | 0 | 0 | 329188953 | ok
| 368-TRANSFORMERS | P368 | F005 |  | 168599875 |  | 0 | 0 | 0 | 0 | 0 | 0 | 0 | 0 | 0 | 0 | 0 | 0 | 0 | 0 | 0 | 0 | 99214194.5103 | 69385680.4897 | 0 | 0 | 0 | 0 | 0 | 0 | 168599875 | ok
| 369-SERVICES | P369 | F006 |  | 34458226.28 |  | 0 | 0 | 0 | 0 | 0 | 0 | 0 | 0 | 0 | 0 | 0 | 0 | 0 | 0 | 0 | 0 | 0 | 0 | 34458226.28 | 0 | 0 | 0 | 0 | 0 | 34458226.28 | ok
| 370-METERS | P370 | F007 |  | 39970580 |  | 0 | 0 | 0 | 0 | 0 | 0 | 0 | 0 | 0 | 0 | 0 | 0 | 0 | 0 | 0 | 0 | 0 | 0 | 0 | 39970580 | 0 | 0 | 0 | 0 | 39970580 | ok
| 371-CUSTOMER INSTALLATION | P371 | F008 |  |  |  | 0 | 0 | 0 | 0 | 0 | 0 | 0 | 0 | 0 | 0 | 0 | 0 | 0 | 0 | 0 | 0 | 0 | 0 | 0 | 0 | 0 | 0 | 0 | 0 | 0 | ok
| 373-STREET LIGHTING | P373 | F008 |  | 109522342 |  | 0 | 0 | 0 | 0 | 0 | 0 | 0 | 0 | 0 | 0 | 0 | 0 | 0 | 0 | 0 | 0 | 0 | 0 | 0 | 0 | 109522342 | 0 | 0 | 0 | 109522342 | ok
| 374-ASSET RETIRE OBLIGATIONS DIST PLANT | P374 | F003 |  | 0 |  | 0 | 0 | 0 | 0 | 0 | 0 | 0 | 0 | 0 | 0 | 0 | 0 | 0 | 0 | 0 | 0 | 0 | 0 | 0 | 0 | 0 | 0 | 0 | 0 | 0 | ok
| Total Distribution Plant | PDIST |  |  | 1362654761.28 |  | 0 | 0 | 0 | 0 | 0 | 0 | 0 | 0 | 0 | 0 | 152675045 | 0 | 261090031.1142 | 415491278.2108 | 71774630.7337 | 109072752.9413 | 99214194.5103 | 69385680.4897 | 34458226.28 | 39970580 | 109522342 | 0 | 0 | 0 | 1362654761.28 | ok
| Total Prod, Trans, and Dist Plant | PT&D |  |  | 4110427911.5346 |  | 792651073.7952 | 830352170.1133 | 682546683.8685 | 0 | 0 | 0 | 442223222.4777 | 0 | 0 | 0 | 152675045 | 0 | 261090031.1142 | 415491278.2108 | 71774630.7337 | 109072752.9413 | 99214194.5103 | 69385680.4897 | 34458226.28 | 39970580 | 109522342 | 0 | 0 | 0 | 4110427911.5346 | ok
Plant in Service (Continued)
General Plant
| Total General Plant | PGP | PT&D |  | 15832612 |  | 3053146.0891 | 3198363.7752 | 2629044.2383 | 0 | 0 | 0 | 1703362.4843 | 0 | 0 | 0 | 588076.1813 | 0 | 1005670.7595 | 1600395.9536 | 276462.6711 | 420128.175 | 382154.8219 | 267260.8743 | 132726.7473 | 153959.3196 | 421859.9094 | 0 | 0 | 0 | 15832612 | ok
| TOTAL COMMON PLANT | PCOM | PT&D |  | 202237020 |  | 38999197.7756 | 40854128.0977 | 33581955.5354 | 0 | 0 | 0 | 21757809.3117 | 0 | 0 | 0 | 7511759.5525 | 0 | 12845881.4947 | 20442571.8562 | 3531381.0979 | 5366484.7049 | 4881434.1162 | 3413842.4405 | 1695377.9868 | 1966591.1095 | 5388604.9205 | 0 | 0 | 0 | 202237020 | ok
106 | COMPLETED CONSTR NOT CLASSIFIED | P106 | PT&D |  | 0 |  | 0 | 0 | 0 | 0 | 0 | 0 | 0 | 0 | 0 | 0 | 0 | 0 | 0 | 0 | 0 | 0 | 0 | 0 | 0 | 0 | 0 | 0 | 0 | 0 | 0 | ok
105 | PLANT HELD FOR FUTURE USE - DIST | P105 | PDIST |  | 2915340 |  | 0 | 0 | 0 | 0 | 0 | 0 | 0 | 0 | 0 | 0 | 326641.5517 | 0 | 558590.6518 | 888925.3371 | 153558.6694 | 233356.3633 | 212264.4107 | 148447.6153 | 73721.8614 | 85515.3 | 234318.2394 | 0 | 0 | 0 | 2915340 | ok
105 | PLANT HELD FOR FUTURE USE - PROD | P105 | F017 |  | 211410 |  | 72683.0339 | 76140.0784 | 62586.8877 | 0 | 0 | 0 | 0 | 0 | 0 | 0 | 0 | 0 | 0 | 0 | 0 | 0 | 0 | 0 | 0 | 0 | 0 | 0 | 0 | 0 | 211410 | ok
| PROPERTY HELD UNDER CAPITAL LEASE |  | F017 |  | 0 |  | 0 | 0 | 0 | 0 | 0 | 0 | 0 | 0 | 0 | 0 | 0 | 0 | 0 | 0 | 0 | 0 | 0 | 0 | 0 | 0 | 0 | 0 | 0 | 0 | 0 | ok
| OTHER |  | PDIST |  | 0 |  | 0 | 0 | 0 | 0 | 0 | 0 | 0 | 0 | 0 | 0 | 0 | 0 | 0 | 0 | 0 | 0 | 0 | 0 | 0 | 0 | 0 | 0 | 0 | 0 | 0 | ok
| Total Plant in Service | TPIS |  |  | 4331626533.7946 |  | 834776532.7034 | 874481254.622 | 718820642.5305 | 0 | 0 | 0 | 465684635.2936 | 0 | 0 | 0 | 161101605.4962 | 0 | 275500316.3192 | 438423397.8082 | 75736072.2906 | 115092781.6313 | 104690101.9326 | 73215269.2363 | 36360071.6558 | 42176667.5138 | 115567184.761 | 0 | 0 | 0 | 4331626533.7946 | ok
Construction Work in Progress (CWIP)
| CWIP Production | CWIP1 | F017 |  | 67084847.63 |  | 23063858.1575 | 24160851.2313 | 19860138.2412 | 0 | 0 | 0 | 0 | 0 | 0 | 0 | 0 | 0 | 0 | 0 | 0 | 0 | 0 | 0 | 0 | 0 | 0 | 0 | 0 | 0 | 67084847.63 | ok
| CWIP Transmission | CWIP2 | F011 |  | 6861293.7046 |  | 0 | 0 | 0 | 0 | 0 | 0 | 6861293.7046 | 0 | 0 | 0 | 0 | 0 | 0 | 0 | 0 | 0 | 0 | 0 | 0 | 0 | 0 | 0 | 0 | 0 | 6861293.7046 | ok
| CWIP Distribution | CWIP3 | PDIST |  | 30927920.5777 |  | 0 | 0 | 0 | 0 | 0 | 0 | 0 | 0 | 0 | 0 | 3465236.9772 | 0 | 5925911.6655 | 9430327.9293 | 1629055.3865 | 2475603.8991 | 2251846.0399 | 1574833.8291 | 782091.9252 | 907204.7879 | 2485808.138 | 0 | 0 | 0 | 30927920.5777 | ok
| CWIP General & Common | CWIP4 | PT&D |  | 18667667 |  | 3599855.4436 | 3771076.4276 | 3099812.1073 | 0 | 0 | 0 | 2008373.8323 | 0 | 0 | 0 | 693379.6093 | 0 | 1185750.4529 | 1886969.6757 | 325967.2556 | 495358.1171 | 450585.0935 | 315117.7458 | 156493.3645 | 181527.9317 | 497399.9431 | 0 | 0 | 0 | 18667667 | ok
Total Construction Work in Progress |  | TCWIP |  |  | 123541728.9123 |  | 26663713.6011 | 27931927.6588 | 22959950.3485 | 0 | 0 | 0 | 8869667.5369 | 0 | 0 | 0 | 4158616.5865 | 0 | 7111662.1184 | 11317297.6049 | 1955022.6421 | 2970962.0162 | 2702431.1334 | 1889951.5749 | 938585.2898 | 1088732.7196 | 2983208.0811 | 0 | 0 | 0 | 123541728.9123 | ok
Total Utility Plant |  |  |  |  | 4455168262.7069 |  | 861440246.3045 | 902413182.2809 | 741780592.879 | 0 | 0 | 0 | 474554302.8305 | 0 | 0 | 0 | 165260222.0827 | 0 | 282611978.4377 | 449740695.4131 | 77691094.9327 | 118063743.6475 | 107392533.0661 | 75105220.8112 | 37298656.9456 | 43265400.2334 | 118550392.8421 | 0 | 0 | 0 | 4455168262.7069 | ok
1356429545.57
Rate Base
Utility Plant
Plant in Service |  |  |  |  | 4331626533.7946 |  | 834776532.7034 | 874481254.622 | 718820642.5305 | 0 | 0 | 0 | 465684635.2936 | 0 | 0 | 0 | 161101605.4962 | 0 | 275500316.3192 | 438423397.8082 | 75736072.2906 | 115092781.6313 | 104690101.9326 | 73215269.2363 | 36360071.6558 | 42176667.5138 | 115567184.761 | 0 | 0 | 0 | 4331626533.7946 | ok
Construction Work in Progress (CWIP) |  |  |  |  | 123541728.9123 |  | 26663713.6011 | 27931927.6588 | 22959950.3485 | 0 | 0 | 0 | 8869667.5369 | 0 | 0 | 0 | 4158616.5865 | 0 | 7111662.1184 | 11317297.6049 | 1955022.6421 | 2970962.0162 | 2702431.1334 | 1889951.5749 | 938585.2898 | 1088732.7196 | 2983208.0811 | 0 | 0 | 0 | 123541728.9123 | ok
Total Utility Plant |  | TUP |  |  | 4455168262.7069 |  | 861440246.3045 | 902413182.2809 | 741780592.879 | 0 | 0 | 0 | 474554302.8305 | 0 | 0 | 0 | 165260222.0827 | 0 | 282611978.4377 | 449740695.4131 | 77691094.9327 | 118063743.6475 | 107392533.0661 | 75105220.8112 | 37298656.9456 | 43265400.2334 | 118550392.8421 | 0 | 0 | 0 | 4455168262.7069 | ok
Less: Accumulated Provision for Depreciation and RWIP
Production |  | ADEPREPA | F017 |  | 903942138 |  | 310776486.6429 | 325558040.1457 | 267607611.2113 | 0 | 0 | 0 | 0 | 0 | 0 | 0 | 0 | 0 | 0 | 0 | 0 | 0 | 0 | 0 | 0 | 0 | 0 | 0 | 0 | 0 | 903942138 | ok
Transmission |  | ADEPRTP | PTRAN |  | 159969049 |  | 0 | 0 | 0 | 0 | 0 | 0 | 159969049 | 0 | 0 | 0 | 0 | 0 | 0 | 0 | 0 | 0 | 0 | 0 | 0 | 0 | 0 | 0 | 0 | 0 | 159969049 | ok
Distribution |  | ADEPRD11 | PDIST |  | 508037556 |  | 0 | 0 | 0 | 0 | 0 | 0 | 0 | 0 | 0 | 0 | 56921722.8956 | 0 | 97342001.1233 | 154907302.6562 | 26759681.9216 | 40665512.9421 | 36989953.972 | 25869011.3879 | 12847034.7448 | 14902201.4615 | 40833132.8948 | 0 | 0 | 0 | 508037556 | ok
General & Common Plant |  | ADEPRD12 | PT&D |  | 71121012 |  | 13714909.4314 | 14367235.7053 | 11809819.3032 | 0 | 0 | 0 | 7651603.1395 | 0 | 0 | 0 | 2641672.3371 | 0 | 4517531.419 | 7189071.5078 | 1241886.364 | 1887240.1457 | 1716661.6397 | 1200551.3589 | 596216.2523 | 691594.1992 | 1895019.1969 | 0 | 0 | 0 | 71121012 | ok
Intangible Plant |  | ADEPRGP | PT&D |  | 40982991 |  | 7903121.6512 | 8279020.1524 | 6805326.6482 | 0 | 0 | 0 | 4409183.3592 | 0 | 0 | 0 | 1522245.4036 | 0 | 2603196.2184 | 4142652.7072 | 715628.4233 | 1087509.0741 | 989214.3904 | 691809.4126 | 343565.4895 | 398526.3714 | 1091991.6985 | 0 | 0 | 0 | 40982991 | ok
Total Accumulated Depreciation |  | TADEPR |  |  | 1684052746 |  | 332394517.7256 | 348204296.0035 | 286222757.1628 | 0 | 0 | 0 | 172029835.4987 | 0 | 0 | 0 | 61085640.6363 | 0 | 104462728.7608 | 166239026.8712 | 28717196.7089 | 43640262.162 | 39695830.0021 | 27761372.1594 | 13786816.4866 | 15992322.0321 | 43820143.7901 | 0 | 0 | 0 | 1684052746 | ok
Net Utility Plant |  | NTPLANT |  |  | 2771115516.7069 |  | 529045728.5789 | 554208886.2774 | 455557835.7162 | 0 | 0 | 0 | 302524467.3318 | 0 | 0 | 0 | 104174581.4464 | 0 | 178149249.6769 | 283501668.542 | 48973898.2238 | 74423481.4856 | 67696703.064 | 47343848.6518 | 23511840.4589 | 27273078.2013 | 74730249.052 | 0 | 0 | 0 | 2771115516.7069 | ok
Working Capital
Cash Working Capital - Operation and Maintenance Expenses |  | CWC | OMLPP |  | 75842724 |  | 3319543.3812 | 3477431.8001 | 2858437.2137 | 51365920.4419 | 0 | 0 | 2659627.689 | 0 | 0 | 0 | 983238.3025 | 0 | 1708533.9133 | 2557455.5876 | 574566.5065 | 844068.9075 | 134471.5582 | 94043.0008 | 35516.0564 | 2061649.1349 | 156821.3314 | 2471535.7794 | 539863.3956 | 0 | 75842724 | ok
Materials and Supplies |  | M&S | TPIS |  | 36896266 |  | 7110524.5941 | 7448724.5682 | 6122826.4778 | 0 | 0 | 0 | 3966644.8716 | 0 | 0 | 0 | 1372243.808 | 0 | 2346678.0607 | 3734436.9788 | 645110.6177 | 980346.2631 | 891737.5075 | 623638.7251 | 309710.6514 | 359255.7049 | 984387.1711 | 0 | 0 | 0 | 36896266 | ok
Prepayments |  | PREPAY | TPIS |  | 13972166 |  | 2692668.954 | 2820741.16 | 2318639.7219 | 0 | 0 | 0 | 1502120.0413 | 0 | 0 | 0 | 519651.9961 | 0 | 888658.3649 | 1414185.744 | 244295.5241 | 371245.1749 | 337690.1197 | 236164.3802 | 117283.6469 | 136045.7545 | 372775.4175 | 0 | 0 | 0 | 13972166 | ok
Fuel Stock |  |  | F017 |  | 36289311 |  | 12476312.4775 | 13069726.9999 | 10743271.5226 | 0 | 0 | 0 | 0 | 0 | 0 | 0 | 0 | 0 | 0 | 0 | 0 | 0 | 0 | 0 | 0 | 0 | 0 | 0 | 0 | 0 | 36289311 | ok
Total Working Capital |  | TWC |  |  | 163000467 |  | 25599049.4069 | 26816624.5282 | 22043174.936 | 51365920.4419 | 0 | 0 | 8128392.6019 | 0 | 0 | 0 | 2875134.1066 | 0 | 4943870.3388 | 7706078.3104 | 1463972.6483 | 2195660.3456 | 1363899.1854 | 953846.1061 | 462510.3548 | 2556950.5942 | 1513983.92 | 2471535.7794 | 539863.3956 | 0 | 163000467 | ok
Deferred Debits
Service Pension Cost |  | PENSCOST | TLB |  | 0 |  | 0 | 0 | 0 | 0 | 0 | 0 | 0 | 0 | 0 | 0 | 0 | 0 | 0 | 0 | 0 | 0 | 0 | 0 | 0 | 0 | 0 | 0 | 0 | 0 | 0 | ok
Other Deferred Debits |  | DDEBPP | OMSUB2 |  | 0 |  | 0 | 0 | 0 | 0 | 0 | 0 | 0 | 0 | 0 | 0 | 0 | 0 | 0 | 0 | 0 | 0 | 0 | 0 | 0 | 0 | 0 | 0 | 0 | 0 | 0 | ok
Total Deferred Debits |  |  |  |  | 0 |  | 0 | 0 | 0 | 0 | 0 | 0 | 0 | 0 | 0 | 0 | 0 | 0 | 0 | 0 | 0 | 0 | 0 | 0 | 0 | 0 | 0 | 0 | 0 | 0 | 0 | ok
Less: Customer Advances |  | CSTDEP | F027 |  | 6724404 |  | 0 | 0 | 0 | 0 | 0 | 0 | 0 | 0 | 0 | 0 | 0 | 0 | 2047604.4993 | 3258499.7866 | 562894.1718 | 855405.5424 | 0 | 0 | 0 | 0 | 0 | 0 | 0 | 0 | 6724404 | ok
Accumulated Deferred Income Taxes
Accumulated Deferred Income Taxes |  | DIT | TPIS |  | 546457652.4654 |  | 105311485.3821 | 110320446.5569 | 90683035.0669 | 0 | 0 | 0 | 58748585.6886 | 0 | 0 | 0 | 20323821.6548 | 0 | 34755825.5391 | 55309436.0474 | 9554507.0536 | 14519564.5966 | 13207211.4002 | 9236494.3837 | 4587015.8116 | 5320810.2173 | 14579413.0666 | 0 | 0 | 0 | 546457652.4654 | ok
FAS 109 Deferred Income Taxes |  | DIT | TPIS |  | 0 |  | 0 | 0 | 0 | 0 | 0 | 0 | 0 | 0 | 0 | 0 | 0 | 0 | 0 | 0 | 0 | 0 | 0 | 0 | 0 | 0 | 0 | 0 | 0 | 0 | 0 | ok
Asset Retirement Obligation-Net Assets |  | DIT | TPIS |  | 0 |  | 0 | 0 | 0 | 0 | 0 | 0 | 0 | 0 | 0 | 0 | 0 | 0 | 0 | 0 | 0 | 0 | 0 | 0 | 0 | 0 | 0 | 0 | 0 | 0 | 0 | ok
Asset Retirement Obligation-Regulatory Liabilities |  | DIT | TPIS |  | 0 |  | 0 | 0 | 0 | 0 | 0 | 0 | 0 | 0 | 0 | 0 | 0 | 0 | 0 | 0 | 0 | 0 | 0 | 0 | 0 | 0 | 0 | 0 | 0 | 0 | 0 | ok
Total Accumulated Deferred Income Tax |  |  |  |  | 546457652.4654 |  | 105311485.3821 | 110320446.5569 | 90683035.0669 | 0 | 0 | 0 | 58748585.6886 | 0 | 0 | 0 | 20323821.6548 | 0 | 34755825.5391 | 55309436.0474 | 9554507.0536 | 14519564.5966 | 13207211.4002 | 9236494.3837 | 4587015.8116 | 5320810.2173 | 14579413.0666 | 0 | 0 | 0 | 546457652.4654 | ok
Investment Tax Credits
Total Production Plant |  | DIT | F017 |  | 0 |  | 0 | 0 | 0 | 0 | 0 | 0 | 0 | 0 | 0 | 0 | 0 | 0 | 0 | 0 | 0 | 0 | 0 | 0 | 0 | 0 | 0 | 0 | 0 | 0 | 0 | ok
Total Transmission Plant |  | DIT | PTRAN |  | 0 |  | 0 | 0 | 0 | 0 | 0 | 0 | 0 | 0 | 0 | 0 | 0 | 0 | 0 | 0 | 0 | 0 | 0 | 0 | 0 | 0 | 0 | 0 | 0 | 0 | 0 | ok
Total Distribution Plant |  | DIT | PDIST |  | 0 |  | 0 | 0 | 0 | 0 | 0 | 0 | 0 | 0 | 0 | 0 | 0 | 0 | 0 | 0 | 0 | 0 | 0 | 0 | 0 | 0 | 0 | 0 | 0 | 0 | 0 | ok
Total General Plant |  | DIT | PT&D |  | 0 |  | 0 | 0 | 0 | 0 | 0 | 0 | 0 | 0 | 0 | 0 | 0 | 0 | 0 | 0 | 0 | 0 | 0 | 0 | 0 | 0 | 0 | 0 | 0 | 0 | 0 | ok
Total Investment Tax Credit |  |  |  |  | 0 |  | 0 | 0 | 0 | 0 | 0 | 0 | 0 | 0 | 0 | 0 | 0 | 0 | 0 | 0 | 0 | 0 | 0 | 0 | 0 | 0 | 0 | 0 | 0 | 0 | 0 | ok
Net Rate Base |  | RB |  |  | 2380933927.2415 |  | 449333292.6037 | 470705064.2488 | 386917975.5853 | 51365920.4419 | 0 | 0 | 251904274.2451 | 0 | 0 | 0 | 86725893.8982 | 0 | 146289689.9773 | 232639811.0184 | 40320469.6467 | 61244171.6921 | 55853390.8492 | 39061200.3742 | 19387335.0021 | 24509218.5782 | 61664819.9054 | 2471535.7794 | 539863.3956 | 0 | 2380933927.2415 | ok
Operation and Maintenance Expenses
Steam Power Generation Operation Expenses
500 | OPERATION SUPERVISION & ENGINEERING | OM500 | LBSUB1 |  | 4922985 |  | 1431481.1578 | 1499567.1174 | 1232639.1139 | 759297.6108 | 0 | 0 | 0 | 0 | 0 | 0 | 0 | 0 | 0 | 0 | 0 | 0 | 0 | 0 | 0 | 0 | 0 | 0 | 0 | 0 | 4922985 | ok
501 | FUEL | OM501 | Energy |  | 293912722.2594 |  | 0 | 0 | 0 | 293912722.2594 | 0 | 0 | 0 | 0 | 0 | 0 | 0 | 0 | 0 | 0 | 0 | 0 | 0 | 0 | 0 | 0 | 0 | 0 | 0 | 0 | 293912722.2594 | ok
502 | STEAM EXPENSES | OM502 | PROFIX |  | 18526106.4522 |  | 6369299.5739 | 6672244.4442 | 5484562.4342 | 0 | 0 | 0 | 0 | 0 | 0 | 0 | 0 | 0 | 0 | 0 | 0 | 0 | 0 | 0 | 0 | 0 | 0 | 0 | 0 | 0 | 18526106.4522 | ok
504 | STEAM TRANSFER EXPENSES | OM504 | PROFIX |  | 0 |  | 0 | 0 | 0 | 0 | 0 | 0 | 0 | 0 | 0 | 0 | 0 | 0 | 0 | 0 | 0 | 0 | 0 | 0 | 0 | 0 | 0 | 0 | 0 | 0 | 0 | ok
505 | ELECTRIC EXPENSES | OM505 | PROFIX |  | 2617219 |  | 899803.3075 | 942600.9171 | 774814.7754 | 0 | 0 | 0 | 0 | 0 | 0 | 0 | 0 | 0 | 0 | 0 | 0 | 0 | 0 | 0 | 0 | 0 | 0 | 0 | 0 | 0 | 2617219 | ok
506 | MISC. STEAM POWER EXPENSES | OM506 | PROFIX |  | 9946165 |  | 3419504.5062 | 3582147.4055 | 2944513.0883 | 0 | 0 | 0 | 0 | 0 | 0 | 0 | 0 | 0 | 0 | 0 | 0 | 0 | 0 | 0 | 0 | 0 | 0 | 0 | 0 | 0 | 9946165 | ok
507 | RENTS | OM507 | PROFIX |  |  |  | 0 | 0 | 0 | 0 | 0 | 0 | 0 | 0 | 0 | 0 | 0 | 0 | 0 | 0 | 0 | 0 | 0 | 0 | 0 | 0 | 0 | 0 | 0 | 0 | 0 | ok
509 | ALLOWANCES | OM509 | PROFIX |  | 0 |  | 0 | 0 | 0 | 0 | 0 | 0 | 0 | 0 | 0 | 0 | 0 | 0 | 0 | 0 | 0 | 0 | 0 | 0 | 0 | 0 | 0 | 0 | 0 | 0 | 0 | ok
| Total Steam Power Operation Expenses |  |  |  | 329925197.7117 |  | 12120088.5455 | 12696559.8842 | 10436529.4117 | 294672019.8703 | 0 | 0 | 0 | 0 | 0 | 0 | 0 | 0 | 0 | 0 | 0 | 0 | 0 | 0 | 0 | 0 | 0 | 0 | 0 | 0 | 329925197.7117 | ok
Steam Power Generation Maintenance Expenses
510 | MAINTENANCE SUPERVISION & ENGINEERING | OM510 | LBSUB2 |  | 4351845 |  | 0 | 0 | 0 | 4351845 | 0 | 0 | 0 | 0 | 0 | 0 | 0 | 0 | 0 | 0 | 0 | 0 | 0 | 0 | 0 | 0 | 0 | 0 | 0 | 0 | 4351845 | ok
511 | MAINTENANCE OF STRUCTURES | OM511 | PROFIX |  | 4128301 |  | 1419315.271 | 1486822.581 | 1222163.148 | 0 | 0 | 0 | 0 | 0 | 0 | 0 | 0 | 0 | 0 | 0 | 0 | 0 | 0 | 0 | 0 | 0 | 0 | 0 | 0 | 0 | 4128301 | ok
512 | MAINTENANCE OF BOILER PLANT | OM512 | Energy |  | 34257481 |  | 0 | 0 | 0 | 34257481 | 0 | 0 | 0 | 0 | 0 | 0 | 0 | 0 | 0 | 0 | 0 | 0 | 0 | 0 | 0 | 0 | 0 | 0 | 0 | 0 | 34257481 | ok
513 | MAINTENANCE OF ELECTRIC PLANT | OM513 | Energy |  | 15421014 |  | 0 | 0 | 0 | 15421014 | 0 | 0 | 0 | 0 | 0 | 0 | 0 | 0 | 0 | 0 | 0 | 0 | 0 | 0 | 0 | 0 | 0 | 0 | 0 | 0 | 15421014 | ok
514 | MAINTENANCE OF MISC STEAM PLANT | OM514 | Energy |  | 1072820 |  | 0 | 0 | 0 | 1072820 | 0 | 0 | 0 | 0 | 0 | 0 | 0 | 0 | 0 | 0 | 0 | 0 | 0 | 0 | 0 | 0 | 0 | 0 | 0 | 0 | 1072820 | ok
| Total Steam Power Generation Maintenance Expense |  |  |  | 59231461 |  | 1419315.271 | 1486822.581 | 1222163.148 | 55103160 | 0 | 0 | 0 | 0 | 0 | 0 | 0 | 0 | 0 | 0 | 0 | 0 | 0 | 0 | 0 | 0 | 0 | 0 | 0 | 0 | 59231461 | ok
| Total Steam Power Generation Expense |  |  |  | 389156658.7117 |  | 13539403.8165 | 14183382.4652 | 11658692.5597 | 349775179.8703 | 0 | 0 | 0 | 0 | 0 | 0 | 0 | 0 | 0 | 0 | 0 | 0 | 0 | 0 | 0 | 0 | 0 | 0 | 0 | 0 | 389156658.7117 | ok
Hydraulic Power Generation Operation Expenses
535 | OPERATION SUPERVISION & ENGINEERING | OM535 | LBSUB3 |  | 121406 |  | 41739.5412 | 43724.8113 | 35941.6475 | 0 | 0 | 0 | 0 | 0 | 0 | 0 | 0 | 0 | 0 | 0 | 0 | 0 | 0 | 0 | 0 | 0 | 0 | 0 | 0 | 0 | 121406 | ok
536 | WATER FOR POWER | OM536 | PROFIX |  | 40614 |  | 13963.1462 | 14627.2794 | 12023.5744 | 0 | 0 | 0 | 0 | 0 | 0 | 0 | 0 | 0 | 0 | 0 | 0 | 0 | 0 | 0 | 0 | 0 | 0 | 0 | 0 | 0 | 40614 | ok
537 | HYDRAULIC EXPENSES | OM537 | PROFIX |  | 0 |  | 0 | 0 | 0 | 0 | 0 | 0 | 0 | 0 | 0 | 0 | 0 | 0 | 0 | 0 | 0 | 0 | 0 | 0 | 0 | 0 | 0 | 0 | 0 | 0 | 0 | ok
538 | ELECTRIC EXPENSES | OM538 | PROFIX |  | 180161 |  | 61939.5869 | 64885.6377 | 53335.7754 | 0 | 0 | 0 | 0 | 0 | 0 | 0 | 0 | 0 | 0 | 0 | 0 | 0 | 0 | 0 | 0 | 0 | 0 | 0 | 0 | 0 | 180161 | ok
539 | MISC. HYDRAULIC POWER EXPENSES | OM539 | PROFIX |  | 348792 |  | 119915.1448 | 125618.7041 | 103258.1512 | 0 | 0 | 0 | 0 | 0 | 0 | 0 | 0 | 0 | 0 | 0 | 0 | 0 | 0 | 0 | 0 | 0 | 0 | 0 | 0 | 0 | 348792 | ok
540 | RENTS |  | PROFIX |  | 545400 |  | 187509.2317 | 196427.7885 | 161462.9798 | 0 | 0 | 0 | 0 | 0 | 0 | 0 | 0 | 0 | 0 | 0 | 0 | 0 | 0 | 0 | 0 | 0 | 0 | 0 | 0 | 0 | 545400 | ok
| Total Hydraulic Power Operation Expenses |  |  |  | 1236373 |  | 425066.6508 | 445284.221 | 366022.1282 | 0 | 0 | 0 | 0 | 0 | 0 | 0 | 0 | 0 | 0 | 0 | 0 | 0 | 0 | 0 | 0 | 0 | 0 | 0 | 0 | 0 | 1236373 | ok
Hydraulic Power Generation Maintenance Expenses
541 | MAINTENANCE SUPERVISION & ENGINEERING | OM541 | LBSUB4 |  | 0 |  | 0 | 0 | 0 | 0 | 0 | 0 | 0 | 0 | 0 | 0 | 0 | 0 | 0 | 0 | 0 | 0 | 0 | 0 | 0 | 0 | 0 | 0 | 0 | 0 | 0 | ok
542 | MAINTENANCE OF STRUCTURES | OM542 | PROFIX |  | 244992 |  | 84228.5693 | 88234.7575 | 72528.6732 | 0 | 0 | 0 | 0 | 0 | 0 | 0 | 0 | 0 | 0 | 0 | 0 | 0 | 0 | 0 | 0 | 0 | 0 | 0 | 0 | 0 | 244992 | ok
543 | MAINT. OF RESERVES, DAMS, AND WATERWAYS | OM543 | PROFIX |  | 190785 |  | 65592.132 | 68711.9098 | 56480.9582 | 0 | 0 | 0 | 0 | 0 | 0 | 0 | 0 | 0 | 0 | 0 | 0 | 0 | 0 | 0 | 0 | 0 | 0 | 0 | 0 | 0 | 190785 | ok
544 | MAINTENANCE OF ELECTRIC PLANT | OM544 | Energy |  | 371119 |  | 0 | 0 | 0 | 371119 | 0 | 0 | 0 | 0 | 0 | 0 | 0 | 0 | 0 | 0 | 0 | 0 | 0 | 0 | 0 | 0 | 0 | 0 | 0 | 0 | 371119 | ok
545 | MAINTENANCE OF MISC HYDRAULIC PLANT | OM545 | Energy |  | 58972 |  | 0 | 0 | 0 | 58972 | 0 | 0 | 0 | 0 | 0 | 0 | 0 | 0 | 0 | 0 | 0 | 0 | 0 | 0 | 0 | 0 | 0 | 0 | 0 | 0 | 58972 | ok
| Total Hydraulic Power Generation Maint. Expense |  |  |  | 865868 |  | 149820.7013 | 156946.6674 | 129009.6314 | 430091 | 0 | 0 | 0 | 0 | 0 | 0 | 0 | 0 | 0 | 0 | 0 | 0 | 0 | 0 | 0 | 0 | 0 | 0 | 0 | 0 | 865868 | ok
| Total Hydraulic Power Generation Expense |  |  |  | 2102241 |  | 574887.3521 | 602230.8884 | 495031.7595 | 430091 | 0 | 0 | 0 | 0 | 0 | 0 | 0 | 0 | 0 | 0 | 0 | 0 | 0 | 0 | 0 | 0 | 0 | 0 | 0 | 0 | 2102241 | ok
Other Power Generation Operation Expense
546 | OPERATION SUPERVISION & ENGINEERING | OM546 | LBSUB5 |  | 604185 |  | 207719.5914 | 217599.4195 | 178865.9891 | 0 | 0 | 0 | 0 | 0 | 0 | 0 | 0 | 0 | 0 | 0 | 0 | 0 | 0 | 0 | 0 | 0 | 0 | 0 | 0 | 0 | 604185 | ok
547 | FUEL | OM547 | Energy |  | 57317664.3179 |  | 0 | 0 | 0 | 57317664.3179 | 0 | 0 | 0 | 0 | 0 | 0 | 0 | 0 | 0 | 0 | 0 | 0 | 0 | 0 | 0 | 0 | 0 | 0 | 0 | 0 | 57317664.3179 | ok
548 | GENERATION EXPENSE | OM548 | PROFIX |  | 280735 |  | 96517.0593 | 101107.7286 | 83110.212 | 0 | 0 | 0 | 0 | 0 | 0 | 0 | 0 | 0 | 0 | 0 | 0 | 0 | 0 | 0 | 0 | 0 | 0 | 0 | 0 | 0 | 280735 | ok
549 | MISC OTHER POWER GENERATION | OM549 | PROFIX |  | 1105538 |  | 380085.4071 | 398163.5212 | 327289.0718 | 0 | 0 | 0 | 0 | 0 | 0 | 0 | 0 | 0 | 0 | 0 | 0 | 0 | 0 | 0 | 0 | 0 | 0 | 0 | 0 | 0 | 1105538 | ok
550 | RENTS | OM550 | PROFIX |  | 5706 |  | 1961.7302 | 2055.0366 | 1689.2332 | 0 | 0 | 0 | 0 | 0 | 0 | 0 | 0 | 0 | 0 | 0 | 0 | 0 | 0 | 0 | 0 | 0 | 0 | 0 | 0 | 0 | 5706 | ok
| Total Other Power Generation Expenses |  |  |  | 59313828.3179 |  | 686283.7881 | 718925.7059 | 590954.506 | 57317664.3179 | 0 | 0 | 0 | 0 | 0 | 0 | 0 | 0 | 0 | 0 | 0 | 0 | 0 | 0 | 0 | 0 | 0 | 0 | 0 | 0 | 59313828.3179 | ok
Operation and Maintenance Expenses (Continued)
Other Power Generation Maintenance Expense
551 | MAINTENANCE SUPERVISION & ENGINEERING | OM551 | PROFIX |  | 256698 |  | 88253.1074 | 92450.7159 | 75994.1767 | 0 | 0 | 0 | 0 | 0 | 0 | 0 | 0 | 0 | 0 | 0 | 0 | 0 | 0 | 0 | 0 | 0 | 0 | 0 | 0 | 0 | 256698 | ok
552 | MAINTENANCE OF STRUCTURES | OM552 | PROFIX |  | 560673 |  | 192760.109 | 201928.4149 | 165984.4761 | 0 | 0 | 0 | 0 | 0 | 0 | 0 | 0 | 0 | 0 | 0 | 0 | 0 | 0 | 0 | 0 | 0 | 0 | 0 | 0 | 0 | 560673 | ok
553 | MAINTENANCE OF GENERATING & ELEC PLANT | OM553 | PROFIX |  | 2652503 |  | 911933.9928 | 955308.5777 | 785260.4295 | 0 | 0 | 0 | 0 | 0 | 0 | 0 | 0 | 0 | 0 | 0 | 0 | 0 | 0 | 0 | 0 | 0 | 0 | 0 | 0 | 0 | 2652503 | ok
554 | MAINTENANCE OF MISC OTHER POWER GEN PLT | OM554 | PROFIX |  | 1112788 |  | 382577.9665 | 400774.635 | 329435.3985 | 0 | 0 | 0 | 0 | 0 | 0 | 0 | 0 | 0 | 0 | 0 | 0 | 0 | 0 | 0 | 0 | 0 | 0 | 0 | 0 | 0 | 1112788 | ok
| Total Other Power Generation Maintenance Expense |  |  |  | 4582662 |  | 1575525.1757 | 1650462.3434 | 1356674.4809 | 0 | 0 | 0 | 0 | 0 | 0 | 0 | 0 | 0 | 0 | 0 | 0 | 0 | 0 | 0 | 0 | 0 | 0 | 0 | 0 | 0 | 4582662 | ok
| Total Other Power Generation Expense |  |  |  | 63896490.3179 |  | 2261808.9638 | 2369388.0493 | 1947628.9869 | 57317664.3179 | 0 | 0 | 0 | 0 | 0 | 0 | 0 | 0 | 0 | 0 | 0 | 0 | 0 | 0 | 0 | 0 | 0 | 0 | 0 | 0 | 63896490.3179 | ok
| Total Station Expense |  |  |  | 455155390.0295 |  | 16376100.1324 | 17155001.4029 | 14101353.3061 | 407522935.1881 | 0 | 0 | 0 | 0 | 0 | 0 | 0 | 0 | 0 | 0 | 0 | 0 | 0 | 0 | 0 | 0 | 0 | 0 | 0 | 0 | 455155390.0295 | ok
Other Power Supply Expenses
555 | PURCHASED POWER | OM555 | OMPP |  | 53937677.622 |  | 5575352.8115 | 5840534.9583 | 4800900.0413 | 37720889.8109 | 0 | 0 | 0 | 0 | 0 | 0 | 0 | 0 | 0 | 0 | 0 | 0 | 0 | 0 | 0 | 0 | 0 | 0 | 0 | 0 | 53937677.622 | ok
555 | PURCHASED POWER OPTIONS | OMO555 | OMPP |  | 0 |  | 0 | 0 | 0 | 0 | 0 | 0 | 0 | 0 | 0 | 0 | 0 | 0 | 0 | 0 | 0 | 0 | 0 | 0 | 0 | 0 | 0 | 0 | 0 | 0 | 0 | ok
555 | BROKERAGE FEES | OMB555 | OMPP |  | 0 |  | 0 | 0 | 0 | 0 | 0 | 0 | 0 | 0 | 0 | 0 | 0 | 0 | 0 | 0 | 0 | 0 | 0 | 0 | 0 | 0 | 0 | 0 | 0 | 0 | 0 | ok
555 | MISO TRANSMISSION EXPENSES | OMM555 | OMPP |  | 0 |  | 0 | 0 | 0 | 0 | 0 | 0 | 0 | 0 | 0 | 0 | 0 | 0 | 0 | 0 | 0 | 0 | 0 | 0 | 0 | 0 | 0 | 0 | 0 | 0 | 0 | ok
556 | SYSTEM CONTROL AND LOAD DISPATCH | OM556 | PROFIX |  | 1248388 |  | 429197.4235 | 449611.4669 | 369579.1097 | 0 | 0 | 0 | 0 | 0 | 0 | 0 | 0 | 0 | 0 | 0 | 0 | 0 | 0 | 0 | 0 | 0 | 0 | 0 | 0 | 0 | 1248388 | ok
557 | OTHER EXPENSES | OM557 | PROFIX |  | 3807 |  | 1308.8516 | 1371.1049 | 1127.0436 | 0 | 0 | 0 | 0 | 0 | 0 | 0 | 0 | 0 | 0 | 0 | 0 | 0 | 0 | 0 | 0 | 0 | 0 | 0 | 0 | 0 | 3807 | ok
558 | DUPLICATE CHARGES | OM558 | Energy |  | 0 |  | 0 | 0 | 0 | 0 | 0 | 0 | 0 | 0 | 0 | 0 | 0 | 0 | 0 | 0 | 0 | 0 | 0 | 0 | 0 | 0 | 0 | 0 | 0 | 0 | 0 | ok
| Total Other Power Supply Expenses | TPP |  |  | 55189872.622 |  | 6005859.0866 | 6291517.53 | 5171606.1945 | 37720889.8109 | 0 | 0 | 0 | 0 | 0 | 0 | 0 | 0 | 0 | 0 | 0 | 0 | 0 | 0 | 0 | 0 | 0 | 0 | 0 | 0 | 55189872.622 | ok
| Total Electric Power Generation Expenses |  |  |  | 510345262.6515 |  | 22381959.219 | 23446518.9328 | 19272959.5006 | 445243824.999 | 0 | 0 | 0 | 0 | 0 | 0 | 0 | 0 | 0 | 0 | 0 | 0 | 0 | 0 | 0 | 0 | 0 | 0 | 0 | 0 | 510345262.6515 | ok
Transmission Expenses
560 | OPERATION SUPERVISION AND ENG | OM560 | LBTRAN |  | 1013327 |  | 0 | 0 | 0 | 0 | 0 | 0 | 1013327 | 0 | 0 | 0 | 0 | 0 | 0 | 0 | 0 | 0 | 0 | 0 | 0 | 0 | 0 | 0 | 0 | 0 | 1013327 | ok
561 | LOAD DISPATCHING | OM561 | LBTRAN |  | 2208583 |  | 0 | 0 | 0 | 0 | 0 | 0 | 2208583 | 0 | 0 | 0 | 0 | 0 | 0 | 0 | 0 | 0 | 0 | 0 | 0 | 0 | 0 | 0 | 0 | 0 | 2208583 | ok
562 | STATION EXPENSES | OM562 | LBTRAN |  | 928949 |  | 0 | 0 | 0 | 0 | 0 | 0 | 928949 | 0 | 0 | 0 | 0 | 0 | 0 | 0 | 0 | 0 | 0 | 0 | 0 | 0 | 0 | 0 | 0 | 0 | 928949 | ok
563 | OVERHEAD LINE EXPENSES | OM563 | LBTRAN |  | 244298 |  | 0 | 0 | 0 | 0 | 0 | 0 | 244298 | 0 | 0 | 0 | 0 | 0 | 0 | 0 | 0 | 0 | 0 | 0 | 0 | 0 | 0 | 0 | 0 | 0 | 244298 | ok
565 | TRANSMISSION OF ELECTRICITY BY OTHERS | OM565 | LBTRAN |  | 36638 |  | 0 | 0 | 0 | 0 | 0 | 0 | 36638 | 0 | 0 | 0 | 0 | 0 | 0 | 0 | 0 | 0 | 0 | 0 | 0 | 0 | 0 | 0 | 0 | 0 | 36638 | ok
566 | MISC. TRANSMISSION EXPENSES | OM566 | PTRAN |  | 6948940 |  | 0 | 0 | 0 | 0 | 0 | 0 | 6948940 | 0 | 0 | 0 | 0 | 0 | 0 | 0 | 0 | 0 | 0 | 0 | 0 | 0 | 0 | 0 | 0 | 0 | 6948940 | ok
567 | RENTS | OM567 | PTRAN |  | 67500 |  | 0 | 0 | 0 | 0 | 0 | 0 | 67500 | 0 | 0 | 0 | 0 | 0 | 0 | 0 | 0 | 0 | 0 | 0 | 0 | 0 | 0 | 0 | 0 | 0 | 67500 | ok
568 | MAINTENACE SUPERVISION AND ENG | OM568 | LBTRAN |  |  |  | 0 | 0 | 0 | 0 | 0 | 0 | 0 | 0 | 0 | 0 | 0 | 0 | 0 | 0 | 0 | 0 | 0 | 0 | 0 | 0 | 0 | 0 | 0 | 0 | 0 | ok
569 | STRUCTURES | OM569 | LBTRAN |  | 0 |  | 0 | 0 | 0 | 0 | 0 | 0 | 0 | 0 | 0 | 0 | 0 | 0 | 0 | 0 | 0 | 0 | 0 | 0 | 0 | 0 | 0 | 0 | 0 | 0 | 0 | ok
570 | MAINT OF STATION EQUIPMENT | OM570 | LBTRAN |  | 1490332 |  | 0 | 0 | 0 | 0 | 0 | 0 | 1490332 | 0 | 0 | 0 | 0 | 0 | 0 | 0 | 0 | 0 | 0 | 0 | 0 | 0 | 0 | 0 | 0 | 0 | 1490332 | ok
571 | MAINT OF OVERHEAD LINES | OM571 | LBTRAN |  | 3342881 |  | 0 | 0 | 0 | 0 | 0 | 0 | 3342881 | 0 | 0 | 0 | 0 | 0 | 0 | 0 | 0 | 0 | 0 | 0 | 0 | 0 | 0 | 0 | 0 | 0 | 3342881 | ok
572 | UNDERGROUND LINES | OM572 | LBTRAN |  | 0 |  | 0 | 0 | 0 | 0 | 0 | 0 | 0 | 0 | 0 | 0 | 0 | 0 | 0 | 0 | 0 | 0 | 0 | 0 | 0 | 0 | 0 | 0 | 0 | 0 | 0 | ok
573 | MISC PLANT | OM573 | PTRAN |  | 228063 |  | 0 | 0 | 0 | 0 | 0 | 0 | 228063 | 0 | 0 | 0 | 0 | 0 | 0 | 0 | 0 | 0 | 0 | 0 | 0 | 0 | 0 | 0 | 0 | 0 | 228063 | ok
575 | MARKET FACILITATION, MONITORING AND COMPLIANCE | OM575 | LBTRAN |  | 0 |  | 0 | 0 | 0 | 0 | 0 | 0 | 0 | 0 | 0 | 0 | 0 | 0 | 0 | 0 | 0 | 0 | 0 | 0 | 0 | 0 | 0 | 0 | 0 | 0 | 0 | ok
Total Transmission Expenses |  |  |  |  | 16509511 | 0 | 0 | 0 | 0 | 0 | 0 | 0 | 16509511 | 0 | 0 | 0 | 0 | 0 | 0 | 0 | 0 | 0 | 0 | 0 | 0 | 0 | 0 | 0 | 0 | 0 | 16509511 | ok
Operation and Maintenance Expenses (Continued)
Distribution Operation Expense
580 | OPERATION SUPERVISION AND ENGI | OM580 | LBDO |  | 1814624 |  | 0 | 0 | 0 | 0 | 0 | 0 | 0 | 0 | 0 | 0 | 336694.9542 | 0 | 182918.0906 | 278034.7173 | 58766.155 | 86953.2758 | 23619.4627 | 16518.3268 | 8203.31 | 796842.232 | 26073.4755 | 0 | 0 | 0 | 1814624 | ok
581 | LOAD DISPATCHING | OM581 | P362 |  | 741674 |  | 0 | 0 | 0 | 0 | 0 | 0 | 0 | 0 | 0 | 0 | 741674 | 0 | 0 | 0 | 0 | 0 | 0 | 0 | 0 | 0 | 0 | 0 | 0 | 0 | 741674 | ok
582 | STATION EXPENSES | OM582 | P362 |  | 1941657 |  | 0 | 0 | 0 | 0 | 0 | 0 | 0 | 0 | 0 | 0 | 1941657 | 0 | 0 | 0 | 0 | 0 | 0 | 0 | 0 | 0 | 0 | 0 | 0 | 0 | 1941657 | ok
583 | OVERHEAD LINE EXPENSES | OM583 | P365 |  | 5880672 |  | 0 | 0 | 0 | 0 | 0 | 0 | 0 | 0 | 0 | 0 | 0 | 0 | 1756248.4616 | 2547227.308 | 643653.7816 | 933542.4488 | 0 | 0 | 0 | 0 | 0 | 0 | 0 | 0 | 5880672 | ok
584 | UNDERGROUND LINE EXPENSES | OM584 | P367 |  | 535725 |  | 0 | 0 | 0 | 0 | 0 | 0 | 0 | 0 | 0 | 0 | 0 | 0 | 168164.2382 | 303809.4868 | 22714.5793 | 41036.6957 | 0 | 0 | 0 | 0 | 0 | 0 | 0 | 0 | 535725 | ok
585 | STREET LIGHTING EXPENSE | OM585 | P373 |  | 0 |  | 0 | 0 | 0 | 0 | 0 | 0 | 0 | 0 | 0 | 0 | 0 | 0 | 0 | 0 | 0 | 0 | 0 | 0 | 0 | 0 | 0 | 0 | 0 | 0 | 0 | ok
586 | METER EXPENSES | OM586 | P370 |  | 8277541 |  | 0 | 0 | 0 | 0 | 0 | 0 | 0 | 0 | 0 | 0 | 0 | 0 | 0 | 0 | 0 | 0 | 0 | 0 | 0 | 8277541 | 0 | 0 | 0 | 0 | 8277541 | ok
586 | METER EXPENSES - LOAD MANAGEMENT | OM586x | F012 |  | 0 |  | 0 | 0 | 0 | 0 | 0 | 0 | 0 | 0 | 0 | 0 | 0 | 0 | 0 | 0 | 0 | 0 | 0 | 0 | 0 | 0 | 0 | 0 | 0 | 0 | 0 | ok
587 | CUSTOMER INSTALLATIONS EXPENSE | OM587 | PDIST |  | -79200 |  | 0 | 0 | 0 | 0 | 0 | 0 | 0 | 0 | 0 | 0 | -8873.7543 | 0 | -15175.0326 | -24149.117 | -4171.6735 | -6339.5089 | -5766.5114 | -4032.8233 | -2002.7755 | -2323.1636 | -6365.6399 | 0 | 0 | 0 | -79200 | ok
588 | MISCELLANEOUS DISTRIBUTION EXP | OM588 | PDIST |  | 5593730 |  | 0 | 0 | 0 | 0 | 0 | 0 | 0 | 0 | 0 | 0 | 626734.668 | 0 | 1071780.7483 | 1705601.5168 | 294636.5555 | 447746.2286 | 407276.6133 | 284829.8583 | 141451.8333 | 164080.1756 | 449591.8024 | 0 | 0 | 0 | 5593730 | ok
588 | MISC DISTR EXP -- MAPPIN | OM588x | PDIST |  |  |  | 0 | 0 | 0 | 0 | 0 | 0 | 0 | 0 | 0 | 0 | 0 | 0 | 0 | 0 | 0 | 0 | 0 | 0 | 0 | 0 | 0 | 0 | 0 | 0 | 0 | ok
589 | RENTS | OM589 | PDIST |  | 8165 |  | 0 | 0 | 0 | 0 | 0 | 0 | 0 | 0 | 0 | 0 | 914.8258 | 0 | 1564.4462 | 2489.6154 | 430.0721 | 653.5617 | 594.4895 | 415.7576 | 206.473 | 239.5029 | 656.2557 | 0 | 0 | 0 | 8165 | ok
Total Distribution Operation Expense |  | OMDO |  |  | 24714588 | 0 | 0 | 0 | 0 | 0 | 0 | 0 | 0 | 0 | 0 | 0 | 3638801.6938 | 0 | 3165500.9523 | 4813013.5273 | 1016029.47 | 1503592.7018 | 425724.054 | 297731.1194 | 147858.8408 | 9236379.7469 | 469955.8937 | 0 | 0 | 0 | 24714588 | ok
Distribution Maintenance Expense
590 | MAINTENANCE SUPERVISION AND EN | OM590 | LBDM |  | 77850 |  | 0 | 0 | 0 | 0 | 0 | 0 | 0 | 0 | 0 | 0 | 4736.0095 | 0 | 21381.1164 | 32084.8518 | 7138.287 | 10498.3117 | 1088.4089 | 761.1813 | 0 | 0 | 161.8335 | 0 | 0 | 0 | 77850 | ok
591 | STRUCTURES | OM591 | P362 |  | 0 |  | 0 | 0 | 0 | 0 | 0 | 0 | 0 | 0 | 0 | 0 | 0 | 0 | 0 | 0 | 0 | 0 | 0 | 0 | 0 | 0 | 0 | 0 | 0 | 0
592 | MAINTENANCE OF STATION EQUIPME | OM592 | P362 |  | 1167866 |  | 0 | 0 | 0 | 0 | 0 | 0 | 0 | 0 | 0 | 0 | 1167866 | 0 | 0 | 0 | 0 | 0 | 0 | 0 | 0 | 0 | 0 | 0 | 0 | 0 | 1167866 | ok
593 | MAINTENANCE OF OVERHEAD LINES | OM593 | P365 |  | 23665349 |  | 0 | 0 | 0 | 0 | 0 | 0 | 0 | 0 | 0 | 0 | 0 | 0 | 7067599.2087 | 10250703.1895 | 2590229.7182 | 3756816.8836 | 0 | 0 | 0 | 0 | 0 | 0 | 0 | 0 | 23665349 | ok
594 | MAINTENANCE OF UNDERGROUND LIN | OM594 | P367 |  | 1604057 |  | 0 | 0 | 0 | 0 | 0 | 0 | 0 | 0 | 0 | 0 | 0 | 0 | 503513.9735 | 909660.2435 | 68011.5356 | 122871.2474 | 0 | 0 | 0 | 0 | 0 | 0 | 0 | 0 | 1604057 | ok
595 | MAINTENANCE OF LINE TRANSFORME | OM595 | P368 |  | 334735 |  | 0 | 0 | 0 | 0 | 0 | 0 | 0 | 0 | 0 | 0 | 0 | 0 | 0 | 0 | 0 | 0 | 196977.9835 | 137757.0165 | 0 | 0 | 0 | 0 | 0 | 0 | 334735 | ok
596 | MAINTENANCE OF ST LIGHTS & SIG SYSTEMS | OM596 | P373 |  | 355341 |  | 0 | 0 | 0 | 0 | 0 | 0 | 0 | 0 | 0 | 0 | 0 | 0 | 0 | 0 | 0 | 0 | 0 | 0 | 0 | 0 | 355341 | 0 | 0 | 0 | 355341 | ok
597 | MAINTENANCE OF METERS | OM597 | P370 |  | 1427898 |  | 0 | 0 | 0 | 0 | 0 | 0 | 0 | 0 | 0 | 0 | 0 | 0 | 0 | 0 | 0 | 0 | 0 | 0 | 0 | 1427898 | 0 | 0 | 0 | 0 | 1427898 | ok
598 | MISCELLANEOUS DISTRIBUTION EXPENSES | OM598 | PDIST |  | 671832 |  | 0 | 0 | 0 | 0 | 0 | 0 | 0 | 0 | 0 | 0 | 75273.6377 | 0 | 128725.6631 | 204850.3732 | 35387.1686 | 53776.3253 | 48915.7435 | 34209.3403 | 16988.998 | 19706.7632 | 53997.987 | 0 | 0 | 0 | 671832 | ok
Total Distribution Maintenance Expense |  | OMDM |  |  | 29304928 | 0 | 0 | 0 | 0 | 0 | 0 | 0 | 0 | 0 | 0 | 0 | 1247875.6472 | 0 | 7721219.9617 | 11397298.6581 | 2700766.7093 | 3943962.768 | 246982.1359 | 172727.5381 | 16988.998 | 1447604.7632 | 409500.8205 | 0 | 0 | 0 | 29304928 | ok
Total Distribution Operation and Maintenance Expenses |  |  |  |  | 54019516 | 0 | 0 | 0 | 0 | 0 | 0 | 0 | 0 | 0 | 0 | 0 | 4886677.341 | 0 | 10886720.9141 | 16210312.1854 | 3716796.1793 | 5447555.4698 | 672706.1899 | 470458.6575 | 164847.8388 | 10683984.5101 | 879456.7141 | 0 | 0 | 0 | 54019516 | ok
Transmission and Distribution Expenses |  |  |  |  | 70529027 | 0 | 0 | 0 | 0 | 0 | 0 | 0 | 16509511 | 0 | 0 | 0 | 4886677.341 | 0 | 10886720.9141 | 16210312.1854 | 3716796.1793 | 5447555.4698 | 672706.1899 | 470458.6575 | 164847.8388 | 10683984.5101 | 879456.7141 | 0 | 0 | 0 | 70529027 | ok
Production, Transmission and Distribution Expenses |  | OMSUB |  |  | 580874289.6515 | 0 | 22381959.219 | 23446518.9328 | 19272959.5006 | 445243824.999 | 0 | 0 | 16509511 | 0 | 0 | 0 | 4886677.341 | 0 | 10886720.9141 | 16210312.1854 | 3716796.1793 | 5447555.4698 | 672706.1899 | 470458.6575 | 164847.8388 | 10683984.5101 | 879456.7141 | 0 | 0 | 0 | 580874289.6515 | ok
Operation and Maintenance Expenses (Continued)
Customer Accounts Expense
901 | SUPERVISION/CUSTOMER ACCTS | OM901 | F025 |  | 1267536.8055 |  | 0 | 0 | 0 | 0 | 0 | 0 | 0 | 0 | 0 | 0 | 0 | 0 | 0 | 0 | 0 | 0 | 0 | 0 | 0 | 0 | 0 | 1267536.8055 | 0 | 0 | 1267536.8055 | ok
902 | METER READING EXPENSES | OM902 | F025 |  | 2546374.32 |  | 0 | 0 | 0 | 0 | 0 | 0 | 0 | 0 | 0 | 0 | 0 | 0 | 0 | 0 | 0 | 0 | 0 | 0 | 0 | 0 | 0 | 2546374.32 | 0 | 0 | 2546374.32 | ok
903 | RECORDS AND COLLECTION | OM903 | F025 |  | 7699623.528 |  | 0 | 0 | 0 | 0 | 0 | 0 | 0 | 0 | 0 | 0 | 0 | 0 | 0 | 0 | 0 | 0 | 0 | 0 | 0 | 0 | 0 | 7699623.528 | 0 | 0 | 7699623.528 | ok
904 | UNCOLLECTIBLE ACCOUNTS | OM904 | F025 |  | 2477177.4104 |  | 0 | 0 | 0 | 0 | 0 | 0 | 0 | 0 | 0 | 0 | 0 | 0 | 0 | 0 | 0 | 0 | 0 | 0 | 0 | 0 | 0 | 2477177.4104 | 0 | 0 | 2477177.4104 | ok
905 | MISC CUST ACCOUNTS | OM903 | F025 |  | 1288 |  | 0 | 0 | 0 | 0 | 0 | 0 | 0 | 0 | 0 | 0 | 0 | 0 | 0 | 0 | 0 | 0 | 0 | 0 | 0 | 0 | 0 | 1288 | 0 | 0 | 1288 | ok
Total Customer Accounts Expense |  | OMCA |  |  | 13992000.064 | 0 | 0 | 0 | 0 | 0 | 0 | 0 | 0 | 0 | 0 | 0 | 0 | 0 | 0 | 0 | 0 | 0 | 0 | 0 | 0 | 0 | 0 | 13992000.064 | 0 | 0 | 13992000.064 | ok
Customer Service Expense
907 | SUPERVISION | OM907 | F026 |  | 364585.26 |  | 0 | 0 | 0 | 0 | 0 | 0 | 0 | 0 | 0 | 0 | 0 | 0 | 0 | 0 | 0 | 0 | 0 | 0 | 0 | 0 | 0 | 0 | 364585.26 | 0 | 364585.26 | ok
908 | CUSTOMER ASSISTANCE EXPENSES | OM908 | F026 |  | 289821.48 |  | 0 | 0 | 0 | 0 | 0 | 0 | 0 | 0 | 0 | 0 | 0 | 0 | 0 | 0 | 0 | 0 | 0 | 0 | 0 | 0 | 0 | 0 | 289821.48 | 0 | 289821.48 | ok
908 | CUSTOMER ASSISTANCE EXP-INCENTIVES | OM908x | F026 |  |  |  | 0 | 0 | 0 | 0 | 0 | 0 | 0 | 0 | 0 | 0 | 0 | 0 | 0 | 0 | 0 | 0 | 0 | 0 | 0 | 0 | 0 | 0 | 0 | 0 | 0 | ok
909 | INFORMATIONAL AND INSTRUCTIONA | OM909 | F026 |  | 257471.76 |  | 0 | 0 | 0 | 0 | 0 | 0 | 0 | 0 | 0 | 0 | 0 | 0 | 0 | 0 | 0 | 0 | 0 | 0 | 0 | 0 | 0 | 0 | 257471.76 | 0 | 257471.76 | ok
909 | INFORM AND INSTRUC -LOAD MGMT | OM909x | F026 |  |  |  | 0 | 0 | 0 | 0 | 0 | 0 | 0 | 0 | 0 | 0 | 0 | 0 | 0 | 0 | 0 | 0 | 0 | 0 | 0 | 0 | 0 | 0 | 0 | 0 | 0 | ok
910 | MISCELLANEOUS CUSTOMER SERVICE | OM910 | F026 |  | 823663.44 |  | 0 | 0 | 0 | 0 | 0 | 0 | 0 | 0 | 0 | 0 | 0 | 0 | 0 | 0 | 0 | 0 | 0 | 0 | 0 | 0 | 0 | 0 | 823663.44 | 0 | 823663.44 | ok
911 | DEMONSTRATION AND SELLING EXP | OM911 | F026 |  |  |  | 0 | 0 | 0 | 0 | 0 | 0 | 0 | 0 | 0 | 0 | 0 | 0 | 0 | 0 | 0 | 0 | 0 | 0 | 0 | 0 | 0 | 0 | 0 | 0 | 0 | ok
912 | DEMONSTRATION AND SELLING EXP | OM912 | F026 |  |  |  | 0 | 0 | 0 | 0 | 0 | 0 | 0 | 0 | 0 | 0 | 0 | 0 | 0 | 0 | 0 | 0 | 0 | 0 | 0 | 0 | 0 | 0 | 0 | 0 | 0 | ok
913 | ADVERTISING EXPENSES | OM913 | F026 |  | 950846.52 |  | 0 | 0 | 0 | 0 | 0 | 0 | 0 | 0 | 0 | 0 | 0 | 0 | 0 | 0 | 0 | 0 | 0 | 0 | 0 | 0 | 0 | 0 | 950846.52 | 0 | 950846.52 | ok
915 | MDSE-JOBBING-CONTRACT | OM915 | F026 |  |  |  | 0 | 0 | 0 | 0 | 0 | 0 | 0 | 0 | 0 | 0 | 0 | 0 | 0 | 0 | 0 | 0 | 0 | 0 | 0 | 0 | 0 | 0 | 0 | 0 | 0 | ok
916 | MISC SALES EXPENSE | OM916 | F026 |  |  |  | 0 | 0 | 0 | 0 | 0 | 0 | 0 | 0 | 0 | 0 | 0 | 0 | 0 | 0 | 0 | 0 | 0 | 0 | 0 | 0 | 0 | 0 | 0 | 0 | 0 | ok
Total Customer Service Expense |  | OMCS |  |  | 2686388.46 | 0 | 0 | 0 | 0 | 0 | 0 | 0 | 0 | 0 | 0 | 0 | 0 | 0 | 0 | 0 | 0 | 0 | 0 | 0 | 0 | 0 | 0 | 0 | 2686388.46 | 0 | 2686388.46 | ok
Sub-Total Prod, Trans, Dist, Cust Acct and Cust Service |  | OMSUB2 |  |  | 597552678.1755 | 0 | 22381959.219 | 23446518.9328 | 19272959.5006 | 445243824.999 | 0 | 0 | 16509511 | 0 | 0 | 0 | 4886677.341 | 0 | 10886720.9141 | 16210312.1854 | 3716796.1793 | 5447555.4698 | 672706.1899 | 470458.6575 | 164847.8388 | 10683984.5101 | 879456.7141 | 13992000.064 | 2686388.46 | 0 | 597552678.1755 | ok
Operation and Maintenance Expenses (Continued)
Administrative and General Expense
920 | ADMIN. & GEN. SALARIES- | OM920 | LBSUB7 |  | 27330835.082 |  | 3179338.5381 | 3330558.3528 | 2737707.7353 | 6907179.7829 | 0 | 0 | 1638278.8386 | 0 | 0 | 0 | 1025945.5674 | 0 | 970303.7375 | 1465760.4117 | 317639.3928 | 468593.0218 | 88572.803 | 61943.5983 | 22462.9966 | 2181980.743 | 74949.645 | 2243650.2794 | 615969.6377 | 0 | 27330835.082 | ok
921 | OFFICE SUPPLIES AND EXPENSES | OM921 | LBSUB7 |  | 5910352.8561 |  | 687538.9117 | 720240.5274 | 592035.2848 | 1493692.7333 | 0 | 0 | 354281.3816 | 0 | 0 | 0 | 221862.9726 | 0 | 209830.3052 | 316973.8945 | 68690.2133 | 101334.2657 | 19154.0623 | 13395.4386 | 4857.6721 | 471858.1074 | 16208.0246 | 485194.2795 | 133204.7812 | 0 | 5910352.8561 | ok
922 | ADMINISTRATIVE EXPENSES TRANSFERRED | OM922 | LBSUB7 |  | -4320827.16 |  | -502632.732 | -526539.6006 | -432813.7762 | -1091980.1724 | 0 | 0 | -259001.2226 | 0 | 0 | 0 | -162195.3175 | 0 | -153398.7062 | -231727.1821 | -50216.7208 | -74081.5072 | -14002.7837 | -9792.8798 | -3551.2536 | -344956.9553 | -11849.0511 | -354706.5077 | -97380.7911 | 0 | -4320827.16 | ok
923 | OUTSIDE SERVICES EMPLOYED | OM923 | LBSUB7 |  | 15873533.0595 |  | 1846534.7012 | 1934361.9747 | 1590039.0205 | 4011635.4405 | 0 | 0 | 951499.4045 | 0 | 0 | 0 | 595861.079 | 0 | 563544.7438 | 851302.0653 | 184482.4495 | 272155.1244 | 51442.3841 | 35976.3524 | 13046.3309 | 1267277.1745 | 43530.1616 | 1303094.354 | 357750.2985 | 0 | 15873533.0595 | ok
924 | PROPERTY INSURANCE | OM924 | TUP |  | 4610557.8865 |  | 891485.9972 | 933888.0081 | 767652.7935 | 0 | 0 | 0 | 491106.0491 | 0 | 0 | 0 | 171024.2521 | 0 | 292469.0627 | 465426.9801 | 80400.8444 | 122181.6309 | 111138.2244 | 77724.7789 | 38599.5785 | 44774.4329 | 122685.2537 | 0 | 0 | 0 | 4610557.8865 | ok
925 | INJURIES AND DAMAGES | OM925 | LBSUB7 |  | 2835056.02 |  | 329796.1016 | 345482.2906 | 283985.2779 | 716488.9608 | 0 | 0 | 169940.3721 | 0 | 0 | 0 | 106422.4034 | 0 | 100650.6184 | 152044.8558 | 32949.0654 | 48607.6427 | 9187.7492 | 6425.474 | 2330.1101 | 226339.1376 | 7774.6048 | 232736.1829 | 63895.1728 | 0 | 2835056.02 | ok
926 | EMPLOYEE BENEFITS | OM926 | LBSUB7 |  | 29197096.38 |  | 3396436.7881 | 3557982.5107 | 2924649.6262 | 7378830.293 | 0 | 0 | 1750147.224 | 0 | 0 | 0 | 1096001.3305 | 0 | 1036560.0486 | 1565848.5327 | 339329.1108 | 500590.4715 | 94620.9166 | 66173.3607 | 23996.862 | 2330975.3201 | 80067.5136 | 2396855.9049 | 658030.566 | 0 | 29197096.38 | ok
927 | FRANCHISE REQUIREMENTS | OM927 | TUP |  | 0 |  | 0 | 0 | 0 | 0 | 0 | 0 | 0 | 0 | 0 | 0 | 0 | 0 | 0 | 0 | 0 | 0 | 0 | 0 | 0 | 0 | 0 | 0 | 0 | 0 | 0 | ok
928 | REGULATORY COMMISSION FEES | OM928 | TUP |  | 1404080 |  | 271489.414 | 284402.3449 | 233777.7685 | 0 | 0 | 0 | 149559.3805 | 0 | 0 | 0 | 52083.0099 | 0 | 89067.3041 | 141739.1843 | 24484.9366 | 37208.6825 | 33845.5697 | 23669.9788 | 11754.9541 | 13635.4184 | 37362.0536 | 0 | 0 | 0 | 1404080 | ok
929 | DUPLICATE CHARGES-CR | OM929 | LBSUB7 |  | -229428 |  | -26688.8765 | -27958.2874 | -22981.618 | -57982.145 | 0 | 0 | -13752.49 | 0 | 0 | 0 | -8612.274 | 0 | -8145.19 | -12304.2885 | -2666.4158 | -3933.5922 | -743.5221 | -519.984 | -188.5651 | -18316.5819 | -629.1629 | -18834.2652 | -5170.7415 | 0 | -229428 | ok
930 | MISCELLANEOUS GENERAL EXPENSES | OM930 | LBSUB7 |  | 3716685 |  | 432354.1458 | 452918.3332 | 372297.3427 | 939298.4669 | 0 | 0 | 222787.4255 | 0 | 0 | 0 | 139517.014 | 0 | 131950.3534 | 199326.8672 | 43195.3712 | 63723.3604 | 12044.9012 | 8423.63 | 3054.7139 | 296724.746 | 10192.3055 | 305111.1067 | 83764.9163 | 0 | 3716685 | ok
931 | RENTS AND LEASES | OM931 | PGP |  | 1123824.78 |  | 216717.3194 | 227025.1091 | 186613.8741 | 0 | 0 | 0 | 120907.4642 | 0 | 0 | 0 | 41742.6123 | 0 | 71384.1607 | 113598.7309 | 19623.7741 | 29821.3873 | 27125.9764 | 18970.6154 | 9421.1623 | 10928.2851 | 29944.3086 | 0 | 0 | 0 | 1123824.78 | ok
935 | MAINTENANCE OF GENERAL PLANT | OM935 | PGP |  | 617458.7385 |  | 119070.1656 | 124733.5349 | 102530.5451 | 0 | 0 | 0 | 66429.7243 | 0 | 0 | 0 | 22934.4834 | 0 | 39220.3256 | 62414.115 | 10781.8149 | 16384.6504 | 14903.7211 | 10422.9525 | 5176.2331 | 6004.2858 | 16452.1866 | 0 | 0 | 0
Total Administrative and General Expense |  | OMAG |  |  | 88069224.6427 | 0 | 10841440.4743 | 11357095.0984 | 9335493.8745 | 20297163.3599 | 0 | 0 | 5642183.5519 | 0 | 0 | 0 | 3302587.1333 | 0 | 3343436.7637 | 5090404.167 | 1068693.8365 | 1582585.1384 | 447290.0022 | 312813.316 | 130960.7949 | 6487224.1136 | 426687.8438 | 6593101.3345 | 1810063.84 | 0 | 88069224.6427 | ok
Total Operation and Maintenance Expenses |  | TOM |  |  | 685621902.8182 |  | 33223399.6932 | 34803614.0313 | 28608453.3752 | 465540988.3589 | 0 | 0 | 22151694.5519 | 0 | 0 | 0 | 8189264.4743 | 0 | 14230157.6778 | 21300716.3524 | 4785490.0158 | 7030140.6081 | 1119996.1921 | 783271.9735 | 295808.6337 | 17171208.6236 | 1306144.5579 | 20585101.3985 | 4496452.3 | 0 | 685621902.8182 | ok
Operation and Maintenance Expenses Less Purchase Power |  | OMLPP |  |  | 631684225.1962 | 0 | 27648046.8817 | 28963079.073 | 23807553.3339 | 427820098.548 | 0 | 0 | 22151694.5519 | 0 | 0 | 0 | 8189264.4743 | 0 | 14230157.6778 | 21300716.3524 | 4785490.0158 | 7030140.6081 | 1119996.1921 | 783271.9735 | 295808.6337 | 17171208.6236 | 1306144.5579 | 20585101.3985 | 4496452.3 | 0 | 631684225.1962 | ok
74906054.5514
Labor Expenses
Steam Power Generation Operation Expenses
500 | OPERATION SUPERVISION & ENGINEERING | LB500 | F019 |  | 3138068 |  | 912471.8466 | 955872.0136 | 785723.572 | 484000.5678 | 0 | 0 | 0 | 0 | 0 | 0 | 0 | 0 | 0 | 0 | 0 | 0 | 0 | 0 | 0 | 0 | 0 | 0 | 0 | 0 | 3138068 | ok
501 | FUEL | LB501 | Energy |  | 2187724 |  | 0 | 0 | 0 | 2187724 | 0 | 0 | 0 | 0 | 0 | 0 | 0 | 0 | 0 | 0 | 0 | 0 | 0 | 0 | 0 | 0 | 0 | 0 | 0 | 0 | 2187724 | ok
502 | STEAM EXPENSES | LB502 | PROFIX |  | 8374877 |  | 2879293.6414 | 3016242.3323 | 2479341.0263 | 0 | 0 | 0 | 0 | 0 | 0 | 0 | 0 | 0 | 0 | 0 | 0 | 0 | 0 | 0 | 0 | 0 | 0 | 0 | 0 | 0 | 8374877 | ok
504 | STEAM TRANSFER EXPENSES | LB504 | PROFIX |  | 0 |  | 0 | 0 | 0 | 0 | 0 | 0 | 0 | 0 | 0 | 0 | 0 | 0 | 0 | 0 | 0 | 0 | 0 | 0 | 0 | 0 | 0 | 0 | 0 | 0 | 0 | ok
505 | ELECTRIC EXPENSES | LB505 | PROFIX |  | 2130001 |  | 732297.1233 | 767127.587 | 630576.2897 | 0 | 0 | 0 | 0 | 0 | 0 | 0 | 0 | 0 | 0 | 0 | 0 | 0 | 0 | 0 | 0 | 0 | 0 | 0 | 0 | 0 | 2130001 | ok
506 | MISC. STEAM POWER EXPENSES | LB506 | PROFIX |  | 1491734 |  | 512860.0958 | 537253.4115 | 441620.4926 | 0 | 0 | 0 | 0 | 0 | 0 | 0 | 0 | 0 | 0 | 0 | 0 | 0 | 0 | 0 | 0 | 0 | 0 | 0 | 0 | 0 | 1491734 | ok
507 | RENTS | LB507 | PROFIX |  |  |  | 0 | 0 | 0 | 0 | 0 | 0 | 0 | 0 | 0 | 0 | 0 | 0 | 0 | 0 | 0 | 0 | 0 | 0 | 0 | 0 | 0 | 0 | 0 | 0 | 0 | ok
| Total Steam Power Operation Expenses | LBSUB1 |  |  | 17322404 |  | 5036922.7072 | 5276495.3444 | 4337261.3806 | 2671724.5678 | 0 | 0 | 0 | 0 | 0 | 0 | 0 | 0 | 0 | 0 | 0 | 0 | 0 | 0 | 0 | 0 | 0 | 0 | 0 | 0 | 17322404 | ok
Steam Power Generation Maintenance Expenses
510 | MAINTENANCE SUPERVISION & ENGINEERING | LB510 | F020 |  | 3390539 |  | 0 | 0 | 0 | 3390539 | 0 | 0 | 0 | 0 | 0 | 0 | 0 | 0 | 0 | 0 | 0 | 0 | 0 | 0 | 0 | 0 | 0 | 0 | 0 | 0 | 3390539 | ok
511 | MAINTENANCE OF STRUCTURES | LB511 | PROFIX |  | 0 |  | 0 | 0 | 0 | 0 | 0 | 0 | 0 | 0 | 0 | 0 | 0 | 0 | 0 | 0 | 0 | 0 | 0 | 0 | 0 | 0 | 0 | 0 | 0 | 0 | 0 | ok
512 | MAINTENANCE OF BOILER PLANT | LB512 | Energy |  | 4117208 |  | 0 | 0 | 0 | 4117208 | 0 | 0 | 0 | 0 | 0 | 0 | 0 | 0 | 0 | 0 | 0 | 0 | 0 | 0 | 0 | 0 | 0 | 0 | 0 | 0 | 4117208 | ok
513 | MAINTENANCE OF ELECTRIC PLANT | LB513 | Energy |  | 2830954 |  | 0 | 0 | 0 | 2830954 | 0 | 0 | 0 | 0 | 0 | 0 | 0 | 0 | 0 | 0 | 0 | 0 | 0 | 0 | 0 | 0 | 0 | 0 | 0 | 0 | 2830954 | ok
514 | MAINTENANCE OF MISC STEAM PLANT | LB514 | Energy |  | 57828 |  | 0 | 0 | 0 | 57828 | 0 | 0 | 0 | 0 | 0 | 0 | 0 | 0 | 0 | 0 | 0 | 0 | 0 | 0 | 0 | 0 | 0 | 0 | 0 | 0 | 57828 | ok
| Total Steam Power Generation Maintenance Expense | LBSUB2 |  |  | 10396529 |  | 0 | 0 | 0 | 10396529 | 0 | 0 | 0 | 0 | 0 | 0 | 0 | 0 | 0 | 0 | 0 | 0 | 0 | 0 | 0 | 0 | 0 | 0 | 0 | 0 | 10396529 | ok
| Total Steam Power Generation Expense |  |  |  | 27718933 |  | 5036922.7072 | 5276495.3444 | 4337261.3806 | 13068253.5678 | 0 | 0 | 0 | 0 | 0 | 0 | 0 | 0 | 0 | 0 | 0 | 0 | 0 | 0 | 0 | 0 | 0 | 0 | 0 | 0 | 27718933 | ok
Hydraulic Power Generation Operation Expenses
535 | OPERATION SUPERVISION & ENGINEERING | LB535 | F021 |  | 95870 |  | 32960.2311 | 34527.9283 | 28381.8406 | 0 | 0 | 0 | 0 | 0 | 0 | 0 | 0 | 0 | 0 | 0 | 0 | 0 | 0 | 0 | 0 | 0 | 0 | 0 | 0 | 0 | 95870 | ok
536 | WATER FOR POWER | LB536 | PROFIX |  | 0 |  | 0 | 0 | 0 | 0 | 0 | 0 | 0 | 0 | 0 | 0 | 0 | 0 | 0 | 0 | 0 | 0 | 0 | 0 | 0 | 0 | 0 | 0 | 0 | 0 | 0 | ok
537 | HYDRAULIC EXPENSES | LB537 | PROFIX |  |  |  | 0 | 0 | 0 | 0 | 0 | 0 | 0 | 0 | 0 | 0 | 0 | 0 | 0 | 0 | 0 | 0 | 0 | 0 | 0 | 0 | 0 | 0 | 0 | 0 | 0 | ok
538 | ELECTRIC EXPENSES | LB538 | PROFIX |  | 180161 |  | 61939.5869 | 64885.6377 | 53335.7754 | 0 | 0 | 0 | 0 | 0 | 0 | 0 | 0 | 0 | 0 | 0 | 0 | 0 | 0 | 0 | 0 | 0 | 0 | 0 | 0 | 0 | 180161 | ok
539 | MISC. HYDRAULIC POWER EXPENSES | LB539 | PROFIX |  | 60427 |  | 20774.8815 | 21763.0033 | 17889.1153 | 0 | 0 | 0 | 0 | 0 | 0 | 0 | 0 | 0 | 0 | 0 | 0 | 0 | 0 | 0 | 0 | 0 | 0 | 0 | 0 | 0 | 60427 | ok
540 | RENTS |  | PROFIX |  | 0 |  | 0 | 0 | 0 | 0 | 0 | 0 | 0 | 0 | 0 | 0 | 0 | 0 | 0 | 0 | 0 | 0 | 0 | 0 | 0 | 0 | 0 | 0 | 0 | 0 | 0 | ok
| Total Hydraulic Power Operation Expenses | LBSUB3 |  |  | 336458 |  | 115674.6995 | 121176.5692 | 99606.7313 | 0 | 0 | 0 | 0 | 0 | 0 | 0 | 0 | 0 | 0 | 0 | 0 | 0 | 0 | 0 | 0 | 0 | 0 | 0 | 0 | 0 | 336458 | ok
Hydraulic Power Generation Maintenance Expenses
541 | MAINTENANCE SUPERVISION & ENGINEERING | LB541 | F022 |  | 0 |  | 0 | 0 | 0 | 0 | 0 | 0 | 0 | 0 | 0 | 0 | 0 | 0 | 0 | 0 | 0 | 0 | 0 | 0 | 0 | 0 | 0 | 0 | 0 | 0 | 0 | ok
542 | MAINTENANCE OF STRUCTURES | LB542 | PROFIX |  | 46873 |  | 16114.9986 | 16881.481 | 13876.5204 | 0 | 0 | 0 | 0 | 0 | 0 | 0 | 0 | 0 | 0 | 0 | 0 | 0 | 0 | 0 | 0 | 0 | 0 | 0 | 0 | 0 | 46873 | ok
543 | MAINT. OF RESERVES, DAMS, AND WATERWAYS | LB543 | PROFIX |  | 46873 |  | 16114.9986 | 16881.481 | 13876.5204 | 0 | 0 | 0 | 0 | 0 | 0 | 0 | 0 | 0 | 0 | 0 | 0 | 0 | 0 | 0 | 0 | 0 | 0 | 0 | 0 | 0 | 46873 | ok
544 | MAINTENANCE OF ELECTRIC PLANT | LB544 | Energy |  | 151040 |  | 0 | 0 | 0 | 151040 | 0 | 0 | 0 | 0 | 0 | 0 | 0 | 0 | 0 | 0 | 0 | 0 | 0 | 0 | 0 | 0 | 0 | 0 | 0 | 0 | 151040 | ok
545 | MAINTENANCE OF MISC HYDRAULIC PLANT | LB545 | Energy |  | 0 |  | 0 | 0 | 0 | 0 | 0 | 0 | 0 | 0 | 0 | 0 | 0 | 0 | 0 | 0 | 0 | 0 | 0 | 0 | 0 | 0 | 0 | 0 | 0 | 0 | 0 | ok
| Total Hydraulic Power Generation Maint. Expense | LBSUB4 |  |  | 244786 |  | 32229.9971 | 33762.962 | 27753.0409 | 151040 | 0 | 0 | 0 | 0 | 0 | 0 | 0 | 0 | 0 | 0 | 0 | 0 | 0 | 0 | 0 | 0 | 0 | 0 | 0 | 0 | 244786 | ok
| Total Hydraulic Power Generation Expense |  |  |  | 581244 |  | 147904.6966 | 154939.5312 | 127359.7722 | 151040 | 0 | 0 | 0 | 0 | 0 | 0 | 0 | 0 | 0 | 0 | 0 | 0 | 0 | 0 | 0 | 0 | 0 | 0 | 0 | 0 | 581244 | ok
Labor Expenses (Continued)
Other Power Generation Operation Expense
546 | OPERATION SUPERVISION & ENGINEERING | LB546 | PROFIX |  | 468874 |  | 161199.4931 | 168866.672 | 138807.835 | 0 | 0 | 0 | 0 | 0 | 0 | 0 | 0 | 0 | 0 | 0 | 0 | 0 | 0 | 0 | 0 | 0 | 0 | 0 | 0 | 0 | 468874 | ok
547 | FUEL | LB547 | Energy |  | 0 |  | 0 | 0 | 0 | 0 | 0 | 0 | 0 | 0 | 0 | 0 | 0 | 0 | 0 | 0 | 0 | 0 | 0 | 0 | 0 | 0 | 0 | 0 | 0 | 0 | 0 | ok
548 | GENERATION EXPENSE | LB548 | PROFIX |  | 161301 |  | 55455.4943 | 58093.1403 | 47752.3654 | 0 | 0 | 0 | 0 | 0 | 0 | 0 | 0 | 0 | 0 | 0 | 0 | 0 | 0 | 0 | 0 | 0 | 0 | 0 | 0 | 0 | 161301 | ok
549 | MISC OTHER POWER GENERATION | LB549 | PROFIX |  | 354300 |  | 121808.8023 | 127602.4303 | 104888.7674 | 0 | 0 | 0 | 0 | 0 | 0 | 0 | 0 | 0 | 0 | 0 | 0 | 0 | 0 | 0 | 0 | 0 | 0 | 0 | 0 | 0 | 354300 | ok
550 | RENTS | LB550 | PROFIX |  | 0 |  | 0 | 0 | 0 | 0 | 0 | 0 | 0 | 0 | 0 | 0 | 0 | 0 | 0 | 0 | 0 | 0 | 0 | 0 | 0 | 0 | 0 | 0 | 0 | 0 | 0 | ok
| Total Other Power Generation Expenses | LBSUB5 |  |  | 984475 |  | 338463.7897 | 354562.2425 | 291448.9678 | 0 | 0 | 0 | 0 | 0 | 0 | 0 | 0 | 0 | 0 | 0 | 0 | 0 | 0 | 0 | 0 | 0 | 0 | 0 | 0 | 0 | 984475 | ok
Other Power Generation Maintenance Expense
551 | MAINTENANCE SUPERVISION & ENGINEERING | LB551 | PROFIX |  | 230613 |  | 79285.0503 | 83056.1085 | 68271.8411 | 0 | 0 | 0 | 0 | 0 | 0 | 0 | 0 | 0 | 0 | 0 | 0 | 0 | 0 | 0 | 0 | 0 | 0 | 0 | 0 | 0 | 230613 | ok
552 | MAINTENANCE OF STRUCTURES | LB552 | PROFIX |  | 0 |  | 0 | 0 | 0 | 0 | 0 | 0 | 0 | 0 | 0 | 0 | 0 | 0 | 0 | 0 | 0 | 0 | 0 | 0 | 0 | 0 | 0 | 0 | 0 | 0 | 0 | ok
553 | MAINTENANCE OF GENERATING & ELEC PLANT | LB553 | PROFIX |  | 606788 |  | 208614.5062 | 218536.8994 | 179636.5944 | 0 | 0 | 0 | 0 | 0 | 0 | 0 | 0 | 0 | 0 | 0 | 0 | 0 | 0 | 0 | 0 | 0 | 0 | 0 | 0 | 0 | 606788 | ok
554 | MAINTENANCE OF MISC OTHER POWER GEN PLT | LB554 | PROFIX |  | -160951 |  | -55335.1638 | -57967.0865 | -47648.7497 | 0 | 0 | 0 | 0 | 0 | 0 | 0 | 0 | 0 | 0 | 0 | 0 | 0 | 0 | 0 | 0 | 0 | 0 | 0 | 0 | 0 | -160951 | ok
| Total Other Power Generation Maintenance Expense | LBSUB6 |  |  | 676450 |  | 232564.3927 | 243625.9214 | 200259.6859 | 0 | 0 | 0 | 0 | 0 | 0 | 0 | 0 | 0 | 0 | 0 | 0 | 0 | 0 | 0 | 0 | 0 | 0 | 0 | 0 | 0 | 676450 | ok
| Total Other Power Generation Expense |  |  |  | 1660925 |  | 571028.1824 | 598188.1639 | 491708.6536 | 0 | 0 | 0 | 0 | 0 | 0 | 0 | 0 | 0 | 0 | 0 | 0 | 0 | 0 | 0 | 0 | 0 | 0 | 0 | 0 | 0 | 1660925 | ok
| Total Production Expense | LPREX |  |  | 29961102 |  | 5755855.5862 | 6029623.0395 | 4956329.8065 | 13219293.5678 | 0 | 0 | 0 | 0 | 0 | 0 | 0 | 0 | 0 | 0 | 0 | 0 | 0 | 0 | 0 | 0 | 0 | 0 | 0 | 0 | 29961102 | ok
Purchased Power
555 | PURCHASED POWER | LB555 | OMPP |  | 0 |  | 0 | 0 | 0 | 0 | 0 | 0 | 0 | 0 | 0 | 0 | 0 | 0 | 0 | 0 | 0 | 0 | 0 | 0 | 0 | 0 | 0 | 0 | 0 | 0 | 0 | ok
556 | SYSTEM CONTROL AND LOAD DISPATCH | LB556 | PROFIX |  | 956703 |  | 328915.7398 | 344560.056 | 283227.2042 | 0 | 0 | 0 | 0 | 0 | 0 | 0 | 0 | 0 | 0 | 0 | 0 | 0 | 0 | 0 | 0 | 0 | 0 | 0 | 0 | 0 | 956703 | ok
557 | OTHER EXPENSES | LB557 | PROFIX |  | 0 |  | 0 | 0 | 0 | 0 | 0 | 0 | 0 | 0 | 0 | 0 | 0 | 0 | 0 | 0 | 0 | 0 | 0 | 0 | 0 | 0 | 0 | 0 | 0 | 0 | 0 | ok
| Total Purchased Power Labor | LBPP |  |  | 956703 |  | 328915.7398 | 344560.056 | 283227.2042 | 0 | 0 | 0 | 0 | 0 | 0 | 0 | 0 | 0 | 0 | 0 | 0 | 0 | 0 | 0 | 0 | 0 | 0 | 0 | 0 | 0 | 956703 | ok
Labor Expenses (Continued)
Transmission Labor Expenses
560 | OPERATION SUPERVISION AND ENG | LB560 | PTRAN |  | 642049 |  | 0 | 0 | 0 | 0 | 0 | 0 | 642049 | 0 | 0 | 0 | 0 | 0 | 0 | 0 | 0 | 0 | 0 | 0 | 0 | 0 | 0 | 0 | 0 | 0 | 642049 | ok
561 | LOAD DISPATCHING | LB561 | PTRAN |  | 1454366 |  | 0 | 0 | 0 | 0 | 0 | 0 | 1454366 | 0 | 0 | 0 | 0 | 0 | 0 | 0 | 0 | 0 | 0 | 0 | 0 | 0 | 0 | 0 | 0 | 0 | 1454366 | ok
562 | STATION EXPENSES | LB562 | PTRAN |  | 433996 |  | 0 | 0 | 0 | 0 | 0 | 0 | 433996 | 0 | 0 | 0 | 0 | 0 | 0 | 0 | 0 | 0 | 0 | 0 | 0 | 0 | 0 | 0 | 0 | 0 | 433996 | ok
563 | OVERHEAD LINE EXPENSES | LB563 | PTRAN |  | 0 |  | 0 | 0 | 0 | 0 | 0 | 0 | 0 | 0 | 0 | 0 | 0 | 0 | 0 | 0 | 0 | 0 | 0 | 0 | 0 | 0 | 0 | 0 | 0 | 0 | 0 | ok
566 | MISC. TRANSMISSION EXPENSES | LB566 | PTRAN |  | 105592 |  | 0 | 0 | 0 | 0 | 0 | 0 | 105592 | 0 | 0 | 0 | 0 | 0 | 0 | 0 | 0 | 0 | 0 | 0 | 0 | 0 | 0 | 0 | 0 | 0 | 105592 | ok
569 | MAINTENACE OF STRUCTURES | LB569 | PTRAN |  | 0 |  | 0 | 0 | 0 | 0 | 0 | 0 | 0 | 0 | 0 | 0 | 0 | 0 | 0 | 0 | 0 | 0 | 0 | 0 | 0 | 0 | 0 | 0 | 0 | 0 | 0 | ok
570 | MAINT OF STATION EQUIPMENT | LB570 | PTRAN |  | 416335 |  | 0 | 0 | 0 | 0 | 0 | 0 | 416335 | 0 | 0 | 0 | 0 | 0 | 0 | 0 | 0 | 0 | 0 | 0 | 0 | 0 | 0 | 0 | 0 | 0 | 416335 | ok
571 | MAINT OF OVERHEAD LINES | LB571 | PTRAN |  | 83079 |  | 0 | 0 | 0 | 0 | 0 | 0 | 83079 | 0 | 0 | 0 | 0 | 0 | 0 | 0 | 0 | 0 | 0 | 0 | 0 | 0 | 0 | 0 | 0 | 0 | 83079 | ok
573 | MAINT OF MISC. TRANSMISSION PLANT | LB573 | PTRAN |  | 0 |  | 0 | 0 | 0 | 0 | 0 | 0 | 0 | 0 | 0 | 0 | 0 | 0 | 0 | 0 | 0 | 0 | 0 | 0 | 0 | 0 | 0 | 0 | 0 | 0 | 0 | ok
Total Transmission Labor Expenses |  | LBTRAN |  |  | 3135417 | 0 | 0 | 0 | 0 | 0 | 0 | 0 | 3135417 | 0 | 0 | 0 | 0 | 0 | 0 | 0 | 0 | 0 | 0 | 0 | 0 | 0 | 0 | 0 | 0 | 0 | 3135417 | ok
Distribution Operation Labor Expense
580 | OPERATION SUPERVISION AND ENGI | LB580 | F023 |  | 898041 |  | 0 | 0 | 0 | 0 | 0 | 0 | 0 | 0 | 0 | 0 | 166627.2866 | 0 | 90524.5081 | 137596.8661 | 29082.8384 | 43032.3895 | 11689.0584 | 8174.7705 | 4059.7439 | 394350.0113 | 12903.5271 | 0 | 0 | 0 | 898041 | ok
581 | LOAD DISPATCHING | LB581 | P362 |  | 574384 |  | 0 | 0 | 0 | 0 | 0 | 0 | 0 | 0 | 0 | 0 | 574384 | 0 | 0 | 0 | 0 | 0 | 0 | 0 | 0 | 0 | 0 | 0 | 0 | 0 | 574384 | ok
582 | STATION EXPENSES | LB582 | P362 |  | 851000 |  | 0 | 0 | 0 | 0 | 0 | 0 | 0 | 0 | 0 | 0 | 851000 | 0 | 0 | 0 | 0 | 0 | 0 | 0 | 0 | 0 | 0 | 0 | 0 | 0 | 851000 | ok
583 | OVERHEAD LINE EXPENSES | LB583 | P365 |  | 1741898 |  | 0 | 0 | 0 | 0 | 0 | 0 | 0 | 0 | 0 | 0 | 0 | 0 | 520213.6223 | 754507.3341 | 190654.9515 | 276522.0921 | 0 | 0 | 0 | 0 | 0 | 0 | 0 | 0 | 1741898 | ok
584 | UNDERGROUND LINE EXPENSES | LB584 | P367 |  | 168503 |  | 0 | 0 | 0 | 0 | 0 | 0 | 0 | 0 | 0 | 0 | 0 | 0 | 52893.1423 | 95558.0007 | 7144.4766 | 12907.3804 | 0 | 0 | 0 | 0 | 0 | 0 | 0 | 0 | 168503 | ok
585 | STREET LIGHTING EXPENSE | LB585 | P373 |  | 0 |  | 0 | 0 | 0 | 0 | 0 | 0 | 0 | 0 | 0 | 0 | 0 | 0 | 0 | 0 | 0 | 0 | 0 | 0 | 0 | 0 | 0 | 0 | 0 | 0 | 0 | ok
586 | METER EXPENSES | LB586 | P370 |  | 3736471 |  | 0 | 0 | 0 | 0 | 0 | 0 | 0 | 0 | 0 | 0 | 0 | 0 | 0 | 0 | 0 | 0 | 0 | 0 | 0 | 3736471 | 0 | 0 | 0 | 0 | 3736471 | ok
586 | METER EXPENSES - LOAD MANAGEMENT | LB586x | F012 |  |  |  | 0 | 0 | 0 | 0 | 0 | 0 | 0 | 0 | 0 | 0 | 0 | 0 | 0 | 0 | 0 | 0 | 0 | 0 | 0 | 0 | 0 | 0 | 0 | 0 | 0 | ok
587 | CUSTOMER INSTALLATIONS EXPENSE | LB587 | P371 |  | 0 |  | 0 | 0 | 0 | 0 | 0 | 0 | 0 | 0 | 0 | 0 | 0 | 0 | 0 | 0 | 0 | 0 | 0 | 0 | 0 | 0 | 0 | 0 | 0 | 0 | 0 | ok
588 | MISCELLANEOUS DISTRIBUTION EXP | LB588 | PDIST |  | 1539532 |  | 0 | 0 | 0 | 0 | 0 | 0 | 0 | 0 | 0 | 0 | 172492.7869 | 0 | 294980.4082 | 469423.4642 | 81091.2228 | 123230.7685 | 112092.5356 | 78392.1786 | 38931.0217 | 45158.8977 | 123738.7158 | 0 | 0 | 0 | 1539532 | ok
589 | RENTS | LB589 | PDIST |  | 0 |  | 0 | 0 | 0 | 0 | 0 | 0 | 0 | 0 | 0 | 0 | 0 | 0 | 0 | 0 | 0 | 0 | 0 | 0 | 0 | 0 | 0 | 0 | 0 | 0 | 0 | ok
Total Distribution Operation Labor Expense |  | LBDO |  |  | 9509829 | 0 | 0 | 0 | 0 | 0 | 0 | 0 | 0 | 0 | 0 | 0 | 1764504.0736 | 0 | 958611.6809 | 1457085.6652 | 307973.4893 | 455692.6305 | 123781.594 | 86566.9491 | 42990.7655 | 4175979.909 | 136642.2429 | 0 | 0 | 0 | 9509829 | ok
Labor Expenses (Continued)
Distribution Maintenance Labor Expense
590 | MAINTENANCE SUPERVISION AND EN | LB590 | F024 |  | 0 |  | 0 | 0 | 0 | 0 | 0 | 0 | 0 | 0 | 0 | 0 | 0 | 0 | 0 | 0 | 0 | 0 | 0 | 0 | 0 | 0 | 0 | 0 | 0 | 0 | 0 | ok
591 | MAINTENANCE OF STRUCTURES | LB591 | P362 |  | 0 |  | 0 | 0 | 0 | 0 | 0 | 0 | 0 | 0 | 0 | 0 | 0 | 0 | 0 | 0 | 0 | 0 | 0 | 0 | 0 | 0 | 0 | 0 | 0 | 0 | 0 | ok
592 | MAINTENANCE OF STATION EQUIPME | LB592 | P362 |  | 199000 |  | 0 | 0 | 0 | 0 | 0 | 0 | 0 | 0 | 0 | 0 | 199000 | 0 | 0 | 0 | 0 | 0 | 0 | 0 | 0 | 0 | 0 | 0 | 0 | 0 | 199000 | ok
593 | MAINTENANCE OF OVERHEAD LINES | LB593 | P365 |  | 2584023 |  | 0 | 0 | 0 | 0 | 0 | 0 | 0 | 0 | 0 | 0 | 0 | 0 | 771712.2156 | 1119275.8158 | 282827.5707 | 410207.3979 | 0 | 0 | 0 | 0 | 0 | 0 | 0 | 0 | 2584023 | ok
594 | MAINTENANCE OF UNDERGROUND LIN | LB594 | P367 |  | 403600 |  | 0 | 0 | 0 | 0 | 0 | 0 | 0 | 0 | 0 | 0 | 0 | 0 | 126690.1611 | 228881.4389 | 17112.5189 | 30915.8811 | 0 | 0 | 0 | 0 | 0 | 0 | 0 | 0 | 403600 | ok
595 | MAINTENANCE OF LINE TRANSFORME | LB595 | P368 |  | 77717 |  | 0 | 0 | 0 | 0 | 0 | 0 | 0 | 0 | 0 | 0 | 0 | 0 | 0 | 0 | 0 | 0 | 45733.3053 | 31983.6947 | 0 | 0 | 0 | 0 | 0 | 0 | 77717 | ok
596 | MAINTENANCE OF ST LIGHTS & SIG SYSTEMS | LB596 | P373 |  | 6800 |  | 0 | 0 | 0 | 0 | 0 | 0 | 0 | 0 | 0 | 0 | 0 | 0 | 0 | 0 | 0 | 0 | 0 | 0 | 0 | 0 | 6800 | 0 | 0 | 0 | 6800 | ok
597 | MAINTENANCE OF METERS | LB597 | P370 |  | 0 |  | 0 | 0 | 0 | 0 | 0 | 0 | 0 | 0 | 0 | 0 | 0 | 0 | 0 | 0 | 0 | 0 | 0 | 0 | 0 | 0 | 0 | 0 | 0 | 0 | 0 | ok
598 | MAINTENANCE OF MISC DISTR PLANT | LB598 | PDIST |  | 0 |  | 0 | 0 | 0 | 0 | 0 | 0 | 0 | 0 | 0 | 0 | 0 | 0 | 0 | 0 | 0 | 0 | 0 | 0 | 0 | 0 | 0 | 0 | 0 | 0 | 0 | ok
Total Distribution Maintenance Labor Expense |  | LBDM |  |  | 3271140 | 0 | 0 | 0 | 0 | 0 | 0 | 0 | 0 | 0 | 0 | 0 | 199000 | 0 | 898402.3767 | 1348157.2547 | 299940.0896 | 441123.279 | 45733.3053 | 31983.6947 | 0 | 0 | 6800 | 0 | 0 | 0 | 3271140 | ok
Total Distribution Operation and Maintenance Labor Expenses |  |  | PDIST |  | 12780969 | 0 | 0 | 0 | 0 | 0 | 0 | 0 | 0 | 0 | 0 | 0 | 1963504.0736 | 0 | 1857014.0576 | 2805242.9199 | 607913.579 | 896815.9095 | 169514.8992 | 118550.6438 | 42990.7655 | 4175979.909 | 143442.2429 | 0 | 0 | 0 | 12780969 | ok
Transmission and Distribution Labor Expenses |  |  |  |  | 15916386 | 0 | 0 | 0 | 0 | 0 | 0 | 0 | 3135417 | 0 | 0 | 0 | 1963504.0736 | 0 | 1857014.0576 | 2805242.9199 | 607913.579 | 896815.9095 | 169514.8992 | 118550.6438 | 42990.7655 | 4175979.909 | 143442.2429 | 0 | 0 | 0 | 15916386 | ok
Production, Transmission and Distribution Labor Expenses |  | LBSUB |  |  | 46834191 | 0 | 6084771.3261 | 6374183.0955 | 5239557.0106 | 13219293.5678 | 0 | 0 | 3135417 | 0 | 0 | 0 | 1963504.0736 | 0 | 1857014.0576 | 2805242.9199 | 607913.579 | 896815.9095 | 169514.8992 | 118550.6438 | 42990.7655 | 4175979.909 | 143442.2429 | 0 | 0 | 0 | 46834191 | ok
Customer Accounts Expense
901 | SUPERVISION/CUSTOMER ACCTS | LB901 | F025 |  | 869231.4 |  | 0 | 0 | 0 | 0 | 0 | 0 | 0 | 0 | 0 | 0 | 0 | 0 | 0 | 0 | 0 | 0 | 0 | 0 | 0 | 0 | 0 | 869231.4 | 0 | 0 | 869231.4 | ok
902 | METER READING EXPENSES | LB902 | F025 |  | 340095.28 |  | 0 | 0 | 0 | 0 | 0 | 0 | 0 | 0 | 0 | 0 | 0 | 0 | 0 | 0 | 0 | 0 | 0 | 0 | 0 | 0 | 0 | 340095.28 | 0 | 0 | 340095.28 | ok
903 | RECORDS AND COLLECTION | LB903 | F025 |  | 3084679.36 |  | 0 | 0 | 0 | 0 | 0 | 0 | 0 | 0 | 0 | 0 | 0 | 0 | 0 | 0 | 0 | 0 | 0 | 0 | 0 | 0 | 0 | 3084679.36 | 0 | 0 | 3084679.36 | ok
904 | UNCOLLECTIBLE ACCOUNTS | LB904 | F025 |  | 0 |  | 0 | 0 | 0 | 0 | 0 | 0 | 0 | 0 | 0 | 0 | 0 | 0 | 0 | 0 | 0 | 0 | 0 | 0 | 0 | 0 | 0 | 0 | 0 | 0 | 0 | ok
905 | MISC CUST ACCOUNTS | LB903 | F025 |  | 0 |  | 0 | 0 | 0 | 0 | 0 | 0 | 0 | 0 | 0 | 0 | 0 | 0 | 0 | 0 | 0 | 0 | 0 | 0 | 0 | 0 | 0 | 0 | 0 | 0 | 0 | ok
Total Customer Accounts Labor Expense |  | LBCA |  |  | 4294006.04 | 0 | 0 | 0 | 0 | 0 | 0 | 0 | 0 | 0 | 0 | 0 | 0 | 0 | 0 | 0 | 0 | 0 | 0 | 0 | 0 | 0 | 0 | 4294006.04 | 0 | 0 | 4294006.04 | ok
Customer Service Expense
907 | SUPERVISION | LB907 | F026 |  | 262520.7 |  | 0 | 0 | 0 | 0 | 0 | 0 | 0 | 0 | 0 | 0 | 0 | 0 | 0 | 0 | 0 | 0 | 0 | 0 | 0 | 0 | 0 | 0 | 262520.7 | 0 | 262520.7 | ok
908 | CUSTOMER ASSISTANCE EXPENSES | LB908 | F026 |  | 916351.68 |  | 0 | 0 | 0 | 0 | 0 | 0 | 0 | 0 | 0 | 0 | 0 | 0 | 0 | 0 | 0 | 0 | 0 | 0 | 0 | 0 | 0 | 0 | 916351.68 | 0 | 916351.68 | ok
908 | CUSTOMER ASSISTANCE EXP-LOAD MGMT | LB908x | F026 |  |  |  | 0 | 0 | 0 | 0 | 0 | 0 | 0 | 0 | 0 | 0 | 0 | 0 | 0 | 0 | 0 | 0 | 0 | 0 | 0 | 0 | 0 | 0 | 0 | 0 | 0 | ok
909 | INFORMATIONAL AND INSTRUCTIONA | LB909 | F026 |  |  |  | 0 | 0 | 0 | 0 | 0 | 0 | 0 | 0 | 0 | 0 | 0 | 0 | 0 | 0 | 0 | 0 | 0 | 0 | 0 | 0 | 0 | 0 | 0 | 0 | 0 | ok
909 | INFORM AND INSTRUC -LOAD MGMT | LB909x | F026 |  |  |  | 0 | 0 | 0 | 0 | 0 | 0 | 0 | 0 | 0 | 0 | 0 | 0 | 0 | 0 | 0 | 0 | 0 | 0 | 0 | 0 | 0 | 0 | 0 | 0 | 0 | ok
910 | MISCELLANEOUS CUSTOMER SERVICE | LB910 | F026 |  |  |  | 0 | 0 | 0 | 0 | 0 | 0 | 0 | 0 | 0 | 0 | 0 | 0 | 0 | 0 | 0 | 0 | 0 | 0 | 0 | 0 | 0 | 0 | 0 | 0 | 0 | ok
911 | DEMONSTRATION AND SELLING EXP | LB911 | F026 |  |  |  | 0 | 0 | 0 | 0 | 0 | 0 | 0 | 0 | 0 | 0 | 0 | 0 | 0 | 0 | 0 | 0 | 0 | 0 | 0 | 0 | 0 | 0 | 0 | 0 | 0 | ok
912 | DEMONSTRATION AND SELLING EXP | LB912 | F026 |  |  |  | 0 | 0 | 0 | 0 | 0 | 0 | 0 | 0 | 0 | 0 | 0 | 0 | 0 | 0 | 0 | 0 | 0 | 0 | 0 | 0 | 0 | 0 | 0 | 0 | 0 | ok
913 | WATER HEATER - HEAT PUMP PROGRAM | LB913 | F026 |  |  |  | 0 | 0 | 0 | 0 | 0 | 0 | 0 | 0 | 0 | 0 | 0 | 0 | 0 | 0 | 0 | 0 | 0 | 0 | 0 | 0 | 0 | 0 | 0 | 0 | 0 | ok
915 | MDSE-JOBBING-CONTRACT | LB915 | F026 |  |  |  | 0 | 0 | 0 | 0 | 0 | 0 | 0 | 0 | 0 | 0 | 0 | 0 | 0 | 0 | 0 | 0 | 0 | 0 | 0 | 0 | 0 | 0 | 0 | 0 | 0 | ok
916 | MISC SALES EXPENSE | LB916 | F026 |  |  |  | 0 | 0 | 0 | 0 | 0 | 0 | 0 | 0 | 0 | 0 | 0 | 0 | 0 | 0 | 0 | 0 | 0 | 0 | 0 | 0 | 0 | 0 | 0 | 0 | 0 | ok
Total Customer Service Labor Expense |  | LBCS |  |  | 1178872.38 | 0 | 0 | 0 | 0 | 0 | 0 | 0 | 0 | 0 | 0 | 0 | 0 | 0 | 0 | 0 | 0 | 0 | 0 | 0 | 0 | 0 | 0 | 0 | 1178872.38 | 0 | 1178872.38 | ok
Sub-Total Labor Exp |  | LBSUB7 |  |  | 52307069.42 |  | 6084771.3261 | 6374183.0955 | 5239557.0106 | 13219293.5678 | 0 | 0 | 3135417 | 0 | 0 | 0 | 1963504.0736 | 0 | 1857014.0576 | 2805242.9199 | 607913.579 | 896815.9095 | 169514.8992 | 118550.6438 | 42990.7655 | 4175979.909 | 143442.2429 | 4294006.04 | 1178872.38 | 0 | 52307069.42 | ok
Labor Expenses (Continued)
Administrative and General Expense
920 | ADMIN. & GEN. SALARIES- | LB920 | LBSUB7 |  | 21224500.22 |  | 2469001.452 | 2586435.2948 | 2126041.0908 | 5363957.5367 | 0 | 0 | 1272249.8038 | 0 | 0 | 0 | 796725.8174 | 0 | 753515.6473 | 1138275.9468 | 246671.4735 | 363898.6026 | 68783.6091 | 48103.9789 | 17444.2484 | 1694476.2435 | 58204.1768 | 1742367.3922 | 478347.9053 | 0 | 21224500.22 | ok
921 | OFFICE SUPPLIES AND EXPENSES | LB920 | LBSUB7 |  |  |  | 0 | 0 | 0 | 0 | 0 | 0 | 0 | 0 | 0 | 0 | 0 | 0 | 0 | 0 | 0 | 0 | 0 | 0 | 0 | 0 | 0 | 0 | 0 | 0 | 0 | ok
922 | ADMIN. EXPENSES TRANSFERRED - CREDIT | LB922 | LBSUB7 |  | -2423558.28 |  | -281927.4353 | -295336.8329 | -242765.8807 | -612493.2774 | 0 | 0 | -145274.165 | 0 | 0 | 0 | -90975.591 | 0 | -86041.5589 | -129976.1157 | -28166.6322 | -41552.4258 | -7854.1819 | -5492.8406 | -1991.9033 | -193486.8613 | -6646.1501 | -198955.3995 | -54621.0283 | 0 | -2423558.28 | ok
923 | OUTSIDE SERVICES EMPLOYED | LB923 | LBSUB7 |  |  |  | 0 | 0 | 0 | 0 | 0 | 0 | 0 | 0 | 0 | 0 | 0 | 0 | 0 | 0 | 0 | 0 | 0 | 0 | 0 | 0 | 0 | 0 | 0 | 0 | 0 | ok
924 | PROPERTY INSURANCE | LB924 | TUP |  |  |  | 0 | 0 | 0 | 0 | 0 | 0 | 0 | 0 | 0 | 0 | 0 | 0 | 0 | 0 | 0 | 0 | 0 | 0 | 0 | 0 | 0 | 0 | 0 | 0 | 0 | ok
925 | INJURIES AND DAMAGES | LB925 | LBSUB7 |  |  |  | 0 | 0 | 0 | 0 | 0 | 0 | 0 | 0 | 0 | 0 | 0 | 0 | 0 | 0 | 0 | 0 | 0 | 0 | 0 | 0 | 0 | 0 | 0 | 0 | 0 | ok
926 | EMPLOYEE BENEFITS | LB926 | LBSUB7 |  |  |  | 0 | 0 | 0 | 0 | 0 | 0 | 0 | 0 | 0 | 0 | 0 | 0 | 0 | 0 | 0 | 0 | 0 | 0 | 0 | 0 | 0 | 0 | 0 | 0 | 0 | ok
928 | REGULATORY COMMISSION FEES | LB928 | TUP |  |  |  | 0 | 0 | 0 | 0 | 0 | 0 | 0 | 0 | 0 | 0 | 0 | 0 | 0 | 0 | 0 | 0 | 0 | 0 | 0 | 0 | 0 | 0 | 0 | 0 | 0 | ok
929 | DUPLICATE CHARGES-CR | LB929 | LBSUB7 |  |  |  | 0 | 0 | 0 | 0 | 0 | 0 | 0 | 0 | 0 | 0 | 0 | 0 | 0 | 0 | 0 | 0 | 0 | 0 | 0 | 0 | 0 | 0 | 0 | 0 | 0 | ok
930 | MISCELLANEOUS GENERAL EXPENSES | LB930 | LBSUB7 |  |  |  | 0 | 0 | 0 | 0 | 0 | 0 | 0 | 0 | 0 | 0 | 0 | 0 | 0 | 0 | 0 | 0 | 0 | 0 | 0 | 0 | 0 | 0 | 0 | 0 | 0 | ok
931 | RENTS AND LEASES | LB931 | PGP |  |  |  | 0 | 0 | 0 | 0 | 0 | 0 | 0 | 0 | 0 | 0 | 0 | 0 | 0 | 0 | 0 | 0 | 0 | 0 | 0 | 0 | 0 | 0 | 0 | 0 | 0 | ok
935 | MAINTENANCE OF GENERAL PLANT | LB932 | PGP |  | 430712.8 |  | 83058.2535 | 87008.7776 | 71520.9218 | 0 | 0 | 0 | 46338.5337 | 0 | 0 | 0 | 15998.1144 | 0 | 27358.4213 | 43537.4165 | 7520.9328 | 11429.2312 | 10396.1983 | 7270.6057 | 3610.7187 | 4188.3329 | 11476.3415 | 0 | 0 | 0 | 430712.8 | ok
Total Administrative and General Expense |  | LBAG |  |  | 19231654.74 | 0 | 2270132.2702 | 2378107.2395 | 1954796.1319 | 4751464.2592 | 0 | 0 | 1173314.1725 | 0 | 0 | 0 | 721748.3408 | 0 | 694832.5097 | 1051837.2476 | 226025.7741 | 333775.4079 | 71325.6255 | 49881.7441 | 19063.0638 | 1505177.7151 | 63034.3682 | 1543411.9927 | 423726.877 | 0 | 19231654.74 | ok
Total Operation and Maintenance Expenses |  | TLB |  |  | 71538724.16 |  | 8354903.5963 | 8752290.3351 | 7194353.1425 | 17970757.827 | 0 | 0 | 4308731.1725 | 0 | 0 | 0 | 2685252.4144 | 0 | 2551846.5673 | 3857080.1675 | 833939.3531 | 1230591.3174 | 240840.5247 | 168432.3879 | 62053.8294 | 5681157.624 | 206476.6111 | 5837418.0327 | 1602599.257 | 0 | 71538724.16 | ok
Operation and Maintenance Expenses Less Purchase Power |  | LBLPP |  |  | 71538724.16 | 0 | 8354903.5963 | 8752290.3351 | 7194353.1425 | 17970757.827 | 0 | 0 | 4308731.1725 | 0 | 0 | 0 | 2685252.4144 | 0 | 2551846.5673 | 3857080.1675 | 833939.3531 | 1230591.3174 | 240840.5247 | 168432.3879 | 62053.8294 | 5681157.624 | 206476.6111 | 5837418.0327 | 1602599.257 | 0 | 71538724.16 | ok
Other Expenses
Depreciation Expenses
Steam Production |  | DEPRTP | PPRTL |  | 51173948.9153 |  | 17593670.4165 | 18430483.3407 | 15149795.1581 | 0 | 0 | 0 | 0 | 0 | 0 | 0 | 0 | 0 | 0 | 0 | 0 | 0 | 0 | 0 | 0 | 0 | 0 | 0 | 0 | 0 | 51173948.9153 | ok
Hydraulic Production |  | DEPRDP1 | PPRTL |  | 4023932.7832 |  | 1383433.3419 | 1449233.9891 | 1191265.4522 | 0 | 0 | 0 | 0 | 0 | 0 | 0 | 0 | 0 | 0 | 0 | 0 | 0 | 0 | 0 | 0 | 0 | 0 | 0 | 0 | 0 | 4023932.7832 | ok
Other Production |  | DEPRDP2 | PPRTL |  | 16258222 |  | 5589597.9398 | 5855457.6317 | 4813166.4285 | 0 | 0 | 0 | 0 | 0 | 0 | 0 | 0 | 0 | 0 | 0 | 0 | 0 | 0 | 0 | 0 | 0 | 0 | 0 | 0 | 0 | 16258222 | ok
Transmission - Kentucky System Property |  | DEPRDP3 | PTRAN |  | 9613104.5034 |  | 0 | 0 | 0 | 0 | 0 | 0 | 9613104.5034 | 0 | 0 | 0 | 0 | 0 | 0 | 0 | 0 | 0 | 0 | 0 | 0 | 0 | 0 | 0 | 0 | 0 | 9613104.5034 | ok
Transmission - Virginia Property |  | DEPRDP4 | PTRAN |  |  |  | 0 | 0 | 0 | 0 | 0 | 0 | 0 | 0 | 0 | 0 | 0 | 0 | 0 | 0 | 0 | 0 | 0 | 0 | 0 | 0 | 0 | 0 | 0 | 0 | 0 | ok
Distribution |  | DEPRDP5 | PDIST |  | 37717920.3037 |  | 0 | 0 | 0 | 0 | 0 | 0 | 0 | 0 | 0 | 0 | 4226004.5195 | 0 | 7226902.4154 | 11500687.7485 | 1986702.6328 | 3019104.7062 | 2746222.4386 | 1920577.1273 | 953794.5117 | 1106374.9922 | 3031549.2114 | 0 | 0 | 0 | 37717920.3037 | ok
General & Common Plant |  | DEPRDP6 | PGP |  | 20055398 |  | 3867464.1916 | 4051413.5292 | 3330248.2596 | 0 | 0 | 0 | 2157673.8292 | 0 | 0 | 0 | 744924.5816 | 0 | 1273897.6575 | 2027244.6396 | 350199.2534 | 532182.4195 | 484081.0254 | 338543.2047 | 168126.8854 | 195022.491 | 534376.0324 | 0 | 0 | 0 | 20055398 | ok
Intangible Plant |  | DEPRAADJ | PINT |  |  |  | 0 | 0 | 0 | 0 | 0 | 0 | 0 | 0 | 0 | 0 | 0 | 0 | 0 | 0 | 0 | 0 | 0 | 0 | 0 | 0 | 0 | 0 | 0 | 0 | 0 | ok
Total Depreciation Expense |  | TDEPR |  |  | 138842526.5056 |  | 28434165.8897 | 29786588.4908 | 24484475.2984 | 0 | 0 | 0 | 11770778.3327 | 0 | 0 | 0 | 4970929.1011 | 0 | 8500800.0729 | 13527932.3881 | 2336901.8862 | 3551287.1257 | 3230303.464 | 2259120.332 | 1121921.3971 | 1301397.4832 | 3565925.2438 | 0 | 0 | 0 | 138842526.5056 | ok
Regulatory Credits
| Production | RCTNP | F017 |  | 0 |  | 0 | 0 | 0 | 0 | 0 | 0 | 0 | 0 | 0 | 0 | 0 | 0 | 0 | 0 | 0 | 0 | 0 | 0 | 0 | 0 | 0 | 0 | 0 | 0 | 0 | ok
| Transmission | RCTNT | PTRAN |  | 0 |  | 0 | 0 | 0 | 0 | 0 | 0 | 0 | 0 | 0 | 0 | 0 | 0 | 0 | 0 | 0 | 0 | 0 | 0 | 0 | 0 | 0 | 0 | 0 | 0 | 0 | ok
| Distribution | RDTND | PDIST |  | 0 |  | 0 | 0 | 0 | 0 | 0 | 0 | 0 | 0 | 0 | 0 | 0 | 0 | 0 | 0 | 0 | 0 | 0 | 0 | 0 | 0 | 0 | 0 | 0 | 0 | 0 | ok
| Common | RCTNC | PGP |  | 0 |  | 0 | 0 | 0 | 0 | 0 | 0 | 0 | 0 | 0 | 0 | 0 | 0 | 0 | 0 | 0 | 0 | 0 | 0 | 0 | 0 | 0 | 0 | 0 | 0 | 0 | ok
Total Regulatory Credits |  | TRCTN |  |  | 0 |  | 0 | 0 | 0 | 0 | 0 | 0 | 0 | 0 | 0 | 0 | 0 | 0 | 0 | 0 | 0 | 0 | 0 | 0 | 0 | 0 | 0 | 0 | 0 | 0 | 0 | ok
Accretion Expense
| Production | ACRTNP | F017 |  | 0 |  | 0 | 0 | 0 | 0 | 0 | 0 | 0 | 0 | 0 | 0 | 0 | 0 | 0 | 0 | 0 | 0 | 0 | 0 | 0 | 0 | 0 | 0 | 0 | 0 | 0 | ok
| Transmission | ACRTNT | PTRAN |  | 0 |  | 0 | 0 | 0 | 0 | 0 | 0 | 0 | 0 | 0 | 0 | 0 | 0 | 0 | 0 | 0 | 0 | 0 | 0 | 0 | 0 | 0 | 0 | 0 | 0 | 0 | ok
| Distribution | ACRTND | PDIST |  | 0 |  | 0 | 0 | 0 | 0 | 0 | 0 | 0 | 0 | 0 | 0 | 0 | 0 | 0 | 0 | 0 | 0 | 0 | 0 | 0 | 0 | 0 | 0 | 0 | 0 | 0 | ok
| Common | ACRTNC | PGP |  | 0 |  | 0 | 0 | 0 | 0 | 0 | 0 | 0 | 0 | 0 | 0 | 0 | 0 | 0 | 0 | 0 | 0 | 0 | 0 | 0 | 0 | 0 | 0 | 0 | 0 | 0 | ok
Total Accretion Expense |  | TACRTN |  |  | 0 |  | 0 | 0 | 0 | 0 | 0 | 0 | 0 | 0 | 0 | 0 | 0 | 0 | 0 | 0 | 0 | 0 | 0 | 0 | 0 | 0 | 0 | 0 | 0 | 0 | 0 | ok
Property Taxes & Other |  | PTAX | TUP |  | 32529208.9188 |  | 6289766.8709 | 6588928.9038 | 5416077.3409 | 0 | 0 | 0 | 3464936.7094 | 0 | 0 | 0 | 1206640.0129 | 0 | 2063478.5372 | 3283761.2808 | 567258.0045 | 862037.0672 | 784121.7073 | 548377.3619 | 272334.4513 | 315900.3567 | 865590.3142 | 0 | 0 | 0 | 32529208.9188 | ok
Amortization of Investment Tax Credit |  | OTAX | TUP |  | -1002535 | 600157 | -193847.6723 | -203067.7062 | -166920.9697 | 0 | 0 | 0 | -106787.7283 | 0 | 0 | 0 | -37188.0807 | 0 | -63595.4431 | -101203.9864 | -17482.6263 | -26567.5791 | -24166.2642 | -16900.7337 | -8393.2204 | -9735.9012 | -26677.0885 | 0 | 0 | 0 | -1002535 | ok
Gain on Disposition of Allowances |  | OT | TUP |  | 0 | 600157 | 0 | 0 | 0 | 0 | 0 | 0 | 0 | 0 | 0 | 0 | 0 | 0 | 0 | 0 | 0 | 0 | 0 | 0 | 0 | 0 | 0 | 0 | 0 | 0 | 0 | ok
Interest |  | INTLTD | TUP |  | 62185554.1838 |  | 12024043.9763 | 12595947.1189 | 10353826.058 | 0 | 0 | 0 | 6623862.573 | 0 | 0 | 0 | 2306713.8857 | 0 | 3944718.0133 | 6277512.4831 | 1084417.8062 | 1647942.0966 | 1498992.5835 | 1048323.992 | 520617.2956 | 603901.5211 | 1654734.7806 | 0 | 0 | 0 | 62185554.1838 | ok
Other Deductions |  | DEDUCT | TUP |  | 0 |  | 0 | 0 | 0 | 0 | 0 | 0 | 0 | 0 | 0 | 0 | 0 | 0 | 0 | 0 | 0 | 0 | 0 | 0 | 0 | 0 | 0 | 0 | 0 | 0 | 0 | ok
Total Other Expenses |  | TOE |  |  | 232554754.6083 |  | 46554129.0647 | 48768396.8073 | 40087457.7276 | 0 | 0 | 0 | 21752789.8868 | 0 | 0 | 0 | 8447094.919 | 0 | 14445401.1803 | 22988002.1655 | 3971095.0705 | 6034698.7104 | 5489251.4906 | 3838920.9521 | 1906479.9236 | 2211463.4597 | 6059573.25 | 0 | 0 | 0 | 232554754.6083 | ok
Total Cost of Service (O&M + Other Expenses) |  |  |  |  | 918176657.4265 | 0 | 79777528.7579 | 83572010.8386 | 68695911.1028 | 465540988.3589 | 0 | 0 | 43904484.4386 | 0 | 0 | 0 | 16636359.3933 | 0 | 28675558.8581 | 44288718.518 | 8756585.0863 | 13064839.3186 | 6609247.6827 | 4622192.9256 | 2202288.5573 | 19382672.0834 | 7365717.808 | 20585101.3985 | 4496452.3 | 0 | 918176657.4265 | ok
External Functional Vectors
Station Equipment |  | F001 |  |  | 1 |  | 0 | 0 | 0 | 0 | 0 | 0 | 0 | 0 | 0 | 0 | 1 | 0 | 0 | 0 | 0 | 0 | 0 | 0 | 0 | 0 | 0 | 0 | 0 | 0 | 1 | ok
Poles, Towers and Fixtures |  | F002 |  |  | 1 |  | 0 | 0 | 0 | 0 | 0 | 0 | 0 | 0 | 0 | 0 | 0 | 0 | 0.29865 | 0.43315 | 0.10945 | 0.15875 | 0 | 0 | 0 | 0 | 0 | 0 | 0 | 0 | 1 | ok
Overhead Conductors and Devices |  | F003 |  |  | 1 |  | 0 | 0 | 0 | 0 | 0 | 0 | 0 | 0 | 0 | 0 | 0 | 0 | 0.29865 | 0.43315 | 0.10945 | 0.15875 | 0 | 0 | 0 | 0 | 0 | 0 | 0 | 0 | 1 | ok
Underground Conductors and Devices |  | F004 |  |  | 1 |  | 0 | 0 | 0 | 0 | 0 | 0 | 0 | 0 | 0 | 0 | 0 | 0 | 0.3139 | 0.5671 | 0.0424 | 0.0766 | 0 | 0 | 0 | 0 | 0 | 0 | 0 | 0 | 1 | ok
Line Transformers |  | F005 |  |  | 1 |  | 0 | 0 | 0 | 0 | 0 | 0 | 0 | 0 | 0 | 0 | 0 | 0 | 0 | 0 | 0 | 0 | 0.58846 | 0.41154 | 0 | 0 | 0 | 0 | 0 | 0 | 1 | ok
Services |  | F006 |  |  | 1 |  | 0 | 0 | 0 | 0 | 0 | 0 | 0 | 0 | 0 | 0 | 0 | 0 | 0 | 0 | 0 | 0 | 0 | 0 | 1 | 0 | 0 | 0 | 0 | 0 | 1 | ok
Meters |  | F007 |  |  | 1 |  | 0 | 0 | 0 | 0 | 0 | 0 | 0 | 0 | 0 | 0 | 0 | 0 | 0 | 0 | 0 | 0 | 0 | 0 | 0 | 1 | 0 | 0 | 0 | 0 | 1 | ok
Street Lighting |  | F008 |  |  | 1 |  | 0 | 0 | 0 | 0 | 0 | 0 | 0 | 0 | 0 | 0 | 0 | 0 | 0 | 0 | 0 | 0 | 0 | 0 | 0 | 0 | 1 | 0 | 0 | 0 | 1 | ok
Meter Reading |  | F009 |  |  | 1 |  | 0 | 0 | 0 | 0 | 0 | 0 | 0 | 0 | 0 | 0 | 0 | 0 | 0 | 0 | 0 | 0 | 0 | 0 | 0 | 0 | 0 | 0 | 1 | 0 | 1 | ok
Billing |  | F010 |  |  | 1 |  | 0 | 0 | 0 | 0 | 0 | 0 | 0 | 0 | 0 | 0 | 0 | 0 | 0 | 0 | 0 | 0 | 0 | 0 | 0 | 0 | 0 | 0 | 1 | 0 | 1 | ok
Transmission |  | F011 |  |  | 1 |  | 0 | 0 | 0 | 0 | 0 | 0 | 1 | 0 | 0 | 0 | 0 | 0 | 0 | 0 | 0 | 0 | 0 | 0 | 0 | 0 | 0 | 0 | 0 | 0 | 1 | ok
Load Management |  | F012 |  |  | 1 |  | 0 | 0 | 0 | 0 | 0 | 0 | 0 | 0 | 0 | 0 | 0 | 0 | 0 | 0 | 0 | 0 | 0 | 0 | 0 | 0 | 0 | 0 | 0 | 1 | 1 | ok
Production Plant |  | F017 |  |  | 1 |  | 0.3438 | 0.36015 | 0.29605 | 0 | 0 | 0 | 0 | 0 | 0 | 0 | 0 | 0 | 0 | 0 | 0 | 0 | 0 | 0 | 0 | 0 | 0 | 0 | 0 | 0 | 1 | ok
Provar |  | PROVAR |  |  | 1 |  | 0 | 0 | 0 | 1 | 0 | 0 | 0 | 0 | 0 | 0 | 0 | 0 | 0 | 0 | 0 | 0 | 0 | 0 | 0 | 0 | 0 | 0 | 0 | 0 | 1 | ok
Fuel |  | F018 |  |  | 1 |  | 0 | 0 | 0 | 1 | 0 | 0 | 0 | 0 | 0 | 0 | 0 | 0 | 0 | 0 | 0 | 0 | 0 | 0 | 0 | 0 | 0 | 0 | 0 | 0 | 1 | ok
Steam Generation Operation Labor |  | F019 |  |  | 14184336 |  | 4124450.8606 | 4320623.3308 | 3551537.8087 | 2187724 | 0 | 0 | 0 | 0 | 0 | 0 | 0 | 0 | 0 | 0 | 0 | 0 | 0 | 0 | 0 | 0 | 0 | 0 | 0 | 0 | 14184336 | ok
PROFIX |  | PROFIX |  |  | 1 |  | 0.3438 | 0.36015 | 0.29605 | 0 | 0 | 0 | 0 | 0 | 0 | 0 | 0 | 0 | 0 | 0 | 0 | 0 | 0 | 0 | 0 | 0 | 0 | 0 | 0 | 0 | 1 | ok
Steam Generation Maintenance Labor |  | F020 |  |  | 7005990 |  | 0 | 0 | 0 | 7005990 | 0 | 0 | 0 | 0 | 0 | 0 | 0 | 0 | 0 | 0 | 0 | 0 | 0 | 0 | 0 | 0 | 0 | 0 | 0 | 0 | 7005990 | ok
Hydraulic Generation Operation Labor |  | F021 |  |  | 240588 |  | 82714.4684 | 86648.641 | 71224.8907 | 0 | 0 | 0 | 0 | 0 | 0 | 0 | 0 | 0 | 0 | 0 | 0 | 0 | 0 | 0 | 0 | 0 | 0 | 0 | 0 | 0 | 240588 | ok
Hydraulic Generation Maintenance Labor |  | F022 |  |  | 244786 |  | 32229.9971 | 33762.962 | 27753.0409 | 151040 | 0 | 0 | 0 | 0 | 0 | 0 | 0 | 0 | 0 | 0 | 0 | 0 | 0 | 0 | 0 | 0 | 0 | 0 | 0 | 0 | 244786 | ok
Distribution Operation Labor |  | F023 |  |  | 8611788 |  | 0 | 0 | 0 | 0 | 0 | 0 | 0 | 0 | 0 | 0 | 1597876.7869 | 0 | 868087.1728 | 1319488.799 | 278890.6509 | 412660.241 | 112092.5356 | 78392.1786 | 38931.0217 | 3781629.8977 | 123738.7158 | 0 | 0 | 0 | 8611788 | ok
Distribution Maintenance Labor |  | F024 |  |  | 3271140 |  | 0 | 0 | 0 | 0 | 0 | 0 | 0 | 0 | 0 | 0 | 199000 | 0 | 898402.3767 | 1348157.2547 | 299940.0896 | 441123.279 | 45733.3053 | 31983.6947 | 0 | 0 | 6800 | 0 | 0 | 0 | 3271140 | ok
Customer Accounts Expense |  | F025 |  |  | 1 |  | 0 | 0 | 0 | 0 | 0 | 0 | 0 | 0 | 0 | 0 | 0 | 0 | 0 | 0 | 0 | 0 | 0 | 0 | 0 | 0 | 0 | 1 | 0 | 0 | 1 | ok
Customer Service Expense |  | F026 |  |  | 1 |  | 0 | 0 | 0 | 0 | 0 | 0 | 0 | 0 | 0 | 0 | 0 | 0 | 0 | 0 | 0 | 0 | 0 | 0 | 0 | 0 | 0 | 0 | 1 | 0 | 1 | ok
Customer Advances |  | F027 |  |  | 857428693 | 0 | 0 | 0 | 0 | 0 | 0 | 0 | 0 | 0 | 0 | 0 | 0 | 0 | 261090031.1142 | 415491278.2108 | 71774630.7337 | 109072752.9413 | 0 | 0 | 0 | 0 | 0 | 0 | 0 | 0 | 857428693 | ok
Purchase Power Demand |  |  | F017 |  | 20765365.72 |  | 7139159.8323 | 7478721.7926 | 6147484.0951 | 0 | 0 | 0 | 0 | 0 | 0 | 0 | 0 | 0 | 0 | 0 | 0 | 0 | 0 | 0 | 0 | 0 | 0 | 0 | 0 | 0 | 20765365.72 | ok
Purchase Power Energy |  |  | F018 |  | 48301061.92 |  | 0 | 0 | 0 | 48301061.92 | 0 | 0 | 0 | 0 | 0 | 0 | 0 | 0 | 0 | 0 | 0 | 0 | 0 | 0 | 0 | 0 | 0 | 0 | 0 | 0 | 48301061.92 | ok
Purchased Power Expenses |  | OMPP |  |  | 69066427.64 |  | 7139159.8323 | 7478721.7926 | 6147484.0951 | 48301061.92 | 0 | 0 | 0 | 0 | 0 | 0 | 0 | 0 | 0 | 0 | 0 | 0 | 0 | 0 | 0 | 0 | 0 | 0 | 0 | 0 | 69066427.64 | ok
Intallations on Customer Premises - Plant in Service |  | F013 |  |  | 1 |  | 0 | 0 | 0 | 0 | 0 | 0 | 0 | 0 | 0 | 0 | 0 | 0 | 0 | 0 | 0 | 0 | 0 | 0 | 0 | 0 | 0 | 1 | 0 | 0 | 1 | ok
Intallations on Customer Premises - Accum Depr |  | F014 |  |  | 1 |  | 0 | 0 | 0 | 0 | 0 | 0 | 0 | 0 | 0 | 0 | 0 | 0 | 0 | 0 | 0 | 0 | 0 | 0 | 0 | 0 | 0 | 1 | 0 | 0 | 1 | ok
Generators -Energy |  | F015 |  |  | 1 |  | 0 | 0 | 0 | 0 | 0 | 1 | 0 | 0 | 0 | 0 | 0 | 0 | 0 | 0 | 0 | 0 | 0 | 0 | 0 | 0 | 0 | 0 | 0 | 0 | 1 | ok
Generators - Demand |  | F016 |  |  | 1 |  | 1 | 0 | 0 | 0 | 0 | 0 | 0 | 0 | 0 | 0 | 0 | 0 | 0 | 0 | 0 | 0 | 0 | 0 | 0 | 0 | 0 | 0 | 0 | 0 | 1 | ok
|  | Energy |  |  | 1 |  | 0 | 0 | 0 | 1 | 0 | 0 | 0 | 0 | 0 | 0 | 0 | 0 | 0 | 0 | 0 | 0 | 0 | 0 | 0 | 0 | 0 | 0 | 0 | 0 | 1 | ok
Internally Generated Functional Vectors
Total Prod, Trans, and Dist Plant |  |  | PT&D |  | 1 |  | 0.19284 | 0.20201 | 0.16605 | 0 | 0 | 0 | 0.10759 | 0 | 0 | 0 | 0.037143 | 0 | 0.063519 | 0.10108 | 0.017462 | 0.026536 | 0.024137 | 0.01688 | 0.0083831 | 0.0097242 | 0.026645 | 0 | 0 | 0 | 1 | ok
Total Distribution Plant |  |  | PDIST |  | 1 |  | 0 | 0 | 0 | 0 | 0 | 0 | 0 | 0 | 0 | 0 | 0.11204 | 0 | 0.1916 | 0.30491 | 0.052673 | 0.080044 | 0.072809 | 0.050919 | 0.025288 | 0.029333 | 0.080374 | 0 | 0 | 0 | 1 | ok
Total Transmission Plant |  |  | PTRAN |  | 1 |  | 0 | 0 | 0 | 0 | 0 | 0 | 1 | 0 | 0 | 0 | 0 | 0 | 0 | 0 | 0 | 0 | 0 | 0 | 0 | 0 | 0 | 0 | 0 | 0 | 1 | ok
Operation and Maintenance Expenses Less Purchase Power |  |  | OMLPP |  | 1 |  | 0.043769 | 0.045851 | 0.037689 | 0.67727 | 0 | 0 | 0.035068 | 0 | 0 | 0 | 0.012964 | 0 | 0.022527 | 0.033721 | 0.0075758 | 0.011129 | 0.001773 | 0.00124 | 0.00046829 | 0.027183 | 0.0020677 | 0.032588 | 0.0071182 | 0 | 1 | ok
Total Plant in Service |  |  | TPIS |  | 1 |  | 0.19272 | 0.20188 | 0.16595 | 0 | 0 | 0 | 0.10751 | 0 | 0 | 0 | 0.037192 | 0 | 0.063602 | 0.10121 | 0.017484 | 0.02657 | 0.024169 | 0.016902 | 0.0083941 | 0.0097369 | 0.02668 | 0 | 0 | 0 | 1 | ok
Total Operation and Maintenance Expenses (Labor) |  |  | TLB |  | 1 |  | 0.11679 | 0.12234 | 0.10057 | 0.2512 | 0 | 0 | 0.060229 | 0 | 0 | 0 | 0.037536 | 0 | 0.035671 | 0.053916 | 0.011657 | 0.017202 | 0.0033666 | 0.0023544 | 0.00086742 | 0.079414 | 0.0028862 | 0.081598 | 0.022402 | 0 | 1 | ok
Sub-Total Prod, Trans, Dist, Cust Acct and Cust Service |  |  | OMSUB2 |  | 1 |  | 0.037456 | 0.039238 | 0.032253 | 0.74511 | 0 | 0 | 0.027629 | 0 | 0 | 0 | 0.0081778 | 0 | 0.018219 | 0.027128 | 0.00622 | 0.0091164 | 0.0011258 | 0.00078731 | 0.00027587 | 0.01788 | 0.0014718 | 0.023416 | 0.0044957 | 0 | 1 | ok
Total Steam Power Operation Expenses (Labor) |  |  | LBSUB1 |  | 1 |  | 0.29078 | 0.30461 | 0.25038 | 0.15424 | 0 | 0 | 0 | 0 | 0 | 0 | 0 | 0 | 0 | 0 | 0 | 0 | 0 | 0 | 0 | 0 | 0 | 0 | 0 | 0 | 1 | ok
Total Steam Power Generation Maintenance Expense (Labor) |  |  | LBSUB2 |  | 1 |  | 0 | 0 | 0 | 1 | 0 | 0 | 0 | 0 | 0 | 0 | 0 | 0 | 0 | 0 | 0 | 0 | 0 | 0 | 0 | 0 | 0 | 0 | 0 | 0 | 1 | ok
Total Hydraulic Power Operation Expenses (Labor) |  |  | LBSUB3 |  | 1 |  | 0.3438 | 0.36015 | 0.29605 | 0 | 0 | 0 | 0 | 0 | 0 | 0 | 0 | 0 | 0 | 0 | 0 | 0 | 0 | 0 | 0 | 0 | 0 | 0 | 0 | 0 | 1 | ok
Total Hydraulic Power Generation Maint. Expense (Labor) |  |  | LBSUB4 |  | 1 |  | 0.13167 | 0.13793 | 0.11338 | 0.61703 | 0 | 0 | 0 | 0 | 0 | 0 | 0 | 0 | 0 | 0 | 0 | 0 | 0 | 0 | 0 | 0 | 0 | 0 | 0 | 0 | 1 | ok
Total Other Power Generation Expenses (Labor) |  |  | LBSUB5 |  | 1 |  | 0.3438 | 0.36015 | 0.29605 | 0 | 0 | 0 | 0 | 0 | 0 | 0 | 0 | 0 | 0 | 0 | 0 | 0 | 0 | 0 | 0 | 0 | 0 | 0 | 0 | 0 | 1 | ok
Total Transmission Labor Expenses |  |  | LBTRAN |  | 1 |  | 0 | 0 | 0 | 0 | 0 | 0 | 1 | 0 | 0 | 0 | 0 | 0 | 0 | 0 | 0 | 0 | 0 | 0 | 0 | 0 | 0 | 0 | 0 | 0 | 1 | ok
Total Distribution Operation Labor Expense |  |  | LBDO |  | 1 |  | 0 | 0 | 0 | 0 | 0 | 0 | 0 | 0 | 0 | 0 | 0.18555 | 0 | 0.1008 | 0.15322 | 0.032385 | 0.047918 | 0.013016 | 0.0091029 | 0.0045207 | 0.43912 | 0.014369 | 0 | 0 | 0 | 1 | ok
Total Distribution Maintenance Labor Expense |  |  | LBDM |  | 1 |  | 0 | 0 | 0 | 0 | 0 | 0 | 0 | 0 | 0 | 0 | 0.060835 | 0 | 0.27465 | 0.41214 | 0.091693 | 0.13485 | 0.013981 | 0.0097775 | 0 | 0 | 0.0020788 | 0 | 0 | 0 | 1 | ok
Sub-Total Labor Exp |  |  | LBSUB7 |  | 1 |  | 0.11633 | 0.12186 | 0.10017 | 0.25272 | 0 | 0 | 0.059943 | 0 | 0 | 0 | 0.037538 | 0 | 0.035502 | 0.05363 | 0.011622 | 0.017145 | 0.0032408 | 0.0022664 | 0.00082189 | 0.079836 | 0.0027423 | 0.082092 | 0.022538 | 0 | 1 | ok
Total General Plant |  |  | PGP |  | 1 |  | 0.19284 | 0.20201 | 0.16605 | 0 | 0 | 0 | 0.10759 | 0 | 0 | 0 | 0.037143 | 0 | 0.063519 | 0.10108 | 0.017462 | 0.026536 | 0.024137 | 0.01688 | 0.0083831 | 0.0097242 | 0.026645 | 0 | 0 | 0 | 1 | ok
Total Production Plant |  |  | PPRTL |  | 1 |  | 0.3438 | 0.36015 | 0.29605 | 0 | 0 | 0 | 0 | 0 | 0 | 0 | 0 | 0 | 0 | 0 | 0 | 0 | 0 | 0 | 0 | 0 | 0 | 0 | 0 | 0 | 1 | ok
Total Intangible Plant |  |  | PINT |  | 1 |  | 0.19284 | 0.20201 | 0.16605 | 0 | 0 | 0 | 0.10759 | 0 | 0 | 0 | 0.037143 | 0 | 0.063519 | 0.10108 | 0.017462 | 0.026536 | 0.024137 | 0.01688 | 0.0083831 | 0.0097242 | 0.026645 | 0 | 0 | 0 | 1 | ok

## Allocation ProForma
|  |  | 1 | 2 | 3 | 4 | 5 | 6 | 7 | 8 | 9 | 10 | 11 | 12 | 13 | 14 | 15 | 16 | 17 | 18 | 19 | 20 | 21 | 22 | 23 | 24 | 25
|  |  |  | Allocation | Total | Residential | General Service | Not Used | Rate PS | Rate PS | Not Used | Not Used | Rate TOD | Rate TOD | Rate RTS | Special Contract | Special Contract | Street Lighting | Street Lighting | Traffic Street Lighting | Not Used | Not Used | Not Used | Not Used | Not Used
Description |  | Ref | Name | Vector | System | Rate RS | Rate GS |  | Primary | Secondary |  |  | Primary | Secondary | Transmission | Customer #1 | Customer #2 | Rate RLS, LS, DSK | Rate LE | Rate TLE | [5 empty] | Total Check | Status
Plant in Service
Power Production Plant
Production Demand - Base |  | TPIS | PLPPDB | PPBDA | 834776532.7034 | 302003811.7622 | 98140428.046 | 0 | 11688691.8462 | 135428654.0993 | 0 | 0 | 130726251.421 | 57495181.3427 | 79602275.0089 | 7769583.292 | 4104643.2511 | 7352742.1772 | 239671.7585 | 224598.6982 | 0 | 0 | 0 | 0 | 0 | 834776532.7034 | ok
Production Demand - Winter Peak |  | TPIS | PLPPDI | PPWDA | 874481254.622 | 373681741.607 | 122277054.9457 | 0 | 9508764.9399 | 127951296.8732 | 0 | 0 | 101893377.5939 | 68331135.2165 | 60945823.2764 | 7036581.8245 | 2674632.089 | 0 | 0 | 180846.256 | 0 | 0 | 0 | 0 | 0 | 874481254.622 | ok
Production Demand - Summer Peak |  | TPIS | PLPPDP | PPSDA | 718820642.5305 | 281094821.794 | 101580706.2406 | 0 | 8377545.2051 | 118251070.7939 | 0 | 0 | 89436342.0264 | 60407075.4143 | 51725640.1568 | 5585172.5531 | 2260913.9257 | 0 | 0 | 101354.4208 | 0 | 0 | 0 | 0 | 0 | 718820642.5305 | ok
Production Energy |  | TPIS | PLPPEB | E01 | 0 | 0 | 0 | 0 | 0 | 0 | 0 | 0 | 0 | 0 | 0 | 0 | 0 | 0 | 0 | 0 | 0 | 0 | 0 | 0 | 0 | 0 | ok
Production Energy - Not Used |  | TPIS | PLPPEI | E01 | 0 | 0 | 0 | 0 | 0 | 0 | 0 | 0 | 0 | 0 | 0 | 0 | 0 | 0 | 0 | 0 | 0 | 0 | 0 | 0 | 0 | 0 | ok
Production Energy - Not Used |  | TPIS | PLPPEP | E01 | 0 | 0 | 0 | 0 | 0 | 0 | 0 | 0 | 0 | 0 | 0 | 0 | 0 | 0 | 0 | 0 | 0 | 0 | 0 | 0 | 0 | 0 | ok
Total Power Production Plant |  |  | PLPPT |  | 2428078429.8559 | 956780375.1632 | 321998189.2324 | 0 | 29575001.9912 | 381631021.7663 | 0 | 0 | 322055971.0413 | 186233391.9734 | 192273738.4421 | 20391337.6696 | 9040189.2658 | 7352742.1772 | 239671.7585 | 506799.3749 | 0 | 0 | 0 | 0 | 0 | 2428078429.8559 | ok
Transmission Plant
Transmission Demand |  | TPIS | PLTRB | NCPT | 465684635.2936 | 206944618.6138 | 59568432.4149 | 0 | 5292707.3816 | 61430380.7903 | 0 | 0 | 55882901.1213 | 33180333.8051 | 34368775.9299 | 3464523.937 | 1813381.6733 | 3572282.1784 | 114251.896 | 52045.5521 | 0 | 0 | 0 | 0 | 0 | 465684635.2936 | ok
Transmission Demand - Not Used |  | TPIS | PLTRI | PPWDA | 0 | 0 | 0 | 0 | 0 | 0 | 0 | 0 | 0 | 0 | 0 | 0 | 0 | 0 | 0 | 0 | 0 | 0 | 0 | 0 | 0 | 0 | ok
Transmission Demand - Not Used |  | TPIS | PLTRP | PPSDA | 0 | 0 | 0 | 0 | 0 | 0 | 0 | 0 | 0 | 0 | 0 | 0 | 0 | 0 | 0 | 0 | 0 | 0 | 0 | 0 | 0 | 0 | ok
Total Transmission Plant |  |  | PLTRT |  | 465684635.2936 | 206944618.6138 | 59568432.4149 | 0 | 5292707.3816 | 61430380.7903 | 0 | 0 | 55882901.1213 | 33180333.8051 | 34368775.9299 | 3464523.937 | 1813381.6733 | 3572282.1784 | 114251.896 | 52045.5521 | 0 | 0 | 0 | 0 | 0 | 465684635.2936 | ok
Distribution Poles
Specific |  | TPIS | PLDPS | NCPP | 0 | 0 | 0 | 0 | 0 | 0 | 0 | 0 | 0 | 0 | 0 | 0 | 0 | 0 | 0 | 0 | 0 | 0 | 0 | 0 | 0 | 0 | ok
Distribution Substation
General |  | TPIS | PLDSG | NCPP | 161101605.4962 | 77296277.3886 | 22249518.2836 | 0 | 1976889.1824 | 22944978.1563 | 0 | 0 | 20872928.4931 | 12393249.4733 | 0 | 1294040.9132 | 677319.6315 | 1334289.8985 | 42674.4426 | 19439.633 | 0 | 0 | 0 | 0 | 0 | 161101605.4962 | ok
Distribution Primary & Secondary Lines
Primary Specific |  | TPIS | PLDPLS | NCPP | 0 | 0 | 0 | 0 | 0 | 0 | 0 | 0 | 0 | 0 | 0 | 0 | 0 | 0 | 0 | 0 | 0 | 0 | 0 | 0 | 0 | 0 | ok
Primary Demand |  | TPIS | PLDPLD | NCPP | 275500316.3192 | 132184585.0342 | 38048964.8518 | 0 | 3380683.8449 | 39238272.7691 | 0 | 0 | 35694854.7138 | 21193731.3698 | 0 | 2212943.0667 | 1158286.2391 | 2281772.9716 | 72977.6863 | 33243.772 | 0 | 0 | 0 | 0 | 0 | 275500316.3192 | ok
Primary Customer |  | TPIS | PLDPLC | Cust08 | 438423397.8082 | 377970614.1223 | 46959149.1683 | 0 | 74741.0027 | 2931681.2294 | 0 | 0 | 109516.3304 | 286507.1771 | 0 | 1038.0695 | 1038.0695 | 9965697.7117 | 19031.2738 | 104383.6535 | 0 | 0 | 0 | 0 | 0 | 438423397.8082 | ok
Secondary Demand |  | TPIS | PLDSLD | SICD | 75736072.2906 | 63558319.1733 | 11630885.74 | 0 | 0 | 0 | 0 | 0 | 0 | 0 | 0 | 0 | 0 | 522541.9226 | 16712.3991 | 7613.0556 | 0 | 0 | 0 | 0 | 0 | 75736072.2906 | ok
Secondary Customer |  | TPIS | PLDSLC | Cust07 | 115092781.6313 | 99999544.2986 | 12423964.5677 | 0 | 0 | 0 | 0 | 0 | 0 | 0 | 0 | 0 | 0 | 2636620.9238 | 5035.097 | 27616.7442 | 0 | 0 | 0 | 0 | 0 | 115092781.6313 | ok
Total Distribution Primary & Secondary Lines |  |  | PLDLT |  | 904752568.0494 | 673713062.6284 | 109062964.3278 | 0 | 3455424.8476 | 42169953.9985 | 0 | 0 | 35804371.0442 | 21480238.5469 | 0 | 2213981.1362 | 1159324.3085 | 15406633.5297 | 113756.4562 | 172857.2253 | 0 | 0 | 0 | 0 | 0 | 904752568.0494 | ok
Distribution Line Transformers
Demand |  | TPIS | PLDLTD | SICDT | 104690101.9326 | 72634069.2932 | 13291707.0774 | 0 | 0 | 11706100.559 | 0 | 0 | 0 | 6433268.2154 | 0 | 0 | 0 | 597157.8026 | 19098.8303 | 8700.1547 | 0 | 0 | 0 | 0 | 0 | 104690101.9326 | ok
Customer |  | TPIS | PLDLTC | Cust09 | 73215269.2363 | 63146690.5208 | 7845358.2074 | 0 | 0 | 489789.3127 | 0 | 0 | 0 | 47866.1022 | 0 | 0 | 0 | 1664946.4422 | 3179.5116 | 17439.1395 | 0 | 0 | 0 | 0 | 0 | 73215269.2363 | ok
Total Distribution Line Transformers |  |  | PLDLTT |  | 177905371.1689 | 135780759.814 | 21137065.2847 | 0 | 0 | 12195889.8717 | 0 | 0 | 0 | 6481134.3176 | 0 | 0 | 0 | 2262104.2448 | 22278.3419 | 26139.2942 | 0 | 0 | 0 | 0 | 0 | 177905371.1689 | ok
Distribution Services
Customer |  | TPIS | PLDSC | C02 | 36360071.6558 | 27946947.4033 | 7033359.687 | 0 | 0 | 1227014.6625 | 0 | 0 | 0 | 152749.903 | 0 | 0 | 0 | 0 | 0 | 0 | 0 | 0 | 0 | 0 | 0 | 36360071.6558 | ok
Distribution Meters
Customer |  | TPIS | PLDMC | C03 | 42176667.5138 | 29520291.5331 | 8679135.1574 | 0 | 337864.5948 | 2334770.0997 | 0 | 0 | 529063.8797 | 245966.3301 | 432795.608 | 5014.8235 | 5014.8235 | 0 | 13377.4388 | 73373.2251 | 0 | 0 | 0 | 0 | 0 | 42176667.5138 | ok
Distribution Street & Customer Lighting
Customer |  | TPIS | PLDSCL | C04 | 115567184.761 | 0 | 0 | 0 | 0 | 0 | 0 | 0 | 0 | 0 | 0 | 0 | 0 | 115567184.761 | 0 | 0 | 0 | 0 | 0 | 0 | 0 | 115567184.761 | ok
Customer Accounts Expense
Customer |  | TPIS | PLCAE | C05 | 0 | 0 | 0 | 0 | 0 | 0 | 0 | 0 | 0 | 0 | 0 | 0 | 0 | 0 | 0 | 0 | 0 | 0 | 0 | 0 | 0 | 0 | ok
Customer Service & Info.
Customer |  | TPIS | PLCSI | C06 | 0 | 0 | 0 | 0 | 0 | 0 | 0 | 0 | 0 | 0 | 0 | 0 | 0 | 0 | 0 | 0 | 0 | 0 | 0 | 0 | 0 | 0 | ok
Sales Expense
Customer |  | TPIS | PLSEC | C06 | 0 | 0 | 0 | 0 | 0 | 0 | 0 | 0 | 0 | 0 | 0 | 0 | 0 | 0 | 0 | 0 | 0 | 0 | 0 | 0 | 0 | 0 | ok
Total |  |  | PLT |  | 4331626533.7946 | 2107982332.5445 | 549728664.388 | 0 | 40637887.9977 | 523934009.3453 | 0 | 0 | 435145235.5795 | 260167064.3494 | 227075309.98 | 27368898.4794 | 12695229.7026 | 145495236.7896 | 546010.334 | 850654.3046 | 0 | 0 | 0 | 0 | 0 | 4331626533.7946 | ok
Net Utility Plant
Power Production Plant
Production Demand - Base |  | NTPLANT | UPPPDB | PPBDA | 529045728.5789 | 191397122.9042 | 62197213.5351 | 0 | 7407793.8846 | 85828899.318 | 0 | 0 | 82848717.253 | 36437991.3804 | 50448523.5614 | 4924030.1955 | 2601347.6593 | 4659854.0924 | 151893.7286 | 142341.0665 | 0 | 0 | 0 | 0 | 0 | 529045728.5789 | ok
Production Demand - Winter Peak |  | NTPLANT | UPPPDI | PPWDA | 554208886.2774 | 236823534.8026 | 77493977.2357 | 0 | 6026249.2756 | 81090069.5276 | 0 | 0 | 64575672.7395 | 43305356.3427 | 38624860.925 | 4459485.1583 | 1695067.634 | 0 | 0 | 114612.6364 | 0 | 0 | 0 | 0 | 0 | 554208886.2774 | ok
Production Demand - Summer Peak |  | NTPLANT | UPPPDP | PPSDA | 455557835.7162 | 178145897.6981 | 64377514.9843 | 0 | 5309330.5011 | 74942480.3555 | 0 | 0 | 56680935.4062 | 38283425.5299 | 32781502.4871 | 3539643.9248 | 1432870.7243 | 0 | 0 | 64234.1049 | 0 | 0 | 0 | 0 | 0 | 455557835.7162 | ok
Production Energy |  | NTPLANT | UPPPEB | E01 | 0 | 0 | 0 | 0 | 0 | 0 | 0 | 0 | 0 | 0 | 0 | 0 | 0 | 0 | 0 | 0 | 0 | 0 | 0 | 0 | 0 | 0 | ok
Production Energy - Not Used |  | NTPLANT | UPPPEI | E01 | 0 | 0 | 0 | 0 | 0 | 0 | 0 | 0 | 0 | 0 | 0 | 0 | 0 | 0 | 0 | 0 | 0 | 0 | 0 | 0 | 0 | 0 | ok
Production Energy - Not Used |  | NTPLANT | UPPPEP | E01 | 0 | 0 | 0 | 0 | 0 | 0 | 0 | 0 | 0 | 0 | 0 | 0 | 0 | 0 | 0 | 0 | 0 | 0 | 0 | 0 | 0 | 0 | ok
Total Power Production Plant |  |  | UPPPT |  | 1538812450.5725 | 606366555.4049 | 204068705.7551 | 0 | 18743373.6613 | 241861449.201 | 0 | 0 | 204105325.3988 | 118026773.253 | 121854886.9735 | 12923159.2786 | 5729286.0175 | 4659854.0924 | 151893.7286 | 321187.8078 | 0 | 0 | 0 | 0 | 0 | 1538812450.5725 | ok
Transmission Plant
Transmission Demand |  | NTPLANT | UPTRB | NCPT | 302524467.3318 | 134438213.6934 | 38697665.5881 | 0 | 3438321.4734 | 39907250.139 | 0 | 0 | 36303419.983 | 21555065.4875 | 22327117.6308 | 2250671.7619 | 1178033.9809 | 2320675.155 | 74221.8904 | 33810.5485 | 0 | 0 | 0 | 0 | 0 | 302524467.3318 | ok
Transmission Demand - Not Used |  | NTPLANT | UPTRI | PPWDA | 0 | 0 | 0 | 0 | 0 | 0 | 0 | 0 | 0 | 0 | 0 | 0 | 0 | 0 | 0 | 0 | 0 | 0 | 0 | 0 | 0 | 0 | ok
Transmission Demand - Not Used |  | NTPLANT | UPTRP | PPSDA | 0 | 0 | 0 | 0 | 0 | 0 | 0 | 0 | 0 | 0 | 0 | 0 | 0 | 0 | 0 | 0 | 0 | 0 | 0 | 0 | 0 | 0 | ok
Total Transmission Plant |  |  | UPTRT |  | 302524467.3318 | 134438213.6934 | 38697665.5881 | 0 | 3438321.4734 | 39907250.139 | 0 | 0 | 36303419.983 | 21555065.4875 | 22327117.6308 | 2250671.7619 | 1178033.9809 | 2320675.155 | 74221.8904 | 33810.5485 | 0 | 0 | 0 | 0 | 0 | 302524467.3318 | ok
Distribution Poles
Specific |  | NTPLANT | UPDPS | NCPP | 0 | 0 | 0 | 0 | 0 | 0 | 0 | 0 | 0 | 0 | 0 | 0 | 0 | 0 | 0 | 0 | 0 | 0 | 0 | 0 | 0 | 0 | ok
Distribution Substation
General |  | NTPLANT | UPDSG | NCPP | 104174581.4464 | 49982787.6918 | 14387406.3045 | 0 | 1278333.6486 | 14837117.7827 | 0 | 0 | 13497249.6558 | 8013958.4746 | 0 | 836777.325 | 437981.2908 | 862803.8888 | 27594.959 | 12570.4249 | 0 | 0 | 0 | 0 | 0 | 104174581.4464 | ok
Distribution Primary & Secondary Lines
Primary Specific |  | NTPLANT | UPDPLS | NCPP | 0 | 0 | 0 | 0 | 0 | 0 | 0 | 0 | 0 | 0 | 0 | 0 | 0 | 0 | 0 | 0 | 0 | 0 | 0 | 0 | 0 | 0 | ok
Primary Demand |  | NTPLANT | UPDPLD | NCPP | 178149249.6769 | 85475708.1855 | 24603944.6702 | 0 | 2186082.0286 | 25372997.5552 | 0 | 0 | 23081685.2392 | 13704693.3079 | 0 | 1430975.2968 | 748993.058 | 1475483.3978 | 47190.2183 | 21496.7195 | 0 | 0 | 0 | 0 | 0 | 178149249.6769 | ok
Primary Customer |  | NTPLANT | UPDPLC | Cust08 | 283501668.542 | 244410540.8133 | 30365617.3669 | 0 | 48330.4474 | 1895739.4253 | 0 | 0 | 70817.5306 | 185266.7152 | 0 | 671.2562 | 671.2562 | 6444208.8255 | 12306.3639 | 67498.5416 | 0 | 0 | 0 | 0 | 0 | 283501668.542 | ok
Secondary Demand |  | NTPLANT | UPDSLD | SICD | 48973898.2238 | 41099288.0978 | 7520984.3507 | 0 | 0 | 0 | 0 | 0 | 0 | 0 | 0 | 0 | 0 | 337895.9875 | 10806.8891 | 4922.8987 | 0 | 0 | 0 | 0 | 0 | 48973898.2238 | ok
Secondary Customer |  | NTPLANT | UPDSLC | Cust07 | 74423481.4856 | 64663605.5553 | 8033820.0526 | 0 | 0 | 0 | 0 | 0 | 0 | 0 | 0 | 0 | 0 | 1704941.9236 | 3255.8901 | 17858.0639 | 0 | 0 | 0 | 0 | 0 | 74423481.4856 | ok
Total Distribution Primary & Secondary Lines |  |  | UPDLT |  | 585048297.9283 | 435649142.6519 | 70524366.4404 | 0 | 2234412.476 | 27268736.9805 | 0 | 0 | 23152502.7699 | 13889960.023 | 0 | 1431646.553 | 749664.3142 | 9962530.1344 | 73559.3614 | 111776.2237 | 0 | 0 | 0 | 0 | 0 | 585048297.9283 | ok
Distribution Line Transformers
Demand |  | NTPLANT | UPDLTD | SICDT | 67696703.064 | 46968022.1004 | 8594936.2033 | 0 | 0 | 7569621.1863 | 0 | 0 | 0 | 4160002.1403 | 0 | 0 | 0 | 386145.5257 | 12350.0486 | 5625.8593 | 0 | 0 | 0 | 0 | 0 | 67696703.064 | ok
Customer |  | NTPLANT | UPDLTC | Cust09 | 47343848.6518 | 40833112.9567 | 5073114.6039 | 0 | 0 | 316716.8725 | 0 | 0 | 0 | 30952.0886 | 0 | 0 | 0 | 1076619.3062 | 2055.9962 | 11276.8278 | 0 | 0 | 0 | 0 | 0 | 47343848.6518 | ok
Total Distribution Line Transformers |  |  | UPDLTT |  | 115040551.7158 | 87801135.0571 | 13668050.8072 | 0 | 0 | 7886338.0588 | 0 | 0 | 0 | 4190954.2289 | 0 | 0 | 0 | 1462764.8319 | 14406.0448 | 16902.6871 | 0 | 0 | 0 | 0 | 0 | 115040551.7158 | ok
Distribution Services
Customer |  | NTPLANT | UPDSC | C02 | 23511840.4589 | 18071586.1861 | 4548044.6908 | 0 | 0 | 793435.5372 | 0 | 0 | 0 | 98774.0449 | 0 | 0 | 0 | 0 | 0 | 0 | 0 | 0 | 0 | 0 | 0 | 23511840.4589 | ok
Distribution Meters
Customer |  | NTPLANT | UPDMC | C03 | 27273078.2013 | 19088971.8645 | 5612267.299 | 0 | 218476.4245 | 1509753.4078 | 0 | 0 | 342113.3393 | 159051.4223 | 279862.5201 | 3242.7805 | 3242.7805 | 0 | 8650.3737 | 47445.9891 | 0 | 0 | 0 | 0 | 0 | 27273078.2013 | ok
Distribution Street & Customer Lighting
Customer |  | NTPLANT | UPDSCL | C04 | 74730249.052 | 0 | 0 | 0 | 0 | 0 | 0 | 0 | 0 | 0 | 0 | 0 | 0 | 74730249.052 | 0 | 0 | 0 | 0 | 0 | 0 | 0 | 74730249.052 | ok
Customer Accounts Expense
Customer |  | NTPLANT | UPCAE | C05 | 0 | 0 | 0 | 0 | 0 | 0 | 0 | 0 | 0 | 0 | 0 | 0 | 0 | 0 | 0 | 0 | 0 | 0 | 0 | 0 | 0 | 0 | ok
Customer Service & Info.
Customer |  | NTPLANT | UPCSI | C06 | 0 | 0 | 0 | 0 | 0 | 0 | 0 | 0 | 0 | 0 | 0 | 0 | 0 | 0 | 0 | 0 | 0 | 0 | 0 | 0 | 0 | 0 | ok
Sales Expense
Customer |  | NTPLANT | UPSEC | C06 | 0 | 0 | 0 | 0 | 0 | 0 | 0 | 0 | 0 | 0 | 0 | 0 | 0 | 0 | 0 | 0 | 0 | 0 | 0 | 0 | 0 | 0 | ok
Total |  |  | UPT |  | 2771115516.7069 | 1351398392.5496 | 351506506.8851 | 0 | 25912917.6838 | 334064081.107 | 0 | 0 | 277400611.1467 | 165934536.9342 | 144461867.1244 | 17445497.6989 | 8098208.3839 | 93998877.1545 | 350326.3578 | 543693.6811 | 0 | 0 | 0 | 0 | 0 | 2771115516.7069 | ok
Net Cost Rate Base
Power Production Plant
Production Demand - Base |  | RB | RBPPDB | PPBDA | 449333292.6037 | 162558914.6337 | 52825828.1634 | 0 | 6291645.9528 | 72896877.9971 | 0 | 0 | 70365726.2507 | 30947802.3512 | 42847338.0926 | 4182116.1784 | 2209397.1198 | 3957744.0461 | 129007.5801 | 120894.2377 | 0 | 0 | 0 | 0 | 0 | 449333292.6037 | ok
Production Demand - Winter Peak |  | RB | RBPPDI | PPWDA | 470705064.2488 | 201140833.222 | 65817796.2079 | 0 | 5118261.5846 | 68872057.688 | 0 | 0 | 54845919.902 | 36780446.9476 | 32805171.6482 | 3787565.122 | 1439668.2177 | 0 | 0 | 97343.7087 | 0 | 0 | 0 | 0 | 0 | 470705064.2488 | ok
Production Demand - Summer Peak |  | RB | RBPPDP | PPSDA | 386917975.5853 | 151304279.4836 | 54677618.9938 | 0 | 4509362.4742 | 63650738.7452 | 0 | 0 | 48140699.2971 | 32515181.0444 | 27842244.353 | 3006318.3076 | 1216977.0696 | 0 | 0 | 54555.8168 | 0 | 0 | 0 | 0 | 0 | 386917975.5853 | ok
Production Energy |  | RB | RBPPEB | E01 | 51365920.4419 | 18583061.5934 | 6038829.7358 | 0 | 719234.7373 | 8333269.1658 | 0 | 0 | 8043918.157 | 3537824.6984 | 4898130.2292 | 478082.3636 | 252569.1302 | 452432.7287 | 14747.7644 | 13820.1382 | 0 | 0 | 0 | 0 | 0 | 51365920.4419 | ok
Production Energy - Not Used |  | RB | RBPPEI | E01 | 0 | 0 | 0 | 0 | 0 | 0 | 0 | 0 | 0 | 0 | 0 | 0 | 0 | 0 | 0 | 0 | 0 | 0 | 0 | 0 | 0 | 0 | ok
Production Energy - Not Used |  | RB | RBPPEP | E01 | 0 | 0 | 0 | 0 | 0 | 0 | 0 | 0 | 0 | 0 | 0 | 0 | 0 | 0 | 0 | 0 | 0 | 0 | 0 | 0 | 0 | 0 | ok
Total Power Production Plant |  |  | RBPPT |  | 1358322252.8796 | 533587088.9328 | 179360073.101 | 0 | 16638504.7489 | 213752943.596 | 0 | 0 | 181396263.6068 | 103781255.0416 | 108392884.323 | 11454081.9716 | 5118611.5372 | 4410176.7748 | 143755.3445 | 286613.9014 | 0 | 0 | 0 | 0 | 0 | 1358322252.8796 | ok
Transmission Plant
Transmission Demand |  | RB | RBTRB | NCPT | 251904274.2451 | 111943212.2298 | 32222542.0341 | 0 | 2863001.0756 | 33229731.7042 | 0 | 0 | 30228915.843 | 17948343.735 | 18591211.522 | 1874075.9772 | 980918.3291 | 1932365.9862 | 61802.6423 | 28153.1664 | 0 | 0 | 0 | 0 | 0 | 251904274.2451 | ok
Transmission Demand - Not Used |  | RB | RBTRI | PPWDA | 0 | 0 | 0 | 0 | 0 | 0 | 0 | 0 | 0 | 0 | 0 | 0 | 0 | 0 | 0 | 0 | 0 | 0 | 0 | 0 | 0 | 0 | ok
Transmission Demand - Not Used |  | RB | RBTRP | PPSDA | 0 | 0 | 0 | 0 | 0 | 0 | 0 | 0 | 0 | 0 | 0 | 0 | 0 | 0 | 0 | 0 | 0 | 0 | 0 | 0 | 0 | 0 | ok
Total Transmission Plant |  |  | RBTRT |  | 251904274.2451 | 111943212.2298 | 32222542.0341 | 0 | 2863001.0756 | 33229731.7042 | 0 | 0 | 30228915.843 | 17948343.735 | 18591211.522 | 1874075.9772 | 980918.3291 | 1932365.9862 | 61802.6423 | 28153.1664 | 0 | 0 | 0 | 0 | 0 | 251904274.2451 | ok
Distribution Poles
Specific |  | RB | RBDPS | NCPP | 0 | 0 | 0 | 0 | 0 | 0 | 0 | 0 | 0 | 0 | 0 | 0 | 0 | 0 | 0 | 0 | 0 | 0 | 0 | 0 | 0 | 0 | ok
Distribution Substation
General |  | RB | RBDSG | NCPP | 86725893.8982 | 41610936.9667 | 11977592.3772 | 0 | 1064219.571 | 12351979.578 | 0 | 0 | 11236532.2261 | 6671663.1133 | 0 | 696621.5798 | 364621.7573 | 718288.8328 | 22972.9503 | 10464.9457 | 0 | 0 | 0 | 0 | 0 | 86725893.8982 | ok
Distribution Primary & Secondary Lines
Primary Specific |  | RB | RBDPLS | NCPP | 0 | 0 | 0 | 0 | 0 | 0 | 0 | 0 | 0 | 0 | 0 | 0 | 0 | 0 | 0 | 0 | 0 | 0 | 0 | 0 | 0 | 0 | ok
Primary Demand |  | RB | RBDPLD | NCPP | 146289689.9773 | 70189545.4161 | 20203865.2677 | 0 | 1795131.1207 | 20835383.5499 | 0 | 0 | 18953841.1412 | 11253796.1225 | 0 | 1175064.9128 | 615045.8812 | 1211613.348 | 38750.8924 | 17652.3249 | 0 | 0 | 0 | 0 | 0 | 146289689.9773 | ok
Primary Customer |  | RB | RBDPLC | Cust08 | 232639811.0184 | 200561860.2463 | 24917848.0043 | 0 | 39659.6825 | 1555632.6843 | 0 | 0 | 58112.4514 | 152028.7828 | 0 | 550.8289 | 550.8289 | 5288080.0703 | 10098.5303 | 55388.9084 | 0 | 0 | 0 | 0 | 0 | 232639811.0184 | ok
Secondary Demand |  | RB | RBDSLD | SICD | 40320469.6467 | 33837261.4464 | 6192066.2276 | 0 | 0 | 0 | 0 | 0 | 0 | 0 | 0 | 0 | 0 | 278191.5551 | 8897.369 | 4053.0485 | 0 | 0 | 0 | 0 | 0 | 40320469.6467 | ok
Secondary Customer |  | RB | RBDSLC | Cust07 | 61244171.6921 | 53212627.0071 | 6611148.052 | 0 | 0 | 0 | 0 | 0 | 0 | 0 | 0 | 0 | 0 | 1403021.6514 | 2679.3196 | 14695.6621 | 0 | 0 | 0 | 0 | 0 | 61244171.6921 | ok
Total Distribution Primary & Secondary Lines |  |  | RBDLT |  | 480494142.3345 | 357801294.1159 | 57924927.5516 | 0 | 1834790.8032 | 22391016.2342 | 0 | 0 | 19011953.5926 | 11405824.9054 | 0 | 1175615.7417 | 615596.7101 | 8180906.6248 | 60426.1112 | 91789.9439 | 0 | 0 | 0 | 0 | 0 | 480494142.3345 | ok
Distribution Line Transformers
Demand |  | RB | RBDLTD | SICDT | 55853390.8492 | 38751123.4234 | 7091280.8063 | 0 | 0 | 6245341.2288 | 0 | 0 | 0 | 3432223.6529 | 0 | 0 | 0 | 318590.655 | 10189.4488 | 4641.634 | 0 | 0 | 0 | 0 | 0 | 55853390.8492 | ok
Customer |  | RB | RBDLTC | Cust09 | 39061200.3742 | 33689496.1547 | 4185590.1391 | 0 | 0 | 261308.3129 | 0 | 0 | 0 | 25537.124 | 0 | 0 | 0 | 888268.3526 | 1696.3065 | 9303.9844 | 0 | 0 | 0 | 0 | 0 | 39061200.3742 | ok
Total Distribution Line Transformers |  |  | RBDLTT |  | 94914591.2234 | 72440619.5781 | 11276870.9454 | 0 | 0 | 6506649.5417 | 0 | 0 | 0 | 3457760.7769 | 0 | 0 | 0 | 1206859.0076 | 11885.7554 | 13945.6184 | 0 | 0 | 0 | 0 | 0 | 94914591.2234 | ok
Distribution Services
Customer |  | RB | RBDSC | C02 | 19387335.0021 | 14901423.6474 | 3750215.3938 | 0 | 0 | 654249.1043 | 0 | 0 | 0 | 81446.8566 | 0 | 0 | 0 | 0 | 0 | 0 | 0 | 0 | 0 | 0 | 0 | 19387335.0021 | ok
Distribution Meters
Customer |  | RB | RBDMC | C03 | 24509218.5782 | 17154491.3415 | 5043518.9213 | 0 | 196335.9766 | 1356754.6721 | 0 | 0 | 307443.4998 | 142933.1169 | 251501.192 | 2914.1564 | 2914.1564 | 0 | 7773.743 | 42637.8023 | 0 | 0 | 0 | 0 | 0 | 24509218.5782 | ok
Distribution Street & Customer Lighting
Customer |  | RB | RBDSCL | C04 | 61664819.9054 | 0 | 0 | 0 | 0 | 0 | 0 | 0 | 0 | 0 | 0 | 0 | 0 | 61664819.9054 | 0 | 0 | 0 | 0 | 0 | 0 | 0 | 61664819.9054 | ok
Customer Accounts Expense
Customer |  | RB | RBCAE | C05 | 2471535.7794 | 1841601.3499 | 457601.8837 | 0 | 1820.8179 | 71420.7389 | 0 | 0 | 13340.02 | 34899.0096 | 1643.7939 | 25.2891 | 25.2891 | 48556.2678 | 92.7268 | 508.5927 | 0 | 0 | 0 | 0 | 0 | 2471535.7794 | ok
Customer Service & Info.
Customer |  | RB | RBCSI | C06 | 539863.3956 | 465409.0533 | 57822.5194 | 0 | 92.0313 | 3609.8864 | 0 | 0 | 134.8515 | 352.7868 | 16.6168 | 1.2782 | 1.2782 | 12271.1284 | 23.4339 | 128.5314 | 0 | 0 | 0 | 0 | 0 | 539863.3956 | ok
Sales Expense
Customer |  | RB | RBSEC | C06 | 0 | 0 | 0 | 0 | 0 | 0 | 0 | 0 | 0 | 0 | 0 | 0 | 0 | 0 | 0 | 0 | 0 | 0 | 0 | 0 | 0 | 0 | ok
Total |  |  | RBT |  | 2380933927.2415 | 1151746077.2154 | 302071164.7275 | 0 | 22598765.0245 | 290318355.0559 | 0 | 0 | 242194583.6398 | 143524479.342 | 127237257.4478 | 15203335.994 | 7082689.0574 | 78174244.5277 | 308732.7074 | 474242.5022 | 0 | 0 | 0 | 0 | 0 | 2380933927.2415 | ok
Operation and Maintenance Expenses
Power Production Plant
Production Demand - Base |  | TOM | OMPPDB | PPBDA | 33223399.6932 | 12019496.1813 | 3905905.9992 | 0 | 465200.0456 | 5389945.8463 | 0 | 0 | 5202794.1985 | 2288259.5705 | 3168103.1935 | 309222.8411 | 163361.3284 | 292632.9175 | 9538.7332 | 8938.8382 | 0 | 0 | 0 | 0 | 0 | 33223399.6932 | ok
Production Demand - Winter Peak |  | TOM | OMPPDI | PPWDA | 34803614.0313 | 14872217.1421 | 4866523.3276 | 0 | 378440.7992 | 5092353.3554 | 0 | 0 | 4055270.2158 | 2719521.3663 | 2425592.1999 | 280050.0029 | 106448.0941 | 0 | 0 | 7197.528 | 0 | 0 | 0 | 0 | 0 | 34803614.0313 | ok
Production Demand - Summer Peak |  | TOM | OMPPDP | PPSDA | 28608453.3752 | 11187336.0717 | 4042826.1605 | 0 | 333419.2109 | 4706292.5648 | 0 | 0 | 3559490.7401 | 2404150.4908 | 2058636.7129 | 222285.142 | 89982.4613 | 0 | 0 | 4033.8202 | 0 | 0 | 0 | 0 | 0 | 28608453.3752 | ok
Production Energy |  | TOM | OMPPEB | E01 | 465540988.3589 | 168422502.4394 | 54731283.6909 | 0 | 6518587.5689 | 75526308.6949 | 0 | 0 | 72903854.8682 | 32064107.7306 | 44392865.3164 | 4332968.9053 | 2289091.3171 | 4100500.446 | 133662.3343 | 125255.047 | 0 | 0 | 0 | 0 | 0 | 465540988.3589 | ok
Production Energy - Not Used |  | TOM | OMPPEI | E01 | 0 | 0 | 0 | 0 | 0 | 0 | 0 | 0 | 0 | 0 | 0 | 0 | 0 | 0 | 0 | 0 | 0 | 0 | 0 | 0 | 0 | 0 | ok
Production Energy - Not Used |  | TOM | OMPPEP | E01 | 0 | 0 | 0 | 0 | 0 | 0 | 0 | 0 | 0 | 0 | 0 | 0 | 0 | 0 | 0 | 0 | 0 | 0 | 0 | 0 | 0 | 0 | ok
Total Power Production Plant |  |  | OMPPT |  | 562176455.4586 | 206501551.8346 | 67546539.1782 | 0 | 7695647.6246 | 90714900.4614 | 0 | 0 | 85721410.0225 | 39476039.1582 | 52045197.4226 | 5144526.8913 | 2648883.201 | 4393133.3635 | 143201.0675 | 145425.2333 | 0 | 0 | 0 | 0 | 0 | 562176455.4586 | ok
Transmission Plant
Transmission Demand |  | TOM | OMTRB | NCPT | 22151694.5519 | 9843945.0934 | 2833552.1934 | 0 | 251763.5936 | 2922121.385 | 0 | 0 | 2658238.779 | 1578322.6756 | 1634854.5106 | 164800.5328 | 86258.9699 | 169926.3787 | 5434.7361 | 2475.7037 | 0 | 0 | 0 | 0 | 0 | 22151694.5519 | ok
Transmission Demand - Not Used |  | TOM | OMTRI | PPWDA | 0 | 0 | 0 | 0 | 0 | 0 | 0 | 0 | 0 | 0 | 0 | 0 | 0 | 0 | 0 | 0 | 0 | 0 | 0 | 0 | 0 | 0 | ok
Transmission Demand - Not Used |  | TOM | OMTRP | PPSDA | 0 | 0 | 0 | 0 | 0 | 0 | 0 | 0 | 0 | 0 | 0 | 0 | 0 | 0 | 0 | 0 | 0 | 0 | 0 | 0 | 0 | 0 | ok
Total Transmission Plant |  |  | OMTRT |  | 22151694.5519 | 9843945.0934 | 2833552.1934 | 0 | 251763.5936 | 2922121.385 | 0 | 0 | 2658238.779 | 1578322.6756 | 1634854.5106 | 164800.5328 | 86258.9699 | 169926.3787 | 5434.7361 | 2475.7037 | 0 | 0 | 0 | 0 | 0 | 22151694.5519 | ok
Distribution Poles
Specific |  | TOM | OMDPS | NCPP | 0 | 0 | 0 | 0 | 0 | 0 | 0 | 0 | 0 | 0 | 0 | 0 | 0 | 0 | 0 | 0 | 0 | 0 | 0 | 0 | 0 | 0 | ok
Distribution Substation
General |  | TOM | OMDSG | NCPP | 8189264.4743 | 3929195.221 | 1131007.907 | 0 | 100491.0429 | 1166360.1607 | 0 | 0 | 1061031.833 | 629985.0167 | 0 | 65779.8738 | 34430.1323 | 67825.8471 | 2169.2664 | 988.1732 | 0 | 0 | 0 | 0 | 0 | 8189264.4743 | ok
Distribution Primary & Secondary Lines
Primary Specific |  | TOM | OMDPLS | NCPP | 0 | 0 | 0 | 0 | 0 | 0 | 0 | 0 | 0 | 0 | 0 | 0 | 0 | 0 | 0 | 0 | 0 | 0 | 0 | 0 | 0 | 0 | ok
Primary Demand |  | TOM | OMDPLD | NCPP | 14230157.6778 | 6827605.546 | 1965307.251 | 0 | 174619.2702 | 2026737.4498 | 0 | 0 | 1843712.6231 | 1094699.7927 | 0 | 114303.0585 | 59827.8653 | 117858.2646 | 3769.4475 | 1717.1092 | 0 | 0 | 0 | 0 | 0 | 14230157.6778 | ok
Primary Customer |  | TOM | OMDPLC | Cust08 | 21300716.3524 | 18363629.4988 | 2281501.2191 | 0 | 3631.2772 | 142435.168 | 0 | 0 | 5320.8298 | 13919.896 | 0 | 50.4344 | 50.4344 | 484181.5042 | 924.6308 | 5071.4597 | 0 | 0 | 0 | 0 | 0 | 21300716.3524 | ok
Secondary Demand |  | TOM | OMDSLD | SICD | 4785490.0158 | 4016021.5948 | 734913.8383 | 0 | 0 | 0 | 0 | 0 | 0 | 0 | 0 | 0 | 0 | 33017.5447 | 1055.9964 | 481.0416 | 0 | 0 | 0 | 0 | 0 | 4785490.0158 | ok
Secondary Customer |  | TOM | OMDSLC | Cust07 | 7030140.6081 | 6108209.8043 | 758885.2801 | 0 | 0 | 0 | 0 | 0 | 0 | 0 | 0 | 0 | 0 | 161051.0717 | 307.5557 | 1686.8964 | 0 | 0 | 0 | 0 | 0 | 7030140.6081 | ok
Total Distribution Primary & Secondary Lines |  |  | OMDLT |  | 47346504.6542 | 35315466.4439 | 5740607.5885 | 0 | 178250.5474 | 2169172.6177 | 0 | 0 | 1849033.4529 | 1108619.6888 | 0 | 114353.4929 | 59878.2997 | 796108.3851 | 6057.6304 | 8956.5068 | 0 | 0 | 0 | 0 | 0 | 47346504.6542 | ok
Distribution Line Transformers
Demand |  | TOM | OMDLTD | SICDT | 1119996.1921 | 777054.1772 | 142197.4097 | 0 | 0 | 125234.2658 | 0 | 0 | 0 | 68824.4234 | 0 | 0 | 0 | 6388.5167 | 204.3232 | 93.076 | 0 | 0 | 0 | 0 | 0 | 1119996.1921 | ok
Customer |  | TOM | OMDLTC | Cust09 | 783271.9735 | 675556.2524 | 83931.2519 | 0 | 0 | 5239.8666 | 0 | 0 | 0 | 512.0814 | 0 | 0 | 0 | 17811.9387 | 34.0151 | 186.5675 | 0 | 0 | 0 | 0 | 0 | 783271.9735 | ok
Total Distribution Line Transformers |  |  | OMDLTT |  | 1903268.1656 | 1452610.4296 | 226128.6616 | 0 | 0 | 130474.1323 | 0 | 0 | 0 | 69336.5048 | 0 | 0 | 0 | 24200.4554 | 238.3383 | 279.6435 | 0 | 0 | 0 | 0 | 0 | 1903268.1656 | ok
Distribution Services
Customer |  | TOM | OMDSC | C02 | 295808.6337 | 227363.3673 | 57220.1435 | 0 | 0 | 9982.4207 | 0 | 0 | 0 | 1242.7022 | 0 | 0 | 0 | 0 | 0 | 0 | 0 | 0 | 0 | 0 | 0 | 295808.6337 | ok
Distribution Meters
Customer |  | TOM | OMDMC | C03 | 17171208.6236 | 12018471.6913 | 3533499.6633 | 0 | 137553.3864 | 950545.096 | 0 | 0 | 215395.5442 | 100139.2338 | 176202.2491 | 2041.6639 | 2041.6639 | 0 | 5446.3002 | 29872.1314 | 0 | 0 | 0 | 0 | 0 | 17171208.6236 | ok
Distribution Street & Customer Lighting
Customer |  | TOM | OMDSCL | C04 | 1306144.5579 | 0 | 0 | 0 | 0 | 0 | 0 | 0 | 0 | 0 | 0 | 0 | 0 | 1306144.5579 | 0 | 0 | 0 | 0 | 0 | 0 | 0 | 1306144.5579 | ok
Customer Accounts Expense
Customer |  | TOM | OMCAE | C05 | 20585101.3985 | 15338459.1224 | 3811306.8214 | 0 | 15165.3564 | 594854.0841 | 0 | 0 | 111107.2987 | 290669.3312 | 13690.9468 | 210.63 | 210.63 | 404418.8656 | 772.3098 | 4236.0023 | 0 | 0 | 0 | 0 | 0 | 20585101.3985 | ok
Customer Service & Info.
Customer |  | TOM | OMCSI | C05 | 4496452.3 | 3350415.8403 | 832512.7475 | 0 | 3312.6046 | 129935.382 | 0 | 0 | 24269.4296 | 63491.5883 | 2990.5458 | 46.0084 | 46.0084 | 88338.1676 | 168.6975 | 925.28 | 0 | 0 | 0 | 0 | 0 | 4496452.3 | ok
Sales Expense
Customer |  | TOM | OMSEC | C06 | 0 | 0 | 0 | 0 | 0 | 0 | 0 | 0 | 0 | 0 | 0 | 0 | 0 | 0 | 0 | 0 | 0 | 0 | 0 | 0 | 0 | 0 | ok
Total |  |  | OMT |  | 685621902.8182 | 287977479.0438 | 85712374.9044 | 0 | 8382184.1559 | 98788345.74 | 0 | 0 | 91640486.3599 | 43317845.8996 | 53872935.6749 | 5491759.0931 | 2831748.9052 | 7250096.0209 | 163488.3461 | 193158.6743 | 0 | 0 | 0 | 0 | 0 | 685621902.8182 | ok
[5 empty] | 3.433% | 4.005%
Labor Expenses
Power Production Plant
Production Demand - Base |  | TLB | LBPPDB | PPBDA | 8354903.5963 | 3022620.5866 | 982243.4904 | 0 | 116986.8698 | 1355444.6068 | 0 | 0 | 1308380.3693 | 575443.4613 | 796703.4382 | 77762.2715 | 41081.5318 | 73590.2959 | 2398.767 | 2247.9076 | 0 | 0 | 0 | 0 | 0 | 8354903.5963 | ok
Production Demand - Winter Peak |  | TLB | LBPPDI | PPWDA | 8752290.3351 | 3740012.8112 | 1223816.1545 | 0 | 95168.9599 | 1280607.0948 | 0 | 0 | 1019805.0778 | 683895.6595 | 609979.3874 | 70425.9889 | 26769.192 | 0 | 0 | 1810.009 | 0 | 0 | 0 | 0 | 0 | 8752290.3351 | ok
Production Demand - Summer Peak |  | TLB | LBPPDP | PPSDA | 7194353.1425 | 2813351.8918 | 1016675.6906 | 0 | 83847.0894 | 1183521.8863 | 0 | 0 | 895128.2006 | 604587.3019 | 517698.7134 | 55899.485 | 22628.4726 | 0 | 0 | 1014.4109 | 0 | 0 | 0 | 0 | 0 | 7194353.1425 | ok
Production Energy |  | TLB | LBPPEB | E01 | 17970757.827 | 6501425.3946 | 2112730.4993 | 0 | 251629.7415 | 2915457.5796 | 0 | 0 | 2814225.9291 | 1237734.8706 | 1713648.1036 | 167260.75 | 88363.2306 | 158287.0302 | 5159.6175 | 4835.0804 | 0 | 0 | 0 | 0 | 0 | 17970757.827 | ok
Production Energy - Not Used |  | TLB | LBPPEI | E01 | 0 | 0 | 0 | 0 | 0 | 0 | 0 | 0 | 0 | 0 | 0 | 0 | 0 | 0 | 0 | 0 | 0 | 0 | 0 | 0 | 0 | 0 | ok
Production Energy - Not Used |  | TLB | LBPPEP | E01 | 0 | 0 | 0 | 0 | 0 | 0 | 0 | 0 | 0 | 0 | 0 | 0 | 0 | 0 | 0 | 0 | 0 | 0 | 0 | 0 | 0 | 0 | ok
Total Power Production Plant |  |  | LBPPT |  | 42272304.9009 | 16077410.6843 | 5335465.8348 | 0 | 547632.6607 | 6735031.1676 | 0 | 0 | 6037539.5768 | 3101661.2932 | 3638029.6427 | 371348.4953 | 178842.4269 | 231877.3261 | 7558.3846 | 9907.4079 | 0 | 0 | 0 | 0 | 0 | 42272304.9009 | ok
Transmission Plant
Transmission Demand |  | TLB | LBTRB | NCPT | 4308731.1725 | 1914748.0111 | 551154.8851 | 0 | 48970.5942 | 568382.4988 | 0 | 0 | 517054.6327 | 306999.9045 | 317995.9247 | 32055.3893 | 16778.252 | 33052.4188 | 1057.1118 | 481.5497 | 0 | 0 | 0 | 0 | 0 | 4308731.1725 | ok
Transmission Demand - Not Used |  | TLB | LBTRI | PPWDA | 0 | 0 | 0 | 0 | 0 | 0 | 0 | 0 | 0 | 0 | 0 | 0 | 0 | 0 | 0 | 0 | 0 | 0 | 0 | 0 | 0 | 0 | ok
Transmission Demand - Not Used |  | TLB | LBTRP | PPSDA | 0 | 0 | 0 | 0 | 0 | 0 | 0 | 0 | 0 | 0 | 0 | 0 | 0 | 0 | 0 | 0 | 0 | 0 | 0 | 0 | 0 | 0 | ok
Total Transmission Plant |  |  | LBTRT |  | 4308731.1725 | 1914748.0111 | 551154.8851 | 0 | 48970.5942 | 568382.4988 | 0 | 0 | 517054.6327 | 306999.9045 | 317995.9247 | 32055.3893 | 16778.252 | 33052.4188 | 1057.1118 | 481.5497 | 0 | 0 | 0 | 0 | 0 | 4308731.1725 | ok
Distribution Poles
Specific |  | TLB | LBDPS | NCPP | 0 | 0 | 0 | 0 | 0 | 0 | 0 | 0 | 0 | 0 | 0 | 0 | 0 | 0 | 0 | 0 | 0 | 0 | 0 | 0 | 0 | 0 | ok
Distribution Substation
General |  | TLB | LBDSG | NCPP | 2685252.4144 | 1288379.5592 | 370856.4698 | 0 | 32950.9221 | 382448.4418 | 0 | 0 | 347911.3784 | 206571.5172 | 0 | 21569.1611 | 11289.6093 | 22240.0339 | 711.3005 | 324.0211 | 0 | 0 | 0 | 0 | 0 | 2685252.4144 | ok
Distribution Primary & Secondary Lines
Primary Specific |  | TLB | LBDPLS | NCPP | 0 | 0 | 0 | 0 | 0 | 0 | 0 | 0 | 0 | 0 | 0 | 0 | 0 | 0 | 0 | 0 | 0 | 0 | 0 | 0 | 0 | 0 | ok
Primary Demand |  | TLB | LBDPLD | NCPP | 2551846.5673 | 1224371.6598 | 352431.9741 | 0 | 31313.8895 | 363448.0461 | 0 | 0 | 330626.8163 | 196308.8514 | 0 | 20497.5851 | 10728.7309 | 21135.1283 | 675.9624 | 307.9234 | 0 | 0 | 0 | 0 | 0 | 2551846.5673 | ok
Primary Customer |  | TLB | LBDPLC | Cust08 | 3857080.1675 | 3325239.8638 | 413128.5051 | 0 | 657.5426 | 25791.8021 | 0 | 0 | 963.4825 | 2520.5798 | 0 | 9.1325 | 9.1325 | 87674.3695 | 167.4298 | 918.3272 | 0 | 0 | 0 | 0 | 0 | 3857080.1675 | ok
Secondary Demand |  | TLB | LBDSLD | SICD | 833939.3531 | 699848.5922 | 128069.1358 | 0 | 0 | 0 | 0 | 0 | 0 | 0 | 0 | 0 | 0 | 5753.7744 | 184.0223 | 83.8283 | 0 | 0 | 0 | 0 | 0 | 833939.3531 | ok
Secondary Customer |  | TLB | LBDSLC | Cust07 | 1230591.3174 | 1069211.8934 | 132839.1121 | 0 | 0 | 0 | 0 | 0 | 0 | 0 | 0 | 0 | 0 | 28191.193 | 53.8361 | 295.2829 | 0 | 0 | 0 | 0 | 0 | 1230591.3174 | ok
Total Distribution Primary & Secondary Lines |  |  | LBDLT |  | 8473457.4052 | 6318672.0092 | 1026468.7272 | 0 | 31971.4321 | 389239.8483 | 0 | 0 | 331590.2988 | 198829.4311 | 0 | 20506.7176 | 10737.8635 | 142754.4652 | 1081.2506 | 1605.3618 | 0 | 0 | 0 | 0 | 0 | 8473457.4052 | ok
Distribution Line Transformers
Demand |  | TLB | LBDLTD | SICDT | 240840.5247 | 167095.3322 | 30577.6921 | 0 | 0 | 26929.99 | 0 | 0 | 0 | 14799.7916 | 0 | 0 | 0 | 1373.7669 | 43.937 | 20.0148 | 0 | 0 | 0 | 0 | 0 | 240840.5247 | ok
Customer |  | TLB | LBDLTC | Cust09 | 168432.3879 | 145269.5317 | 18048.3174 | 0 | 0 | 1126.7647 | 0 | 0 | 0 | 110.1164 | 0 | 0 | 0 | 3830.2243 | 7.3145 | 40.1189 | 0 | 0 | 0 | 0 | 0 | 168432.3879 | ok
Total Distribution Line Transformers |  |  | LBDLTT |  | 409272.9126 | 312364.8639 | 48626.0095 | 0 | 0 | 28056.7548 | 0 | 0 | 0 | 14909.908 | 0 | 0 | 0 | 5203.9912 | 51.2515 | 60.1337 | 0 | 0 | 0 | 0 | 0 | 409272.9126 | ok
Distribution Services
Customer |  | TLB | LBDSC | C02 | 62053.8294 | 47695.591 | 12003.4665 | 0 | 0 | 2094.0816 | 0 | 0 | 0 | 260.6903 | 0 | 0 | 0 | 0 | 0 | 0 | 0 | 0 | 0 | 0 | 0 | 62053.8294 | ok
Distribution Meters
Customer |  | TLB | LBDMC | C03 | 5681157.624 | 3976355.6296 | 1169071.3794 | 0 | 45510.0446 | 314491.3464 | 0 | 0 | 71264.4092 | 33131.4344 | 58297.1632 | 675.492 | 675.492 | 0 | 1801.9285 | 9883.3047 | 0 | 0 | 0 | 0 | 0 | 5681157.624 | ok
Distribution Street & Customer Lighting
Customer |  | TLB | LBDSCL | C04 | 206476.6111 | 0 | 0 | 0 | 0 | 0 | 0 | 0 | 0 | 0 | 0 | 0 | 0 | 206476.6111 | 0 | 0 | 0 | 0 | 0 | 0 | 0 | 206476.6111 | ok
Customer Accounts Expense
Customer |  | TLB | LBCAE | C05 | 5837418.0327 | 4349601.9836 | 1080790.9437 | 0 | 4300.5144 | 168685.6863 | 0 | 0 | 31507.2409 | 82426.526 | 3882.4088 | 59.7294 | 59.7294 | 114683.0386 | 219.0077 | 1201.2239 | 0 | 0 | 0 | 0 | 0 | 5837418.0327 | ok
Customer Service & Info.
Customer |  | TLB | LBCSI | C05 | 1602599.257 | 1194135.6381 | 296719.3293 | 0 | 1180.6592 | 46310.8097 | 0 | 0 | 8649.9683 | 22629.3009 | 1065.8729 | 16.398 | 16.398 | 31484.9736 | 60.1262 | 329.7829 | 0 | 0 | 0 | 0 | 0 | 1602599.257 | ok
Sales Expense
Customer |  | TLB | LBSEC | C06 | 0 | 0 | 0 | 0 | 0 | 0 | 0 | 0 | 0 | 0 | 0 | 0 | 0 | 0 | 0 | 0 | 0 | 0 | 0 | 0 | 0 | 0 | ok
Total |  |  | LBT |  | 71538724.16 | 35479363.9699 | 9891157.0453 | 0 | 712516.8271 | 8634740.6352 | 0 | 0 | 7345517.5052 | 3967420.0057 | 4019271.0122 | 446231.3828 | 218399.771 | 787772.8585 | 12540.3613 | 23792.7857 | 0 | 0 | 0 | 0 | 0 | 71538724.16 | ok
Depreciation Expenses
Power Production Plant
Production Demand - Base |  | TDEPR | DEPPDB | PPBDA | 28434165.8897 | 10286856.5976 | 3342860.1575 | 0 | 398140.3285 | 4612972.0542 | 0 | 0 | 4452798.7712 | 1958401.3926 | 2711413.4192 | 264647.6171 | 139812.396 | 250449.1713 | 8163.7016 | 7650.2829 | 0 | 0 | 0 | 0 | 0 | 28434165.8897 | ok
Production Demand - Winter Peak |  | TDEPR | DEPPDI | PPWDA | 29786588.4908 | 12728350.8994 | 4165002.1636 | 0 | 323887.6383 | 4358278.244 | 0 | 0 | 3470693.1593 | 2327495.7525 | 2075937.1897 | 239680.1144 | 91103.3427 | 0 | 0 | 6159.9868 | 0 | 0 | 0 | 0 | 0 | 29786588.4908 | ok
Production Demand - Summer Peak |  | TDEPR | DEPPDP | PPSDA | 24484475.2984 | 9574654.3901 | 3460042.9448 | 0 | 285356.0214 | 4027869.0546 | 0 | 0 | 3046381.4999 | 2057586.3551 | 1761879.228 | 190242.1986 | 77011.2708 | 0 | 0 | 3452.3352 | 0 | 0 | 0 | 0 | 0 | 24484475.2984 | ok
Production Energy |  | TDEPR | DEPPEB | E01 | 0 | 0 | 0 | 0 | 0 | 0 | 0 | 0 | 0 | 0 | 0 | 0 | 0 | 0 | 0 | 0 | 0 | 0 | 0 | 0 | 0 | 0 | ok
Production Energy - Not Used |  | TDEPR | DEPPEI | E01 | 0 | 0 | 0 | 0 | 0 | 0 | 0 | 0 | 0 | 0 | 0 | 0 | 0 | 0 | 0 | 0 | 0 | 0 | 0 | 0 | 0 | 0 | ok
Production Energy - Not Used |  | TDEPR | DEPPEP | E01 | 0 | 0 | 0 | 0 | 0 | 0 | 0 | 0 | 0 | 0 | 0 | 0 | 0 | 0 | 0 | 0 | 0 | 0 | 0 | 0 | 0 | 0 | ok
Total Power Production Plant |  |  | DEPPT |  | 82705229.6789 | 32589861.8871 | 10967905.2658 | 0 | 1007383.9882 | 12999119.3529 | 0 | 0 | 10969873.4303 | 6343483.5002 | 6549229.8369 | 694569.9302 | 307927.0094 | 250449.1713 | 8163.7016 | 17262.6049 | 0 | 0 | 0 | 0 | 0 | 82705229.6789 | ok
Transmission Plant
Transmission Demand |  | TDEPR | DETRB | NCPT | 11770778.3327 | 5230791.5019 | 1505668.7733 | 0 | 133779.989 | 1552731.9142 | 0 | 0 | 1412512.2279 | 838675.6286 | 868715.0324 | 87570.3002 | 45835.555 | 90294.0284 | 2887.8637 | 1315.5183 | 0 | 0 | 0 | 0 | 0 | 11770778.3327 | ok
Transmission Demand - Not Used |  | TDEPR | DETRI | PPWDA | 0 | 0 | 0 | 0 | 0 | 0 | 0 | 0 | 0 | 0 | 0 | 0 | 0 | 0 | 0 | 0 | 0 | 0 | 0 | 0 | 0 | 0 | ok
Transmission Demand - Not Used |  | TDEPR | DETRP | PPSDA | 0 | 0 | 0 | 0 | 0 | 0 | 0 | 0 | 0 | 0 | 0 | 0 | 0 | 0 | 0 | 0 | 0 | 0 | 0 | 0 | 0 | 0 | ok
Total Transmission Plant |  |  | DETRT |  | 11770778.3327 | 5230791.5019 | 1505668.7733 | 0 | 133779.989 | 1552731.9142 | 0 | 0 | 1412512.2279 | 838675.6286 | 868715.0324 | 87570.3002 | 45835.555 | 90294.0284 | 2887.8637 | 1315.5183 | 0 | 0 | 0 | 0 | 0 | 11770778.3327 | ok
Distribution Poles
Specific |  | TDEPR | DEDPS | NCPP | 0 | 0 | 0 | 0 | 0 | 0 | 0 | 0 | 0 | 0 | 0 | 0 | 0 | 0 | 0 | 0 | 0 | 0 | 0 | 0 | 0 | 0 | ok
Distribution Substation
General |  | TDEPR | DEDSG | NCPP | 4970929.1011 | 2385043.3613 | 686528.0925 | 0 | 60998.6222 | 707987.1072 | 0 | 0 | 644052.2262 | 382404.4104 | 0 | 39928.7494 | 20899.2819 | 41170.6666 | 1316.7568 | 599.8267 | 0 | 0 | 0 | 0 | 0 | 4970929.1011 | ok
Distribution Primary & Secondary Lines
Primary Specific |  | TDEPR | DEDPLS | NCPP | 0 | 0 | 0 | 0 | 0 | 0 | 0 | 0 | 0 | 0 | 0 | 0 | 0 | 0 | 0 | 0 | 0 | 0 | 0 | 0 | 0 | 0 | ok
Primary Demand |  | TDEPR | DEDPLD | NCPP | 8500800.0729 | 4078669.4735 | 1174033.6545 | 0 | 104313.9183 | 1210730.7769 | 0 | 0 | 1101395.5541 | 653950.8759 | 0 | 68282.2685 | 35739.9217 | 70406.0747 | 2251.7895 | 1025.7653 | 0 | 0 | 0 | 0 | 0 | 8500800.0729 | ok
Primary Customer |  | TDEPR | DEDPLC | Cust08 | 13527932.3881 | 11662609.5644 | 1448965.0829 | 0 | 2306.1982 | 90459.555 | 0 | 0 | 3379.2209 | 8840.4263 | 0 | 32.0305 | 32.0305 | 307500.2053 | 587.2264 | 3220.8477 | 0 | 0 | 0 | 0 | 0 | 13527932.3881 | ok
Secondary Demand |  | TDEPR | DEDSLD | SICD | 2336901.8862 | 1961146.8019 | 358881.0193 | 0 | 0 | 0 | 0 | 0 | 0 | 0 | 0 | 0 | 0 | 16123.4821 | 515.6755 | 234.9074 | 0 | 0 | 0 | 0 | 0 | 2336901.8862 | ok
Secondary Customer |  | TDEPR | DEDSLC | Cust07 | 3551287.1257 | 3085572.2593 | 383352.1511 | 0 | 0 | 0 | 0 | 0 | 0 | 0 | 0 | 0 | 0 | 81355.2145 | 155.3623 | 852.1385 | 0 | 0 | 0 | 0 | 0 | 3551287.1257 | ok
Total Distribution Primary & Secondary Lines |  |  | DEDLT |  | 27916921.4729 | 20787998.099 | 3365231.9079 | 0 | 106620.1164 | 1301190.3319 | 0 | 0 | 1104774.775 | 662791.3022 | 0 | 68314.2991 | 35771.9523 | 475384.9766 | 3510.0537 | 5333.6589 | 0 | 0 | 0 | 0 | 0 | 27916921.4729 | ok
Distribution Line Transformers
Demand |  | TDEPR | DEDLTD | SICDT | 3230303.464 | 2241186.906 | 410127.0953 | 0 | 0 | 361201.8375 | 0 | 0 | 0 | 198504.044 | 0 | 0 | 0 | 18425.8195 | 589.3109 | 268.4508 | 0 | 0 | 0 | 0 | 0 | 3230303.464 | ok
Customer |  | TDEPR | DEDLTC | Cust09 | 2259120.332 | 1948445.6445 | 242075.2996 | 0 | 0 | 15112.872 | 0 | 0 | 0 | 1476.9499 | 0 | 0 | 0 | 51373.3597 | 98.1066 | 538.0997 | 0 | 0 | 0 | 0 | 0 | 2259120.332 | ok
Total Distribution Line Transformers |  |  | DEDLTT |  | 5489423.796 | 4189632.5505 | 652202.395 | 0 | 0 | 376314.7095 | 0 | 0 | 0 | 199980.9939 | 0 | 0 | 0 | 69799.1791 | 687.4175 | 806.5505 | 0 | 0 | 0 | 0 | 0 | 5489423.796 | ok
Distribution Services
Customer |  | TDEPR | DEDSC | C02 | 1121921.3971 | 862327.186 | 217020.3844 | 0 | 0 | 37860.5966 | 0 | 0 | 0 | 4713.2301 | 0 | 0 | 0 | 0 | 0 | 0 | 0 | 0 | 0 | 0 | 0 | 1121921.3971 | ok
Distribution Meters
Customer |  | TDEPR | DEDMC | C03 | 1301397.4832 | 910874.0773 | 267802.2071 | 0 | 10425.1037 | 72041.3468 | 0 | 0 | 16324.7227 | 7589.5034 | 13354.2821 | 154.7367 | 154.7367 | 0 | 412.7724 | 2263.9942 | 0 | 0 | 0 | 0 | 0 | 1301397.4832 | ok
Distribution Street & Customer Lighting
Customer |  | TDEPR | DEDSCL | C04 | 3565925.2438 | 0 | 0 | 0 | 0 | 0 | 0 | 0 | 0 | 0 | 0 | 0 | 0 | 3565925.2438 | 0 | 0 | 0 | 0 | 0 | 0 | 0 | 3565925.2438 | ok
Customer Accounts Expense
Customer |  | TDEPR | DECAE | C05 | 0 | 0 | 0 | 0 | 0 | 0 | 0 | 0 | 0 | 0 | 0 | 0 | 0 | 0 | 0 | 0 | 0 | 0 | 0 | 0 | 0 | 0 | ok
Customer Service & Info.
Customer |  | TDEPR | DECSI | C05 | 0 | 0 | 0 | 0 | 0 | 0 | 0 | 0 | 0 | 0 | 0 | 0 | 0 | 0 | 0 | 0 | 0 | 0 | 0 | 0 | 0 | 0 | ok
Sales Expense
Customer |  | TDEPR | DESEC | C06 | 0 | 0 | 0 | 0 | 0 | 0 | 0 | 0 | 0 | 0 | 0 | 0 | 0 | 0 | 0 | 0 | 0 | 0 | 0 | 0 | 0 | 0 | ok
Total |  |  | DET |  | 138842526.5056 | 66956528.6631 | 17662359.026 | 0 | 1319207.8195 | 17047245.359 | 0 | 0 | 14147537.3822 | 8439638.5688 | 7431299.1513 | 890538.0155 | 410588.5353 | 4493023.2658 | 16978.5656 | 27582.1535 | 0 | 0 | 0 | 0 | 0 | 138842526.5056 | ok
Regulatory Credits
Power Production Plant
Production Demand - Base |  | TRCTN | RCPDB | PPBDA | 0 | 0 | 0 | 0 | 0 | 0 | 0 | 0 | 0 | 0 | 0 | 0 | 0 | 0 | 0 | 0 | 0 | 0 | 0 | 0 | 0 | 0 | ok
Production Demand - Winter Peak |  | TRCTN | RCPDI | PPWDA | 0 | 0 | 0 | 0 | 0 | 0 | 0 | 0 | 0 | 0 | 0 | 0 | 0 | 0 | 0 | 0 | 0 | 0 | 0 | 0 | 0 | 0 | ok
Production Demand - Summer Peak |  | TRCTN | RCPDP | PPSDA | 0 | 0 | 0 | 0 | 0 | 0 | 0 | 0 | 0 | 0 | 0 | 0 | 0 | 0 | 0 | 0 | 0 | 0 | 0 | 0 | 0 | 0 | ok
Production Energy |  | TRCTN | RCPEB | E01 | 0 | 0 | 0 | 0 | 0 | 0 | 0 | 0 | 0 | 0 | 0 | 0 | 0 | 0 | 0 | 0 | 0 | 0 | 0 | 0 | 0 | 0 | ok
Production Energy - Not Used |  | TRCTN | RCPEI | E01 | 0 | 0 | 0 | 0 | 0 | 0 | 0 | 0 | 0 | 0 | 0 | 0 | 0 | 0 | 0 | 0 | 0 | 0 | 0 | 0 | 0 | 0 | ok
Production Energy - Not Used |  | TRCTN | RCPEP | E01 | 0 | 0 | 0 | 0 | 0 | 0 | 0 | 0 | 0 | 0 | 0 | 0 | 0 | 0 | 0 | 0 | 0 | 0 | 0 | 0 | 0 | 0 | ok
Total Power Production Plant |  |  | RCPT |  | 0 | 0 | 0 | 0 | 0 | 0 | 0 | 0 | 0 | 0 | 0 | 0 | 0 | 0 | 0 | 0 | 0 | 0 | 0 | 0 | 0 | 0 | ok
Transmission Plant
Transmission Demand |  | TRCTN | RCRB | NCPT | 0 | 0 | 0 | 0 | 0 | 0 | 0 | 0 | 0 | 0 | 0 | 0 | 0 | 0 | 0 | 0 | 0 | 0 | 0 | 0 | 0 | 0 | ok
Transmission Demand - Not Used |  | TRCTN | RCRI | PPWDA | 0 | 0 | 0 | 0 | 0 | 0 | 0 | 0 | 0 | 0 | 0 | 0 | 0 | 0 | 0 | 0 | 0 | 0 | 0 | 0 | 0 | 0 | ok
Transmission Demand - Not Used |  | TRCTN | RCRP | PPSDA | 0 | 0 | 0 | 0 | 0 | 0 | 0 | 0 | 0 | 0 | 0 | 0 | 0 | 0 | 0 | 0 | 0 | 0 | 0 | 0 | 0 | 0 | ok
Total Transmission Plant |  |  | RCRT |  | 0 | 0 | 0 | 0 | 0 | 0 | 0 | 0 | 0 | 0 | 0 | 0 | 0 | 0 | 0 | 0 | 0 | 0 | 0 | 0 | 0 | 0 | ok
Distribution Poles
Specific |  | TRCTN | RCPS | NCPP | 0 | 0 | 0 | 0 | 0 | 0 | 0 | 0 | 0 | 0 | 0 | 0 | 0 | 0 | 0 | 0 | 0 | 0 | 0 | 0 | 0 | 0 | ok
Distribution Substation
General |  | TRCTN | RCSG | NCPP | 0 | 0 | 0 | 0 | 0 | 0 | 0 | 0 | 0 | 0 | 0 | 0 | 0 | 0 | 0 | 0 | 0 | 0 | 0 | 0 | 0 | 0 | ok
Distribution Primary & Secondary Lines
Primary Specific |  | TRCTN | RCPLS | NCPP | 0 | 0 | 0 | 0 | 0 | 0 | 0 | 0 | 0 | 0 | 0 | 0 | 0 | 0 | 0 | 0 | 0 | 0 | 0 | 0 | 0 | 0 | ok
Primary Demand |  | TRCTN | RCPLD | NCPP | 0 | 0 | 0 | 0 | 0 | 0 | 0 | 0 | 0 | 0 | 0 | 0 | 0 | 0 | 0 | 0 | 0 | 0 | 0 | 0 | 0 | 0 | ok
Primary Customer |  | TRCTN | RCPLC | Cust08 | 0 | 0 | 0 | 0 | 0 | 0 | 0 | 0 | 0 | 0 | 0 | 0 | 0 | 0 | 0 | 0 | 0 | 0 | 0 | 0 | 0 | 0 | ok
Secondary Demand |  | TRCTN | RCSLD | SICD | 0 | 0 | 0 | 0 | 0 | 0 | 0 | 0 | 0 | 0 | 0 | 0 | 0 | 0 | 0 | 0 | 0 | 0 | 0 | 0 | 0 | 0 | ok
Secondary Customer |  | TRCTN | RCSLC | Cust07 | 0 | 0 | 0 | 0 | 0 | 0 | 0 | 0 | 0 | 0 | 0 | 0 | 0 | 0 | 0 | 0 | 0 | 0 | 0 | 0 | 0 | 0 | ok
Total Distribution Primary & Secondary Lines |  |  | RCLT |  | 0 | 0 | 0 | 0 | 0 | 0 | 0 | 0 | 0 | 0 | 0 | 0 | 0 | 0 | 0 | 0 | 0 | 0 | 0 | 0 | 0 | 0 | ok
Distribution Line Transformers
Demand |  | TRCTN | RCLTD | SICDT | 0 | 0 | 0 | 0 | 0 | 0 | 0 | 0 | 0 | 0 | 0 | 0 | 0 | 0 | 0 | 0 | 0 | 0 | 0 | 0 | 0 | 0 | ok
Customer |  | TRCTN | RCLTC | Cust09 | 0 | 0 | 0 | 0 | 0 | 0 | 0 | 0 | 0 | 0 | 0 | 0 | 0 | 0 | 0 | 0 | 0 | 0 | 0 | 0 | 0 | 0 | ok
Total Distribution Line Transformers |  |  | RCLTT |  | 0 | 0 | 0 | 0 | 0 | 0 | 0 | 0 | 0 | 0 | 0 | 0 | 0 | 0 | 0 | 0 | 0 | 0 | 0 | 0 | 0 | 0 | ok
Distribution Services
Customer |  | TRCTN | RCSC | C02 | 0 | 0 | 0 | 0 | 0 | 0 | 0 | 0 | 0 | 0 | 0 | 0 | 0 | 0 | 0 | 0 | 0 | 0 | 0 | 0 | 0 | 0 | ok
[5 empty] | -481.116 | -282.9775 | -81.1835 | 0 | -86.6062 | 0 | -1.6618 | 0 | -26.8876 | 0 | 0 | 0 | 0 | 0 | -0.14049 | -0.66586 | 0 | -0.99302 |  |  |  | -482.109
Distribution Meters
Customer |  | TRCTN | RCMC | C03 | 0 | 0 | 0 | 0 | 0 | 0 | 0 | 0 | 0 | 0 | 0 | 0 | 0 | 0 | 0 | 0 | 0 | 0 | 0 | 0 | 0 | 0 | ok
Distribution Street & Customer Lighting
Customer |  | TRCTN | RCSCL | C04 | 0 | 0 | 0 | 0 | 0 | 0 | 0 | 0 | 0 | 0 | 0 | 0 | 0 | 0 | 0 | 0 | 0 | 0 | 0 | 0 | 0 | 0 | ok
Customer Accounts Expense
Customer |  | TRCTN | RCCAE | C05 | 0 | 0 | 0 | 0 | 0 | 0 | 0 | 0 | 0 | 0 | 0 | 0 | 0 | 0 | 0 | 0 | 0 | 0 | 0 | 0 | 0 | 0 | ok
Customer Service & Info.
Customer |  | TRCTN | RCCSI | C05 | 0 | 0 | 0 | 0 | 0 | 0 | 0 | 0 | 0 | 0 | 0 | 0 | 0 | 0 | 0 | 0 | 0 | 0 | 0 | 0 | 0 | 0 | ok
Sales Expense
Customer |  | TRCTN | RCSEC | C06 | 0 | 0 | 0 | 0 | 0 | 0 | 0 | 0 | 0 | 0 | 0 | 0 | 0 | 0 | 0 | 0 | 0 | 0 | 0 | 0 | 0 | 0 | ok
Total |  |  | RCT |  | 0 | 0 | 0 | 0 | 0 | 0 | 0 | 0 | 0 | 0 | 0 | 0 | 0 | 0 | 0 | 0 | 0 | 0 | 0 | 0 | 0 | 0 | ok
Accretion Expenses
Power Production Plant
Production Demand - Base |  | TACRTN | ACRPDB | PPBDA | 0 | 0 | 0 | 0 | 0 | 0 | 0 | 0 | 0 | 0 | 0 | 0 | 0 | 0 | 0 | 0 | 0 | 0 | 0 | 0 | 0 | 0 | ok
Production Demand - Winter Peak |  | TACRTN | ACRPDI | PPWDA | 0 | 0 | 0 | 0 | 0 | 0 | 0 | 0 | 0 | 0 | 0 | 0 | 0 | 0 | 0 | 0 | 0 | 0 | 0 | 0 | 0 | 0 | ok
Production Demand - Summer Peak |  | TACRTN | ACRPDP | PPSDA | 0 | 0 | 0 | 0 | 0 | 0 | 0 | 0 | 0 | 0 | 0 | 0 | 0 | 0 | 0 | 0 | 0 | 0 | 0 | 0 | 0 | 0 | ok
Production Energy |  | TACRTN | ACRPEB | E01 | 0 | 0 | 0 | 0 | 0 | 0 | 0 | 0 | 0 | 0 | 0 | 0 | 0 | 0 | 0 | 0 | 0 | 0 | 0 | 0 | 0 | 0 | ok
Production Energy - Not Used |  | TACRTN | ACRPEI | E01 | 0 | 0 | 0 | 0 | 0 | 0 | 0 | 0 | 0 | 0 | 0 | 0 | 0 | 0 | 0 | 0 | 0 | 0 | 0 | 0 | 0 | 0 | ok
Production Energy - Not Used |  | TACRTN | ACRPEP | E01 | 0 | 0 | 0 | 0 | 0 | 0 | 0 | 0 | 0 | 0 | 0 | 0 | 0 | 0 | 0 | 0 | 0 | 0 | 0 | 0 | 0 | 0 | ok
Total Power Production Plant |  |  | ACRPT |  | 0 | 0 | 0 | 0 | 0 | 0 | 0 | 0 | 0 | 0 | 0 | 0 | 0 | 0 | 0 | 0 | 0 | 0 | 0 | 0 | 0 | 0 | ok
Transmission Plant
Transmission Demand |  | TACRTN | ACRRB | NCPT | 0 | 0 | 0 | 0 | 0 | 0 | 0 | 0 | 0 | 0 | 0 | 0 | 0 | 0 | 0 | 0 | 0 | 0 | 0 | 0 | 0 | 0 | ok
Transmission Demand - Not Used |  | TACRTN | ACRRI | PPWDA | 0 | 0 | 0 | 0 | 0 | 0 | 0 | 0 | 0 | 0 | 0 | 0 | 0 | 0 | 0 | 0 | 0 | 0 | 0 | 0 | 0 | 0 | ok
Transmission Demand - Not Used |  | TACRTN | ACRRP | PPSDA | 0 | 0 | 0 | 0 | 0 | 0 | 0 | 0 | 0 | 0 | 0 | 0 | 0 | 0 | 0 | 0 | 0 | 0 | 0 | 0 | 0 | 0 | ok
Total Transmission Plant |  |  | ACRRT |  | 0 | 0 | 0 | 0 | 0 | 0 | 0 | 0 | 0 | 0 | 0 | 0 | 0 | 0 | 0 | 0 | 0 | 0 | 0 | 0 | 0 | 0 | ok
Distribution Poles
Specific |  | TACRTN | ACRPS | NCPP | 0 | 0 | 0 | 0 | 0 | 0 | 0 | 0 | 0 | 0 | 0 | 0 | 0 | 0 | 0 | 0 | 0 | 0 | 0 | 0 | 0 | 0 | ok
Distribution Substation
General |  | TACRTN | ACRSG | NCPP | 0 | 0 | 0 | 0 | 0 | 0 | 0 | 0 | 0 | 0 | 0 | 0 | 0 | 0 | 0 | 0 | 0 | 0 | 0 | 0 | 0 | 0 | ok
Distribution Primary & Secondary Lines
Primary Specific |  | TACRTN | ACRPLS | NCPP | 0 | 0 | 0 | 0 | 0 | 0 | 0 | 0 | 0 | 0 | 0 | 0 | 0 | 0 | 0 | 0 | 0 | 0 | 0 | 0 | 0 | 0 | ok
Primary Demand |  | TACRTN | ACRPLD | NCPP | 0 | 0 | 0 | 0 | 0 | 0 | 0 | 0 | 0 | 0 | 0 | 0 | 0 | 0 | 0 | 0 | 0 | 0 | 0 | 0 | 0 | 0 | ok
Primary Customer |  | TACRTN | ACRPLC | Cust08 | 0 | 0 | 0 | 0 | 0 | 0 | 0 | 0 | 0 | 0 | 0 | 0 | 0 | 0 | 0 | 0 | 0 | 0 | 0 | 0 | 0 | 0 | ok
Secondary Demand |  | TACRTN | ACRSLD | SICD | 0 | 0 | 0 | 0 | 0 | 0 | 0 | 0 | 0 | 0 | 0 | 0 | 0 | 0 | 0 | 0 | 0 | 0 | 0 | 0 | 0 | 0 | ok
Secondary Customer |  | TACRTN | ACRSLC | Cust07 | 0 | 0 | 0 | 0 | 0 | 0 | 0 | 0 | 0 | 0 | 0 | 0 | 0 | 0 | 0 | 0 | 0 | 0 | 0 | 0 | 0 | 0 | ok
Total Distribution Primary & Secondary Lines |  |  | ACRLT |  | 0 | 0 | 0 | 0 | 0 | 0 | 0 | 0 | 0 | 0 | 0 | 0 | 0 | 0 | 0 | 0 | 0 | 0 | 0 | 0 | 0 | 0 | ok
Distribution Line Transformers
Demand |  | TACRTN | ACRLTD | SICDT | 0 | 0 | 0 | 0 | 0 | 0 | 0 | 0 | 0 | 0 | 0 | 0 | 0 | 0 | 0 | 0 | 0 | 0 | 0 | 0 | 0 | 0 | ok
Customer |  | TACRTN | ACRLTC | Cust09 | 0 | 0 | 0 | 0 | 0 | 0 | 0 | 0 | 0 | 0 | 0 | 0 | 0 | 0 | 0 | 0 | 0 | 0 | 0 | 0 | 0 | 0 | ok
Total Distribution Line Transformers |  |  | ACRLTT |  | 0 | 0 | 0 | 0 | 0 | 0 | 0 | 0 | 0 | 0 | 0 | 0 | 0 | 0 | 0 | 0 | 0 | 0 | 0 | 0 | 0 | 0 | ok
Distribution Services
Customer |  | TACRTN | ACRSC | C02 | 0 | 0 | 0 | 0 | 0 | 0 | 0 | 0 | 0 | 0 | 0 | 0 | 0 | 0 | 0 | 0 | 0 | 0 | 0 | 0 | 0 | 0 | ok
Distribution Meters
Customer |  | TACRTN | ACRMC | C03 | 0 | 0 | 0 | 0 | 0 | 0 | 0 | 0 | 0 | 0 | 0 | 0 | 0 | 0 | 0 | 0 | 0 | 0 | 0 | 0 | 0 | 0 | ok
Distribution Street & Customer Lighting
Customer |  | TACRTN | ACRSCL | C04 | 0 | 0 | 0 | 0 | 0 | 0 | 0 | 0 | 0 | 0 | 0 | 0 | 0 | 0 | 0 | 0 | 0 | 0 | 0 | 0 | 0 | 0 | ok
Customer Accounts Expense
Customer |  | TACRTN | ACRCAE | C05 | 0 | 0 | 0 | 0 | 0 | 0 | 0 | 0 | 0 | 0 | 0 | 0 | 0 | 0 | 0 | 0 | 0 | 0 | 0 | 0 | 0 | 0 | ok
Customer Service & Info.
Customer |  | TACRTN | ACRCSI | C05 | 0 | 0 | 0 | 0 | 0 | 0 | 0 | 0 | 0 | 0 | 0 | 0 | 0 | 0 | 0 | 0 | 0 | 0 | 0 | 0 | 0 | 0 | ok
Sales Expense
Customer |  | TACRTN | ACRSEC | C06 | 0 | 0 | 0 | 0 | 0 | 0 | 0 | 0 | 0 | 0 | 0 | 0 | 0 | 0 | 0 | 0 | 0 | 0 | 0 | 0 | 0 | 0 | ok
Total |  |  | ACRT |  | 0 | 0 | 0 | 0 | 0 | 0 | 0 | 0 | 0 | 0 | 0 | 0 | 0 | 0 | 0 | 0 | 0 | 0 | 0 | 0 | 0 | 0 | ok
Property and Other Taxes
Power Production Plant
Production Demand - Base |  | PTAX | PTPPDB | PPBDA | 6289766.8709 | 2275499.4848 | 739455.8769 | 0 | 88070.4522 | 1020410.4075 | 0 | 0 | 984979.3485 | 433207.2988 | 599776.9853 | 58541.2571 | 30927.1381 | 55400.4962 | 1805.8479 | 1692.2774 | 0 | 0 | 0 | 0 | 0 | 6289766.8709 | ok
Production Demand - Winter Peak |  | PTAX | PTPPDI | PPWDA | 6588928.9038 | 2815569.1332 | 921317.4294 | 0 | 71645.4193 | 964070.9778 | 0 | 0 | 767733.1186 | 514852.6506 | 459206.7519 | 53018.3319 | 20152.4739 | 0 | 0 | 1362.6171 | 0 | 0 | 0 | 0 | 0 | 6588928.9038 | ok
Production Demand - Summer Peak |  | PTAX | PTPPDP | PPSDA | 5416077.3409 | 2117957.116 | 765377.2427 | 0 | 63122.0503 | 890982.9618 | 0 | 0 | 673873.4489 | 455147.4638 | 389735.7018 | 42082.4399 | 17035.2435 | 0 | 0 | 763.6723 | 0 | 0 | 0 | 0 | 0 | 5416077.3409 | ok
Production Energy |  | PTAX | PTPPEB | E01 | 0 | 0 | 0 | 0 | 0 | 0 | 0 | 0 | 0 | 0 | 0 | 0 | 0 | 0 | 0 | 0 | 0 | 0 | 0 | 0 | 0 | 0 | ok
Production Energy - Not Used |  | PTAX | PTPPEI | E01 | 0 | 0 | 0 | 0 | 0 | 0 | 0 | 0 | 0 | 0 | 0 | 0 | 0 | 0 | 0 | 0 | 0 | 0 | 0 | 0 | 0 | 0 | ok
Production Energy - Not Used |  | PTAX | PTPPEP | E01 | 0 | 0 | 0 | 0 | 0 | 0 | 0 | 0 | 0 | 0 | 0 | 0 | 0 | 0 | 0 | 0 | 0 | 0 | 0 | 0 | 0 | 0 | ok
Total Power Production Plant |  |  | PTPPT |  | 18294773.1157 | 7209025.7341 | 2426150.549 | 0 | 222837.9218 | 2875464.3471 | 0 | 0 | 2426585.916 | 1403207.4132 | 1448719.4391 | 153642.0289 | 68114.8556 | 55400.4962 | 1805.8479 | 3818.5668 | 0 | 0 | 0 | 0 | 0 | 18294773.1157 | ok
Transmission Plant
Transmission Demand |  | PTAX | PTTRB | NCPT | 3464936.7094 | 1539775.9589 | 443220.2236 | 0 | 39380.505 | 457074.0912 | 0 | 0 | 415797.9475 | 246878.999 | 255721.6287 | 25777.8661 | 13492.506 | 26579.6436 | 850.0937 | 387.2461 | 0 | 0 | 0 | 0 | 0 | 3464936.7094 | ok
Transmission Demand - Not Used |  | PTAX | PTTRI | PPWDA | 0 | 0 | 0 | 0 | 0 | 0 | 0 | 0 | 0 | 0 | 0 | 0 | 0 | 0 | 0 | 0 | 0 | 0 | 0 | 0 | 0 | 0 | ok
Transmission Demand - Not Used |  | PTAX | PTTRP | PPSDA | 0 | 0 | 0 | 0 | 0 | 0 | 0 | 0 | 0 | 0 | 0 | 0 | 0 | 0 | 0 | 0 | 0 | 0 | 0 | 0 | 0 | 0 | ok
Total Transmission Plant |  |  | PTTRT |  | 3464936.7094 | 1539775.9589 | 443220.2236 | 0 | 39380.505 | 457074.0912 | 0 | 0 | 415797.9475 | 246878.999 | 255721.6287 | 25777.8661 | 13492.506 | 26579.6436 | 850.0937 | 387.2461 | 0 | 0 | 0 | 0 | 0 | 3464936.7094 | ok
Distribution Poles
Specific |  | PTAX | PTDPS | NCPP | 0 | 0 | 0 | 0 | 0 | 0 | 0 | 0 | 0 | 0 | 0 | 0 | 0 | 0 | 0 | 0 | 0 | 0 | 0 | 0 | 0 | 0 | ok
Distribution Substation
General |  | PTAX | PTDSG | NCPP | 1206640.0129 | 578943.834 | 166647.3711 | 0 | 14806.7648 | 171856.318 | 0 | 0 | 156336.8076 | 92824.5914 | 0 | 9692.278 | 5073.0777 | 9993.7401 | 319.6287 | 145.6015 | 0 | 0 | 0 | 0 | 0 | 1206640.0129 | ok
Distribution Primary & Secondary Lines
Primary Specific |  | PTAX | PTDPLS | NCPP | 0 | 0 | 0 | 0 | 0 | 0 | 0 | 0 | 0 | 0 | 0 | 0 | 0 | 0 | 0 | 0 | 0 | 0 | 0 | 0 | 0 | 0 | ok
Primary Demand |  | PTAX | PTDPLD | NCPP | 2063478.5372 | 990053.5063 | 284984.1459 | 0 | 25321.0909 | 293891.9809 | 0 | 0 | 267352.0219 | 158739.5992 | 0 | 16574.7923 | 8675.4848 | 17090.3236 | 546.5979 | 248.9936 | 0 | 0 | 0 | 0 | 0 | 2063478.5372 | ok
Primary Customer |  | PTAX | PTDPLC | Cust08 | 3283761.2808 | 2830974.0633 | 351720.8173 | 0 | 559.805 | 21958.092 | 0 | 0 | 820.2698 | 2145.9192 | 0 | 7.7751 | 7.7751 | 74642.3946 | 142.5429 | 781.8264 | 0 | 0 | 0 | 0 | 0 | 3283761.2808 | ok
Secondary Demand |  | PTAX | PTDSLD | SICD | 567258.0045 | 476047.466 | 87114.5392 | 0 | 0 | 0 | 0 | 0 | 0 | 0 | 0 | 0 | 0 | 3913.8033 | 125.1747 | 57.0213 | 0 | 0 | 0 | 0 | 0 | 567258.0045 | ok
Secondary Customer |  | PTAX | PTDSLC | Cust07 | 862037.0672 | 748989.7512 | 93054.6454 | 0 | 0 | 0 | 0 | 0 | 0 | 0 | 0 | 0 | 0 | 19748.1105 | 37.7125 | 206.8475 | 0 | 0 | 0 | 0 | 0 | 862037.0672 | ok
Total Distribution Primary & Secondary Lines |  |  | PTDLT |  | 6776534.8895 | 5046064.7868 | 816874.1477 | 0 | 25880.8959 | 315850.0729 | 0 | 0 | 268172.2917 | 160885.5184 | 0 | 16582.5674 | 8683.2598 | 115394.632 | 852.0281 | 1294.6888 | 0 | 0 | 0 | 0 | 0 | 6776534.8895 | ok
Distribution Line Transformers
Demand |  | PTAX | PTDLTD | SICDT | 784121.7073 | 544024.214 | 99553.9774 | 0 | 0 | 87677.893 | 0 | 0 | 0 | 48184.7392 | 0 | 0 | 0 | 4472.6711 | 143.0489 | 65.1636 | 0 | 0 | 0 | 0 | 0 | 784121.7073 | ok
Customer |  | PTAX | PTDLTC | Cust09 | 548377.3619 | 472964.3956 | 58761.1967 | 0 | 0 | 3668.4885 | 0 | 0 | 0 | 358.5138 | 0 | 0 | 0 | 12470.335 | 23.8143 | 130.618 | 0 | 0 | 0 | 0 | 0 | 548377.3619 | ok
Total Distribution Line Transformers |  |  | PTDLTT |  | 1332499.0692 | 1016988.6096 | 158315.1741 | 0 | 0 | 91346.3815 | 0 | 0 | 0 | 48543.253 | 0 | 0 | 0 | 16943.0062 | 166.8633 | 195.7815 | 0 | 0 | 0 | 0 | 0 | 1332499.0692 | ok
Distribution Services
Customer |  | PTAX | PTDSC | C02 | 272334.4513 | 209320.7257 | 52679.3833 | 0 | 0 | 9190.2559 | 0 | 0 | 0 | 1144.0863 | 0 | 0 | 0 | 0 | 0 | 0 | 0 | 0 | 0 | 0 | 0 | 272334.4513 | ok
Distribution Meters
Customer |  | PTAX | PTDMC | C03 | 315900.3567 | 221104.9657 | 65006.1291 | 0 | 2530.5827 | 17487.2685 | 0 | 0 | 3962.6523 | 1842.271 | 3241.6095 | 37.5607 | 37.5607 | 0 | 100.1961 | 549.5604 | 0 | 0 | 0 | 0 | 0 | 315900.3567 | ok
Distribution Street & Customer Lighting
Customer |  | PTAX | PTDSCL | C04 | 865590.3142 | 0 | 0 | 0 | 0 | 0 | 0 | 0 | 0 | 0 | 0 | 0 | 0 | 865590.3142 | 0 | 0 | 0 | 0 | 0 | 0 | 0 | 865590.3142 | ok
Customer Accounts Expense
Customer |  | PTAX | PTCAE | C05 | 0 | 0 | 0 | 0 | 0 | 0 | 0 | 0 | 0 | 0 | 0 | 0 | 0 | 0 | 0 | 0 | 0 | 0 | 0 | 0 | 0 | 0 | ok
Customer Service & Info.
Customer |  | PTAX | PTCSI | C05 | 0 | 0 | 0 | 0 | 0 | 0 | 0 | 0 | 0 | 0 | 0 | 0 | 0 | 0 | 0 | 0 | 0 | 0 | 0 | 0 | 0 | 0 | ok
Sales Expense
Customer |  | PTAX | PTSEC | C06 | 0 | 0 | 0 | 0 | 0 | 0 | 0 | 0 | 0 | 0 | 0 | 0 | 0 | 0 | 0 | 0 | 0 | 0 | 0 | 0 | 0 | 0 | ok
Total |  |  | PTT |  | 32529208.9188 | 15821224.6148 | 4128892.9779 | 0 | 305436.6703 | 3938268.7351 | 0 | 0 | 3270855.615 | 1955326.1325 | 1707682.6772 | 205732.301 | 95401.2598 | 1089901.8323 | 4094.6578 | 6391.4451 | 0 | 0 | 0 | 0 | 0 | 32529208.9188 | ok
Amortization of ITC
Power Production Plant
Production Demand - Base |  | OTAX | OTPPDB | PPBDA | -193847.6723 | -70129.8295 | -22789.6842 | 0 | -2714.2901 | -31448.5714 | 0 | 0 | -30356.6027 | -13351.2463 | -18484.8461 | -1804.2142 | -953.1599 | -1707.4174 | -55.6554 | -52.1552 | 0 | 0 | 0 | 0 | 0 | -193847.6723 | ok
Production Demand - Winter Peak |  | OTAX | OTPPDI | PPWDA | -203067.7062 | -86774.5234 | -28394.5721 | 0 | -2208.0783 | -29712.2165 | 0 | 0 | -23661.1755 | -15867.5178 | -14152.5373 | -1634.0002 | -621.0898 | 0 | 0 | -41.9952 | 0 | 0 | 0 | 0 | 0 | -203067.7062 | ok
Production Demand - Summer Peak |  | OTAX | OTPPDP | PPSDA | -166920.9697 | -65274.4474 | -23588.5685 | 0 | -1945.3921 | -27459.678 | 0 | 0 | -20768.4644 | -14027.4319 | -12011.472 | -1296.9611 | -525.0182 | 0 | 0 | -23.536 | 0 | 0 | 0 | 0 | 0 | -166920.9697 | ok
Production Energy |  | OTAX | OTPPEB | E01 | 0 | 0 | 0 | 0 | 0 | 0 | 0 | 0 | 0 | 0 | 0 | 0 | 0 | 0 | 0 | 0 | 0 | 0 | 0 | 0 | 0 | 0 | ok
Production Energy - Not Used |  | OTAX | OTPPEI | E01 | 0 | 0 | 0 | 0 | 0 | 0 | 0 | 0 | 0 | 0 | 0 | 0 | 0 | 0 | 0 | 0 | 0 | 0 | 0 | 0 | 0 | 0 | ok
Production Energy - Not Used |  | OTAX | OTPPEP | E01 | 0 | 0 | 0 | 0 | 0 | 0 | 0 | 0 | 0 | 0 | 0 | 0 | 0 | 0 | 0 | 0 | 0 | 0 | 0 | 0 | 0 | 0 | ok
Total Power Production Plant |  |  | OTPPT |  | -563836.3482 | -222178.8004 | -74772.8248 | 0 | -6867.7605 | -88620.4659 | 0 | 0 | -74786.2426 | -43246.196 | -44648.8553 | -4735.1754 | -2099.268 | -1707.4174 | -55.6554 | -117.6864 | 0 | 0 | 0 | 0 | 0 | -563836.3482 | ok
Transmission Plant
Transmission Demand |  | OTAX | OTTRB | NCPT | -106787.7283 | -47455.1747 | -13659.8399 | 0 | -1213.6887 | -14086.8096 | 0 | 0 | -12814.6982 | -7608.6952 | -7881.221 | -794.4618 | -415.8327 | -819.1722 | -26.1995 | -11.9347 | 0 | 0 | 0 | 0 | 0 | -106787.7283 | ok
Transmission Demand - Not Used |  | OTAX | OTTRI | PPWDA | 0 | 0 | 0 | 0 | 0 | 0 | 0 | 0 | 0 | 0 | 0 | 0 | 0 | 0 | 0 | 0 | 0 | 0 | 0 | 0 | 0 | 0 | ok
Transmission Demand - Not Used |  | OTAX | OTTRP | PPSDA | 0 | 0 | 0 | 0 | 0 | 0 | 0 | 0 | 0 | 0 | 0 | 0 | 0 | 0 | 0 | 0 | 0 | 0 | 0 | 0 | 0 | 0 | ok
Total Transmission Plant |  |  | OTTRT |  | -106787.7283 | -47455.1747 | -13659.8399 | 0 | -1213.6887 | -14086.8096 | 0 | 0 | -12814.6982 | -7608.6952 | -7881.221 | -794.4618 | -415.8327 | -819.1722 | -26.1995 | -11.9347 | 0 | 0 | 0 | 0 | 0 | -106787.7283 | ok
Distribution Poles
Specific |  | OTAX | OTDPS | NCPP | 0 | 0 | 0 | 0 | 0 | 0 | 0 | 0 | 0 | 0 | 0 | 0 | 0 | 0 | 0 | 0 | 0 | 0 | 0 | 0 | 0 | 0 | ok
Distribution Substation
General |  | OTAX | OTDSG | NCPP | -37188.0807 | -17842.7781 | -5135.994 | 0 | -456.3376 | -5296.5313 | 0 | 0 | -4818.2273 | -2860.8105 | 0 | -298.7115 | -156.3499 | -308.0024 | -9.8508 | -4.4874 | 0 | 0 | 0 | 0 | 0 | -37188.0807 | ok
Distribution Primary & Secondary Lines
Primary Specific |  | OTAX | OTDPLS | NCPP | 0 | 0 | 0 | 0 | 0 | 0 | 0 | 0 | 0 | 0 | 0 | 0 | 0 | 0 | 0 | 0 | 0 | 0 | 0 | 0 | 0 | 0 | ok
Primary Demand |  | OTAX | OTDPLD | NCPP | -63595.4431 | -30512.9859 | -8783.078 | 0 | -780.3842 | -9057.6134 | 0 | 0 | -8239.6642 | -4892.2802 | 0 | -510.8273 | -267.3744 | -526.7158 | -16.8459 | -7.6739 | 0 | 0 | 0 | 0 | 0 | -63595.4431 | ok
Primary Customer |  | OTAX | OTDPLC | Cust08 | -101203.9864 | -87249.2962 | -10839.871 | 0 | -17.2529 | -676.7381 | 0 | 0 | -25.2803 | -66.1362 | 0 | -0.23962 | -0.23962 | -2300.4437 | -4.3931 | -24.0955 | 0 | 0 | 0 | 0 | 0 | -101203.9864 | ok
Secondary Demand |  | OTAX | OTDSLD | SICD | -17482.6263 | -14671.5602 | -2684.8293 | 0 | 0 | 0 | 0 | 0 | 0 | 0 | 0 | 0 | 0 | -120.6216 | -3.8578 | -1.7574 | 0 | 0 | 0 | 0 | 0 | -17482.6263 | ok
Secondary Customer |  | OTAX | OTDSLC | Cust07 | -26567.5791 | -23083.5137 | -2867.9006 | 0 | 0 | 0 | 0 | 0 | 0 | 0 | 0 | 0 | 0 | -608.6275 | -1.1623 | -6.3749 | 0 | 0 | 0 | 0 | 0 | -26567.5791 | ok
Total Distribution Primary & Secondary Lines |  |  | OTDLT |  | -208849.6349 | -155517.3559 | -25175.6791 | 0 | -797.6371 | -9734.3515 | 0 | 0 | -8264.9446 | -4958.4164 | 0 | -511.067 | -267.614 | -3556.4086 | -26.2591 | -39.9017 | 0 | 0 | 0 | 0 | 0 | -208849.6349 | ok
Distribution Line Transformers
Demand |  | OTAX | OTDLTD | SICDT | -24166.2642 | -16766.5718 | -3068.207 | 0 | 0 | -2702.1916 | 0 | 0 | 0 | -1485.0311 | 0 | 0 | 0 | -137.8456 | -4.4087 | -2.0083 | 0 | 0 | 0 | 0 | 0 | -24166.2642 | ok
Customer |  | OTAX | OTDLTC | Cust09 | -16900.7337 | -14576.5414 | -1810.9926 | 0 | 0 | -113.0611 | 0 | 0 | 0 | -11.0492 | 0 | 0 | 0 | -384.3299 | -0.73395 | -4.0256 | 0 | 0 | 0 | 0 | 0 | -16900.7337 | ok
Total Distribution Line Transformers |  |  | OTDLTT |  | -41066.9979 | -31343.1131 | -4879.1996 | 0 | 0 | -2815.2527 | 0 | 0 | 0 | -1496.0803 | 0 | 0 | 0 | -522.1755 | -5.1426 | -6.0339 | 0 | 0 | 0 | 0 | 0 | -41066.9979 | ok
Distribution Services
Customer |  | OTAX | OTDSC | C02 | -8393.2204 | -6451.1668 | -1623.5539 | 0 | 0 | -283.2394 | 0 | 0 | 0 | -35.2602 | 0 | 0 | 0 | 0 | 0 | 0 | 0 | 0 | 0 | 0 | 0 | -8393.2204 | ok
Distribution Meters
Customer |  | OTAX | OTDMC | C03 | -9735.9012 | -6814.3516 | -2003.4585 | 0 | -77.9914 | -538.9494 | 0 | 0 | -122.1271 | -56.7779 | -99.9049 | -1.1576 | -1.1576 | 0 | -3.088 | -16.9372 | 0 | 0 | 0 | 0 | 0 | -9735.9012 | ok
Distribution Street & Customer Lighting
Customer |  | OTAX | OTDSCL | C04 | -26677.0885 | 0 | 0 | 0 | 0 | 0 | 0 | 0 | 0 | 0 | 0 | 0 | 0 | -26677.0885 | 0 | 0 | 0 | 0 | 0 | 0 | 0 | -26677.0885 | ok
Customer Accounts Expense
Customer |  | OTAX | OTCAE | C05 | 0 | 0 | 0 | 0 | 0 | 0 | 0 | 0 | 0 | 0 | 0 | 0 | 0 | 0 | 0 | 0 | 0 | 0 | 0 | 0 | 0 | 0 | ok
Customer Service & Info.
Customer |  | OTAX | OTCSI | C05 | 0 | 0 | 0 | 0 | 0 | 0 | 0 | 0 | 0 | 0 | 0 | 0 | 0 | 0 | 0 | 0 | 0 | 0 | 0 | 0 | 0 | 0 | ok
Sales Expense
Customer |  | OTAX | OTSEC | C06 | 0 | 0 | 0 | 0 | 0 | 0 | 0 | 0 | 0 | 0 | 0 | 0 | 0 | 0 | 0 | 0 | 0 | 0 | 0 | 0 | 0 | 0 | ok
Total |  |  | OTT |  | -1002535 | -487602.7406 | -127250.5499 | 0 | -9413.4153 | -121375.5999 | 0 | 0 | -100806.2398 | -60262.2366 | -52629.9812 | -6340.5733 | -2940.2222 | -33590.2646 | -126.1954 | -196.9813 | 0 | 0 | 0 | 0 | 0 | -1002535 | ok
Other Expenses
Power Production Plant
Production Demand - Base |  | OT | OTPPDB | PPBDA | 0 | 0 | 0 | 0 | 0 | 0 | 0 | 0 | 0 | 0 | 0 | 0 | 0 | 0 | 0 | 0 | 0 | 0 | 0 | 0 | 0 | 0 | ok
Production Demand - Winter Peak |  | OT | OTPPDI | PPWDA | 0 | 0 | 0 | 0 | 0 | 0 | 0 | 0 | 0 | 0 | 0 | 0 | 0 | 0 | 0 | 0 | 0 | 0 | 0 | 0 | 0 | 0 | ok
Production Demand - Summer Peak |  | OT | OTPPDP | PPSDA | 0 | 0 | 0 | 0 | 0 | 0 | 0 | 0 | 0 | 0 | 0 | 0 | 0 | 0 | 0 | 0 | 0 | 0 | 0 | 0 | 0 | 0 | ok
Production Energy |  | OT | OTPPEB | E01 | 0 | 0 | 0 | 0 | 0 | 0 | 0 | 0 | 0 | 0 | 0 | 0 | 0 | 0 | 0 | 0 | 0 | 0 | 0 | 0 | 0 | 0 | ok
Production Energy - Not Used |  | OT | OTPPEI | E01 | 0 | 0 | 0 | 0 | 0 | 0 | 0 | 0 | 0 | 0 | 0 | 0 | 0 | 0 | 0 | 0 | 0 | 0 | 0 | 0 | 0 | 0 | ok
Production Energy - Not Used |  | OT | OTPPEP | E01 | 0 | 0 | 0 | 0 | 0 | 0 | 0 | 0 | 0 | 0 | 0 | 0 | 0 | 0 | 0 | 0 | 0 | 0 | 0 | 0 | 0 | 0 | ok
Total Power Production Plant |  |  | OTPPT |  | 0 | 0 | 0 | 0 | 0 | 0 | 0 | 0 | 0 | 0 | 0 | 0 | 0 | 0 | 0 | 0 | 0 | 0 | 0 | 0 | 0 | 0 | ok
Transmission Plant
Transmission Demand |  | OT | OTTRB | NCPT | 0 | 0 | 0 | 0 | 0 | 0 | 0 | 0 | 0 | 0 | 0 | 0 | 0 | 0 | 0 | 0 | 0 | 0 | 0 | 0 | 0 | 0 | ok
Transmission Demand - Not Used |  | OT | OTTRI | PPWDA | 0 | 0 | 0 | 0 | 0 | 0 | 0 | 0 | 0 | 0 | 0 | 0 | 0 | 0 | 0 | 0 | 0 | 0 | 0 | 0 | 0 | 0 | ok
Transmission Demand - Not Used |  | OT | OTTRP | PPSDA | 0 | 0 | 0 | 0 | 0 | 0 | 0 | 0 | 0 | 0 | 0 | 0 | 0 | 0 | 0 | 0 | 0 | 0 | 0 | 0 | 0 | 0 | ok
Total Transmission Plant |  |  | OTTRT |  | 0 | 0 | 0 | 0 | 0 | 0 | 0 | 0 | 0 | 0 | 0 | 0 | 0 | 0 | 0 | 0 | 0 | 0 | 0 | 0 | 0 | 0 | ok
Distribution Poles
Specific |  | OT | OTDPS | NCPP | 0 | 0 | 0 | 0 | 0 | 0 | 0 | 0 | 0 | 0 | 0 | 0 | 0 | 0 | 0 | 0 | 0 | 0 | 0 | 0 | 0 | 0 | ok
Distribution Substation
General |  | OT | OTDSG | NCPP | 0 | 0 | 0 | 0 | 0 | 0 | 0 | 0 | 0 | 0 | 0 | 0 | 0 | 0 | 0 | 0 | 0 | 0 | 0 | 0 | 0 | 0 | ok
Distribution Primary & Secondary Lines
Primary Specific |  | OT | OTDPLS | NCPP | 0 | 0 | 0 | 0 | 0 | 0 | 0 | 0 | 0 | 0 | 0 | 0 | 0 | 0 | 0 | 0 | 0 | 0 | 0 | 0 | 0 | 0 | ok
Primary Demand |  | OT | OTDPLD | NCPP | 0 | 0 | 0 | 0 | 0 | 0 | 0 | 0 | 0 | 0 | 0 | 0 | 0 | 0 | 0 | 0 | 0 | 0 | 0 | 0 | 0 | 0 | ok
Primary Customer |  | OT | OTDPLC | Cust08 | 0 | 0 | 0 | 0 | 0 | 0 | 0 | 0 | 0 | 0 | 0 | 0 | 0 | 0 | 0 | 0 | 0 | 0 | 0 | 0 | 0 | 0 | ok
Secondary Demand |  | OT | OTDSLD | SICD | 0 | 0 | 0 | 0 | 0 | 0 | 0 | 0 | 0 | 0 | 0 | 0 | 0 | 0 | 0 | 0 | 0 | 0 | 0 | 0 | 0 | 0 | ok
Secondary Customer |  | OT | OTDSLC | Cust07 | 0 | 0 | 0 | 0 | 0 | 0 | 0 | 0 | 0 | 0 | 0 | 0 | 0 | 0 | 0 | 0 | 0 | 0 | 0 | 0 | 0 | 0 | ok
Total Distribution Primary & Secondary Lines |  |  | OTDLT |  | 0 | 0 | 0 | 0 | 0 | 0 | 0 | 0 | 0 | 0 | 0 | 0 | 0 | 0 | 0 | 0 | 0 | 0 | 0 | 0 | 0 | 0 | ok
Distribution Line Transformers
Demand |  | OT | OTDLTD | SICDT | 0 | 0 | 0 | 0 | 0 | 0 | 0 | 0 | 0 | 0 | 0 | 0 | 0 | 0 | 0 | 0 | 0 | 0 | 0 | 0 | 0 | 0 | ok
Customer |  | OT | OTDLTC | Cust09 | 0 | 0 | 0 | 0 | 0 | 0 | 0 | 0 | 0 | 0 | 0 | 0 | 0 | 0 | 0 | 0 | 0 | 0 | 0 | 0 | 0 | 0 | ok
Total Distribution Line Transformers |  |  | OTDLTT |  | 0 | 0 | 0 | 0 | 0 | 0 | 0 | 0 | 0 | 0 | 0 | 0 | 0 | 0 | 0 | 0 | 0 | 0 | 0 | 0 | 0 | 0 | ok
Distribution Services
Customer |  | OT | OTDSC | C02 | 0 | 0 | 0 | 0 | 0 | 0 | 0 | 0 | 0 | 0 | 0 | 0 | 0 | 0 | 0 | 0 | 0 | 0 | 0 | 0 | 0 | 0 | ok
Distribution Meters
Customer |  | OT | OTDMC | C03 | 0 | 0 | 0 | 0 | 0 | 0 | 0 | 0 | 0 | 0 | 0 | 0 | 0 | 0 | 0 | 0 | 0 | 0 | 0 | 0 | 0 | 0 | ok
Distribution Street & Customer Lighting
Customer |  | OT | OTDSCL | C04 | 0 | 0 | 0 | 0 | 0 | 0 | 0 | 0 | 0 | 0 | 0 | 0 | 0 | 0 | 0 | 0 | 0 | 0 | 0 | 0 | 0 | 0 | ok
Customer Accounts Expense
Customer |  | OT | OTCAE | C05 | 0 | 0 | 0 | 0 | 0 | 0 | 0 | 0 | 0 | 0 | 0 | 0 | 0 | 0 | 0 | 0 | 0 | 0 | 0 | 0 | 0 | 0 | ok
Customer Service & Info.
Customer |  | OT | OTCSI | C05 | 0 | 0 | 0 | 0 | 0 | 0 | 0 | 0 | 0 | 0 | 0 | 0 | 0 | 0 | 0 | 0 | 0 | 0 | 0 | 0 | 0 | 0 | ok
Sales Expense
Customer |  | OT | OTSEC | C06 | 0 | 0 | 0 | 0 | 0 | 0 | 0 | 0 | 0 | 0 | 0 | 0 | 0 | 0 | 0 | 0 | 0 | 0 | 0 | 0 | 0 | 0 | ok
Total |  |  | OTT |  | 0 | 0 | 0 | 0 | 0 | 0 | 0 | 0 | 0 | 0 | 0 | 0 | 0 | 0 | 0 | 0 | 0 | 0 | 0 | 0 | 0 | 0 | ok
Interest Expenses
Power Production Plant
Production Demand - Base |  | INTLTD | INTPDB | PPBDA | 12024043.9763 | 4350034.9751 | 1413605.6495 | 0 | 168362.8364 | 1950701.8091 | 0 | 0 | 1882968.8358 | 828155.2749 | 1146583.8076 | 111912.3592 | 59122.9018 | 105908.2183 | 3452.2098 | 3235.0989 | 0 | 0 | 0 | 0 | 0 | 12024043.9763 | ok
Production Demand - Winter Peak |  | INTLTD | INTPDI | PPWDA | 12595947.1189 | 5382477.2477 | 1761267.3912 | 0 | 136963.3708 | 1842998.6471 | 0 | 0 | 1467662.7877 | 984235.3523 | 877858.0022 | 101354.2739 | 38525.1533 | 0 | 0 | 2604.8927 | 0 | 0 | 0 | 0 | 0 | 12595947.1189 | ok
Production Demand - Summer Peak |  | INTLTD | INTPDP | PPSDA | 10353826.058 | 4048863.8173 | 1463159.0984 | 0 | 120669.3864 | 1703277.4878 | 0 | 0 | 1288232.7994 | 870097.9278 | 745051.3372 | 80448.3089 | 32565.9951 | 0 | 0 | 1459.8997 | 0 | 0 | 0 | 0 | 0 | 10353826.058 | ok
Production Energy |  | INTLTD | INTPEB | E01 | 0 | 0 | 0 | 0 | 0 | 0 | 0 | 0 | 0 | 0 | 0 | 0 | 0 | 0 | 0 | 0 | 0 | 0 | 0 | 0 | 0 | 0 | ok
Production Energy - Not Used |  | INTLTD | INTPEI | E01 | 0 | 0 | 0 | 0 | 0 | 0 | 0 | 0 | 0 | 0 | 0 | 0 | 0 | 0 | 0 | 0 | 0 | 0 | 0 | 0 | 0 | 0 | ok
Production Energy - Not Used |  | INTLTD | INTPEP | E01 | 0 | 0 | 0 | 0 | 0 | 0 | 0 | 0 | 0 | 0 | 0 | 0 | 0 | 0 | 0 | 0 | 0 | 0 | 0 | 0 | 0 | 0 | ok
Total Power Production Plant |  |  | INTPT |  | 34973817.1532 | 13781376.0401 | 4638032.1391 | 0 | 425995.5936 | 5496977.944 | 0 | 0 | 4638864.4229 | 2682488.555 | 2769493.1469 | 293714.942 | 130214.0501 | 105908.2183 | 3452.2098 | 7299.8913 | 0 | 0 | 0 | 0 | 0 | 34973817.1532 | ok
Transmission Plant
Transmission Demand |  | INTLTD | INTTRB | NCPT | 6623862.573 | 2943564.3997 | 847296.8187 | 0 | 75283.0643 | 873781.0297 | 0 | 0 | 794874.104 | 471954.5259 | 488858.8356 | 49279.123 | 25793.402 | 50811.868 | 1625.1102 | 740.2919 | 0 | 0 | 0 | 0 | 0 | 6623862.573 | ok
Transmission Demand - Not Used |  | INTLTD | INTTRI | PPWDA | 0 | 0 | 0 | 0 | 0 | 0 | 0 | 0 | 0 | 0 | 0 | 0 | 0 | 0 | 0 | 0 | 0 | 0 | 0 | 0 | 0 | 0 | ok
Transmission Demand - Not Used |  | INTLTD | INTTRP | PPSDA | 0 | 0 | 0 | 0 | 0 | 0 | 0 | 0 | 0 | 0 | 0 | 0 | 0 | 0 | 0 | 0 | 0 | 0 | 0 | 0 | 0 | 0 | ok
Total Transmission Plant |  |  | INTTRT |  | 6623862.573 | 2943564.3997 | 847296.8187 | 0 | 75283.0643 | 873781.0297 | 0 | 0 | 794874.104 | 471954.5259 | 488858.8356 | 49279.123 | 25793.402 | 50811.868 | 1625.1102 | 740.2919 | 0 | 0 | 0 | 0 | 0 | 6623862.573 | ok
Distribution Poles
Specific |  | INTLTD | INTDPS | NCPP | 0 | 0 | 0 | 0 | 0 | 0 | 0 | 0 | 0 | 0 | 0 | 0 | 0 | 0 | 0 | 0 | 0 | 0 | 0 | 0 | 0 | 0 | ok
Distribution Substation
General |  | INTLTD | INTDSG | NCPP | 2306713.8857 | 1106757.4145 | 318577.041 | 0 | 28305.8491 | 328534.8992 | 0 | 0 | 298866.5063 | 177451.2461 | 0 | 18528.5686 | 9698.1194 | 19104.8688 | 611.0289 | 278.344 | 0 | 0 | 0 | 0 | 0 | 2306713.8857 | ok
Distribution Primary & Secondary Lines
Primary Specific |  | INTLTD | INDPLS | NCPP | 0 | 0 | 0 | 0 | 0 | 0 | 0 | 0 | 0 | 0 | 0 | 0 | 0 | 0 | 0 | 0 | 0 | 0 | 0 | 0 | 0 | 0 | ok
Primary Demand |  | INTLTD | INDPLD | NCPP | 3944718.0133 | 1892669.0199 | 544799.5089 | 0 | 48405.9134 | 561828.4707 | 0 | 0 | 511092.4672 | 303459.8835 | 0 | 31685.7581 | 16584.7817 | 32671.2908 | 1044.9222 | 475.9969 | 0 | 0 | 0 | 0 | 0 | 3944718.0133 | ok
Primary Customer |  | INTLTD | INDPLC | Cust08 | 6277512.4831 | 5411926.5994 | 672378.9072 | 0 | 1070.17 | 41976.9237 | 0 | 0 | 1568.0964 | 4102.3184 | 0 | 14.8635 | 14.8635 | 142692.6394 | 272.497 | 1494.6047 | 0 | 0 | 0 | 0 | 0 | 6277512.4831 | ok
Secondary Demand |  | INTLTD | INDSLD | SICD | 1084417.8062 | 910052.1186 | 166535.4331 | 0 | 0 | 0 | 0 | 0 | 0 | 0 | 0 | 0 | 0 | 7481.9534 | 239.2945 | 109.0066 | 0 | 0 | 0 | 0 | 0 | 1084417.8062 | ok
Secondary Customer |  | INTLTD | INDSLC | Cust07 | 1647942.0966 | 1431831.4004 | 177891.0365 | 0 | 0 | 0 | 0 | 0 | 0 | 0 | 0 | 0 | 0 | 37752.1383 | 72.0944 | 395.427 | 0 | 0 | 0 | 0 | 0 | 1647942.0966 | ok
Total Distribution Primary & Secondary Lines |  |  | INDLT |  | 12954590.3992 | 9646479.1382 | 1561604.8857 | 0 | 49476.0834 | 603805.3944 | 0 | 0 | 512660.5635 | 307562.202 | 0 | 31700.6216 | 16599.6451 | 220598.0219 | 1628.8081 | 2475.0353 | 0 | 0 | 0 | 0 | 0 | 12954590.3992 | ok
Distribution Line Transformers
Demand |  | INTLTD | INDLTD | SICDT | 1498992.5835 | 1040002.1508 | 190315.7028 | 0 | 0 | 167612.3874 | 0 | 0 | 0 | 92113.9741 | 0 | 0 | 0 | 8550.3319 | 273.4643 | 124.5721 | 0 | 0 | 0 | 0 | 0 | 1498992.5835 | ok
Customer |  | INTLTD | INDLTC | Cust09 | 1048323.992 | 904158.2634 | 112332.8142 | 0 | 0 | 7012.9891 | 0 | 0 | 0 | 685.365 | 0 | 0 | 0 | 23839.3346 | 45.5255 | 249.7002 | 0 | 0 | 0 | 0 | 0 | 1048323.992 | ok
Total Distribution Line Transformers |  |  | INDLTT |  | 2547316.5755 | 1944160.4142 | 302648.517 | 0 | 0 | 174625.3765 | 0 | 0 | 0 | 92799.3391 | 0 | 0 | 0 | 32389.6665 | 318.9897 | 374.2723 | 0 | 0 | 0 | 0 | 0 | 2547316.5755 | ok
Distribution Services
Customer |  | INTLTD | INDSC | C02 | 520617.2956 | 400154.9919 | 100706.3114 | 0 | 0 | 17568.8613 | 0 | 0 | 0 | 2187.131 | 0 | 0 | 0 | 0 | 0 | 0 | 0 | 0 | 0 | 0 | 0 | 520617.2956 | ok
Distribution Meters
Customer |  | INTLTD | INDMC | C03 | 603901.5211 | 422682.7298 | 124271.1488 | 0 | 4837.6734 | 33430.1238 | 0 | 0 | 7575.3373 | 3521.8392 | 6196.9317 | 71.8041 | 71.8041 | 0 | 191.5432 | 1050.5857 | 0 | 0 | 0 | 0 | 0 | 603901.5211 | ok
Distribution Street & Customer Lighting
Customer |  | INTLTD | INDSCL | C04 | 1654734.7806 | 0 | 0 | 0 | 0 | 0 | 0 | 0 | 0 | 0 | 0 | 0 | 0 | 1654734.7806 | 0 | 0 | 0 | 0 | 0 | 0 | 0 | 1654734.7806 | ok
Customer Accounts Expense
Customer |  | INTLTD | INCAE | C05 | 0 | 0 | 0 | 0 | 0 | 0 | 0 | 0 | 0 | 0 | 0 | 0 | 0 | 0 | 0 | 0 | 0 | 0 | 0 | 0 | 0 | 0 | ok
Customer Service & Info.
Customer |  | INTLTD | INCSI | C05 | 0 | 0 | 0 | 0 | 0 | 0 | 0 | 0 | 0 | 0 | 0 | 0 | 0 | 0 | 0 | 0 | 0 | 0 | 0 | 0 | 0 | 0 | ok
Sales Expense
Customer |  | INTLTD | INSEC | C06 | 0 | 0 | 0 | 0 | 0 | 0 | 0 | 0 | 0 | 0 | 0 | 0 | 0 | 0 | 0 | 0 | 0 | 0 | 0 | 0 | 0 | 0 | ok
Total |  |  | INTT |  | 62185554.1838 | 30245175.1284 | 7893136.8616 | 0 | 583898.2638 | 7528723.6289 | 0 | 0 | 6252840.9339 | 3737964.8383 | 3264548.9141 | 393295.0593 | 182377.0208 | 2083547.4241 | 7827.69 | 12218.4206 | 0 | 0 | 0 | 0 | 0 | 62185554.1838 | ok
Cost of Service Summary -- Unadjusted
Operating Revenues
Sales to Ultimate Consumers |  |  | REVUC | R01 | 965204065.3 | 379200073 | 135825835 | 0 | 11517853 | 151571212 | 0 | 0 | 116918595 | 77629237 | 64284636 | 6341748 | 3292762 | 18141167.3 | 210819 | 270128 | 0 | 0 | 0 | 0 | 0 | 965204065.3 | ok
Intercompany Sales |  |  | ICSALES | E01 |  | 0 | 0 | 0 | 0 | 0 | 0 | 0 | 0 | 0 | 0 | 0 | 0 | 0 | 0 | 0 | 0 | 0 | 0 | 0 | 0 | 0 | ok
Sales for Resale |  |  |  | Energy | 42971044.7 | 15545979.9712 | 5051886.9375 | 0 | 601688.1968 | 6971339.7276 | 0 | 0 | 6729278.1617 | 2959628.1337 | 4097615.135 | 399948.0286 | 211291.0523 | 378490.3851 | 12337.4961 | 11561.4744 | 0 | 0 | 0 | 0 | 0 | 42971044.7 | ok
Brokered Purchases |  |  | BRKS | Energy | 0 | 0 | 0 | 0 | 0 | 0 | 0 | 0 | 0 | 0 | 0 | 0 | 0 | 0 | 0 | 0 | 0 | 0 | 0 | 0 | 0 | 0 | ok
Settled Swap Revenue |  |  |  | Energy |  | 0 | 0 | 0 | 0 | 0 | 0 | 0 | 0 | 0 | 0 | 0 | 0 | 0 | 0 | 0 | 0 | 0 | 0 | 0 | 0 | 0 | ok
Settled Swap Expense |  |  |  | Energy |  | 0 | 0 | 0 | 0 | 0 | 0 | 0 | 0 | 0 | 0 | 0 | 0 | 0 | 0 | 0 | 0 | 0 | 0 | 0 | 0 | 0 | ok
Curtailable Service Rider |  |  | CSR | INTCRE | -4334522 | -1781296.7048 | -608997.1979 | 0 | -48659.0802 | -669784.9171 | 0 | 0 | -520505.8002 | -350227.7925 | -306518.7695 | -34337.0407 | -13426.98 | 0 | 0 | -767.7171 | 0 | 0 | 0 | 0 | 0 | -4334522 | ok
Forfeited Discounts |  |  | FORDIS | FDIS | 2623527 | 2068557.0074 | 375660.4875 | 0 | 4867.1789 | 83926.9237 | 0 | 0 | 29247.0341 | 50539.8003 | 10394.6476 | 0 | 0 | 333.9205 | 0 | 0 | 0 | 0 | 0 | 0 | 0 | 2623527 | ok
Misc Service Revenues |  |  | REVMISC | MISCR | 3775989 | 3513478.457 | 227289.9451 | 0 | 847.5961 | 33246.5659 | 0 | 0 | 100.2997 | 262.3953 | 12.3592 | 0 | 0 | 751.3817 | 0 | 0 | 0 | 0 | 0 | 0 | 0 | 3775989 | ok
Rent From Electric Property |  |  |  | RBT | 3785840 | 1831351.269 | 480312.824 | 0 | 35933.5081 | 461625.0912 | 0 | 0 | 385105.1606 | 228213.269 | 202315.5255 | 24174.2943 | 11261.9369 | 124302.1398 | 490.9051 | 754.0765 | 0 | 0 | 0 | 0 | 0 | 3785840 | ok
Other Electric Revenue |  |  |  | RBT | 11598968 | 5610851.1626 | 1471571.1903 | 0 | 110092.2413 | 1414316.152 | 0 | 0 | 1179876.1794 | 699194.4733 | 619849.5727 | 74064.6373 | 34504.0586 | 380833.9872 | 1504.0236 | 2310.3218 | 0 | 0 | 0 | 0 | 0 | 11598968 | ok
Unbilled Revenue |  |  | UNBREV | R01 | 0 | 0 | 0 | 0 | 0 | 0 | 0 | 0 | 0 | 0 | 0 | 0 | 0 | 0 | 0 | 0 | 0 | 0 | 0 | 0 | 0 | 0 | ok
Total Operating Revenues |  |  | TOR |  | 1025624912 | 405988994.1624 | 142823559.1865 | 0 | 12222622.6409 | 159865881.5432 | 0 | 0 | 124721696.0353 | 81216847.2791 | 68908304.4705 | 6805597.9195 | 3536392.0677 | 19025879.1143 | 225151.4248 | 283986.1556 | 0 | 0 | 0 | 0 | 0 | 1025624912 | ok
Operating Expenses
Operation and Maintenance Expenses |  |  |  |  | 685621902.8182 | 287977479.0438 | 85712374.9044 | 0 | 8382184.1559 | 98788345.74 | 0 | 0 | 91640486.3599 | 43317845.8996 | 53872935.6749 | 5491759.0931 | 2831748.9052 | 7250096.0209 | 163488.3461 | 193158.6743 | 0 | 0 | 0 | 0 | 0 | 685621902.8182 | ok
Depreciation Expenses |  |  |  |  | 138842526.5056 | 66956528.6631 | 17662359.026 | 0 | 1319207.8195 | 17047245.359 | 0 | 0 | 14147537.3822 | 8439638.5688 | 7431299.1513 | 890538.0155 | 410588.5353 | 4493023.2658 | 16978.5656 | 27582.1535 | 0 | 0 | 0 | 0 | 0 | 138842526.5056 | ok
Regulatory Credits |  |  |  |  | 0 | 0 | 0 | 0 | 0 | 0 | 0 | 0 | 0 | 0 | 0 | 0 | 0 | 0 | 0 | 0 | 0 | 0 | 0 | 0 | 0 | 0 | ok
Accretion Expense |  |  |  |  | 0 | 0 | 0 | 0 | 0 | 0 | 0 | 0 | 0 | 0 | 0 | 0 | 0 | 0 | 0 | 0 | 0 | 0 | 0 | 0 | 0 | 0 | ok
Depreciation for Asset Retirement Costs |  |  |  | DET | 0 | 0 | 0 | 0 | 0 | 0 | 0 | 0 | 0 | 0 | 0 | 0 | 0 | 0 | 0 | 0 | 0 | 0 | 0 | 0 | 0 | 0 | ok
Amortization Expense |  |  |  | DET | 0 | 0 | 0 | 0 | 0 | 0 | 0 | 0 | 0 | 0 | 0 | 0 | 0 | 0 | 0 | 0 | 0 | 0 | 0 | 0 | 0 | 0 | ok
Property and Other Taxes |  |  |  | NPT | 32529208.9188 | 15821224.6148 | 4128892.9779 | 0 | 305436.6703 | 3938268.7351 | 0 | 0 | 3270855.615 | 1955326.1325 | 1707682.6772 | 205732.301 | 95401.2598 | 1089901.8323 | 4094.6578 | 6391.4451 | 0 | 0 | 0 | 0 | 0 | 32529208.9188 | ok
Amortization of Investment Tax Credit |  |  |  |  | -1002535 | -487602.7406 | -127250.5499 | 0 | -9413.4153 | -121375.5999 | 0 | 0 | -100806.2398 | -60262.2366 | -52629.9812 | -6340.5733 | -2940.2222 | -33590.2646 | -126.1954 | -196.9813 | 0 | 0 | 0 | 0 | 0 | -1002535 | ok
Other Expenses |  |  |  |  | 0 | 0 | 0 | 0 | 0 | 0 | 0 | 0 | 0 | 0 | 0 | 0 | 0 | 0 | 0 | 0 | 0 | 0 | 0 | 0 | 0 | 0 | ok
State and Federal Income Taxes |  |  |  | TAXINC | 48157086 | 2454365.8479 | 12349410.1093 | 0 | 735616.0977 | 14648899.1147 | 0 | 0 | 4262624.3465 | 10678692.0248 | 1203148.0501 | -75916.8686 | 8612.6477 | 1856801.0493 | 14740.1894 | 20093.3914 | 0 | 0 | 0 | 0 | 0 | 48157086 | ok
Total Operating Expenses |  |  | TOE |  | 904148189.2427 | 372721995.4289 | 119725786.4677 | 0 | 10733031.3281 | 134301383.3489 | 0 | 0 | 113220697.4638 | 64331240.389 | 64162435.5725 | 6505771.9678 | 3343411.1257 | 14656231.9037 | 199175.5634 | 247028.683 | 0 | 0 | 0 | 0 | 0 | 904148189.2427 | ok
Utility Operating Income |  |  | TOM |  | 121476722.7573 | 33266998.7334 | 23097772.7188 | 0 | 1489591.3128 | 25564498.1943 | 0 | 0 | 11500998.5715 | 16885606.8901 | 4745868.8981 | 299825.9517 | 192980.9419 | 4369647.2105 | 25975.8614 | 36957.4727 | 0 | 0 | 0 | 0 | 0 | 121476722.7573 | ok
Net Cost Rate Base |  |  |  |  | 2380933927.2415 | 1151746077.2154 | 302071164.7275 | 0 | 22598765.0245 | 290318355.0559 | 0 | 0 | 242194583.6398 | 143524479.342 | 127237257.4478 | 15203335.994 | 7082689.0574 | 78174244.5277 | 308732.7074 | 474242.5022 | 0 | 0 | 0 | 0 | 0 | 2380933927.2415 | ok
Taxable Income Unadjusted
Total Operating Revenue |  |  |  |  | 1025624912 | 405988994.1624 | 142823559.1865 | 0 | 12222622.6409 | 159865881.5432 | 0 | 0 | 124721696.0353 | 81216847.2791 | 68908304.4705 | 6805597.9195 | 3536392.0677 | 19025879.1143 | 225151.4248 | 283986.1556 | 0 | 0 | 0 | 0 | 0 | 1025624912 | ok
Operating Expenses |  |  |  |  | 855991103.2427 | 370267629.5811 | 107376376.3585 | 0 | 9997415.2304 | 119652484.2343 | 0 | 0 | 108958073.1174 | 53652548.3643 | 62959287.5223 | 6581688.8363 | 3334798.4781 | 12799430.8545 | 184435.374 | 226935.2916 | 0 | 0 | 0 | 0 | 0 | 855991103.2427 | ok
Interest Expense |  |  | INTEXP |  | 62185554.1838 | 30245175.1284 | 7893136.8616 | 0 | 583898.2638 | 7528723.6289 | 0 | 0 | 6252840.9339 | 3737964.8383 | 3264548.9141 | 393295.0593 | 182377.0208 | 2083547.4241 | 7827.69 | 12218.4206 | 0 | 0 | 0 | 0 | 0 | 62185554.1838 | ok
Taxable Income |  |  | TAXINC |  | 107448254.5735 | 5476189.453 | 27554045.9664 | 0 | 1641309.1467 | 32684673.6801 | 0 | 0 | 9510781.984 | 23826334.0765 | 2684468.0341 | -169385.9761 | 19216.5689 | 4142900.8357 | 32888.3608 | 44832.4434 | 0 | 0 | 0 | 0 | 0 | 107448254.5735 | ok
Cost of Service Summary -- Pro-Forma
Operating Revenues
Total Operating Revenue -- Actual |  |  |  |  | 1025624912 | 405988994.1624 | 142823559.1865 | 0 | 12222622.6409 | 159865881.5432 | 0 | 0 | 124721696.0353 | 81216847.2791 | 68908304.4705 | 6805597.9195 | 3536392.0677 | 19025879.1143 | 225151.4248 | 283986.1556 | 0 | 0 | 0 | 0 | 0 | 1025624912 | ok
Pro-Forma Adjustments:
| Eliminate unbilled revenues |  |  | R01 |  | 0 | 0 | 0 | 0 | 0 | 0 | 0 | 0 | 0 | 0 | 0 | 0 | 0 | 0 | 0 | 0 | 0 | 0 | 0 | 0 | 0 | ok
| Eliminate rate mechanism revenue accruals |  |  | R01 |  | 0 | 0 | 0 | 0 | 0 | 0 | 0 | 0 | 0 | 0 | 0 | 0 | 0 | 0 | 0 | 0 | 0 | 0 | 0 | 0 | 0 | ok
| Mismatch in fuel cost recovery |  |  | Energy |  | 0 | 0 | 0 | 0 | 0 | 0 | 0 | 0 | 0 | 0 | 0 | 0 | 0 | 0 | 0 | 0 | 0 | 0 | 0 | 0 | 0 | ok
| Annualized FAC roll-in to base rates |  | FACRI | REV01 |  | 0 | 0 | 0 | 0 | 0 | 0 | 0 | 0 | 0 | 0 | 0 | 0 | 0 | 0 | 0 | 0 | 0 | 0 | 0 | 0 | 0 | ok
| Adjustment to reflect changes to FAC calculations |  |  | REV01 |  | 0 | 0 | 0 | 0 | 0 | 0 | 0 | 0 | 0 | 0 | 0 | 0 | 0 | 0 | 0 | 0 | 0 | 0 | 0 | 0 | 0 | ok
| Eliminate ECR revenues |  |  | ECRREV | 0 | 0 | 0 | 0 | 0 | 0 | 0 | 0 | 0 | 0 | 0 | 0 | 0 | 0 | 0 | 0 | 0 | 0 | 0 | 0 | 0 | 0 | ok
| To Reflect a Full Year of the ECR Roll-In |  | ECRRI | ECRREV2 |  | 0 | 0 | 0 | 0 | 0 | 0 | 0 | 0 | 0 | 0 | 0 | 0 | 0 | 0 | 0 | 0 | 0 | 0 | 0 | 0 | 0 | ok
| Remove Off-System ECR revenues |  |  | ECRREV | -8423259.5388 | -3297836.5638 | -1848541.9148 | 0 | -80618.5465 | -1002889.8807 | 0 | 0 | -833193.5732 | -537753.5539 | -461699.2601 | -42712.3879 | -23116.9499 | -290133.081 | -2398.9516 | -2364.8754 | 0 | 0 | 0 | 0 | 0 | -8423259.5388 | ok
| Customer Account Changes |  | 3: 0; 12: 0; 14: 0; 24: 0; 25: ok
Total Pro-Forma Operating Revenue |  |  |  |  | 1017201652.4612 | 402691157.5986 | 140975017.2718 | 0 | 12142004.0945 | 158862991.6625 | 0 | 0 | 123888502.4621 | 80679093.7252 | 68446605.2104 | 6762885.5316 | 3513275.1178 | 18735746.0333 | 222752.4733 | 281621.2802 | 0 | 0 | 0 | 0 | 0 | 1017201652.4612 | ok
Operating Expenses
Operation and Maintenance Expenses |  |  |  |  | 685621902.8182 | 287977479.0438 | 85712374.9044 | 0 | 8382184.1559 | 98788345.74 | 0 | 0 | 91640486.3599 | 43317845.8996 | 53872935.6749 | 5491759.0931 | 2831748.9052 | 7250096.0209 | 163488.3461 | 193158.6743 | 0 | 0 | 0 | 0 | 0 | 685621902.8182 | ok
Depreciation and Amortization Expenses |  |  |  |  | 138842526.5056 | 66956528.6631 | 17662359.026 | 0 | 1319207.8195 | 17047245.359 | 0 | 0 | 14147537.3822 | 8439638.5688 | 7431299.1513 | 890538.0155 | 410588.5353 | 4493023.2658 | 16978.5656 | 27582.1535 | 0 | 0 | 0 | 0 | 0 | 138842526.5056 | ok
Regulatory Credits |  |  |  |  | 0 | 0 | 0 | 0 | 0 | 0 | 0 | 0 | 0 | 0 | 0 | 0 | 0 | 0 | 0 | 0 | 0 | 0 | 0 | 0 | 0 | 0 | ok
Accretion Expense |  |  |  |  | 0 | 0 | 0 | 0 | 0 | 0 | 0 | 0 | 0 | 0 | 0 | 0 | 0 | 0 | 0 | 0 | 0 | 0 | 0 | 0 | 0 | 0 | ok
Depreciation for Asset Retirement Costs |  |  |  |  | 0 | 0 | 0 | 0 | 0 | 0 | 0 | 0 | 0 | 0 | 0 | 0 | 0 | 0 | 0 | 0 | 0 | 0 | 0 | 0 | 0 | 0 | ok
Amortization Expense |  |  |  |  | 0 | 0 | 0 | 0 | 0 | 0 | 0 | 0 | 0 | 0 | 0 | 0 | 0 | 0 | 0 | 0 | 0 | 0 |  |  |  | 0 | ok
Property and Other Taxes |  |  |  | NPT | 32529208.9188 | 15821224.6148 | 4128892.9779 | 0 | 305436.6703 | 3938268.7351 | 0 | 0 | 3270855.615 | 1955326.1325 | 1707682.6772 | 205732.301 | 95401.2598 | 1089901.8323 | 4094.6578 | 6391.4451 | 0 | 0 | 0 | 0 | 0 | 32529208.9188 | ok
Amortization of Investment Tax Credit |  |  |  |  | -1002535 | -487602.7406 | -127250.5499 | 0 | -9413.4153 | -121375.5999 | 0 | 0 | -100806.2398 | -60262.2366 | -52629.9812 | -6340.5733 | -2940.2222 | -33590.2646 | -126.1954 | -196.9813 | 0 | 0 | 0 | 0 | 0 | -1002535 | ok
Other Expenses |  |  |  |  | 0 | 0 | 0 | 0 | 0 | 0 | 0 | 0 | 0 | 0 | 0 | 0 | 0 | 0 | 0 | 0 | 0 | 0 | 0 | 0 | 0 | 0 | ok
State and Federal Income Taxes |  |  |  | TAXINC | 48157086 | 2454365.8479 | 12349410.1093 | 0 | 735616.0977 | 14648899.1147 | 0 | 0 | 4262624.3465 | 10678692.0248 | 1203148.0501 | -75916.8686 | 8612.6477 | 1856801.0493 | 14740.1894 | 20093.3914 | 0 | 0 | 0 | 0 | 0 | 48157086 | ok
Specific Assignment of Interruptible Credit |  |  |  |  | 0 | 0 | 0 | 0 | 0 | 0 | 0 | 0 | 0 | 0 | 0 | 0 | 0 | 0 | 0 | 0 | 0 | 0 | 0 | 0 | 0 | 0 | ok
Allocation of Interruptible Credits |  |  |  | INTCRE | 0 | 0 | 0 | 0 | 0 | 0 | 0 | 0 | 0 | 0 | 0 | 0 | 0 | 0 | 0 | 0 | 0 | 0 | 0 | 0 | 0 | 0 | ok
Adjustments to Operating Expenses:
| Eliminate mismatch in fuel cost recovery |  |  | Energy |  | 0 | 0 | 0 | 0 | 0 | 0 | 0 | 0 | 0 | 0 | 0 | 0 | 0 | 0 | 0 | 0 | 0 | 0 | 0 | 0 | 0 | ok
| Remove ECR expenses |  |  | ECRREV |  | 0 | 0 | 0 | 0 | 0 | 0 | 0 | 0 | 0 | 0 | 0 | 0 | 0 | 0 | 0 | 0 | 0 | 0 | 0 | 0 | 0 | ok
| Reflect full year of ECR roll-in |  |  | ECRREV2 |  | 0 | 0 | 0 | 0 | 0 | 0 | 0 | 0 | 0 | 0 | 0 | 0 | 0 | 0 | 0 | 0 | 0 | 0 | 0 | 0 | 0 | ok
| Eliminate brokered sales expenses |  |  | Energy |  | 0 | 0 | 0 | 0 | 0 | 0 | 0 | 0 | 0 | 0 | 0 | 0 | 0 | 0 | 0 | 0 | 0 | 0 | 0 | 0 | 0 | ok
| Adjustment to reflect changes to FAC calculations |  |  | REV01 |  | 0 | 0 | 0 | 0 | 0 | 0 | 0 | 0 | 0 | 0 | 0 | 0 | 0 | 0 | 0 | 0 | 0 | 0 | 0 | 0 | 0 | ok
| Eliminate DSM expenses |  |  | DSMREV |  | 0 | 0 | 0 | 0 | 0 | 0 | 0 | 0 | 0 | 0 | 0 | 0 | 0 | 0 | 0 | 0 | 0 | 0 | 0 | 0 | 0 | ok
| Year end customer expense adjustment |  |  | YREND |  | 0 | 0 | 0 | 0 | 0 | 0 | 0 | 0 | 0 | 0 | 0 | 0 | 0 | 0 | 0 | 0 | 0 | 0 | 0 | 0 | 0 | ok
| Annualized depreciation expense adjustment |  |  | DET |  | 0 | 0 | 0 | 0 | 0 | 0 | 0 | 0 | 0 | 0 | 0 | 0 | 0 | 0 | 0 | 0 | 0 | 0 | 0 | 0 | 0 | ok
| Labor expense adjustment |  |  | LBT |  | 0 | 0 | 0 | 0 | 0 | 0 | 0 | 0 | 0 | 0 | 0 | 0 | 0 | 0 | 0 | 0 | 0 | 0 | 0 | 0 | 0 | ok
| Pension & post retirement expense adjustment |  |  | LBT |  | 0 | 0 | 0 | 0 | 0 | 0 | 0 | 0 | 0 | 0 | 0 | 0 | 0 | 0 | 0 | 0 | 0 | 0 | 0 | 0 | 0 | ok
| Property insurance expense adjustment |  |  | UPT | 0 | 0 | 0 | 0 | 0 | 0 | 0 | 0 | 0 | 0 | 0 | 0 | 0 | 0 | 0 | 0 | 0 | 0 | 0 | 0 | 0 | 0 | ok
| Adjustment for transfer of ITO functions |  |  | PLTRT |  | 0 | 0 | 0 | 0 | 0 | 0 | 0 | 0 | 0 | 0 | 0 | 0 | 0 | 0 | 0 | 0 | 0 | 0 | 0 | 0 | 0 | ok
| Eliminate advertising expenses |  |  | REVUC | -984863.12 | -386923.533 | -138592.3044 | 0 | -11752.446 | -154658.3796 | 0 | 0 | -119299.9661 | -79210.3715 | -65593.9707 | -6470.9153 | -3359.8282 | -18510.6624 | -215.1129 | -275.6299 | 0 | 0 | 0 | 0 | 0 | -984863.12 | ok
| Cane Run Depreciation adjustment |  |  | DEPPT | 0 | 0 | 0 | 0 | 0 | 0 | 0 | 0 | 0 | 0 | 0 | 0 | 0 | 0 | 0 | 0 | 0 | 0 | 0 | 0 | 0 | 0 | ok
| MISO exit fee regulatory asset amortization |  |  | PLTRT |  | 0 | 0 | 0 | 0 | 0 | 0 | 0 | 0 | 0 | 0 | 0 | 0 | 0 | 0 | 0 | 0 | 0 | 0 | 0 | 0 | 0 | ok
| FAC expense adjustments |  |  | PLPPT |  | 0 | 0 | 0 | 0 | 0 | 0 | 0 | 0 | 0 | 0 | 0 | 0 | 0 | 0 | 0 | 0 | 0 | 0 | 0 | 0 | 0 | ok
| ECR plan eliminations expense |  |  | PLPPT |  | 0 | 0 | 0 | 0 | 0 | 0 | 0 | 0 | 0 | 0 | 0 | 0 | 0 | 0 | 0 | 0 | 0 | 0 | 0 | 0 | 0 | ok
| Amortization of rate case expenses |  |  | OMT |  | 0 | 0 | 0 | 0 | 0 | 0 | 0 | 0 | 0 | 0 | 0 | 0 | 0 | 0 | 0 | 0 | 0 | 0 | 0 | 0 | 0 | ok
| Adjustment for Swap termination regulatory asset |  |  | UPT |  | 0 | 0 | 0 | 0 | 0 | 0 | 0 | 0 | 0 | 0 | 0 | 0 | 0 | 0 | 0 | 0 | 0 | 0 | 0 | 0 | 0 | ok
| Coal Tax Credit |  |  | PLTRT |  | 0 | 0 | 0 | 0 | 0 | 0 | 0 | 0 | 0 | 0 | 0 | 0 | 0 | 0 | 0 | 0 | 0 | 0 | 0 | 0 | 0 | ok
| Grandfathering provision elimination |  |  | PLPPT |  | 0 | 0 | 0 | 0 | 0 | 0 | 0 | 0 | 0 | 0 | 0 | 0 | 0 | 0 | 0 | 0 | 0 | 0 | 0 | 0 | 0 | ok
| 2011 Wind Storm regulatory asset amortization |  |  | RBT |  | 0 | 0 | 0 | 0 | 0 | 0 | 0 | 0 | 0 | 0 | 0 | 0 | 0 | 0 | 0 | 0 | 0 | 0 | 0 | 0 | 0 | ok
| Adjustment for injuries and damages FERC account 925 |  |  | UPT |  | 0 | 0 | 0 | 0 | 0 | 0 | 0 | 0 | 0 | 0 | 0 | 0 | 0 | 0 | 0 | 0 | 0 | 0 | 0 | 0 | 0 | ok
| General Management Audit regulatory asset amortization |  |  | UPT |  | 0 | 0 | 0 | 0 | 0 | 0 | 0 | 0 | 0 | 0 | 0 | 0 | 0 | 0 | 0 | 0 | 0 | 0 | 0 | 0 | 0 | ok
| Property tax expense adjustment |  |  | UPT |  | 0 | 0 | 0 | 0 | 0 | 0 | 0 | 0 | 0 | 0 | 0 | 0 | 0 | 0 | 0 | 0 | 0 | 0 | 0 | 0 | 0 | ok
| Federal & State Income Tax Adjustment |  |  | TAXINC | -3074551 | -156697.0429 | -788438.3038 | 0 | -46964.8269 | -935247.3574 | 0 | 0 | -272143.8741 | -681772.6314 | -76814.034 | 4846.8523 | -549.8677 | -118545.9918 | -941.0757 | -1282.8467 | 0 | 0 | 0 | 0 | 0 | -3074551 | ok
| Federal & State Income Tax Interest Adjustment |  |  | TAXINC | 0 | 0 | 0 | 0 | 0 | 0 | 0 | 0 | 0 | 0 | 0 | 0 | 0 | 0 | 0 | 0 | 0 | 0 | 0 | 0 | 0 | 0 | ok
| Prior income tax true-ups & adjustments |  |  | TAXINC |  | 0 | 0 | 0 | 0 | 0 | 0 | 0 | 0 | 0 | 0 | 0 | 0 | 0 | 0 | 0 | 0 | 0 | 0 | 0 | 0 | 0 | ok
| Adjustment for domestic production activities |  |  | TAXINC |  | 0 | 0 | 0 | 0 | 0 | 0 | 0 | 0 | 0 | 0 | 0 | 0 | 0 | 0 | 0 | 0 | 0 | 0 | 0 | 0 | 0 | ok
| Adjustment for tax basis depreciation reduction |  |  | UPT |  | 0 | 0 | 0 | 0 | 0 | 0 | 0 | 0 | 0 | 0 | 0 | 0 | 0 | 0 | 0 | 0 | 0 | 0 | 0 | 0 | 0 | ok
| Adjustment for amortization of investment tax credit |  |  | UPT |  | 0 | 0 | 0 | 0 | 0 | 0 | 0 | 0 | 0 | 0 | 0 | 0 | 0 | 0 | 0 | 0 | 0 | 0 | 0 | 0 | 0 | ok
Total Expense Adjustments |  |  |  |  | -4059414.12 | -543620.5759 | -927030.6082 | 0 | -58717.2729 | -1089905.737 | 0 | 0 | -391443.8401 | -760983.0029 | -142408.0047 | -1624.0629 | -3909.6959 | -137056.6542 | -1156.1886 | -1558.4766 | 0 | 0 | 0 | 0 | 0 | -4059414.12 | ok
Total Operating Expenses |  |  | TOE |  | 900088775.1227 | 372178374.853 | 118798755.8595 | 0 | 10674314.0552 | 133211477.6119 | 0 | 0 | 112829253.6237 | 63570257.3862 | 64020027.5678 | 6504147.9048 | 3339501.4299 | 14519175.2495 | 198019.3748 | 245470.2064 | 0 | 0 | 0 | 0 | 0 | 900088775.1227 | ok
Net Operating Income -- Pro-Forma |  |  |  |  | 117112877.3386 | 30512782.7456 | 22176261.4122 | 0 | 1467690.0392 | 25651514.0506 | 0 | 0 | 11059248.8384 | 17108836.339 | 4426577.6426 | 258737.6267 | 173773.6879 | 4216570.7838 | 24733.0985 | 36151.0738 | 0 | 0 | 0 | 0 | 0 | 117112877.3386 | ok
Cost of Service Summary -- Pro-Forma
Net Operating Income -- Pro-Forma |  |  |  |  | 117112877.3386 | 30512782.7456 | 22176261.4122 | 0 | 1467690.0392 | 25651514.0506 | 0 | 0 | 11059248.8384 | 17108836.339 | 4426577.6426 | 258737.6267 | 173773.6879 | 4216570.7838 | 24733.0985 | 36151.0738
Net Cost Rate Base |  |  |  |  | 2380933927.2415 | 1151746077.2154 | 302071164.7275 | 0 | 22598765.0245 | 290318355.0559 | 0 | 0 | 242194583.6398 | 143524479.342 | 127237257.4478 | 15203335.994 | 7082689.0574 | 78174244.5277 | 308732.7074 | 474242.5022 | 0 | 0 | 0 | 0 | 0 | 2380933927.2415 | ok
ECR Plan Eliminations |  |  |  | PLPPT | 0 | 0 | 0 | 0 | 0 | 0 | 0 | 0 | 0 | 0 | 0 | 0 | 0 | 0 | 0 | 0 | 0 | 0 | 0 | 0 | 0 | 0 | ok
Adjustment to Reflect Depreciation Reserve |  |  |  | DET | 0 | 0 | 0 | 0 | 0 | 0 | 0 | 0 | 0 | 0 | 0 | 0 | 0 | 0 | 0 | 0 | 0 | 0 | 0 | 0 | 0 | 0 | ok
Cash Working Capital |  |  |  | OMLF | 0 | 0 | 0 | 0 | 0 | 0 | 0 | 0 | 0 | 0 | 0 | 0 | 0 | 0 | 0 | 0 | 0 | 0 | 0 | 0 | 0 | 0 | ok
Adjusted Net Cost Rate Base |  |  |  |  | 2380933927.2415 | 1151746077.2154 | 302071164.7275 | 0 | 22598765.0245 | 290318355.0559 | 0 | 0 | 242194583.6398 | 143524479.342 | 127237257.4478 | 15203335.994 | 7082689.0574 | 78174244.5277 | 308732.7074 | 474242.5022 | 0 | 0 | 0 | 0 | 0 | 2380933927.2415 | ok
Rate of Return |  |  |  |  | 4.919% | 2.649% | 7.341% | #DIV/0! | 6.495% | 8.836% | #DIV/0! | #DIV/0! | 4.566% | 11.92% | 3.479% | 1.702% | 2.453% | 5.394% | 8.011% | 7.623% | #DIV/0! | #DIV/0! | #DIV/0! | #DIV/0! | #DIV/0!
Taxable Income Pro-Forma
Total Operating Revenue |  |  |  |  | 1017201652.4612 | 402691157.5986 | 140975017.2718 | 0 | 12142004.0945 | 158862991.6625 | 0 | 0 | 123888502.4621 | 80679093.7252 | 68446605.2104 | 6762885.5316 | 3513275.1178 | 18735746.0333 | 222752.4733 | 281621.2802 | 0 | 0 | 0 | 0 | 0 | 1017201652.4612 | ok
Operating Expenses |  |  |  |  | 851931689.1227 | 369724009.0052 | 106449345.7503 | 0 | 9938697.9575 | 118562578.4972 | 0 | 0 | 108566629.2772 | 52891565.3614 | 62816879.5176 | 6580064.7734 | 3330888.7822 | 12662374.2002 | 183279.1854 | 225376.815 | 0 | 0 | 0 | 0 | 0 | 851931689.1227 | ok
Interest Expense |  |  | INTEXP |  | 62185554.1838 | 30245175.1284 | 7893136.8616 | 0 | 583898.2638 | 7528723.6289 | 0 | 0 | 6252840.9339 | 3737964.8383 | 3264548.9141 | 393295.0593 | 182377.0208 | 2083547.4241 | 7827.69 | 12218.4206 | 0 | 0 | 0 | 0 | 0 | 62185554.1838 | ok
Interest Syncronization Adjustment |  |  |  | INTEXP | 7354012 | 3576769.2956 | 933435.8109 | 0 | 69051.3238 | 890340.6046 | 0 | 0 | 739455.7766 | 442048.6178 | 386062.8438 | 46510.7471 | 21567.755 | 246398.5882 | 925.6961 | 1444.9403 | 0 | 0 | 0 | 0 | 0 | 7354012 | ok
Taxable Income |  |  | TXINCPF |  | 95730397.1547 | -854795.8305 | 25699098.8489 | 0 | 1550356.5493 | 31881348.9318 | 0 | 0 | 8329576.4743 | 23607514.9077 | 1979113.9349 | -256985.0483 | -21558.4402 | 3743425.8207 | 30719.9018 | 42581.1043 | 0 | 0 | 0 | 0 | 0 | 95730397.1547 | ok
Cost of Service Summary -- Equalized RORs based on Cost of Service
Operating Revenues
Total Operating Revenue -- Actual |  |  |  |  | 1017201652.4612 | 402691157.5986 | 140975017.2718 | 0 | 12142004.0945 | 158862991.6625 | 0 | 0 | 123888502.4621 | 80679093.7252 | 68446605.2104 | 6762885.5316 | 3513275.1178 | 18735746.0333 | 222752.4733 | 281621.2802 | 0 | 0 | 0 | 0 | 0 | 1017201652.46 | ok
Pro-Forma Adjustments:
Increase to Ultimate Consumers Required to Produce Equalized RORs |  |  |  |  | 0 | 42598837.3841 | -11926226.2719 | 0 | -580347.2793 | -18531967.9525 | 0 | 0 | 1391385.0613 | -16377159.5183 | 2985516.2509 | 797055.2669 | 284558.9362 | -605193.2762 | -15559.1063 | -20899.4948 | 0 | 0 | 0 | 0 | 0 | -1.1363e-07 | ok
Total Pro-Forma Operating Revenue |  |  |  |  | 1017201652.4612 | 445289994.9828 | 129048790.9998 | 0 | 11561656.8151 | 140331023.71 | 0 | 0 | 125279887.5234 | 64301934.2069 | 71432121.4613 | 7559940.7984 | 3797834.054 | 18130552.7571 | 207193.367 | 260721.7855 | 0 | 0 | 0 | 0 | 0 | 1017201652.46 | ok
Operating Expenses
Total Operating Expenses |  |  |  |  | 900088775.1227 | 372178374.853 | 118798755.8595 | 0 | 10674314.0552 | 133211477.6119 | 0 | 0 | 112829253.6237 | 63570257.3862 | 64020027.5678 | 6504147.9048 | 3339501.4299 | 14519175.2495 | 198019.3748 | 245470.2064 | 0 | 0 | 0 | 0 | 0 | 900088775.12 | ok
Total Pro-Forma Adjustments |  |  |  |  | 0 | 0 | 0 | 0 | 0 | 0 | 0 | 0 | 0 | 0 | 0 | 0 | 0 | 0 | 0 | 0 | 0 | 0 | 0 | 0 | 0 | 0 | ok
Incremental Income Taxes |  |  |  | 0.38639 | 0 | 16459776.2785 | -4608177.7893 | 0 | -224240.542 | -7160572.1008 | 0 | 0 | 537617.6495 | -6327975.0881 | 1153574.4303 | 307974.3998 | 109950.8042 | -233840.7934 | -6011.8873 | -8075.3614 | 0 | 0 | 0 | 0 | 0 | 0 | ok
Total Pro-forma Operating Expenses |  |  |  |  | 900088775.1227 | 388638151.1316 | 114190578.0703 | 0 | 10450073.5133 | 126050905.5111 | 0 | 0 | 113366871.2732 | 57242282.298 | 65173601.9981 | 6812122.3046 | 3449452.234 | 14285334.4561 | 192007.4875 | 237394.845 | 0 | 0 | 0 | 0 | 0 | 900088775.12 | ok
Net Operating Income -- Pro-Forma |  |  |  |  | 117112877.3386 | 56651843.8512 | 14858212.9296 | 0 | 1111583.3018 | 14280118.1989 | 0 | 0 | 11913016.2502 | 7059651.9088 | 6258519.4633 | 747818.4938 | 348381.82 | 3845218.301 | 15185.8795 | 23326.9405 | 0 | 0 | 0 | 0 | 0 | 117112877.34 | ok
Net Cost Rate Base |  |  |  |  | 2380933927.2415 | 1151746077.2154 | 302071164.7275 | 0 | 22598765.0245 | 290318355.0559 | 0 | 0 | 242194583.6398 | 143524479.342 | 127237257.4478 | 15203335.994 | 7082689.0574 | 78174244.5277 | 308732.7074 | 474242.5022 | 0 | 0 | 0 | 0 | 0 | 2380933927.24 | ok
Rate of Return |  |  |  |  | 4.919% | 4.919% | 4.919% | #DIV/0! | 4.919% | 4.919% | #DIV/0! | #DIV/0! | 4.919% | 4.919% | 4.919% | 4.919% | 4.919% | 4.919% | 4.919% | 4.919% | #DIV/0! | #DIV/0! | #DIV/0! | #DIV/0! | #DIV/0!
Increase (Decrease) Required to Produce Levelized RORs |  |  |  |  | 0 | 42598837.3841 | -11926226.2719 | 0 | -580347.2793 | -18531967.9525 | 0 | 0 | 1391385.0613 | -16377159.5183 | 2985516.2509 | 797055.2669 | 284558.9362 | -605193.2762 | -15559.1063 | -20899.4948 | 0 | 0 | 0 | 0 | 0 | 0 | ok
% Increase (Decrease) Required to Produce Levelized RORs |  |  |  |  | 0% | 10.58% | -8.46% | #DIV/0! | -4.78% | -11.67% | #DIV/0! | #DIV/0! | 1.123% | -20.3% | 4.362% | 11.79% | 8.1% | -3.23% | -6.985% | -7.421% | #DIV/0! | #DIV/0! | #DIV/0! | #DIV/0! | #DIV/0!
Cost of Service Summary -- Adjusted for Uniform Percentage Increase
Operating Revenues
Total Operating Revenue -- Pro-Forma Actual |  |  |  |  | 1017201652.4612 | 402691157.5986 | 140975017.2718 | 0 | 12142004.0945 | 158862991.6625 | 0 | 0 | 123888502.4621 | 80679093.7252 | 68446605.2104 | 6762885.5316 | 3513275.1178 | 18735746.0333 | 222752.4733 | 281621.2802 | 0 | 0 | 0 | 0 | 0 | 1017201652.46 | ok
Pro-Forma Adjustments:
To Reflect Proposed Increase to Ultimate Consumers | [5 empty] | 0 | 0 | 0 | 0 | 0 | 0 | 0 | 0 | 0 | 0 | 0 | 0 | 0 | 0 | 0 | 0 | 0 | 0 | 0 | 0 | 0 | ok
Proposed Reduction in CSR Credit |  |  |  | INTCRE |  | 0 | 0 | 0 | 0 | 0 | 0 | 0 | 0 | 0 | 0 | 0 | 0 | 0 | 0 | 0 | 0 | 0 | 0 | 0 | 0 | 0 | ok
To Reflect Proposed Increase in Miscellaneous Charges |  |  |  | MISCR | -22391 | -20834.3552 | -1347.7924 | 0 | -5.0261 | -197.1467 | 0 | 0 | -0.59476 | -1.556 | -0.073288 | 0 | 0 | -4.4556 | 0 | 0 | 0 | 0 | 0 | 0 | 0 | -22391 | ok
Total Pro-Forma Operating Revenue |  |  |  |  | 1017179261.4612 | 402670323.2434 | 140973669.4794 | 0 | 12141999.0683 | 158862794.5158 | 0 | 0 | 123888501.8673 | 80679092.1692 | 68446605.1371 | 6762885.5316 | 3513275.1178 | 18735741.5777 | 222752.4733 | 281621.2802 | 0 | 0 | 0 | 0 | 0 | 1017179261.46 | ok
Operating Expenses
Total Operating Expenses |  |  |  |  | 904148189.2427 | 372721995.4289 | 119725786.4677 | 0 | 10733031.3281 | 134301383.3489 | 0 | 0 | 113220697.4638 | 64331240.389 | 64162435.5725 | 6505771.9678 | 3343411.1257 | 14656231.9037 | 199175.5634 | 247028.683 | 0 | 0 | 0 | 0 | 0 | 904148189.24 | ok
Total Pro-Forma Adjustments |  |  |  |  | -4059414.12 | -543620.5759 | -927030.6082 | 0 | -58717.2729 | -1089905.737 | 0 | 0 | -391443.8401 | -760983.0029 | -142408.0047 | -1624.0629 | -3909.6959 | -137056.6542 | -1156.1886 | -1558.4766 | 0 | 0 | 0 | 0 | 0 | -4059414.12 | ok
Incremental Income Taxes |  |  |  |  | -8651.6645 | -8050.1921 | -520.7739 | 0 | -1.942 | -76.1756 | 0 | 0 | -0.22981 | -0.60121 | -0.028318 | 0 | 0 | -1.7216 | 0 | 0 | 0 | 0 | 0 | 0 | 0 | -8651.66 | ok
Total Pro-forma Operating Expenses |  |  |  |  | 900080123.4582 | 372170324.6609 | 118798235.0857 | 0 | 10674312.1132 | 133211401.4363 | 0 | 0 | 112829253.3939 | 63570256.7849 | 64020027.5395 | 6504147.9048 | 3339501.4299 | 14519173.5279 | 198019.3748 | 245470.2064 | 0 | 0 | 0 | 0 | 0 | 900080123.46 | ok
Net Operating Income -- Pro-Forma |  |  |  |  | 117099138.0031 | 30499998.5825 | 22175434.3937 | 0 | 1467686.9552 | 25651393.0795 | 0 | 0 | 11059248.4734 | 17108835.3843 | 4426577.5977 | 258737.6267 | 173773.6879 | 4216568.0498 | 24733.0985 | 36151.0738 | 0 | 0 | 0 | 0 | 0 | 117099138 | ok
Net Cost Rate Base |  |  |  |  | 2380933927.2415 | 1151746077.2154 | 302071164.7275 | 0 | 22598765.0245 | 290318355.0559 | 0 | 0 | 242194583.6398 | 143524479.342 | 127237257.4478 | 15203335.994 | 7082689.0574 | 78174244.5277 | 308732.7074 | 474242.5022 | 0 | 0 | 0 | 0 | 0 | 2380933927.24 | ok
Rate of Return |  |  |  |  | 4.918% | 2.648% | 7.341% | #DIV/0! | 6.495% | 8.836% | #DIV/0! | #DIV/0! | 4.566% | 11.92% | 3.479% | 1.702% | 2.453% | 5.394% | 8.011% | 7.623% | #DIV/0! | #DIV/0! | #DIV/0! | #DIV/0! | #DIV/0!
Cost of Service Summary -- Pro-Forma w/Increase (Equalized RORs)
Operating Revenues
Total Operating Revenue -- Adjusted for Uniform Percentage Increase |  |  |  |  | 1017179261.4612 | 402670323.2434 | 140973669.4794 | 0 | 12141999.0683 | 158862794.5158 | 0 | 0 | 123888501.8673 | 80679092.1692 | 68446605.1371 | 6762885.5316 | 3513275.1178 | 18735741.5777 | 222752.4733 | 281621.2802 | 0 | 0 | 0 | 0 | 0 | 1017179261.46 | ok
Pro-Forma Adjustments:
Increase to Ultimate Consumers Required to Produce Equalized RORs |  |  |  |  | 22391 | 42629674.7371 | -11926371.4529 | 0 | -580549.7525 | -18534303.8979 | 0 | 0 | 1389108.582 | -16378506.1527 | 2984319.821 | 796912.2903 | 284492.3285 | -605919.5385 | -15562.0097 | -20903.9547 | 0 | 0 | 0 | 0 | 0 | 22391 | ok
To Reflect Proposed Increase in Miscellaneous Charges |  |  |  | MISCR | -22391 | -20834.3552 | -1347.7924 | 0 | -5.0261 | -197.1467 | 0 | 0 | -0.59476 | -1.556 | -0.073288 | 0 | 0 | -4.4556 | 0 | 0 | 0 | 0 | 0 | 0 | 0 | -22391 | ok
Total Pro-Forma Operating Revenue |  |  |  |  | 1017179261.4612 | 445279163.6253 | 129045950.2341 | 0 | 11561444.2897 | 140328293.4711 | 0 | 0 | 125277609.8546 | 64300584.4606 | 71430924.8849 | 7559797.8218 | 3797767.4463 | 18129817.5836 | 207190.4636 | 260717.3255 | 0 | 0 | 0 | 0 | 0 | 1017179261.46 | ok
Operating Expenses
Total Operating Expenses |  |  |  |  | 904139537.5782 | 372713945.2368 | 119725265.6939 | 0 | 10733029.3861 | 134301307.1733 | 0 | 0 | 113220697.234 | 64331239.7878 | 64162435.5441 | 6505771.9678 | 3343411.1257 | 14656230.1822 | 199175.5634 | 247028.683 | 0 | 0 | 0 | 0 | 0 | 904139537.58 | ok
Total Pro-Forma Adjustments |  |  |  |  | -4059414.12 | -543620.5759 | -927030.6082 | 0 | -58717.2729 | -1089905.737 | 0 | 0 | -391443.8401 | -760983.0029 | -142408.0047 | -1624.0629 | -3909.6959 | -137056.6542 | -1156.1886 | -1558.4766 | 0 | 0 | 0 | 0 | 0 | -4059414.12 | ok
Incremental Income Taxes |  |  |  | 0.38639 | 0 | 16463641.3396 | -4608754.6597 | 0 | -224320.7177 | -7161550.863 | 0 | 0 | 536737.8103 | -6328496.0157 | 1153112.1131 | 307919.155 | 109925.0676 | -234123.1357 | -6013.0091 | -8077.0847 | 0 | 0 | 0 | 0 | 0 | 0 | ok
Total Pro-forma Operating Expenses |  |  |  |  | 900080123.4582 | 388633966.0004 | 114189480.426 | 0 | 10449991.3955 | 126049850.5733 | 0 | 0 | 113365991.2041 | 57241760.7692 | 65173139.6526 | 6812067.0598 | 3449426.4975 | 14285050.3922 | 192006.3656 | 237393.1217 | 0 | 0 | 0 | 0 | 0 | 900080123.46 | ok
Net Operating Income -- Pro-Forma |  |  |  |  | 117099138.0031 | 56645197.6249 | 14856469.8081 | 0 | 1111452.8942 | 14278442.8978 | 0 | 0 | 11911618.6505 | 7058823.6914 | 6257785.2323 | 747730.762 | 348340.9489 | 3844767.1914 | 15184.0979 | 23324.2038 | 0 | 0 | 0 | 0 | 0 | 117099138 | ok
Net Cost Rate Base |  |  |  |  | 2380933927.2415 | 1151746077.2154 | 302071164.7275 | 0 | 22598765.0245 | 290318355.0559 | 0 | 0 | 242194583.6398 | 143524479.342 | 127237257.4478 | 15203335.994 | 7082689.0574 | 78174244.5277 | 308732.7074 | 474242.5022 | 0 | 0 | 0 | 0 | 0 | 2380933927.24 | ok
Rate of Return |  |  |  |  | 4.918% | 4.918% | 4.918% | #DIV/0! | 4.918% | 4.918% | #DIV/0! | #DIV/0! | 4.918% | 4.918% | 4.918% | 4.918% | 4.918% | 4.918% | 4.918% | 4.918% | #DIV/0! | #DIV/0! | #DIV/0! | #DIV/0! | #DIV/0!
Adjusted Revenue at Current Rates |  |  |  |  | 1017179261.4612 | 445279163.6253 | 129045950.2341 | 0 | 11561444.2897 | 140328293.4711 | 0 | 0 | 125277609.8546 | 64300584.4606 | 71430924.8849 | 7559797.8218 | 3797767.4463 | 18129817.5836 | 207190.4636 | 260717.3255 | 1 | 1 |  |  | 0
Increase (Decrease) Required to Produce Levelized RORs |  |  |  |  | 22391 | 42629674.7371 | -11926371.4529 | 0 | -580549.7525 | -18534303.8979 | 0 | 0 | 1389108.582 | -16378506.1527 | 2984319.821 | 796912.2903 | 284492.3285 | -605919.5385 | -15562.0097 | -20903.9547 | 0 | 0 | 0 | 0 | 0
% Increase (Decrease) Required to Produce Levelized RORs |  |  |  |  | 0.002201% | 9.574% | -9.242% | #DIV/0! | -5.021% | -13.21% | #DIV/0! | #DIV/0! | 1.109% | -25.47% | 4.178% | 10.54% | 7.491% | -3.342% | -7.511% | -8.018% | 0% | 0% | #DIV/0! | #DIV/0! | #DIV/0!
Inter-Class Subsidies Received (Provided) |  |  |  |  | 22391 | 42629674.7371 | -11926371.4529 | 0 | -580549.7525 | -18534303.8979 | 0 | 0 | 1389108.582 | -16378506.1527 | 2984319.821 | 796912.2903 | 284492.3285 | -605919.5385 | -15562.0097 | -20903.9547 | 0 | err
Cost of Service Summary -- Pro-Forma (Adjusted for Proposed Increase)
Operating Revenues
Total Operating Revenue -- Actual |  |  |  |  | 1017201652.4612 | 402691157.5986 | 140975017.2718 | 0 | 12142004.0945 | 158862991.6625 | 0 | 0 | 123888502.4621 | 80679093.7252 | 68446605.2104 | 6762885.5316 | 3513275.1178 | 18735746.0333 | 222752.4733 | 281621.2802 | 0 | 0 | 0 | 0 | 0 | 1017201652.46 | ok
Pro-Forma Adjustments: | bar: 21 to 25
Proposed Increase |  |  |  |  | 91719847 | 42131735 | 12180705 | 0 | 1034517 | 11631167 | 0 | 0 | 10385231 | 5698088 | 5824465 | 604641 | 288490 | 1920228 | 0 | 20580 | [5 empty] | 91719847 | ok
Proposed Reduction in CSR Credit |  |  |  | INTCRE | 1920271 | 789146.3937 | 269796.683 | 0 | 21556.8454 | 296726.7331 | 0 | 0 | 230593.4065 | 155157.1946 | 135793.3133 | 15211.925 | 5948.393 | 0 | 0 | 340.1124 | 0 | 0 | 0 | 0 | 0 | 1920271 | ok
Proposed Changes to Miscellaneous Charges |  |  |  | MISCR | -22391 | -20834.3552 | -1347.7924 | 0 | -5.0261 | -197.1467 | 0 | 0 | -0.59476 | -1.556 | -0.073288 | 0 | 0 | -4.4556 | 0 | 0 | 0 | 0 | 0 | 0 | 0 | -22391 | ok
Total Pro-Forma Operating Revenue |  |  |  |  | 1110819379.4612 | 445591204.6371 | 153424171.1625 | 0 | 13198072.9137 | 170790688.2489 | 0 | 0 | 134504326.2738 | 86532337.3638 | 74406863.4505 | 7382738.4565 | 3807713.5108 | 20655969.5777 | 222752.4733 | 302541.3927 | 0 | 0 | 0 | 0 | 0 | 1110819379.46 | ok
9.203%
Operating Expenses
Total Operating Expenses |  |  |  |  | 904148189.2427 | 372721995.4289 | 119725786.4677 | 0 | 10733031.3281 | 134301383.3489 | 0 | 0 | 113220697.4638 | 64331240.389 | 64162435.5725 | 6505771.9678 | 3343411.1257 | 14656231.9037 | 199175.5634 | 247028.683 | 0 | 0 | 0 | 0 | 0 | 904148189.24 | ok
Total Pro-Forma Adjustments |  |  |  |  | -4059414.12 | -543620.5759 | -927030.6082 | 0 | -58717.2729 | -1089905.737 | 0 | 0 | -391443.8401 | -760983.0029 | -142408.0047 | -1624.0629 | -3909.6959 | -137056.6542 | -1156.1886 | -1558.4766 | 0 | 0 | 0 | 0 | 0 | -4059414.12 | ok
Reflect Increase in Uncollectibles Expense |  |  |  | Cust01 | 211582.9652 | 154044.4478 | 19138.5148 | 0 | 30.4612 | 1194.8263 | 0 | 0 | 44.6341 | 116.7679 | 5.4999 | 0.42307 | 0.42307 | 36554.2799 | 69.8069 | 382.8803 | 0 | 0 | 0 | 0 | 0 | 211582.9652 | ok
Reflect Increase in PSC Fees |  |  |  | R01 | 181717.936 | 71391.5918 | 25571.7845 | 0 | 2168.4539 | 28536.1498 | 0 | 0 | 22012.1387 | 14615.1733 | 12102.7996 | 1193.9541 | 619.9248 | 3415.4181 | 39.6907 | 50.8567 | 0 | 0 | 0 | 0 | 0 | 181717.936 | ok
Incremental Income Taxes |  |  |  |  | 36172978.8123 | 16576160.7582 | 4810231.9331 | 0 | 408054.7162 | 4608745.9045 | 0 | 0 | 4101851.0289 | 2261636.3899 | 2302985.7906 | 239505.139 | 113768.1302 | 741955.6938 | 0 | 8083.3279 | 0 | 0 | 0 | 0 | 0 | 36172978.81 | ok
Total Pro-forma Operating Expenses |  |  |  |  | 936655054.8362 | 388979971.6508 | 123653698.092 | 0 | 11084567.6865 | 137849954.4924 | 0 | 0 | 116953161.4254 | 65846625.7173 | 66335121.658 | 6744847.421 | 3453889.9079 | 15301100.6413 | 198128.8723 | 253987.2713 | 0 | 0 | 0 | 0 | 0 | 936655054.84 | ok
Net Operating Income -- Pro-Forma |  |  |  |  | 174164324.625 | 56611232.9863 | 29770473.0705 | 0 | 2113505.2272 | 32940733.7564 | 0 | 0 | 17551164.8484 | 20685711.6465 | 8071741.7925 | 637891.0355 | 353823.6029 | 5354868.9364 | 24623.6009 | 48554.1214 | 0 | 0 | 0 | 0 | 0 | 174164324.63 | ok
Net Cost Rate Base |  |  |  |  | 2380933927.2415 | 1151746077.2154 | 302071164.7275 | 0 | 22598765.0245 | 290318355.0559 | 0 | 0 | 242194583.6398 | 143524479.342 | 127237257.4478 | 15203335.994 | 7082689.0574 | 78174244.5277 | 308732.7074 | 474242.5022 | 0 | 0 | 0 | 0 | 0 | 2380933927.24 | ok
Rate of Return |  |  |  |  | 7.315% | 4.915% | 9.855% | #DIV/0! | 9.352% | 11.35% | #DIV/0! | #DIV/0! | 7.247% | 14.41% | 6.344% | 4.196% | 4.996% | 6.85% | 7.976% | 10.24% | #DIV/0! | #DIV/0! | #DIV/0! | #DIV/0! | #DIV/0!
Allocation Factors
Energy Allocation Factors
Energy Usage by Class |  |  | E01 | Energy | 1 | 0.36178 | 0.11756 | 0 | 0.014002 | 0.16223 | 0 | 0 | 0.1566 | 0.068875 | 0.095358 | 0.0093074 | 0.0049171 | 0.008808 | 0.00028711 | 0.00026905 | 0 | 0 | 0 | 0 | 0 | 1 | ok
Customer Allocation Factors
Primary Distribution Plant -- Average Number of Customers |  |  | C01 | Cust08 | 1 | 0.86211 | 0.10711 | 0 | 0.00017048 | 0.0066869 | 0 | 0 | 0.0002498 | 0.00065349 | 0 | 2.3677e-06 | 2.3677e-06 | 0.022731 | 4.3408e-05 | 0.00023809 | 0 | 0 | 0 | 0 | 0 | 1 | ok
Customer Services -- Weighted cost of Services |  |  | C02 |  | 1 | 0.76862 | 0.19344 | 0 | 0 | 0.033746 | 0 |  | 0 | 0.004201 | 0 | 0 | 0 | 0 | 0 | 0 | 0 | 0 | 0 | 0 | 0 | 1 | ok
Meter Costs -- Weighted Cost of Meters |  |  | C03 |  | 1 | 0.69992 | 0.20578 | 0 | 0.0080107 | 0.055357 | 0 | 0 | 0.012544 | 0.0058318 | 0.010261 | 0.0001189 | 0.0001189 | 0 | 0.00031718 | 0.0017397 | 0 | 0 | 0 | 0 | 0 | 1 | ok
Lighting Systems -- Lighting Customers |  |  | C04 | Cust04 | 1 | 0 | 0 | 0 | 0 | 0 | 0 | 0 | 0 | 0 | 0 | 0 | 0 | 1 | 0 | 0 | 0 | 0 | 0 | 0 | 0 | 1 | ok
Meter Reading and Billing -- Weighted Cost |  |  | C05 | Cust05 | 1 | 0.74512 | 0.18515 | 0 | 0.00073672 | 0.028897 | 0 | 0 | 0.0053975 | 0.01412 | 0.00066509 | 1.0232e-05 | 1.0232e-05 | 0.019646 | 3.7518e-05 | 0.00020578 | 0 | 0 | 0 | 0 | 0 | 1 | ok
Marketing/Economic Development |  |  | C06 | Cust06 | 1 | 0.86209 | 0.10711 | 0 | 0.00017047 | 0.0066867 | 0 | 0 | 0.00024979 | 0.00065347 | 3.078e-05 | 2.3677e-06 | 2.3677e-06 | 0.02273 | 4.3407e-05 | 0.00023808 | 0 | 0 | 0 | 0 | 0 | 1 | ok
Revenue per Billing Determinants |  |  | R01 |  | 965204065.3 | 379200073 | 135825835 | 0 | 11517853 | 151571212 | 0 | 0 | 116918595 | 77629237 | 64284636 | 6341748 | 3292762 | 18141167.3 | 210819 | 270128 | 0 | 0 | 0 | 0 | 0 | 965204065.3 | ok | 0
Energy |  |  |  |  | 11646473901.1238 | 4180088831 | 1358379221 | 0 | 165297553 | 1874492273 | 0 | 0 | 1848687110 | 795801135 | 1147609709 | 109874900 | 58046500 | 101770582.1238 | 3317374 | 3108713 | 0 | 0 | 0 | 0 | 0 | 11646473901.1238 | ok
Energy (Loss Adjusted) |  |  | Energy |  | 12308166695.0311 | 4452824320.6391 | 1447008491.0786 | 0 | 172341135.1954 | 1996796029.8269 | 0 | 0 | 1927462502.4762 | 847724245.0067 | 1173677076.8774 | 114556837.9677 | 60519950.3717 | 108410739.9455 | 3533820.506 | 3311545.1398 | 0 | 0 | 0 | 0 | 0 | 12308166695.0311 | ok | 0
O&M Customer Allocators | bar: 21 to 25
Customers (Monthly Bills) |  |  |  |  | 6001330 | 4369310 | 542844 | 0 | 864 | 33890 | 0 | 0 | 1266 | 3312 | 156 | 12 | 12 | 1036824 | 1980 | 10860 | 0 | 0 | 0 | 0 | 0 | 6001330 | ok
Average Customers (Bills/12) |  |  |  |  | 500110.8333 | 364109.1667 | 45237 | 0 | 72 | 2824.1667 | 0 | 0 | 105.5 | 276 | 13 | 1 | 1 | 86402 | 165 | 905 | 0 | 0 | 0 | 0 | 0 | 500110.8333 | ok
Average Customers (Lighting = Lights) |  |  |  |  | 500110.8333 | 364109.1667 | 45237 | 0 | 72 | 2824.1667 | 0 | 0 | 105.5 | 276 | 13 | 1 | 1 | 86402 | 165 | 905 | 0 | 0 | 0 | 0 | 0 | 500110.8333 | ok
Weighted Average Customers (Lighting = 9 Lights per Customer) |  |  | Cust05 |  | 488655.6111 | 364109.1667 | 90474 | 0 | 360 | 14120.8333 | 0 | 0 | 2637.5 | 6900 | 325 | 5 | 5 | 9600.2222 | 18.3333 | 100.5556 | 0 | 0 | 0 | 0 | 0 | 488655.6111 | ok
Street Lighting |  |  | 1: Cust04; 3: 86402; 9: 0; 11: 0; 12: 0; 13: 0; 14: 0; 15: 0; 16: 86402; 24: 86402; 25: ok
Average Customers |  |  | Cust01 |  | 500110.8333 | 364109.1667 | 45237 | 0 | 72 | 2824.1667 | 0 | 0 | 105.5 | 276 | 13 | 1 | 1 | 86402 | 165 | 905 | 0 | 0 | 0 | 0 | 0 | 500110.8333 | ok
Average Customers (Lighting = 9 Lights per Cust) |  |  | Cust06 |  | 422357.9444 | 364109.1667 | 45237 | 0 | 72 | 2824.1667 | 0 | 0 | 105.5 | 276 | 13 | 1 | 1 | 9600.2222 | 18.3333 | 100.5556 | 0 | 0 |  |  |  | 422357.9444 | ok
Average Secondary Customers |  |  | Cust07 |  | 419065.2778 | 364109.1667 | 45237 | 0 | 0 | 0 | 0 | 0 | 0 | 0 | 0 | 0 | 0 | 9600.2222 | 18.3333 | 100.5556 | 0 | 0 |  |  |  | 419065.2778 | ok
Average Primary Customers |  |  | Cust08 |  | 422344.9444 | 364109.1667 | 45237 | 0 | 72 | 2824.1667 | 0 | 0 | 105.5 | 276 | 0 | 1 | 1 | 9600.2222 | 18.3333 | 100.5556 | 0 | 0 | 0 | 0 | 0 | 422344.9444 | ok
Average Transformer Customers |  |  | 1: Cust09; 3: 422165.4444; 4: 364109.1667; 5: 45237; 6: 0; 8: 2824.1667; 12: 276; 16: 9600.2222; 17: 18.3333; 18: 100.5556; 24: 422165.4444; 25: ok
Plant Customer Allocators | bar: 21 to 25
Average Customers |  |  |  |  | 500110.8333 | 364109.1667 | 45237 | 0 | 72 | 2824.1667 | 0 | 0 | 105.5 | 276 | 13 | 1 | 1 | 86402 | 165 | 905 | 0 | 0 | 0 | 0 | 0 | 500110.8333 | ok
Average Customers (Lighting = 10 Lights) |  |  |  |  | 422349.0333 | 364109.1667 | 45237 | 0 | 72 | 2824.1667 | 0 | 0 | 105.5 | 276 | 13 | 1 | 1 | 8640.2 | 165 | 905 | 0 | 0 | 0 | 0 | 0 | 422349.0333 | ok
Weighted Average Customers |  |  |  |  | 487695.5889 | 364109.1667 | 90474 | 0 | 360 | 14120.8333 | 0 | 0 | 2637.5 | 6900 | 325 | 5 | 5 | 8640.2 | 18.3333 | 100.5556 | 0 | 0 | 0 | 0 | 0 | 487695.5889 | ok
Street Lighting (plant in service balance) |  |  | 3: 99670957.6815; 9: 0; 11: 0; 12: 0; 13: 0; 14: 0; 15: 0; 16: 99670957.6815; 17: 0; 18: 0; 19: 0; 20: 0; 24: 99670957.6815; 25: ok
Average Customers |  |  |  |  | 500110.8333 | 364109.1667 | 45237 | 0 | 72 | 2824.1667 | 0 | 0 | 105.5 | 276 | 13 | 1 | 1 | 86402 | 165 | 905 | 0 | 0 | 0 | 0 | 0 | 500110.8333 | ok
Average Customers (Lighting = 10 Lights per Cust) |  |  |  |  | 421397.9222 | 364109.1667 | 45237 | 0 | 72 | 2824.1667 | 0 | 0 | 105.5 | 276 | 13 | 1 | 1 | 8640.2 | 18.3333 | 100.5556 | 0 | 0 |  |  |  | 421397.9222 | ok
Average Secondary Customers |  |  |  |  | 421205.4222 | 364109.1667 | 45237 | 0 | 0 | 2824.1667 | 0 | 0 | 0 | 276 | 0 | 0 | 0 | 8640.2 | 18.3333 | 100.5556 | 0 | 0 |  |  |  | 421205.4222 | ok
Average Primary Customers |  |  |  |  | 421384.9222 | 364109.1667 | 45237 | 0 | 72 | 2824.1667 | 0 | 0 | 105.5 | 276 | 0 | 1 | 1 | 8640.2 | 18.3333 | 100.5556 | 0 | 0 | 0 | 0 | 0 | 421384.9222 | ok
Average Transformer Customers |  |  |  |  | 422165.4444 | 364109.1667 | 45237 | 0 | 0 | 2824.1667 | 0 | 0 | 0 | 276 | 0 | 0 | 0 | 9600.2222 | 18.3333 | 100.5556 | [5 empty] | 422165.4444 | ok
Demand Allocators
Max Class Non-Coincident Peak Demands (Transmission) |  |  | NCPT |  | 3508847.3592 | 1559289.3205 | 448837.0904 | 0 | 39879.5685 | 462866.5261 | 0 | 0 | 421067.2957 | 250007.6615 | 258962.3525 | 26104.5453 | 13663.4946 | 26916.4837 | 860.8668 | 392.1536 | 0 | 0 | 0 | 0 | 0 | 3508847.3592 | ok
Max Class Non-Coincident Peak Demands (Primary) |  |  | NCPP |  | 3249885.0067 | 1559289.3205 | 448837.0904 | 0 | 39879.5685 | 462866.5261 | 0 | 0 | 421067.2957 | 250007.6615 | 0 | 26104.5453 | 13663.4946 | 26916.4837 | 860.8668 | 392.1536 | 0 | 0 | 0 | 0 | 0 | 3249885.0067 | ok
Sum of the Individual Customer Demands (Transformers) |  |  | SICDT |  | 4718835.4706 | 3273931.5009 | 599114.6982 | 0 | 0 | 527644.5578 | 0 | 0 | 0 | 289975.2096 | 0 | 0 | 0 | 26916.4837 | 860.8668 | 392.1536 | 0 | 0 | 0 | 0 | 0 | 4718835.4706 | ok
Sum of the Individual Customer Demands (Secondary) |  |  | SICD |  | 3901215.7032 | 3273931.5009 | 599114.6982 | 0 | 0 | 0 | 0 | 0 | 0 | 0 | 0 | 0 | 0 | 26916.4837 | 860.8668 | 392.1536 | 0 | 0 | 0 | 0 | 0 | 3901215.7032 | ok
Summer Peak Period Demand Allocator |  |  | SCP |  | 2733721.103 | 1069021.6736 | 386317.9545 | 0 | 31860.3428 | 449716.4224 | 0 | 0 | 340132.1569 | 229731.9902 | 196715.934 | 21240.7702 | 8598.401 | 0 | 0 | 385.4574 | 0 | 0 |  |  |  | 2733721.103 | ok
Winter Peak Period Demand Allocator |  |  | WCP |  | 1868156.7352 | 798297.3434 | 261220.8124 | 0 | 20313.601 | 273342.7112 | 0 | 0 | 217675.1058 | 145975.9941 | 130198.7317 | 15032.2693 | 5713.824 | 0 | 0 | 386.3424 | 0 | 0 |  |  |  | 1868156.7352 | ok
Base Demand Allocator |  |  | BDEM |  | 1405041.86 | 508313.28 | 165183.62 | 0 | 19673.65 | 227944.75 | 0 | 0 | 220029.97 | 96772.17 | 133981.4 | 13077.26 | 6908.67 | 12375.66 | 403.4 | 378.03 | 0 | 0 |  |  |  | 1405041.86 | ok
Allocation Factors (Continued) |  |  | 4: 12828260.0829
Production Allocation | bar: 21 to 25
Production Residual Winter Demand Allocator |  |  | PPWDRA |  | 1868156.7352 | 798297.3434 | 261220.8124 | 0 | 20313.601 | 273342.7112 | 0 | 0 | 217675.1058 | 145975.9941 | 130198.7317 | 15032.2693 | 5713.824 | 0 | 0 | 386.3424 | 0 | 0 | 0 | 0 | 0 | 1868156.7352 | ok
Production Winter Demand Costs |  |  | 3: 34803614.0313; 24: 34803614.0313; 25: ok
Customer Specific Assignment |  |  |  |  | 0 |  | 0 | 0 | 0 | 0 | 0 | 0 | 0 | 0 | 0 |  |  |  | 0 |  | 0 | 0 |  |  |  | 0 | ok
Production Winter Demand Residual |  |  |  | PPWDRA | 34803614.0313 | 14872217.1421 | 4866523.3276 | 0 | 378440.7992 | 5092353.3554 | 0 | 0 | 4055270.2158 | 2719521.3663 | 2425592.1999 | 280050.0029 | 106448.0941 | 0 | 0 | 7197.528 | 0 | 0 | 0 | 0 | 0 | 34803614.0313 | ok
Production Winter Demand Total |  |  | PPWDT |  | 34803614.0313 | 14872217.1421 | 4866523.3276 | 0 | 378440.7992 | 5092353.3554 | 0 | 0 | 4055270.2158 | 2719521.3663 | 2425592.1999 | 280050.0029 | 106448.0941 | 0 | 0 | 7197.528 | 0 | 0 | 0 | 0 | 0 | 34803614.0313 | ok
Production Winter Demand Allocator |  |  | PPWDA | PPWDT | 1 | 0.42732 | 0.13983 | 0 | 0.010874 | 0.14632 | 0 | 0 | 0.11652 | 0.078139 | 0.069694 | 0.0080466 | 0.0030585 | 0 | 0 | 0.0002068 | 0 | 0 | 0 | 0 | 0 | 1 | ok
Production Residual Summer Demand Allocator |  |  | PPSDRA |  | 2733721.103 | 1069021.6736 | 386317.9545 | 0 | 31860.3428 | 449716.4224 | 0 | 0 | 340132.1569 | 229731.9902 | 196715.934 | 21240.7702 | 8598.401 | 0 | 0 | 385.4574 | 0 | 0 | 0 | 0 | 0 | 2733721.103 | ok
Production Summer Demand Costs |  |  | 3: 28608453.3752; 24: 28608453.3752; 25: ok
Customer Specific Assignment |  |  |  |  | 0 |  | 0 | 0 | 0 | 0 | 0 | 0 | 0 | 0 | 0 |  |  |  | 0 |  | 0 | 0 |  |  |  | 0 | ok
Production Summer Demand Residual |  |  |  | PPSDRA | 28608453.3752 | 11187336.0717 | 4042826.1605 | 0 | 333419.2109 | 4706292.5648 | 0 | 0 | 3559490.7401 | 2404150.4908 | 2058636.7129 | 222285.142 | 89982.4613 | 0 | 0 | 4033.8202 | 0 | 0 | 0 | 0 | 0 | 28608453.3752 | ok
Production Summer Demand Total |  |  | PPSDT |  | 28608453.3752 | 11187336.0717 | 4042826.1605 | 0 | 333419.2109 | 4706292.5648 | 0 | 0 | 3559490.7401 | 2404150.4908 | 2058636.7129 | 222285.142 | 89982.4613 | 0 | 0 | 4033.8202 | 0 | 0 | 0 | 0 | 0 | 28608453.3752 | ok
Production Summer Demand Allocator |  |  | PPSDA | PPSDT | 1 | 0.39105 | 0.14132 | 0 | 0.011655 | 0.16451 | 0 | 0 | 0.12442 | 0.084036 | 0.071959 | 0.0077699 | 0.0031453 | 0 | 0 | 0.000141 | 0 | 0 | 0 | 0 | 0 | 1 | ok
Production Residual Base Demand Allocator |  |  | PPBDRA |  | 1405041.86 | 508313.28 | 165183.62 | 0 | 19673.65 | 227944.75 | 0 | 0 | 220029.97 | 96772.17 | 133981.4 | 13077.26 | 6908.67 | 12375.66 | 403.4 | 378.03 | 0 | 0 | 0 | 0 | 0 | 1405041.86 | ok
Production Base Demand Costs |  |  | 3: 33223399.6932; 24: 33223399.6932; 25: ok
Customer Specific Assignment |  |  |  |  | 0 |  | 0 | 0 | 0 | 0 | 0 | 0 | 0 | 0 | 0 |  |  |  | 0 |  | 0 | 0 |  |  |  | 0 | ok
Production Base Demand Residual |  |  |  | PPBDRA | 33223399.6932 | 12019496.1813 | 3905905.9992 | 0 | 465200.0456 | 5389945.8463 | 0 | 0 | 5202794.1985 | 2288259.5705 | 3168103.1935 | 309222.8411 | 163361.3284 | 292632.9175 | 9538.7332 | 8938.8382 | 0 | 0 | 0 | 0 | 0 | 33223399.6932 | ok
Production Base Demand Total |  |  | PPBDT |  | 33223399.6932 | 12019496.1813 | 3905905.9992 | 0 | 465200.0456 | 5389945.8463 | 0 | 0 | 5202794.1985 | 2288259.5705 | 3168103.1935 | 309222.8411 | 163361.3284 | 292632.9175 | 9538.7332 | 8938.8382 | 0 | 0 | 0 | 0 | 0 | 33223399.6932 | ok
Production Base Demand Allocator |  |  | PPBDA | PPBDT | 1 | 0.36178 | 0.11756 | 0 | 0.014002 | 0.16223 | 0 | 0 | 0.1566 | 0.068875 | 0.095358 | 0.0093074 | 0.0049171 | 0.008808 | 0.00028711 | 0.00026905 | 0 | 0 | 0 | 0 | 0 | 1 | ok
Allocation Factors (Continued) | bar: 20 to 25
Revenue Adjustment Allocators | bar: 21 to 25
Forfeited Discounts |  |  | FDIS |  | 2689126.84 | 2120280.13 | 385053.67 | 0 | 4988.88 | 86025.47 | 0 |  | 29978.34 | 51803.52 | 10654.56 | 0 | 0 | 342.27 | 0 | 0 | [5 empty] | 2689126.84 | ok
Misc Service Revenue Allocator |  |  | MISCR |  | -1630991.57 | -1517603.4 | -98175.07 | 0 | -366.1086 | -14360.4414 | 0 | 0 | -43.3232 | -113.3384 | -5.3384 |  |  | -324.55 | [7 empty] | -1630991.57 | ok
Revenue and Expense Adjust before IT |  |  | ITADJ |  | -7438396.4188 | -2910913.0308 | -1709949.6103 | 0 | -68866.1005 | -848231.5011 | 0 | 0 | -713893.6071 | -458543.1825 | -396105.2894 | -36241.4727 | -19757.1217 | -271622.4186 | -2183.8386 | -2089.2455 | 0 | 0 | 0 | 0 | 0 | -7438396.4188 | ok
Full Year FAC Base Rate Change |  |  | 1: REV01; 3: 0; 24: 0; 25: ok
Temperature Normalization - Revenue |  |  | 1: TREV01; 3: 0; 24: 0; 25: ok
Temperature Normalization - Expenses |  |  | 1: TEXP01; 3: 0; 24: 0; 25: ok
VDT Revenue |  |  | 1: VDTREV; 3: 0; 19: 0; 20: 0; 24: 0; 25: ok
Merger Surcredit Revenue |  |  | 1: MSCREV; 3: 0; 19: 0; 20: 0; 24: 0; 25: ok
ECR Revenue |  |  | ECRREV |  | 163886444 | 64164081 | 35966001 | 0 | 1568548 | 19512643 | 0 |  | 16210961 | 10462757 | 8983013 | 831030 | 449773 | 5644950 | 46675 | 46012 | 0 | 0 |  |  |  | 163886444 | ok
ECR Revenue for Roll-In |  |  | 1: ECRREV2; 3: 0; 24: 0; 25: ok
DSM revenue |  |  | 1: DSMREV; 3: 0; 19: 0; 20: 0; 24: 0; 25: ok
Year Customers |  |  | 1: YREND; 3: 0; 19: 0; 20: 0; 21: 0; 22: 0; 23: 0; 24: 0; 25: ok
Off-System Sales Allocator | bar: 20 to 25
Off-System Sales |  |  |  | RBPPT | 42971044.7 | 16880231.9194 | 5674124.6065 | 0 | 526365.4702 | 6762156.2369 | 0 | 0 | 5738540.273 | 3283159.7509 | 3429050.4095 | 362354.27 | 161929.2364 | 139517.6313 | 4547.7554 | 9067.1405 | 0 | 0 | 0 | 0 | 0 | 42971044.7 | ok
Less: Adjustment to Reallocate Expenses | bar: 20 to 25
Costs allocated on Energy to be reallocated on RBPPT |  |  |  | Energy | 0 | 0 | 0 | 0 | 0 | 0 | 0 | 0 | 0 | 0 | 0 | 0 | 0 | 0 | 0 | 0 | 0 | 0 | 0 | 0 | 0 | 0 | ok
Costs allocated on Energy reallocated on RBPPT |  |  |  | RBPPT | 0 | 0 | 0 | 0 | 0 | 0 | 0 | 0 | 0 | 0 | 0 | 0 | 0 | 0 | 0 | 0 | 0 | 0 | 0 | 0 | 0 | 0 | ok
Net Adjustment |  |  |  |  | 0 | 0 | 0 | 0 | 0 | 0 | 0 | 0 | 0 | 0 | 0 | 0 | 0 | 0 | 0 | 0 | 0 | 0 | 0 | 0 | 0
Off-System Sales Allocator |  |  | OSSALL |  | 42971044.7 | 16880231.9194 | 5674124.6065 | 0 | 526365.4702 | 6762156.2369 | 0 | 0 | 5738540.273 | 3283159.7509 | 3429050.4095 | 362354.27 | 161929.2364 | 139517.6313 | 4547.7554 | 9067.1405 | 0 | 0 | 0 | 0 | 0 | 42971044.7 | ok
Expense Adjustment Allocators | bar: 21 to 25
Interruptible Credit Allocator (Winter & Summer Peak Prod Plant) |  |  | INTCRE |  | 1593301897.1525 | 654776563.401 | 223857761.1864 | 0 | 17886310.1449 | 246202367.667 | 0 | 0 | 191329719.6202 | 128738210.6307 | 112671463.4332 | 12621754.3776 | 4935546.0146 | 0 | 0 | 282200.6767 | 0 | 0 | 0 | 0 | 0 | 1593301897.1525 | ok
O&M less fuel |  |  | OMLF |  | 220080914.4593 | 119554976.6044 | 30981091.2135 | 0 | 1863596.5871 | 23262037.0451 | 0 | 0 | 18736631.4918 | 11253738.1689 | 9480070.3586 | 1158790.1878 | 542657.588 | 3149595.5749 | 29826.0118 | 67903.6274 | 0 | 0 | 0 | 0 | 0 | 220080914.4593 | ok
Base Rate Revenue at Current Rates |  |  |  |  | 965204065.3 | 379200073 | 135825835 |  | 11517853 | 151571212 | 0 | 0 | 116918595 | 77629237 | 64284636 | 6341748 | 3292762 | 18141167.3 | 210819 | 270128 | 0 | 0 | 0 | 0 | 0 | 965204065.3 | ok
CSR Avoided Cost
Interruptible Demands |  |  | 3: 799607.4419; 13: 799607.4419
Avoided Cost per kW |  |  | 13: 4.3
Avoided Cost |  |  | 3: 3438312; 13: 3438312
*

## Summary of Returns
Louisville Gas and Electric Company
Summary of Unadjusted Rates of Return by Class
|  | Operating | Operating
| Revenue | Expenses | Margin | Rate Base | ROR
Residential Rate RS | 405988994.1624 | 372721995.4289 | 33266998.7334 | 1151746077.2154 | 2.888%
General Service | 142823559.1865 | 119725786.4677 | 23097772.7188 | 302071164.7275 | 7.646%
Power Service Primary Rate PS | 12222622.6409 | 10733031.3281 | 1489591.3128 | 22598765.0245 | 6.591%
Power Service Secondary Rate PS | 159865881.5432 | 134301383.3489 | 25564498.1943 | 290318355.0559 | 8.806%
TOD Rate TOD Primary | 124721696.0353 | 113220697.4638 | 11500998.5715 | 242194583.6398 | 4.749%
TOD Rate TOD Secondary | 81216847.2791 | 64331240.389 | 16885606.8901 | 143524479.342 | 11.76%
Retail Transmission Service Rate RTS | 68908304.4705 | 64162435.5725 | 4745868.8981 | 127237257.4478 | 3.73%
Special Contract #1 | 6805597.9195 | 6505771.9678 | 299825.9517 | 15203335.994 | 1.972%
Special Contract #2 | 3536392.0677 | 3343411.1257 | 192980.9419 | 7082689.0574 | 2.725%
Lighting Rate RLS & LS | 19025879.1143 | 14656231.9037 | 4369647.2105 | 78174244.5277 | 5.59%
Lighting Rate LE | 225151.4248 | 199175.5634 | 25975.8614 | 308732.7074 | 8.414%
Lighting Rate TLE | 283986.1556 | 247028.683 | 36957.4727 | 474242.5022 | 7.793%
| 1025624912 | 904148189.2427 | 121476722.7573 | 2380933927.2415 | 5.102%
Louisville Gas and Electric Company
Summary of Adjusted Rates of Return by Class
|  | Operating | Operating
| Revenue | Expenses | Margin | Rate Base | ROR
Residential Rate RS | 402691157.5986 | 372178374.853 | 30512782.7456 | 1151746077.2154 | 2.649%
General Service | 140975017.2718 | 118798755.8595 | 22176261.4122 | 302071164.7275 | 7.341%
Power Service Primary Rate PS | 12142004.0945 | 10674314.0552 | 1467690.0392 | 22598765.0245 | 6.495%
Power Service Secondary Rate PS | 158862991.6625 | 133211477.6119 | 25651514.0506 | 290318355.0559 | 8.836%
TOD Rate TOD Primary | 123888502.4621 | 112829253.6237 | 11059248.8384 | 242194583.6398 | 4.566%
TOD Rate TOD Secondary | 80679093.7252 | 63570257.3862 | 17108836.339 | 143524479.342 | 11.92%
Retail Transmission Service Rate RTS | 68446605.2104 | 64020027.5678 | 4426577.6426 | 127237257.4478 | 3.479%
Special Contract #1 | 6762885.5316 | 6504147.9048 | 258737.6267 | 15203335.994 | 1.702% | 1.941%
Special Contract #2 | 3513275.1178 | 3339501.4299 | 173773.6879 | 7082689.0574 | 2.453%
Lighting Rate RLS & LS | 18735746.0333 | 14519175.2495 | 4216570.7838 | 78174244.5277 | 5.394%
Lighting Rate LE | 222752.4733 | 198019.3748 | 24733.0985 | 308732.7074 | 8.011%
Lighting Rate TLE | 281621.2802 | 245470.2064 | 36151.0738 | 474242.5022 | 7.623%
| 1017201652.4612 | 900088775.1227 | 117112877.3386 | 2380933927.2415 | 4.919%
Louisville Gas and Electric Company
Summary of Rates of Return by Class w/Proposed Increase
|  | Operating | Operating
| Revenue | Expenses | Margin | Rate Base | ROR
Residential Rate RS | 445591204.6371 | 388979971.6508 | 56611232.9863 | 1151746077.2154 | 4.915%
General Service | 153424171.1625 | 123653698.092 | 29770473.0705 | 302071164.7275 | 9.855%
Power Service Primary Rate PS | 13198072.9137 | 11084567.6865 | 2113505.2272 | 22598765.0245 | 9.352%
Power Service Secondary Rate PS | 170790688.2489 | 137849954.4924 | 32940733.7564 | 290318355.0559 | 11.35%
TOD Rate TOD Primary | 134504326.2738 | 116953161.4254 | 17551164.8484 | 242194583.6398 | 7.247%
TOD Rate TOD Secondary | 86532337.3638 | 65846625.7173 | 20685711.6465 | 143524479.342 | 14.41%
Retail Transmission Service Rate RTS | 74406863.4505 | 66335121.658 | 8071741.7925 | 127237257.4478 | 6.344%
Special Contract #1 | 7382738.4565 | 6744847.421 | 637891.0355 | 15203335.994 | 4.196% | 4.45%
Special Contract #2 | 3807713.5108 | 3453889.9079 | 353823.6029 | 7082689.0574 | 4.996%
Lighting Rate RLS & LS | 20655969.5777 | 15301100.6413 | 5354868.9364 | 78174244.5277 | 6.85%
Lighting Rate LE | 222752.4733 | 198128.8723 | 24623.6009 | 308732.7074 | 7.976%
Lighting Rate TLE | 302541.3927 | 253987.2713 | 48554.1214 | 474242.5022 | 10.24%
| 1110819379.4612 | 936655054.8362 | 174164324.625 | 2380933927.2415 | 7.315%

## Billing Det
Louisville Gas and Electric Company
Summary of Billing Determinants
| Forecasted |  |  |  |  | Maximum |  | (Winter) | (Summer) | Maximum
| Customers as of |  | Total |  | Base Revenue | Non-Coincident | Base | Intermediate | Peak | Sum of
| 2018-06-30 | Kwh | Revenue |  | at Current Rates | Demand | Demand | Demand | Demand | Individual NCP
Residential Rate RS | 364109.1667 | 4180088831 | 379200073 |  | 379200073 | 1559289.3205 | 477179.09 | 798297.3434 | 1069021.6736 | 3273931.5009
General Service Rate GS | 45237 | 1358379221 | 135825835 |  | 135825835 | 448837.0904 | 155066.12 | 261220.8124 | 386317.9545 | 599114.6982
Power Service Primary | 72 | 165297553 | 11517853 |  | 11517853 | 39879.5685 | 18869.58 | 20313.601 | 31860.3428 | 57207.5802
Power Service Secondary | 2824.1667 | 1874492273 | 151571212 |  | 151571212 | 462866.5261 | 213983.14 | 273342.7112 | 449716.4224 | 527644.5578
TOD Primary | 105.5 | 1848687110 | 116918595 |  | 116918595 | 421067.2957 | 211037.34 | 217675.1058 | 340132.1569 | 573708.4047
TOD Secondary | 276 | 795801135 | 77629237 |  | 77629237 | 250007.6615 | 90844.88 | 145975.9941 | 229731.9902 | 289975.2096
Retail Transmission Service | 13 | 1147609709 | 64284636 |  | 64284636 | 258962.3525 | 131005.67 | 130198.7317 | 196715.934 | 346382.4247
Special Contract #1 | 1 | 109874900 | 6341748 |  | 6341748 | 26104.5453 | 12542.8 | 15032.2693 | 21240.7702 | 41567.0602
Special Contract #2 | 1 | 58046500 | 3292762 |  | 3292762 | 13663.4946 | 6626.31 | 5713.824 | 8598.401 | 20438.3954
Street Lighting Rate (RLS, LS, DSK) | 86402 | 101770582.1238 | 18141167.3 |  | 18141167.3 | 26916.4837 | 11617.65 | 0 | 0 | 26916.4837
Lighting Energy Rate LE | 165 | 3317374 | 210819 |  | 210819 | 860.8668 | 378.7 | 0 | 0 | 860.8668
Traffic Energy Rate TE | 905 | 3108713 | 270128 |  | 270128 | 392.1536 | 354.88 | 386.3424 | 385.4574 | 392.1536
Total | 500110.8333 | 11646473901.1238 | 965204065.3 | 0 | 965204065.3 | 3508847.3592 | 1329506.16 | 1868156.7352 | 2733721.103 | 5758139.3358

## RS
Louisville Gas and Electric Company
Unit Cost of Service Based on the Cost of Service Study
For the 12 Months Ended June 30, 2018
Rate RS
|  |  |  | Production |  | Transmission | Distribution |  | Customer Service Expenses
| Description | Reference | Amount | Demand-Related | Energy-Related | Demand-Related | Demand-Related | Customer-Related | Customer-Related | Total | Check
(1) | Rate Base |  | 1151746077.2154 | 515004027.3394 | 18583061.5934 | 111943212.2298 | 184388867.2526 | 319519898.3969 | 2307010.4032 | 1151746077.2154 | ok
(2) | Rate Base Adjustments |  | 0 | 0 | 0 | 0 | 0 | 0 | 0 | 0 | ok
(3) | Rate Base as Adjusted |  | 1151746077.2154 | 515004027.3394 | 18583061.5934 | 111943212.2298 | 184388867.2526 | 319519898.3969 | 2307010.4032 | 1151746077.2154 | ok
(4) | Rate of Return |  | 4.915% | 4.915% | 4.915% | 4.915% | 4.915% | 4.915% | 4.915%
(5) | Return |  | 56611232.9863 | 25313750.6238 | 913404.4824 | 5502292.0365 | 9063179.229 | 15705211.2178 | 113395.3968 | 56611232.9863 | ok
(6) | Interest Expenses |  | 30245175.1284 | 13524150.2505 | 487996.4112 | 2939660.1606 | 4842103.3873 | 8390682.1783 | 60582.7405 | 30245175.1284 | ok
(7) | Net Income |  | 26366057.858 | 11789600.3733 | 425408.0711 | 2562631.8759 | 4221075.8417 | 7314529.0395 | 52812.6563 | 26366057.858 | ok
(8) | Income Taxes |  | 19030526.6061 | 8509512.6768 | 307051.5759 | 1849659.6783 | 3046693.4627 | 5279490.0264 | 38119.1859 | 19030526.6061 | ok
(9) | Operation and Maintenance Expenses |  | 287977479.0438 | 38079049.3951 | 168422502.4394 | 9843945.0934 | 15549876.539 | 37393230.6142 | 18688874.9626 | 287977479.0438 | ok
(10) | Depreciation Expenses |  | 66956528.6631 | 32589861.8871 | 0 | 5230791.5019 | 10666046.5426 | 18469828.7315 | 0 | 66956528.6631 | ok
(11) | Other Taxes |  | 15333621.8742 | 6986846.9337 | 0 | 1492320.7842 | 2509275.1245 | 4345179.0318 | 0 | 15333621.8742 | ok
(12) | Other Depreciation Expenses |  | 0 | 0 | 0 | 0 | 0 | 0 | 0 | 0 | ok
(13) | Expense Adjustments - Prod. Demand |  | 0 | 0 | 0 | 0 | 0 | 0 | 0 | 0 | ok
(14) | Expense Adjustments - Energy |  | 0 | 0 | 0 | 0 | 0 | 0 | 0 | 0 | ok
(15) | Expense Adjustments - Trans. Demand |  | 0 | 0 | 0 | 0 | 0 | 0 | 0 | 0 | ok
(16) | Expense Adjustments - Distribution |  | 0 | 0 | 0 | 0 | 0 | 0 | 0 | 0 | ok
(17) | Expense Adjustments - Other |  | -297350.1812 | -132960.332 | -4797.6519 | -28900.7578 | -47604.2977 | -82491.5331 | -595.6087 | -297350.1812 | ok
(18) | Revenue Adjustments - Prod Demand |  | 2508690.1701 | 2508690.1701 | 0 | 0 | 0 | 0 | 0 | 2508690.1701 | ok
(19) | Proforma Adjustments - Total |  | 2211339.9889 | 2375729.8381 | -4797.6519 | -28900.7578 | -47604.2977 | -82491.5331 | -595.6087 | 2211339.9889 | ok
(20) | Total Cost of Service |  | 448120729.1624 | 113854751.3546 | 169638160.8459 | 23890108.3366 | 40787466.6001 | 81110448.0885 | 18839793.9367 | 448120729.1624 | ok
(21) | Less: Misc Revenue - Prod Demand |  | 1781296.7048 | 1781296.7048 | [5 empty] | 1781296.7048 | ok
(22) | Less: Misc Revenue - Energy |  | -15545979.9712 | 0 | -15545979.9712 | 0 | 0 | 0 | 0 | -15545979.9712 | ok
(23) | Less: Misc Revenue - Other |  | -13024237.896 | -5823796.6702 | -210141.9921 | -1265882.3466 | -2085116.2595 | -3613212.3665 | -26088.261 | -13024237.896 | ok
(24) | Less: Misc Revenue - Total |  | -26788921.1624 | -4042499.9654 | -15756121.9633 | -1265882.3466 | -2085116.2595 | -3613212.3665 | -26088.261 | -26788921.1624 | ok
(25) | Net Cost of Service | 421331808 | 421331808 | 109812251.3892 | 153882038.8826 | 22624225.99 | 38702350.3406 | 77497235.722 | 18813705.6756 | 421331808 | ok
(26) | Billing Units |  |  | 4180088831 | 4180088831 | 4180088831 | 4180088831 | 4369310 | 4369310
(27) | Unit Costs |  |  | 0.02627 | 0.036813 | 0.0054124 | 0.0092587 | 17.7367 | 4.3059 | 22.0426
[9 empty] | Customer Cost | 22.0426
[9 empty] | Infrastructure Energy Cost | 0.040941
[9 empty] | ECR in Base Rates | 0.00691
[9 empty] | Total Infrastructure Energy Cost | 0.047851
[9 empty] | Variable Energy Cost | 0.036813
|  |  |  | 9032214.9551 |  | 11032386.6558 | 11032386.6558
|  |  |  | 12.1578 |  | 2.0507 | 3.5081
|  |  |  | 1.5839 |  | 1.5839 | 1.5839 |  | Actual Customer Charge | 22
[9 empty] | Difference ($) | 186121.3977
|  |  |  | 7.6758 |  | 1.2947 | 2.2148 |  | Increase in Energy Charge | 4.4526e-05
[9 empty] | ECR Factor | 0.00691
[9 empty] | Resulting Infrastrusture Charge | 0.047896 | 0.084709

## GS
Louisville Gas and Electric Company
Unit Cost of Service Based on the Cost of Service Study
For the 12 Months Ended June 30, 2018
Rate GS
|  |  |  | Production |  | Transmission | Distribution |  | Customer Service Expenses
| Description | Reference | Amount | Demand-Related | Energy-Related | Demand-Related | Demand-Related | Customer-Related | Customer-Related | Total | Check
(1) | Rate Base |  | 302071164.7275 | 173321243.3652 | 6038829.7358 | 32222542.0341 | 45464804.6789 | 44508320.5104 | 515424.403 | 302071164.7275 | ok
(2) | Rate Base Adjustments |  | 0 | 0 | 0 | 0 | 0 | 0 | 0 | 0 | ok
(3) | Rate Base as Adjusted |  | 302071164.7275 | 173321243.3652 | 6038829.7358 | 32222542.0341 | 45464804.6789 | 44508320.5104 | 515424.403 | 302071164.7275 | ok
(4) | Rate of Return |  | 9.855% | 9.855% | 9.855% | 9.855% | 9.855% | 9.855% | 9.855%
(5) | Return |  | 29770473.0705 | 17081588.7468 | 595153.8545 | 3175676.5686 | 4480761.1629 | 4386495.3425 | 50797.3951 | 29770473.0705 | ok
(6) | Interest Expenses |  | 7893136.8616 | 4528894.0311 | 157794.9674 | 841976.8717 | 1187997.9542 | 1163004.968 | 13468.0692 | 7893136.8616 | ok
(7) | Net Income |  | 21877336.2088 | 12552694.7157 | 437358.8871 | 2333699.697 | 3292763.2087 | 3223490.3744 | 37329.3259 | 21877336.2088 | ok
(8) | Income Taxes |  | 17159642.0424 | 9845794.11 | 343045.5095 | 1830453.7194 | 2582701.9091 | 2528367.2758 | 29279.5185 | 17159642.0424 | ok
(9) | Operation and Maintenance Expenses |  | 85712374.9044 | 12815255.4873 | 54731283.6909 | 2833552.1934 | 3973426.406 | 6715037.558 | 4643819.5689 | 85712374.9044 | ok
(10) | Depreciation Expenses |  | 17662359.026 | 10967905.2658 | 0 | 1505668.7733 | 2629569.8617 | 2559215.1252 | 0 | 17662359.026 | ok
(11) | Other Taxes |  | 4001642.4281 | 2351377.7242 | 0 | 429560.3837 | 618627.9251 | 602076.395 | 0 | 4001642.4281 | ok
(12) | Other Depreciation Expenses |  | 0 | 0 | 0 | 0 | 0 | 0 | 0 | 0 | ok
(13) | Expense Adjustments - Prod. Demand |  | 0 | 0 | 0 | 0 | 0 | 0 | 0 | 0 | ok
(14) | Expense Adjustments - Energy |  | 0 | 0 | 0 | 0 | 0 | 0 | 0 | 0 | ok
(15) | Expense Adjustments - Trans. Demand |  | 0 | 0 | 0 | 0 | 0 | 0 | 0 | 0 | ok
(16) | Expense Adjustments - Distribution |  | 0 | 0 | 0 | 0 | 0 | 0 | 0 | 0 | ok
(17) | Expense Adjustments - Other |  | -880972.5165 | -505481.058 | -17611.8864 | -93975.12 | -132595.3883 | -129805.8594 | -1503.2045 | -880972.5165 | ok
(18) | Revenue Adjustments - Prod Demand |  | 1578745.2317 | 1578745.2317 | 0 | 0 | 0 | 0 | 0 | 1578745.2317 | ok
(19) | Proforma Adjustments - Total |  | 697772.7153 | 1073264.1738 | -17611.8864 | -93975.12 | -132595.3883 | -129805.8594 | -1503.2045 | 697772.7153 | ok
(20) | Total Cost of Service |  | 155004264.1865 | 54135185.5079 | 55651871.1686 | 9680936.5186 | 14152491.8764 | 16661385.8371 | 4722393.278 | 155004264.1865 | ok
(21) | Less: Misc Revenue - Prod Demand |  | 608997.1979 | 608997.1979 | [5 empty] | 608997.1979 | ok
(22) | Less: Misc Revenue - Energy |  | -5051886.9375 | 0 | -5051886.9375 | 0 | 0 | 0 | 0 | -5051886.9375 | ok
(23) | Less: Misc Revenue - Other |  | -2554834.4469 | -1465903.1865 | -51074.7533 | -272529.3572 | -384528.7557 | -376439.0769 | -4359.3172 | -2554834.4469 | ok
(24) | Less: Misc Revenue - Total |  | -6997724.1865 | -856905.9886 | -5102961.6909 | -272529.3572 | -384528.7557 | -376439.0769 | -4359.3172 | -6997724.1865 | ok
(25) | Net Cost of Service | 148006540 | 148006540 | 53278279.5192 | 50548909.4777 | 9408407.1613 | 13767963.1207 | 16284946.7602 | 4718033.9608 | 148006540 | ok
(26) | Billing Units |  |  | 1358379221 | 1358379221 | 1358379221 | 1358379221 | 542844 | 542844
(27) | Unit Costs |  |  | 0.039222 | 0.037213 | 0.0069262 | 0.010136 | 29.9993 | 8.6913 | 38.6906
[9 empty] | Customer Cost | 38.6906
[9 empty] | Infrastructure Energy Cost | 0.056284
[9 empty] | Variable Energy Cost | 0.037213
[9 empty] | Actual Customer Charge | 38.41
[9 empty] | Difference ($) | 152342.681
[9 empty] | Increase in Energy Charge | 0.00011215
[9 empty] | ECR Factor | 0.00869
[9 empty] | Resulting Infrastrusture Charge | 0.065086 | 0.1023

## PS Sec
Louisville Gas and Electric Company
Unit Cost of Service Based on the Cost of Service Study
For the 12 Months Ended June 30, 2018
Rate PS Secondary
|  |  |  | Production |  | Transmission | Distribution |  | Customer Service Expenses
| Description | Reference | Amount | Demand-Related | Energy-Related | Demand-Related | Demand-Related | Customer-Related | Customer-Related | Total | Check
(1) | Rate Base |  | 290318355.0559 | 205419674.4303 | 8333269.1658 | 33229731.7042 | 39432704.3567 | 3827944.7736 | 75030.6253 | 290318355.0559 | ok
(2) | Rate Base Adjustments |  | 0 | 0 | 0 | 0 | 0 | 0 | 0 | 0 | ok
(3) | Rate Base as Adjusted |  | 290318355.0559 | 205419674.4303 | 8333269.1658 | 33229731.7042 | 39432704.3567 | 3827944.7736 | 75030.6253 | 290318355.0559 | ok
(4) | Rate of Return |  | 11.35% | 11.35% | 11.35% | 11.35% | 11.35% | 11.35% | 11.35%
(5) | Return |  | 32940733.7564 | 23307774.6753 | 945527.5429 | 3770384.2206 | 4474199.419 | 434334.6104 | 8513.2883 | 32940733.7564 | ok
(6) | Interest Expenses |  | 7528723.6289 | 5327076.0522 | 216103.7336 | 861734.9262 | 1022594.4308 | 99268.7433 | 1945.7428 | 7528723.6289 | ok
(7) | Net Income |  | 25412010.1275 | 17980698.6231 | 729423.8092 | 2908649.2945 | 3451604.9882 | 335065.867 | 6567.5455 | 25412010.1275 | ok
(8) | Income Taxes |  | 19257645.0191 | 13626073.2442 | 552769.5258 | 2204222.937 | 2615683.8154 | 253918.5013 | 4976.9955 | 19257645.0191 | ok
(9) | Operation and Maintenance Expenses |  | 98788345.74 | 15188591.7665 | 75526308.6949 | 2922121.385 | 3318331.8763 | 1108202.5512 | 724789.4662 | 98788345.74 | ok
(10) | Depreciation Expenses |  | 17047245.359 | 12999119.3529 | 0 | 1552731.9142 | 2279919.7216 | 215474.3704 | 0 | 17047245.359 | ok
(11) | Other Taxes |  | 3816893.1352 | 2786843.8813 | 0 | 442987.2816 | 536369.8555 | 50692.1168 | 0 | 3816893.1352 | ok
(12) | Other Depreciation Expenses |  | 0 | 0 | 0 | 0 | 0 | 0 | 0 | 0 | ok
(13) | Expense Adjustments - Prod. Demand |  | 0 | 0 | 0 | 0 | 0 | 0 | 0 | 0 | ok
(14) | Expense Adjustments - Energy |  | 0 | 0 | 0 | 0 | 0 | 0 | 0 | 0 | ok
(15) | Expense Adjustments - Trans. Demand |  | 0 | 0 | 0 | 0 | 0 | 0 | 0 | 0 | ok
(16) | Expense Adjustments - Distribution |  | 0 | 0 | 0 | 0 | 0 | 0 | 0 | 0 | ok
(17) | Expense Adjustments - Other |  | -1059977.6142 | -750005.1327 | -30425.4919 | -121324.6463 | -143972.24 | -13976.16 | -273.9434 | -1059977.6142 | ok
(18) | Revenue Adjustments - Prod Demand |  | 706163.1476 | 706163.1476 | 0 | 0 | 0 | 0 | 0 | 706163.1476 | ok
(19) | Proforma Adjustments - Total |  | -353814.4666 | -43841.9851 | -30425.4919 | -121324.6463 | -143972.24 | -13976.16 | -273.9434 | -353814.4666 | ok
(20) | Total Cost of Service |  | 171497048.5432 | 67864560.935 | 76994180.2716 | 10771123.0922 | 13080532.4479 | 2048645.9901 | 738005.8066 | 171497048.5432 | ok
(21) | Less: Misc Revenue - Prod Demand |  | 669784.9171 | 669784.9171 | [5 empty] | 669784.9171 | ok
(22) | Less: Misc Revenue - Energy |  | -6971339.7276 | 0 | -6971339.7276 | 0 | 0 | 0 | 0 | -6971339.7276 | ok
(23) | Less: Misc Revenue - Other |  | -1993114.7328 | -1410262.1222 | -57210.1669 | -228131.1763 | -270716.2762 | -26279.8855 | -515.1057 | -1993114.7328 | ok
(24) | Less: Misc Revenue - Total |  | -8294669.5432 | -740477.2051 | -7028549.8945 | -228131.1763 | -270716.2762 | -26279.8855 | -515.1057 | -8294669.5432 | ok
(25) | Net Cost of Service | 163202379 | 163202379 | 67124083.7299 | 69965630.3771 | 10542991.9159 | 12809816.1716 | 2022366.1046 | 737490.7009 | 163202379 | ok
(26) | Billing Units |  |  | 4877440 | 1874492273 | 4877440 | 4877440 | 33890 | 33890
(27) | Unit Costs |  |  | 13.7622 | 0.037325 | 2.1616 | 2.6263 | 59.6744 | 21.7613 | 81.4357
[9 empty] | Customer Cost | 81.4357
[9 empty] | Demand Cost | 18.5501
[9 empty] | Energy Cost | 0.037325

## PS Pri
Louisville Gas and Electric Company
Unit Cost of Service Based on the Cost of Service Study
For the 12 Months Ended June 30, 2018
Rate PS Primary
|  |  |  | Production |  | Transmission | Distribution |  | Customer Service Expenses
| Description | Reference | Amount | Demand-Related | Energy-Related | Demand-Related | Demand-Related | Customer-Related | Customer-Related | Total | Check
(1) | Rate Base |  | 22598765.0245 | 15919270.0116 | 719234.7373 | 2863001.0756 | 2859350.6917 | 235995.659 | 1912.8492 | 22598765.0245 | ok
(2) | Rate Base Adjustments |  | 0 | 0 | 0 | 0 | 0 | 0 | 0 | 0 | ok
(3) | Rate Base as Adjusted |  | 22598765.0245 | 15919270.0116 | 719234.7373 | 2863001.0756 | 2859350.6917 | 235995.659 | 1912.8492 | 22598765.0245 | ok
(4) | Rate of Return |  | 9.352% | 9.352% | 9.352% | 9.352% | 9.352% | 9.352% | 9.352%
(5) | Return |  | 2113505.2272 | 1488818.5415 | 67265.0198 | 267756.5669 | 267415.1719 | 22071.0317 | 178.8955 | 2113505.2272 | ok
(6) | Interest Expenses |  | 583898.2638 | 411316.0215 | 18583.3126 | 73973.1289 | 73878.8116 | 6097.5657 | 49.4235 | 583898.2638 | ok
(7) | Net Income |  | 1529606.9635 | 1077502.52 | 48681.7072 | 193783.438 | 193536.3603 | 15973.4659 | 129.472 | 1529606.9635 | ok
(8) | Income Taxes |  | 1143670.8139 | 805637.1431 | 36398.7933 | 144889.81 | 144705.0726 | 11943.1901 | 96.8048 | 1143670.8139 | ok
(9) | Operation and Maintenance Expenses |  | 8382184.1559 | 1177060.0557 | 6518587.5689 | 251763.5936 | 275110.3131 | 141184.6636 | 18477.961 | 8382184.1559 | ok
(10) | Depreciation Expenses |  | 1319207.8195 | 1007383.9882 | 0 | 133779.989 | 165312.5404 | 12731.3019 | 0 | 1319207.8195 | ok
(11) | Other Taxes |  | 296023.255 | 215970.1613 | 0 | 38166.8162 | 38891.134 | 2995.1434 | 0 | 296023.255 | ok
(12) | Other Depreciation Expenses |  | 0 | 0 | 0 | 0 | 0 | 0 | 0 | 0 | ok
(13) | Expense Adjustments - Prod. Demand |  | 0 | 0 | 0 | 0 | 0 | 0 | 0 | 0 | ok
(14) | Expense Adjustments - Energy |  | 0 | 0 | 0 | 0 | 0 | 0 | 0 | 0 | ok
(15) | Expense Adjustments - Trans. Demand |  | 0 | 0 | 0 | 0 | 0 | 0 | 0 | 0 | ok
(16) | Expense Adjustments - Distribution |  | 0 | 0 | 0 | 0 | 0 | 0 | 0 | 0 | ok
(17) | Expense Adjustments - Other |  | -56513.3317 | -39809.7412 | -1798.6094 | -7159.5828 | -7150.4542 | -590.1606 | -4.7835 | -56513.3317 | ok
(18) | Revenue Adjustments - Prod Demand |  | 59061.7011 | 59061.7011 | 0 | 0 | 0 | 0 | 0 | 59061.7011 | ok
(19) | Proforma Adjustments - Total |  | 2548.3693 | 19251.9599 | -1798.6094 | -7159.5828 | -7150.4542 | -590.1606 | -4.7835 | 2548.3693 | ok
(20) | Total Cost of Service |  | 13257139.6409 | 4714121.8497 | 6620452.7726 | 829197.1929 | 884283.7778 | 190335.1702 | 18748.8778 | 13257139.6409 | ok
(21) | Less: Misc Revenue - Prod Demand |  | 48659.0802 | 48659.0802 | 0 | 0 | 0 | 0 | 0 | 48659.0802 | ok
(22) | Less: Misc Revenue - Energy |  | -601688.1968 | 0 | -601688.1968 | 0 | 0 | 0 | 0 | -601688.1968 | ok
(23) | Less: Misc Revenue - Other |  | -151740.5244 | -106890.7251 | -4829.3372 | -19223.7622 | -19199.2515 | -1584.6045 | -12.8439 | -151740.5244 | ok
(24) | Less: Misc Revenue - Total |  | -704769.6409 | -58231.6449 | -606517.5339 | -19223.7622 | -19199.2515 | -1584.6045 | -12.8439 | -704769.6409 | ok
(25) | Net Cost of Service | 12552370 | 12552370 | 4655890.2048 | 6013935.2386 | 809973.4307 | 865084.5263 | 188750.5656 | 18736.0339 | 12552370 | ok
(26) | Billing Units |  |  | 386443 | 165297553 | 386443 | 386443 | 864 | 864
(27) | Unit Costs |  |  | 12.0481 | 0.036382 | 2.096 | 2.2386 | 218.4613 | 21.6852 | 240.1465
[9 empty] | Customer Cost | 240.1465
[9 empty] | Demand Cost | 16.3826
[9 empty] | Energy Cost | 0.036382

## TOD Sec
Louisville Gas and Electric Company
Unit Cost of Service Based on the Cost of Service Study
For the 12 Months Ended June 30, 2018
Rate TOD Secondary
|  |  |  | Production |  | Transmission | Distribution |  | Customer Service Expenses
| Description | Reference | Amount | Demand-Related | Energy-Related | Demand-Related | Demand-Related | Customer-Related | Customer-Related | Total | Check
(1) | Rate Base |  | 143524479.342 | 100243430.3432 | 3537824.6984 | 17948343.735 | 21357682.8886 | 401945.8803 | 35251.7964 | 143524479.342 | ok
(2) | Rate Base Adjustments |  | 0 | 0 | 0 | 0 | 0 | 0 | 0 | 0 | ok
(3) | Rate Base as Adjusted |  | 143524479.342 | 100243430.3432 | 3537824.6984 | 17948343.735 | 21357682.8886 | 401945.8803 | 35251.7964 | 143524479.342 | ok
(4) | Rate of Return |  | 14.41% | 14.41% | 14.41% | 14.41% | 14.41% | 14.41% | 14.41%
(5) | Return |  | 20685711.6465 | 14447756.2576 | 509895.05 | 2586835.8118 | 3078212.6624 | 57931.1391 | 5080.7256 | 20685711.6465 | ok
(6) | Interest Expenses |  | 3737964.8383 | 2610749.188 | 92139.4342 | 467448.3272 | 556241.4721 | 10468.3157 | 918.1011 | 3737964.8383 | ok
(7) | Net Income |  | 16947746.8082 | 11837007.0697 | 417755.6157 | 2119387.4846 | 2521971.1903 | 47462.8234 | 4162.6245 | 16947746.8082 | ok
(8) | Income Taxes |  | 12940328.4147 | 9038060.3783 | 318974.2522 | 1618242.8496 | 1925632.7006 | 36239.8925 | 3178.3416 | 12940328.4147 | ok
(9) | Operation and Maintenance Expenses |  | 43317845.8996 | 7411931.4276 | 32064107.7306 | 1578322.6756 | 1793509.2329 | 115813.9134 | 354160.9194 | 43317845.8996 | ok
(10) | Depreciation Expenses |  | 8439638.5688 | 6343483.5002 | 0 | 838675.6286 | 1234859.3303 | 22620.1097 | 0 | 8439638.5688 | ok
(11) | Other Taxes |  | 1895063.8959 | 1359961.2173 | 0 | 239270.3038 | 290510.8081 | 5321.5667 | 0 | 1895063.8959 | ok
(12) | Other Depreciation Expenses |  | 0 | 0 | 0 | 0 | 0 | 0 | 0 | 0 | ok
(13) | Expense Adjustments - Prod. Demand |  | 0 | 0 | 0 | 0 | 0 | 0 | 0 | 0 | ok
(14) | Expense Adjustments - Energy |  | 0 | 0 | 0 | 0 | 0 | 0 | 0 | 0 | ok
(15) | Expense Adjustments - Trans. Demand |  | 0 | 0 | 0 | 0 | 0 | 0 | 0 | 0 | ok
(16) | Expense Adjustments - Distribution |  | 0 | 0 | 0 | 0 | 0 | 0 | 0 | 0 | ok
(17) | Expense Adjustments - Other |  | -746249.5057 | -521211.5082 | -18394.771 | -93321.6598 | -111048.3757 | -2089.9007 | -183.2902 | -746249.5057 | ok
(18) | Revenue Adjustments - Prod Demand |  | 382596.3594 | 382596.3594 | 0 | 0 | 0 | 0 | 0 | 382596.3594 | ok
(19) | Proforma Adjustments - Total |  | -363653.1463 | -138615.1488 | -18394.771 | -93321.6598 | -111048.3757 | -2089.9007 | -183.2902 | -363653.1463 | ok
(20) | Total Cost of Service |  | 86914935.2791 | 38462577.6322 | 32874582.2618 | 6768025.6095 | 8211676.3586 | 235836.7207 | 362236.6964 | 86914935.2791 | ok
(21) | Less: Misc Revenue - Prod Demand |  | 350227.7925 | 350227.7925 | 0 | 0 | 0 | 0 | 0 | 350227.7925 | ok
(22) | Less: Misc Revenue - Energy |  | -2959628.1337 | 0 | -2959628.1337 | 0 | 0 | 0 | 0 | -2959628.1337 | ok
(23) | Less: Misc Revenue - Other |  | -978209.9379 | -683222.2644 | -24112.5089 | -122329.2939 | -145566.0926 | -2739.5149 | -240.2632 | -978209.9379 | ok
(24) | Less: Misc Revenue - Total |  | -3587610.2791 | -332994.4719 | -2983740.6426 | -122329.2939 | -145566.0926 | -2739.5149 | -240.2632 | -3587610.2791 | ok
(25) | Net Cost of Service | 83327325 | 83327325 | 38129583.1603 | 29890841.6192 | 6645696.3157 | 8066110.266 | 233097.2057 | 361996.4331 | 83327325 | ok
(26) | Billing Units |  |  | 2289596.6617 | 795801135 | 3038571.4966 | 3038571.4966 | 3312 | 3312
(27) | Unit Costs |  |  | 16.6534 | 0.037561 | 2.1871 | 2.6546 | 70.3796 | 109.2984 | 179.678
[9 empty] | Customer Cost | 179.678
[9 empty] | Demand Cost | 21.4951
[9 empty] | Energy Cost | 0.037561

## TOD Pri
Louisville Gas and Electric Company
Unit Cost of Service Based on the Cost of Service Study
For the 12 Months Ended June 30, 2018
Rate TOD Primary
|  |  |  | Production |  | Transmission | Distribution |  | Customer Service Expenses
| Description | Reference | Amount | Demand-Related | Energy-Related | Demand-Related | Demand-Related | Customer-Related | Customer-Related | Total | Check
(1) | Rate Base |  | 242194583.6398 | 173352345.4499 | 8043918.157 | 30228915.843 | 30190373.3673 | 365555.9512 | 13474.8715 | 242194583.6398 | ok
(2) | Rate Base Adjustments |  | 0 | 0 | 0 | 0 | 0 | 0 | 0 | 0 | ok
(3) | Rate Base as Adjusted |  | 242194583.6398 | 173352345.4499 | 8043918.157 | 30228915.843 | 30190373.3673 | 365555.9512 | 13474.8715 | 242194583.6398 | ok
(4) | Rate of Return |  | 7.247% | 7.247% | 7.247% | 7.247% | 7.247% | 7.247% | 7.247%
(5) | Return |  | 17551164.8484 | 12562360.1739 | 582920.2762 | 2190605.0795 | 2187812.014 | 26490.8185 | 976.4863 | 17551164.8484 | ok
(6) | Interest Expenses |  | 6252840.9339 | 4475511.4889 | 207673.2682 | 780432.822 | 779437.7544 | 9437.714 | 347.8865 | 6252840.9339 | ok
(7) | Net Income |  | 11298323.9145 | 8086848.685 | 375247.0081 | 1410172.2575 | 1408374.2596 | 17053.1045 | 628.5998 | 11298323.9145 | ok
(8) | Income Taxes |  | 8364475.3753 | 5986927.548 | 277806.1934 | 1043991.2338 | 1042660.124 | 12624.9056 | 465.3706 | 8364475.3753 | ok
(9) | Operation and Maintenance Expenses |  | 91640486.3599 | 12817555.1544 | 72903854.8682 | 2658238.779 | 2904744.4561 | 220716.3741 | 135376.7283 | 91640486.3599 | ok
(10) | Depreciation Expenses |  | 14147537.3822 | 10969873.4303 | 0 | 1412512.2279 | 1745447.7804 | 19703.9436 | 0 | 14147537.3822 | ok
(11) | Other Taxes |  | 3170049.3753 | 2351799.6733 | 0 | 402983.2493 | 410630.938 | 4635.5147 | 0 | 3170049.3753 | ok
(12) | Other Depreciation Expenses |  | 0 | 0 | 0 | 0 | 0 | 0 | 0 | 0 | ok
(13) | Expense Adjustments - Prod. Demand |  | 0 | 0 | 0 | 0 | 0 | 0 | 0 | 0 | ok
(14) | Expense Adjustments - Energy |  | 0 | 0 | 0 | 0 | 0 | 0 | 0 | 0 | ok
(15) | Expense Adjustments - Trans. Demand |  | 0 | 0 | 0 | 0 | 0 | 0 | 0 | 0 | ok
(16) | Expense Adjustments - Distribution |  | 0 | 0 | 0 | 0 | 0 | 0 | 0 | 0 | ok
(17) | Expense Adjustments - Other |  | -369386.4726 | -264390.7656 | -12268.2948 | -46104.0558 | -46045.2722 | -557.5328 | -20.5514 | -369386.4726 | ok
(18) | Revenue Adjustments - Prod Demand |  | 602600.1667 | 602600.1667 | 0 | 0 | 0 | 0 | 0 | 602600.1667 | ok
(19) | Proforma Adjustments - Total |  | 233213.6942 | 338209.4011 | -12268.2948 | -46104.0558 | -46045.2722 | -557.5328 | -20.5514 | 233213.6942 | ok
(20) | Total Cost of Service |  | 135106927.0353 | 45026725.381 | 73752313.043 | 7662226.5136 | 8245250.0402 | 283614.0237 | 136798.0337 | 135106927.0353 | ok
(21) | Less: Misc Revenue - Prod Demand |  | 520505.8002 | 520505.8002 | 0 | 0 | 0 | 0 | 0 | 520505.8002 | ok
(22) | Less: Misc Revenue - Energy |  | -6729278.1617 | 0 | -6729278.1617 | 0 | 0 | 0 | 0 | -6729278.1617 | ok
(23) | Less: Misc Revenue - Other |  | -1594328.6738 | -1141151.0979 | -52951.8422 | -198992.1764 | -198738.4574 | -2406.3971 | -88.7029 | -1594328.6738 | ok
(24) | Less: Misc Revenue - Total |  | -7803101.0353 | -620645.2977 | -6782230.0039 | -198992.1764 | -198738.4574 | -2406.3971 | -88.7029 | -7803101.0353 | ok
(25) | Net Cost of Service | 127303826 | 127303826 | 44406080.0834 | 66970083.0391 | 7463234.3373 | 8046511.5829 | 281207.6266 | 136709.3308 | 127303826 | ok
(26) | Billing Units |  |  | 4077680.9276 | 1848687110 | 4881740.514 | 4881740.514 | 1266 | 1266
(27) | Unit Costs |  |  | 10.89 | 0.036226 | 1.5288 | 1.6483 | 222.1229 | 107.9853 | 330.1082
[9 empty] | Customer Cost | 330.1082
[9 empty] | Demand Cost | 14.0671
[9 empty] | Energy Cost | 0.036226

## RTS
Louisville Gas and Electric Company
Unit Cost of Service Based on the Cost of Service Study
For the 12 Months Ended June 30, 2018
Rate RTS
|  |  |  | Production |  | Transmission | Distribution |  | Customer Service Expenses
| Description | Reference | Amount | Demand-Related | Energy-Related | Demand-Related | Demand-Related | Customer-Related | Customer-Related | Total | Check
(1) | Rate Base |  | 127237257.4478 | 103494754.0938 | 4898130.2292 | 18591211.522 | 0 | 251501.192 | 1660.4107 | 127237257.4478 | ok
(2) | Rate Base Adjustments |  | 0 | 0 | 0 | 0 | 0 | 0 | 0 | 0 | ok
(3) | Rate Base as Adjusted |  | 127237257.4478 | 103494754.0938 | 4898130.2292 | 18591211.522 | 0 | 251501.192 | 1660.4107 | 127237257.4478 | ok
(4) | Rate of Return |  | 6.344% | 6.344% | 6.344% | 6.344% | 6.344% | 6.344% | 6.344%
(5) | Return |  | 8071741.7925 | 6565552.8002 | 310730.0744 | 1179398.7235 | 0 | 15954.8604 | 105.334 | 8071741.7925 | ok
(6) | Interest Expenses |  | 3264548.9141 | 2655383.2885 | 125672.1973 | 476998.0162 | 0 | 6452.8108 | 42.6015 | 3264548.9141 | ok
(7) | Net Income |  | 4807192.8784 | 3910169.5117 | 185057.8771 | 702400.7073 | 0 | 9502.0497 | 62.7325 | 4807192.8784 | ok
(8) | Income Taxes |  | 3506133.8408 | 2851888.4087 | 134972.2597 | 512297.0831 | 0 | 6930.3352 | 45.7541 | 3506133.8408 | ok
(9) | Operation and Maintenance Expenses |  | 53872935.6749 | 7652332.1063 | 44392865.3164 | 1634854.5106 | 0 | 176202.2491 | 16681.4926 | 53872935.6749 | ok
(10) | Depreciation Expenses |  | 7431299.1513 | 6549229.8369 | 0 | 868715.0324 | 0 | 13354.2821 | 0 | 7431299.1513 | ok
(11) | Other Taxes |  | 1655052.6961 | 1404070.5837 | 0 | 247840.4077 | 0 | 3141.7046 | 0 | 1655052.6961 | ok
(12) | Other Depreciation Expenses |  | 0 | 0 | 0 | 0 | 0 | 0 | 0 | 0 | ok
(13) | Expense Adjustments - Prod. Demand |  | 0 | 0 | 0 | 0 | 0 | 0 | 0 | 0 | ok
(14) | Expense Adjustments - Energy |  | 0 | 0 | 0 | 0 | 0 | 0 | 0 | 0 | ok
(15) | Expense Adjustments - Trans. Demand |  | 0 | 0 | 0 | 0 | 0 | 0 | 0 | 0 | ok
(16) | Expense Adjustments - Distribution |  | 0 | 0 | 0 | 0 | 0 | 0 | 0 | 0 | ok
(17) | Expense Adjustments - Other |  | -130299.6319 | -105985.6887 | -5016.0195 | -19038.6689 | 0 | -257.5544 | -1.7004 | -130299.6319 | ok
(18) | Revenue Adjustments - Prod Demand |  | 325905.9468 | 325905.9468 | 0 | 0 | 0 | 0 | 0 | 325905.9468 | ok
(19) | Proforma Adjustments - Total |  | 195606.3149 | 219920.2581 | -5016.0195 | -19038.6689 | 0 | -257.5544 | -1.7004 | 195606.3149 | ok
(20) | Total Cost of Service |  | 74732769.4705 | 25242993.9939 | 44833551.631 | 4424067.0884 | 0 | 215325.877 | 16830.8803 | 74732769.4705 | ok
(21) | Less: Misc Revenue - Prod Demand |  | 306518.7695 | 306518.7695 | 0 | 0 | 0 | 0 | 0 | 306518.7695 | ok
(22) | Less: Misc Revenue - Energy |  | -4097615.135 | 0 | -4097615.135 | 0 | 0 | 0 | 0 | -4097615.135 | ok
(23) | Less: Misc Revenue - Other |  | -832572.1051 | -677213.9467 | -32050.7269 | -121650.8782 | 0 | -1645.6884 | -10.8648 | -832572.1051 | ok
(24) | Less: Misc Revenue - Total |  | -4623668.4705 | -370695.1771 | -4129665.862 | -121650.8782 | 0 | -1645.6884 | -10.8648 | -4623668.4705 | ok
(25) | Net Cost of Service | 70109101 | 70109101 | 24872298.8168 | 40703885.769 | 4302416.2102 | 0 | 213680.1886 | 16820.0154 | 70109101 | ok
(26) | Billing Units |  |  | 2200970.2813 | 1147609709 | 2829315.3289 | 2829315.3289 | 156 | 156
(27) | Unit Costs |  |  | 11.3006 | 0.035468 | 1.5207 | 0 | 1369.7448 | 107.8206 | 1477.5654
[9 empty] | Customer Cost | 1477.5654
[9 empty] | Demand Cost | 12.8213
[9 empty] | Energy Cost | 0.035468

## Special Contract
Louisville Gas and Electric Company
Unit Cost of Service Based on the Cost of Service Study
For the 12 Months Ended June 30, 2018
Rate Special Contract #2
|  |  |  | Production |  | Transmission | Distribution |  | Customer Service Expenses
| Description | Reference | Amount | Demand-Related | Energy-Related | Demand-Related | Demand-Related | Customer-Related | Customer-Related | Total | Check
(1) | Rate Base |  | 7082689.0574 | 4866042.407 | 252569.1302 | 980918.3291 | 979667.6385 | 3464.9853 | 26.5674 | 7082689.0574 | ok
(2) | Rate Base Adjustments |  | 0 | 0 | 0 | 0 | 0 | 0 | 0 | 0 | ok
(3) | Rate Base as Adjusted |  | 7082689.0574 | 4866042.407 | 252569.1302 | 980918.3291 | 979667.6385 | 3464.9853 | 26.5674 | 7082689.0574 | ok
(4) | Rate of Return |  | 4.996% | 4.996% | 4.996% | 4.996% | 4.996% | 4.996% | 4.996%
(5) | Return |  | 353823.6029 | 243088.5561 | 12617.3716 | 49002.8652 | 48940.3856 | 173.0972 | 1.3272 | 353823.6029 | ok
(6) | Interest Expenses |  | 182377.0208 | 125299.0651 | 6503.5758 | 25258.3392 | 25226.1343 | 89.2223 | 0.6841 | 182377.0208 | ok
(7) | Net Income |  | 171446.5822 | 117789.4911 | 6113.7957 | 23744.5261 | 23714.2513 | 83.8749 | 0.6431 | 171446.5822 | ok
(8) | Income Taxes |  | 122380.7778 | 84079.6553 | 4364.1061 | 16949.1484 | 16927.5379 | 59.871 | 0.45905 | 122380.7778 | ok
(9) | Operation and Maintenance Expenses |  | 2831748.9052 | 359791.8838 | 2289091.3171 | 86258.9699 | 94257.9976 | 2092.0983 | 256.6383 | 2831748.9052 | ok
(10) | Depreciation Expenses |  | 410588.5353 | 307927.0094 | 0 | 45835.555 | 56639.2036 | 186.7672 | 0 | 410588.5353 | ok
(11) | Other Taxes |  | 92461.0376 | 66015.5876 | 0 | 13076.6733 | 13324.8382 | 43.9385 | 0 | 92461.0376 | ok
(12) | Other Depreciation Expenses |  | 0 | 0 | 0 | 0 | 0 | 0 | 0 | 0 | ok
(13) | Expense Adjustments - Prod. Demand |  | 0 | 0 | 0 | 0 | 0 | 0 | 0 | 0 | ok
(14) | Expense Adjustments - Energy |  | 0 | 0 | 0 | 0 | 0 | 0 | 0 | 0 | ok
(15) | Expense Adjustments - Trans. Demand |  | 0 | 0 | 0 | 0 | 0 | 0 | 0 | 0 | ok
(16) | Expense Adjustments - Distribution |  | 0 | 0 | 0 | 0 | 0 | 0 | 0 | 0 | ok
(17) | Expense Adjustments - Other |  | -3289.348 | -2259.8913 | -117.2984 | -455.5589 | -454.978 | -1.6092 | -0.012338 | -3289.348 | ok
(18) | Revenue Adjustments - Prod Demand |  | 17168.5569 | 17168.5569 | 0 | 0 | 0 | 0 | 0 | 17168.5569 | ok
(19) | Proforma Adjustments - Total |  | 13879.2088 | 14908.6656 | -117.2984 | -455.5589 | -454.978 | -1.6092 | -0.012338 | 13879.2088 | ok
(20) | Total Cost of Service |  | 3824882.0677 | 1075811.3579 | 2305955.4965 | 210667.6529 | 229634.985 | 2554.1631 | 258.4123 | 3824882.0677 | ok
(21) | Less: Misc Revenue - Prod Demand |  | 13426.98 | 13426.98 | 0 | 0 | 0 | 0 | 0 | 13426.98 | ok
(22) | Less: Misc Revenue - Energy |  | -211291.0523 | 0 | -211291.0523 | 0 | 0 | 0 | 0 | -211291.0523 | ok
(23) | Less: Misc Revenue - Other |  | -45765.9954 | -31442.7575 | -1632.0182 | -6338.37 | -6330.2884 | -22.3896 | -0.17167 | -45765.9954 | ok
(24) | Less: Misc Revenue - Total |  | -243630.0677 | -18015.7775 | -212923.0705 | -6338.37 | -6330.2884 | -22.3896 | -0.17167 | -243630.0677 | ok
(25) | Net Cost of Service | 3581252 | 3581252 | 1057795.5804 | 2093032.426 | 204329.2829 | 223304.6966 | 2531.7735 | 258.2406 | 3581252 | ok
(26) | Billing Units |  |  | 114480 | 58046500 | 114480 | 114480 | 12 | 12
(27) | Unit Costs |  |  | 9.24 | 0.036058 | 1.7848 | 1.9506 | 210.9811 | 21.52 | 232.5012
[9 empty] | Customer Cost | 232.5012
[9 empty] | Demand Cost | 12.9755
[9 empty] | Energy Cost | 0.036058

## LE
Louisville Gas and Electric Company
Unit Cost of Service Based on the Cost of Service Study
For the 12 Months Ended June 30, 2018
Rate LE
|  |  |  | Production |  | Transmission | Distribution |  | Customer Service Expenses
| Description | Reference | Amount | Demand-Related | Energy-Related | Demand-Related | Demand-Related | Customer-Related | Customer-Related | Total | Check
(1) | Rate Base |  | 308732.7074 | 129007.5801 | 14747.7644 | 61802.6423 | 80810.6605 | 22247.8994 | 116.1607 | 308732.7074 | ok
(2) | Rate Base Adjustments |  | 0 | 0 | 0 | 0 | 0 | 0 | 0 | 0 | ok
(3) | Rate Base as Adjusted |  | 308732.7074 | 129007.5801 | 14747.7644 | 61802.6423 | 80810.6605 | 22247.8994 | 116.1607 | 308732.7074 | ok
(4) | Rate of Return |  | 7.976% | 7.976% | 7.976% | 7.976% | 7.976% | 7.976% | 7.976%
(5) | Return |  | 24623.6009 | 10289.2602 | 1176.2378 | 4929.1946 | 6445.2175 | 1774.4262 | 9.2646 | 24623.6009 | ok
(6) | Interest Expenses |  | 7827.69 | 3270.892 | 373.9187 | 1566.9604 | 2048.8947 | 564.0791 | 2.9452 | 7827.69 | ok
(7) | Net Income |  | 16795.9109 | 7018.3682 | 802.3191 | 3362.2342 | 4396.3229 | 1210.3471 | 6.3195 | 16795.9109 | ok
(8) | Income Taxes |  | 14740.1894 | 6159.3609 | 704.1199 | 2950.7164 | 3858.2386 | 1062.2077 | 5.546 | 14740.1894 | ok
(9) | Operation and Maintenance Expenses |  | 163488.3461 | 9538.7332 | 133662.3343 | 5434.7361 | 7199.0335 | 6712.5017 | 941.0073 | 163488.3461 | ok
(10) | Depreciation Expenses |  | 16978.5656 | 8163.7016 | 0 | 2887.8637 | 4673.5327 | 1253.4676 | 0 | 16978.5656 | ok
(11) | Other Taxes |  | 3968.4623 | 1750.1926 | 0 | 823.8942 | 1099.487 | 294.8886 | 0 | 3968.4623 | ok
(12) | Other Depreciation Expenses |  | 0 | 0 | 0 | 0 | 0 | 0 | 0 | 0 | ok
(13) | Curtailable Service Credit |  | 0 | 0 | 0 | 0 | 0 | 0 | 0 | 0 | ok
(14) | Expense Adjustments - Prod. Demand |  | 0 | 0 | 0 | 0 | 0 | 0 | 0 | 0 | ok
(15) | Expense Adjustments - Energy |  | 0 | 0 | 0 | 0 | 0 | 0 | 0 | 0 | ok
(16) | Expense Adjustments - Trans. Demand |  | 0 | 0 | 0 | 0 | 0 | 0 | 0 | 0 | ok
(17) | Expense Adjustments - Distribution |  | 0 | 0 | 0 | 0 | 0 | 0 | 0 | 0 | ok
(18) | Expense Adjustments - Other |  | -1046.6911 | -437.3721 | -49.9991 | -209.5284 | -273.971 | -75.4267 | -0.39382 | -1046.6911 | ok
(19) | Revenue Adjustments - Prod Demand |  | 2398.9516 | 2398.9516 | 0 | 0 | 0 | 0 | 0 | 2398.9516 | ok
(20) | Proforma Adjustments - Total |  | 1352.2605 | 1961.5794 | -49.9991 | -209.5284 | -273.971 | -75.4267 | -0.39382 | 1352.2605 | ok
(21) | Total Cost of Service |  | 225151.4248 | 37862.8279 | 135492.6928 | 16816.8766 | 23001.5383 | 11022.0651 | 955.4241 | 225151.4248 | ok
(22) | Less: Misc Revenue - Energy |  | -12337.4961 | 0 | -12337.4961 | 0 | 0 | 0 | 0 | -12337.4961 | ok
(23) | Less: Misc Revenue - Other |  | -1994.9287 | -833.6043 | -95.2952 | -399.3482 | -522.1718 | -143.7586 | -0.75059 | -1994.9287 | ok
(24) | Less: Misc Revenue - Total |  | -14332.4248 | -833.6043 | -12432.7913 | -399.3482 | -522.1718 | -143.7586 | -0.75059 | -14332.4248 | ok
(25) | Net Cost of Service | 210819 | 210819 | 37029.2236 | 123059.9015 | 16417.5283 | 22479.3665 | 10878.3066 | 954.6735 | 210819 | ok
(26) | Billing Units |  |  | 3317374 | 3317374 | 3317374 | 3317374 | 1980 | 1980
(27) | Unit Costs |  |  | 0.011162 | 0.037096 | 0.004949 | 0.0067763 | 5.4941 | 0.48216 | 5.9763
[9 empty] | Customer Cost | 5.9763
[9 empty] | Infrastructure Energy Cost | 0.022887
[9 empty] | Variable Energy Cost | 0.037096
[9 empty] | Actual Customer Charge | 0
[9 empty] | Difference ($) | 11832.9801
[9 empty] | Increase in Energy Charge | 0.003567
[9 empty] | ECR Factor | 0.00579
[9 empty] | Resulting Infrastrusture Charge | 0.032244 | 0.06934

## Meters
Louisville Gas and Electric Company
Determination of Meter Allocation
|  | Meter | Forecasted | Total
|  | Unit | Number of | Meter | Meters
|  | Cost | Customers | Cost | Allocator
Residential Rate RS |  | 63.9275 | 364109.1667 | 23276597.7966 | 0.69992
General Service Rate GS |  | 151.28 | 45237 | 6843453.36 | 0.20578
Power Service Primary |  | 3700.0624 | 72 | 266404.4925 | 0.0080107
Power Service Secondary |  | 651.8575 | 2824.1667 | 1840954.1957 | 0.055357
TOD Primary |  | 3954.1625 | 105.5 | 417164.1436 | 0.012544
TOD Secondary |  | 702.6927 | 276 | 193943.1842 | 0.0058318
Retail Transmission Service |  | 26250.5467 | 13 | 341257.1073 | 0.010261
Special Contract #1 |  | 3954.1625 | 1 | 3954.1625 | 0.0001189
Special Contract #2 |  | 3954.1625 | 1 | 3954.1625 | 0.0001189
Street Lighting Rate (RLS, LS, DSK) |  | 0 | 86402 | 0 | 0
Traffic Lighting Rate TLE |  | 63.9275 | 165 | 10548.0416 | 0.00031718
Street Lighting Rate TLE |  | 63.9275 | 905 | 57854.41 | 0.0017397
|  |  | 500110.8333 | 33256085.0564 | 1
| Total - per Plant Accounting |  |  | 39970580

## Services
Louisville Gas and Electric Company
Determination of Services Allocation
|  | Service | Forecasted | Total
|  | Unit | Number of | Service | Services
|  | Cost | Customers | Cost | Allocator
Residential Rate RS |  | 280.6643 | 364109.1667 | 102192436.2137 | 0.76862
General Service Rate GS |  | 568.53 | 45237 | 25718592.8328 | 0.19344
Power Service Primary |  | 0 | 72 | 0 | 0
Power Service Secondary |  | 1588.707 | 2824.1667 | 4486773.3073 | 0.033746
TOD Primary |  | 0 | 105.5 | 0 | 0
TOD Secondary |  | 2023.7471 | 276 | 558554.1953 | 0.004201
Retail Transmission Service |  | 0 | 13 | 0 | 0
Special Contract #1 |  | 0 | 1 | 0 | 0
Special Contract #2 |  | 0 | 1 | 0 | 0
Street Lighting Rate (RLS, LS, DSK) |  | 0 | 86402 | 0 | 0
Traffic Lighting Rate TLE |  | 0 | 165 | 0 | 0
Street Lighting Rate TLE |  | 0 | 905 | 0 | 0
|  |  | 500110.8333 | 132956356.549 | 1
| Total - per Plant Accounting |  |  | 34458226.28

## Lighting
PSL and OL
Lighting Kwh | 101770582.1238
Residential Kwh | 4180088831
Residential Customers | 364109.1667
Avg Kwh per Customer | 11480.3175
Equivalent customers | 8864.7881
Number of Lights | 86402
Lights per customer | 10
LE
Lighting Kwh | 3317374
Residential Kwh | 4180088831
Residential Customers | 364109.1667
Avg Kwh per Customer | 11480.3175
Equivalent customers | 289
TLE
Lighting Kwh | 3108713
Residential Kwh | 4180088831
Residential Customers | 364109.1667
Avg Kwh per Customer | 11480.3175
Equivalent customers | 271